## File ID
ORILLIA POWER CORPORATION
ORILLIA_2010_Load Forecast
Application
Orillia Power Distribution Corporation
ED-2002-0530
2010 Rates Rebasing Application
EB-2009-
Name: Patrick J. Hurley
E-mail: phurley@orilliapower.ca
Telephone: 705-326-2495 ext 222
Last Modified:
2009-07-01 | 10:00

## Exhibit 3 Tables
Table 3-1: Summary of Load and Customer/Connection Forecast
Year |  |  | Billed (GWh) | Growth (GWh) | Percent Change | Customer/ Connection Count | Growth | Percent Change (%)
Billed Energy (GWh) and Customer Count / Connections
2006 Board Approved |  |  | 307.0546 |  |  | 16005
2003 Actual |  |  | 314.3058 |  |  | 15955
2004 Actual |  |  | 317.0994 | 2.7936 | 0.8888% | 16099 | 144 | 0.9025%
2005 Actual |  |  | 323.0173 | 5.9179 | 1.866% | 16212 | 113 | 0.7019%
2006 Actual |  |  | 320.3768 | -2.6405 | -0.8175% | 16360 | 148 | 0.9129%
2007 Actual |  |  | 321.1065 | 0.72969 | 0.2278% | 16445 | 85 | 0.5196%
2008 Actual |  |  | 319.008 | -2.0985 | -0.6535% | 16570 | 125 | 0.7601%
2009 Normalized Bridge |  |  | 312.5087 | -6.4993 | -2.037% | 16696 | 126 | 0.7604%
2010 Normalized Test |  |  | 311.5711 | -0.93753 | -0.3% | 16823 | 127 | 0.7607%
Table 3-2: Billed Energy and Number of Customers / Connections by Rate Class
Year |  |  | Residential Class | General Service Less than 50 kW Class | General Service Greater than or Equal to 50 kW Class | Streetlight Class | Sentinel Lighting Class | Unmetered Scattered Load Class | Total
Billed Energy (GWh)
2006 Board Approved |  |  | 107.1767 | 44.7455 | 150.9887 | 2.4022 | 0.45108 | 1.2905 | 307.0546
2003 Actual |  |  | 108.1635 | 48.7942 | 153.0994 | 2.4913 | 0.49527 | 1.2622 | 314.3058
2004 Actual |  |  | 108.3868 | 49.8247 | 154.5754 | 2.5167 | 0.45964 | 1.3362 | 317.0994
2005 Actual |  |  | 110.9767 | 50.3669 | 157.3111 | 2.5204 | 0.4347 | 1.4076 | 323.0173
2006 Actual |  |  | 108.2063 | 49.8633 | 158.2558 | 2.5236 | 0.43003 | 1.0978 | 320.3768
2007 Actual |  |  | 109.5901 | 49.2173 | 158.4718 | 2.534 | 0.37062 | 0.92261 | 321.1065
2008 Actual |  |  | 109.8146 | 49.2978 | 156.1317 | 2.5492 | 0.35241 | 0.86231 | 319.008
2009 Normalized Bridge |  |  | 108.0371 | 48.2225 | 152.5135 | 2.5549 | 0.33831 | 0.84227 | 312.5087
2010 Normalized Test |  |  | 108.6762 | 48.2305 | 150.9564 | 2.5607 | 0.32477 | 0.82269 | 311.5711
Number of Customers/Connections
2006 Board Approved |  |  | 10743 | 1178 | 159 | 3487 | 270 | 168 | 16005
2003 Actual |  |  | 10595 | 1278 | 157 | 3460 | 278 | 187 | 15955
2004 Actual |  |  | 10695 | 1289 | 159 | 3483 | 273 | 200 | 16099
2005 Actual |  |  | 10786 | 1315 | 155 | 3490 | 260 | 206 | 16212
2006 Actual |  |  | 10943 | 1339 | 158 | 3494 | 244 | 182 | 16360
2007 Actual |  |  | 11061 | 1344 | 160 | 3512 | 212 | 156 | 16445
2008 Actual |  |  | 11181 | 1347 | 155 | 3526 | 206 | 155 | 16570
2009 Normalized Bridge |  |  | 11295 | 1351 | 156 | 3541 | 200 | 153 | 16696
2010 Normalized Test |  |  | 11409 | 1355 | 157 | 3556 | 195 | 151 | 16823
Table 3-3: Annual Usage per Customer/Connection by Rate Class
Year |  |  | Residential Class | General Service Less than 50 kW Class | General Service Greater than or Equal to 50 kW Class | Streetlight Class | Sentinel Lighting Class | Unmetered Scattered Load Class
Energy Usage per Customer/Connection (kWh per customer/connection)
2006 Board Approved |  |  | 9976.418 | 37984.32 | 949614.2767 | 688.8916 | 1670.6815 | 7681.7024
2003 Actual |  |  | 10208.9225 | 38180.0931 | 975155.3815 | 720.0199 | 1781.5396 | 6749.7861
2004 Actual |  |  | 10134.3426 | 38653.7634 | 972172.5522 | 722.5556 | 1683.6667 | 6680.995
2005 Actual |  |  | 10288.9572 | 38301.8365 | 1014910.1613 | 722.1682 | 1671.9308 | 6832.9563
2006 Actual |  |  | 9888.1729 | 37239.2076 | 1001619.1709 | 722.2679 | 1762.4057 | 6031.6484
2007 Actual |  |  | 9907.7946 | 36620.0164 | 990448.75 | 721.5384 | 1748.1887 | 5914.1538
2008 Actual |  |  | 9821.5351 | 36598.1819 | 1007301.1355 | 722.9841 | 1710.7184 | 5563.2774
2009 Normalized Bridge |  |  | 9565.0381 | 35693.9526 | 977650.7051 | 721.5306 | 1691.54 | 5505
2010 Normalized Test |  |  | 9525.4766 | 35594.4295 | 961505.7707 | 720.0931 | 1665.5026 | 5448.2649
Annual Growth Rate in Usage per Customer/Connection
2006 Board Approved vs 2006 Actual |  |  | 0.8924% | 2.001% | -5.192% | -4.621% | -5.204% | 27.36%
2003 Actual
2004 Actual |  |  | -0.7305% | 1.241% | -0.3059% | 0.3522% | -5.494% | -1.019%
2005 Actual |  |  | 1.526% | -0.9105% | 4.396% | -0.05361% | -0.697% | 2.275%
2006 Actual |  |  | -3.895% | -2.774% | -1.31% | 0.0138% | 5.411% | -11.73%
2007 Actual |  |  | 0.1984% | -1.663% | -1.115% | -0.101% | -0.8067% | -1.948%
2008 Actual |  |  | -0.8706% | -0.05962% | 1.701% | 0.2004% | -2.143% | -5.933%
2009 Normalized Bridge |  |  | -2.612% | -2.471% | -2.944% | -0.201% | -1.121% | -1.048%
2010 Normalized Test |  |  | -0.4136% | -0.2788% | -1.651% | -0.1992% | -1.539% | -1.031%
Table 3-4: Statistcial Results
Statistic |  |  | Value
R Square |  |  | 96.79%
Adjusted R Square |  |  | 96.62%
F Test |  |  | 554.0981
T-stats by Coefficient
Intercept |  |  | -3.1105
Heating Degree Days |  |  | 45.7367
Cooling Degree Days |  |  | 15.2446
Ontario Real GDP Monthly % |  |  | 1.1709
Number of Days in Month |  |  | 8.2895
Spring Fall Flag |  |  | -4.4203
Population |  |  | 2.4394
Number of Peak Hours |  |  | 2.3055
Blackout Flag |  |  | -3.8234
Table 3-5: OPDC’s Total System Purchases
Year |  |  | Actual | Predicted | % Difference
Purchased Energy (GWh)
1996 |  |  | 300.9109 | 300.3503 | -0.1863%
1997 |  |  | 302.7829 | 302.4047 | -0.1249%
1998 |  |  | 298.8946 | 300.5868 | 0.5661%
1999 |  |  | 309.674 | 307.8335 | -0.5943%
2000 |  |  | 315.125 | 315.2777 | 0.04846%
2001 |  |  | 316.3967 | 318.6857 | 0.7235%
2002 |  |  | 327.8589 | 328.1208 | 0.07991%
2003 |  |  | 326.7587 | 328.2002 | 0.4412%
2004 |  |  | 329.5831 | 330.6205 | 0.3148%
2005 |  |  | 346.9229 | 341.4667 | -1.573%
2006 |  |  | 339.8367 | 337.1098 | -0.8024%
2007 |  |  | 340.3509 | 342.2781 | 0.5662%
2008 |  |  | 337.3422 | 339.5025 | 0.6404%
2008 Weather Normal - 13 year average |  |  |  | 344.8338
2008 Weather Normal - 10 year average |  |  |  | 345.0761
2008 Weather Normal - 20 year trend |  |  |  | 344.5872
Table 3-6: 2009 and 2010 Weather Normal Forecasted Purchases
Year |  |  | Weather Normal - 13 year average | Weather Normal - 10 year average | Weather Normal - 20 year trend
Purchased Energy (GWh)
2009 Normalized Bridge |  |  | 331.0404 | 331.2731 | 330.8037
2010 Normalized Test |  |  | 330.0473 | 330.2793 | 329.8113
Table 3-7: Historical Customer/Connection Data
Year |  |  | Residential Class | General Service Less than 50 kW Class | General Service Greater than or Equal to 50 kW Class | Streetlight Class | Sentinel Lighting Class | Unmetered Scattered Load Class | TOTAL
Number of Customers/Connections
1996 |  |  | 9903 | 1298 | 144 | 3354 | 288 | 180 | 15167
1997 |  |  | 9990 | 1311 | 144 | 3354 | 288 | 180 | 15267
1998 |  |  | 10115 | 1297 | 144 | 3354 | 288 | 180 | 15378
1999 |  |  | 10255 | 1297 | 147 | 3354 | 288 | 180 | 15521
2000 |  |  | 10349 | 1294 | 148 | 3354 | 288 | 180 | 15613
2001 |  |  | 10423 | 1285 | 149 | 3399 | 288 | 180 | 15724
2002 |  |  | 10479 | 1279 | 149 | 3443 | 288 | 179 | 15817
2003 |  |  | 10595 | 1278 | 157 | 3460 | 278 | 187 | 15955
2004 |  |  | 10695 | 1289 | 159 | 3483 | 273 | 200 | 16099
2005 |  |  | 10786 | 1315 | 155 | 3490 | 260 | 206 | 16212
2006 |  |  | 10943 | 1339 | 158 | 3494 | 244 | 182 | 16360
2007 |  |  | 11061 | 1344 | 160 | 3512 | 212 | 156 | 16445
2008 |  |  | 11181 | 1347 | 155 | 3526 | 206 | 155 | 16570
Table 3-8: Growth Rate in Customer/Connections
Year |  |  | Residential Class | General Service Less than 50 kW Class | General Service Greater than or Equal to 50 kW Class | Streetlight Class | Sentinel Lighting Class | Unmetered Scattered Load Class
Growth Rate in Customers/Connections
1996
1997 |  |  | 0.8785% | 1.002% | 0% | 0% | 0% | 0%
1998 |  |  | 1.251% | -1.068% | 0% | 0% | 0% | 0%
1999 |  |  | 1.384% | 0% | 2.083% | 0% | 0% | 0%
2000 |  |  | 0.9166% | -0.2313% | 0.6803% | 0% | 0% | 0%
2001 |  |  | 0.715% | -0.6955% | 0.6757% | 1.342% | 0% | 0%
2002 |  |  | 0.5373% | -0.4669% | 0% | 1.294% | 0% | -0.5556%
2003 |  |  | 1.107% | -0.07819% | 5.369% | 0.4938% | -3.472% | 4.469%
2004 |  |  | 0.9438% | 0.8607% | 1.274% | 0.6647% | -1.799% | 6.952%
2005 |  |  | 0.8509% | 2.017% | -2.516% | 0.201% | -4.762% | 3%
2006 |  |  | 1.456% | 1.825% | 1.935% | 0.1146% | -6.154% | -11.65%
2007 |  |  | 1.078% | 0.3734% | 1.266% | 0.5152% | -13.11% | -14.29%
2008 |  |  | 1.085% | 0.2232% | -3.125% | 0.3986% | -2.83% | -0.641%
Geometric Mean |  |  | 1.017% | 0.3093% | 0.6153% | 0.4176% | -2.754% | -1.238%
Table 3-9: Customer/Connection Forecast
Year |  |  | Residential Class | General Service Less than 50 kW Class | General Service Greater than or Equal to 50 kW Class | Streetlight Class | Sentinel Lighting Class | Unmetered Scattered Load Class | TOTAL
Forecast number of Customers/Connections
2009 Normalized Bridge |  |  | 11294.668 | 1351.1659 | 155.9537 | 3540.7254 | 200.3273 | 153.0805 | 16695.9208
2010 Normalized Test |  |  | 11409.4916 | 1355.3447 | 156.9134 | 3555.5123 | 194.8108 | 151.1848 | 16823.2575
Table 3-10: Historical Annual Usage per Customer
Year |  |  | Residential Class | General Service Less than 50 kW Class | General Service Greater than or Equal to 50 kW Class | Streetlight Class | Sentinel Lighting Class | Unmetered Scattered Load Class
Annual kWh Usage Per Customer/Connection
1996 |  |  | 10757.4472 | 32851.5962 | 994930.5556 | 723.6494 | 1977.4583 | 6077.7778
1997 |  |  | 10292.7928 | 34705.5974 | 994930.5556 | 726.9704 | 1957.3021 | 6077.7778
1998 |  |  | 9715.1755 | 36345.118 | 994930.5556 | 728.0859 | 1942.2986 | 6077.7778
1999 |  |  | 9991.4365 | 39389.6754 | 974598.3932 | 728.0829 | 1868.9479 | 6077.7778
2000 |  |  | 10024.3041 | 36969.2473 | 1015140.296 | 734.2624 | 1896.8229 | 6077.7778
2001 |  |  | 10110.6462 | 36160.7027 | 1020751.4677 | 727.9559 | 1881.9826 | 6079.6
2002 |  |  | 10472.048 | 38015.3057 | 1042059.4497 | 707.4328 | 1682.2674 | 6300.6895
2003 |  |  | 10208.9225 | 38180.0931 | 975155.3815 | 720.0199 | 1781.5396 | 6749.7861
2004 |  |  | 10134.3426 | 38653.7634 | 972172.5522 | 722.5556 | 1683.6667 | 6680.995
2005 |  |  | 10288.9572 | 38301.8365 | 1014910.1613 | 722.1682 | 1671.9308 | 6832.9563
2006 |  |  | 9888.1729 | 37239.2076 | 1001619.1709 | 722.2679 | 1762.4057 | 6031.6484
2007 |  |  | 9907.7946 | 36620.0164 | 990448.75 | 721.5384 | 1748.1887 | 5914.1538
2008 |  |  | 9821.5351 | 36598.1819 | 1007301.1355 | 722.9841 | 1710.7184 | 5563.2774
Table 3-11: Growth Rate in Usage Per Customer/Connection
Year |  |  | Residential Class | General Service Less than 50 kW Class | General Service Greater than or Equal to 50 kW Class | Streetlight Class | Sentinel Lighting Class | Unmetered Scattered Load Class
Growth Rate in Customer/Connection
1996
1997 |  |  | -4.319% | 5.644% | 0% | 0.4589% | -1.019% | 0%
1998 |  |  | -5.612% | 4.724% | 0% | 0.1534% | -0.7665% | 0%
1999 |  |  | 2.844% | 8.377% | -2.044% | -0.0004095% | -3.776% | 0%
2000 |  |  | 0.329% | -6.145% | 4.16% | 0.8487% | 1.491% | 0%
2001 |  |  | 0.8613% | -2.187% | 0.5527% | -0.8589% | -0.7824% | 0.02998%
2002 |  |  | 3.574% | 5.129% | 2.087% | -2.819% | -10.61% | 3.637%
2003 |  |  | -2.513% | 0.4335% | -6.42% | 1.779% | 5.901% | 7.128%
2004 |  |  | -0.7305% | 1.241% | -0.3059% | 0.3522% | -5.494% | -1.019%
2005 |  |  | 1.526% | -0.9105% | 4.396% | -0.05361% | -0.697% | 2.275%
2006 |  |  | -3.895% | -2.774% | -1.31% | 0.0138% | 5.411% | -11.73%
2007 |  |  | 0.1984% | -1.663% | -1.115% | -0.101% | -0.8067% | -1.948%
2008 |  |  | -0.8706% | -0.05962% | 1.701% | 0.2004% | -2.143% | -5.933%
Geometric Mean |  |  | -0.2551% | -0.126% | -0.09686% | -0.1933% | -1.283% | -1.1%
Table 3-12: Forecast Annual kWh Usage per Customer/Connection
Year |  |  | Residential Class | General Service Less than 50 kW Class | General Service Greater than or Equal to 50 kW Class | Streetlight Class | Sentinel Lighting Class | Unmetered Scattered Load Class
Forecast Annual kWh Usage per Customers/Connection
2009 Normalized Bridge |  |  | 9796.4791 | 36552.0614 | 1006325.5065 | 721.5866 | 1688.7778 | 5502.106
2010 Normalized Test |  |  | 9771.487 | 36505.9989 | 1005350.8224 | 720.1917 | 1667.1185 | 5441.6072
Table 3-13: Non-normalized Weather Billed Energy Forecast
Year |  |  | Residential Class | General Service Less than 50 kW Class | General Service Greater than or Equal to 50 kW Class | Streetlight Class | Sentinel Lighting Class | Unmetered Scattered Load Class | TOTAL
NON-normalized Weather Billed Energy Forecast (GWh)
2009 (Not Normalized) |  |  | 110.648 | 49.3879 | 156.9402 | 2.5549 | 0.33831 | 0.84227 | 320.7116
2010 (Not Normalized) |  |  | 111.4877 | 49.4782 | 157.753 | 2.5607 | 0.32477 | 0.82269 | 322.427
Table 3-14: Weather Sensitivity by Rate Class
Residential Class | General Service Less than 50 kW Class | General Service Greater than or Equal to 50 kW Class | Streetlight Class | Sentinel Lighting Class | Unmetered Scattered Load Class
Weather Sensitivity
100% | 100% | 60% | 0% | 0% | 0%
Table 3-15: Alignment of Non-normal to Weather Normal Forecast
Year |  |  | Residential Class | General Service Less than 50 kW Class | General Service Greater than or Equal to 50 kW Class | Streetlight Class | Sentinel Lighting Class | Unmetered Scattered Load Class | TOTAL
Non-normalized Weather Billed Energy Forecast (GWh)
2009 NON-Normalized Bridge |  |  | 110.648 | 49.3879 | 156.9402 | 2.5549 | 0.33831 | 0.84227 | 320.7116
2010 NON-Normalized Test |  |  | 111.4877 | 49.4782 | 157.753 | 2.5607 | 0.32477 | 0.82269 | 322.427
Adjustment to Billed Energy Forecast for Load Displacement Generation
2009 Normalized Bridge |  |  | 0 | 0 | -2.2048 | 0 | 0 | 0 | -2.2048
2010 Normalized Test |  |  | 0 | 0 | -4.4096 | 0 | 0 | 0 | -4.4096
Adjustment for Weather (GWh)
2009 Normalized Bridge |  |  | -2.6109 | -1.1654 | -2.2219 | 0 | 0 | 0 | -5.9982
2010 Normalized Test |  |  | -2.8115 | -1.2478 | -2.387 | 0 | 0 | 0 | -6.4463
Weather Normalized Billed Energy Forecast (GWh)
2009 Normalized Bridge |  |  | 108.0371 | 48.2225 | 152.5135 | 2.5549 | 0.33831 | 0.84227 | 312.5087
2010 Normalized Test |  |  | 108.6762 | 48.2305 | 150.9564 | 2.5607 | 0.32477 | 0.82269 | 311.5711
Table 3-16: Historical Annual kW per Applicable Rate Class
Year |  |  | General Service Greater than or Equal to 50 kW Class | Streetlight Class | Sentinel Lighting Class | TOTAL
Billed Annual kW
1996 |  |  | 380570 | 6750 | 1582 | 388902
1997 |  |  | 376940 | 6781 | 1566 | 385287
1998 |  |  | 384000 | 6792 | 1554 | 392346
1999 |  |  | 389697 | 6783 | 1495 | 397975
2000 |  |  | 397889 | 6846 | 1517 | 406252
2001 |  |  | 410390 | 6897 | 1506 | 418793
2002 |  |  | 400427 | 6352 | 1222 | 408001
2003 |  |  | 424930 | 6981 | 1376 | 433287
2004 |  |  | 391840 | 7006 | 1273 | 400119
2005 |  |  | 405678 | 7036 | 1208 | 413922
2006 |  |  | 407943 | 7045 | 1195 | 416183
2007 |  |  | 409427 | 7076 | 1029 | 417532
2008 |  |  | 396778 | 7084 | 979 | 404841
Table 3-17: Historical kW/KWh Ratio per Applicable Rate Class
Year |  |  | General Service Greater than or Equal to 50 kW Class | Streetlight Class | Sentinel Lighting Class
Ratio of kW to kWh
1996 |  |  | 0.2656% | 0.2781% | 0.2778%
1997 |  |  | 0.2631% | 0.2781% | 0.2778%
1998 |  |  | 0.268% | 0.2781% | 0.2778%
1999 |  |  | 0.272% | 0.2778% | 0.2777%
2000 |  |  | 0.2648% | 0.278% | 0.2777%
2001 |  |  | 0.2698% | 0.2787% | 0.2779%
2002 |  |  | 0.2579% | 0.2608% | 0.2522%
2003 |  |  | 0.2776% | 0.2802% | 0.2778%
2004 |  |  | 0.2535% | 0.2784% | 0.277%
2005 |  |  | 0.2579% | 0.2792% | 0.2779%
2006 |  |  | 0.2578% | 0.2792% | 0.2779%
2007 |  |  | 0.2584% | 0.2792% | 0.2776%
2008 |  |  | 0.2541% | 0.2779% | 0.2778%
Average |  |  | 0.2631% | 0.2772% | 0.2758%
Table 3-18: kW Forecast by Applicable Rate Class
Year |  |  | General Service Greater than or Equal to 50 kW Class | Streetlight Class | Sentinel Lighting Class | TOTAL
Predicted Billed kW
2009 Normalized Bridge |  |  | 401288.5364 | 7082.4668 | 932.9318 | 409303.9349
2010 Normalized Test |  |  | 397191.535 | 7098.297 | 895.6055 | 405185.4375
Table 3-19: Summary of Forecast
|  |  | 2006 Board Approved | 2006 Actual | 2007 Actual | 2008 Actual | 2009 Weather Normal Bridge | 2010 Weather Normal Test
ACTUAL AND PREDICTED KWH PURCHASES
Actual kWh Purchases |  |  | 329583057.43 | 339836661.57 | 340350915 | 337342212
Predicted kWh Purchases before load displacement |  |  | 330620504.7254 | 337109848.3592 | 342278128.912 | 339502489.1093 | 331040422 | 330047301
Adjustments for Load Displacement |  |  |  | 0 | 0 | 0 | 0 | 0
Revised Predicted kWh Purchases after load disp. |  |  | 330620504.7254 | 337109848.3592 | 342278128.912 | 339502489.1093 | 331040422 | 330047301
% Difference between actual and predicted purchases |  |  | 0.3148% | -0.8024% | 0.5662% | 0.6404%
BILLING DETERMINANTS BY CLASS
RESIDENTIAL CLASS
Customers |  |  | 10743 | 10943 | 11061 | 11181 | 11295 | 11409
kWh |  |  | 107176659 | 108206276 | 109590116 | 109814584 | 108037105 | 108676163
GENERAL SERVICE LESS THAN 50 KW CLASS
Customers |  |  | 1178 | 1339 | 1344 | 1347 | 1351 | 1355
kWh |  |  | 44745529 | 49863299 | 49217302 | 49297751 | 48222530 | 48230452
GENERAL SERVICE GREATER THAN OR EQUAL TO 50 KW CLASS
Customers |  |  | 159 | 158 | 160 | 155 | 156 | 157
kW |  |  | 376542 | 407943 | 409427 | 396778 | 401289 | 397192
kWh |  |  | 150988670 | 158255829 | 158471800 | 156131676 | 152513510 | 150956406
STREETLIGHT CLASS
Connections |  |  | 3487 | 3494 | 3512 | 3526 | 3541 | 3556
kW |  |  | 6814 | 7045 | 7076 | 7084 | 7082 | 7098
kWh |  |  | 2402165 | 2523604 | 2534043 | 2549242 | 2554940 | 2560651
SENTINEL LIGHTING CLASS
Connections |  |  | 270 | 244 | 212 | 206 | 200 | 195
kW |  |  | 1260 | 1195 | 1029 | 979 | 933 | 896
kWh |  |  | 451084 | 430027 | 370616 | 352408 | 338308 | 324773
Unmetered Loads
Connections |  |  | 168 | 182 | 156 | 155 | 153 | 151
kWh |  |  | 1290526 | 1097760 | 922608 | 862308 | 842265 | 822688
Total
Customer/Connections |  |  | 16005 | 16360 | 16445 | 16570 | 16696 | 16823
kWh |  |  | 307054633 | 320376795 | 321106485 | 319007969 | 312508658 | 311571133
kW from applicable classes |  |  | 384616 | 416183 | 417532 | 404841 | 409304 | 405186

## Summary
2010 WEATHER NORMALIZED LOAD FORECAST FOR TEST YEAR BASED ON REGRESSION ANALYSIS - SUMMARY TOTALS
Description | 2000 Actual | 2001 Actual | 2002 Actual | 2003 Actual | 2004 Actual | 2005 Actual | 2006 Actual | 2007 Actual | 2008 Actual | 2009 Normalized Bridge | 2010 Normalized Test
TOTAL POWER PURCHASED - ACTUAL VS PREDICTED
Actual kWh Purchases | 315124971.38 | 316396656.49 | 327858855.01 | 326758736.68 | 329583057.43 | 346922941.26 | 339836661.57 | 340350915 | 337342212 | na | na
Predicted kWh Purchases | 315277683.9966 | 318685741.0259 | 328120844.5243 | 328200247.08 | 330620504.7254 | 341466690.6285 | 337109848.3592 | 342278128.912 | 339502489.1093 | 331040422 | 330047301
Total LAF for Load Displacement | [9 empty] | 1.0593 | 1.0593
Adjustment for Load Displacement and losses | [9 empty] | 0 | 0
Predicted kWh Purchases Adjusted | [9 empty] | 331040422 | 330047301
% Difference | 0.04846% | 0.7235% | 0.07991% | 0.4412% | 0.3148% | -1.573% | -0.8024% | 0.5662% | 0.6404%
TOTAL POWER BILLED TO RETAIL CUSTOMERS - ALL CLASSES
Billed kWh | 305923494 | 308052398 | 317673032 | 314305835 | 317099432 | 323017340 | 320376795 | 321106485 | 319007969 | 312508659 | 311571133
Adjustment for Load Displacement
Adjusted Billed kWh | 305923494 | 308052398 | 317673032 | 314305835 | 317099432 | 323017340 | 320376795 | 321106485 | 319007969 | 312508659 | 311571133
Total loss adjustment factor | 1.0301 | 1.0271 | 1.0321 | 1.0396 | 1.0394 | 1.074 | 1.0607 | 1.0599 | 1.0575 | 1.0593 | 1.0593
2010 WEATHER NORMALIZED LOAD FORECAST FOR TEST YEAR BASED ON REGRESSION ANALYSIS - BY CLASS
Description | 2000 Actual | 2001 Actual | 2002 Actual | 2003 Actual | 2004 Actual | 2005 Actual | 2006 Actual | 2007 Actual | 2008 Actual | 2009 Normalized Bridge | 2010 Normalized Test
RESIDENTIAL CLASS
Customers | 10349 | 10423 | 10479 | 10595 | 10695 | 10786 | 10943 | 11061 | 11181 | 11295 | 11409
kW
kWh | 103741523 | 105383265 | 109736591 | 108163534 | 108386794 | 110976692 | 108206276 | 109590116 | 109814584 | 108037105 | 108676163
GENERAL SERVICE LESS THAN 50 KW CLASS
Customers | 1294 | 1285 | 1279 | 1278 | 1289 | 1315 | 1339 | 1344 | 1347 | 1351 | 1355
kW
kWh | 47838206 | 46466503 | 48621576 | 48794159 | 49824701 | 50366915 | 49863299 | 49217302 | 49297751 | 48222530 | 48230452
GENERAL SERVICE GREATER THAN OR EQUAL TO 50 KW CLASS
Customers | 148 | 149 | 149 | 157 | 159 | 155 | 158 | 160 | 155 | 156 | 157
kW | 397889 | 410390 | 400427 | 424930 | 391840 | 405678 | 407943 | 409427 | 396778 | 401289 | 397192
kWh | 150240763.812 | 152091968.6865 | 155266858 | 153099394.9017 | 154575435.7925 | 157311075 | 158255829 | 158471800 | 156131676 | 152513510 | 150956406
STREETLIGHT CLASS
Customers | 3354 | 3399 | 3443 | 3460 | 3483 | 3490 | 3494 | 3512 | 3526 | 3541 | 3556
kW | 6846 | 6897 | 6352 | 6981 | 7006 | 7036 | 7045 | 7076 | 7084 | 7082 | 7098
kWh | 2462716 | 2474322 | 2435691 | 2491269 | 2516661 | 2520367 | 2523604 | 2534043 | 2549242 | 2554940 | 2560651
SENTINEL LIGHTING CLASS
Connections | 288 | 288 | 288 | 278 | 273 | 260 | 244 | 212 | 206 | 200 | 195
kW | 1517 | 1506 | 1222 | 1376 | 1273 | 1208 | 1195 | 1029 | 979 | 933 | 896
kWh | 546285 | 542011 | 484493 | 495268 | 459641 | 434702 | 430027 | 370616 | 352408 | 338308 | 324773
UNMETERED SCATTERED LOAD CLASS
Connections | 180 | 180 | 179 | 187 | 200 | 206 | 182 | 156 | 155 | 153 | 151
kW
kWh | 1094000 | 1094328 | 1127823.4286 | 1262210 | 1336199 | 1407589 | 1097760 | 922608 | 862308 | 842265 | 822688
SUMMARY OF POWER BILLED TO RETAIL CUSTOMERS - CUSTOMERS, CONNECTIONS, KW & KWH
Customer/Connections | 15613 | 15724 | 15817 | 15955 | 16099 | 16212 | 16360 | 16445 | 16570 | 16696 | 16823
kW | 406252 | 418793 | 408001 | 433287 | 400119 | 413922 | 416183 | 417532 | 404841 | 409304 | 405186
kWh | 305923493.812 | 308052397.6865 | 317673032.4286 | 314305834.9017 | 317099431.7925 | 323017340 | 320376795 | 321106485 | 319007969 | 312508658 | 311571133
CHECKS AND BALANCES
Totals from models
Customer/Connections | 15613 | 15724 | 15817 | 15955 | 16099 | 16212 | 16360 | 16445 | 16570 | 16695.9208 | 16823.2575
kW | 406252 | 418793 | 408001 | 433287 | 400119 | 413922 | 416183 | 417532 | 404841 | 409303.9349 | 405185.4375
kWh | 305923494 | 308052398 | 317673032 | 314305835 | 317099432 | 323017340 | 320376795 | 321106485 | 319007969 | 312508658.6451 | 311571132.6691
Check sb nil | [9 empty] | Rounding differences
Customer/Connections | -1.0004e-09 | -1.0004e-09 | -1.0004e-09 | -1.0004e-09 | -1.0004e-09 | -1.0004e-09 | -1.0004e-09 | -1.0004e-09 | -1.0004e-09 | 0.079155 | -0.25749
kW | 0 | 0 | 0 | 0 | 0 | 0 | 0 | 0 | 0 | 0.065057 | 0.56248
kWh | -0.188 | -0.3135 | 0.42857 | -0.09825 | -0.20745 | 0 | 0 | 0 | 0 | -0.64507 | 0.33087
Totals in line loss schedules
kwh Purchased |  |  | 327858855 | 326758737 | 329583057 | 346922941.3 | 339836662 | 340350915 | 337342212
kwh Sold |  |  | 317673033 | 314305835 | 317099431 | 323017340 | 320376795 | 321106485 | 319007970
Check sb nil
kwh Purchased |  |  | 0.01 | -0.32 | 0.43 | -0.04 | -0.43 | 0 | 0
kwh Sold |  |  | -1 | 0 | 1 | 0 | 0 | 0 | -1
Rounding differences
| -0.188 | -0.3135 | 0.42857 | -0.09825 | -0.20745 | 0 | 0 | 0 | 0 | -1 | 0
Note on N9: Pat: Needs to match Total loss adjustment factor
Note on O9: Pat: Needs to match Total loss adjustment factor

## Loss Factors
Table 8-11: LOSS FACTOR CALCULATIONS 2002 to 2008
1.015
Description |  | 2002 Actual | 2003 Actual | 2004 Actual | 2005 Actual | 2006 Actual | 2007 Actual | 2008 Actual | Total | 2009 WN Bridge | 2010 WN Test
DISTRIBUTION LOSS ADJUSTMENT FACTOR
A | "Wholesale" kWh IESO plus Embedded Generation | 327646404 | 326488330 | 327399956 | 335789477 | 329335625 | 333321095 | 330155444.9507 | 2310136331.9507 | 322993199.2525 | 322024219.9142
B | "Wholesale" kWh for Large Use customer(s) | [7 empty] | 0
C | Net "Wholesale" kWh (A)-(B) | 327646404 | 326488330 | 327399956 | 335789477 | 329335625 | 333321095 | 330155444.9507 | 2310136331.9507 | 322993199.2525 | 322024219.9142
D | "Retail" kWh (Distributor) | 317673033 | 314305835 | 317099431 | 323017340 | 320376795 | 321106485 | 319007970 | 2232586889 | 312508659 | 311571133
E | "Retail" kWh for Large Use Customer(s) | [7 empty] | 0
F | Net "Retail" kWh (D)-(E) | 317673033 | 314305835 | 317099431 | 323017340 | 320376795 | 321106485 | 319007970 | 2232586889 | 312508659 | 311571133
G | Loss Factor [(C)/(F)] | 1.0314 | 1.0388 | 1.0325 | 1.0395 | 1.028 | 1.038 | 1.0349 | 1.0347 | 1.0335 | 1.0335
H | Distribution Loss Adjustment Factor | Average 2002-2004 |  | 1.0342 |  | Average 2006-2008 |  | 1.0336
SUPPLY LOSS ADJUSTMENT FACTOR
I | "Wholesale" kWh with Losses | 327858855 | 326758737 | 329583057 | 346922941.3 | 339836662 | 340350915 | 337342212 | 2348653379.3 | 331040422 | 330047301
J | "Wholesale" kWh without Losses | 327646404 | 326488330 | 327399956 | 335789477 | 329335625 | 333321095 | 330155444.9507 | 2310136331.9507 | 322993199.2525 | 322024219.9142
K | Supply Facility Loss Factor | 1.0006 | 1.0008 | 1.0067 | 1.0332 | 1.0319 | 1.0211 | 1.0218 | 1.0167 | 1.0249 | 1.0249
L | Supply Loss Adjustment Factor | Average 2002-2004 |  | 1.0027 |  | Average 2006-2008 |  | 1.0249 |  |  |  | 1.0561
TOTAL LOSS ADJUSTMENT FACTOR
M | Total Loss Adjustment Factor (H) + (L) | Average 2002-2004 |  | 1.037 |  | Average 2006-2008 |  | 1.0593
SUMMARY OF LOSS FACTORS
H | Distribution Loss Factor - Secondary Metered Customer < 5,000kW |  |  | 1.0342 |  |  |  | 1.0336
N | Distribution Loss Factor - Primary Metered Customer < 5,000kW (H) x 0.99 |  |  | 1.0239 |  |  |  | 1.0233
M | Total Loss Factor - Secondary Metered Customer < 5,000kW |  |  | 1.037 |  |  |  | 1.0593
O | Total Loss Factor - Primary Metered Customer < 5,000kW (L) x (N) |  |  | 1.0266 |  |  |  | 1.0487
Description |  | 2002 | 2003 | 2004 | 2005 | 2006 | 2007 | 2008 | Avg 06 - 08 | 2009 | 2010 | 96000
POWER PURCHASED__FROM IESO
kWh purchased including TX supply losses _from IESO |  | 286980304 | 308789290 | 313764906 | 331693570 | 320647650 | 325180970 | 316385030 |  | 315240422 | 330047301
Transmission losses |  | 0 | 13660 | 1952350 | 10908393 | 10217425 | 6805675 | 6877055 |  | 7813731.1939 | 8023081.0858
kWh purchased excluding TX supply losses __ from IESO |  | 286980304 | 308775630 | 311812556 | 320785177 | 310430225 | 318375295 | 309507975 |  | 307426690.8061 | 322024219.9142
Transmission supply loss adjustment factor __ IESO |  | 1 | 1 | 1.0063 | 1.034 | 1.0329 | 1.0214 | 1.0222 | 1.0255 | 1.0255 | 1.0255
[10 empty] | 1.0254 | 1.0249
POWER PURCHASED__FROM EMBEDDED GENERATION
kWh purchased including TX supply losses _from Embedded Generation |  | 40878551 | 17969447 | 15818151 | 15229371.3 | 19189012 | 15169945 | 20957182 |  | 15800000
Transmission losses |  | 212451 | 256747 | 230751 | 225071.3 | 283612 | 224145 | 309712.0493 |  | 233491.5536 | 0
kWh purchased excluding TX supply losses __ from Embedded Generation |  | 40666100 | 17712700 | 15587400 | 15004300 | 18905400 | 14945800 | 20647469.9507 |  | 15566508.4464
Transmission supply loss adjustment factor __ Embedded Generation |  | 1.0052 | 1.0145 | 1.0148 | 1.015 | 1.015 | 1.015 | 1.015 | 1.015 | 1.015 | 1.015
[10 empty] | 1.015 | #DIV/0!
POWER PURCHASED__COMBINED
kWh purchased including TX supply losses __ COMBINED |  | 327858855 | 326758737 | 329583057 | 346922941.3 | 339836662 | 340350915 | 337342212 |  | 331040422 | 330047301
Transmission losses |  | 212451 | 270407 | 2183101 | 11133464.3 | 10501037 | 7029820 | 7186767.0493 |  | 8047222.7475 | 8023081.0858
kWh purchased excluding TX supply losses __ COMBINED |  | 327646404 | 326488330 | 327399956 | 335789477 | 329335625 | 333321095 | 330155444.9507 |  | 322993199.2525 | 322024219.9142
Transmission supply loss adjustment factor __ COMBINED |  | 1.0006 | 1.0008 | 1.0067 | 1.0332 | 1.0319 | 1.0211 | 1.0218 | 1.0249 | 1.0249 | 1.0249
[10 empty] | 1.0249 | 1.0249
POWER SOLD
kWh purchased excluding TX supply losses __ COMBINED |  | 327646404 | 326488330 | 327399956 | 335789477 | 329335625 | 333321095 | 330155444.9507 |  | 322993199.2525 | 322024219.9142
Distribution losses |  | 9973371 | 12182495 | 10300525 | 12772137 | 8958830 | 12214610 | 11147474.9507 |  | 10484540.2525 | 10453086.9142
kWh SOLD excluding distribution losses |  | 317673033 | 314305835 | 317099431 | 323017340 | 320376795 | 321106485 | 319007970 |  | 312508659 | 311571133
Distribution loss adjustment factor |  | 1.0314 | 1.0388 | 1.0325 | 1.0395 | 1.028 | 1.038 | 1.0349 | 1.0336 | 1.0336 | 1.0336
[10 empty] | 1.0335 | 1.0335
LINE LOSS ADJUSTMENT FACTORS
Transmission supply loss adjustment factor |  | 1.0006 | 1.0008 | 1.0067 | 1.0332 | 1.0319 | 1.0211 | 1.0218 | 1.0249 | 1.0249 | 1.0249
Distribution loss adjustment factor |  | 1.0314 | 1.0388 | 1.0325 | 1.0395 | 1.028 | 1.038 | 1.0349 | 1.0336 | 1.0336 | 1.0336
Total loss adjustment factor |  | 1.0321 | 1.0396 | 1.0394 | 1.074 | 1.0607 | 1.0599 | 1.0575 | 1.0594 | 1.0594 | 1.0594
[10 empty] | 1.0594 | 1.0594
[10 empty] | 1.0593 | 1.0593
Note on H35: pwelsh: using IESO invoiced kWh to calculate line losses 2005 & forward; difference between MV90 and IESO 1,697 kWh this year not explained

## Regression Results
Regression Analysis Results _ Summary Output
Regression Statistics
Multiple R | 0.98382
R Square | 0.9679
Adjusted R Square | 0.96616
Standard Error | 594348.1081
Observations | 156
ANOVA
| df | SS | MS | F | Significance F
Regression | 8 | 1.5659e+15 | 1.9573e+14 | 554.0981 | 1.095e-105
Residual | 147 | 5.1928e+13 | 353249673628.3904 | 0 | 0
Total | 155 | 1.6178e+15 | 0 | 0 | 0
| Coefficients | Standard Error | t Stat | P-value | Lower 95% | Upper 95% | Lower 95.0% | Upper 95.0%
Intercept | -27061054.918 | 8699796.6728 | -3.1105 | 0.0022436 | -44253882.6018 | -9868227.2341 | -44253882.6018 | -9868227.2341
Heating Degree Days | 12930.6736 | 282.7202 | 45.7367 | 8.002e-89 | 12371.9526 | 13489.3946 | 12371.9526 | 13489.3946
Cooling Degree Days | 39068.9116 | 2562.7958 | 15.2446 | 4.533e-32 | 34004.2294 | 44133.5939 | 34004.2294 | 44133.5939
Ontario Real GDP Monthly % | 27062.2093 | 23112.8993 | 1.1709 | 0.24355 | -18614.2714 | 72738.69 | -18614.2714 | 72738.69
Number of Days in Month | 522965.234 | 63087.5 | 8.2895 | 6.567e-14 | 398289.6171 | 647640.8509 | 398289.6171 | 647640.8509
Spring Fall Flag | -578339.1535 | 130837.3901 | -4.4203 | 1.9035e-05 | -836904.3576 | -319773.9494 | -836904.3576 | -319773.9494
Population | 933.459 | 382.6647 | 2.4394 | 0.015904 | 177.2244 | 1689.6936 | 177.2244 | 1689.6936
Number of Peak Hours | 7232.9893 | 3137.3285 | 2.3055 | 0.02254 | 1032.8963 | 13433.0822 | 1032.8963 | 13433.0822
Blackout Flag | -2341914.2851 | 612528.9022 | -3.8234 | 0.00019392 | -3552414.2843 | -1131414.2858 | -3552414.2843 | -1131414.2858
Regression Run on March 29, 2009

## Purchased Power Model
| Purchased (excluding transmission losses effective Nov/04) | Purchased (including transmission losses) | Heating Degree Days | Cooling Degree Days | Ontario Real GDP Monthly % | Number of Days in Month | Spring Fall Flag | Population | Number of Peak Hours | Blackout Flag | Predicted Purchases
1991-01-01 |  |  |  |  | 88.3828 | 31 | 0 |  | 352 | 0
1991-02-01 |  |  |  |  | 88.2025 | 28 | 0 |  | 320 | 0
1991-03-01 |  |  |  |  | 88.0226 | 31 | 1 |  | 320 | 0
1991-04-01 |  |  |  |  | 87.8431 | 30 | 1 |  | 336 | 0
1991-05-01 |  |  |  |  | 87.664 | 31 | 1 |  | 352 | 0
1991-06-01 |  |  |  |  | 87.4852 | 30 | 0 |  | 320 | 0
1991-07-01 |  |  |  |  | 87.3068 | 31 | 0 |  | 352 | 0
1991-08-01 |  |  |  |  | 87.1287 | 31 | 0 |  | 336 | 0
1991-09-01 |  |  |  |  | 86.951 | 30 | 1 |  | 320 | 0
1991-10-01 |  |  |  |  | 86.7737 | 31 | 1 |  | 352 | 0
1991-11-01 |  |  |  |  | 86.5967 | 30 | 1 |  | 336 | 0
1991-12-01 |  |  |  |  | 86.4201 | 31 | 0 |  | 320 | 0
1992-01-01 |  |  |  |  | 86.2438 | 31 | 0 |  | 352 | 0
1992-02-01 |  |  |  |  | 86.2906 | 29 | 0 |  | 320 | 0
1992-03-01 |  |  |  |  | 86.3374 | 31 | 1 |  | 352 | 0
1992-04-01 |  |  |  |  | 86.3843 | 30 | 1 |  | 320 | 0
1992-05-01 |  |  |  |  | 86.4311 | 31 | 1 |  | 320 | 0
1992-06-01 |  |  |  |  | 86.478 | 30 | 0 |  | 352 | 0
1992-07-01 |  |  |  |  | 86.5249 | 31 | 0 |  | 352 | 0
1992-08-01 |  |  |  |  | 86.5719 | 31 | 0 |  | 320 | 0
1992-09-01 |  |  |  |  | 86.6189 | 30 | 1 |  | 336 | 0
1992-10-01 |  |  |  |  | 86.6658 | 31 | 1 |  | 336 | 0
1992-11-01 |  |  |  |  | 86.7129 | 30 | 1 |  | 336 | 0
1992-12-01 |  |  |  |  | 86.7599 | 31 | 0 |  | 352 | 0
1993-01-01 |  |  |  |  | 86.807 | 31 | 0 |  | 320 | 0
1993-02-01 |  |  |  |  | 86.8932 | 28 | 0 |  | 320 | 0
1993-03-01 |  |  |  |  | 86.9795 | 31 | 1 |  | 368 | 0
1993-04-01 |  |  |  |  | 87.0659 | 30 | 1 |  | 320 | 0
1993-05-01 |  |  |  |  | 87.1524 | 31 | 1 |  | 320 | 0
1993-06-01 |  |  |  |  | 87.2389 | 30 | 0 |  | 352 | 0
1993-07-01 |  |  |  |  | 87.3256 | 31 | 0 |  | 336 | 0
1993-08-01 |  |  |  |  | 87.4123 | 31 | 0 |  | 336 | 0
1993-09-01 |  |  |  |  | 87.4991 | 30 | 1 |  | 336 | 0
1993-10-01 |  |  |  |  | 87.586 | 31 | 1 |  | 320 | 0
1993-11-01 |  |  |  |  | 87.673 | 30 | 1 |  | 352 | 0
1993-12-01 |  |  |  |  | 87.7601 | 31 | 0 |  | 368 | 0
1994-01-01 |  |  |  |  | 87.8472 | 31 | 0 |  | 336 | 0
1994-02-01 |  |  |  |  | 88.1886 | 28 | 0 |  | 320 | 0
1994-03-01 |  |  |  |  | 88.5314 | 31 | 1 |  | 352 | 0
1994-04-01 |  |  |  |  | 88.8754 | 30 | 1 |  | 304 | 0
1994-05-01 |  |  |  |  | 89.2209 | 31 | 1 |  | 336 | 0
1994-06-01 |  |  |  |  | 89.5676 | 30 | 0 |  | 352 | 0
1994-07-01 |  |  |  |  | 89.9157 | 31 | 0 |  | 320 | 0
1994-08-01 |  |  |  |  | 90.2651 | 31 | 0 |  | 352 | 0
1994-09-01 |  |  |  |  | 90.6159 | 30 | 1 |  | 336 | 0
1994-10-01 |  |  |  |  | 90.9681 | 31 | 1 |  | 320 | 0
1994-11-01 |  |  |  |  | 91.3217 | 30 | 1 |  | 352 | 0
1994-12-01 |  |  |  |  | 91.6766 | 31 | 0 |  | 336 | 0
1995-01-01 |  |  |  |  | 92.0329 | 31 | 0 |  | 352 | 0
1995-02-01 |  |  |  |  | 92.3296 | 28 | 0 |  | 320 | 0
1995-03-01 |  |  |  |  | 92.6273 | 31 | 1 |  | 368 | 0
1995-04-01 |  |  |  |  | 92.9259 | 30 | 1 |  | 288 | 0
1995-05-01 |  |  |  |  | 93.2255 | 31 | 1 |  | 352 | 0
1995-06-01 |  |  |  |  | 93.5261 | 30 | 0 |  | 352 | 0
1995-07-01 |  |  |  |  | 93.8276 | 31 | 0 |  | 320 | 0
1995-08-01 |  |  |  |  | 94.1302 | 31 | 0 |  | 352 | 0
1995-09-01 |  |  |  |  | 94.4336 | 30 | 1 |  | 320 | 0
1995-10-01 |  |  |  |  | 94.7381 | 31 | 1 |  | 336 | 0
1995-11-01 |  |  |  |  | 95.0436 | 30 | 1 |  | 352 | 0
1995-12-01 |  |  |  |  | 95.35 | 31 | 0 |  | 336 | 0
1996-01-01 | 32105791.23 | 32105791.23 | 839.4 | 0 | 94.7153 | 31 | 0 | 27739.75 | 352 | 0 | 31008012.3757 |  |  | SUMMARY OUTPUT
1996-02-01 | 29375921 | 29375921 | 739.6 | 0 | 94.8007 | 29 | 0 | 27761 | 336 | 0 | 28578021.1433
1996-03-01 | 27990631.78 | 27990631.78 | 669 | 0 | 94.8863 | 31 | 1 | 27782.25 | 336 | 0 | 28154857.2765 |  |  | Regression Statistics
1996-04-01 | 24835089.53 | 24835089.53 | 455.1 | 0 | 94.9719 | 30 | 1 | 27803.5 | 336 | 0 | 24888173.4219 |  |  | Multiple R | 0.98382
1996-05-01 | 22198745.71 | 22198745.71 | 209.3 | 6.6 | 95.0575 | 31 | 1 | 27824.75 | 352 | 0 | 22628516.2821 |  |  | R Square | 0.9679
1996-06-01 | 21319575.28 | 21319575.28 | 35.1 | 33.4 | 95.1433 | 30 | 0 | 27846 | 320 | 0 | 21269114.68 |  |  | Adjusted R Square | 0.96616
1996-07-01 | 21362287.85 | 21362287.85 | 11.2 | 43.7 | 95.2291 | 31 | 0 | 27867.25 | 352 | 0 | 22139060.9985 |  |  | Standard Error | 594348.1081
1996-08-01 | 22271996.53 | 22271996.53 | 6.4 | 71.8 | 95.315 | 31 | 0 | 27888.5 | 336 | 0 | 23081263.1871 |  |  | Observations | 156
1996-09-01 | 21640511.68 | 21640511.68 | 84.4 | 23.6 | 95.401 | 30 | 1 | 27909.75 | 320 | 0 | 21011864.9017
1996-10-01 | 23341015.9 | 23341015.9 | 285.2 | 0 | 95.4871 | 31 | 1 | 27931 | 352 | 0 | 23462903.7659 |  |  | ANOVA
1996-11-01 | 26467677.93 | 26467677.93 | 548.2 | 0 | 95.5732 | 30 | 1 | 27952.25 | 320 | 0 | 26131417.1634 |  |  |  | df | SS | MS | F | Significance F
1996-12-01 | 28001688.57 | 28001688.57 | 605.6 | 0 | 95.6594 | 31 | 0 | 27973.5 | 320 | 0 | 27997111.449 |  |  | Regression | 8 | 1.5659e+15 | 1.9573e+14 | 554.0981 | 1.095e-105
1997-01-01 | 32195226 | 32195226 | 836.4 | 0 | 96.0138 | 31 | 0 | 27994.75 | 352 | 0 | 31242393.492 |  |  | Residual | 147 | 5.1928e+13 | 353249673628.3904
1997-02-01 | 27794810 | 27794810 | 679.5 | 0 | 96.3696 | 28 | 0 | 28016 | 320 | 0 | 27442681.8978 |  |  | Total | 155 | 1.6178e+15
1997-03-01 | 28681746 | 28681746 | 677.9 | 0 | 96.7266 | 31 | 1 | 28037.25 | 304 | 0 | 28326319.6571
1997-04-01 | 24697796 | 24697796 | 410.1 | 0 | 97.0849 | 30 | 1 | 28058.5 | 352 | 0 | 24717237.43 |  |  |  | Coefficients | Standard Error | t Stat | P-value | Lower 95% | Upper 95% | Lower 95.0% | Upper 95.0%
1997-05-01 | 23004325 | 23004325 | 261.8 | 0 | 97.4446 | 31 | 1 | 28079.75 | 336 | 0 | 23236425.7831 |  |  | Intercept | -27061054.918 | 8699796.6728 | -3.1105 | 0.0022436 | -44253882.6018 | -9868227.2341 | -44253882.6018 | -9868227.2341
1997-06-01 | 22048512 | 22048512 | 11.6 | 54.9 | 97.8056 | 30 | 0 | 28101 | 336 | 0 | 22231034.3209 |  |  | X Variable 1 | 12930.6736 | 282.7202 | 45.7367 | 8.002e-89 | 12371.9526 | 13489.3946 | 12371.9526 | 13489.3946
1997-07-01 | 22949266 | 22949266 | 20.2 | 82.7 | 98.168 | 31 | 0 | 28122.25 | 352 | 0 | 24096689.02 |  |  | X Variable 2 | 39068.9116 | 2562.7958 | 15.2446 | 4.533e-32 | 34004.2294 | 44133.5939 | 34004.2294 | 44133.5939
1997-08-01 | 21838602 | 21838602 | 21.8 | 30.3 | 98.5317 | 31 | 0 | 28143.5 | 320 | 0 | 21868389.9023 |  |  | X Variable 3 | 27062.2093 | 23112.8993 | 1.1709 | 0.24355 | -18614.2714 | 72738.69 | -18614.2714 | 72738.69
1997-09-01 | 21553663 | 21553663 | 88.6 | 5.8 | 98.8967 | 30 | 1 | 28164.75 | 336 | 0 | 20819108.8994 |  |  | X Variable 4 | 522965.234 | 63087.5 | 8.2895 | 6.567e-14 | 398289.6171 | 647640.8509 | 398289.6171 | 647640.8509
1997-10-01 | 23692543 | 23692543 | 296.9 | 0.8 | 99.2631 | 31 | 1 | 28186 | 352 | 0 | 23985668.2093 |  |  | X Variable 5 | -578339.1535 | 130837.3901 | -4.4203 | 1.9035e-05 | -836904.3576 | -319773.9494 | -836904.3576 | -319773.9494
1997-11-01 | 25859942 | 25859942 | 487.5 | 0 | 99.6309 | 30 | 1 | 28207.25 | 304 | 0 | 25578638.9803 |  |  | X Variable 6 | 933.459 | 382.6647 | 2.4394 | 0.015904 | 177.2244 | 1689.6936 | 177.2244 | 1689.6936
1997-12-01 | 28466507 | 28466507 | 635.9 | 0 | 100 | 31 | 0 | 28228.5 | 336 | 0 | 28860136.0879 |  |  | X Variable 7 | 7232.9893 | 3137.3285 | 2.3055 | 0.02254 | 1032.8963 | 13433.0822 | 1032.8963 | 13433.0822
1998-01-01 | 29684937 | 29684937 | 726 | 0 | 100.3925 | 31 | 0 | 28249.75 | 336.288 | 0 | 30057732.0092 |  |  | X Variable 8 | -2341914.2851 | 612528.9022 | -3.8234 | 0.00019392 | -3552414.2843 | -1131414.2858 | -3552414.2843 | -1131414.2858
1998-02-01 | 25970015 | 25970015 | 561.8 | 0 | 100.7866 | 28 | 0 | 28271 | 319.872 | 0 | 26277383.7794
1998-03-01 | 27611778 | 27611778 | 554 | 0 | 101.1823 | 31 | 1 | 28292.25 | 351.912 | 0 | 27429368.7431
1998-04-01 | 22836420 | 22836420 | 314.8 | 0 | 101.5794 | 30 | 1 | 28313.5 | 336.24 | 0 | 23730615.698
1998-05-01 | 22137214.3 | 22137214.3 | 54.9 | 19.2 | 101.9782 | 31 | 1 | 28334.75 | 319.92 | 0 | 21555606.4972
1998-06-01 | 23047616 | 23047616 | 58.2 | 66 | 102.3785 | 30 | 0 | 28356 | 352.08 | 0 | 23745358.9134
1998-07-01 | 23767435.4 | 23767435.4 | 2.8 | 82.5 | 102.7804 | 31 | 0 | 28377.25 | 351.912 | 0 | 24226098.5298
1998-08-01 | 23918674.4 | 23918674.4 | 3.9 | 81.6 | 103.1838 | 31 | 0 | 28398.5 | 319.92 | 0 | 24004516.9505
1998-09-01 | 22386203.4729 | 22386203.4729 | 57.3 | 21.4 | 103.5889 | 30 | 1 | 28419.75 | 336.24 | 0 | 21390601.7899
1998-10-01 | 23450182.6682 | 23450182.6682 | 250.3 | 0 | 103.9955 | 31 | 1 | 28441 | 336.288 | 0 | 23604299.8841
1998-11-01 | 25892880.7616 | 25892880.7616 | 445.4 | 0 | 104.4037 | 30 | 1 | 28462.25 | 336.24 | 0 | 25634645.4641
1998-12-01 | 28191248.2667 | 28191248.2667 | 612.7 | 0 | 104.8136 | 31 | 0 | 28483.5 | 336.288 | 0 | 28930525.673
1999-01-01 | 31666720.6909 | 31666720.6909 | 830.4 | 0 | 105.4482 | 31 | 0 | 28504.75 | 319.92 | 0 | 31664153.9787
1999-02-01 | 27090989.26 | 27090989.26 | 510.9 | 0 | 106.0867 | 28 | 0 | 28526 | 319.872 | 0 | 26000675.0938
1999-03-01 | 28482442.83 | 28482442.83 | 507.9 | 0 | 106.729 | 31 | 1 | 28547.25 | 368.28 | 0 | 27339792.997
1999-04-01 | 23331665.04 | 23331665.04 | 335.1 | 0 | 107.3752 | 30 | 1 | 28568.5 | 336.24 | 0 | 24387986.4692
1999-05-01 | 22378287.5 | 22378287.5 | 112.6 | 8.7 | 108.0253 | 31 | 1 | 28589.75 | 319.92 | 0 | 22293163.9398
1999-06-01 | 24158736 | 24158736 | 29.6 | 62.1 | 108.6794 | 30 | 0 | 28611 | 352.08 | 0 | 23631721.2596
1999-07-01 | 24881873.92 | 24881873.92 | 3.9 | 129 | 109.3374 | 31 | 0 | 28632.25 | 336.288 | 0 | 26359498.6698
1999-08-01 | 23615876.52 | 23615876.52 | 19.2 | 41.9 | 109.9994 | 31 | 0 | 28653.5 | 336.288 | 0 | 23192187.2588
1999-09-01 | 23109297.58 | 23109297.58 | 76.4 | 38.2 | 110.6655 | 30 | 1 | 28674.75 | 336.24 | 0 | 22723475.2051
1999-10-01 | 24336330.18 | 24336330.18 | 306.1 | 0 | 111.3355 | 31 | 1 | 28696 | 319.92 | 0 | 24644110.4472
1999-11-01 | 26161316.58 | 26161316.58 | 412.8 | 0 | 112.0096 | 30 | 1 | 28717.25 | 352.08 | 0 | 25771539.9032
1999-12-01 | 30460432.68 | 30460432.68 | 647 | 0 | 112.6878 | 31 | 0 | 28738.5 | 336.288 | 0 | 29825174.0203
2000-01-01 | 32297791.44 | 32297791.44 | 812.5 | 0 | 113.2055 | 31 | 0 | 28759.75 | 319.92 | 0 | 31880656.892
2000-02-01 | 28962541.72 | 28962541.72 | 643.9 | 0 | 113.7256 | 29 | 0 | 28781 | 336.168 | 0 | 28806046.7853
2000-03-01 | 27326994.22 | 27326994.22 | 480.8 | 0 | 114.248 | 31 | 1 | 28802.25 | 368.28 | 0 | 27430885.9657
2000-04-01 | 24385732.3 | 24385732.3 | 375 | 0 | 114.7729 | 30 | 1 | 28823.5 | 303.84 | 0 | 25107801.5717
2000-05-01 | 23452596.6 | 23452596.6 | 163.3 | 15.6 | 115.3002 | 31 | 1 | 28844.75 | 351.912 | 0 | 23884627.6736
2000-06-01 | 23125354.6 | 23125354.6 | 62 | 25.1 | 115.8299 | 30 | 0 | 28866 | 352.08 | 0 | 23036664.9019
2000-07-01 | 23401607.7 | 23401607.7 | 21.9 | 44.6 | 116.362 | 31 | 0 | 28887.25 | 319.92 | 0 | 23604577.5634
2000-08-01 | 24662260.1 | 24662260.1 | 33.3 | 49.2 | 116.8966 | 31 | 0 | 28908.5 | 351.912 | 0 | 24197404.7819
2000-09-01 | 23497839.9 | 23497839.9 | 131.4 | 20 | 117.4336 | 30 | 1 | 28929.75 | 319.68 | 0 | 23025022.76
2000-10-01 | 24588139.9 | 24588139.9 | 261.5 | 0 | 117.9731 | 31 | 1 | 28951 | 336.288 | 0 | 24603451.8636
2000-11-01 | 27069884.6 | 27069884.6 | 485.6 | 0 | 118.5151 | 30 | 1 | 28972.25 | 352.08 | 0 | 27126977.0044
2000-12-01 | 32354228.3 | 32354228.3 | 845.7 | 0 | 119.0595 | 31 | 0 | 28993.5 | 304.296 | 0 | 32573566.233
2001-01-01 | 32002035.7 | 32002035.7 | 757.4 | 0 | 119.2321 | 31 | 0 | 29014.75 | 351.912 | 0 | 31800698.5301
2001-02-03 | 28987688.21 | 28987688.21 | 682.2 | 0 | 119.4048 | 28 | 0 | 29036 | 319.872 | 0 | 29052182.7222
2001-03-08 | 29723465.98 | 29723465.98 | 630.9 | 0 | 119.5779 | 31 | 1 | 29057.25 | 351.912 | 0 | 29635658.9904
2001-04-10 | 24792867.8 | 24792867.8 | 342.4 | 0 | 119.7511 | 30 | 1 | 29078.5 | 319.68 | 0 | 25173585.797
2001-05-13 | 23532606.1 | 23532606.1 | 132.4 | 8.3 | 119.9246 | 31 | 1 | 29099.75 | 351.912 | 0 | 23563047.1298
2001-06-15 | 24436311.2 | 24436311.2 | 43.3 | 56.6 | 120.0984 | 30 | 0 | 29121 | 336.24 | 0 | 24264509.7393
2001-07-18 | 24327147.6 | 24327147.6 | 27 | 73.2 | 120.2724 | 31 | 0 | 29139.9667 | 336.288 | 0 | 25248010.2098
2001-08-20 | 26276826.4 | 26276826.4 | 1.9 | 119.6 | 120.4467 | 31 | 0 | 29158.9333 | 351.912 | 0 | 26871676.9501
2001-09-22 | 23127171.7 | 23127171.7 | 112.3 | 19.4 | 120.6212 | 30 | 1 | 29177.9 | 303.84 | 0 | 22957937.4804
2001-10-25 | 24927263.9 | 24927263.9 | 272.1 | 0 | 120.796 | 31 | 1 | 29196.8667 | 351.912 | 0 | 25159426.3314
2001-11-27 | 25697582.2 | 25697582.2 | 365.8 | 0 | 120.9711 | 30 | 1 | 29215.8333 | 352.08 | 0 | 25871721.8116
2001-12-30 | 28565689.7 | 28565689.7 | 554.3 | 0 | 121.1464 | 31 | 0 | 29234.8 | 304.296 | 0 | 29087285.3338
2002-01-19 | 30477490.04 | 30477490.04 | 644.8 | 0 | 121.5045 | 31 | 0 | 29253.7667 | 351.912 | 0 | 30629314.2843
2002-02-21 | 28041532.13 | 28041532.13 | 623.2 | 0 | 121.8637 | 28 | 0 | 29272.7333 | 319.872 | 0 | 28576796.6839
2002-03-26 | 29565474 | 29565474 | 611.1 | 0 | 122.224 | 31 | 1 | 29291.7 | 319.92 | 0 | 29438693.6313
2002-04-28 | 25723552.2 | 25723552.2 | 369.2 | 6.8 | 122.5853 | 30 | 1 | 29310.6667 | 352.08 | 0 | 26313563.1762
2002-05-31 | 24773581.8 | 24784388.4 | 241.7 | 4.8 | 122.9477 | 31 | 1 | 29329.6333 | 351.912 | 0 | 25136026.6592
2002-06-01 | 24555358.73 | 24555647.03 | 51.7 | 55.4 | 123.3112 | 30 | 0 | 29348.6 | 319.68 | 0 | 24505866.9065
2002-07-03 | 27860769.61 | 27860888.41 | 3.1 | 144 | 123.6758 | 31 | 0 | 29367.5667 | 351.912 | 0 | 28122610.8573
2002-08-05 | 26777815 | 26778294.4 | 9.1 | 86.2 | 124.0414 | 31 | 0 | 29386.5333 | 336.288 | 0 | 25856602.9215
2002-09-07 | 24912435.4 | 24912965.8 | 40.2 | 58.4 | 124.4081 | 30 | 1 | 29405.5 | 319.68 | 0 | 23978829.8455
2002-10-10 | 26099824 | 26115846 | 335.7 | 6.8 | 124.7759 | 31 | 1 | 29424.4667 | 351.912 | 0 | 26567644.9284
2002-11-12 | 27893629.3 | 27928531.6 | 501.1 | 0 | 125.1448 | 30 | 1 | 29443.4333 | 336.24 | 0 | 27832076.4574
2002-12-15 | 31076200.5 | 31114245 | 680.5 | 0 | 125.5147 | 31 | 0 | 29462.4 | 319.92 | 0 | 31162818.1729
2003-01-01 | 34037554.05 | 34073030.1 | 898.2 | 0 | 125.6602 | 31 | 0 | 29481.3667 | 351.912 | 0 | 34230865.8356
2003-02-01 | 30644281.48 | 30698615.26 | 781.4 | 0 | 125.8059 | 28 | 0 | 29500.3333 | 319.872 | 0 | 30941569.273
2003-03-01 | 30210538.81 | 30269472.52 | 633.1 | 0 | 125.9518 | 31 | 1 | 29519.3 | 336.288 | 0 | 30154895.0399
2003-04-01 | 26545801.03 | 26583793.86 | 419 | 0.3 | 126.0978 | 30 | 1 | 29538.2667 | 336.24 | 0 | 26896502.0149
2003-05-01 | 23990387 | 23994002 | 187.7 | 0 | 126.2439 | 31 | 1 | 29557.2333 | 336.288 | 0 | 24438889.4725
2003-06-01 | 24221936.5 | 24222171.1 | 46.2 | 42 | 126.3903 | 30 | 0 | 29576.2 | 336.24 | 0 | 24326785.2862
2003-07-01 | 25872222.6 | 25872222.6 | 5.1 | 76.5 | 126.5368 | 31 | 0 | 29595.1667 | 351.912 | 0 | 25801202.3891
2003-08-01 | 24315843.5 | 24315869 | 8.1 | 102.8 | 126.6835 | 31 | 0 | 29614.1333 | 319.92 | 1 | 24315869
2003-09-01 | 23427750.5 | 23433555 | 65.6 | 10.6 | 126.8304 | 30 | 1 | 29633.1 | 336.24 | 0 | 22837560.2545
2003-10-01 | 25664939.34 | 25678834.78 | 305.3 | 0 | 126.9774 | 31 | 1 | 29652.0667 | 351.912 | 0 | 26180916.3955
2003-11-01 | 27187606.44 | 27201096.18 | 438.5 | 0 | 127.1246 | 30 | 1 | 29671.0333 | 319.68 | 0 | 27168871.2885
2003-12-01 | 30381935.74 | 30416074.28 | 631.4 | 0 | 127.272 | 31 | 0 | 29690 | 336.288 | 0 | 30906320.8302
2004-01-01 | 34890232.2 | 34930219.09 | 949.8 | 0 | 127.5341 | 31 | 0 | 29708.9667 | 336.288 | 0 | 35048246.5233
2004-02-01 | 29973124.08 | 29994639.35 | 684.2 | 0 | 127.7968 | 29 | 0 | 29727.9333 | 320.16 | 0 | 30476089.328
2004-03-01 | 29540775.48 | 29562625.77 | 559.2 | 0 | 128.0601 | 31 | 1 | 29746.9 | 368.28 | 0 | 29700226.3612
2004-04-01 | 25621395.01 | 25637792.97 | 360.4 | 0 | 128.3238 | 30 | 1 | 29765.8667 | 336.24 | 0 | 26399741.3893
2004-05-01 | 24327327.67 | 24329403.7 | 187.6 | 8.6 | 128.5882 | 31 | 1 | 29784.8333 | 319.92 | 0 | 24931094.3344
2004-06-01 | 23822703.92 | 23822703.92 | 58.9 | 25.5 | 128.853 | 30 | 0 | 29803.8 | 352.08 | 0 | 24240040.6912
2004-07-01 | 25281708.67 | 25281708.67 | 8.3 | 72 | 129.1184 | 31 | 0 | 29822.7667 | 336.288 | 0 | 25836082.2193
2004-08-01 | 24966200.86 | 24966200.86 | 14 | 32 | 129.3844 | 31 | 0 | 29841.7333 | 336.288 | 0 | 24371932.7422
2004-09-01 | 24347913.57 | 24347913.57 | 48.9 | 28.1 | 129.6509 | 30 | 1 | 29860.7 | 336.24 | 0 | 23594109.8991
2004-10-01 | 25098899.33 | 25098899.33 | 265.6 | 0 | 129.918 | 31 | 1 | 29879.6667 | 319.92 | 0 | 25728205.1318
2004-11-01 | 27248345.6449 | 28159682.26 | 434.9 | 0 | 130.1856 | 30 | 1 | 29898.6333 | 352.08 | 0 | 27651962.5909
2004-12-01 | 32410119.0831 | 33451267.94 | 742.6 | 0 | 130.4538 | 31 | 0 | 29917.6 | 336.288 | 0 | 32642773.5148
2005-01-01 | 34467256.9848 | 35565108.42 | 849.1 | 0 | 130.7437 | 31 | 0 | 29936.5667 | 319.92 | 0 | 33927051.9809
2005-02-01 | 29575784.4979 | 30518798.67 | 671.5 | 0 | 131.0343 | 28 | 0 | 29955.5333 | 319.872 | 0 | 30086890.1996
2005-03-01 | 30478804.2366 | 31447259.02 | 651.4 | 0 | 131.3255 | 31 | 1 | 29974.5 | 351.912 | 0 | 31074871.3994
2005-04-01 | 25464493.331 | 26261931.36 | 338.5 | 0 | 131.6174 | 30 | 1 | 29993.4667 | 336.24 | 0 | 26418146.7206
2005-05-01 | 24295059.615 | 25062170.94 | 202.9 | 0 | 131.91 | 31 | 1 | 30012.4333 | 336.288 | 0 | 25213681.0873
2005-06-01 | 26795837.358 | 27667587.71 | 15.3 | 109.7 | 132.2031 | 30 | 0 | 30031.4 | 352.08 | 0 | 27268982.4975
2005-07-01 | 27885210.384 | 28823088.56 | 1.2 | 152.7 | 132.497 | 31 | 0 | 30050.3667 | 319.92 | 0 | 29082632.0201
2005-08-01 | 27356194.7812 | 28281113.58 | 1.9 | 104.7 | 132.7915 | 31 | 0 | 30069.3333 | 351.912 | 0 | 27473447.7199
2005-09-01 | 24862127.4295 | 25701133.71 | 48.9 | 38.4 | 133.0866 | 30 | 1 | 30088.3 | 336.24 | 0 | 24301952.6505
2005-10-01 | 25469009.2279 | 26314163.05 | 247.7 | 6.1 | 133.3824 | 31 | 1 | 30107.2667 | 319.92 | 0 | 26041277.2268
2005-11-01 | 27640769.9175 | 28549590.02 | 448.1 | 0 | 133.6789 | 30 | 1 | 30126.2333 | 352.08 | 0 | 28129639.0091
2005-12-01 | 31724000.6726 | 32730996.22 | 712.9 | 0 | 133.976 | 31 | 0 | 30145.2 | 319.92 | 0 | 32448118.1169
2006-01-01 | 31650876.7309 | 32654590.05 | 645.8 | 0 | 134.252 | 31 | 0 | 30164.1667 | 336.288 | 0 | 31724032.4133
2006-02-01 | 29457642.7911 | 30394010.47 | 695.6 | 0 | 134.5285 | 28 | 0 | 30183.1333 | 319.872 | 0 | 30705535.8156
2006-03-01 | 30561345.3912 | 31527428.31 | 605.2 | 0 | 134.8056 | 31 | 1 | 30202.1 | 368.28 | 0 | 30902497.7402
2006-04-01 | 25233831.5763 | 26030174.35 | 326.1 | 0 | 135.0833 | 30 | 1 | 30221.0667 | 303.84 | 0 | 26329706.8489
2006-05-01 | 24910504.2151 | 25698244.13 | 155.1 | 18.9 | 135.3615 | 31 | 1 | 30240.0333 | 351.912 | 0 | 25752868.2379
2006-06-01 | 25733603.9663 | 26584813.68 | 33.2 | 64.5 | 135.6404 | 30 | 0 | 30259 | 352.08 | 0 | 26040000.7204
2006-07-01 | 28471740.1862 | 29413448.84 | 3 | 143.6 | 135.9198 | 31 | 0 | 30277.9667 | 319.92 | 0 | 29055463.2924
2006-08-01 | 26921873.7737 | 27807702.94 | 12.4 | 77.1 | 136.1997 | 31 | 0 | 30296.9333 | 351.912 | 0 | 26835608.072
2006-09-01 | 23826791.2147 | 24611986.53 | 128.2 | 4.1 | 136.4803 | 30 | 1 | 30315.9 | 319.68 | 0 | 24171808.3145
2006-10-01 | 26096385.334 | 26917051.04 | 310.1 | 0 | 136.7614 | 31 | 1 | 30334.8667 | 336.288 | 0 | 27032118.5495
2006-11-01 | 27241366.7718 | 28097117 | 406.4 | 0 | 137.0431 | 30 | 1 | 30353.8333 | 352.08 | 0 | 27893928.7457
2006-12-01 | 29513274.33 | 30100094.23 | 560.4 | 0 | 137.3254 | 31 | 0 | 30372.8 | 304.296 | 0 | 30666279.6087
2007-01-01 | 32217733.32 | 32869611 | 778.8 | 0 | 137.5747 | 31 | 0 | 30391.7667 | 351.912 | 0 | 33859194.8654
2007-02-01 | 30773488.45 | 31402320 | 801.1 | 0 | 137.8244 | 28 | 0 | 30410.7333 | 319.872 | 0 | 32371370.5783
2007-03-01 | 30296953.15 | 30908220 | 592.7 | 0 | 138.0745 | 31 | 1 | 30429.7 | 351.912 | 0 | 30923394.3594
2007-04-01 | 26147386.68 | 26653109 | 381.2 | 2 | 138.3252 | 30 | 1 | 30448.6667 | 319.68 | 0 | 27535082.6959
2007-05-01 | 24680320.82 | 25174872 | 77.4 | 1 | 138.5762 | 31 | 1 | 30467.6333 | 351.912 | 0 | 24348273.322
2007-06-01 | 26120820.89 | 26613989 | 34.6 | 79.1 | 138.8278 | 30 | 0 | 30486.6 | 336.24 | 0 | 26812652.5699
2007-07-01 | 26193290.4 | 26717129 | 11.6 | 72.1 | 139.0798 | 31 | 0 | 30505.5667 | 336.288 | 0 | 26789601.0357
2007-08-01 | 27338790.83 | 27900949 | 19.3 | 85.1 | 139.3322 | 31 | 0 | 30524.5333 | 351.912 | 0 | 27534607.5983
2007-09-01 | 24488199.81 | 24998480 | 59 | 28.4 | 139.5851 | 30 | 1 | 30543.5 | 303.84 | 0 | 24408288.104
2007-10-01 | 25425045.8 | 25979840 | 164.1 | 4.1 | 139.8385 | 31 | 1 | 30562.4667 | 351.912 | 0 | 25713157.9637
2007-11-01 | 28120086.99 | 28705533 | 499.3 | 0 | 140.0923 | 30 | 1 | 30581.4333 | 352.08 | 0 | 29390160.6942
2007-12-01 | 31743123.42 | 32426863 | 686.6 | 0 | 140.3466 | 31 | 0 | 30600.4 | 304.296 | 0 | 32592345.1253
2008-01-01 | 32099905 | 32784593 | 708.5 | 0 | 140.2997 | 31 | 0 | 30619.3667 | 352 | 0 | 33237005.6464
2008-02-01 | 30212673 | 30859005 | 702.2 | 0 | 140.2528 | 29 | 0 | 30638.3333 | 320 | 0 | 31894592.9519
2008-03-01 | 30613672 | 31264871 | 558.5 | 0 | 140.206 | 31 | 1 | 30657.3 | 304 | 0 | 30404755.7385
2008-04-01 | 25539772 | 26069763 | 264.2 | 0.8 | 140.1592 | 30 | 1 | 30676.2667 | 352 | 0 | 26471169.3971
2008-05-01 | 24484663 | 24996489 | 216.1 | 0.8 | 140.1124 | 31 | 1 | 30695.2333 | 336 | 0 | 26272879.346
2008-06-01 | 25201494 | 25726372 | 35.6 | 52.4 | 140.0656 | 30 | 0 | 30714.2 | 336 | 0 | 26026660.8871
2008-07-01 | 27167060 | 27722067 | 3.9 | 78.4 | 140.0188 | 31 | 0 | 30733.1667 | 352 | 0 | 27287682.0876
2008-08-01 | 26011773 | 26562381 | 19.6 | 31.2 | 139.9721 | 31 | 0 | 30752.1333 | 320 | 0 | 25431624.5895
2008-09-01 | 24345066 | 24843728 | 83.7 | 13.6 | 139.9253 | 30 | 1 | 30771.1 | 336 | 0 | 24603730.9975
2008-10-01 | 25494653 | 25997355 | 297.6 | 0.5 | 139.8786 | 31 | 1 | 30790.0667 | 352 | 0 | 27512932.4574
2008-11-01 | 27426297 | 27977163 | 444 | 0 | 139.8319 | 30 | 1 | 30809.0333 | 304 | 0 | 28532740.3777
2008-12-01 | 31868129 | 32538425 | 594.4 | 0 | 139.7852 | 31 | 0 | 30828 | 336 | 0 | 31826714.6324
2008-01-01 | 32099905 | 32784593 | 790.5462 | 0 | 140.2997 | 31 | 0 | 30619.3667 | 352 | 0 | 34297917.6821 | Weather Normal
2008-02-01 | 30212673 | 30859005 | 675.1615 | 0 | 140.2528 | 29 | 0 | 30638.3333 | 320 | 0 | 31544967.4311 | Weather Normal
2008-03-01 | 30613672 | 31264871 | 594.7462 | 0 | 140.206 | 31 | 1 | 30657.3 | 304 | 0 | 30873442.9232 | Weather Normal
2008-04-01 | 25539772 | 26069763 | 360.8538 | 0.76154 | 140.1592 | 30 | 1 | 30676.2667 | 352 | 0 | 27719466.0837 | Weather Normal
2008-05-01 | 24484663 | 24996489 | 169.4462 | 7.1154 | 140.1124 | 31 | 1 | 30695.2333 | 336 | 0 | 25916348.8926 | Weather Normal
2008-06-01 | 25201494 | 25726372 | 39.6385 | 55.9 | 140.0656 | 30 | 0 | 30714.2 | 336 | 0 | 26215622.1058 | Weather Normal
2008-07-01 | 27167060 | 27722067 | 9.4769 | 91.9231 | 140.0188 | 31 | 0 | 30733.1667 | 352 | 0 | 27888127.357 | Weather Normal
2008-08-01 | 26011773 | 26562381 | 13.1462 | 70.2692 | 139.9721 | 31 | 0 | 30752.1333 | 320 | 0 | 26874564.3361 | Weather Normal
2008-09-01 | 24345066 | 24843728 | 78.8385 | 23.8462 | 139.9253 | 30 | 1 | 30771.1 | 336 | 0 | 24941174.1097 | Weather Normal
2008-10-01 | 25494653 | 25997355 | 276.7846 | 1.4077 | 139.8786 | 31 | 1 | 30790.0667 | 352 | 0 | 27279238.0636 | Weather Normal
2008-11-01 | 27426297 | 27977163 | 455.2 | 0 | 139.8319 | 30 | 1 | 30809.0333 | 304 | 0 | 28677563.9221 | Weather Normal
2008-12-01 | 31868129 | 32538425 | 654.6154 | 0 | 139.7852 | 31 | 0 | 30828 | 336 | 0 | 32605340.1167 | Weather Normal
2009-01-01 | [10 empty] | 32926000.9748 | -4%
2009-02-01 | [10 empty] | 30283168.7338 | -4%
2009-03-01 | [10 empty] | 29638505.2063 | -4%
2009-04-01 | [10 empty] | 26610687.4403 | -4%
2009-05-01 | [10 empty] | 24879694.9369 | -4%
2009-06-01 | [10 empty] | 25166997.2216 | -4%
2009-07-01 | [10 empty] | 26772602.2627 | -4%
2009-08-01 | [10 empty] | 25799581.7626 | -4%
2009-09-01 | [10 empty] | 23943527.1453 | -4%
2009-10-01 | [10 empty] | 26188068.5411 | -4%
2009-11-01 | [10 empty] | 27530461.3652 | -4%
2009-12-01 | [10 empty] | 31301126.512 | -4%
2010-01-01 | [10 empty] | 32827222.9719 | -0.3%
2010-02-01 | [10 empty] | 30192319.2276 | -0.3%
2010-03-01 | [10 empty] | 29549589.6907 | -0.3%
2010-04-01 | [10 empty] | 26530855.378 | -0.3%
2010-05-01 | [10 empty] | 24805055.8521 | -0.3%
2010-06-01 | [10 empty] | 25091496.2299 | -0.3%
2010-07-01 | [10 empty] | 26692284.4559 | -0.3%
2010-08-01 | [10 empty] | 25722183.0174 | -0.3%
2010-09-01 | [10 empty] | 23871696.5639 | -0.3%
2010-10-01 | [10 empty] | 26109504.3355 | -0.3%
2010-11-01 | [10 empty] | 27447869.9811 | -0.3%
2010-12-01 | [10 empty] | 31207223.1325 | -0.3%
Weather Normal | [10 empty] | 5198358947.8231
1996 | 300910932.99 | 300910932.99 | [8 empty] | 300350316.6451 | -560616.3449 | -0.1863%
1997 | 302782938 | 302782938 | [8 empty] | 302404723.68 | -378214.32 | -0.1249%
1998 | 298894605.2694 | 298894605.2694 | [8 empty] | 300586753.9316 | 1692148.6622 | 0.5661%
1999 | 309673968.7809 | 309673968.7809 | [8 empty] | 307833479.2424 | -1840489.5385 | -0.5943%
2000 | 315124971.38 | 315124971.38 | [8 empty] | 315277683.9966 | 152712.6166 | 0.04846%
2001 | 316396656.49 | 316396656.49 | [8 empty] | 318685741.0259 | 2289084.5359 | 0.7235%
2002 | 327757662.71 | 327858855.01 | [8 empty] | 328120844.5243 | 261989.5143 | 0.07991%
2003 | 326500796.99 | 326758736.68 | [8 empty] | 328200247.08 | 1441510.4 | 0.4412%
2004 | 327528745.518 | 329583057.43 | [8 empty] | 330620504.7254 | 1037447.2954 | 0.3148%
2005 | 336014548.436 | 346922941.26 | [8 empty] | 341466690.6285 | -5456250.6315 | -1.573%
2006 | 329619236.2812 | 339836661.57 | [8 empty] | 337109848.3592 | -2726813.2108 | -0.8024%
2007 | 333545240.56 | 340350915 | [8 empty] | 342278128.912 | 1927213.912 | 0.5662%
2008 | 330465157 | 337342212 | [8 empty] | 339502489.1093 | 2160277.1093 | 0.6404%
2008 WN | [10 empty] | 344833773.0237
2009 | [10 empty] | 331040422.1027
2010 | [10 empty] | 330047300.8364
Check totals should be zero
Total to 2008 | 4155215460.4056 | 4192437451.8603 | [8 empty] | 4192437451.8603 | 0
[11 empty] | 5198358947.8231 | 0
Check totals should be zero
Ten Year Avearge Sensitivity
2008-01-01 | 32099905 | 32784593 | 787.53 | 0 | 140.2997 | 31 | 0 | 30619.3667 | 352 | 0 | 34258916.7812
2008-02-01 | 30212673 | 30859005 | 679.62 | 0 | 140.2528 | 29 | 0 | 30638.3333 | 320 | 0 | 31602618.342
2008-03-01 | 30613672 | 31264871 | 583.08 | 0 | 140.206 | 31 | 1 | 30657.3 | 304 | 0 | 30722591.6957
2008-04-01 | 25539772 | 26069763 | 351.11 | 0.99 | 140.1592 | 30 | 1 | 30676.2667 | 352 | 0 | 27602397.3331
2008-05-01 | 24484663 | 24996489 | 167.68 | 6.67 | 140.1124 | 31 | 1 | 30695.2333 | 336 | 0 | 25876110.6415
2008-06-01 | 25201494 | 25726372 | 41.04 | 57.24 | 140.0656 | 30 | 0 | 30714.2 | 336 | 0 | 26286097.2838
2008-07-01 | 27167060 | 27722067 | 8.9 | 98.61 | 140.0188 | 31 | 0 | 30733.1667 | 352 | 0 | 28141918.1598
2008-08-01 | 26011773 | 26562381 | 13.88 | 72.98 | 139.9721 | 31 | 0 | 30752.1333 | 320 | 0 | 26989960.2647
2008-09-01 | 24345066 | 24843728 | 79.46 | 25.92 | 139.9253 | 30 | 1 | 30771.1 | 336 | 0 | 25030233.9328
2008-10-01 | 25494653 | 25997355 | 276.58 | 1.75 | 139.8786 | 31 | 1 | 30790.0667 | 352 | 0 | 27289965.8379
2008-11-01 | 27426297 | 27977163 | 443.65 | 0 | 139.8319 | 30 | 1 | 30809.0333 | 304 | 0 | 28528214.642
2008-12-01 | 31868129 | 32538425 | 665.58 | 0 | 139.7852 | 31 | 0 | 30828 | 336 | 0 | 32747119.9794
345076144.8938
20 Year Trend Sensitivity
2008-01-01 | 32099905 | 32784593 | 789.4429 | 0 | 140.2997 | 31 | 0 | 30619.3667 | 352 | 0 | 34283651.3125
2008-02-01 | 30212673 | 30859005 | 684.6643 | 0 | 140.2528 | 29 | 0 | 30638.3333 | 320 | 0 | 31667844.3541
2008-03-01 | 30613672 | 31264871 | 587.4086 | 0 | 140.206 | 31 | 1 | 30657.3 | 304 | 0 | 30778563.04
2008-04-01 | 25539772 | 26069763 | 338.3814 | 0.37 | 140.1592 | 30 | 1 | 30676.2667 | 352 | 0 | 27413585.6053
2008-05-01 | 24484663 | 24996489 | 163.8671 | 5.0214 | 140.1124 | 31 | 1 | 30695.2333 | 336 | 0 | 25762399.9389
2008-06-01 | 25201494 | 25726372 | 37.8186 | 67.23 | 140.0656 | 30 | 0 | 30714.2 | 336 | 0 | 26634740.4697
2008-07-01 | 27167060 | 27722067 | 7.7443 | 102.6729 | 140.0188 | 31 | 0 | 30733.1667 | 352 | 0 | 28285705.4023
2008-08-01 | 26011773 | 26562381 | 12.2357 | 76.0586 | 139.9721 | 31 | 0 | 30752.1333 | 320 | 0 | 27088974.9779
2008-09-01 | 24345066 | 24843728 | 62.5057 | 25.8057 | 139.9253 | 30 | 1 | 30771.1 | 336 | 0 | 24806538.5796
2008-10-01 | 25494653 | 25997355 | 264.3 | 2.37 | 139.8786 | 31 | 1 | 30790.0667 | 352 | 0 | 27155399.8912
2008-11-01 | 27426297 | 27977163 | 438.4486 | 0 | 139.8319 | 30 | 1 | 30809.0333 | 304 | 0 | 28460956.6668
2008-12-01 | 31868129 | 32538425 | 627.0457 | 0 | 139.7852 | 31 | 0 | 30828 | 336 | 0 | 32248845.7083
344587205.9467
Note on I127: Pat Hurley: Census
Note on C138: pwelsh: OSMH generation counted twice in error in RRR Reporting for 2002 (since market opening May/02)
Note on C146: pwelsh: OSMH generation counted twice in error in RRR Reporting for 2003
Note on C157: pwelsh: Diff beween IESO AQEW and MV90 - used MV90 in RRR reporting 37 kWh
Note on C158: pwelsh: OSMH generation counted twice in error in RRR Reporting for 2004
Note on C169: pwelsh: Diff beween IESO AQEW and MV90 - used MV90 in RRR reporting 1,202 kWh
Note on C181: pwelsh: Diff beween IESO AQEW and MV90 - used MV90 in RRR reporting 16 kWh
Note on I187: Pat Hurley: Census 2006 pop

## Rate Class Energy Model
| Residential | General Service < 50 kW | General Service > 50 to 999 kW | General Service > 1000 to 4999 kW | Streetlights | Sentinel Lights | Unmetered Loads | Total Billed | Purchases | Modeled Purchases | Difference | % Difference | Loss Factor
1996 | 106531000 | 42641371.92 | 143270000 | 0 | 2427120.08 | 569508 | 1094000 | 296533000 | 300910932.99 | 300350316.6451 | -560616.3449 | -0.1863% | 1.0148
1997 | 102825000 | 45499038.16 | 143270000 | 0 | 2438258.84 | 563703 | 1094000 | 295690000 | 302782938 | 302404723.68 | -378214.32 | -0.1249% | 1.024
1998 | 98269000 | 47139618 | 143270000 | 0 | 2442000 | 559382 | 1094000 | 292774000 | 298894605.2694 | 300586753.9316 | 1692148.6622 | 0.5661% | 1.0209
1999 | 102462181 | 51088409 | 143265963.7975 | 0 | 2441990 | 538257 | 1094000 | 300890801 | 309673968.7809 | 307833479.2424 | -1840489.5385 | -0.5943% | 1.0292
2000 | 103741523 | 47838206 | 150240763.812 | 0 | 2462716 | 546285 | 1094000 | 305923494 | 315124971.38 | 315277683.9966 | 152712.6166 | 0.04846% | 1.0301
2001 | 105383265 | 46466503 | 152091968.6865 | 0 | 2474322 | 542011 | 1094328 | 308052398 | 316396656.49 | 318685741.0259 | 2289084.5359 | 0.7235% | 1.0271
2002 | 109736591 | 48621576 | 155266858 | 0 | 2435691 | 484493 | 1127823.4286 | 317673032 | 327858855.01 | 328120844.5243 | 261989.5143 | 0.07991% | 1.0321
2003 | 108163534 | 48794159 | 153099394.9017 | 0 | 2491269 | 495268 | 1262210 | 314305835 | 326758736.68 | 328200247.08 | 1441510.4 | 0.4412% | 1.0396
2004 | 108386794 | 49824701 | 154575435.7925 | 0 | 2516661 | 459641 | 1336199 | 317099432 | 329583057.43 | 330620504.7254 | 1037447.2954 | 0.3148% | 1.0394
2005 | 110976692 | 50366915 | 157311075 | 0 | 2520367 | 434702 | 1407589 | 323017340 | 346922941.26 | 341466690.6285 | -5456250.6315 | -1.573% | 1.074
2006 | 108206276 | 49863299 | 158255829 | 0 | 2523604 | 430027 | 1097760 | 320376795 | 339836661.57 | 337109848.3592 | -2726813.2108 | -0.8024% | 1.0607
2007 | 109590116 | 49217302 | 158471800 | 0 | 2534043 | 370616 | 922608 | 321106485 | 340350915 | 342278128.912 | 1927213.912 | 0.5662% | 1.0599
2008 | 109814584 | 49297751 | 156131676 | 0 | 2549242 | 352408 | 862308 | 319007969 | 337342212 | 339502489.1093 | 2160277.1093 | 0.6404% | 1.0575
2009 |  | Normalized Billed Projection Adjusted for losses >>>>>> |  |  |  | 1.0593 | >>>>>>>> | 312508658.6451 |  | 331040422.1027 | <<< Weather Normal Purchases Projection
2010 |  | Normalized Billed Projection Adjusted for losses >>>>>> |  |  |  | 1.0593 | >>>>>>>> | 311571132.6691 |  | 330047300.8364 | <<< Weather Normal Purchases Projection
Usage Per Customer
1996 | 10757.4472 | 32851.5962 | 994930.5556 | 0 | 723.6494 | 1977.4583 | 6077.7778
1997 | 10292.7928 | 34705.5974 | 994930.5556 | 0 | 726.9704 | 1957.3021 | 6077.7778
1998 | 9715.1755 | 36345.118 | 994930.5556 | 0 | 728.0859 | 1942.2986 | 6077.7778
1999 | 9991.4365 | 39389.6754 | 974598.3932 | 0 | 728.0829 | 1868.9479 | 6077.7778
2000 | 10024.3041 | 36969.2473 | 1015140.296 | 0 | 734.2624 | 1896.8229 | 6077.7778
2001 | 10110.6462 | 36160.7027 | 1020751.4677 | 0 | 727.9559 | 1881.9826 | 6079.6
2002 | 10472.048 | 38015.3057 | 1042059.4497 | 0 | 707.4328 | 1682.2674 | 6300.6895
2003 | 10208.9225 | 38180.0931 | 975155.3815 | 0 | 720.0199 | 1781.5396 | 6749.7861
2004 | 10134.3426 | 38653.7634 | 972172.5522 | 0 | 722.5556 | 1683.6667 | 6680.995
2005 | 10288.9572 | 38301.8365 | 1014910.1613 | 0 | 722.1682 | 1671.9308 | 6832.9563
2006 | 9888.1729 | 37239.2076 | 1001619.1709 | 0 | 722.2679 | 1762.4057 | 6031.6484
2007 | 9907.7946 | 36620.0164 | 990448.75 | 0 | 721.5384 | 1748.1887 | 5914.1538
2008 | 9821.5351 | 36598.1819 | 1007301.1355 | 0 | 722.9841 | 1710.7184 | 5563.2774
2009 | 9796.4791 | 36552.0614 | 1006325.5065 |  | 721.5866 | 1688.7778 | 5502.106
2010 | 9771.487 | 36505.9989 | 1005350.8224 |  | 720.1917 | 1667.1185 | 5441.6072
1996 | [8 empty] | LOAD DISPLACEMENT |  | OSMH | OPP | Totals
1997 | 0.95681 | 1.0564 | 1 |  | 1.0046 | 0.98981 | 1
1998 | 0.94388 | 1.0472 | 1 |  | 1.0015 | 0.99233 | 1
1999 | 1.0284 | 1.0838 | 0.97956 |  | 1 | 0.96224 | 1
2000 | 1.0033 | 0.93855 | 1.0416 |  | 1.0085 | 1.0149 | 1 |  | Capacity in kw |  | 765 | 1060 | 1825
2001 | 1.0086 | 0.97813 | 1.0055 |  | 0.99141 | 0.99218 | 1.0003 |  | Number of units |  | 2 | 1 | 3
2002 | 1.0357 | 1.0513 | 1.0209 |  | 0.97181 | 0.89388 | 1.0364 |  |  |  | 1530 | 1060 | 2590
2003 | 0.97487 | 1.0043 | 0.9358 |  | 1.0178 | 1.059 | 1.0713 |  | Hours per year |  | 8760 | 8760 | 17520
2004 | 0.99269 | 1.0124 | 0.99694 |  | 1.0035 | 0.94506 | 0.98981 |  | kWh per year maximum |  | 13402800 | 9285600 | 22688400
2005 | 1.0153 | 0.9909 | 1.044 |  | 0.99946 | 0.99303 | 1.0227 | [5 empty] | 0
2006 | 0.96105 | 0.97226 | 0.9869 |  | 1.0001 | 1.0541 | 0.88273 |  | Hours limit per year |  | 2800 | 4160 | 6960
2007 | 1.002 | 0.98337 | 0.98885 |  | 0.99899 | 0.99193 | 0.98052 |  | % of year allowed to run |  | 31.96% | 47.49%
2008 | 0.99129 | 0.9994 | 1.017 |  | 1.002 | 0.97857 | 0.94067
[9 empty] | kWh per year running |  | 4284000 | 4409600 | 8693600
Geomean | 0.99745 | 0.99874 | 0.99903 |  | 0.99807 | 0.98717 | 0.989
[9 empty] | 2009 kWh Displacement |  | 0 | 2204800 | 2204800
Used | 0.99745 | 0.99874 | 0.99903 |  | 0.99807 | 0.98717 | 0.989 |  | 2010 kWh Displacement |  | 0 | 4409600 | 4409600
Non Weather Corrected Forecast
2009 | 110647978.9457 | 49387898.2832 | 156940227.995 | 0 | 2554939.896 | 338308.2759 | 842265.3195 |  | 320711618.7153 | <<< Non Weather Billed Prediction
2010 | 111487698.6172 | 49478210.4123 | 157752967.2014 | 0 | 2560650.5276 | 324772.677 | 822688.4923 |  | 322426987.9278 | <<< Non Weather Billed Prediction
Allocation of Weather Sensitive Amount | [7 empty] | Total
2009 | -2610874.3216 | -1165367.8328 | -2221917.9159 | 0 | 0 | 0 | 0 | -5998160.0702 | -5998160.0702 | <<< Weather Adjustment
2010 | -2811535.3257 | -1247758.6151 | -2386961.3178 | 0 | 0 | 0 | 0 | -6446255.2586 | -6446255.2586 | <<< Weather Adjustment
Weather Corrected Forecast
2009 | 108037104.6241 | 48222530.4504 | 152513510.0791 | 0 | 2554939.896 | 338308.2759 | 842265.3195 |  | 312508658.6451 | <<< Weather Adjusted Billed Prediction
2010 | 108676163.2915 | 48230451.7972 | 150956405.8836 | 0 | 2560650.5276 | 324772.677 | 822688.4923 |  | 311571132.6691 | <<< Weather Adjusted Billed Prediction
Adjustment for Load Displacement | [7 empty] | Total
2009 | 0 | 0 | 2204800 | 0 | 0 | 0 | 0 | 2204800 | 0 | <<< Load Displacement Adjustment
2010 | 0 | 0 | 4409600 | 0 | 0 | 0 | 0 | 4409600 | 0 | <<< Load Displacement Adjustment
% Weather Sensitive | 100% | 100% | 60% | 0% | 0% | 0% | 0% | Total
2009 | 110647978.9457 | 49387898.2832 | 94164136.797 | 0 | 0 | 0 | 0 | 254200014.0258 | 312508658.6451 | <<< Prediction Billed
2010 | 111487698.6172 | 49478210.4123 | 94651780.3208 | 0 | 0 | 0 | 0 | 255617689.3502 | 311571132.6691 | <<< Prediction Billed
312508659
311571133
22119
Note on H3: pwelsh: estimated 12 months
Note on H4: pwelsh: estimated 12 months
Note on H5: pwelsh: estimated 12 months
Note on H6: pwelsh: estimated 12 months
Note on H7: pwelsh: estimated 12 months
Note on H8: pwelsh: Actual Aug/01 to Dec/01; estimated 7 months
Note on H9: pwelsh: Actual Jun/02 to Dec/02; estimated 5 months
Note on M48: Pat: PER EMAIL FROM HH ANGUS RE ORC'S APPROACH AT OTHER SITES WAS TO RUN 5 DAYS A WEEK 16 HOURS PER DAY
Note on A52: Pat: Prior to 2000 no breakdown of under 50 over 50 so calculation considers from then on
Note on L53: Pat: I WILL BELIEVE IT WHEN I SEE IT
Note on L54: Pat: I WILL BELIEVE IT WHEN I SEE IT

## Rate Class Customer Model
Counts Annualized Average | Residential | General Service < 50 kW | General Service > 50 to 999 kW | General Service > 1000 to 4999 kW | Streetlight Connections | Sentinel Lights Connections | Unmetered Loads Connections | Total
1996 | 9903 | 1298 | 144 | 1e-09 | 3354 | 288 | 180 | 15167
1997 | 9990 | 1311 | 144 | 1e-09 | 3354 | 288 | 180 | 15267
1998 | 10115 | 1297 | 144 | 1e-09 | 3354 | 288 | 180 | 15378
1999 | 10255 | 1297 | 147 | 1e-09 | 3354 | 288 | 180 | 15521
2000 | 10349 | 1294 | 148 | 1e-09 | 3354 | 288 | 180 | 15613
2001 | 10423 | 1285 | 149 | 1e-09 | 3399 | 288 | 180 | 15724
2002 | 10479 | 1279 | 149 | 1e-09 | 3443 | 288 | 179 | 15817
2003 | 10595 | 1278 | 157 | 1e-09 | 3460 | 278 | 187 | 15955
2004 | 10695 | 1289 | 159 | 1e-09 | 3483 | 273 | 200 | 16099
2005 | 10786 | 1315 | 155 | 1e-09 | 3490 | 260 | 206 | 16212
2006 | 10943 | 1339 | 158 | 1e-09 | 3494 | 244 | 182 | 16360
2007 | 11061 | 1344 | 160 | 1e-09 | 3512 | 212 | 156 | 16445
2008 | 11181 | 1347 | 155 | 1e-09 | 3526 | 206 | 155 | 16570
2009 | 11294.668 | 1351.1659 | 155.9537 | 1e-09 | 3540.7254 | 200.3273 | 153.0805 | 16695.9208
2010 | 11409.4916 | 1355.3447 | 156.9134 | 1e-09 | 3555.5123 | 194.8108 | 151.1848 | 16823.2575
Growth Rate in Customer Numbers
1996
1997 | 1.0088 | 1.01 | 1 | 1 | 1 | 1 | 1
1998 | 1.0125 | 0.98932 | 1 | 1 | 1 | 1 | 1
1999 | 1.0138 | 1 | 1.0208 | 1 | 1 | 1 | 1
2000 | 1.0092 | 0.99769 | 1.0068 | 1 | 1 | 1 | 1
2001 | 1.0072 | 0.99304 | 1.0068 | 1 | 1.0134 | 1 | 1
2002 | 1.0054 | 0.99533 | 1 | 1 | 1.0129 | 1 | 0.99444
2003 | 1.0111 | 0.99922 | 1.0537 | 1 | 1.0049 | 0.96528 | 1.0447
2004 | 1.0094 | 1.0086 | 1.0127 | 1 | 1.0066 | 0.98201 | 1.0695
2005 | 1.0085 | 1.0202 | 0.97484 | 1 | 1.002 | 0.95238 | 1.03
2006 | 1.0146 | 1.0183 | 1.0194 | 1 | 1.0011 | 0.93846 | 0.8835
2007 | 1.0108 | 1.0037 | 1.0127 | 1 | 1.0052 | 0.86885 | 0.85714
2008 | 1.0108 | 1.0022 | 0.96875 | 1 | 1.004 | 0.9717 | 0.99359
Geomean | 1.0102 | 1.0031 | 1.0062 | 1 | 1.0042 | 0.97246 | 0.98762
Used | 1.0102 | 1.0031 | 1.0062 | 1 | 1.0042 | 0.97246 | 0.98762
REFERENCE ONLY:
Counts Dec 31 | Residential | General Service < 50 kW | General Service > 50 to 999 kW | General Service > 1000 to 4999 kW | Streetlight Connections | Sentinel Lights Connections | Unmetered Loads Connections
1996 | 9963 | 1298 | 144 | 1e-09 | 3354 | 288 | 180
1997 | 10042 | 1311 | 144 | 1e-09 | 3354 | 288 | 180
1998 | 10206 | 1297 | 144 | 1e-09 | 3354 | 288 | 180
1999 | 10300 | 1297 | 147 | 1e-09 | 3354 | 288 | 180
2000 | 10390 | 1294 | 148 | 1e-09 | 3354 | 288 | 180
2001 | 10450 | 1285 | 149 | 1e-09 | 3444 | 288 | 179
2002 | 10538 | 1279 | 156 | 1e-09 | 3459 | 287 | 179
2003 | 10651 | 1282 | 159 | 1e-09 | 3462 | 274 | 194
2004 | 10743 | 1302 | 159 | 1e-09 | 3487 | 270 | 205
2005 | 10848 | 1325 | 157 | 1e-09 | 3493 | 248 | 207
2006 | 11005 | 1344 | 159 | 1e-09 | 3494 | 213 | 156
2007 | 11102 | 1342 | 162 | 1e-09 | 3516 | 210 | 156
2008 | 11261 | 1349 | 150 | 1e-09 | 3531 | 202 | 154
#REF!
2008 | #REF! | #REF! | #REF! | #REF! | #REF! | #REF! | #REF! | #REF! | #REF! | #REF!
2009 | #REF! | #REF! |  | #REF! | #REF! | #REF! | #REF! | #REF! | #REF! | #REF!
Weather Sensitive Adjustment %
65%
2008 | 100% | 100% | 65% | 0% | 0% | 0% | 0%
2009 | 100% | 100% |  | 0% | 0% | 0% | 0%
Weather Sensitive Energy
#REF!
2008 | #REF! | #REF! | #REF! | #REF! | #REF! | #REF! | #REF! | #REF!
2009 | #REF! | #REF! |  | #REF! | #REF! | #REF! | #REF! | #REF!
Weather Sensitvie Adjustment
#REF!
2008 | #REF! | #REF! | #REF! | #REF! | #REF! | #REF! | #REF!
2009 | #REF! | #REF! |  | #REF! | #REF! | #REF! | #REF!
Weather Normal Forecast
|  |  | #REF! | [5 empty] | Check
2008 | #REF! | #REF! | #REF! | #REF! | #REF! | #REF! | #REF! | #REF! | #REF!
2009 | #REF! | #REF! |  | #REF! | #REF! | #REF! | #REF! | #REF! | #REF!
Weather Sensitvie Adjustment%
#REF!
2008 | #REF! | #REF! | #REF! | #REF! | #REF! | #REF! | #REF!
2009 | #REF! | #REF! |  | #REF! | #REF! | #REF! | #REF!
Counts Dec 31 | Residential | General Service < 50 kW | General Service > 50 to 999 kW | General Service > 1000 to 4999 kW | Streetlight Connections | Sentinel Lights Connections | Unmetered Loads Connections | Total
1996 | 9963 | 1298 | 144 | 1e-09 | 3354 | 288 | 180 | 15227
1997 | 10042 | 1311 | 144 | 1e-09 | 3354 | 288 | 180 | 15319
1998 | 10206 | 1297 | 144 | 1e-09 | 3354 | 288 | 180 | 15469
1999 | 10300 | 1297 | 147 | 1e-09 | 3354 | 288 | 180 | 15566
2000 | 10390 | 1294 | 148 | 1e-09 | 3354 | 288 | 180 | 15654
2001 | 10450 | 1285 | 149 | 1e-09 | 3444 | 288 | 179 | 15795
2002 | 10538 | 1279 | 156 | 1e-09 | 3459 | 287 | 179 | 15898
2003 | 10651 | 1282 | 159 | 1e-09 | 3462 | 274 | 194 | 16022
2004 | 10743 | 1302 | 159 | 1e-09 | 3487 | 270 | 205 | 16166
2005 | 10848 | 1325 | 157 | 1e-09 | 3493 | 248 | 207 | 16278
2006 | 11005 | 1344 | 159 | 1e-09 | 3494 | 213 | 156 | 16371
2007 | 11102 | 1342 | 162 | 1e-09 | 3516 | 210 | 156 | 16488
2008 | 11261 | 1349 | 150 | 1e-09 | 3531 | 202 | 154 | 16647
Note on A1: pwelsh: 12 monthly counts divided by 12 except where indicated otherwise
Note on H7: pwelsh: USL_STL_SEN_Connections.xls to 0812 (sum of current YE and previous YE)/2
Note on F8: pwelsh: USL_STL_SEN_Connections.xls to 0812 (sum of current YE and previous YE)/2
Note on H8: pwelsh: USL_STL_SEN_Connections.xls to 0812 (sum of current YE and previous YE)/2
Note on H9: pwelsh: USL_STL_SEN_Connections.xls to 0812 (sum of current YE and previous YE)/2
Note on H10: pwelsh: USL_STL_SEN_Connections.xls to 0812 (sum of current YE and previous YE)/2
Note on H11: pwelsh: USL_STL_SEN_Connections.xls to 0812 (sum of current YE and previous YE)/2
Note on H12: pwelsh: USL_STL_SEN_Connections.xls to 0812 (sum of current YE and previous YE)/2
Note on H13: pwelsh: USL_STL_SEN_Connections.xls to 0812 (sum of current YE and previous YE)/2

## Rate Class Load Model
| General Service > 50 to 999 kW | General Service > 1000 to 4999 kW | Streetlights | Sentinel Lights Connections | Total
1996 | 380570 | 0 | 6750 | 1582 | 388902
1997 | 376940 | 0 | 6781 | 1566 | 385287
1998 | 384000 | 0 | 6792 | 1554 | 392346
1999 | 389697 | 0 | 6783 | 1495 | 397975
2000 | 397889 | 0 | 6846 | 1517 | 406252
2001 | 410390 | 0 | 6897 | 1506 | 418793
2002 | 400427 | 0 | 6352 | 1222 | 408001
2003 | 424930 | 0 | 6981 | 1376 | 433287
2004 | 391840 | 0 | 7006 | 1273 | 400119
2005 | 405678 | 0 | 7036 | 1208 | 413922
2006 | 407943 | 0 | 7045 | 1195 | 416183
2007 | 409427 | 0 | 7076 | 1029 | 417532
2008 | 396778 | 0 | 7084 | 979 | 404841
2009 | 401288.5364 | 0 | 7082.4668 | 932.9318 | 409303.9349
2010 | 397191.535 | 0 | 7098.297 | 895.6055 | 405185.4375
Load Factor
1996 | 0.2656% |  | 0.2781% | 0.2778%
1997 | 0.2631% |  | 0.2781% | 0.2778%
1998 | 0.268% |  | 0.2781% | 0.2778%
1999 | 0.272% |  | 0.2778% | 0.2777%
2000 | 0.2648% |  | 0.278% | 0.2777%
2001 | 0.2698% |  | 0.2787% | 0.2779%
2002 | 0.2579% |  | 0.2608% | 0.2522%
2003 | 0.2776% |  | 0.2802% | 0.2778%
2004 | 0.2535% |  | 0.2784% | 0.277%
2005 | 0.2579% |  | 0.2792% | 0.2779%
2006 | 0.2578% |  | 0.2792% | 0.2779%
2007 | 0.2584% |  | 0.2792% | 0.2776%
2008 | 0.2541% |  | 0.2779% | 0.2778%
Average | 0.2631% |  | 0.2772% | 0.2758%
Note on B3: pwelsh: Sale of Power_History from 1995 to 2001.xls - Quantities; no detail on GS<50 - estimated
Note on D3: pwelsh: Sale of Power_History from 1995 to 2001.xls - Quantities
Note on E3: pwelsh: Sale of Power_History from 1995 to 2001.xls - Quantities
Note on B4: pwelsh: Sale of Power_History from 1995 to 2001.xls - Quantities; no detail on GS<50 - estimated
Note on D4: pwelsh: Sale of Power_History from 1995 to 2001.xls - 1997 Energy Statistics
Note on E4: pwelsh: Sale of Power_History from 1995 to 2001.xls - Quantities
Note on B5: pwelsh: Sale of Power_History from 1995 to 2001.xls - Quantities; no detail on GS<50 - estimated
Note on D5: pwelsh: Sale of Power_History from 1995 to 2001.xls - Quantities
Note on E5: pwelsh: Sale of Power_History from 1995 to 2001.xls - Quantities
Note on B6: pwelsh: Sale of Power_History from 1995 to 2001.xls - 1999 Energy Statistics
Note on D6: pwelsh: Sale of Power_History from 1995 to 2001.xls - 1999 Energy Statistics
Note on E6: pwelsh: Sale of Power_History from 1995 to 2001.xls - 1999 Energy Statistics
Note on B7: pwelsh: Sale of Power_History from 1995 to 2001.xls - 2000 Energy Statistics
Note on D7: pwelsh: Sale of Power_History from 1995 to 2001.xls - 2000 Energy Statistics
Note on E7: pwelsh: Sale of Power_History from 1995 to 2001.xls - 2000 Energy Statistics
Note on B8: pwelsh: Sale of Power_History from 1995 to 2001.xls - 2001 Energy Statistics
Note on D8: pwelsh: Sale of Power_History from 1995 to 2001.xls - 2001 Energy Statistics
Note on E8: pwelsh: Sale of Power_History from 1995 to 2001.xls - 2001 Energy Statistics
Note on B9: pwelsh: 2002 LDC Energy Revenues_Summary
Note on D9: pwelsh: 2002 LDC Energy Revenues_Summary
Note on E9: pwelsh: 2002 LDC Energy Revenues_Summary
Note on B10: pwelsh: 2003 LDC Energy Revenues_Summary
Note on D10: pwelsh: 2003 LDC Energy Revenues_Summary
Note on E10: pwelsh: 2003 LDC Energy Revenues_Summary
Note on B11: pwelsh: 2004 LDC Energy Revenues_Summary
Note on D11: pwelsh: 2004 LDC Energy Revenues_Summary
Note on E11: pwelsh: 2004 LDC Energy Revenues_Summary
Note on B12: pwelsh: 2005 LDC Energy Revenues_Summary
Note on D12: pwelsh: 2005 LDC Energy Revenues_Summary
Note on E12: pwelsh: 2005 LDC Energy Revenues_Summary
Note on B13: pwelsh: 2006 LDC Energy Revenues_Summary
Note on D13: pwelsh: 2006 LDC Energy Revenues_Summary
Note on E13: pwelsh: 2006 LDC Energy Revenues_Summary
Note on B14: pwelsh: 2007 LDC Energy Revenues_Summary
Note on D14: pwelsh: 2007 LDC Energy Revenues_Summary
Note on E14: pwelsh: 2007 LDC Energy Revenues_Summary
Note on B15: pwelsh: 2008 LDC Energy Revenues_Summary
Note on D15: pwelsh: 2008 LDC Energy Revenues_Summary
Note on E15: pwelsh: 2008 LDC Energy Revenues_Summary

## Weather Data
| HDD | CDD | HDD | 1989 | 1990 | 1991 | 1992 | 1993 | 1994 | 1995 | 1996 | 1997 | 1998 | 1999 | 2000 | 2001 | 2002 | 2003 | 2004 | 2005 | 2006 | 2007 | 2008 | 2008
1989-01-31 | 718.8 | 0 | Jan | 718.8 | 643.3 | 835.6 | 788 | 745.2 | 1029.9 | 711.8 | 839.4 | 836.4 | 726 | 830.4 | 812.5 | 757.4 | 644.8 | 898.2 | 949.8 | 849.1 | 645.8 | 778.8 | 708.5 | 789.4429
1989-02-28 | 760.5 | 0 | Feb | 760.5 | 672.2 | 649 | 711.7 | 817.6 | 803.3 | 778.1 | 739.6 | 679.5 | 561.8 | 510.9 | 643.9 | 682.2 | 623.2 | 781.4 | 684.2 | 671.5 | 695.6 | 801.1 | 702.2 | 684.6643
1989-03-31 | 567.4 | 0 | Mar | 567.4 | 600.2 | 588 | 672.4 | 653.1 | 627.8 | 567 | 669 | 677.9 | 554 | 507.9 | 480.8 | 630.9 | 611.1 | 633.1 | 559.2 | 651.4 | 605.2 | 592.7 | 558.5 | 587.4086
1989-04-30 | 448.7 | 0 | Apr | 448.7 | 333.5 | 318.6 | 413.6 | 370.3 | 348.4 | 455.3 | 455.1 | 410.1 | 314.8 | 335.1 | 375 | 342.4 | 369.2 | 419 | 360.4 | 338.5 | 326.1 | 381.2 | 264.2 | 338.3814
1989-05-31 | 191.2 | 6.3 | May | 191.2 | 217.1 | 125.3 | 164.3 | 196.5 | 223.5 | 172.3 | 209.3 | 261.8 | 54.9 | 112.6 | 163.3 | 132.4 | 241.7 | 187.7 | 187.6 | 202.9 | 155.1 | 77.4 | 216.1 | 163.8671
1989-06-30 | 37.7 | 35 | Jun | 37.7 | 44.8 | 23.1 | 73.4 | 59.2 | 50.4 | 24.9 | 35.1 | 11.6 | 58.2 | 29.6 | 62 | 43.3 | 51.7 | 46.2 | 58.9 | 15.3 | 33.2 | 34.6 | 35.6 | 37.8186
1989-07-31 | 4.7 | 116.8 | Jul | 4.7 | 3.7 | 3.7 | 35.6 | 1.4 | 6 | 18.4 | 11.2 | 20.2 | 2.8 | 3.9 | 21.9 | 27 | 3.1 | 5.1 | 8.3 | 1.2 | 3 | 11.6 | 3.9 | 7.7443
1989-08-31 | 17.9 | 61.6 | Aug | 17.9 | 6.9 | 8.7 | 38.8 | 12.5 | 38.1 | 7.8 | 6.4 | 21.8 | 3.9 | 19.2 | 33.3 | 1.9 | 9.1 | 8.1 | 14 | 1.9 | 12.4 | 19.3 | 19.6 | 12.2357
1989-09-30 | 109.1 | 21.6 | Sep | 109.1 | 123.2 | 145.9 | 116.5 | 169.3 | 93.8 | 150.4 | 84.4 | 88.6 | 57.3 | 76.4 | 131.4 | 112.3 | 40.2 | 65.6 | 48.9 | 48.9 | 128.2 | 59 | 83.7 | 62.5057
1989-10-31 | 269.3 | 0 | Oct | 269.3 | 303.7 | 282.5 | 335.1 | 328.4 | 275.8 | 243.4 | 285.2 | 296.9 | 250.3 | 306.1 | 261.5 | 272.1 | 335.7 | 305.3 | 265.6 | 247.7 | 310.1 | 164.1 | 297.6 | 264.3
1989-11-30 | 507.8 | 0 | Nov | 507.8 | 444.9 | 492.8 | 480.6 | 494.7 | 413.1 | 579 | 548.2 | 487.5 | 445.4 | 412.8 | 485.6 | 365.8 | 501.1 | 438.5 | 434.9 | 448.1 | 406.4 | 499.3 | 444 | 438.4486
1989-12-31 | 950.1 | 0 | Dec | 950.1 | 664.3 | 678.1 | 641.4 | 712.4 | 639 | 805.8 | 605.6 | 635.9 | 612.7 | 647 | 845.7 | 554.3 | 680.5 | 631.4 | 742.6 | 712.9 | 560.4 | 686.6 | 594.4 | 627.0457
1990-01-31 | 643.3 | 0 |  | 2008: 84427.5; 2008: 0
1990-02-28 | 672.2 | 0 | CDD
1990-03-31 | 600.2 | 0 | Jan | 0 | 0 | 0 | 0 | 0 | 0 | 0 | 0 | 0 | 0 | 0 | 0 | 0 | 0 | 0 | 0 | 0 | 0 | 0 | 0 | 0
1990-04-30 | 333.5 | 10.1 | Feb | 0 | 0 | 0 | 0 | 0 | 0 | 0 | 0 | 0 | 0 | 0 | 0 | 0 | 0 | 0 | 0 | 0 | 0 | 0 | 0 | 0
1990-05-31 | 217.1 | 1.3 | Mar | 0 | 0 | 0 | 0 | 0 | 0 | 0 | 0 | 0 | 0 | 0 | 0 | 0 | 0 | 0 | 0 | 0 | 0 | 0 | 0 | 0
1990-06-30 | 44.8 | 33 | Apr | 0 | 10.1 | 2 | 0 | 0 | 0 | 0 | 0 | 0 | 0 | 0 | 0 | 0 | 6.8 | 0.3 | 0 | 0 | 0 | 2 | 0.8 | 0.37
1990-07-31 | 3.7 | 75 | May | 6.3 | 1.3 | 36 | 5.8 | 1.3 | 8.3 | 0.5 | 6.6 | 0 | 19.2 | 8.7 | 15.6 | 8.3 | 4.8 | 0 | 8.6 | 0 | 18.9 | 1 | 0.8 | 5.0214
1990-08-31 | 6.9 | 54.6 | Jun | 35 | 33 | 56.4 | 18.6 | 17.3 | 47.8 | 70.9 | 33.4 | 54.9 | 66 | 62.1 | 25.1 | 56.6 | 55.4 | 42 | 25.5 | 109.7 | 64.5 | 79.1 | 52.4 | 67.23
1990-09-30 | 123.2 | 14.3 | Jul | 116.8 | 75 | 86.8 | 12 | 82.7 | 82.3 | 92.1 | 43.7 | 82.7 | 82.5 | 129 | 44.6 | 73.2 | 144 | 76.5 | 72 | 152.7 | 143.6 | 72.1 | 78.4 | 102.6729
1990-10-31 | 303.7 | 0 | Aug | 61.6 | 54.6 | 73.7 | 26 | 86.2 | 32.2 | 99.7 | 71.8 | 30.3 | 81.6 | 41.9 | 49.2 | 119.6 | 86.2 | 102.8 | 32 | 104.7 | 77.1 | 85.1 | 31.2 | 76.0586
1990-11-30 | 444.9 | 0 | Sep | 21.6 | 14.3 | 17.6 | 19.2 | 9.6 | 7.1 | 4.3 | 23.6 | 5.8 | 21.4 | 38.2 | 20 | 19.4 | 58.4 | 10.6 | 28.1 | 38.4 | 4.1 | 28.4 | 13.6 | 25.8057
1990-12-31 | 664.3 | 0 | Oct | 0 | 0 | 0 | 0 | 0 | 0 | 1.5 | 0 | 0.8 | 0 | 0 | 0 | 0 | 6.8 | 0 | 0 | 6.1 | 0 | 4.1 | 0.5 | 2.37
1991-01-31 | 835.6 | 0 | Nov | 0 | 0 | 0 | 0 | 0 | 0 | 0 | 0 | 0 | 0 | 0 | 0 | 0 | 0 | 0 | 0 | 0 | 0 | 0 | 0 | 0
1991-02-28 | 649 | 0 | Dec | 0 | 0 | 0 | 0 | 0 | 0 | 0 | 0 | 0 | 0 | 0 | 0 | 0 | 0 | 0 | 0 | 0 | 0 | 0 | 0 | 0
1991-03-31 | 588 | 0 |  | 2008: 4693.4; 2008: 0
1991-04-30 | 318.6 | 2
1991-05-31 | 125.3 | 36
1991-06-30 | 23.1 | 56.4
1991-07-31 | 3.7 | 86.8
1991-08-31 | 8.7 | 73.7
1991-09-30 | 145.9 | 17.6
1991-10-31 | 282.5 | 0
1991-11-30 | 492.8 | 0
1991-12-31 | 678.1 | 0
1992-01-31 | 788 | 0
1992-02-29 | 711.7 | 0
1992-03-31 | 672.4 | 0
1992-04-30 | 413.6 | 0
1992-05-31 | 164.3 | 5.8
1992-06-30 | 73.4 | 18.6
1992-07-31 | 35.6 | 12
1992-08-31 | 38.8 | 26
1992-09-30 | 116.5 | 19.2
1992-10-31 | 335.1 | 0
1992-11-30 | 480.6 | 0
1992-12-31 | 641.4 | 0
1993-01-31 | 745.2 | 0
1993-02-28 | 817.6 | 0
1993-03-31 | 653.1 | 0
1993-04-30 | 370.3 | 0
1993-05-31 | 196.5 | 1.3
1993-06-30 | 59.2 | 17.3
1993-07-31 | 1.4 | 82.7
1993-08-31 | 12.5 | 86.2
1993-09-30 | 169.3 | 9.6
1993-10-31 | 328.4 | 0
1993-11-30 | 494.7 | 0
1993-12-31 | 712.4 | 0
1994-01-31 | 1029.9 | 0
1994-02-28 | 803.3 | 0
1994-03-31 | 627.8 | 0
1994-04-30 | 348.4 | 0
1994-05-31 | 223.5 | 8.3
1994-06-30 | 50.4 | 47.8
1994-07-31 | 6 | 82.3
1994-08-31 | 38.1 | 32.2
1994-09-30 | 93.8 | 7.1
1994-10-31 | 275.8 | 0
1994-11-30 | 413.1 | 0
1994-12-31 | 639 | 0
1995-01-31 | 711.8 | 0
1995-02-28 | 778.1 | 0
1995-03-31 | 567 | 0
1995-04-30 | 455.3 | 0
1995-05-31 | 172.3 | 0.5
1995-06-30 | 24.9 | 70.9
1995-07-31 | 18.4 | 92.1
1995-08-31 | 7.8 | 99.7
1995-09-30 | 150.4 | 4.3
1995-10-31 | 243.4 | 1.5
1995-11-30 | 579 | 0
1995-12-31 | 805.8 | 0
1996-01-31 | 839.4 | 0
1996-02-29 | 739.6 | 0
1996-03-31 | 669 | 0
1996-04-30 | 455.1 | 0
1996-05-31 | 209.3 | 6.6
1996-06-30 | 35.1 | 33.4
1996-07-31 | 11.2 | 43.7
1996-08-31 | 6.4 | 71.8
1996-09-30 | 84.4 | 23.6
1996-10-31 | 285.2 | 0
1996-11-30 | 548.2 | 0
1996-12-31 | 605.6 | 0
1997-01-31 | 836.4 | 0
1997-02-28 | 679.5 | 0
1997-03-31 | 677.9 | 0
1997-04-30 | 410.1 | 0
1997-05-31 | 261.8 | 0
1997-06-30 | 11.6 | 54.9
1997-07-31 | 20.2 | 82.7
1997-08-31 | 21.8 | 30.3
1997-09-30 | 88.6 | 5.8
1997-10-31 | 296.9 | 0.8
1997-11-30 | 487.5 | 0
1997-12-31 | 635.9 | 0
1998-01-31 | 726 | 0
1998-02-28 | 561.8 | 0
1998-03-31 | 554 | 0
1998-04-30 | 314.8 | 0
1998-05-31 | 54.9 | 19.2
1998-06-30 | 58.2 | 66
1998-07-31 | 2.8 | 82.5
1998-08-31 | 3.9 | 81.6
1998-09-30 | 57.3 | 21.4
1998-10-31 | 250.3 | 0
1998-11-30 | 445.4 | 0
1998-12-31 | 612.7 | 0
1999-01-31 | 830.4 | 0
1999-02-28 | 510.9 | 0
1999-03-31 | 507.9 | 0
1999-04-30 | 335.1 | 0
1999-05-31 | 112.6 | 8.7
1999-06-30 | 29.6 | 62.1
1999-07-31 | 3.9 | 129
1999-08-31 | 19.2 | 41.9
1999-09-30 | 76.4 | 38.2
1999-10-31 | 306.1 | 0
1999-11-30 | 412.8 | 0
1999-12-31 | 647 | 0
2000-01-31 | 812.5 | 0
2000-02-29 | 643.9 | 0
2000-03-31 | 480.8 | 0
2000-04-30 | 375 | 0
2000-05-31 | 163.3 | 15.6
2000-06-30 | 62 | 25.1
2000-07-31 | 21.9 | 44.6
2000-08-31 | 33.3 | 49.2
2000-09-30 | 131.4 | 20
2000-10-31 | 261.5 | 0
2000-11-30 | 485.6 | 0
2000-12-31 | 845.7 | 0
2001-01-31 | 757.4 | 0
2001-02-28 | 682.2 | 0
2001-03-31 | 630.9 | 0
2001-04-30 | 342.4 | 0
2001-05-31 | 132.4 | 8.3
2001-06-30 | 43.3 | 56.6
2001-07-31 | 27 | 73.2
2001-08-31 | 1.9 | 119.6
2001-09-30 | 112.3 | 19.4
2001-10-31 | 272.1 | 0
2001-11-30 | 365.8 | 0
2001-12-31 | 554.3 | 0
2002-01-31 | 644.8 | 0
2002-02-28 | 623.2 | 0
2002-03-31 | 611.1 | 0
2002-04-30 | 369.2 | 6.8
2002-05-31 | 241.7 | 4.8
2002-06-30 | 51.7 | 55.4
2002-07-31 | 3.1 | 144
2002-08-31 | 9.1 | 86.2
2002-09-30 | 40.2 | 58.4
2002-10-31 | 335.7 | 6.8
2002-11-30 | 501.1 | 0
2002-12-31 | 680.5 | 0
2003-01-31 | 898.2 | 0
2003-02-28 | 781.4 | 0
2003-03-31 | 633.1 | 0
2003-04-30 | 419 | 0.3
2003-05-31 | 187.7 | 0
2003-06-30 | 46.2 | 42
2003-07-31 | 5.1 | 76.5
2003-08-31 | 8.1 | 102.8
2003-09-30 | 65.6 | 10.6
2003-10-31 | 305.3 | 0
2003-11-30 | 438.5 | 0
2003-12-31 | 631.4 | 0
2004-01-31 | 949.8 | 0
2004-02-29 | 684.2 | 0
2004-03-31 | 559.2 | 0
2004-04-30 | 360.4 | 0
2004-05-31 | 187.6 | 8.6
2004-06-30 | 58.9 | 25.5
2004-07-31 | 8.3 | 72
2004-08-31 | 14 | 32
2004-09-30 | 48.9 | 28.1
2004-10-31 | 265.6 | 0
2004-11-30 | 434.9 | 0
2004-12-31 | 742.6 | 0
2005-01-31 | 849.1 | 0
2005-02-28 | 671.5 | 0
2005-03-31 | 651.4 | 0
2005-04-30 | 338.5 | 0
2005-05-31 | 202.9 | 0
2005-06-30 | 15.3 | 109.7
2005-07-31 | 1.2 | 152.7
2005-08-31 | 1.9 | 104.7
2005-09-30 | 48.9 | 38.4
2005-10-31 | 247.7 | 6.1
2005-11-30 | 448.1 | 0
2005-12-31 | 712.9 | 0
2006-01-31 | 645.8 | 0
2006-02-28 | 695.6 | 0
2006-03-31 | 605.2 | 0
2006-04-30 | 326.1 | 0
2006-05-31 | 155.1 | 18.9
2006-06-30 | 33.2 | 64.5
2006-07-31 | 3 | 143.6
2006-08-31 | 12.4 | 77.1
2006-09-30 | 128.2 | 4.1
2006-10-31 | 310.1 | 0
2006-11-30 | 406.4 | 0
2006-12-31 | 560.4 | 0
2007-01-31 | 778.8 | 0
2007-02-28 | 801.1 | 0
2007-03-31 | 592.7 | 0
2007-04-30 | 381.2 | 2
2007-05-31 | 77.4 | 1
2007-06-30 | 34.6 | 79.1
2007-07-31 | 11.6 | 72.1
2007-08-31 | 19.3 | 85.1
2007-09-30 | 59 | 28.4
2007-10-31 | 164.1 | 4.1
2007-11-30 | 499.3 | 0
2007-12-31 | 686.6 | 0
2008-01-31 | 708.5 | 0
2008-02-29 | 702.2 | 0
2008-03-31 | 558.5 | 0
2008-04-30 | 264.2 | 0.8
2008-05-31 | 216.1 | 0.8
2008-06-30 | 35.6 | 52.4
2008-07-31 | 3.9 | 78.4
2008-08-31 | 19.6 | 31.2
2008-09-30 | 83.7 | 13.6
2008-10-31 | 297.6 | 0.5
2008-11-30 | 444 | 0
2008-12-31 | 594.4 | 0
| 84427.5 | 4693.4

## Revision Notes
Rev# | TT Rev Date | Effective Date | By | Revision / Update Comments
R1 | 2003-12-04 | 2003-12-01 | Peter Ziebart | Two (2) Meter Upgrades on Orillia Square West and Orillia Square East.
R2 | 2004-11-22 | 2004-11-04 | Gary Johnson | Upgrade of Orillia Powers meters M1,7 & 8 by RODAN at Orillia TS. New meters 1000008150, 1000008190 & 1000008200 respectively. Also, de-registration of the Orillia Square East & West meters as they became redundant with the installation of the new meters
R3 | 2004-12-06 | For Record Purposes Only | Gary Johnson | 1.For account 18951-99006, Swift Rapid GS operator should be "-", not + as shown. Generator's output is a deduction to Orillia's load on M1 to reduce their RTSR obligation per amendment to Electricity Act.
2.For account 01139-76006, Minden GS operator should be "-", not + as shown. Generator's output is a deduction to Orillia's load on M8 to reduce their RTSR obligation per amendment to Electricity Act.
3. Deleted Swift Rapid and Minden accounts on the bottom of the TT. These two RGs have individual TT's set up in the RG folder. Since we bill and pay Orillia as per the Retail Generator TTs there was no billing impact. These two RS accounts should not
R4 | 2005-02-25 | 2005-02-10 | Gary Johnson | New M4 feeder added to Orillia, 1000008210. New account & SPID assigned.
| 2005-01-31 |  | Gary Johnson | New RTSR Aggregation TT
|  |  | Gary Johnson | Revised Mar 23, 2005 re Feb 25, 2005 TT revision.
|  |  | Ann Drzazga | Completed RTSR TT QA Mar 24/05. Deleted Index #'s from Retail TT tab. Also deleted the CSS Acct # & DP point for Orillia M4 from Retail TT tab. Added colour coding legend to Pre Aggr TT as it was missing.
R5 | 2006-10-23 | 2006-05-01 | John Guevara | DX Tariff added effective May 1, 2006.
|  | 2006-11-04 |  | For Record Purposes Only: RTSR and LV TTs revised to apply 3.4% TLF to CSS SPID 15108132 and 32732762 at the SPID level after netting the respective feeders and embedded generators. That is, 1.034[(Orillia M1 Feeder) - (Swift Rapid GS)(1 - 0.01)] for SP
R6 | 2007-01-03 | 2006-12-01 | John Guevara | Effective Dec 1, 2006, the TLF of 3.4% applied to Orillia Power Distribution's M1 (1000008150) & M8 (1000008200) metering points was replaced with radial line and transformation SSLAs. 2/8 of the full SSLA for transformation is being applied to the M1 & M
R7 | 2008-03-06 | 2008-02-06 | John Guevara | The MV-Star implementation of Revision R6 applied the transformation SSLA to M1 and M8 individually instead of M1 and M8 summed. This revision R7 of the RTSR & LV TTs also includes an RTSR SM Map to more clearly show the correct summary meter parent/child
R8 | 2008-07-03 | 2008-05-29 | John Guevara | On the 87M3 feeder from Minden TS, MSP PUI replaced the Recorder/Meter for Orillia Power Generation Corp's embedded generator "Minden GS". MPID 0200488920 was replaced by MPID 0200600784 effective May 29, 2008.