{"text_format":"1","workbook":"xlsx","n_sheets":3,"sheets":["Data summary","Hourly load shapes by class","Input to CA model"],"not_rendered":{"charts":0,"images":0,"macros":1,"external_links":0,"defined_names":4,"comments":0,"pivot_tables":0},"unopened":[],"bounds":{"document_bytes":16777216,"sheet_cells":100000,"rows_first":2000,"rows_last":500,"rows_between":2000,"halvings":0,"cell_chars":16384,"cell_head_chars":4096},"cells_cut":0,"cells_raw":0,"read":"whole","date_system":"1900"}

{"sheet":"Data summary","index":0,"n_rows":73,"n_cols":21,"rows_kept":73,"cut":false,"hidden":false,"merged":[[31,17,31,18],[31,19,31,20],[69,0,69,1],[51,0,51,1],[57,0,57,1],[63,0,63,1]]}
["NOTE: See results starting O16 for answer pertaining to OEB #77"]
[]
[]
[]
["RUN # 2","Rate classes","Weather station used for normalization",null,null,null,null,"Test Year"]
[1,"Residential class","Windsor",null,null,null,null,2004]
[2,"Street lighting"]
[3,"Sentinel lighting"]
[4,"General service <50kW"]
[5,"General service >50kW "]
[6,"Large user"]
[7,"USL"]
[8,"Standby"]
[9,"Intermediate"]
[]
[null,null,null,null,null,null,null,null,null,null,null,null,null,null,"A","B","C=A/B","D"]
["Monthly kWh by class (with actual weather)",null,"Jan","Feb","Mar","Apr","May","Jun","Jul","Aug","Sep","Oct","Nov","Dec","Total Actual kWh","Actual Billed kWh","Adjustment Factor","Actual 2004 Customer Connections"]
[1,"Residential class",25407558.510182597,21613365.287269559,25812856.320337843,11217437.398326833,17512291.273689009,19057920.817969371,24039991.049721792,25274325.277694467,17879949.463412266,21621007.71710759,14806525.074194569,21670939.780146707,245914167.9700526,236011018,{"$f":"O18/P18","v":1.0419605408848014},28200]
[2,"Street lighting",848665.91999999434,723034.99999999721,681963.72999999789,571968.50000000058,530416.20000000158,454642.50000000134,515269.23000000179,560724.52000000118,630632.9999999993,742582.17999999656,791957.19999999576,833510.9499999946,7885368.929999982,7564852,{"$f":"O19/P19","v":1.04236922678725},10465]
[3,"Sentinel lighting",46092.970000000474,39710.86,38018.400000000001,32396.099999999726,29663.899999999849,26894.700000000095,28896.029999999933,32360.899999999881,35547.600000000159,41251.080000000176,43730.400000000176,45623.430000000219,440186.37000000075,421369,1.0446576990713621,361]
[4,"General service <50kW",11816241.119817404,11129064.932730442,9749882.5696621556,4022461.2816731683,9172007.336310992,5819207.8620306309,14498388.820278209,9303212.0923055317,5176313.196587733,10750158.632892407,6525684.3258054294,7377829.2098532952,105340451.37994739,101078860,1.042161055041058,3233]
[5,"General service >50kW ",22145765.949804988,20422900.837699994,18288528.602920003,32514250.780544993,22537426.565164994,27395562.390864991,19792494.973289996,21360123.941215001,31610376.665995009,15691962.691284992,28831020.610385016,27329640.846469991,287920054.85563999,216724523,1.3285070414280713,360]
[6,"Large user",4259000.4436000008,3841137.6850000038,4179955.5349999978,3831028.3970000045,3877126.1074000038,4435976.8697999986,3542199.2886000024,4488589.7672000043,4741501.5717999982,4598570.4631999936,4495901.3217999963,3664041.5224000057,49955028.972800009,0,null,0]
[7,"USL",73777.5,73777.5,73777.5,73777.5,73777.5,73777.5,73777.5,73777.5,73777.5,73777.5,73777.5,73777.5,885330,885330,1,193]
[8,"Standby",2100788.2022400009,1885747.92,2143362.8294400005,2648793.2486400004,2150453.544960001,3447103.1884799981,3520566.3628800041,3424708.6809600051,3055109.7964799986,3745852.1049599997,2306025.60384,2047959.6614399992,32476471.144320007,31347945,1.0360000039658104,1]
[9,"Intermediate",12851447.266210012,13048381.841285003,14572461.639714973,13638884.39287498,14755704.663769962,15399929.35957,13842750.010915015,15991873.72958003,15673915.814024987,15165396.899800014,14360582.562865077,12466789.484730102,171768117.66534013,274056459,{"$f":"(O26+O23)/P26","v":0.80904185745952495},20]
[null,null,null,null,null,null,null,null,null,null,null,null,null,null,{"$f":"SUM(O18:O26)","v":902585177.28810024},{"$f":"SUM(P18:P26)","v":868090356},null,{"$f":"SUM(R18:R26)","v":42833}]
[]
[]
[]
[null,null,null,null,null,null,null,null,null,null,null,null,null,null,"E","F=E/C","G=F/D","H","I","J=H*G","K=I*G"]
[null,null,null,null,null,null,null,null,null,null,null,null,null,null,"Total Normalized kWh","Adjusted NAC kWh","2004 NAC","Forecasted Customer Count",null,"Forecasted kWh NAC Purchases"]
["Monthly kWh by class (with normalized weather)",null,"Jan","Feb","Mar","Apr","May","Jun","Jul","Aug","Sep","Oct","Nov","Dec",null,null,null,2009,2010,2009,2010]
[1,"Residential class",25013749.294069987,21750108.225140508,26151932.546771504,11197109.740852097,17279717.877631288,20314517.525556717,25224372.927469663,26935489.205761064,17016505.805388674,21898619.868345145,15162897.746136336,21649938.235303916,249594958.99842691,{"$f":"O34/Q18","v":239543580.78327844},{"$f":"P34/R18","v":8494.4532192651932},28574,28644,{"$f":"R34*Q34","v":242720506.28728363},{"$f":"S34*Q34","v":243315118.01263219}]
[2,"Street lighting",848665.91999999434,723034.99999999721,681963.72999999789,571968.50000000058,530416.20000000158,454642.50000000134,515269.23000000179,560724.52000000118,630632.9999999993,742582.17999999656,791957.19999999576,833510.9499999946,7885368.929999982,{"$f":"O35/Q19","v":7564852.0000000009},722.87166746297191,10715,10751,{"$f":"R35*Q35","v":7745569.9168657437},{"$f":"S35*Q35","v":7771593.2968944106}]
[3,"Sentinel lighting",46092.970000000474,39710.86,38018.400000000001,32396.099999999726,29663.899999999849,26894.700000000095,28896.029999999933,32360.899999999881,35547.600000000159,41251.080000000176,43730.400000000176,45623.430000000219,440186.37000000075,421369,1167.2271468144045,335,327,391021.09418282547,381683.27700831025]
[4,"General service <50kW",11498296.233836064,11239465.5676845,10023638.331991687,4006049.986605973,8993797.8519513179,6673734.3655983536,15303805.867800061,10432856.941572068,4558570.5561555643,10974290.742879251,6813404.0392267769,7360873.0604773341,107878783.54577895,103514502.8918096,32018.095543399195,3067,3038,98199499.031605333,97270974.260846749]
[5,"General service >50kW ",21835651.297092874,20530582.392507888,18555542.430685118,32498243.271882664,22367483.862801187,28164445.782316644,20517191.727179397,22376552.957029697,31039953.322610777,15910575.136975139,29111654.945168346,27313102.668796979,290220979.79504675,218456485.92353362,606823.5720098156,415,421,251831782.38407347,255472723.81613237]
[6,"Large user",4259000.4436000008,3841137.6850000038,4179955.5349999978,3831028.3970000045,3877126.1074000038,4435976.8697999986,3542199.2886000024,4488589.7672000043,4741501.5717999982,4598570.4631999936,4495901.3217999963,3664041.5224000057,49955028.972800009,null,null,0,0,0,0]
[7,"USL",73777.5,73777.5,73777.5,73777.5,73777.5,73777.5,73777.5,73777.5,73777.5,73777.5,73777.5,73777.5,885330,885330,4587.2020725388602,194,194,889917.2020725389,889917.2020725389]
[8,"Standby",2100788.2022400009,1885747.92,2143362.8294400005,2648793.2486400004,2150453.544960001,3447103.1884799981,3520566.3628800041,3424708.6809600051,3055109.7964799986,3745852.1049599997,2306025.60384,2047959.6614399992,32476471.144320007,31347945,31347945,1,1,31347945,31347945]
[9,"Intermediate",12844215.339161074,13050892.99366712,14578688.448111698,13638511.09501927,14748513.171256213,15471583.008248292,13910285.826070875,16086596.607477166,15633899.927564988,15170494.979640467,14367127.003828542,12466403.811581774,171967212.21162748,212556631.80595168,10627831.590297583,25,28,265695789.75743958,297579284.52833235]
[null,null,null,null,null,null,null,null,null,null,null,null,null,null,{"$f":"SUM(O34:O42)","v":911304319.96800017},{"$f":"SUM(P34:P42)","v":814290697.40457332},null,{"$f":"SUM(R34:R42)","v":43326},{"$f":"SUM(S34:S42)","v":43404},{"$f":"SUM(T34:T42)","v":898822030.67352307},934029239.39391887]
[]
["Residential class information",null,"Equipment saturation"]
[null,"Electric space heating",0.08]
[null,"Electric water heating",0.12]
[null,"Air conditioning",0.55000000000000004]
[null,"Baseload",1]
[]
[]
["General service >50kW ",null,"2004 kWh (Actual)","2004 kWh (Weather Corrected)"]
[null,"Weather sensitive load",143708586.50423998,146009511.44364676]
[null,"Non-weather sensitive load",144211468.35140005,144211468.35140005]
[null,"TOTAL",287920054.85564005,290220979.79504681]
[]
[]
["Large customers ",null,"2004 kWh (Actual)","2004 kWh (Weather Corrected)"]
[null,"Weather sensitive load",0,0]
[null,"Non-weather sensitive load",49955028.972800009,49955028.972800009]
[null,"TOTAL",49955028.972800009,49955028.972800009]
[]
[]
["Stand By",null,"2004 kWh (Actual)","2004 kWh (Weather Corrected)"]
[null,"Weather sensitive load",0,0]
[null,"Non-weather sensitive load",32476471.144320007,32476471.144320007]
[null,"TOTAL",32476471.144320007,32476471.144320007]
[]
[]
["Intermediate ",null,"2004 kWh (Actual)","2004 kWh (Weather Corrected)"]
[null,"Weather sensitive load",9443475.3504000027,9642569.8966873251]
[null,"Non-weather sensitive load",162324642.31494015,162324642.31494015]
[null,"TOTAL",171768117.66534016,171967212.21162748]

{"sheet":"Hourly load shapes by class","index":1,"n_rows":8787,"n_cols":24,"rows_kept":2250,"cut":true,"hidden":false,"merged":[],"bounds":{"rows_first":1000,"rows_last":250,"rows_between":1000,"halvings":1}}
["ALL UNITS IN GWh"]
["Year","Month","Day","Hour (EST)","Residential","GS>50kW","Street Lighting","Sentinel Lighting","Large User","GS < 50 kW","Intermediate","USL","Stand By","TOTAL LDC sales",{"$f":"E2","v":"Residential"},"GS>50kW","Street Lighting","Sentinel Lighting","Large User","GS < 50 kW","Intermediate","USL","Stand By","TOTAL LDC sales"]
[2004,1,1,1,2.3400640851470221E-2,1.7742959985929202E-2,1.9554499999999793E-3,1.0620492241104791E-4,1.4380421999999986E-3,1.439127352805906E-2,6.6049565192039129E-3,1.0440341823164083E-4,1.8931449599999997E-3,6.7637076385305056E-2,{"$f":"E3*1000000","v":23400.64085147022},{"$f":"F3*1000000","v":17742.959985929203},1955.4499999999794,106.2049224110479,1438.0421999999985,14391.27352805906,6604.9565192039126,104.40341823164083,1893.1449599999996,{"$f":"SUM(O3:W3)","v":67637.076385305074}]
[2004,1,1,2,2.1921994838665089E-2,1.7689698100637766E-2,1.9554499999999793E-3,1.0620492241104791E-4,1.4404529999999984E-3,1.3858998568194962E-2,6.5990497851417234E-3,1.0440341823164083E-4,1.8409305599999997E-3,6.5517183193282202E-2,{"$f":"E4*1000000","v":21921.99483866509},{"$f":"F4*1000000","v":17689.698100637765},{"$f":"G4*1000000","v":1955.4499999999794},{"$f":"H4*1000000","v":106.2049224110479},{"$f":"I4*1000000","v":1440.4529999999984},{"$f":"J4*1000000","v":13858.998568194962},{"$f":"K4*1000000","v":6599.0497851417231},{"$f":"L4*1000000","v":104.40341823164083},{"$f":"M4*1000000","v":1840.9305599999996},{"$f":"SUM(O4:W4)","v":65517.18319328221}]
[2004,1,1,3,2.0517268493617714E-2,1.7159658956896588E-2,1.9554499999999793E-3,1.0620492241104791E-4,1.4533105999999984E-3,1.3812770552223144E-2,6.6211049784346493E-3,1.0440341823164083E-4,1.9165171199999997E-3,6.3646689041814766E-2,20517.268493617714,17159.658956896586,1955.4499999999794,106.2049224110479,1453.3105999999984,13812.770552223144,6621.1049784346496,104.40341823164083,1916.5171199999997,63646.689041814752]
[2004,1,1,4,2.0348919470623002E-2,1.6750810672229628E-2,1.9554499999999793E-3,1.0620492241104791E-4,1.4605429999999988E-3,1.3616009675697921E-2,6.5898106149937657E-3,1.0440341823164083E-4,1.8339686399999997E-3,6.2766120414186985E-2,20348.919470623001,16750.810672229629,1955.4499999999794,106.2049224110479,1460.5429999999988,13616.009675697922,6589.8106149937657,104.40341823164083,1833.9686399999996,62766.120414186975]
[2004,1,1,5,2.0025799737629749E-2,1.6946379913328313E-2,1.9554499999999793E-3,1.0620492241104791E-4,1.4573285999999984E-3,1.4162512075368559E-2,6.6368874118821405E-3,1.0440341823164083E-4,1.6723526399999998E-3,6.306731871885142E-2,20025.79973762975,16946.379913328314,1955.4499999999794,106.2049224110479,1457.3285999999985,14162.512075368559,6636.8874118821404,104.40341823164083,1672.3526399999998,63067.318718851428]
[2004,1,1,6,2.1046795807537086E-2,1.7629839445372893E-2,1.9554499999999793E-3,1.0620492241104791E-4,1.4577303999999984E-3,1.396247246313535E-2,6.6753668362788399E-3,1.0440341823164083E-4,1.7424691199999997E-3,6.4680732412966846E-2,21046.795807537084,17629.839445372894,1955.4499999999794,106.2049224110479,1457.7303999999983,13962.472463135349,6675.3668362788403,104.40341823164083,1742.4691199999997,64680.732412966841]
[2004,1,1,7,2.3817714686480026E-2,1.8688454628317964E-2,1.9554499999999793E-3,1.0620492241104791E-4,1.4725969999999989E-3,1.5183487693134236E-2,6.7890660884554694E-3,1.0440341823164083E-4,1.6952275199999995E-3,6.9812605957030371E-2,23817.714686480027,18688.454628317962,1955.4499999999794,106.2049224110479,1472.5969999999988,15183.487693134237,6789.0660884554691,104.40341823164083,1695.2275199999995,69812.605957030362]
[2004,1,1,8,2.7249308265761083E-2,2.0060157485702914E-2,1.9554499999999793E-3,1.0620492241104791E-4,1.4625519999999985E-3,1.664738509191609E-2,6.8743501245957595E-3,1.0440341823164083E-4,1.7623603199999997E-3,7.6222171628618524E-2,27249.308265761083,20060.157485702915,1955.4499999999794,106.2049224110479,1462.5519999999985,16647.38509191609,6874.3501245957596,104.40341823164083,1762.3603199999998,76222.171628618496]
[2004,1,1,9,3.0889221621447565E-2,2.0893534584696463E-2,1.4665999999999846E-3,7.9654370711622824E-5,1.4062999999999986E-3,1.604037300396164E-2,6.7810452562593361E-3,1.0125942834042429E-4,1.5972633599999997E-3,7.9255251625417036E-2,30889.221621447567,20893.534584696463,1466.5999999999847,79.654370711622818,1406.2999999999986,16040.37300396164,6781.0452562593364,101.25942834042429,1597.2633599999997,79255.251625417019]
[2004,1,1,10,3.5149616508906946E-2,2.1242216451514279E-2,0,0,1.3886207999999987E-3,1.7106804451005542E-2,6.7747356377662136E-3,9.1827137096774526E-5,1.6126790399999997E-3,8.3366500026289758E-2,35149.616508906947,21242.216451514279,0,0,1388.6207999999988,17106.804451005541,6774.7356377662136,91.827137096774521,1612.6790399999998,83366.500026289737]
[2004,1,1,11,3.5602017421196765E-2,2.2014720982637612E-2,0,0,1.3761649999999986E-3,1.9121236064410435E-2,6.8386272863801131E-3,9.1827137096774526E-5,1.5544972799999999E-3,8.6599091171721695E-2,35602.017421196768,22014.720982637613,0,0,1376.1649999999986,19121.236064410434,6838.6272863801132,91.827137096774521,1554.4972799999998,86599.091171721695]
[2004,1,1,12,3.6772424527900326E-2,2.3128874606360837E-2,0,0,1.3669235999999988E-3,1.9886335482773645E-2,6.8192282664382691E-3,9.1827137096774526E-5,1.6509695999999997E-3,8.9716583220569857E-2,36772.424527900323,23128.874606360838,0,0,1366.9235999999987,19886.335482773644,6819.2282664382692,91.827137096774521,1650.9695999999997,89716.583220569839]
[2004,1,1,13,3.6964586361130723E-2,2.2793233486432904E-2,0,0,1.3572803999999988E-3,1.8752320639118501E-2,6.8675525889052716E-3,9.1827137096774526E-5,1.7041785599999999E-3,8.8530979172684182E-2,36964.586361130721,22793.233486432902,0,0,1357.2803999999987,18752.320639118501,6867.5525889052715,91.827137096774521,1704.1785599999998,88530.97917268415]
[2004,1,1,14,3.4988654020286801E-2,2.267744263847896E-2,0,0,1.3669235999999988E-3,1.8271003057401886E-2,6.7847742992614415E-3,9.1827137096774526E-5,1.7489337599999996E-3,8.5929558512525872E-2,34988.654020286798,22677.442638478959,0,0,1366.9235999999987,18271.003057401886,6784.7742992614412,91.827137096774521,1748.9337599999997,85929.558512525851]
[2004,1,1,15,3.4491241322498638E-2,2.22819142482081E-2,0,0,1.3524587999999987E-3,1.8828592412605313E-2,6.7094605049816706E-3,9.1827137096774526E-5,1.6867737599999997E-3,8.5442268185390496E-2,34491.241322498638,22281.914248208101,0,0,1352.4587999999987,18828.592412605314,6709.460504981671,91.827137096774521,1686.7737599999998,85442.268185390494]
[2004,1,1,16,3.5594103784820731E-2,2.1911733851908356E-2,0,0,1.3496461999999987E-3,1.6754747288173062E-2,6.7167856898853132E-3,9.1827137096774526E-5,1.7399827199999999E-3,8.4158826671884249E-2,35594.103784820734,21911.733851908357,0,0,1349.6461999999988,16754.747288173061,6716.7856898853133,91.827137096774521,1739.98272,84158.826671884235]
[2004,1,1,17,3.863318286750609E-2,2.1724215739623215E-2,0,0,1.3568785999999986E-3,1.7395849569041798E-2,6.6862313970143684E-3,9.1827137096774526E-5,1.7449555199999997E-3,8.7633140830282244E-2,38633.18286750609,21724.215739623214,0,0,1356.8785999999986,17395.849569041799,6686.2313970143687,91.827137096774521,1744.9555199999998,87633.140830282238]
[2004,1,1,18,4.5004277956169646E-2,2.1816382141577922E-2,0,0,1.4167467999999985E-3,1.8172611033911521E-2,6.7217499363259863E-3,9.1827137096774526E-5,1.8205420799999998E-3,9.5044137085081845E-2,45004.277956169644,21816.38214157792,0,0,1416.7467999999985,18172.611033911522,6721.7499363259867,91.827137096774521,1820.5420799999997,95044.137085081835]
[2004,1,1,19,4.6522451089962863E-2,2.1371885900121766E-2,4.8886999999999488E-4,2.6551637944764116E-5,1.4288007999999986E-3,1.567262022402878E-2,6.7080260441701768E-3,9.4971255615991125E-5,1.8493843199999997E-3,9.4163561271844318E-2,46522.451089962866,21371.885900121764,488.86999999999489,26.551637944764117,1428.8007999999986,15672.62022402878,6708.0260441701766,94.971255615991126,1849.3843199999997,94163.561271844344]
[2004,1,1,20,4.2556471870323173E-2,2.0934809727587315E-2,1.9554499999999793E-3,1.0620492241104791E-4,1.4292025999999988E-3,1.5719851347969729E-2,7.7009605730884341E-3,1.0440341823164083E-4,1.8797183999999995E-3,9.2387072859611313E-2,42556.47187032317,20934.809727587315,1955.4499999999794,106.2049224110479,1429.2025999999987,15719.851347969729,7700.9605730884341,104.40341823164083,1879.7183999999995,92387.072859611319]
[2004,1,1,21,4.044210839500656E-2,2.0489713922131982E-2,1.9554499999999793E-3,1.0620492241104791E-4,1.4183539999999986E-3,1.6816465176300362E-2,7.9295909571119941E-3,1.0440341823164083E-4,1.9065715199999998E-3,9.1168862311193574E-2,40442.108395006559,20489.713922131981,1955.4499999999794,106.2049224110479,1418.3539999999987,16816.465176300364,7929.5909571119937,104.40341823164083,1906.5715199999997,91168.862311193574]
[2004,1,1,22,3.9064293282050522E-2,1.9580016555697726E-2,1.9554499999999793E-3,1.0620492241104791E-4,1.4203629999999987E-3,1.5084897116833584E-2,7.8541570358727827E-3,1.0440341823164083E-4,1.8916531199999996E-3,8.7061438451097289E-2,39064.293282050523,19580.016555697726,1955.4499999999794,106.2049224110479,1420.3629999999987,15084.897116833585,7854.1570358727831,104.40341823164083,1891.6531199999997,87061.438451097289]
[2004,1,1,23,3.4564466626049194E-2,1.9755616691700593E-2,1.9554499999999793E-3,1.0620492241104791E-4,1.4235773999999985E-3,1.3242477126176006E-2,7.8953124643423057E-3,1.0440341823164083E-4,1.9458566399999998E-3,8.0993365288910768E-2,34564.466626049194,19755.616691700594,1955.4499999999794,106.2049224110479,1423.5773999999985,13242.477126176007,7895.3124643423062,104.40341823164083,1945.8566399999997,80993.365288910762]
[2004,1,1,24,2.6126883847505313E-2,2.0005236622958188E-2,1.9554499999999793E-3,1.0620492241104791E-4,1.4087107999999986E-3,1.376430286453445E-2,8.2277759473374304E-3,1.0440341823164083E-4,1.9562995199999995E-3,7.3655267942978039E-2,26126.883847505313,20005.236622958189,1955.4499999999794,106.2049224110479,1408.7107999999987,13764.302864534449,8227.7759473374299,104.40341823164083,1956.2995199999996,73655.267942978055]
[2004,1,2,1,2.1031577910118383E-2,2.079838836863027E-2,1.9554499999999793E-3,1.0620492241104791E-4,1.4183539999999986E-3,1.1486400901008043E-2,8.2980865779469087E-3,1.0440341823164083E-4,1.8807129599999997E-3,6.7079579058346273E-2,21031.577910118383,20798.388368630269,1955.4499999999794,106.2049224110479,1418.3539999999987,11486.400901008043,8298.0865779469095,104.40341823164083,1880.7129599999998,67079.579058346266]
[2004,1,2,2,1.8927768674492616E-2,2.0781829775273035E-2,1.9554499999999793E-3,1.0620492241104791E-4,1.4103179999999985E-3,1.1557860059420224E-2,8.3530640193474042E-3,1.0440341823164083E-4,1.7802623999999998E-3,6.4977161269175951E-2,18927.768674492614,20781.829775273036,1955.4499999999794,106.2049224110479,1410.3179999999986,11557.860059420223,8353.0640193474046,104.40341823164083,1780.2623999999998,64977.161269175936]
[2004,1,2,3,1.7852304512852968E-2,1.9885087177786507E-2,1.9554499999999793E-3,1.0620492241104791E-4,1.4058981999999988E-3,1.1627078254801207E-2,8.3571605936937302E-3,1.0440341823164083E-4,1.8284985599999997E-3,6.3122085639777073E-2,17852.304512852967,19885.087177786507,1955.4499999999794,106.2049224110479,1405.8981999999987,11627.078254801207,8357.1605936937303,104.40341823164083,1828.4985599999998,63122.085639777077]
[2004,1,2,4,1.7724371225323998E-2,1.9326669741544084E-2,1.9554499999999793E-3,1.0620492241104791E-4,1.5019283999999984E-3,1.1588361228120183E-2,8.317765444139957E-3,1.0440341823164083E-4,1.6236191999999998E-3,6.2248773579770884E-2,17724.371225323997,19326.669741544083,1955.4499999999794,106.2049224110479,1501.9283999999984,11588.361228120182,8317.7654441399573,104.40341823164083,1623.6191999999999,62248.773579770881]
[2004,1,2,5,1.7084667594538576E-2,1.9368976509200365E-2,1.9554499999999793E-3,1.0620492241104791E-4,1.6827383999999984E-3,1.1740497844573062E-2,8.6979269381131635E-3,1.0440341823164083E-4,1.8066182399999995E-3,6.2547483867067835E-2,17084.667594538576,19368.976509200365,1955.4499999999794,106.2049224110479,1682.7383999999984,11740.497844573061,8697.9269381131635,104.40341823164083,1806.6182399999996,62547.483867067829]
[2004,1,2,6,1.7792738235231493E-2,2.0224544763432255E-2,1.9554499999999793E-3,1.0620492241104791E-4,1.7675181999999984E-3,1.107650502671554E-2,9.3409708789678452E-3,1.0440341823164083E-4,1.7792678399999999E-3,6.4147603284989793E-2,17792.738235231493,20224.544763432255,1955.4499999999794,106.2049224110479,1767.5181999999984,11076.50502671554,9340.9708789678443,104.40341823164083,1779.2678399999998,64147.603284989804]
[2004,1,2,7,2.0505310122340466E-2,2.1804696622672905E-2,1.9554499999999793E-3,1.0620492241104791E-4,2.0616357999999981E-3,1.0809767374768294E-2,1.0130330244174713E-2,1.0440341823164083E-4,1.7593766399999996E-3,6.9237175144599053E-2,20505.310122340466,21804.696622672906,1955.4499999999794,106.2049224110479,2061.6357999999982,10809.767374768295,10130.330244174713,104.40341823164083,1759.3766399999995,69237.175144599038]
[2004,1,2,8,2.2750251380315355E-2,2.4357824881615486E-2,1.9554499999999793E-3,1.0620492241104791E-4,2.2392313999999979E-3,1.0539069715659266E-2,1.1368853887843687E-2,1.0440341823164083E-4,2.1726163199999996E-3,7.5593905926076468E-2,22750.251380315356,24357.824881615485,1955.4499999999794,106.2049224110479,2239.2313999999978,10539.069715659267,11368.853887843687,104.40341823164083,2172.6163199999996,75593.905926076448]
[2004,1,2,9,2.4866145383471084E-2,2.6038782093532244E-2,1.4665999999999846E-3,7.9654370711622824E-5,2.2267755999999979E-3,8.9893941181190522E-3,1.1528957778075145E-2,1.0125942834042429E-4,3.3044255999999995E-3,7.8601994372249559E-2,24866.145383471085,26038.782093532245,1466.5999999999847,79.654370711622818,2226.7755999999977,8989.394118119053,11528.957778075146,101.25942834042429,3304.4255999999996,78601.994372249552]
[2004,1,2,10,2.7725377998940405E-2,2.7016918731610301E-2,0,0,2.2135161999999979E-3,1.0746489094746943E-2,1.1492285733463403E-2,9.1827137096774526E-5,3.3929414399999996E-3,8.2679356335857837E-2,27725.377998940407,27016.918731610302,0,0,2213.5161999999978,10746.489094746943,11492.285733463403,91.827137096774521,3392.9414399999996,82679.35633585781]
[2004,1,2,11,2.9153796569524125E-2,2.7403471586737369E-2,0,0,2.9383633999999974E-3,1.1182216975252077E-2,1.1534217910018315E-2,9.1827137096774526E-5,3.5814105599999992E-3,8.588530413862866E-2,29153.796569524126,27403.471586737371,0,0,2938.3633999999975,11182.216975252077,11534.217910018315,91.827137096774521,3581.4105599999994,85885.30413862865]
[2004,1,2,12,3.0464920614932136E-2,2.8247458346348744E-2,0,0,2.9327381999999973E-3,1.1807786608275674E-2,1.1693816704042504E-2,9.1827137096774526E-5,3.7385510399999995E-3,8.8977098650695835E-2,30464.920614932136,28247.458346348743,0,0,2932.7381999999975,11807.786608275674,11693.816704042503,91.827137096774521,3738.5510399999994,88977.098650695829]
[2004,1,2,13,2.9314678106018604E-2,2.8079755650929954E-2,0,0,2.8334935999999975E-3,1.1655389221417629E-2,1.2101992498372727E-2,9.1827137096774526E-5,3.7241299199999994E-3,8.7801266133835695E-2,29314.678106018604,28079.755650929954,0,0,2833.4935999999975,11655.389221417629,12101.992498372727,91.827137096774521,3724.1299199999994,87801.266133835685]
[2004,1,2,14,2.918908572594622E-2,2.7224415208193745E-2,0,0,2.7900991999999969E-3,9.8886349994098278E-3,1.2261378022451832E-2,9.1827137096774526E-5,3.7758470399999996E-3,8.5221287333098417E-2,29189.085725946221,27224.415208193746,0,0,2790.0991999999969,9888.6349994098273,12261.378022451832,91.827137096774521,3775.8470399999997,85221.287333098386]
[2004,1,2,15,2.8332316181324257E-2,2.6438370434313033E-2,0,0,2.9528281999999968E-3,1.0931236021941244E-2,1.2272277768923054E-2,9.1827137096774526E-5,3.7191571199999989E-3,8.4738012863598347E-2,28332.316181324259,26438.370434313034,0,0,2952.8281999999967,10931.236021941244,12272.277768923053,91.827137096774521,3719.1571199999989,84738.012863598356]
[2004,1,2,16,2.8364825919027996E-2,2.598525173504565E-2,0,0,3.1207805999999968E-3,9.8708525144674941E-3,1.2418370589165345E-2,9.1827137096774526E-5,3.6132364799999991E-3,8.3465144974803257E-2,28364.825919027997,25985.251735045651,0,0,3120.7805999999969,9870.8525144674932,12418.370589165344,91.827137096774521,3613.2364799999991,83465.144974803246]
[2004,1,2,17,3.2487244933472492E-2,2.5329231284475683E-2,0,0,3.3984243999999964E-3,9.7919812538542414E-3,1.216407388055187E-2,9.1827137096774526E-5,3.6480460799999995E-3,8.6910828969451057E-2,32487.244933472492,25329.231284475682,0,0,3398.4243999999962,9791.981253854241,12164.07388055187,91.827137096774521,3648.0460799999996,86910.82896945106]
[2004,1,2,18,3.8430168733008072E-2,2.5204086721162894E-2,0,0,3.4723555999999966E-3,1.139750787602168E-2,1.1954587310483156E-2,9.1827137096774526E-5,3.7102060799999994E-3,9.4260739457772566E-2,38430.168733008075,25204.086721162894,0,0,3472.3555999999967,11397.50787602168,11954.587310483155,91.827137096774521,3710.2060799999995,94260.739457772579]
[2004,1,2,19,4.0746383259715267E-2,2.4361744590506784E-2,4.8886999999999488E-4,2.6551637944764116E-5,3.2517673999999967E-3,9.0896501880961128E-3,1.1679435800277756E-2,9.4971255615991125E-5,3.6480460799999995E-3,9.3387420212156638E-2,40746.383259715265,24361.744590506783,488.86999999999489,26.551637944764117,3251.7673999999965,9089.6501880961132,11679.435800277755,94.971255615991126,3648.0460799999996,93387.420212156678]
[2004,1,2,20,3.7999597325013706E-2,2.4174841291847906E-2,1.9554499999999793E-3,1.0620492241104791E-4,3.2473475999999966E-3,9.2931713505712398E-3,1.1259124644468779E-2,1.0440341823164083E-4,3.4854355199999995E-3,9.1625576072544304E-2,37999.597325013703,24174.841291847904,1955.4499999999794,106.2049224110479,3247.3475999999964,9293.1713505712396,11259.124644468779,104.40341823164083,3485.4355199999995,91625.576072544296]
[2004,1,2,21,3.5703328039686108E-2,2.4032212629315791E-2,1.9554499999999793E-3,1.0620492241104791E-4,3.2646249999999967E-3,1.1433454743471712E-2,1.1154295184199305E-2,1.0440341823164083E-4,2.6634316799999994E-3,9.041740561731558E-2,35703.328039686108,24032.212629315793,1955.4499999999794,106.2049224110479,3264.6249999999968,11433.454743471711,11154.295184199305,104.40341823164083,2663.4316799999992,90417.405617315584]
[2004,1,2,22,3.4652477974664836E-2,2.2575642470233023E-2,1.9554499999999793E-3,1.0620492241104791E-4,3.2895365999999968E-3,1.0458195237080196E-2,1.1071582207625323E-2,1.0440341823164083E-4,2.1303475199999995E-3,8.6343840350246046E-2,34652.477974664835,22575.642470233022,1955.4499999999794,106.2049224110479,3289.5365999999967,10458.195237080196,11071.582207625323,104.40341823164083,2130.3475199999993,86343.840350246042]
[2004,1,2,23,3.0893345456902324E-2,2.1708286397351288E-2,1.9554499999999793E-3,1.0620492241104791E-4,3.1959171999999965E-3,9.4086171087863959E-3,1.0712319855475163E-2,1.0440341823164083E-4,2.2412409599999994E-3,8.0325785319157836E-2,30893.345456902323,21708.286397351287,1955.4499999999794,106.2049224110479,3195.9171999999967,9408.6171087863968,10712.319855475163,104.40341823164083,2241.2409599999996,80325.785319157818]
[2004,1,2,24,2.7965340445384967E-2,1.8880566948817141E-2,1.9554499999999793E-3,1.0620492241104791E-4,3.4024423999999974E-3,8.2196109245311778E-3,1.0104286387311512E-2,1.0440341823164083E-4,2.3098655999999997E-3,7.3048171046687468E-2,27965.340445384965,18880.566948817141,1955.4499999999794,106.2049224110479,3402.4423999999976,8219.6109245311782,10104.286387311511,104.40341823164083,2309.8655999999996,73048.171046687465]
[2004,1,3,1,2.2101662962323309E-2,1.9221562550668328E-2,1.9554499999999793E-3,1.0620492241104791E-4,3.5941009999999958E-3,1.3101507438229687E-2,1.0216216458472921E-2,1.0440341823164083E-4,4.097587199999999E-3,7.4498695950336924E-2,22101.662962323309,19221.562550668328,1955.4499999999794,106.2049224110479,3594.100999999996,13101.507438229686,10216.216458472922,104.40341823164083,4097.587199999999,74498.6959503369]
[2004,1,3,2,2.0370184995914059E-2,1.8141490652311486E-2,1.9554499999999793E-3,1.0620492241104791E-4,3.8142873999999962E-3,1.2220768120556251E-2,1.0255625419688594E-2,1.0440341823164083E-4,4.6560326400000001E-3,7.162444756911307E-2,20370.18499591406,18141.490652311484,1955.4499999999794,106.2049224110479,3814.2873999999961,12220.768120556251,10255.625419688593,104.40341823164083,4656.0326400000004,71624.447569113065]
[2004,1,3,3,1.9104681136357025E-2,1.754885494142934E-2,1.9554499999999793E-3,1.0620492241104791E-4,3.9750073999999967E-3,1.2207908894584845E-2,1.0162718510324444E-2,1.0440341823164083E-4,4.5620467199999999E-3,6.9727275943338315E-2,19104.681136357023,17548.854941429341,1955.4499999999794,106.2049224110479,3975.0073999999968,12207.908894584845,10162.718510324443,104.40341823164083,4562.0467200000003,69727.275943338318]
[2004,1,3,4,1.8224776299951468E-2,1.7350716584405287E-2,1.9554499999999793E-3,1.0620492241104791E-4,4.4386845999999959E-3,1.2009278427167029E-2,9.9578123480850884E-3,1.0440341823164083E-4,4.5635385599999993E-3,6.8710865160251544E-2,18224.776299951467,17350.716584405287,1955.4499999999794,106.2049224110479,4438.684599999996,12009.27842716703,9957.8123480850882,104.40341823164083,4563.5385599999991,68710.865160251531]
[2004,1,3,5,1.861915615243356E-2,1.7168727099222823E-2,1.9554499999999793E-3,1.0620492241104791E-4,5.2856789999999954E-3,1.2371590182402728E-2,9.9197457238203498E-3,1.0440341823164083E-4,3.5436172799999995E-3,6.9074573778522122E-2,18619.156152433559,17168.727099222822,1955.4499999999794,106.2049224110479,5285.6789999999955,12371.590182402728,9919.7457238203497,104.40341823164083,3543.6172799999995,69074.573778522128]
[2004,1,3,6,1.9635948808068425E-2,1.7310066858220223E-2,1.9554499999999793E-3,1.0620492241104791E-4,5.7537759999999943E-3,1.2674813727152977E-2,1.0174394647094888E-2,1.0440341823164083E-4,2.7494611199999994E-3,7.0464519501179185E-2,19635.948808068424,17310.066858220223,1955.4499999999794,106.2049224110479,5753.7759999999944,12674.813727152978,10174.394647094889,104.40341823164083,2749.4611199999995,70464.519501179166]
[2004,1,3,7,2.0817673825814193E-2,1.8381507027675471E-2,1.9554499999999793E-3,1.0620492241104791E-4,6.0515097999999943E-3,1.2706797545547825E-2,1.0254254719071718E-2,1.0440341823164083E-4,2.6365785599999996E-3,7.301437981875189E-2,20817.673825814192,18381.50702767547,1955.4499999999794,106.2049224110479,6051.5097999999944,12706.797545547824,10254.254719071718,104.40341823164083,2636.5785599999995,73014.379818751855]
[2004,1,3,8,2.4571235324978454E-2,2.0717629265548189E-2,1.9554499999999793E-3,1.0620492241104791E-4,5.472114199999995E-3,1.254135512755108E-2,1.0745902458614544E-2,1.0440341823164083E-4,2.4680006399999998E-3,7.8682295357334925E-2,24571.235324978454,20717.629265548188,1955.4499999999794,106.2049224110479,5472.1141999999954,12541.35512755108,10745.902458614544,104.40341823164083,2468.0006399999997,78682.295357334922]
[2004,1,3,9,2.6506132564447313E-2,2.1341246954231521E-2,1.4665999999999846E-3,7.9654370711622824E-5,4.814367599999995E-3,1.2580604196536758E-2,1.0910043927187339E-2,1.0125942834042429E-4,2.2939526399999998E-3,8.009386168145495E-2,26506.132564447315,21341.246954231523,1466.5999999999847,79.654370711622818,4814.367599999995,12580.604196536759,10910.043927187338,101.25942834042429,2293.95264,80093.861681454946]
[2004,1,3,10,2.9910385366411042E-2,2.3076083355580059E-2,0,0,3.8219215999999961E-3,1.4831370311586331E-2,1.104945619588376E-2,9.1827137096774526E-5,2.6877983999999996E-3,8.5468842366557954E-2,29910.385366411043,23076.08335558006,0,0,3821.921599999996,14831.370311586332,11049.45619588376,91.827137096774521,2687.7983999999997,85468.842366557947]
[2004,1,3,11,3.1600221287538817E-2,2.3467991169308811E-2,0,0,3.8010279999999967E-3,1.5785689902793585E-2,1.1100603712397121E-2,9.1827137096774526E-5,2.9518540799999995E-3,8.8799215289135119E-2,31600.221287538818,23467.991169308811,0,0,3801.0279999999966,15785.689902793585,11100.603712397122,91.827137096774521,2951.8540799999996,88799.2152891351]
[2004,1,3,12,3.3445965642202528E-2,2.2352409953051069E-2,0,0,4.0405007999999958E-3,1.5333440628154246E-2,1.1200804580491388E-2,9.1827137096774526E-5,3.2661350399999997E-3,8.9731083780996007E-2,33445.965642202529,22352.409953051068,0,0,4040.5007999999957,15333.440628154245,11200.804580491387,91.827137096774521,3266.1350399999997,89731.083780995992]
[2004,1,3,13,3.3954524502937317E-2,2.1095169286779285E-2,0,0,4.0139819999999958E-3,1.3616812477828368E-2,1.099792989891454E-2,9.1827137096774526E-5,4.5197779199999998E-3,8.829002322355628E-2,33954.524502937318,21095.169286779284,0,0,4013.9819999999959,13616.812477828367,10997.929898914541,91.827137096774521,4519.7779199999995,88290.023223556287]
[2004,1,3,14,3.1645869156888391E-2,2.1529543890800511E-2,0,0,4.0139819999999958E-3,1.4230524990488304E-2,1.1227040982439335E-2,9.1827137096774526E-5,4.5879052799999995E-3,8.7326693437713321E-2,31645.869156888391,21529.543890800513,0,0,4013.9819999999959,14230.524990488304,11227.040982439335,91.827137096774521,4587.9052799999999,87326.693437713329]
[2004,1,3,15,2.9979338884923459E-2,2.1206065468041848E-2,0,0,4.0208125999999962E-3,1.4029061094948512E-2,1.1074219509551789E-2,9.1827137096774526E-5,4.4541369599999988E-3,8.4855461654562384E-2,29979.338884923458,21206.065468041848,0,0,4020.8125999999961,14029.061094948511,11074.219509551789,91.827137096774521,4454.1369599999989,84855.461654562372]
[2004,1,3,16,3.0794764701349488E-2,2.0182506137594029E-2,0,0,3.7439723999999962E-3,1.3797421555074461E-2,1.0730950601387051E-2,9.1827137096774526E-5,4.2204153599999994E-3,8.3561857892501798E-2,30794.764701349486,20182.506137594028,0,0,3743.972399999996,13797.421555074461,10730.95060138705,91.827137096774521,4220.4153599999991,83561.857892501794]
[2004,1,3,17,3.470961874634191E-2,2.0295110754938128E-2,0,0,3.9609443999999959E-3,1.308211257364093E-2,1.0691787601278216E-2,9.1827137096774526E-5,3.9782399999999992E-3,8.6809641213295957E-2,34709.618746341912,20295.110754938127,0,0,3960.9443999999958,13082.11257364093,10691.787601278216,91.827137096774521,3978.2399999999993,86809.641213295952]
[2004,1,3,18,4.0268532951683714E-2,2.0311098827209037E-2,0,0,4.0151873999999966E-3,1.4336166042003955E-2,1.0616958690568485E-2,9.1827137096774526E-5,3.9190636799999994E-3,9.3558834728561968E-2,{"$f":"E68*1000000","v":40268.532951683716},{"$f":"F68*1000000","v":20311.098827209036},{"$f":"G68*1000000","v":0},{"$f":"H68*1000000","v":0},{"$f":"I68*1000000","v":4015.1873999999966},{"$f":"J68*1000000","v":14336.166042003955},{"$f":"K68*1000000","v":10616.958690568485},{"$f":"L68*1000000","v":91.827137096774521},{"$f":"M68*1000000","v":3919.0636799999993},{"$f":"SUM(O68:W68)","v":93558.834728561953}]
[2004,1,3,19,4.1904162522376005E-2,2.0364074588403246E-2,4.8886999999999488E-4,2.6551637944764116E-5,3.7636605999999961E-3,1.3750813739652947E-2,1.0006831057487542E-2,9.4971255615991125E-5,3.8922105599999992E-3,9.4292145961480472E-2,41904.162522376006,20364.074588403244,488.86999999999489,26.551637944764117,3763.6605999999961,13750.813739652947,10006.831057487541,94.971255615991126,3892.2105599999991,94292.145961480477]
[2004,1,3,20,4.0616845657405524E-2,1.9049134069967808E-2,1.9554499999999793E-3,1.0620492241104791E-4,3.3582443999999969E-3,1.3072141483209957E-2,9.7481445121892149E-3,1.0440341823164083E-4,3.8260723199999998E-3,9.1836640783415177E-2,40616.845657405524,19049.134069967808,1955.4499999999794,106.2049224110479,3358.2443999999969,13072.141483209956,9748.1445121892157,104.40341823164083,3826.0723199999998,91836.640783415176]
[2004,1,3,21,3.7692747822045715E-2,2.0039526323976733E-2,1.9554499999999793E-3,1.0620492241104791E-4,3.3715037999999965E-3,1.403927545759818E-2,9.730757864798335E-3,1.0440341823164083E-4,3.7843007999999994E-3,9.0824170409061641E-2,37692.747822045712,20039.526323976734,1955.4499999999794,106.2049224110479,3371.5037999999963,14039.27545759818,9730.7578647983355,104.40341823164083,3784.3007999999995,90824.170409061626]
[2004,1,3,22,3.4705920446685599E-2,1.8924031724204846E-2,1.9554499999999793E-3,1.0620492241104791E-4,3.7805361999999963E-3,1.29122332301559E-2,9.7457377383210354E-3,1.0440341823164083E-4,3.7847980799999991E-3,8.6019315760010054E-2,34705.920446685603,18924.031724204848,1955.4499999999794,106.2049224110479,3780.5361999999964,12912.2332301559,9745.7377383210351,104.40341823164083,3784.7980799999991,86019.315760010053]
[2004,1,3,23,3.2521414938353997E-2,1.7911612353865406E-2,1.9554499999999793E-3,1.0620492241104791E-4,3.7339273999999964E-3,1.2819471799338599E-2,9.6032205444252228E-3,1.0440341823164083E-4,3.8290559999999995E-3,8.258476137662589E-2,32521.414938353999,17911.612353865406,1955.4499999999794,106.2049224110479,3733.9273999999964,12819.4717993386,9603.2205444252231,104.40341823164083,3829.0559999999996,82584.761376625873]
[2004,1,3,24,2.6979211778969579E-2,1.7644888837917809E-2,1.9554499999999793E-3,1.0620492241104791E-4,3.765267799999996E-3,1.2709918194810802E-2,9.6591746386881575E-3,1.0440341823164083E-4,3.2039750399999989E-3,7.6128494631029026E-2,26979.21177896958,17644.88883791781,1955.4499999999794,106.2049224110479,3765.267799999996,12709.918194810802,9659.1746386881568,104.40341823164083,3203.9750399999989,76128.494631029011]
[2004,1,4,1,2.3594973485171256E-2,1.8037617500884222E-2,1.9554499999999793E-3,1.0620492241104791E-4,3.7974117999999969E-3,1.4236546490155049E-2,9.553501043037602E-3,1.0440341823164083E-4,2.5291660799999995E-3,7.3915274739890804E-2,23594.973485171256,18037.617500884222,1955.4499999999794,106.2049224110479,3797.4117999999971,14236.546490155049,9553.5010430376024,104.40341823164083,2529.1660799999995,73915.274739890796]
[2004,1,4,2,2.1759881349239573E-2,1.7417047202381675E-2,1.9554499999999793E-3,1.0620492241104791E-4,3.7154445999999959E-3,1.3890431731629774E-2,9.4896497917024251E-3,1.0440341823164083E-4,2.6435404799999996E-3,7.1082053495596112E-2,21759.881349239575,17417.047202381676,1955.4499999999794,106.2049224110479,3715.4445999999957,13890.431731629775,9489.6497917024244,104.40341823164083,2643.5404799999997,71082.053495596105]
[2004,1,4,3,2.0504855466549191E-2,1.7683201019313862E-2,1.9554499999999793E-3,1.0620492241104791E-4,3.4884275999999968E-3,1.3544039637909004E-2,9.2845197889778082E-3,1.0440341823164083E-4,2.6132063999999996E-3,6.9284308253392532E-2,20504.85546654919,17683.201019313863,1955.4499999999794,106.2049224110479,3488.4275999999968,13544.039637909003,9284.5197889778083,104.40341823164083,2613.2063999999996,69284.308253392519]
[2004,1,4,4,2.0183714622977592E-2,1.7456544396150832E-2,1.9554499999999793E-3,1.0620492241104791E-4,3.473159199999997E-3,1.3304170167145373E-2,9.3268100071436759E-3,1.0440341823164083E-4,2.5858560000000001E-3,6.8496312734060136E-2,20183.71462297759,17456.544396150832,1955.4499999999794,106.2049224110479,3473.1591999999969,13304.170167145372,9326.8100071436766,104.40341823164083,2585.8560000000002,68496.312734060135]
[2004,1,4,5,1.9701476025922059E-2,1.7669162352181692E-2,1.9554499999999793E-3,1.0620492241104791E-4,3.7648659999999961E-3,1.3602477272953153E-2,9.3994539019967606E-3,1.0440341823164083E-4,2.4719788799999996E-3,6.8775472773696347E-2,19701.47602592206,17669.162352181691,1955.4499999999794,106.2049224110479,3764.8659999999959,13602.477272953152,9399.4539019967615,104.40341823164083,2471.9788799999997,68775.472773696325]
[2004,1,4,6,2.0957015988340513E-2,1.7622419507208678E-2,1.9554499999999793E-3,1.0620492241104791E-4,3.823528799999996E-3,1.3487854479989745E-2,9.8098552976226411E-3,1.0440341823164083E-4,2.0234323199999995E-3,6.9890164733804258E-2,20957.015988340514,17622.419507208677,1955.4499999999794,106.2049224110479,3823.528799999996,13487.854479989745,9809.855297622642,104.40341823164083,2023.4323199999994,69890.164733804224]
[2004,1,4,7,2.2643797872412764E-2,1.822786139964204E-2,1.9554499999999793E-3,1.0620492241104791E-4,4.011169399999996E-3,1.3033165680087902E-2,1.0195666798273427E-2,1.0440341823164083E-4,1.8140774399999996E-3,7.2091796931058799E-2,22643.797872412764,18227.861399642039,1955.4499999999794,106.2049224110479,4011.1693999999961,13033.165680087903,10195.666798273427,104.40341823164083,1814.0774399999996,72091.796931058794]
[2004,1,4,8,2.4658638391064226E-2,1.9049733291089763E-2,1.9554499999999793E-3,1.0620492241104791E-4,4.0400989999999967E-3,1.2733143737248929E-2,1.0847674655041623E-2,1.0440341823164083E-4,1.7504255999999997E-3,7.5245773015087197E-2,24658.638391064225,19049.733291089764,1955.4499999999794,106.2049224110479,4040.0989999999965,12733.143737248929,10847.674655041623,104.40341823164083,1750.4255999999996,75245.773015087208]
[2004,1,4,9,2.8819469351458595E-2,1.9034321833190523E-2,1.4665999999999846E-3,7.9654370711622824E-5,3.9709893999999961E-3,1.2131986754882864E-2,1.101262224043113E-2,1.0125942834042429E-4,1.6917465599999998E-3,7.8308649939015137E-2,28819.469351458596,19034.321833190523,1466.5999999999847,79.654370711622818,3970.9893999999963,12131.986754882864,11012.62224043113,101.25942834042429,1691.7465599999998,78308.649939015129]
[2004,1,4,10,3.2392214517436402E-2,2.010346476815943E-2,0,0,3.7134355999999965E-3,1.2823494396809616E-2,1.1114989871610531E-2,9.1827137096774526E-5,1.6271001599999996E-3,8.1866526451112753E-2,32392.214517436401,20103.464768159429,0,0,3713.4355999999966,12823.494396809616,11114.989871610531,91.827137096774521,1627.1001599999995,81866.526451112746]
[2004,1,4,11,3.2132762417320847E-2,2.1185762397053252E-2,0,0,3.6648177999999963E-3,1.3936733262371759E-2,1.1009915242620377E-2,9.1827137096774526E-5,1.6266028799999997E-3,8.3648421136463008E-2,32132.762417320846,21185.762397053251,0,0,3664.8177999999962,13936.733262371759,11009.915242620376,91.827137096774521,1626.6028799999997,83648.421136463017]
[2004,1,4,12,3.3682238841420339E-2,2.173354519371351E-2,0,0,3.3385561999999969E-3,1.5195843566616709E-2,1.0927438590696737E-2,9.1827137096774526E-5,1.6111871999999999E-3,8.658063672954408E-2,33682.238841420338,21733.545193713511,0,0,3338.5561999999968,15195.84356661671,10927.438590696738,91.827137096774521,1611.1871999999998,86580.636729544072]
[2004,1,4,13,3.4139041595228431E-2,2.1739973539873066E-2,0,0,3.247749399999997E-3,1.5486623268286806E-2,1.0820912765588296E-2,9.1827137096774526E-5,1.6484831999999995E-3,8.7174610906073383E-2,34139.041595228431,21739.973539873066,0,0,3247.749399999997,15486.623268286805,10820.912765588297,91.827137096774521,1648.4831999999994,87174.610906073358]
[2004,1,4,14,3.3035172169248263E-2,2.1346767155940447E-2,0,0,3.5306165999999962E-3,1.568386272208238E-2,1.0905031291143868E-2,9.1827137096774526E-5,1.6091980799999995E-3,8.6202475155511743E-2,33035.172169248261,21346.767155940448,0,0,3530.6165999999962,15683.86272208238,10905.031291143869,91.827137096774521,1609.1980799999994,86202.475155511725]
[2004,1,4,15,3.250296402413199E-2,2.1404647784243759E-2,0,0,3.887816799999996E-3,1.4762773427299283E-2,1.0919860169381091E-2,9.1827137096774526E-5,1.5654374399999998E-3,8.5135326782152909E-2,32502.96402413199,21404.64778424376,0,0,3887.816799999996,14762.773427299282,10919.860169381091,91.827137096774521,1565.4374399999997,85135.326782152886]
[2004,1,4,16,3.4650007914813874E-2,2.0989595829411369E-2,0,0,3.6551745999999969E-3,1.4296554591109555E-2,1.0425181609041023E-2,9.1827137096774526E-5,1.5813503999999997E-3,8.5689692081472604E-2,34650.007914813876,20989.59582941137,0,0,3655.1745999999971,14296.554591109554,10425.181609041023,91.827137096774521,1581.3503999999998,85689.692081472589]
[2004,1,4,17,3.704321484188728E-2,2.1730926349579772E-2,0,0,3.8765663999999959E-3,1.4830559946051194E-2,1.0615913195431342E-2,9.1827137096774526E-5,1.5574809599999998E-3,8.974648883004635E-2,37043.214841887282,21730.926349579771,0,0,3876.5663999999961,14830.559946051195,10615.913195431342,91.827137096774521,1557.4809599999999,89746.48883004635]
[2004,1,4,18,4.3212124162521716E-2,2.1246220973421711E-2,0,0,3.9107193999999958E-3,1.3014928393452705E-2,1.0787108409313684E-2,9.1827137096774526E-5,1.5997497599999997E-3,9.3862678235806601E-2,43212.124162521715,21246.22097342171,0,0,3910.7193999999959,13014.928393452705,10787.108409313683,91.827137096774521,1599.7497599999997,93862.678235806598]
[2004,1,4,19,4.5851572988994241E-2,2.0640122486183E-2,4.8886999999999488E-4,2.6551637944764116E-5,3.5993243999999959E-3,1.3585685143701605E-2,1.0921333538935304E-2,9.4971255615991125E-5,1.6181491199999999E-3,9.6826580571374887E-2,45851.572988994238,20640.122486183001,488.86999999999489,26.551637944764117,3599.3243999999959,13585.685143701605,10921.333538935305,94.971255615991126,1618.1491199999998,96826.5805713749]
[2004,1,4,20,4.1702784454903261E-2,2.0222864558761981E-2,1.9554499999999793E-3,1.0620492241104791E-4,3.9356309999999959E-3,1.3483649314833326E-2,1.2905376075896365E-2,1.0440341823164083E-4,1.6420185599999996E-3,9.6058382305037604E-2,41702.78445490326,20222.864558761983,1955.4499999999794,106.2049224110479,3935.6309999999958,13483.649314833327,12905.376075896365,104.40341823164083,1642.0185599999995,96058.382305037594]
[2004,1,4,21,3.966267342981717E-2,2.0629487328715723E-2,1.9554499999999793E-3,1.0620492241104791E-4,4.4197999999999963E-3,1.374304557104165E-2,1.2762022242507273E-2,1.0440341823164083E-4,1.6992057599999999E-3,9.50822926727245E-2,39662.673429817172,20629.487328715724,1955.4499999999794,106.2049224110479,4419.7999999999965,13743.04557104165,12762.022242507273,104.40341823164083,1699.2057599999998,95082.292672724492]
[2004,1,4,22,3.8424528037592248E-2,2.0079058430054999E-2,1.9554499999999793E-3,1.0620492241104791E-4,4.8171801999999948E-3,1.217636789431709E-2,1.2730294351399609E-2,1.0440341823164083E-4,1.6912492799999999E-3,9.2084736534006617E-2,38424.528037592245,20079.058430055,1955.4499999999794,106.2049224110479,4817.1801999999943,12176.367894317089,12730.294351399609,104.40341823164083,1691.24928,92084.736534006617]
[2004,1,4,23,3.4637858324524623E-2,1.9820330512779739E-2,1.9554499999999793E-3,1.0620492241104791E-4,5.2185783999999947E-3,1.1409086060825498E-2,1.3275326435073124E-2,1.0440341823164083E-4,1.6947302399999999E-3,8.8221968313845642E-2,34637.858324524626,19820.330512779739,1955.4499999999794,106.2049224110479,5218.5783999999949,11409.086060825499,13275.326435073124,104.40341823164083,1694.7302399999999,88221.968313845646]
[2004,1,4,24,2.5637116301154634E-2,2.183856567694932E-2,1.9554499999999793E-3,1.0620492241104791E-4,6.3046437999999929E-3,1.2689467416618437E-2,1.4257618967091641E-2,1.0440341823164083E-4,1.7330207999999997E-3,8.4626491302456697E-2,25637.116301154634,21838.565676949322,1955.4499999999794,106.2049224110479,6304.6437999999926,12689.467416618438,14257.618967091641,104.40341823164083,1733.0207999999998,84626.491302456678]
[2004,1,5,1,2.5780202390871528E-2,2.4431514291571498E-2,1.9554499999999793E-3,1.0620492241104791E-4,6.5999667999999947E-3,1.4871274031638364E-2,1.5454842153968766E-2,1.0440341823164083E-4,1.8006508799999997E-3,9.1104508888692828E-2,25780.202390871527,24431.514291571497,1955.4499999999794,106.2049224110479,6599.9667999999947,14871.274031638364,15454.842153968766,104.40341823164083,1800.6508799999997,91104.508888692813]
[2004,1,5,2,2.3789645722809543E-2,2.3941837582968757E-2,1.9554499999999793E-3,1.0620492241104791E-4,6.2009793999999938E-3,1.5227100889075423E-2,1.5427378021002431E-2,1.0440341823164083E-4,1.7484364799999999E-3,8.8501436436498812E-2,23789.645722809542,23941.837582968757,1955.4499999999794,106.2049224110479,6200.9793999999938,15227.100889075424,15427.378021002431,104.40341823164083,1748.4364799999998,88501.436436498814]
[2004,1,5,3,2.3147527102742215E-2,2.3495601741308568E-2,1.9554499999999793E-3,1.0620492241104791E-4,6.4420593999999932E-3,1.5547934817395578E-2,1.556523335829575E-2,1.0440341823164083E-4,1.7608684799999997E-3,8.8125283240384766E-2,23147.527102742217,23495.601741308568,1955.4499999999794,106.2049224110479,6442.0593999999928,15547.934817395577,15565.233358295751,104.40341823164083,1760.8684799999996,88125.283240384771]
[2004,1,5,4,2.3300609198664939E-2,2.3739552617592041E-2,1.9554499999999793E-3,1.0620492241104791E-4,6.7570705999999937E-3,1.4204516780662809E-2,1.57956932234176E-2,1.0440341823164083E-4,1.6847846399999998E-3,8.7648285400980061E-2,23300.609198664937,23739.552617592042,1955.4499999999794,106.2049224110479,6757.0705999999936,14204.516780662809,15795.6932234176,104.40341823164083,1684.7846399999999,87648.28540098005]
[2004,1,5,5,2.3553260520994112E-2,2.4658455215888782E-2,1.9554499999999793E-3,1.0620492241104791E-4,5.5010437999999939E-3,1.4866001045085574E-2,1.6759047516162855E-2,1.0440341823164083E-4,1.6599206399999997E-3,8.9163787078773982E-2,23553.26052099411,24658.455215888782,1955.4499999999794,106.2049224110479,5501.043799999994,14866.001045085575,16759.047516162853,104.40341823164083,1659.9206399999996,89163.787078773981]
[2004,1,5,6,2.5396948929901759E-2,2.5611861022976214E-2,1.9554499999999793E-3,1.0620492241104791E-4,6.9877037999999938E-3,1.5306241841801906E-2,1.742210533334047E-2,1.0440341823164083E-4,1.6479859199999998E-3,9.4538905188663022E-2,25396.948929901759,25611.861022976213,1955.4499999999794,106.2049224110479,6987.7037999999939,15306.241841801906,17422.105333340471,104.40341823164083,1647.9859199999999,94538.905188663019]
[2004,1,5,7,3.0348160929937577E-2,2.844226454105684E-2,1.9554499999999793E-3,1.0620492241104791E-4,6.1186103999999932E-3,1.5402923147940627E-2,1.8011812504289557E-2,1.0440341823164083E-4,1.6947302399999999E-3,0.10218456010386727,30348.160929937578,28442.26454105684,1955.4499999999794,106.2049224110479,6118.6103999999932,15402.923147940628,18011.812504289555,104.40341823164083,1694.7302399999999,102184.56010386728]
[2004,1,5,8,3.5906056154317856E-2,3.2749976250920895E-2,1.9554499999999793E-3,1.0620492241104791E-4,7.9447913999999929E-3,1.5918783402362399E-2,1.9711265145882326E-2,1.0440341823164083E-4,1.7733004799999998E-3,0.11617023117412616,35906.056154317856,32749.976250920896,1955.4499999999794,106.2049224110479,7944.7913999999928,15918.7834023624,19711.265145882327,104.40341823164083,1773.3004799999999,116170.23117412614]
[2004,1,5,9,3.7939745439896165E-2,3.5496211843422679E-2,1.4665999999999846E-3,7.9654370711622824E-5,8.0086775999999929E-3,1.675616633567989E-2,2.0520371798536028E-2,1.0125942834042429E-4,1.7190969599999999E-3,0.12208778377658679,37939.745439896164,35496.21184342268,1466.5999999999847,79.654370711622818,8008.6775999999927,16756.166335679889,20520.371798536027,101.25942834042429,1719.0969599999999,122087.78377658677]
[2004,1,5,10,3.5134267030371501E-2,3.8256309414728816E-2,0,0,7.9745245999999926E-3,1.9107783377668334E-2,2.0438983057331328E-2,9.1827137096774526E-5,2.5396089599999997E-3,0.12354330357719674,35134.267030371499,38256.309414728814,0,0,7974.5245999999925,19107.783377668333,20438.983057331327,91.827137096774521,2539.6089599999996,123543.30357719673]
[2004,1,5,11,3.4901642908501812E-2,4.0517320965977613E-2,0,0,8.4663277999999908E-3,1.9670018463464927E-2,2.0468270941659216E-2,9.1827137096774526E-5,3.2875180799999994E-3,0.12740292629670036,34901.64290850181,40517.320965977611,0,0,8466.32779999999,19670.018463464927,20468.270941659215,91.827137096774521,3287.5180799999994,127402.9262967003]
[2004,1,5,12,3.5281779757436446E-2,3.9690727081220081E-2,0,0,8.2172117999999936E-3,1.9656661929956215E-2,2.0088863375480832E-2,9.1827137096774526E-5,3.3700665599999996E-3,0.12639713764119037,35281.779757436445,39690.72708122008,0,0,8217.2117999999937,19656.661929956215,20088.863375480832,91.827137096774521,3370.0665599999998,126397.13764119033]
[2004,1,5,13,3.5917469485134045E-2,3.9141396927115317E-2,0,0,6.9579705999999941E-3,1.8898650409141803E-2,2.020765024657617E-2,9.1827137096774526E-5,3.2959718399999996E-3,0.1245109366450641,35917.469485134046,39141.396927115318,0,0,6957.9705999999942,18898.650409141803,20207.65024657617,91.827137096774521,3295.9718399999997,124510.93664506411]
[2004,1,5,14,3.4882252834061225E-2,3.9384678198756885E-2,0,0,8.2473467999999907E-3,1.8979819614694429E-2,2.0618693016318815E-2,9.1827137096774526E-5,3.4511231999999996E-3,0.12565574080092812,34882.252834061226,39384.678198756883,0,0,8247.3467999999903,18979.819614694428,20618.693016318815,91.827137096774521,3451.1231999999995,125655.74080092811]
[2004,1,5,15,3.4538347658093112E-2,3.7500816643476792E-2,0,0,8.6997735999999916E-3,1.7984980295164314E-2,2.0371946834734488E-2,9.1827137096774526E-5,3.6823583999999994E-3,0.12287005056856548,34538.347658093109,37500.816643476792,0,0,8699.7735999999913,17984.980295164314,20371.946834734488,91.827137096774521,3682.3583999999996,122870.05056856545]
[2004,1,5,16,3.6933739964887434E-2,3.5937731944702608E-2,0,0,6.9752479999999929E-3,1.7061927833961956E-2,2.042239786045676E-2,9.1827137096774526E-5,3.6236793599999993E-3,0.12104655210110551,36933.739964887434,35937.731944702609,0,0,6975.2479999999932,17061.927833961956,20422.39786045676,91.827137096774521,3623.6793599999992,121046.55210110551]
[2004,1,5,17,4.0259938871945546E-2,3.7056548858788348E-2,0,0,6.3616993999999934E-3,1.6336094520230476E-2,2.0356027339993907E-2,9.1827137096774526E-5,3.596328959999999E-3,0.12405846508805504,40259.938871945546,37056.548858788345,0,0,6361.6993999999931,16336.094520230476,20356.027339993907,91.827137096774521,3596.3289599999989,124058.46508805503]
[2004,1,5,18,4.8224663221875075E-2,3.6247701816005493E-2,0,0,5.448006199999994E-3,1.6422305725141872E-2,1.9791057001404159E-2,9.1827137096774526E-5,3.5923507199999995E-3,0.12981791182152336,48224.663221875075,36247.701816005494,0,0,5448.0061999999944,16422.305725141872,19791.057001404159,91.827137096774521,3592.3507199999995,129817.91182152338]
[2004,1,5,19,4.8391866556756272E-2,3.5339061480844154E-2,4.8886999999999488E-4,2.6551637944764116E-5,5.8369485999999939E-3,1.6948046649377664E-2,2.0085758157220884E-2,9.4971255615991125E-5,3.5053267199999997E-3,0.13071740105775972,48391.866556756271,35339.061480844153,488.86999999999489,26.551637944764117,5836.9485999999943,16948.046649377666,20085.758157220884,94.971255615991126,3505.3267199999996,130717.40105775971]
[2004,1,5,20,4.8245631896669833E-2,3.4088519212979188E-2,1.9554499999999793E-3,1.0620492241104791E-4,5.7999829999999938E-3,1.5388851851692226E-2,1.9438727177802824E-2,1.0440341823164083E-4,3.5426227199999993E-3,0.12867039419978674,48245.631896669831,34088.51921297919,1955.4499999999794,106.2049224110479,5799.9829999999938,15388.851851692225,19438.727177802823,104.40341823164083,3542.6227199999994,128670.39419978672]
[2004,1,5,21,4.5267284520790901E-2,3.2711358739235891E-2,1.9554499999999793E-3,1.0620492241104791E-4,5.9012365999999948E-3,1.5263685368714468E-2,2.0227438438198207E-2,1.0440341823164083E-4,3.5217369599999993E-3,0.12505879896758215,45267.284520790905,32711.35873923589,1955.4499999999794,106.2049224110479,5901.2365999999947,15263.685368714468,20227.438438198209,104.40341823164083,3521.7369599999993,125058.79896758213]
[2004,1,5,22,4.1208214541567589E-2,3.2280626760935398E-2,1.9554499999999793E-3,1.0620492241104791E-4,5.6786393999999941E-3,1.4103825398755154E-2,2.0570931971783973E-2,1.0440341823164083E-4,3.5282015999999992E-3,0.11953649801368479,41208.214541567591,32280.626760935396,1955.4499999999794,106.2049224110479,5678.6393999999946,14103.825398755154,20570.931971783972,104.40341823164083,3528.2015999999994,119536.49801368479]
[2004,1,5,23,3.7237240886218277E-2,3.0418437296812602E-2,1.9554499999999793E-3,1.0620492241104791E-4,6.0908861999999942E-3,1.2641204201404313E-2,2.0016697587875311E-2,1.0440341823164083E-4,3.6092582399999996E-3,0.11217978275295318,37237.240886218278,30418.437296812601,1955.4499999999794,106.2049224110479,6090.8861999999945,12641.204201404313,20016.697587875311,104.40341823164083,3609.2582399999997,112179.78275295316]
[2004,1,5,24,2.8979583682730702E-2,2.9599139296541382E-2,1.9554499999999793E-3,1.0620492241104791E-4,6.0687871999999948E-3,1.4702333439788778E-2,1.9685535340972553E-2,1.0440341823164083E-4,3.5262124799999993E-3,0.10472764978067607,28979.583682730703,29599.139296541383,1955.4499999999794,106.2049224110479,6068.7871999999952,14702.333439788777,19685.535340972554,104.40341823164083,3526.2124799999992,104727.64978067609]
[2004,1,6,1,2.4919508108703151E-2,2.8458086611262805E-2,1.9554499999999793E-3,1.0620492241104791E-4,6.4842483999999938E-3,1.5148760474801905E-2,1.8662844131011241E-2,1.0440341823164083E-4,3.4784735999999995E-3,9.931797966642178E-2,24919.50810870315,28458.086611262806,1955.4499999999794,106.2049224110479,6484.248399999994,15148.760474801906,18662.844131011243,104.40341823164083,3478.4735999999994,99317.979666421757]
[2004,1,6,2,2.3368288928577938E-2,2.6926031733734382E-2,1.9554499999999793E-3,1.0620492241104791E-4,5.8040009999999944E-3,1.515728209723311E-2,1.830359856888689E-2,1.0440341823164083E-4,3.5341689599999995E-3,9.5259429629074979E-2,23368.288928577938,26926.03173373438,1955.4499999999794,106.2049224110479,5804.0009999999947,15157.28209723311,18303.59856888689,104.40341823164083,3534.1689599999995,95259.429629074977]
[2004,1,6,3,2.2954080682285386E-2,2.6289159737264846E-2,1.9554499999999793E-3,1.0620492241104791E-4,6.4625511999999944E-3,1.4781929759236249E-2,1.8287811629227435E-2,1.0440341823164083E-4,3.5127859199999994E-3,9.4454377268656589E-2,22954.080682285385,26289.159737264847,1955.4499999999794,106.2049224110479,6462.5511999999944,14781.929759236249,18287.811629227435,104.40341823164083,3512.7859199999994,94454.377268656579]
[2004,1,6,4,2.3179605448444333E-2,2.5378005502378381E-2,1.9554499999999793E-3,1.0620492241104791E-4,6.6915771999999929E-3,1.4311998751613072E-2,1.7656409501208534E-2,1.0440341823164083E-4,3.5744486399999992E-3,9.2958103384286991E-2,23179.605448444334,25378.005502378379,1955.4499999999794,106.2049224110479,6691.5771999999924,14311.998751613071,17656.409501208534,104.40341823164083,3574.4486399999992,92958.10338428698]
[2004,1,6,5,2.3855150759168848E-2,2.5713072677093218E-2,1.9554499999999793E-3,1.0620492241104791E-4,6.029410799999994E-3,1.431401222901676E-2,1.8184720886105898E-2,1.0440341823164083E-4,3.4923974399999995E-3,9.375482313202739E-2,23855.15075916885,25713.07267709322,1955.4499999999794,106.2049224110479,6029.4107999999942,14314.01222901676,18184.720886105897,104.40341823164083,3492.3974399999993,93754.823132027377]
[2004,1,6,6,2.5819252239898182E-2,2.6178813777537346E-2,1.9554499999999793E-3,1.0620492241104791E-4,7.0668583999999937E-3,1.5212926602731467E-2,1.826775546632E-2,1.0440341823164083E-4,3.4431667199999994E-3,9.8154831547129673E-2,25819.252239898182,26178.813777537347,1955.4499999999794,106.2049224110479,7066.8583999999937,15212.926602731468,18267.755466319999,104.40341823164083,3443.1667199999993,98154.831547129652]
[2004,1,6,7,3.0118747016243633E-2,2.9434237390661318E-2,1.9554499999999793E-3,1.0620492241104791E-4,7.776437199999992E-3,1.5012618973066631E-2,1.9624244085708498E-2,1.0440341823164083E-4,3.4332211199999997E-3,0.10756556412632273,30118.747016243633,29434.237390661317,1955.4499999999794,106.2049224110479,7776.4371999999921,15012.61897306663,19624.244085708498,104.40341823164083,3433.2211199999997,107565.56412632273]
[2004,1,6,8,3.5073049400794663E-2,3.4766136476355493E-2,1.9554499999999793E-3,1.0620492241104791E-4,6.6413521999999928E-3,1.5521423333044924E-2,2.1403568032529994E-2,1.0440341823164083E-4,3.0786604799999994E-3,0.11865024826336773,35073.049400794662,34766.136476355496,1955.4499999999794,106.2049224110479,6641.352199999993,15521.423333044924,21403.568032529995,104.40341823164083,3078.6604799999996,118650.24826336774]
[2004,1,6,9,3.6322735822861239E-2,3.7280762342934003E-2,1.4665999999999846E-3,7.9654370711622824E-5,7.9459967999999919E-3,1.7306276648745646E-2,2.1882967984103687E-2,1.0125942834042429E-4,2.5739212799999996E-3,0.12496017467769661,36322.735822861243,37280.762342934002,1466.5999999999847,79.654370711622818,7945.9967999999917,17306.276648745647,21882.967984103689,101.25942834042429,2573.9212799999996,124960.17467769659]
[2004,1,6,10,3.378760354962701E-2,3.8830498222151157E-2,0,0,7.1122617999999933E-3,2.0602417012711365E-2,2.1590138760233715E-2,9.1827137096774526E-5,3.4312319999999998E-3,0.12544597848182001,{"$f":"E132*1000000","v":33787.603549627012},{"$f":"F132*1000000","v":38830.49822215116},{"$f":"G132*1000000","v":0},{"$f":"H132*1000000","v":0},{"$f":"I132*1000000","v":7112.2617999999929},{"$f":"J132*1000000","v":20602.417012711365},{"$f":"K132*1000000","v":21590.138760233716},{"$f":"L132*1000000","v":91.827137096774521},{"$f":"M132*1000000","v":3431.232},{"$f":"SUM(O132:W132)","v":125445.97848182001}]
[2004,1,6,11,3.3146019683011445E-2,4.0929981965921555E-2,0,0,8.2356945999999907E-3,1.9433764403389335E-2,2.2525528358987669E-2,9.1827137096774526E-5,3.3844876799999997E-3,0.12774730382840677,33146.019683011444,40929.981965921557,0,0,8235.6945999999898,19433.764403389334,22525.528358987667,91.827137096774521,3384.4876799999997,127747.30382840676]
[2004,1,6,12,3.4789679324799046E-2,3.908894832277883E-2,0,0,8.4623097999999911E-3,1.8863642320761556E-2,2.1880338714259682E-2,9.1827137096774526E-5,3.4212863999999996E-3,0.12659803201969588,34789.679324799043,39088.94832277883,0,0,8462.3097999999918,18863.642320761555,21880.33871425968,91.827137096774521,3421.2863999999995,126598.03201969586]
[2004,1,6,13,3.3908078650663302E-2,3.9260290628205664E-2,0,0,7.3931199999999917E-3,1.8912974813221562E-2,2.138937983352843E-2,9.1827137096774526E-5,3.4048761599999992E-3,0.12436054722271572,33908.078650663301,39260.290628205665,0,0,7393.1199999999917,18912.974813221561,21389.37983352843,91.827137096774521,3404.8761599999993,124360.54722271572]
[2004,1,6,14,3.2136997767318619E-2,3.9908157005229913E-2,0,0,8.5486967999999931E-3,1.8191962617627289E-2,2.1349686665774019E-2,9.1827137096774526E-5,3.5391417599999991E-3,0.1237664697530466,32136.997767318619,39908.157005229914,0,0,8548.6967999999924,18191.962617627287,21349.686665774017,91.827137096774521,3539.1417599999991,123766.46975304659]
[2004,1,6,15,3.2934059409697965E-2,3.9238174665179718E-2,0,0,7.868449399999991E-3,1.8425561261875546E-2,2.0510213674635017E-2,9.1827137096774526E-5,3.5267097599999998E-3,0.12259499530848501,32934.059409697962,39238.174665179715,0,0,7868.4493999999913,18425.561261875544,20510.213674635019,91.827137096774521,3526.7097599999997,122594.995308485]
[2004,1,6,16,3.3643007061282239E-2,3.7469256230173491E-2,0,0,6.261651199999994E-3,1.918618870983143E-2,2.0457173216780183E-2,9.1827137096774526E-5,3.5565465599999998E-3,0.12066565011516413,33643.007061282238,37469.256230173494,0,0,6261.6511999999939,19186.188709831429,20457.173216780182,91.827137096774521,3556.5465599999998,120665.65011516411]
[2004,1,6,17,3.8186697384063543E-2,3.7210509593056988E-2,0,0,5.3837181999999949E-3,1.8108015428708667E-2,2.0721350062780301E-2,9.1827137096774526E-5,3.5535628799999992E-3,0.12325568068570629,38186.69738406354,37210.509593056988,0,0,5383.7181999999948,18108.015428708666,20721.350062780301,91.827137096774521,3553.562879999999,123255.68068570625]
[2004,1,6,18,4.4285067296310002E-2,3.6951929425044626E-2,0,0,6.1226283999999929E-3,1.8146055917436506E-2,2.025438459606433E-2,9.1827137096774526E-5,3.3417215999999991E-3,0.1291936143719522,44285.067296310001,36951.929425044626,0,0,6122.6283999999932,18146.055917436508,20254.38459606433,91.827137096774521,3341.7215999999989,129193.61437195222]
[2004,1,6,19,4.7471950807320216E-2,3.5975976599539244E-2,4.8886999999999488E-4,2.6551637944764116E-5,5.6227891999999936E-3,1.7880039723399809E-2,2.0354972374802816E-2,9.4971255615991125E-5,3.3511699199999996E-3,0.13126729151862285,47471.950807320216,35975.976599539244,488.86999999999489,26.551637944764117,5622.7891999999938,17880.039723399808,20354.972374802815,94.971255615991126,3351.1699199999994,131267.29151862283]
[2004,1,6,20,4.7165584285886873E-2,3.4688231369762706E-2,1.9554499999999793E-3,1.0620492241104791E-4,5.7405165999999952E-3,1.6689091882462419E-2,2.0478419204891456E-2,1.0440341823164083E-4,3.3372460799999991E-3,0.13026514776364614,47165.584285886871,34688.231369762703,1955.4499999999794,106.2049224110479,5740.5165999999954,16689.09188246242,20478.419204891456,104.40341823164083,3337.246079999999,130265.14776364612]
[2004,1,6,21,4.5788976422302577E-2,3.3687430603096119E-2,1.9554499999999793E-3,1.0620492241104791E-4,5.1305841999999954E-3,1.5588676381021882E-2,2.0250658637947814E-2,1.0440341823164083E-4,3.3665855999999994E-3,0.12597897018501106,45788.976422302578,33687.430603096116,1955.4499999999794,106.2049224110479,5130.5841999999957,15588.676381021882,20250.658637947814,104.40341823164083,3366.5855999999994,125978.97018501106]
[2004,1,6,22,4.1763813591220535E-2,3.3104151452376329E-2,1.9554499999999793E-3,1.0620492241104791E-4,6.2379449999999939E-3,1.5215840951537928E-2,1.9956897662299994E-2,1.0440341823164083E-4,3.2924908799999994E-3,0.12173719787807745,41763.813591220533,33104.151452376333,1955.4499999999794,106.2049224110479,6237.9449999999943,15215.840951537928,19956.897662299994,104.40341823164083,3292.4908799999994,121737.19787807745]
[2004,1,6,23,3.8425850454540902E-2,3.0189134331526677E-2,1.9554499999999793E-3,1.0620492241104791E-4,6.3460291999999944E-3,1.361883301190075E-2,1.9594582321257974E-2,1.0440341823164083E-4,3.2601676799999995E-3,0.11360065533986898,38425.850454540901,30189.134331526679,1955.4499999999794,106.2049224110479,6346.0291999999945,13618.83301190075,19594.582321257974,104.40341823164083,3260.1676799999996,113600.65533986896]
[2004,1,6,24,2.9315327593244976E-2,2.8989625196208197E-2,1.9554499999999793E-3,1.0620492241104791E-4,7.9122455999999924E-3,1.3378885754847521E-2,1.9493116539687889E-2,1.0440341823164083E-4,3.2233689599999995E-3,0.10447862798463126,29315.327593244976,28989.625196208199,1955.4499999999794,106.2049224110479,7912.245599999992,13378.885754847521,19493.11653968789,104.40341823164083,3223.3689599999993,104478.62798463124]
[2004,1,7,1,2.5102431632932725E-2,2.861713603882203E-2,1.9554499999999793E-3,1.0620492241104791E-4,6.6923807999999937E-3,1.5251192433316924E-2,1.8541820806475588E-2,1.0440341823164083E-4,3.1965158399999997E-3,9.9567535892189946E-2,25102.431632932727,28617.136038822031,1955.4499999999794,106.2049224110479,6692.3807999999935,15251.192433316925,18541.820806475589,104.40341823164083,3196.5158399999996,99567.535892189931]
[2004,1,7,2,2.3241628252307269E-2,2.6849195463210081E-2,1.9554499999999793E-3,1.0620492241104791E-4,6.765910199999994E-3,1.4791275691483967E-2,1.8155027188797367E-2,1.0440341823164083E-4,3.5296934399999995E-3,9.549878857644134E-2,23241.62825230727,26849.195463210082,1955.4499999999794,106.2049224110479,6765.9101999999939,14791.275691483967,18155.027188797369,104.40341823164083,3529.6934399999996,95498.788576441351]
[2004,1,7,3,2.3064037634501985E-2,2.6398827819909671E-2,1.9554499999999793E-3,1.0620492241104791E-4,6.7598831999999935E-3,1.4761591594465412E-2,1.8088197168158206E-2,1.0440341823164083E-4,3.4531123199999995E-3,9.4691708077677933E-2,23064.037634501983,26398.827819909671,1955.4499999999794,106.2049224110479,6759.8831999999938,14761.591594465412,18088.197168158207,104.40341823164083,3453.1123199999997,94691.708077677933]
[2004,1,7,4,2.3558975011495807E-2,2.5699806907471926E-2,1.9554499999999793E-3,1.0620492241104791E-4,6.2986167999999933E-3,1.4686903712551628E-2,1.7409759641863504E-2,1.0440341823164083E-4,3.371558399999999E-3,9.3191678814025541E-2,23558.975011495808,25699.806907471928,1955.4499999999794,106.2049224110479,6298.6167999999934,14686.903712551628,17409.759641863504,104.40341823164083,3371.558399999999,93191.678814025538]
[2004,1,7,5,2.4164239421601175E-2,2.6112903751924876E-2,1.9554499999999793E-3,1.0620492241104791E-4,6.3629047999999933E-3,1.4575562849168203E-2,1.7331654492536375E-2,1.0440341823164083E-4,3.2770751999999996E-3,9.3990398855873292E-2,24164.239421601174,26112.903751924878,1955.4499999999794,106.2049224110479,6362.904799999993,14575.562849168204,17331.654492536374,104.40341823164083,3277.0751999999998,93990.398855873296]
[2004,1,7,6,2.5773008991655307E-2,2.6357438955925069E-2,1.9554499999999793E-3,1.0620492241104791E-4,7.712149199999992E-3,1.4927975444476781E-2,1.8214608420637247E-2,1.0440341823164083E-4,3.2502220799999993E-3,9.8401461433337056E-2,25773.008991655308,26357.43895592507,1955.4499999999794,106.2049224110479,7712.1491999999917,14927.97544447678,18214.608420637247,104.40341823164083,3250.2220799999996,98401.46143333707]
[2004,1,7,7,3.0663902797461246E-2,2.9697990561978624E-2,1.9554499999999793E-3,1.0620492241104791E-4,7.5413841999999939E-3,1.5554325633736262E-2,1.9052464098519357E-2,1.0440341823164083E-4,3.1597171199999989E-3,0.10783584275233817,30663.902797461247,29697.990561978622,1955.4499999999794,106.2049224110479,7541.3841999999941,15554.325633736262,19052.464098519358,104.40341823164083,3159.7171199999989,107835.84275233814]
[2004,1,7,8,3.5047976889611268E-2,3.4592478122520066E-2,1.9554499999999793E-3,1.0620492241104791E-4,8.0621169999999936E-3,1.5209681265025157E-2,2.0747650065886275E-2,1.0440341823164083E-4,3.1224211199999993E-3,0.11894838280368544,35047.976889611266,34592.478122520064,1955.4499999999794,106.2049224110479,8062.1169999999938,15209.681265025158,20747.650065886275,104.40341823164083,3122.4211199999995,118948.38280368544]
[2004,1,7,9,3.6449694025010505E-2,3.7209354243328982E-2,1.4665999999999846E-3,7.9654370711622824E-5,8.2513647999999922E-3,1.7243078698113735E-2,2.1371612561953926E-2,1.0125942834042429E-4,3.1015353599999993E-3,0.12527415348745918,36449.694025010504,37209.354243328984,1466.5999999999847,79.654370711622818,8251.3647999999921,17243.078698113735,21371.612561953927,101.25942834042429,3101.5353599999994,125274.15348745916]
[2004,1,7,10,3.363054877094581E-2,3.879123140721337E-2,0,0,8.3566363999999903E-3,2.0143218838968385E-2,2.1772985534609102E-2,9.1827137096774526E-5,2.9747289599999995E-3,0.12576117704883344,33630.54877094581,38791.231407213367,0,0,8356.6363999999903,20143.218838968387,21772.985534609103,91.827137096774521,2974.7289599999995,125761.17704883343]
[2004,1,7,11,3.3471965916354839E-2,4.0827397220541337E-2,0,0,8.7801335999999914E-3,1.9691959910636474E-2,2.2145238288418651E-2,9.1827137096774526E-5,3.0597638399999993E-3,0.12806828591304806,33471.965916354842,40827.397220541337,0,0,8780.1335999999919,19691.959910636473,22145.238288418652,91.827137096774521,3059.7638399999992,128068.28591304806]
[2004,1,7,12,3.4974966260532724E-2,3.9368998585807842E-2,0,0,8.8038397999999907E-3,1.8916315864771577E-2,2.1578093899433201E-2,9.1827137096774526E-5,3.1820947199999996E-3,0.12691613626764212,34974.966260532725,39368.998585807843,0,0,8803.8397999999906,18916.315864771575,21578.093899433203,91.827137096774521,3182.0947199999996,126916.1362676421]
[2004,1,7,13,3.3904992926256858E-2,3.9252149404224182E-2,0,0,7.9146563999999923E-3,1.8699463163131556E-2,2.1527894394945967E-2,9.1827137096774526E-5,3.2820479999999992E-3,0.12467303142565535,33904.992926256855,39252.149404224183,0,0,7914.6563999999926,18699.463163131557,21527.894394945968,91.827137096774521,3282.0479999999993,124673.03142565531]
[2004,1,7,14,3.2239468843728844E-2,4.0325706931080091E-2,0,0,8.3256977999999916E-3,1.8139814420021813E-2,2.1811638235437022E-2,9.1827137096774526E-5,3.1433068799999997E-3,0.12407746024736455,32239.468843728842,40325.706931080094,0,0,8325.6977999999908,18139.814420021812,21811.638235437022,91.827137096774521,3143.3068799999996,124077.46024736454]
[2004,1,7,15,3.291950373118558E-2,3.902409177150809E-2,0,0,8.1810497999999926E-3,1.8203763476874892E-2,2.1200258506150149E-2,9.1827137096774526E-5,3.2825452799999993E-3,0.12290303970281548,32919.503731185578,39024.091771508087,0,0,8181.0497999999925,18203.76347687489,21200.258506150149,91.827137096774521,3282.5452799999994,122903.03970281548]
[2004,1,7,16,3.3239404060609302E-2,3.7241549969905113E-2,0,0,7.5253121999999933E-3,1.8397406320213836E-2,2.1236049938702411E-2,9.1827137096774526E-5,3.2372927999999995E-3,0.12096884242652743,33239.404060609304,37241.549969905114,0,0,7525.312199999993,18397.406320213835,21236.04993870241,91.827137096774521,3237.2927999999997,120968.84242652742]
[2004,1,7,17,3.8176592337604558E-2,3.7692266402757378E-2,0,0,6.1021365999999935E-3,1.7879677694429004E-2,2.1843615147593195E-2,9.1827137096774526E-5,1.7792678399999999E-3,0.1235653831594809,38176.592337604561,37692.266402757377,0,0,6102.1365999999935,17879.677694429003,21843.615147593195,91.827137096774521,1779.2678399999998,123565.3831594809]
[2004,1,7,18,4.479754332284204E-2,3.781042161025585E-2,0,0,5.4427827999999961E-3,1.8672999507675019E-2,2.1052691939257122E-2,9.1827137096774526E-5,1.6499750399999998E-3,0.12951824135712678,44797.543322842037,37810.421610255849,0,0,5442.7827999999963,18672.99950767502,21052.691939257122,91.827137096774521,1649.9750399999998,129518.2413571268]
[2004,1,7,19,4.7893530227193247E-2,3.642372991957641E-2,4.8886999999999488E-4,2.6551637944764116E-5,5.5974757999999953E-3,1.8264468949444602E-2,2.1031742502872146E-2,9.4971255615991125E-5,1.7757868799999996E-3,0.13159712717264715,47893.530227193245,36423.729919576414,488.86999999999489,26.551637944764117,5597.4757999999956,18264.468949444603,21031.742502872145,94.971255615991126,1775.7868799999997,131597.12717264716]
[2004,1,7,20,4.804639133876442E-2,3.5299650175223504E-2,1.9554499999999793E-3,1.0620492241104791E-4,5.1297805999999955E-3,1.773665349751815E-2,2.0497331127727506E-2,1.0440341823164083E-4,1.7166105599999999E-3,0.13059247563987625,48046.391338764421,35299.650175223505,1955.4499999999794,106.2049224110479,5129.7805999999955,17736.653497518149,20497.331127727506,104.40341823164083,1716.6105599999999,130592.47563987625]
[2004,1,7,21,4.6755900894539071E-2,3.4353016649063844E-2,1.9554499999999793E-3,1.0620492241104791E-4,4.4571673999999955E-3,1.6773019775331563E-2,2.007473250326481E-2,1.0440341823164083E-4,1.7156159999999999E-3,0.12629551156284197,46755.900894539074,34353.016649063844,1955.4499999999794,106.2049224110479,4457.1673999999957,16773.019775331562,20074.732503264811,104.40341823164083,1715.616,126295.51156284194]
[2004,1,7,22,4.2617398062698375E-2,3.3730736223901256E-2,1.9554499999999793E-3,1.0620492241104791E-4,5.8405647999999945E-3,1.6243984246848767E-2,1.971529247518581E-2,1.0440341823164083E-4,1.7290425599999998E-3,0.12204307670927689,42617.398062698376,33730.736223901258,1955.4499999999794,106.2049224110479,5840.5647999999946,16243.984246848766,19715.292475185808,104.40341823164083,1729.0425599999999,122043.07670927688]
[2004,1,7,23,3.9007210771187441E-2,3.0950878731641936E-2,1.9554499999999793E-3,1.0620492241104791E-4,6.1820947999999942E-3,1.4236880281034989E-2,1.9583599630703129E-2,1.0440341823164083E-4,1.7593766399999996E-3,0.11388609919521017,39007.210771187441,30950.878731641937,1955.4499999999794,106.2049224110479,6182.0947999999944,14236.88028103499,19583.599630703127,104.40341823164083,1759.3766399999995,113886.09919521016]
[2004,1,7,24,3.0011643857524386E-2,3.0089534965314343E-2,1.9554499999999793E-3,1.0620492241104791E-4,6.9997577999999921E-3,1.4203986605352069E-2,1.961919857611447E-2,1.0440341823164083E-4,1.6509695999999997E-3,0.10474114974494794,30011.643857524385,30089.534965314342,1955.4499999999794,106.2049224110479,6999.7577999999921,14203.986605352069,19619.198576114468,104.40341823164083,1650.9695999999997,104741.14974494792]
[2004,1,8,1,2.4580615247813981E-2,2.8352915136348994E-2,1.9554499999999793E-3,1.0620492241104791E-4,6.4762123999999935E-3,1.5376775213746313E-2,1.9650968011065341E-2,1.0440341823164083E-4,1.6330675199999999E-3,9.8236611869617296E-2,24580.615247813981,28352.915136348995,1955.4499999999794,106.2049224110479,6476.2123999999931,15376.775213746312,19650.968011065343,104.40341823164083,1633.0675199999998,98236.611869617293]
[2004,1,8,2,2.3342705744231564E-2,2.7034118939297774E-2,1.9554499999999793E-3,1.0620492241104791E-4,4.9441489999999958E-3,1.5892758033061196E-2,1.9124361773050595E-2,1.0440341823164083E-4,1.7181023999999997E-3,9.4222254230283797E-2,23342.705744231564,27034.118939297776,1955.4499999999794,106.2049224110479,4944.1489999999958,15892.758033061196,19124.361773050594,104.40341823164083,1718.1023999999998,94222.254230283797]
[2004,1,8,3,2.2633962118721537E-2,2.6231306353922564E-2,1.9554499999999793E-3,1.0620492241104791E-4,6.5027311999999934E-3,1.510158461486958E-2,1.9092106401763276E-2,1.0440341823164083E-4,1.6982111999999997E-3,9.3425960229919613E-2,22633.962118721538,26231.306353922566,1955.4499999999794,106.2049224110479,6502.7311999999938,15101.58461486958,19092.106401763278,104.40341823164083,1698.2111999999997,93425.960229919627]
[2004,1,8,4,2.3026395522755719E-2,2.5481198511763552E-2,1.9554499999999793E-3,1.0620492241104791E-4,6.2041937999999935E-3,1.489466195597512E-2,1.8567253591660785E-2,1.0440341823164083E-4,1.6062143999999998E-3,9.194597612279784E-2,23026.39552275572,25481.198511763552,1955.4499999999794,106.2049224110479,6204.1937999999936,14894.66195597512,18567.253591660785,104.40341823164083,1606.2143999999998,91945.976122797845]
[2004,1,8,5,2.3602257135402118E-2,2.5930329378677758E-2,1.9554499999999793E-3,1.0620492241104791E-4,6.274106999999994E-3,1.4789347199121667E-2,1.8388587858560179E-2,1.0440341823164083E-4,1.5833395199999999E-3,9.2734026432404401E-2,23602.257135402117,25930.329378677758,1955.4499999999794,106.2049224110479,6274.1069999999936,14789.347199121667,18388.587858560179,104.40341823164083,1583.33952,92734.026432404367]
[2004,1,8,6,2.5272969783855587E-2,2.6362961846976191E-2,1.9554499999999793E-3,1.0620492241104791E-4,7.230792799999994E-3,1.5342158079157321E-2,1.9055741518633425E-2,1.0440341823164083E-4,1.6554451199999999E-3,9.7086127489265192E-2,25272.969783855588,26362.961846976192,1955.4499999999794,106.2049224110479,7230.7927999999938,15342.158079157321,19055.741518633426,104.40341823164083,1655.4451199999999,97086.1274892652]
[2004,1,8,7,2.9998273555396429E-2,2.9727134018790666E-2,1.9554499999999793E-3,1.0620492241104791E-4,7.5783497999999923E-3,1.5984657113108813E-2,1.9283983435040758E-2,1.0440341823164083E-4,1.6559423999999996E-3,0.10639439866297933,29998.27355539643,29727.134018790664,1955.4499999999794,106.2049224110479,7578.3497999999927,15984.657113108813,19283.983435040758,104.40341823164083,1655.9423999999997,106394.39866297932]
[2004,1,8,8,3.3967005157467811E-2,3.5412930904156009E-2,1.9554499999999793E-3,1.0620492241104791E-4,8.1211815999999923E-3,1.5073781155373105E-2,2.0769535577623562E-2,1.0440341823164083E-4,1.8478924799999997E-3,0.11735838521526318,33967.005157467815,35412.930904156012,1955.4499999999794,106.2049224110479,8121.1815999999926,15073.781155373104,20769.535577623563,104.40341823164083,1847.8924799999998,117358.38521526316]
[2004,1,8,9,3.5571074901951515E-2,3.7562017172006877E-2,1.4665999999999846E-3,7.9654370711622824E-5,8.5354373999999896E-3,1.7281776869465078E-2,2.1384133541524526E-2,1.0125942834042429E-4,1.6176518399999998E-3,0.12359960552400001,35571.074901951513,37562.017172006876,1466.5999999999847,79.654370711622818,8535.4373999999898,17281.776869465077,21384.133541524527,101.25942834042429,1617.6518399999998,123599.60552400003]
[2004,1,8,10,3.3097677712557887E-2,3.8933094858269547E-2,0,0,8.3112329999999925E-3,2.0563044997716724E-2,2.1517307395523252E-2,9.1827137096774526E-5,1.5659347199999997E-3,0.12408011982116418,33097.677712557888,38933.094858269549,0,0,8311.2329999999929,20563.044997716723,21517.307395523254,91.827137096774521,1565.9347199999997,124080.11982116419]
[2004,1,8,11,3.3339102873436464E-2,4.0942974131937919E-2,0,0,8.4152991999999933E-3,2.0692139793584113E-2,2.1454816825186358E-2,9.1827137096774526E-5,1.42023168E-3,0.12635639164124163,33339.102873436466,40942.974131937917,0,0,8415.299199999994,20692.139793584112,21454.816825186357,91.827137096774521,1420.2316799999999,126356.39164124161]
[2004,1,8,12,3.4977364595676762E-2,3.9157294653220501E-2,0,0,8.125199599999992E-3,2.0102125285309087E-2,2.1190935642363472E-2,9.1827137096774526E-5,1.5748857599999996E-3,0.12521963267366659,34977.364595676765,39157.294653220502,0,0,8125.1995999999917,20102.125285309088,21190.935642363471,91.827137096774521,1574.8857599999997,125219.63267366659]
[2004,1,8,13,3.3678711015865663E-2,3.9837727760801724E-2,0,0,7.6217441999999929E-3,1.9478785451184932E-2,2.069399251071909E-2,9.1827137096774526E-5,1.6037279999999998E-3,0.12300651607566818,33678.711015865665,39837.727760801725,0,0,7621.7441999999928,19478.785451184933,20693.99251071909,91.827137096774521,1603.7279999999998,123006.51607566817]
[2004,1,8,14,3.1956912128949244E-2,4.0316263933789953E-2,0,0,8.4739619999999911E-3,1.8808768380511102E-2,2.1167445870807419E-2,9.1827137096774526E-5,1.6037279999999998E-3,0.12241890745115448,31956.912128949243,40316.263933789953,0,0,8473.9619999999904,18808.768380511101,21167.44587080742,91.827137096774521,1603.7279999999998,122418.90745115447]
[2004,1,8,15,3.2704389684835349E-2,3.9007406841928736E-2,0,0,8.4755691999999928E-3,1.8953236339019006E-2,2.0474744737164919E-2,9.1827137096774526E-5,1.5530054399999996E-3,0.12126017938004478,32704.389684835347,39007.406841928736,0,0,8475.5691999999926,18953.236339019004,20474.744737164918,91.827137096774521,1553.0054399999997,121260.17938004476]
[2004,1,8,16,3.3543468441433674E-2,3.7727485763325699E-2,0,0,6.5846983999999931E-3,1.9867278148864489E-2,1.9947281960639548E-2,9.1827137096774526E-5,1.5898041599999996E-3,0.11935184401136019,33543.468441433673,37727.485763325698,0,0,6584.6983999999929,19867.278148864491,19947.281960639546,91.827137096774521,1589.8041599999997,119351.84401136018]
[2004,1,8,17,3.8283158004263983E-2,3.8014339965805569E-2,0,0,4.8581637999999955E-3,1.9175473854775464E-2,1.9894949356604765E-2,9.1827137096774526E-5,1.5957715199999998E-3,0.12191368363854654,38283.158004263983,38014.339965805571,0,0,4858.1637999999957,19175.473854775464,19894.949356604764,91.827137096774521,1595.7715199999998,121913.68363854654]
[2004,1,8,18,4.4619412562941482E-2,3.7637503879450224E-2,0,0,4.1730947999999955E-3,1.9645820874438391E-2,1.9950933841963722E-2,9.1827137096774526E-5,1.6683743999999997E-3,0.12778696749589058,44619.412562941485,37637.503879450225,0,0,4173.0947999999953,19645.820874438392,19950.933841963721,91.827137096774521,1668.3743999999997,127786.96749589058]
[2004,1,8,19,4.7632850518064665E-2,3.6574038190048078E-2,4.8886999999999488E-4,2.6551637944764116E-5,4.0975563999999954E-3,1.9157344399639537E-2,2.011491994649656E-2,9.4971255615991125E-5,1.6509695999999997E-3,0.12983807194780958,47632.850518064668,36574.038190048079,488.86999999999489,26.551637944764117,4097.5563999999958,19157.344399639536,20114.91994649656,94.971255615991126,1650.9695999999997,129838.0719478096]
[2004,1,8,20,4.7430340562251309E-2,3.5325833737645439E-2,1.9554499999999793E-3,1.0620492241104791E-4,4.4736411999999953E-3,1.8193081025012554E-2,1.9556191617447895E-2,1.0440341823164083E-4,1.7016921599999997E-3,0.12884683864299987,47430.340562251309,35325.833737645436,1955.4499999999794,106.2049224110479,4473.6411999999955,18193.081025012554,19556.191617447894,104.40341823164083,1701.6921599999996,128846.83864299988]
[2004,1,8,21,4.5734460545268071E-2,3.4103764062198283E-2,1.9554499999999793E-3,1.0620492241104791E-4,4.2815807999999952E-3,1.6579755779822847E-2,2.0074811547576059E-2,1.0440341823164083E-4,1.6668825599999999E-3,0.12460731363550792,45734.46054526807,34103.764062198286,1955.4499999999794,106.2049224110479,4281.5807999999952,16579.755779822848,20074.811547576061,104.40341823164083,1666.8825599999998,124607.31363550793]
[2004,1,8,22,4.19777039488008E-2,3.3599193024145046E-2,1.9554499999999793E-3,1.0620492241104791E-4,4.2201053999999967E-3,1.6553996176751597E-2,2.0216849021147596E-2,1.0440341823164083E-4,1.6778227199999995E-3,0.1204117286314877,41977.703948800801,33599.193024145046,1955.4499999999794,106.2049224110479,4220.1053999999967,16553.996176751596,20216.849021147595,104.40341823164083,1677.8227199999994,120411.7286314877]
[2004,1,8,23,3.8497458786066731E-2,3.0956634120335346E-2,1.9554499999999793E-3,1.0620492241104791E-4,5.0092405999999949E-3,1.4776764580017313E-2,1.9275820986724621E-2,1.0440341823164083E-4,1.6818009599999999E-3,0.11236377837378667,38497.458786066731,30956.634120335348,1955.4499999999794,106.2049224110479,5009.2405999999946,14776.764580017314,19275.820986724622,104.40341823164083,1681.8009599999998,112363.77837378667]
[2004,1,8,24,2.9608469647333029E-2,3.0083245790372182E-2,1.9554499999999793E-3,1.0620492241104791E-4,6.0398575999999933E-3,1.470517148953421E-2,1.914051149929942E-2,1.0440341823164083E-4,1.5977606399999995E-3,0.10334107500718151,29608.46964733303,30083.245790372181,1955.4499999999794,106.2049224110479,6039.857599999993,14705.17148953421,19140.51149929942,104.40341823164083,1597.7606399999995,103341.0750071815]
[2004,1,9,1,2.6469784850743406E-2,2.8630944119975767E-2,1.9554499999999793E-3,1.0620492241104791E-4,6.427192799999995E-3,1.5965211713828829E-2,1.834523628720772E-2,1.0440341823164083E-4,1.6216300799999997E-3,9.9626058192398406E-2,26469.784850743406,28630.944119975768,1955.4499999999794,106.2049224110479,6427.1927999999953,15965.211713828829,18345.236287207721,104.40341823164083,1621.6300799999997,99626.058192398385]
[2004,1,9,2,2.4467207301045575E-2,2.7545153458292164E-2,1.9554499999999793E-3,1.0620492241104791E-4,7.3256175999999919E-3,1.5319348901838857E-2,1.7820167284041222E-2,1.0440341823164083E-4,1.6156627199999996E-3,9.6259215605860468E-2,{"$f":"E196*1000000","v":24467.207301045575},{"$f":"F196*1000000","v":27545.153458292163},{"$f":"G196*1000000","v":1955.4499999999794},{"$f":"H196*1000000","v":106.2049224110479},{"$f":"I196*1000000","v":7325.6175999999923},{"$f":"J196*1000000","v":15319.348901838857},{"$f":"K196*1000000","v":17820.167284041221},{"$f":"L196*1000000","v":104.40341823164083},{"$f":"M196*1000000","v":1615.6627199999996},{"$f":"SUM(O196:W196)","v":96259.215605860474}]
[2004,1,9,3,2.3925589676825575E-2,2.6843429925642807E-2,1.9554499999999793E-3,1.0620492241104791E-4,7.9106383999999908E-3,1.5044086692724029E-2,1.8190777417982064E-2,1.0440341823164083E-4,1.6410239999999996E-3,9.5721604453817125E-2,23925.589676825577,26843.429925642806,1955.4499999999794,106.2049224110479,7910.6383999999907,15044.086692724029,18190.777417982063,104.40341823164083,1641.0239999999997,95721.604453817126]
[2004,1,9,4,2.4321062922955758E-2,2.5938430181805267E-2,1.9554499999999793E-3,1.0620492241104791E-4,7.3979415999999923E-3,1.4403162190885277E-2,1.796732955299829E-2,1.0440341823164083E-4,1.6459967999999997E-3,9.3839981589287247E-2,24321.062922955756,25938.430181805266,1955.4499999999794,106.2049224110479,7397.9415999999919,14403.162190885278,17967.32955299829,104.40341823164083,1645.9967999999997,93839.981589287243]
[2004,1,9,5,2.5089697454467812E-2,2.6177145526358307E-2,1.9554499999999793E-3,1.0620492241104791E-4,7.0660547999999929E-3,1.4841573159059348E-2,1.8316692673678692E-2,1.0440341823164083E-4,1.5783667199999996E-3,9.5235588674206825E-2,25089.697454467812,26177.145526358305,1955.4499999999794,106.2049224110479,7066.0547999999926,14841.573159059348,18316.692673678692,104.40341823164083,1578.3667199999995,95235.588674206825]
[2004,1,9,6,2.7498165786830463E-2,2.6946935777710974E-2,1.9554499999999793E-3,1.0620492241104791E-4,7.2179351999999931E-3,1.6770743755571797E-2,1.8714626030901047E-2,1.0440341823164083E-4,1.7479391999999996E-3,0.10106240409165693,27498.165786830465,26946.935777710973,1955.4499999999794,106.2049224110479,7217.9351999999935,16770.743755571799,18714.626030901047,104.40341823164083,1747.9391999999996,101062.40409165694]
[2004,1,9,7,3.2988461370022502E-2,2.9514788834428343E-2,1.9554499999999793E-3,1.0620492241104791E-4,8.2047559999999919E-3,1.5851092499613657E-2,1.9204143629215416E-2,1.0440341823164083E-4,1.6778227199999995E-3,0.10960712339392259,32988.461370022502,29514.788834428342,1955.4499999999794,106.2049224110479,8204.7559999999921,15851.092499613656,19204.143629215418,104.40341823164083,1677.8227199999994,109607.12339392258]
[2004,1,9,8,3.64210356067537E-2,3.4670568029561463E-2,1.9554499999999793E-3,1.0620492241104791E-4,8.4787835999999926E-3,1.5938836901313605E-2,2.1097122559680163E-2,1.0440341823164083E-4,1.8041318399999997E-3,0.12057653687795161,36421.0356067537,34670.568029561466,1955.4499999999794,106.2049224110479,8478.7835999999934,15938.836901313605,21097.122559680163,104.40341823164083,1804.1318399999998,120576.53687795161]
[2004,1,9,9,3.6410880861187232E-2,3.6766554326474701E-2,1.4665999999999846E-3,7.9654370711622824E-5,8.1448877999999916E-3,1.6798824844883622E-2,2.1997594045505244E-2,1.0125942834042429E-4,3.032413439999999E-3,0.12479866911710281,36410.88086118723,36766.554326474703,1466.5999999999847,79.654370711622818,8144.8877999999913,16798.82484488362,21997.594045505244,101.25942834042429,3032.4134399999989,124798.66911710284]
[2004,1,9,10,3.5870959482352464E-2,3.8439943914467263E-2,0,0,8.3534219999999906E-3,1.9220031105466124E-2,2.1700168408813236E-2,9.1827137096774526E-5,2.9876582399999997E-3,0.12666401028819585,35870.959482352468,38439.943914467265,0,0,8353.4219999999914,19220.031105466125,21700.168408813235,91.827137096774521,2987.6582399999998,126664.01028819586]
[2004,1,9,11,3.511479654513907E-2,4.0195541953154987E-2,0,0,8.1541291999999918E-3,1.9358141190522656E-2,2.1888525187705045E-2,9.1827137096774526E-5,2.6077363199999994E-3,0.12741069753361853,35114.79654513907,40195.541953154985,0,0,8154.1291999999921,19358.141190522656,21888.525187705043,91.827137096774521,2607.7363199999995,127410.69753361853]
[2004,1,9,12,3.4821410317638919E-2,3.9331966611630804E-2,0,0,7.970908399999992E-3,1.9730241371267485E-2,2.12198611491238E-2,9.1827137096774526E-5,2.3302540799999996E-3,0.12549646906675779,34821.410317638918,39331.966611630807,0,0,7970.9083999999921,19730.241371267486,21219.861149123801,91.827137096774521,2330.2540799999997,125496.46906675777]
[2004,1,9,13,3.5310378365286339E-2,3.8447341641677929E-2,0,0,6.0587421999999938E-3,1.9193537485561858E-2,2.0730703779415459E-2,9.1827137096774526E-5,2.7613958399999999E-3,0.12259392644903835,35310.378365286342,38447.341641677929,0,0,6058.7421999999933,19193.537485561857,20730.70377941546,91.827137096774521,2761.3958400000001,122593.92644903835]
[2004,1,9,14,3.2491325671395774E-2,3.8997884725328294E-2,0,0,6.9290409999999926E-3,1.9268927664569193E-2,2.0983569998712974E-2,9.1827137096774526E-5,3.2611622399999992E-3,0.12202373843710303,32491.325671395774,38997.884725328295,0,0,6929.0409999999929,19268.927664569193,20983.569998712974,91.827137096774521,3261.1622399999992,122023.73843710301]
[2004,1,9,15,3.2589424736563385E-2,3.7728377859476636E-2,0,0,6.975649799999992E-3,1.7840133132769088E-2,2.0632829730297859E-2,9.1827137096774526E-5,3.3009446399999997E-3,0.11915918703620373,32589.424736563386,37728.377859476634,0,0,6975.649799999992,17840.13313276909,20632.829730297857,91.827137096774521,3300.9446399999997,119159.18703620372]
[2004,1,9,16,3.5883265064966696E-2,3.5166951276850107E-2,0,0,5.4238981999999948E-3,1.6120660756791069E-2,2.0139645036165263E-2,9.1827137096774526E-5,3.4874246399999994E-3,0.11631367211186991,35883.265064966698,35166.951276850108,0,0,5423.8981999999951,16120.660756791069,20139.645036165264,91.827137096774521,3487.4246399999993,116313.67211186991]
[2004,1,9,17,3.8188569974069907E-2,3.5066116887084976E-2,0,0,5.1659425999999948E-3,1.5531682157346826E-2,1.9914742205013533E-2,9.1827137096774526E-5,3.4680307199999997E-3,0.11742691168061202,38188.569974069906,35066.11688708498,0,0,5165.9425999999949,15531.682157346826,19914.742205013532,91.827137096774521,3468.0307199999997,117426.911680612]
[2004,1,9,18,4.336340939821693E-2,3.3615311695750168E-2,0,0,5.2438917999999956E-3,1.4608623087901508E-2,1.9552715390225274E-2,9.1827137096774526E-5,3.4436639999999995E-3,0.11991944250919065,43363.409398216929,33615.31169575017,0,0,5243.8917999999958,14608.623087901509,19552.715390225276,91.827137096774521,3443.6639999999993,119919.44250919065]
[2004,1,9,19,4.6298485630568008E-2,3.3224311978989556E-2,4.8886999999999488E-4,2.6551637944764116E-5,5.3989865999999947E-3,1.493909875097897E-2,1.9636553499293358E-2,9.4971255615991125E-5,3.498862079999999E-3,0.12360669143339062,46298.485630568008,33224.311978989557,488.86999999999489,26.551637944764117,5398.9865999999947,14939.09875097897,19636.553499293357,94.971255615991126,3498.862079999999,123606.69143339063]
[2004,1,9,20,4.3500820387621243E-2,3.3102611189432744E-2,1.9554499999999793E-3,1.0620492241104791E-4,5.5729659999999952E-3,1.4707126863412925E-2,1.8849231777716396E-2,1.0440341823164083E-4,3.3755366399999993E-3,0.12127435119882599,43500.820387621243,33102.611189432748,1955.4499999999794,106.2049224110479,5572.9659999999949,14707.126863412925,18849.231777716395,104.40341823164083,3375.5366399999994,121274.351198826]
[2004,1,9,21,4.2913520374908545E-2,3.2355497278304626E-2,1.9554499999999793E-3,1.0620492241104791E-4,4.7753929999999958E-3,1.3779639466663985E-2,1.9245945855233586E-2,1.0440341823164083E-4,3.2905017599999995E-3,0.11852655607575339,42913.520374908549,32355.497278304625,1955.4499999999794,106.2049224110479,4775.3929999999955,13779.639466663984,19245.945855233585,104.40341823164083,3290.5017599999996,118526.55607575341]
[2004,1,9,22,4.0298051105560145E-2,3.1552060737592987E-2,1.9554499999999793E-3,1.0620492241104791E-4,5.1591119999999943E-3,1.3552317345871211E-2,1.8748059984002186E-2,1.0440341823164083E-4,3.4396857599999996E-3,0.1149153452736692,40298.051105560146,31552.060737592987,1955.4499999999794,106.2049224110479,5159.1119999999946,13552.317345871212,18748.059984002186,104.40341823164083,3439.6857599999994,114915.3452736692]
[2004,1,9,23,3.7382311658853841E-2,2.8335968540561383E-2,1.9554499999999793E-3,1.0620492241104791E-4,4.8187873999999955E-3,1.1948409929285126E-2,1.7476454714363734E-2,1.0440341823164083E-4,3.4715116799999995E-3,0.10559950226370676,37382.31165885384,28335.968540561382,1955.4499999999794,106.2049224110479,4818.7873999999956,11948.409929285126,17476.454714363736,104.40341823164083,3471.5116799999996,105599.50226370676]
[2004,1,9,24,3.3102735269124765E-2,2.6131600015607867E-2,1.9554499999999793E-3,1.0620492241104791E-4,3.6113783999999968E-3,1.338792052509942E-2,1.5716141439940687E-2,1.0440341823164083E-4,3.4168108799999997E-3,9.7532644870415408E-2,33102.735269124765,26131.600015607866,1955.4499999999794,106.2049224110479,3611.3783999999969,13387.92052509942,15716.141439940688,104.40341823164083,3416.8108799999995,97532.644870415417]
[2004,1,10,1,2.9004439375923459E-2,2.5129154507728083E-2,1.9554499999999793E-3,1.0620492241104791E-4,3.6756663999999968E-3,1.4124095423620701E-2,1.5144956663704105E-2,1.0440341823164083E-4,3.4018924799999995E-3,9.2646263191619019E-2,29004.439375923459,25129.154507728083,1955.4499999999794,106.2049224110479,3675.6663999999969,14124.0954236207,15144.956663704104,104.40341823164083,3401.8924799999995,92646.263191619]
[2004,1,10,2,2.6958493020260307E-2,2.2990995430351595E-2,1.9554499999999793E-3,1.0620492241104791E-4,3.8142873999999962E-3,1.3572586913066497E-2,1.4798294067869261E-2,1.0440341823164083E-4,3.450128639999999E-3,8.7750843812190324E-2,26958.493020260306,22990.995430351595,1955.4499999999794,106.2049224110479,3814.2873999999961,13572.586913066496,14798.294067869261,104.40341823164083,3450.128639999999,87750.843812190302]
[2004,1,10,3,2.5846650960117592E-2,2.2224210763722343E-2,1.9554499999999793E-3,1.0620492241104791E-4,3.8351809999999961E-3,1.3574286272120222E-2,1.4600210765756658E-2,1.0440341823164083E-4,3.5356607999999998E-3,8.5782258902359493E-2,25846.650960117593,22224.210763722345,1955.4499999999794,106.2049224110479,3835.1809999999959,13574.286272120222,14600.210765756658,104.40341823164083,3535.6607999999997,85782.258902359477]
[2004,1,10,4,2.5185149870598365E-2,2.1885461281457696E-2,1.9554499999999793E-3,1.0620492241104791E-4,4.1461741999999956E-3,1.3440217143572077E-2,1.4178069898832633E-2,1.0440341823164083E-4,3.3685747199999993E-3,8.4369705455103444E-2,25185.149870598365,21885.461281457698,1955.4499999999794,106.2049224110479,4146.1741999999958,13440.217143572077,14178.069898832633,104.40341823164083,3368.5747199999992,84369.705455103438]
[2004,1,10,5,2.5566087415776602E-2,2.1460998498225307E-2,1.9554499999999793E-3,1.0620492241104791E-4,4.3643515999999957E-3,1.3621221474570429E-2,1.4186043987468951E-2,1.0440341823164083E-4,3.3645964799999995E-3,8.472935779668396E-2,25566.087415776601,21460.998498225308,1955.4499999999794,106.2049224110479,4364.3515999999954,13621.22147457043,14186.043987468951,104.40341823164083,3364.5964799999992,84729.357796683937]
[2004,1,10,6,2.673598384522656E-2,2.1537777914614045E-2,1.9554499999999793E-3,1.0620492241104791E-4,4.4483277999999961E-3,1.3878588967481714E-2,1.4451447896442215E-2,1.0440341823164083E-4,3.3874713599999994E-3,8.660565612440721E-2,26735.983845226561,21537.777914614046,1955.4499999999794,106.2049224110479,4448.3277999999964,13878.588967481714,14451.447896442214,104.40341823164083,3387.4713599999995,86605.656124407193]
[2004,1,10,7,2.8663708718043277E-2,2.2614990052025843E-2,1.9554499999999793E-3,1.0620492241104791E-4,4.411763999999996E-3,1.3671304300786735E-2,1.4791455552440666E-2,1.0440341823164083E-4,3.3362515199999994E-3,8.965553248393919E-2,28663.708718043275,22614.990052025845,1955.4499999999794,106.2049224110479,4411.7639999999956,13671.304300786735,14791.455552440666,104.40341823164083,3336.2515199999993,89655.532483939183]
[2004,1,10,8,3.2695258937127519E-2,2.4808470616195004E-2,1.9554499999999793E-3,1.0620492241104791E-4,4.6235125999999956E-3,1.215470201490554E-2,1.5430408347360064E-2,1.0440341823164083E-4,3.3113875199999995E-3,9.5189798376230789E-2,32695.258937127521,24808.470616195005,1955.4499999999794,106.2049224110479,4623.5125999999955,12154.702014905541,15430.408347360064,104.40341823164083,3311.3875199999993,95189.798376230799]
[2004,1,10,9,3.5204404569631316E-2,2.6439819027775886E-2,1.4665999999999846E-3,7.9654370711622824E-5,4.6026189999999953E-3,1.373983764033628E-2,1.5665502880915266E-2,1.0125942834042429E-4,3.2208825599999995E-3,0.10052057947771077,35204.404569631319,26439.819027775884,1466.5999999999847,79.654370711622818,4602.6189999999951,13739.83764033628,15665.502880915266,101.25942834042429,3220.8825599999996,100520.57947771077]
[2004,1,10,10,3.8055457122936544E-2,2.8125188929792815E-2,0,0,4.5073923999999956E-3,1.5901068908069187E-2,1.5528159593151193E-2,9.1827137096774526E-5,3.3133766399999994E-3,0.10552247073104651,38055.457122936547,28125.188929792814,0,0,4507.3923999999952,15901.068908069186,15528.159593151193,91.827137096774521,3313.3766399999995,105522.47073104652]
[2004,1,10,11,3.9497685234135813E-2,2.8034042969262332E-2,0,0,4.4877041999999961E-3,1.6078906368777575E-2,1.5259844659705969E-2,9.1827137096774526E-5,3.3690719999999994E-3,0.10681908256897846,39497.68523413581,28034.042969262333,0,0,4487.7041999999965,16078.906368777574,15259.844659705968,91.827137096774521,3369.0719999999992,106819.08256897845]
[2004,1,10,12,4.2049723811264358E-2,2.7416766461472779E-2,0,0,4.5885559999999962E-3,1.6913635655930723E-2,1.53175598028851E-2,9.1827137096774526E-5,3.4222809599999994E-3,0.10980034982864972,42049.723811264361,27416.76646147278,0,0,4588.5559999999959,16913.635655930724,15317.5598028851,91.827137096774521,3422.2809599999996,109800.34982864972]
[2004,1,10,13,4.2325335812269209E-2,2.6103161714907772E-2,0,0,4.0975563999999963E-3,1.514744052837933E-2,1.4945996801984987E-2,9.1827137096774526E-5,3.3790175999999996E-3,0.10609033599463806,42325.335812269208,26103.161714907772,0,0,4097.5563999999958,15147.440528379329,14945.996801984988,91.827137096774521,3379.0175999999997,106090.33599463808]
[2004,1,10,14,3.9980203989730685E-2,2.6389111734144398E-2,0,0,3.7017833999999964E-3,1.5253499156974538E-2,1.4741242480472637E-2,9.1827137096774526E-5,3.5878751999999991E-3,0.10374554309841902,39980.203989730682,26389.111734144397,0,0,3701.7833999999962,15253.499156974538,14741.242480472638,91.827137096774521,3587.875199999999,103745.543098419]
[2004,1,10,15,3.8618876443875315E-2,2.6131144553716588E-2,0,0,3.7540173999999964E-3,1.5260923381089591E-2,1.3989036984632984E-2,9.1827137096774526E-5,3.5525683199999995E-3,0.10139839422041125,38618.876443875313,26131.144553716589,0,0,3754.0173999999965,15260.923381089591,13989.036984632985,91.827137096774521,3552.5683199999994,101398.39422041125]
[2004,1,10,16,3.8601416654456391E-2,2.4922003950923824E-2,0,0,3.5800379999999963E-3,1.4984714105704828E-2,1.3749593004807428E-2,9.1827137096774526E-5,3.5073158399999992E-3,9.943690869298924E-2,38601.416654456392,24922.003950923823,0,0,3580.0379999999964,14984.714105704828,13749.593004807428,91.827137096774521,3507.3158399999993,99436.908692989236]
[2004,1,10,17,4.3600670316085444E-2,2.4904442651025524E-2,0,0,3.3156535999999967E-3,1.4026506762939268E-2,1.3423064583581897E-2,9.1827137096774526E-5,3.5102995199999994E-3,0.10287246457072891,43600.670316085445,24904.442651025525,0,0,3315.6535999999969,14026.506762939269,13423.064583581896,91.827137096774521,3510.2995199999996,102872.4645707289]
[2004,1,10,18,4.9288874485021325E-2,2.4739779732711367E-2,0,0,3.5462867999999964E-3,1.4666522870252E-2,1.3297220690921178E-2,9.1827137096774526E-5,3.3511699199999996E-3,0.10898168163600264,49288.874485021326,24739.779732711366,0,0,3546.2867999999962,14666.522870252,13297.220690921178,91.827137096774521,3351.1699199999994,108981.68163600264]
[2004,1,10,19,5.055224842926527E-2,2.4824867391526138E-2,4.8886999999999488E-4,2.6551637944764116E-5,3.5728055999999964E-3,1.390841581442054E-2,1.3871743652212878E-2,9.4971255615991125E-5,3.3660883199999993E-3,0.11070656210098555,50552.248429265273,24824.867391526139,488.86999999999489,26.551637944764117,3572.8055999999965,13908.415814420539,13871.743652212877,94.971255615991126,3366.0883199999994,110706.56210098557]
[2004,1,10,20,4.8984102074484177E-2,2.3131666531270509E-2,1.9554499999999793E-3,1.0620492241104791E-4,3.6700411999999968E-3,1.2751061338792341E-2,1.3808526858927668E-2,1.0440341823164083E-4,3.4078598399999997E-3,0.10791931618411738,48984.102074484181,23131.666531270508,1955.4499999999794,106.2049224110479,3670.0411999999969,12751.06133879234,13808.526858927667,104.40341823164083,3407.8598399999996,107919.31618411736]
[2004,1,10,21,4.4949228126904939E-2,2.3840187393306133E-2,1.9554499999999793E-3,1.0620492241104791E-4,3.6491475999999969E-3,1.2886763070231575E-2,1.3786632118705506E-2,1.0440341823164083E-4,3.4068652799999996E-3,0.10468488192979085,44949.228126904942,23840.187393306132,1955.4499999999794,106.2049224110479,3649.1475999999971,12886.763070231575,13786.632118705505,104.40341823164083,3406.8652799999995,104684.88192979082]
[2004,1,10,22,4.2217009596278554E-2,2.3439735848813675E-2,1.9554499999999793E-3,1.0620492241104791E-4,3.5671803999999963E-3,1.3866312291561766E-2,1.3399583593664105E-2,1.0440341823164083E-4,3.4665388799999994E-3,0.10212241895096077,42217.009596278556,23439.735848813674,1955.4499999999794,106.2049224110479,3567.1803999999961,13866.312291561766,13399.583593664105,104.40341823164083,3466.5388799999996,102122.41895096078]
[2004,1,10,23,3.9897693702202405E-2,2.2412708826985442E-2,1.9554499999999793E-3,1.0620492241104791E-4,3.4976689999999967E-3,1.3834833990575574E-2,1.2349065543895893E-2,1.0440341823164083E-4,3.4357075199999993E-3,9.7593736924301983E-2,39897.693702202407,22412.708826985443,1955.4499999999794,106.2049224110479,3497.6689999999967,13834.833990575575,12349.065543895893,104.40341823164083,3435.7075199999995,97593.736924301978]
[2004,1,10,24,3.4159453413684177E-2,2.1918124260230976E-2,1.9554499999999793E-3,1.0620492241104791E-4,3.5077139999999964E-3,1.3653420723297777E-2,1.219080059881008E-2,1.0440341823164083E-4,3.5411308799999995E-3,9.1136702216665672E-2,34159.453413684176,21918.124260230976,1955.4499999999794,106.2049224110479,3507.7139999999963,13653.420723297777,12190.800598810079,104.40341823164083,3541.1308799999997,91136.702216665668]
[2004,1,11,1,2.8714573711144303E-2,2.1390079253736309E-2,1.9554499999999793E-3,1.0620492241104791E-4,3.4928473999999965E-3,1.6192803996227158E-2,1.2325077004878714E-2,1.0440341823164083E-4,3.6157228799999996E-3,8.7897162586629163E-2,28714.573711144305,21390.079253736309,1955.4499999999794,106.2049224110479,3492.8473999999965,16192.803996227158,12325.077004878714,104.40341823164083,3615.7228799999993,87897.162586629158]
[2004,1,11,2,2.6701959649729518E-2,2.0785294857153802E-2,1.9554499999999793E-3,1.0620492241104791E-4,3.5382507999999965E-3,1.6226945006970209E-2,1.2334492931291029E-2,1.0440341823164083E-4,3.5744486399999992E-3,8.5327450225787235E-2,26701.959649729517,20785.294857153804,1955.4499999999794,106.2049224110479,3538.2507999999966,16226.945006970209,12334.49293129103,104.40341823164083,3574.4486399999992,85327.450225787223]
[2004,1,11,3,2.558280459642398E-2,2.1144539405025489E-2,1.9554499999999793E-3,1.0620492241104791E-4,3.5322237999999969E-3,1.5863548675387727E-2,1.2209914477318982E-2,1.0440341823164083E-4,3.5550547199999995E-3,8.4054144014798854E-2,25582.804596423979,21144.539405025491,1955.4499999999794,106.2049224110479,3532.223799999997,15863.548675387727,12209.914477318982,104.40341823164083,3555.0547199999996,84054.144014798832]
[2004,1,11,4,2.5492753877983665E-2,2.0862254958714715E-2,1.9554499999999793E-3,1.0620492241104791E-4,3.5748145999999967E-3,1.5670431807075461E-2,1.2233945373605767E-2,1.0440341823164083E-4,3.4391884799999991E-3,8.3439447438022271E-2,25492.753877983665,20862.254958714715,1955.4499999999794,106.2049224110479,3574.8145999999965,15670.43180707546,12233.945373605768,104.40341823164083,3439.1884799999989,83439.447438022267]
[2004,1,11,5,2.4870770892024583E-2,2.1170292198921158E-2,1.9554499999999793E-3,1.0620492241104791E-4,3.7363381999999962E-3,1.5957602855510854E-2,1.2379132142558369E-2,1.0440341823164083E-4,3.3626073599999995E-3,8.3642801989657636E-2,24870.770892024582,21170.292198921157,1955.4499999999794,106.2049224110479,3736.338199999996,15957.602855510855,12379.132142558368,104.40341823164083,3362.6073599999995,83642.80198965763]
[2004,1,11,6,2.6512264338450532E-2,2.1032215829949519E-2,1.9554499999999793E-3,1.0620492241104791E-4,3.6230305999999969E-3,1.5969657395097776E-2,1.1956290214049772E-2,1.0440341823164083E-4,3.4023897599999996E-3,8.466190647819026E-2,26512.264338450532,21032.21582994952,1955.4499999999794,106.2049224110479,3623.0305999999969,15969.657395097776,11956.290214049772,104.40341823164083,3402.3897599999996,84661.906478190285]
[2004,1,11,7,2.8728550215900407E-2,2.1572733393531301E-2,1.9554499999999793E-3,1.0620492241104791E-4,3.9046923999999958E-3,1.515595014501984E-2,1.1908427832590345E-2,1.0440341823164083E-4,3.4739980799999995E-3,8.691041040768456E-2,28728.550215900406,21572.7333935313,1955.4499999999794,106.2049224110479,3904.6923999999958,15155.95014501984,11908.427832590345,104.40341823164083,3473.9980799999994,86910.410407684554]
[2004,1,11,8,3.0948407788494708E-2,2.2718429301027212E-2,1.9554499999999793E-3,1.0620492241104791E-4,3.9195589999999969E-3,1.5035695555599027E-2,1.2182639922673006E-2,1.0440341823164083E-4,3.4267564799999994E-3,9.0397546388436611E-2,30948.407788494707,22718.429301027212,1955.4499999999794,106.2049224110479,3919.558999999997,15035.695555599026,12182.639922673006,104.40341823164083,3426.7564799999996,90397.546388436618]
[2004,1,11,9,3.5422480336641186E-2,2.2511463349306537E-2,1.4665999999999846E-3,7.9654370711622824E-5,3.8902275999999963E-3,1.3927409398845814E-2,1.2530369604627806E-2,1.0125942834042429E-4,3.3705638399999993E-3,9.3300027928473361E-2,35422.480336641187,22511.463349306538,1466.5999999999847,79.654370711622818,3890.2275999999965,13927.409398845813,12530.369604627806,101.25942834042429,3370.5638399999993,93300.02792847337]
[2004,1,11,10,3.8870711882621312E-2,2.3697285392539388E-2,0,0,3.8299575999999965E-3,1.4763973275688276E-2,1.2440187722233681E-2,9.1827137096774526E-5,3.3636019199999997E-3,9.7057544930179443E-2,38870.711882621312,23697.28539253939,0,0,3829.9575999999965,14763.973275688275,12440.187722233681,91.827137096774521,3363.6019199999996,97057.544930179414]
[2004,1,11,11,3.8279724214020955E-2,2.4903160996262708E-2,0,0,3.8552709999999965E-3,1.6293850890473284E-2,1.2567256573367163E-2,9.1827137096774526E-5,3.6107500799999991E-3,9.9601840891220886E-2,38279.724214020956,24903.160996262708,0,0,3855.2709999999965,16293.850890473284,12567.256573367164,91.827137096774521,3610.7500799999989,99601.840891220883]
[2004,1,11,12,3.8834904757330896E-2,2.4871099162913999E-2,0,0,4.3896649999999957E-3,1.6343111748190493E-2,1.2588985817531258E-2,9.1827137096774526E-5,3.6192038399999993E-3,0.10073879746306343,38834.904757330893,24871.099162913997,0,0,4389.6649999999954,16343.111748190493,12588.985817531258,91.827137096774521,3619.2038399999992,100738.79746306341]
[2004,1,11,13,3.8900591660987055E-2,2.4824476602580508E-2,0,0,4.774991199999995E-3,1.6328901084818038E-2,1.2563218927666122E-2,9.1827137096774526E-5,3.6291494399999995E-3,0.1011131560531485,38900.591660987055,24824.476602580507,0,0,4774.9911999999949,16328.901084818039,12563.218927666123,91.827137096774521,3629.1494399999997,101113.15605314847]
[2004,1,11,14,3.7964419505233535E-2,2.451768318412113E-2,0,0,4.9714713999999957E-3,1.6872648260018715E-2,1.2391477292387289E-2,9.1827137096774526E-5,3.5202451199999995E-3,0.10032977189885746,37964.419505233534,24517.683184121131,0,0,4971.4713999999958,16872.648260018716,12391.47729238729,91.827137096774521,3520.2451199999996,100329.77189885743]
[2004,1,11,15,3.7431884577573321E-2,2.4523810603094755E-2,0,0,5.0305359999999952E-3,1.5687764509395529E-2,1.2407498287144478E-2,9.1827137096774526E-5,3.3447052799999996E-3,9.8518026394304861E-2,37431.884577573321,24523.810603094757,0,0,5030.5359999999955,15687.764509395529,12407.498287144477,91.827137096774521,3344.7052799999997,98518.026394304849]
[2004,1,11,16,3.987521825321292E-2,2.3941492408764083E-2,0,0,4.3350201999999951E-3,1.5380727198888423E-2,1.2013112848435391E-2,9.1827137096774526E-5,3.3636019199999997E-3,9.9000999966397607E-2,39875.218253212923,23941.492408764083,0,0,4335.0201999999954,15380.727198888424,12013.11284843539,91.827137096774521,3363.6019199999996,99000.99996639759]
[2004,1,11,17,4.2731056472399491E-2,2.4772003958630256E-2,0,0,3.6571835999999963E-3,1.5873358042290963E-2,1.2113689359914264E-2,9.1827137096774526E-5,3.3969196799999994E-3,0.10263603825033175,42731.05647239949,24772.003958630256,0,0,3657.1835999999962,15873.358042290964,12113.689359914264,91.827137096774521,3396.9196799999995,102636.03825033174]
[2004,1,11,18,4.9317346764230989E-2,2.4080968718942337E-2,0,0,3.3216805999999963E-3,1.3848441891916896E-2,1.1916660207071271E-2,9.1827137096774526E-5,3.5023430399999996E-3,0.10607926835925827,{"$f":"E260*1000000","v":49317.346764230992},{"$f":"F260*1000000","v":24080.968718942338},{"$f":"G260*1000000","v":0},{"$f":"H260*1000000","v":0},{"$f":"I260*1000000","v":3321.6805999999965},{"$f":"J260*1000000","v":13848.441891916897},{"$f":"K260*1000000","v":11916.660207071271},{"$f":"L260*1000000","v":91.827137096774521},{"$f":"M260*1000000","v":3502.3430399999997},{"$f":"SUM(O260:W260)","v":106079.26835925825}]
[2004,1,11,19,5.1393701309119438E-2,2.3295093191617575E-2,4.8886999999999488E-4,2.6551637944764116E-5,3.441015199999997E-3,1.4019433086274862E-2,1.2320982260253976E-2,9.4971255615991125E-5,3.4620633599999995E-3,0.10854268130082659,51393.701309119439,23295.093191617576,488.86999999999489,26.551637944764117,3441.0151999999971,14019.433086274861,12320.982260253975,94.971255615991126,3462.0633599999996,108542.6813008266]
[2004,1,11,20,4.7231539808872791E-2,2.3233224710745175E-2,1.9554499999999793E-3,1.0620492241104791E-4,3.1898901999999965E-3,1.4459019281497331E-2,1.3586941144023122E-2,1.0440341823164083E-4,3.5968262399999995E-3,0.10746349972578109,47231.539808872789,23233.224710745173,1955.4499999999794,106.2049224110479,3189.8901999999966,14459.019281497331,13586.941144023122,104.40341823164083,3596.8262399999994,107463.49972578108]
[2004,1,11,21,4.5209805927721378E-2,2.3871274742443278E-2,1.9554499999999793E-3,1.0620492241104791E-4,3.6555763999999965E-3,1.4635979247109793E-2,1.3623681511604866E-2,1.0440341823164083E-4,3.4715116799999995E-3,0.106633887849522,45209.805927721376,23871.274742443278,1955.4499999999794,106.2049224110479,3655.5763999999963,14635.979247109794,13623.681511604866,104.40341823164083,3471.5116799999996,106633.88784952197]
[2004,1,11,22,4.4284403140480384E-2,2.3199652850836486E-2,1.9554499999999793E-3,1.0620492241104791E-4,4.6026189999999953E-3,1.3335795923482528E-2,1.3527594267050736E-2,1.0440341823164083E-4,3.6574943999999991E-3,0.10477361792249282,44284.403140480383,23199.652850836486,1955.4499999999794,106.2049224110479,4602.6189999999951,13335.795923482528,13527.594267050736,104.40341823164083,3657.4943999999991,104773.61792249279]
[2004,1,11,23,3.9960404551850084E-2,2.293525470136187E-2,1.9554499999999793E-3,1.0620492241104791E-4,5.6107351999999952E-3,1.2152230151827509E-2,1.4304269606242953E-2,1.0440341823164083E-4,3.7484966399999992E-3,0.10087744919192509,39960.404551850086,22935.254701361871,1955.4499999999794,106.2049224110479,5610.7351999999955,12152.230151827509,14304.269606242953,104.40341823164083,3748.4966399999994,100877.44919192506]
[2004,1,11,24,3.0499370136937699E-2,2.4822464778534573E-2,1.9554499999999793E-3,1.0620492241104791E-4,6.5348751999999939E-3,1.396498235450822E-2,1.6226782875318785E-2,1.0440341823164083E-4,3.6818611199999993E-3,9.7896394805941936E-2,30499.370136937698,24822.464778534573,1955.4499999999794,106.2049224110479,6534.875199999994,13964.98235450822,16226.782875318784,104.40341823164083,3681.8611199999991,97896.394805941934]
[2004,1,12,1,2.6518298926128062E-2,2.4508018978034302E-2,1.9554499999999793E-3,1.0620492241104791E-4,6.8370287999999935E-3,1.4172082607319524E-2,1.7069459650993574E-2,1.0440341823164083E-4,3.5610220799999997E-3,9.4831969383118137E-2,26518.298926128064,24508.018978034303,1955.4499999999794,106.2049224110479,6837.0287999999937,14172.082607319524,17069.459650993573,104.40341823164083,3561.0220799999997,94831.969383118121]
[2004,1,12,2,2.4780004298813923E-2,2.4142266891613827E-2,1.9554499999999793E-3,1.0620492241104791E-4,6.4613457999999936E-3,1.504295830684055E-2,1.7104228045179529E-2,1.0440341823164083E-4,3.4565932799999997E-3,9.3153454963090493E-2,24780.004298813921,24142.266891613828,1955.4499999999794,106.2049224110479,6461.3457999999937,15042.95830684055,17104.22804517953,104.40341823164083,3456.5932799999996,93153.454963090509]
[2004,1,12,3,2.3881472194490876E-2,2.3495843839242393E-2,1.9554499999999793E-3,1.0620492241104791E-4,6.7996613999999943E-3,1.4896653670280736E-2,1.7504956835083092E-2,1.0440341823164083E-4,3.4759871999999995E-3,9.2220633479739758E-2,23881.472194490874,23495.843839242392,1955.4499999999794,106.2049224110479,6799.6613999999945,14896.653670280737,17504.956835083092,104.40341823164083,3475.9871999999996,92220.633479739772]
[2004,1,12,4,2.4443643718258645E-2,2.4115840854968359E-2,1.9554499999999793E-3,1.0620492241104791E-4,6.9547561999999926E-3,1.4066968173186164E-2,1.7444172231449447E-2,1.0440341823164083E-4,3.4844409599999993E-3,9.2675880478505293E-2,24443.643718258645,24115.840854968359,1955.4499999999794,106.2049224110479,6954.7561999999925,14066.968173186164,17444.172231449447,104.40341823164083,3484.4409599999994,92675.880478505263]
[2004,1,12,5,2.4782055865323623E-2,2.5036318050013065E-2,1.9554499999999793E-3,1.0620492241104791E-4,5.859851199999995E-3,1.4801165684444994E-2,1.762548052654625E-2,1.0440341823164083E-4,3.4327238399999996E-3,9.3703653506970602E-2,24782.055865323622,25036.318050013066,1955.4499999999794,106.2049224110479,5859.8511999999946,14801.165684444994,17625.480526546249,104.40341823164083,3432.7238399999997,93703.653506970601]
[2004,1,12,6,2.6369812670482592E-2,2.58629982191926E-2,1.9554499999999793E-3,1.0620492241104791E-4,7.6257621999999926E-3,1.4721773548306095E-2,1.8108396110949564E-2,1.0440341823164083E-4,3.4207891199999996E-3,9.8275590209573521E-2,26369.812670482592,25862.998219192599,1955.4499999999794,106.2049224110479,7625.7621999999928,14721.773548306095,18108.396110949565,104.40341823164083,3420.7891199999995,98275.590209573507]
[2004,1,12,7,3.1909591020109693E-2,2.9144094214885383E-2,1.9554499999999793E-3,1.0620492241104791E-4,7.6538881999999916E-3,1.5224359288938345E-2,1.8932504908854696E-2,1.0440341823164083E-4,3.4446585599999992E-3,0.10847515453343078,31909.591020109692,29144.094214885383,1955.4499999999794,106.2049224110479,7653.8881999999912,15224.359288938345,18932.504908854695,104.40341823164083,3444.6585599999994,108475.15453343077]
[2004,1,12,8,3.7101724042726214E-2,3.3016293073607698E-2,1.9554499999999793E-3,1.0620492241104791E-4,7.2127117999999926E-3,1.5081518762776925E-2,2.0618217568763395E-2,1.0440341823164083E-4,3.6122419199999993E-3,0.11880876550851691,37101.724042726215,33016.293073607696,1955.4499999999794,106.2049224110479,7212.7117999999928,15081.518762776925,20618.217568763394,104.40341823164083,3612.2419199999995,118808.7655085169]
[2004,1,12,9,3.9053889499626786E-2,3.599275643777216E-2,1.4665999999999846E-3,7.9654370711622824E-5,7.582769599999992E-3,1.5939197424708965E-2,2.1405122295387918E-2,1.0125942834042429E-4,3.5804159999999995E-3,0.12520166505654787,39053.889499626785,35992.756437772157,1466.5999999999847,79.654370711622818,7582.7695999999924,15939.197424708964,21405.122295387919,101.25942834042429,3580.4159999999993,125201.66505654785]
[2004,1,12,10,3.6925969168391332E-2,3.8855226790477516E-2,0,0,7.139985999999994E-3,1.9340461442623875E-2,2.1636428995500227E-2,9.1827137096774526E-5,3.5466009599999996E-3,0.12753650049408971,36925.969168391333,38855.226790477514,0,0,7139.9859999999944,19340.461442623873,21636.428995500228,91.827137096774521,3546.6009599999998,127536.50049408971]
[2004,1,12,11,3.6570459990360189E-2,4.1532840966055563E-2,0,0,6.3235283999999933E-3,1.9876605745936731E-2,2.2184432932156828E-2,9.1827137096774526E-5,3.5485900799999996E-3,0.13012828525160605,36570.459990360192,41532.840966055563,0,0,6323.5283999999938,19876.605745936729,22184.432932156829,91.827137096774521,3548.5900799999995,130128.28525160607]
[2004,1,12,12,3.6291299849991118E-2,3.9982377326396069E-2,0,0,8.0942609999999915E-3,1.8925094592788745E-2,2.1478452275559699E-2,9.1827137096774526E-5,3.3546508799999993E-3,0.12821796306183239,36291.299849991119,39982.377326396068,0,0,8094.2609999999913,18925.094592788744,21478.452275559699,91.827137096774521,3354.6508799999992,128217.96306183242]
[2004,1,12,13,3.6743405107248314E-2,3.8624898374994214E-2,0,0,7.7133545999999928E-3,1.7937113785313465E-2,2.2044388457767239E-2,9.1827137096774526E-5,3.3258086399999996E-3,0.12648079610242,36743.405107248313,38624.898374994213,0,0,7713.3545999999924,17937.113785313464,22044.38845776724,91.827137096774521,3325.8086399999997,126480.79610241999]
[2004,1,12,14,3.5211906914702738E-2,3.9346175103830379E-2,0,0,8.537044599999993E-3,1.7352955745213221E-2,2.2400208963785612E-2,9.1827137096774526E-5,3.2865235199999996E-3,0.12622664198462871,35211.90691470274,39346.175103830377,0,0,8537.0445999999938,17352.955745213221,22400.208963785612,91.827137096774521,3286.5235199999997,126226.64198462872]
[2004,1,12,15,3.5160421609705471E-2,3.7918201814013432E-2,0,0,8.4627115999999919E-3,1.6847800021312816E-2,2.1980053998438207E-2,9.1827137096774526E-5,3.3079065599999993E-3,0.12376892274056671,35160.421609705474,37918.201814013431,0,0,8462.7115999999914,16847.800021312814,21980.053998438205,91.827137096774521,3307.9065599999994,123768.92274056669]
[2004,1,12,16,3.7860537587791364E-2,3.5874277184976926E-2,0,0,7.606877599999993E-3,1.6272384508074316E-2,2.0251274739522668E-2,9.1827137096774526E-5,3.3009446399999997E-3,0.12125812339746204,37860.537587791361,35874.277184976927,0,0,7606.8775999999934,16272.384508074316,20251.274739522669,91.827137096774521,3300.9446399999997,121258.12339746206]
[2004,1,12,17,4.1502554914204882E-2,3.6501735090647677E-2,0,0,6.352056199999994E-3,1.5886002406164352E-2,2.0867029082238E-2,9.1827137096774526E-5,3.2994527999999994E-3,0.1245006576303517,41502.554914204884,36501.735090647679,0,0,6352.0561999999936,15886.002406164353,20867.029082238001,91.827137096774521,3299.4527999999996,124500.65763035168]
[2004,1,12,18,5.0444318631741203E-2,3.6545090870802883E-2,0,0,4.8083405999999962E-3,1.7182165541433467E-2,2.0331629288180317E-2,9.1827137096774526E-5,3.2999500799999995E-3,0.13270332214925462,50444.318631741204,36545.09087080288,0,0,4808.3405999999959,17182.165541433467,20331.629288180317,91.827137096774521,3299.9500799999996,132703.32214925464]
[2004,1,12,19,5.0835228173779119E-2,3.5955908695383169E-2,4.8886999999999488E-4,2.6551637944764116E-5,4.9501759999999945E-3,1.7813572610748764E-2,2.0292763882039436E-2,9.4971255615991125E-5,3.5272070399999991E-3,0.13398524929551126,50835.22817377912,35955.908695383172,488.86999999999489,26.551637944764117,4950.1759999999949,17813.572610748764,20292.763882039435,94.971255615991126,3527.2070399999989,133985.24929551125]
[2004,1,12,20,5.049386177712345E-2,3.4918047473552753E-2,1.9554499999999793E-3,1.0620492241104791E-4,4.8854861999999954E-3,1.6145769688190346E-2,2.0495617062711188E-2,1.0440341823164083E-4,2.3416915199999996E-3,0.1314465320622204,50493.861777123449,34918.047473552753,1955.4499999999794,106.2049224110479,4885.4861999999957,16145.769688190347,20495.617062711186,104.40341823164083,2341.6915199999994,131446.53206222039]
[2004,1,12,21,4.7377974845000087E-2,3.4058355250873334E-2,1.9554499999999793E-3,1.0620492241104791E-4,4.4427025999999956E-3,1.604384520194585E-2,2.0821093420771149E-2,1.0440341823164083E-4,1.9617695999999997E-3,0.12687179925923311,47377.974845000084,34058.355250873334,1955.4499999999794,106.2049224110479,4442.702599999996,16043.845201945849,20821.093420771151,104.40341823164083,1961.7695999999996,126871.79925923308]
[2004,1,12,22,4.3494406108498092E-2,3.3777745583583554E-2,1.9554499999999793E-3,1.0620492241104791E-4,5.4901951999999947E-3,1.5169784878641979E-2,2.0541123441055752E-2,1.0440341823164083E-4,2.0264159999999996E-3,0.12266572955242207,43494.406108498093,33777.745583583557,1955.4499999999794,106.2049224110479,5490.1951999999947,15169.784878641978,20541.123441055752,104.40341823164083,2026.4159999999997,122665.72955242205]
[2004,1,12,23,3.9491615939058991E-2,3.1681433434174691E-2,1.9554499999999793E-3,1.0620492241104791E-4,5.590243399999994E-3,1.3601645989507558E-2,2.0137633923679427E-2,1.0440341823164083E-4,1.9145279999999998E-3,0.11458315902706334,39491.615939058989,31681.433434174691,1955.4499999999794,106.2049224110479,5590.2433999999939,13601.645989507559,20137.633923679427,104.40341823164083,1914.5279999999998,114583.15902706333]
[2004,1,12,24,3.0125162343491916E-2,3.0640760259560151E-2,1.9554499999999793E-3,1.0620492241104791E-4,5.693104199999994E-3,1.4446644632278054E-2,2.003447753499742E-2,1.0440341823164083E-4,2.0398425599999995E-3,0.10514604987097022,30125.162343491917,30640.760259560149,1955.4499999999794,106.2049224110479,5693.1041999999943,14446.644632278054,20034.477534997419,104.40341823164083,2039.8425599999996,105146.04987097021]
[2004,1,13,1,2.6086865391030611E-2,2.9193575016033341E-2,1.9554499999999793E-3,1.0620492241104791E-4,5.5862253999999952E-3,1.5952583905022227E-2,1.9589438925266715E-2,1.0440341823164083E-4,2.0796249599999996E-3,0.10065437193799556,26086.865391030613,29193.575016033341,1955.4499999999794,106.2049224110479,5586.2253999999948,15952.583905022228,19589.438925266713,104.40341823164083,2079.6249599999996,100654.37193799557]
[2004,1,13,2,2.4816336179845175E-2,2.7744038651790408E-2,1.9554499999999793E-3,1.0620492241104791E-4,5.7228373999999946E-3,1.6321523378384006E-2,1.9237669270487399E-2,1.0440341823164083E-4,2.0398425599999995E-3,9.8048305781149661E-2,24816.336179845173,27744.038651790408,1955.4499999999794,106.2049224110479,5722.8373999999949,16321.523378384005,19237.6692704874,104.40341823164083,2039.8425599999996,98048.305781149655]
[2004,1,13,3,2.4596258488637328E-2,2.7221320649682267E-2,1.9554499999999793E-3,1.0620492241104791E-4,5.3728695999999947E-3,1.6207913766328876E-2,1.9122379793372189E-2,1.0440341823164083E-4,2.1034943999999997E-3,9.6790295038663335E-2,24596.258488637326,27221.320649682268,1955.4499999999794,106.2049224110479,5372.8695999999945,16207.913766328877,19122.379793372191,104.40341823164083,2103.4943999999996,96790.295038663317]
[2004,1,13,4,2.4694305870250066E-2,2.6287689083017096E-2,1.9554499999999793E-3,1.0620492241104791E-4,6.3966559999999936E-3,1.5529118777674206E-2,1.8857623421149577E-2,1.0440341823164083E-4,2.0736575999999998E-3,9.6005109092733618E-2,24694.305870250068,26287.689083017096,1955.4499999999794,106.2049224110479,6396.6559999999936,15529.118777674206,18857.623421149576,104.40341823164083,2073.6576,96005.109092733604]
[2004,1,13,5,2.5652568345022549E-2,2.690128677560568E-2,1.9554499999999793E-3,1.0620492241104791E-4,5.4367557999999948E-3,1.5898720449784885E-2,1.9160410509981973E-2,1.0440341823164083E-4,2.0557555199999999E-3,9.7271555741037741E-2,25652.568345022548,26901.28677560568,1955.4499999999794,106.2049224110479,5436.7557999999945,15898.720449784885,19160.410509981972,104.40341823164083,2055.7555199999997,97271.555741037751]
[2004,1,13,6,2.7412477295498224E-2,2.732452366919904E-2,1.9554499999999793E-3,1.0620492241104791E-4,7.9797479999999914E-3,1.6383417097000728E-2,1.8856716013903554E-2,1.0440341823164083E-4,2.0905651199999999E-3,0.1022135055362442,27412.477295498225,27324.523669199039,1955.4499999999794,106.2049224110479,7979.7479999999914,16383.417097000727,18856.716013903555,104.40341823164083,2090.5651199999998,102213.50553624421]
[2004,1,13,7,3.1736908314499691E-2,3.0323443280198138E-2,1.9554499999999793E-3,1.0620492241104791E-4,7.9190761999999928E-3,1.5951015167739415E-2,1.9971226597822928E-2,1.0440341823164083E-4,1.8767347199999996E-3,0.10994446262090284,31736.908314499691,30323.443280198138,1955.4499999999794,106.2049224110479,7919.0761999999932,15951.015167739415,19971.22659782293,104.40341823164083,1876.7347199999997,109944.46262090282]
[2004,1,13,8,3.6732565202713036E-2,3.561603982102432E-2,1.9554499999999793E-3,1.0620492241104791E-4,7.7250067999999911E-3,1.6470873137661088E-2,2.1361940146185032E-2,1.0440341823164083E-4,1.8807129599999997E-3,0.12195319640822615,36732.565202713035,35616.039821024322,1955.4499999999794,106.2049224110479,7725.006799999991,16470.873137661089,21361.940146185032,104.40341823164083,1880.7129599999998,121953.19640822614]
[2004,1,13,9,3.7517273590235517E-2,3.8205847286753011E-2,1.4665999999999846E-3,7.9654370711622824E-5,8.0416251999999924E-3,1.7695944966881223E-2,2.1842844887858072E-2,1.0125942834042429E-4,1.8652972799999997E-3,0.12681634701077985,37517.27359023552,38205.847286753014,1466.5999999999847,79.654370711622818,8041.6251999999922,17695.944966881223,21842.844887858071,101.25942834042429,1865.2972799999998,126816.34701077985]
[2004,1,13,10,3.5037466745998787E-2,3.9499467422875446E-2,0,0,8.3353409999999909E-3,2.1208655010978197E-2,2.1699092727154035E-2,9.1827137096774526E-5,1.8478924799999997E-3,0.12771974252410323,35037.46674599879,39499.467422875445,0,0,8335.3409999999913,21208.655010978197,21699.092727154035,91.827137096774521,1847.8924799999998,127719.7425241032]
[2004,1,13,11,3.4923579677996378E-2,4.1501267062460365E-2,0,0,8.9408535999999893E-3,2.0833609927592044E-2,2.1926123163339951E-2,9.1827137096774526E-5,1.6554451199999999E-3,0.1298727056884855,34923.579677996378,41501.267062460363,0,0,8940.8535999999895,20833.609927592046,21926.123163339951,91.827137096774521,1655.4451199999999,129872.7056884855]
[2004,1,13,12,3.6509016878617274E-2,3.9419536601763151E-2,0,0,8.7998217999999927E-3,2.019235797430911E-2,2.1820622025049898E-2,9.1827137096774526E-5,1.7280479999999996E-3,0.1285612304168362,36509.016878617273,39419.536601763153,0,0,8799.8217999999924,20192.35797430911,21820.622025049899,91.827137096774521,1728.0479999999995,128561.23041683619]
[2004,1,13,13,3.4923465259206081E-2,3.9378590054639208E-2,0,0,8.2224351999999924E-3,1.9269269876151806E-2,2.2161622643382874E-2,9.1827137096774526E-5,1.8150719999999996E-3,0.12586228217047674,34923.465259206081,39378.590054639208,0,0,8222.4351999999926,19269.269876151808,22161.622643382874,91.827137096774521,1815.0719999999997,125862.28217047673]
[2004,1,13,14,3.3273050104348174E-2,4.0401483393884836E-2,0,0,9.2321585999999897E-3,1.8754761364721567E-2,2.1400835734423328E-2,9.1827137096774526E-5,1.7822515199999995E-3,0.12493636785447466,33273.050104348171,40401.483393884839,0,0,9232.1585999999897,18754.761364721566,21400.835734423326,91.827137096774521,1782.2515199999996,124936.36785447467]
[2004,1,13,15,3.4014275160138975E-2,4.0248149979965592E-2,0,0,8.6772727999999914E-3,1.8925595815182428E-2,2.0906024188801255E-2,9.1827137096774526E-5,1.7355071999999997E-3,0.12459865228118502,34014.275160138975,40248.149979965594,0,0,8677.2727999999915,18925.595815182427,20906.024188801253,91.827137096774521,1735.5071999999998,124598.65228118502]
[2004,1,13,16,3.3746608120444992E-2,3.8089204923912906E-2,0,0,6.9828821999999933E-3,1.8289939997660123E-2,2.1450058478050406E-2,9.1827137096774526E-5,1.8026399999999999E-3,0.12045316085716522,33746.608120444995,38089.204923912905,0,0,6982.8821999999936,18289.939997660123,21450.058478050407,91.827137096774521,1802.6399999999999,120453.1608571652]
[2004,1,13,17,3.8364110909878957E-2,3.8124695469988562E-2,0,0,6.754659799999993E-3,1.7199224752835113E-2,2.1697016740069023E-2,9.1827137096774526E-5,1.7733004799999998E-3,0.12400483528986843,38364.11090987896,38124.695469988561,0,0,6754.6597999999931,17199.224752835114,21697.016740069022,91.827137096774521,1773.3004799999999,124004.83528986842]
[2004,1,13,18,4.4226235863539937E-2,3.7111911881504603E-2,0,0,5.990837999999994E-3,1.67860077887668E-2,2.142414219722686E-2,9.1827137096774526E-5,1.7285452799999999E-3,0.12735950814813496,44226.235863539936,37111.911881504602,0,0,5990.8379999999943,16786.007788766801,21424.142197226862,91.827137096774521,1728.5452799999998,127359.50814813496]
[2004,1,13,19,4.7775562201775201E-2,3.6516498302475255E-2,4.8886999999999488E-4,2.6551637944764116E-5,6.9085491999999922E-3,1.7013119839880332E-2,2.1075855542651244E-2,9.4971255615991125E-5,1.5937823999999999E-3,0.13149376038034274,47775.562201775203,36516.498302475251,488.86999999999489,26.551637944764117,6908.5491999999922,17013.119839880332,21075.855542651243,94.971255615991126,1593.7823999999998,131493.76038034281]
[2004,1,13,20,4.7147121140640756E-2,3.5289023355035323E-2,1.9554499999999793E-3,1.0620492241104791E-4,7.0198477999999925E-3,1.5252917383746702E-2,2.0745871986173441E-2,1.0440341823164083E-4,1.6186463999999998E-3,0.12923948640623889,47147.121140640753,35289.023355035322,1955.4499999999794,106.2049224110479,7019.8477999999923,15252.917383746702,20745.871986173439,104.40341823164083,1618.6463999999999,129239.48640623887]
[2004,1,13,21,4.6272367971726354E-2,3.4200439402668648E-2,1.9554499999999793E-3,1.0620492241104791E-4,6.0985203999999937E-3,1.4946478043104443E-2,2.1277379427775817E-2,1.0440341823164083E-4,1.5286387199999996E-3,0.1264898823059179,46272.367971726351,34200.43940266865,1955.4499999999794,106.2049224110479,6098.520399999994,14946.478043104442,21277.379427775817,104.40341823164083,1528.6387199999997,126489.88230591791]
[2004,1,13,22,4.2368480385211661E-2,3.3612567595416629E-2,1.9554499999999793E-3,1.0620492241104791E-4,6.6658619999999938E-3,1.481699186000578E-2,2.1673151255618989E-2,1.0440341823164083E-4,1.5365951999999998E-3,0.12283970663689574,42368.48038521166,33612.567595416629,1955.4499999999794,106.2049224110479,6665.8619999999937,14816.991860005781,21673.151255618988,104.40341823164083,1536.5951999999997,122839.70663689573]
[2004,1,13,23,3.8775437071650598E-2,3.0615632912435457E-2,1.9554499999999793E-3,1.0620492241104791E-4,7.4421395999999937E-3,1.2803722362750587E-2,2.11818054260327E-2,1.0440341823164083E-4,1.5301305599999999E-3,0.11451492627351202,38775.437071650595,30615.632912435456,1955.4499999999794,106.2049224110479,7442.1395999999941,12803.722362750586,21181.805426032701,104.40341823164083,1530.1305599999998,114514.92627351201]
[2004,1,13,24,3.0480616400942333E-2,3.01747365693091E-2,1.9554499999999793E-3,1.0620492241104791E-4,7.4409341999999929E-3,1.3973832155824062E-2,2.0947181512413548E-2,1.0440341823164083E-4,1.4992991999999996E-3,0.10668265837913173,30480.616400942334,30174.736569309101,1955.4499999999794,106.2049224110479,7440.9341999999933,13973.832155824062,20947.181512413546,104.40341823164083,1499.2991999999995,106682.6583791317]
[2004,1,14,1,2.433561424693359E-2,2.8342147843421754E-2,1.9554499999999793E-3,1.0620492241104791E-4,7.4766943999999939E-3,1.4531885689489595E-2,2.0636094307829922E-2,1.0440341823164083E-4,1.4625004799999996E-3,9.8950995308317538E-2,24335.61424693359,28342.147843421753,1955.4499999999794,106.2049224110479,7476.6943999999939,14531.885689489594,20636.094307829921,104.40341823164083,1462.5004799999997,98950.995308317521]
[2004,1,14,2,2.3109824552158088E-2,2.7097454166049265E-2,1.9554499999999793E-3,1.0620492241104791E-4,5.9992757999999943E-3,1.5037037711569879E-2,2.0125295573444401E-2,1.0440341823164083E-4,1.3724927999999997E-3,9.4907438943864303E-2,23109.824552158087,27097.454166049265,1955.4499999999794,106.2049224110479,5999.275799999994,15037.037711569879,20125.2955734444,104.40341823164083,1372.4927999999998,94907.438943864283]
[2004,1,14,3,2.2603654456268728E-2,2.641817715516467E-2,1.9554499999999793E-3,1.0620492241104791E-4,7.0660547999999929E-3,1.4532405909968883E-2,1.9954473545626111E-2,1.0440341823164083E-4,1.3645363199999995E-3,9.4105360527671059E-2,22603.654456268727,26418.177155164671,1955.4499999999794,106.2049224110479,7066.0547999999926,14532.405909968884,19954.473545626111,104.40341823164083,1364.5363199999995,94105.360527671059]
[2004,1,14,4,2.329626165847546E-2,2.5740258289536615E-2,1.9554499999999793E-3,1.0620492241104791E-4,6.2757141999999939E-3,1.4759449292224813E-2,1.8866139345508171E-2,1.0440341823164083E-4,1.5107366399999998E-3,9.2614617766387713E-2,23296.261658475461,25740.258289536614,1955.4499999999794,106.2049224110479,6275.714199999994,14759.449292224814,18866.139345508171,104.40341823164083,1510.7366399999999,92614.617766387732]
[2004,1,14,5,2.3717050924423715E-2,2.5975028509476018E-2,1.9554499999999793E-3,1.0620492241104791E-4,6.2777231999999947E-3,1.4397923310600186E-2,1.9334529172595646E-2,1.0440341823164083E-4,1.5400761599999998E-3,9.3408389617738244E-2,23717.050924423715,25975.028509476018,1955.4499999999794,106.2049224110479,6277.7231999999949,14397.923310600187,19334.529172595645,104.40341823164083,1540.0761599999998,93408.389617738227]
[2004,1,14,6,2.5107062737714191E-2,2.6154350983439729E-2,1.9554499999999793E-3,1.0620492241104791E-4,8.4233351999999928E-3,1.4476776954791697E-2,1.9838454367053008E-2,1.0440341823164083E-4,1.6261055999999999E-3,9.779214418364128E-2,25107.06273771419,26154.35098343973,1955.4499999999794,106.2049224110479,8423.3351999999923,14476.776954791698,19838.454367053007,104.40341823164083,1626.1055999999999,97792.144183641285]
[2004,1,14,7,3.020498424333156E-2,2.9816380092859411E-2,1.9554499999999793E-3,1.0620492241104791E-4,7.2549007999999932E-3,1.5530720274461889E-2,2.0614699718668451E-2,1.0440341823164083E-4,1.5803558399999998E-3,0.10716809930996397,30204.984243331561,29816.38009285941,1955.4499999999794,106.2049224110479,7254.9007999999931,15530.720274461888,20614.699718668453,104.40341823164083,1580.3558399999997,107168.09930996396]
[2004,1,14,8,3.442215563861336E-2,3.4431488577691252E-2,1.9554499999999793E-3,1.0620492241104791E-4,7.478301599999993E-3,1.4961531308566063E-2,2.2438444369657598E-2,1.0440341823164083E-4,2.3138438399999996E-3,0.11821182367517093,34422.15563861336,34431.488577691249,1955.4499999999794,106.2049224110479,7478.3015999999934,14961.531308566064,22438.444369657598,104.40341823164083,2313.8438399999995,118211.82367517093]
[2004,1,14,9,3.5543011858705363E-2,3.6860578407219777E-2,1.4665999999999846E-3,7.9654370711622824E-5,8.2903393999999939E-3,1.6521160333901368E-2,2.2542254598067961E-2,1.0125942834042429E-4,3.0935788799999996E-3,0.1244984372769465,35543.011858705366,36860.578407219778,1466.5999999999847,79.654370711622818,8290.3393999999935,16521.160333901367,22542.254598067961,101.25942834042429,3093.5788799999996,124498.4372769465]
[2004,1,14,10,3.2794347272240884E-2,3.8562228413479407E-2,0,0,8.366681399999994E-3,1.9465064532977708E-2,2.2614685301044969E-2,9.1827137096774526E-5,3.0876115199999993E-3,0.12498244557683975,{"$f":"E324*1000000","v":32794.347272240884},{"$f":"F324*1000000","v":38562.22841347941},{"$f":"G324*1000000","v":0},{"$f":"H324*1000000","v":0},{"$f":"I324*1000000","v":8366.681399999994},{"$f":"J324*1000000","v":19465.064532977707},{"$f":"K324*1000000","v":22614.68530104497},{"$f":"L324*1000000","v":91.827137096774521},{"$f":"M324*1000000","v":3087.6115199999995},{"$f":"SUM(O324:W324)","v":124982.44557683973}]
[2004,1,14,11,3.2894482514706933E-2,4.0469167905533052E-2,0,0,8.4040487999999924E-3,1.9391355739123591E-2,2.2791574563465679E-2,9.1827137096774526E-5,3.2328172799999996E-3,0.12727527393992605,32894.482514706935,40469.167905533053,0,0,8404.0487999999932,19391.355739123592,22791.574563465678,91.827137096774521,3232.8172799999998,127275.27393992602]
[2004,1,14,12,3.4633379326816212E-2,3.8899954137878112E-2,0,0,8.5153473999999927E-3,1.895820865999159E-2,2.1979215848164459E-2,9.1827137096774526E-5,3.0523046399999992E-3,0.12613023714994714,34633.379326816212,38899.954137878114,0,0,8515.3473999999933,18958.208659991589,21979.215848164458,91.827137096774521,3052.3046399999994,126130.23714994715]
[2004,1,14,13,3.3626182855000429E-2,3.9639769791974602E-2,0,0,7.489953799999993E-3,1.8802856984983123E-2,2.2028592566315862E-2,9.1827137096774526E-5,2.2218470399999997E-3,0.12390103017537078,33626.182855000428,39639.769791974599,0,0,7489.953799999993,18802.856984983122,22028.592566315863,91.827137096774521,2221.8470399999997,123901.03017537076]
[2004,1,14,14,3.2319172094794145E-2,4.029700863920381E-2,0,0,8.4828015999999923E-3,1.8761514285175272E-2,2.19261477968004E-2,9.1827137096774526E-5,1.4306745599999998E-3,0.12330914611307038,32319.172094794147,40297.008639203807,0,0,8482.8015999999916,18761.514285175272,21926.1477968004,91.827137096774521,1430.6745599999997,123309.1461130704]
[2004,1,14,15,3.3212705093117384E-2,3.9157345330447027E-2,0,0,7.8688511999999936E-3,1.9132621463395318E-2,2.1213154039494943E-2,9.1827137096774526E-5,1.4654841599999998E-3,0.12214198842355146,33212.705093117387,39157.345330447024,0,0,7868.8511999999937,19132.621463395317,21213.154039494944,91.827137096774521,1465.4841599999997,122141.98842355143]
[2004,1,14,16,3.3438019058178545E-2,3.7879530315850583E-2,0,0,7.1299409999999929E-3,1.91638294703056E-2,2.100241934846386E-2,9.1827137096774526E-5,1.5142175999999998E-3,0.12021978392989537,33438.019058178543,37879.530315850585,0,0,7129.9409999999925,19163.829470305602,21002.41934846386,91.827137096774521,1514.2175999999997,120219.78392989536]
[2004,1,14,17,3.7421582427027651E-2,3.8749658669184506E-2,0,0,6.4677745999999949E-3,1.7288935993916073E-2,2.1289127110265319E-2,9.1827137096774526E-5,1.4913427199999998E-3,0.12280024865749031,37421.58242702765,38749.658669184508,0,0,6467.7745999999952,17288.935993916071,21289.127110265319,91.827137096774521,1491.3427199999999,122800.2486574903]
[2004,1,14,18,4.3867875612474794E-2,3.8234254660325345E-2,0,0,6.3576813999999945E-3,1.7869307995437261E-2,2.0790523202702707E-2,9.1827137096774526E-5,1.5047692799999997E-3,0.12871623928803688,43867.875612474796,38234.254660325343,0,0,6357.6813999999949,17869.307995437262,20790.523202702709,91.827137096774521,1504.7692799999998,128716.23928803687]
[2004,1,14,19,4.7108573511790278E-2,3.6453129031759186E-2,4.8886999999999488E-4,2.6551637944764116E-5,6.828189199999995E-3,1.7694629113294998E-2,2.0632300646133622E-2,9.4971255615991125E-5,1.4550412799999998E-3,0.13078225567653887,47108.57351179028,36453.129031759185,488.86999999999489,26.551637944764117,6828.1891999999953,17694.629113294999,20632.300646133623,94.971255615991126,1455.0412799999997,130782.25567653884]
[2004,1,14,20,4.7191432876829371E-2,3.5396999186038947E-2,1.9554499999999793E-3,1.0620492241104791E-4,6.0788321999999933E-3,1.710473372170156E-2,2.0417568025358216E-2,1.0440341823164083E-4,1.4281881599999995E-3,0.12978381251057078,47191.432876829371,35396.999186038949,1955.4499999999794,106.2049224110479,6078.8321999999935,17104.733721701559,20417.568025358218,104.40341823164083,1428.1881599999995,129783.81251057076]
[2004,1,14,21,4.5596935775593955E-2,3.4385014774296452E-2,1.9554499999999793E-3,1.0620492241104791E-4,5.5472507999999943E-3,1.5668064901436098E-2,2.0735875019990753E-2,1.0440341823164083E-4,1.4142643199999997E-3,0.12551346393195995,45596.935775593956,34385.014774296455,1955.4499999999794,106.2049224110479,5547.2507999999943,15668.064901436099,20735.875019990752,104.40341823164083,1414.2643199999998,125513.46393195992]
[2004,1,14,22,4.1240595086333938E-2,3.4211499253390301E-2,1.9554499999999793E-3,1.0620492241104791E-4,6.2712943999999934E-3,1.4787785225169544E-2,2.1254055759910986E-2,1.0440341823164083E-4,1.3560825599999997E-3,0.12128737062544745,41240.595086333939,34211.499253390299,1955.4499999999794,106.2049224110479,6271.2943999999934,14787.785225169544,21254.055759910985,104.40341823164083,1356.0825599999996,121287.37062544744]
[2004,1,14,23,3.8130210538667324E-2,3.1276456016002867E-2,1.9554499999999793E-3,1.0620492241104791E-4,6.6554151999999927E-3,1.3538075213742513E-2,2.0040698118482577E-2,1.0440341823164083E-4,1.3739846399999996E-3,0.11318089806753796,38130.210538667321,31276.456016002867,1955.4499999999794,106.2049224110479,6655.4151999999931,13538.075213742513,20040.698118482578,104.40341823164083,1373.9846399999997,113180.89806753794]
[2004,1,14,24,2.9289769565469505E-2,3.0399411693371854E-2,1.9554499999999793E-3,1.0620492241104791E-4,6.8117153999999926E-3,1.364384188996279E-2,2.045204940886863E-2,1.0440341823164083E-4,1.3297267199999998E-3,0.10409257301831544,29289.769565469505,30399.411693371854,1955.4499999999794,106.2049224110479,6811.7153999999928,13643.841889962789,20452.049408868628,104.40341823164083,1329.7267199999997,104092.57301831544]
[2004,1,15,1,2.4977394266402709E-2,2.8833361291700527E-2,1.9554499999999793E-3,1.0620492241104791E-4,7.2798123999999924E-3,1.4881128846148995E-2,2.0317377453965307E-2,1.0440341823164083E-4,1.3864166399999997E-3,9.9841549238860197E-2,24977.394266402709,28833.361291700527,1955.4499999999794,106.2049224110479,7279.8123999999925,14881.128846148995,20317.377453965306,104.40341823164083,1386.4166399999997,99841.5492388602]
[2004,1,15,2,2.3375360958932258E-2,2.7252531324166378E-2,1.9554499999999793E-3,1.0620492241104791E-4,7.0286873999999928E-3,1.4793323258748235E-2,1.9761712526066032E-2,1.0440341823164083E-4,1.3839302399999997E-3,9.5761604048555576E-2,23375.360958932259,27252.531324166379,1955.4499999999794,106.2049224110479,7028.6873999999925,14793.323258748234,19761.712526066032,104.40341823164083,1383.9302399999997,95761.604048555557]
[2004,1,15,3,2.3512927051138593E-2,2.6941982642545409E-2,1.9554499999999793E-3,1.0620492241104791E-4,6.3829947999999937E-3,1.5225138208840349E-2,1.9379551593219933E-2,1.0440341823164083E-4,1.34365056E-3,9.4952303196386964E-2,23512.927051138591,26941.982642545408,1955.4499999999794,106.2049224110479,6382.994799999994,15225.138208840348,19379.551593219934,104.40341823164083,1343.65056,94952.303196386929]
[2004,1,15,4,2.3450778279463364E-2,2.5910310262392541E-2,1.9554499999999793E-3,1.0620492241104791E-4,7.5317409999999928E-3,1.4321575130939429E-2,1.8733476953704378E-2,1.0440341823164083E-4,1.33420224E-3,9.3448142207142385E-2,23450.778279463364,25910.310262392541,1955.4499999999794,106.2049224110479,7531.7409999999927,14321.575130939429,18733.476953704379,104.40341823164083,1334.2022399999998,93448.142207142373]
[2004,1,15,5,2.4259284044120973E-2,2.6360837716585924E-2,1.9554499999999793E-3,1.0620492241104791E-4,6.8764051999999926E-3,1.4500960836882867E-2,1.8745347103736171E-2,1.0440341823164083E-4,1.3401695999999995E-3,9.4249062841968587E-2,24259.284044120974,26360.837716585924,1955.4499999999794,106.2049224110479,6876.4051999999929,14500.960836882867,18745.347103736171,104.40341823164083,1340.1695999999995,94249.062841968596]
[2004,1,15,6,2.6139714874746204E-2,2.6752721196121494E-2,1.9554499999999793E-3,1.0620492241104791E-4,7.6281729999999933E-3,1.5233233882728927E-2,1.9454956201818301E-2,1.0440341823164083E-4,1.2974035199999998E-3,9.8672261016057597E-2,26139.714874746205,26752.721196121493,1955.4499999999794,106.2049224110479,7628.1729999999934,15233.233882728928,19454.956201818302,104.40341823164083,1297.4035199999998,98672.261016057601]
[2004,1,15,7,3.0725969035721615E-2,2.9934055557682016E-2,1.9554499999999793E-3,1.0620492241104791E-4,8.6391017999999913E-3,1.5354714673411023E-2,2.0029228448344597E-2,1.0440341823164083E-4,1.2834796799999998E-3,0.10813260753580192,30725.969035721617,29934.055557682015,1955.4499999999794,106.2049224110479,8639.1017999999913,15354.714673411023,20029.228448344598,104.40341823164083,1283.4796799999997,108132.60753580193]
[2004,1,15,8,3.5729645968409225E-2,3.5389999184612934E-2,1.9554499999999793E-3,1.0620492241104791E-4,7.9849713999999919E-3,1.5917451673607256E-2,2.0808593425661753E-2,1.0440341823164083E-4,1.2790041599999998E-3,0.11927572415293383,35729.645968409226,35389.999184612934,1955.4499999999794,106.2049224110479,7984.9713999999922,15917.451673607256,20808.593425661751,104.40341823164083,1279.0041599999997,119275.72415293384]
[2004,1,15,9,3.6943489909592085E-2,3.7309892014566651E-2,1.4665999999999846E-3,7.9654370711622824E-5,8.9147365999999919E-3,1.7698412237543336E-2,2.2072018532129388E-2,1.0125942834042429E-4,1.0328505599999998E-3,0.1256189136528835,36943.489909592085,37309.892014566649,1466.5999999999847,79.654370711622818,8914.7365999999911,17698.412237543336,22072.018532129387,101.25942834042429,1032.8505599999999,125618.91365288348]
[2004,1,15,10,3.4021591409311346E-2,3.9210621702359429E-2,0,0,9.0449197999999901E-3,2.047334117256723E-2,2.2416122741941713E-2,9.1827137096774526E-5,8.488569599999999E-4,0.12610728092327647,34021.591409311346,39210.621702359429,0,0,9044.9197999999906,20473.34117256723,22416.122741941712,91.827137096774521,848.85695999999984,126107.28092327648]
[2004,1,15,11,3.4741514846393019E-2,4.1143344904844156E-2,0,0,7.6273693999999916E-3,2.1325299916054561E-2,2.2633074094691459E-2,9.1827137096774526E-5,8.5830527999999993E-4,0.12842073557907996,34741.514846393016,41143.344904844154,0,0,7627.3693999999914,21325.299916054562,22633.074094691459,91.827137096774521,858.30527999999993,128420.73557907996]
[2004,1,15,12,3.5984387925093418E-2,3.9506328690738002E-2,0,0,8.8191081999999931E-3,2.0167513088094231E-2,2.1974687980348E-2,9.1827137096774526E-5,7.2155327999999985E-4,0.12726540630137043,35984.387925093419,39506.328690738002,0,0,8819.1081999999933,20167.513088094231,21974.687980348001,91.827137096774521,721.55327999999986,127265.4063013704]
[2004,1,15,13,3.5062688821545868E-2,3.9930904132432547E-2,0,0,6.9840875999999932E-3,2.0184181154676652E-2,2.2141328472865419E-2,9.1827137096774526E-5,6.2110271999999984E-4,0.12501612003861726,35062.688821545868,39930.904132432544,0,0,6984.0875999999935,20184.181154676651,22141.328472865418,91.827137096774521,621.10271999999986,125016.12003861724]
[2004,1,15,14,3.3587054402225307E-2,4.0809326544027809E-2,0,0,7.7013005999999927E-3,1.9911260581200848E-2,2.1381273840569238E-2,9.1827137096774526E-5,9.3687551999999997E-4,0.12441891862511997,33587.054402225309,40809.326544027812,0,0,7701.3005999999923,19911.260581200848,21381.27384056924,91.827137096774521,936.87551999999994,124418.91862511996]
[2004,1,15,15,3.3357649225277071E-2,3.9632767625013908E-2,0,0,8.8219207999999903E-3,1.8632625937162309E-2,2.1531885795241897E-2,9.1827137096774526E-5,1.1725862399999999E-3,0.12324126275979196,33357.649225277069,39632.767625013905,0,0,8821.9207999999908,18632.625937162309,21531.885795241898,91.827137096774521,1172.5862399999999,123241.26275979193]
[2004,1,15,16,3.4170951855736181E-2,3.8199114983731332E-2,0,0,6.5372859999999937E-3,1.9566776993074006E-2,2.1448830522668754E-2,9.1827137096774526E-5,1.2869606399999998E-3,0.12130174813230704,34170.951855736181,38199.114983731335,0,0,6537.2859999999937,19566.776993074007,21448.830522668755,91.827137096774521,1286.9606399999998,121301.74813230704]
[2004,1,15,17,3.80330539581029E-2,3.8461333628306178E-2,0,0,6.7329625999999945E-3,1.7432849877250335E-2,2.1852020604169076E-2,9.1827137096774526E-5,1.3013817599999999E-3,0.12390542956492527,38033.053958102901,38461.33362830618,0,0,6732.9625999999944,17432.849877250334,21852.020604169076,91.827137096774521,1301.38176,123905.42956492526]
[2004,1,15,18,4.4520977253457973E-2,3.8040767743371368E-2,0,0,6.0567331999999948E-3,1.8008912728917244E-2,2.1805346671914212E-2,9.1827137096774526E-5,1.3501151999999999E-3,0.12987467993475757,44520.977253457975,38040.767743371369,0,0,6056.7331999999951,18008.912728917243,21805.346671914212,91.827137096774521,1350.1152,129874.67993475756]
[2004,1,15,19,4.7408319422776089E-2,3.6863943450261318E-2,4.8886999999999488E-4,2.6551637944764116E-5,6.7570705999999937E-3,1.728274527823722E-2,2.1625542192796235E-2,9.4971255615991125E-5,1.4112806399999996E-3,0.13195929447763163,47408.319422776091,36863.943450261315,488.86999999999489,26.551637944764117,6757.0705999999936,17282.74527823722,21625.542192796234,94.971255615991126,1411.2806399999997,131959.2944776316]
[2004,1,15,20,4.7451406697294779E-2,3.5896542569926179E-2,1.9554499999999793E-3,1.0620492241104791E-4,6.1845055999999949E-3,1.6573918032506584E-2,2.1275110357124268E-2,1.0440341823164083E-4,1.4043187199999998E-3,0.13095186031749448,47451.406697294777,35896.542569926176,1955.4499999999794,106.2049224110479,6184.505599999995,16573.918032506583,21275.110357124267,104.40341823164083,1404.3187199999998,130951.86031749446]
[2004,1,15,21,4.5914377718363514E-2,3.4617275240416717E-2,1.9554499999999793E-3,1.0620492241104791E-4,5.6902915999999942E-3,1.5255427556102263E-2,2.1582901024345055E-2,1.0440341823164083E-4,1.4167507199999998E-3,0.12664308219987022,45914.37771836351,34617.275240416719,1955.4499999999794,106.2049224110479,5690.2915999999941,15255.427556102264,21582.901024345054,104.40341823164083,1416.7507199999998,126643.08219987022]
[2004,1,15,22,4.1706581355445457E-2,3.4183924180623791E-2,1.9554499999999793E-3,1.0620492241104791E-4,6.6276909999999946E-3,1.4636548525727593E-2,2.163741052382389E-2,1.0440341823164083E-4,1.4207289599999996E-3,0.12237894288626341,41706.581355445458,34183.924180623791,1955.4499999999794,106.2049224110479,6627.6909999999943,14636.548525727592,21637.410523823888,104.40341823164083,1420.7289599999997,122378.94288626338]
[2004,1,15,23,3.8420597818405205E-2,3.1205985636852514E-2,1.9554499999999793E-3,1.0620492241104791E-4,7.309545599999993E-3,1.3101763150050849E-2,2.0546988545060429E-2,1.0440341823164083E-4,1.4485766399999999E-3,0.11419951573101167,38420.597818405207,31205.985636852514,1955.4499999999794,106.2049224110479,7309.5455999999931,13101.763150050849,20546.988545060431,104.40341823164083,1448.5766399999998,114199.51573101168]
[2004,1,15,24,3.0136362674307228E-2,3.0640687016310543E-2,1.9554499999999793E-3,1.0620492241104791E-4,6.4340233999999937E-3,1.4162563134858261E-2,2.0091853629371891E-2,1.0440341823164083E-4,1.3978540799999999E-3,0.1050294022754906,30136.362674307227,30640.687016310541,1955.4499999999794,106.2049224110479,6434.0233999999937,14162.563134858261,20091.85362937189,104.40341823164083,1397.8540799999998,105029.4022754906]
[2004,1,16,1,2.8514668674710083E-2,2.9231557463838497E-2,1.9554499999999793E-3,1.0620492241104791E-4,6.8430557999999931E-3,1.6196379573297382E-2,1.9383935672340317E-2,1.0440341823164083E-4,1.3794547199999997E-3,0.10371511024482895,28514.668674710083,29231.557463838497,1955.4499999999794,106.2049224110479,6843.0557999999928,16196.379573297381,19383.935672340318,104.40341823164083,1379.4547199999997,103715.11024482893]
[2004,1,16,2,2.6815832433319416E-2,2.8300778497168663E-2,1.9554499999999793E-3,1.0620492241104791E-4,6.416745999999994E-3,1.5889518254674471E-2,1.9187484042646558E-2,1.0440341823164083E-4,1.4336582399999999E-3,0.10021007580845176,26815.832433319418,28300.778497168663,1955.4499999999794,106.2049224110479,6416.7459999999937,15889.518254674471,19187.484042646556,104.40341823164083,1433.65824,100210.07580845177]
[2004,1,16,3,2.650052644208651E-2,2.7666041479021082E-2,1.9554499999999793E-3,1.0620492241104791E-4,6.3713425999999936E-3,1.5900080506240803E-2,1.958385588476113E-2,1.0440341823164083E-4,1.4625004799999996E-3,9.9650405732752204E-2,26500.52644208651,27666.041479021082,1955.4499999999794,106.2049224110479,6371.3425999999936,15900.080506240804,19583.855884761131,104.40341823164083,1462.5004799999997,99650.405732752188]
[2004,1,16,4,2.663191865496432E-2,2.6551604745909403E-2,1.9554499999999793E-3,1.0620492241104791E-4,6.9013167999999927E-3,1.4743346066021741E-2,1.9275577519945519E-2,1.0440341823164083E-4,1.4217235199999996E-3,9.7691545647483641E-2,26631.91865496432,26551.604745909404,1955.4499999999794,106.2049224110479,6901.3167999999923,14743.346066021741,19275.57751994552,104.40341823164083,1421.7235199999996,97691.545647483654]
[2004,1,16,5,2.7660353133020246E-2,2.6930827247543792E-2,1.9554499999999793E-3,1.0620492241104791E-4,6.2680799999999936E-3,1.5481166067048215E-2,1.9223195414087645E-2,1.0440341823164083E-4,1.4147615999999998E-3,9.9144441802342567E-2,27660.353133020246,26930.827247543792,1955.4499999999794,106.2049224110479,6268.0799999999936,15481.166067048216,19223.195414087644,104.40341823164083,1414.7615999999998,99144.441802342568]
[2004,1,16,6,2.967648047107008E-2,2.7481625423428028E-2,1.9554499999999793E-3,1.0620492241104791E-4,7.9106383999999908E-3,1.6585303208208016E-2,1.9980515835731922E-2,1.0440341823164083E-4,1.4097887999999998E-3,0.10521041047908071,29676.480471070081,27481.625423428028,1955.4499999999794,106.2049224110479,7910.6383999999907,16585.303208208017,19980.515835731923,104.40341823164083,1409.7887999999998,105210.4104790807]
[2004,1,16,7,3.541559100523959E-2,3.0229602530868104E-2,1.9554499999999793E-3,1.0620492241104791E-4,7.7286229999999918E-3,1.6353809405233385E-2,2.0667602771438417E-2,1.0440341823164083E-4,1.5445516799999998E-3,0.11410583873342217,35415.591005239592,30229.602530868106,1955.4499999999794,106.2049224110479,7728.6229999999914,16353.809405233385,20667.602771438418,104.40341823164083,1544.5516799999998,114105.83873342216]
[2004,1,16,8,3.8777580084200708E-2,3.5876226925231056E-2,1.9554499999999793E-3,1.0620492241104791E-4,7.6237531999999936E-3,1.6974509714348541E-2,2.262894195620533E-2,1.0440341823164083E-4,1.4784134399999998E-3,0.1255254836606283,38777.580084200708,35876.226925231058,1955.4499999999794,106.2049224110479,7623.7531999999937,16974.50971434854,22628.94195620533,104.40341823164083,1478.4134399999998,125525.48366062829]
[2004,1,16,9,3.9762943863470908E-2,3.8168593918281361E-2,1.4665999999999846E-3,7.9654370711622824E-5,8.1231905999999913E-3,1.8191694132796293E-2,2.2517229263125021E-2,1.0125942834042429E-4,1.5097420799999996E-3,0.12992090765672559,39762.943863470908,38168.59391828136,1466.5999999999847,79.654370711622818,8123.1905999999917,18191.694132796292,22517.22926312502,101.25942834042429,1509.7420799999995,129920.90765672558]
[2004,1,16,10,3.9466618664799495E-2,3.9835770012325293E-2,0,0,8.2200243999999926E-3,2.0489826097511866E-2,2.2344477274906027E-2,9.1827137096774526E-5,1.4142643199999997E-3,0.13186280790663943,39466.618664799498,39835.770012325294,0,0,8220.024399999993,20489.826097511865,22344.477274906025,91.827137096774521,1414.2643199999998,131862.80790663944]
[2004,1,16,11,3.8405232959725082E-2,4.1407416818776292E-2,0,0,8.0785907999999917E-3,2.0568711528449166E-2,2.2712884257091816E-2,9.1827137096774526E-5,1.3754764799999999E-3,0.1326401399811391,38405.232959725079,41407.416818776292,0,0,8078.5907999999918,20568.711528449167,22712.884257091817,91.827137096774521,1375.4764799999998,132640.13998113913]
[2004,1,16,12,3.784250091623028E-2,4.0235716090797617E-2,0,0,8.5539201999999918E-3,2.067953625976094E-2,2.205933057746463E-2,9.1827137096774526E-5,1.18452096E-3,0.1306473521413502,37842.500916230281,40235.716090797614,0,0,8553.9201999999914,20679.536259760942,22059.330577464629,91.827137096774521,1184.5209600000001,130647.35214135023]
[2004,1,16,13,3.8078123787555061E-2,3.9076623129836771E-2,0,0,7.1793623999999931E-3,1.9546422806418304E-2,2.2251973322468279E-2,9.1827137096774526E-5,1.4013350399999997E-3,0.12762566762337518,38078.123787555058,39076.623129836771,0,0,7179.3623999999927,19546.422806418304,22251.973322468279,91.827137096774521,1401.3350399999997,127625.66762337521]
[2004,1,16,14,3.5149799218880368E-2,4.0830249178196859E-2,0,0,7.6567007999999931E-3,1.9740395436078879E-2,2.2130448714121835E-2,9.1827137096774526E-5,1.4326636799999999E-3,0.1270320841643747,35149.799218880369,40830.249178196857,0,0,7656.7007999999933,19740.395436078878,22130.448714121834,91.827137096774521,1432.6636799999999,127032.0841643747]
[2004,1,16,15,3.5146993333074097E-2,3.9160028842263467E-2,0,0,8.3863695999999918E-3,1.8370311180099588E-2,2.1424974713819486E-2,9.1827137096774526E-5,1.4694623999999996E-3,0.1240499672063534,35146.993333074097,39160.028842263469,0,0,8386.3695999999927,18370.311180099587,21424.974713819487,91.827137096774521,1469.4623999999997,124049.96720635341]
[2004,1,16,16,3.8478708313493808E-2,3.6668035242152966E-2,0,0,6.5031329999999934E-3,1.661227908675271E-2,2.1228889154422385E-2,9.1827137096774526E-5,1.5047692799999997E-3,0.12108764121391863,38478.708313493808,36668.035242152968,0,0,6503.1329999999934,16612.279086752711,21228.889154422384,91.827137096774521,1504.7692799999998,121087.64121391861]
[2004,1,16,17,4.1494421602481298E-2,3.6920962920688326E-2,0,0,4.8059297999999955E-3,1.6622854540194288E-2,2.0814263452646045E-2,9.1827137096774526E-5,1.4963155199999999E-3,0.12224657497310673,41494.421602481299,36920.962920688326,0,0,4805.9297999999953,16622.854540194287,20814.263452646046,91.827137096774521,1496.3155199999999,122246.57497310673]
[2004,1,16,18,4.6737278996674604E-2,3.543169216608931E-2,0,0,5.1964793999999953E-3,1.5457775237836931E-2,2.04365133898637E-2,9.1827137096774526E-5,1.4898508799999998E-3,0.12484141720756134,46737.278996674606,35431.692166089313,0,0,5196.4793999999956,15457.775237836931,20436.5133898637,91.827137096774521,1489.8508799999997,124841.41720756132]
[2004,1,16,19,4.9809808043853057E-2,3.5222721757241317E-2,4.8886999999999488E-4,2.6551637944764116E-5,5.0662961999999945E-3,1.6027680357352081E-2,2.0419436187982587E-2,9.4971255615991125E-5,1.5236659199999996E-3,0.1286800013599898,49809.80804385306,35222.721757241314,488.86999999999489,26.551637944764117,5066.2961999999943,16027.680357352081,20419.436187982588,94.971255615991126,1523.6659199999997,128680.00135998981]
[2004,1,16,20,4.6759137720796123E-2,3.5292200163432978E-2,1.9554499999999793E-3,1.0620492241104791E-4,5.2764375999999951E-3,1.5513846485092173E-2,1.9710636315288941E-2,1.0440341823164083E-4,1.5336115199999997E-3,0.12625192814525288,46759.137720796127,35292.200163432979,1955.4499999999794,106.2049224110479,5276.4375999999947,15513.846485092172,19710.636315288943,104.40341823164083,1533.6115199999997,126251.9281452529]
[2004,1,16,21,4.6325987350230996E-2,3.4185567609872354E-2,1.9554499999999793E-3,1.0620492241104791E-4,4.3378327999999957E-3,1.485708506313079E-2,2.0008096953874507E-2,1.0440341823164083E-4,1.5107366399999998E-3,0.12339136475775131,46325.987350230993,34185.567609872356,1955.4499999999794,106.2049224110479,4337.8327999999956,14857.085063130789,20008.096953874508,104.40341823164083,1510.7366399999999,123391.36475775132]
[2004,1,16,22,4.3155934875140557E-2,3.3163752165091376E-2,1.9554499999999793E-3,1.0620492241104791E-4,5.9558813999999946E-3,1.3853281404273367E-2,1.9873028693100547E-2,1.0440341823164083E-4,1.4639923199999997E-3,0.11963192919824851,43155.934875140556,33163.752165091377,1955.4499999999794,106.2049224110479,5955.8813999999948,13853.281404273366,19873.028693100547,104.40341823164083,1463.9923199999996,119631.92919824853]
[2004,1,16,23,4.0455268364709959E-2,3.0064902674838617E-2,1.9554499999999793E-3,1.0620492241104791E-4,5.1145121999999947E-3,1.2618767488686723E-2,1.7898552836491263E-2,1.0440341823164083E-4,1.6156627199999996E-3,0.10993372462536923,40455.268364709962,30064.902674838617,1955.4499999999794,106.2049224110479,5114.5121999999947,12618.767488686723,17898.552836491264,104.40341823164083,1615.6627199999996,109933.72462536923]
[2004,1,16,24,3.6119973781055387E-2,2.6823965314348962E-2,1.9554499999999793E-3,1.0620492241104791E-4,4.1469777999999964E-3,1.4255183600260395E-2,1.6360714532848951E-2,1.0440341823164083E-4,1.6629043199999998E-3,0.10153577768915638,36119.973781055385,26823.965314348963,1955.4499999999794,106.2049224110479,4146.977799999996,14255.183600260394,16360.714532848951,104.40341823164083,1662.9043199999999,101535.77768915637]
[2004,1,17,1,3.0340968880899332E-2,2.5446187754091295E-2,1.9554499999999793E-3,1.0620492241104791E-4,4.0545637999999957E-3,1.5262352186414838E-2,1.5169472875982574E-2,1.0440341823164083E-4,1.6385375999999998E-3,9.4078141438030713E-2,30340.968880899331,25446.187754091294,1955.4499999999794,106.2049224110479,4054.5637999999958,15262.352186414839,15169.472875982574,104.40341823164083,1638.5375999999999,94078.141438030681]
[2004,1,17,2,2.8146829447239556E-2,2.374529985455387E-2,1.9554499999999793E-3,1.0620492241104791E-4,4.0782699999999958E-3,1.4564069251466846E-2,1.4812750988892724E-2,1.0440341823164083E-4,1.5937823999999999E-3,8.9107060282795664E-2,{"$f":"E388*1000000","v":28146.829447239557},{"$f":"F388*1000000","v":23745.299854553868},{"$f":"G388*1000000","v":1955.4499999999794},{"$f":"H388*1000000","v":106.2049224110479},{"$f":"I388*1000000","v":4078.2699999999959},{"$f":"J388*1000000","v":14564.069251466846},{"$f":"K388*1000000","v":14812.750988892723},{"$f":"L388*1000000","v":104.40341823164083},{"$f":"M388*1000000","v":1593.7823999999998},{"$f":"SUM(O388:W388)","v":89107.060282795661}]
[2004,1,17,3,2.6891123822637569E-2,2.3159073631495088E-2,1.9554499999999793E-3,1.0620492241104791E-4,4.244213399999996E-3,1.4333291473305953E-2,1.4719512975104406E-2,1.0440341823164083E-4,1.5947769599999999E-3,8.7108050603185674E-2,26891.123822637568,23159.073631495088,1955.4499999999794,106.2049224110479,4244.213399999996,14333.291473305953,14719.512975104406,104.40341823164083,1594.7769599999999,87108.050603185678]
[2004,1,17,4,2.6202111995259247E-2,2.2713176943197241E-2,1.9554499999999793E-3,1.0620492241104791E-4,4.3125193999999966E-3,1.4134833992816896E-2,1.4581521874472222E-2,1.0440341823164083E-4,1.5634483199999996E-3,8.567367086638826E-2,26202.111995259245,22713.176943197239,1955.4499999999794,106.2049224110479,4312.5193999999965,14134.833992816895,14581.521874472222,104.40341823164083,1563.4483199999997,85673.67086638826]
[2004,1,17,5,2.6665324096101044E-2,2.2281662564507927E-2,1.9554499999999793E-3,1.0620492241104791E-4,4.385245199999996E-3,1.4422905726106921E-2,1.4481135971531708E-2,1.0440341823164083E-4,1.6365484799999996E-3,8.6038880378890265E-2,26665.324096101045,22281.662564507926,1955.4499999999794,106.2049224110479,4385.2451999999957,14422.905726106921,14481.135971531708,104.40341823164083,1636.5484799999997,86038.880378890259]
[2004,1,17,6,2.791543647048482E-2,2.2447114549364596E-2,1.9554499999999793E-3,1.0620492241104791E-4,4.320957199999996E-3,1.477413423981631E-2,1.4534249267157431E-2,1.0440341823164083E-4,1.7862297599999996E-3,8.7944179827465829E-2,27915.436470484819,22447.114549364596,1955.4499999999794,106.2049224110479,4320.9571999999962,14774.134239816311,14534.249267157431,104.40341823164083,1786.2297599999997,87944.179827465821]
[2004,1,17,7,2.9171830005237202E-2,2.3006667728966566E-2,1.9554499999999793E-3,1.0620492241104791E-4,4.3912721999999956E-3,1.3450016113965162E-2,1.3983990026979721E-2,1.0440341823164083E-4,4.8713548799999987E-3,9.104118929579133E-2,29171.830005237203,23006.667728966564,1955.4499999999794,106.2049224110479,4391.2721999999958,13450.016113965163,13983.99002697972,104.40341823164083,4871.354879999999,91041.189295791308]
[2004,1,17,8,3.2903030762417365E-2,2.4699682226919546E-2,1.9554499999999793E-3,1.0620492241104791E-4,4.6520403999999954E-3,1.1389541113425102E-2,1.4151281886448671E-2,1.0440341823164083E-4,6.6993561599999994E-3,9.666099088985336E-2,32903.030762417366,24699.682226919547,1955.4499999999794,106.2049224110479,4652.0403999999953,11389.541113425103,14151.281886448671,104.40341823164083,6699.3561599999994,96660.990889853347]
[2004,1,17,9,3.548190149912242E-2,2.6069509021981119E-2,1.4665999999999846E-3,7.9654370711622824E-5,4.8155729999999957E-3,1.3079540844615449E-2,1.4297675387675436E-2,1.0125942834042429E-4,6.6824486399999989E-3,0.10207416219244646,35481.901499122418,26069.509021981121,1466.5999999999847,79.654370711622818,4815.5729999999958,13079.540844615449,14297.675387675436,101.25942834042429,6682.4486399999987,102074.16219244644]
[2004,1,17,10,3.8210059167763308E-2,2.7642978614634856E-2,0,0,4.6568619999999951E-3,1.5125488076509416E-2,1.423746425380887E-2,9.1827137096774526E-5,7.1886796799999998E-3,0.10715335892981323,38210.059167763306,27642.978614634856,0,0,4656.8619999999955,15125.488076509417,14237.46425380887,91.827137096774521,7188.6796800000002,107153.35892981321]
[2004,1,17,11,3.9581860797865569E-2,2.734280392835663E-2,0,0,4.6275305999999954E-3,1.5161586847927136E-2,1.4387701187420002E-2,9.1827137096774526E-5,7.2766982399999989E-3,0.10847000873866612,39581.860797865571,27342.803928356629,0,0,4627.5305999999955,15161.586847927136,14387.701187420002,91.827137096774521,7276.6982399999988,108470.00873866609]
[2004,1,17,12,4.2163554146410653E-2,2.6626935375015516E-2,0,0,4.5821271999999958E-3,1.6062270049931389E-2,1.4302084034046869E-2,9.1827137096774526E-5,7.6685548799999984E-3,0.1114973528225012,42163.55414641065,26626.935375015517,0,0,4582.1271999999954,16062.270049931389,14302.084034046869,91.827137096774521,7668.5548799999988,111497.3528225012]
[2004,1,17,13,4.2369936095423527E-2,2.5229576145253296E-2,0,0,4.0529565999999958E-3,1.4220563945768172E-2,1.4043372262935448E-2,9.1827137096774526E-5,7.7217638399999979E-3,0.10772999602647722,42369.936095423524,25229.576145253297,0,0,4052.9565999999959,14220.563945768172,14043.372262935447,91.827137096774521,7721.7638399999978,107729.99602647719]
[2004,1,17,14,3.9911790349334356E-2,2.5519649587589607E-2,0,0,4.1039851999999958E-3,1.4117826658873765E-2,1.4038269247517809E-2,9.1827137096774526E-5,7.5656179199999982E-3,0.10534896610041231,39911.790349334355,25519.649587589607,0,0,4103.9851999999955,14117.826658873764,14038.269247517808,91.827137096774521,7565.6179199999979,105348.9661004123]
[2004,1,17,15,3.8573966907721746E-2,2.5297266509270673E-2,0,0,4.3631461999999958E-3,1.4137839357921922E-2,1.3629082265090327E-2,9.1827137096774526E-5,6.8724095999999988E-3,0.10296553797710145,38573.966907721748,25297.266509270674,0,0,4363.1461999999956,14137.839357921923,13629.082265090326,91.827137096774521,6872.409599999999,102965.53797710144]
[2004,1,17,16,3.9925731516327716E-2,2.5053660316728461E-2,0,0,4.3563155999999954E-3,1.5997617999888657E-2,1.2856317057815503E-2,9.1827137096774526E-5,2.6922739199999996E-3,0.10097374354785713,39925.731516327716,25053.660316728463,0,0,4356.3155999999954,15997.617999888656,12856.317057815502,91.827137096774521,2692.2739199999996,100973.7435478571]
[2004,1,17,17,4.4743640845733824E-2,2.4934866306899148E-2,0,0,4.2880095999999965E-3,1.4601952714530037E-2,1.2943234571599023E-2,9.1827137096774526E-5,2.8588627199999999E-3,0.1044623938958588,44743.640845733826,24934.866306899148,0,0,4288.0095999999967,14601.952714530038,12943.234571599023,91.827137096774521,2858.8627200000001,104462.3938958588]
[2004,1,17,18,4.991634136594765E-2,2.488035131646936E-2,0,0,4.1493885999999962E-3,1.5575446723443853E-2,1.2987942580974628E-2,9.1827137096774526E-5,3.0647366399999998E-3,0.11066603436393227,49916.34136594765,24880.351316469361,0,0,4149.3885999999966,15575.446723443853,12987.942580974628,91.827137096774521,3064.7366399999996,110666.03436393225]
[2004,1,17,19,5.1250651006384471E-2,2.5299396092294629E-2,4.8886999999999488E-4,2.6551637944764116E-5,4.1240751999999953E-3,1.4942508479135213E-2,1.2806054005810997E-2,9.4971255615991125E-5,3.3844876799999997E-3,0.11241756535718606,51250.651006384469,25299.396092294628,488.86999999999489,26.551637944764117,4124.0751999999957,14942.508479135213,12806.054005810996,94.971255615991126,3384.4876799999997,112417.56535718605]
[2004,1,17,20,5.0118806033750518E-2,2.3527069617864441E-2,1.9554499999999793E-3,1.0620492241104791E-4,3.8343773999999966E-3,1.3866594361192433E-2,1.2810696298575291E-2,1.0440341823164083E-4,3.2636486399999997E-3,0.10958725069202535,50118.806033750516,23527.069617864443,1955.4499999999794,106.2049224110479,3834.3773999999967,13866.594361192432,12810.696298575291,104.40341823164083,3263.6486399999999,109587.25069202535]
[2004,1,17,21,4.6427980754252987E-2,2.4336021163558989E-2,1.9554499999999793E-3,1.0620492241104791E-4,3.336948999999997E-3,1.3988938279697974E-2,1.270813260887464E-2,1.0440341823164083E-4,3.3387379199999994E-3,0.10630281806702727,46427.980754252989,24336.021163558988,1955.4499999999794,106.2049224110479,3336.9489999999969,13988.938279697973,12708.132608874641,104.40341823164083,3338.7379199999996,106302.81806702727]
[2004,1,17,22,4.3342766708942604E-2,2.4170967041525483E-2,1.9554499999999793E-3,1.0620492241104791E-4,3.6411115999999957E-3,1.4603904997331565E-2,1.2451131526356178E-2,1.0440341823164083E-4,3.3248140799999994E-3,0.10370075429479851,43342.766708942603,24170.967041525484,1955.4499999999794,106.2049224110479,3641.1115999999956,14603.904997331565,12451.131526356177,104.40341823164083,3324.8140799999992,103700.75429479849]
[2004,1,17,23,4.0856299109386374E-2,2.3113901284260198E-2,1.9554499999999793E-3,1.0620492241104791E-4,3.8203143999999962E-3,1.4348776927944439E-2,1.1527112079770724E-2,1.0440341823164083E-4,3.2696159999999995E-3,9.9102078142004404E-2,40856.299109386375,23113.901284260199,1955.4499999999794,106.2049224110479,3820.3143999999961,14348.776927944438,11527.112079770724,104.40341823164083,3269.6159999999995,99102.078142004408]
[2004,1,17,24,3.5087120779324028E-2,2.2717092833955118E-2,1.9554499999999793E-3,1.0620492241104791E-4,3.823126999999996E-3,1.4141516840009367E-2,1.1338235983574653E-2,1.0440341823164083E-4,3.2721024E-3,9.2545254177505851E-2,35087.120779324032,22717.092833955117,1955.4499999999794,106.2049224110479,3823.1269999999959,14141.516840009368,11338.235983574652,104.40341823164083,3272.1023999999998,92545.25417750582]
[2004,1,18,1,2.8086673218494201E-2,2.0781323034044754E-2,1.9554499999999793E-3,1.0620492241104791E-4,3.8187071999999963E-3,1.5707538899727199E-2,1.1383877326701793E-2,1.0440341823164083E-4,3.3516671999999992E-3,8.5295845219610616E-2,28086.673218494201,20781.323034044755,1955.4499999999794,106.2049224110479,3818.7071999999962,15707.538899727198,11383.877326701793,104.40341823164083,3351.6671999999994,85295.845219610608]
[2004,1,18,2,2.5827052555755178E-2,2.0015232042428732E-2,1.9554499999999793E-3,1.0620492241104791E-4,3.8335737999999962E-3,1.5325126991076065E-2,1.1289874122786437E-2,1.0440341823164083E-4,3.5694758399999996E-3,8.202639369268909E-2,25827.052555755177,20015.232042428732,1955.4499999999794,106.2049224110479,3833.573799999996,15325.126991076064,11289.874122786438,104.40341823164083,3569.4758399999996,82026.393692689075]
[2004,1,18,3,2.4487876749472254E-2,2.0210311759635422E-2,1.9554499999999793E-3,1.0620492241104791E-4,3.8263413999999963E-3,1.4653197475884793E-2,1.1086329790813886E-2,1.0440341823164083E-4,3.5217369599999993E-3,7.9951852476449009E-2,24487.876749472252,20210.31175963542,1955.4499999999794,106.2049224110479,3826.3413999999962,14653.197475884794,11086.329790813885,104.40341823164083,3521.7369599999993,79951.852476448999]
[2004,1,18,4,2.4313438305340312E-2,1.9896866677427634E-2,1.9554499999999793E-3,1.0620492241104791E-4,3.842815199999996E-3,1.4358476617605804E-2,1.0986400992286828E-2,1.0440341823164083E-4,3.4784735999999995E-3,7.9042529733303252E-2,24313.438305340311,19896.866677427635,1955.4499999999794,106.2049224110479,3842.8151999999959,14358.476617605804,10986.400992286828,104.40341823164083,3478.4735999999994,79042.529733303236]
[2004,1,18,5,2.3770343402836475E-2,2.0217046675341643E-2,1.9554499999999793E-3,1.0620492241104791E-4,3.972998399999996E-3,1.4746981844907263E-2,1.1043604982992014E-2,1.0440341823164083E-4,3.4476422399999994E-3,7.9364675886720068E-2,23770.343402836475,20217.046675341644,1955.4499999999794,106.2049224110479,3972.9983999999959,14746.981844907263,11043.604982992014,104.40341823164083,3447.6422399999992,79364.675886720055]
[2004,1,18,6,2.5179644478434161E-2,2.0097129852781621E-2,1.9554499999999793E-3,1.0620492241104791E-4,3.9999189999999959E-3,1.4450389345144685E-2,1.146635161250977E-2,1.0440341823164083E-4,3.2914963199999997E-3,8.0650988949512906E-2,25179.644478434162,20097.129852781622,1955.4499999999794,106.2049224110479,3999.9189999999958,14450.389345144684,11466.35161250977,104.40341823164083,3291.4963199999997,80650.988949512903]
[2004,1,18,7,2.763506012444612E-2,2.080495523530481E-2,1.9554499999999793E-3,1.0620492241104791E-4,3.7287039999999959E-3,1.4081076521260987E-2,1.1499179125927576E-2,1.0440341823164083E-4,3.2765779199999999E-3,8.319161126758215E-2,27635.060124446121,20804.955235304809,1955.4499999999794,106.2049224110479,3728.7039999999961,14081.076521260988,11499.179125927576,104.40341823164083,3276.5779199999997,83191.611267582164]
[2004,1,18,8,2.9659458704669284E-2,2.1721152295126899E-2,1.9554499999999793E-3,1.0620492241104791E-4,4.139745399999996E-3,1.3681198369032869E-2,1.2131797256385064E-2,1.0440341823164083E-4,3.3317759999999994E-3,8.683118636585678E-2,29659.458704669283,21721.1522951269,1955.4499999999794,106.2049224110479,4139.7453999999962,13681.198369032869,12131.797256385064,104.40341823164083,3331.7759999999994,86831.186365856775]
[2004,1,18,9,3.4401429468185592E-2,2.1816276403641817E-2,1.4665999999999846E-3,7.9654370711622824E-5,4.2004171999999963E-3,1.3046303038781629E-2,1.2051230848209917E-2,1.0125942834042429E-4,3.2024832E-3,9.0365653957870967E-2,34401.42946818559,21816.276403641816,1466.5999999999847,79.654370711622818,4200.4171999999962,13046.303038781629,12051.230848209916,101.25942834042429,3202.4832000000001,90365.653957870978]
[2004,1,18,10,3.7953704453269684E-2,2.3092683758844688E-2,0,0,4.2819825999999951E-3,1.4010887733188522E-2,1.1923784188593384E-2,9.1827137096774526E-5,3.1164537599999995E-3,9.4471323630993059E-2,37953.704453269682,23092.683758844687,0,0,4281.9825999999948,14010.887733188521,11923.784188593383,91.827137096774521,3116.4537599999994,94471.323630993051]
[2004,1,18,11,3.7452909614328553E-2,2.4351683844166413E-2,0,0,3.9746055999999958E-3,1.5602592390440142E-2,1.1878333295455814E-2,9.1827137096774526E-5,3.1756300799999993E-3,9.652758196148771E-2,37452.90961432855,24351.683844166411,0,0,3974.6055999999958,15602.592390440142,11878.333295455814,91.827137096774521,3175.6300799999995,96527.581961487682]
[2004,1,18,12,3.8815047092253481E-2,2.4823460723492927E-2,0,0,4.1891667999999962E-3,1.6825944316549699E-2,1.1951398238622101E-2,9.1827137096774526E-5,3.2144179199999992E-3,9.9911262228014983E-2,38815.047092253481,24823.460723492928,0,0,4189.1667999999963,16825.9443165497,11951.398238622101,91.827137096774521,3214.417919999999,99911.262228014981]
[2004,1,18,13,3.9160431739260523E-2,2.4865368060152611E-2,0,0,4.1361291999999963E-3,1.720420773333026E-2,1.1863138633278718E-2,9.1827137096774526E-5,3.2755833599999993E-3,0.10059668586311889,39160.431739260523,24865.36806015261,0,0,4136.1291999999967,17204.207733330259,11863.138633278719,91.827137096774521,3275.5833599999992,100596.68586311888]
[2004,1,18,14,3.8130420650785965E-2,2.4555398482903341E-2,0,0,3.8150909999999966E-3,1.7601251648930383E-2,1.1852138444056505E-2,9.1827137096774526E-5,3.4287455999999993E-3,9.9474872963772984E-2,38130.420650785964,24555.39848290334,0,0,3815.0909999999967,17601.251648930382,11852.138444056505,91.827137096774521,3428.7455999999993,99474.872963772956]
[2004,1,18,15,3.7777583135094668E-2,2.4611568411966756E-2,0,0,3.959337199999996E-3,1.6703245088580423E-2,1.1656688949288735E-2,9.1827137096774526E-5,3.4431667199999994E-3,9.8243416642027362E-2,37777.583135094668,24611.568411966757,0,0,3959.3371999999958,16703.245088580421,11656.688949288735,91.827137096774521,3443.1667199999993,98243.416642027354]
[2004,1,18,16,3.9957885818630808E-2,2.3958955569867432E-2,0,0,4.103583399999995E-3,1.6028839454739388E-2,1.1359542673332666E-2,9.1827137096774526E-5,3.3824985599999998E-3,9.8883132613667074E-2,39957.885818630806,23958.95556986743,0,0,4103.583399999995,16028.839454739387,11359.542673332666,91.827137096774521,3382.49856,98883.132613667054]
[2004,1,18,17,4.2880836625697409E-2,2.4942361758875979E-2,0,0,4.0505457999999959E-3,1.6678240644026392E-2,1.15561408203518E-2,9.1827137096774526E-5,3.3645964799999995E-3,0.10356454926604836,42880.836625697411,24942.361758875981,0,0,4050.5457999999958,16678.240644026391,11556.1408203518,91.827137096774521,3364.5964799999992,103564.54926604833]
[2004,1,18,18,4.9808543371129665E-2,2.449493524849139E-2,0,0,3.9898739999999957E-3,1.5224219423725158E-2,1.1362384228945293E-2,9.1827137096774526E-5,3.3427161599999993E-3,0.10831449956938828,49808.543371129665,24494.935248491391,0,0,3989.8739999999957,15224.219423725159,11362.384228945293,91.827137096774521,3342.7161599999995,108314.49956938825]
[2004,1,18,19,5.2313303352159557E-2,2.4027356194533972E-2,4.8886999999999488E-4,2.6551637944764116E-5,4.011169399999996E-3,1.5995236478261194E-2,1.1427111928890987E-2,9.4971255615991125E-5,3.3501753599999994E-3,0.11173474560740644,52313.303352159557,24027.356194533972,488.86999999999489,26.551637944764117,4011.1693999999961,15995.236478261195,11427.111928890987,94.971255615991126,3350.1753599999993,111734.74560740645]
[2004,1,18,20,4.8239516639068301E-2,2.3823972569328302E-2,1.9554499999999793E-3,1.0620492241104791E-4,3.8809861999999965E-3,1.6521309837230224E-2,1.2800609604113548E-2,1.0440341823164083E-4,3.4158163199999991E-3,0.11084826951038305,48239.516639068301,23823.972569328304,1955.4499999999794,106.2049224110479,3880.9861999999966,16521.309837230223,12800.609604113548,104.40341823164083,3415.816319999999,110848.26951038305]
[2004,1,18,21,4.5970490342846566E-2,2.4216570758940712E-2,1.9554499999999793E-3,1.0620492241104791E-4,4.2405971999999962E-3,1.6340778463521083E-2,1.3388496130318872E-2,1.0440341823164083E-4,3.3989087999999994E-3,0.10972190003626991,45970.49034284657,24216.570758940714,1955.4499999999794,106.2049224110479,4240.5971999999965,16340.778463521083,13388.496130318872,104.40341823164083,3398.9087999999992,109721.90003626993]
[2004,1,18,22,4.457354184107104E-2,2.3291895476337074E-2,1.9554499999999793E-3,1.0620492241104791E-4,5.0578583999999951E-3,1.4357933644651093E-2,1.3376840467788139E-2,1.0440341823164083E-4,3.4386911999999994E-3,0.10626281937049002,44573.541841071041,23291.895476337075,1955.4499999999794,106.2049224110479,5057.8583999999955,14357.933644651093,13376.840467788139,104.40341823164083,3438.6911999999993,106262.81937049]
[2004,1,18,23,4.0419122975040828E-2,2.3015981825617177E-2,1.9554499999999793E-3,1.0620492241104791E-4,5.3403237999999952E-3,1.3395481120803604E-2,1.4088812596637816E-2,1.0440341823164083E-4,3.3795148799999996E-3,0.1018052955387421,40419.122975040831,23015.981825617178,1955.4499999999794,106.2049224110479,5340.3237999999956,13395.481120803604,14088.812596637816,104.40341823164083,3379.5148799999997,101805.2955387421]
[2004,1,18,24,3.0631068904404021E-2,2.4667695478210579E-2,1.9554499999999793E-3,1.0620492241104791E-4,6.2692853999999944E-3,1.4628103492105167E-2,1.5764335895137222E-2,1.0440341823164083E-4,3.5296934399999995E-3,9.7656240950499643E-2,30631.068904404023,24667.695478210579,1955.4499999999794,106.2049224110479,6269.2853999999943,14628.103492105167,15764.335895137223,104.40341823164083,3529.6934399999996,97656.240950499647]
[2004,1,19,1,2.4608952155980808E-2,2.3857487653455123E-2,1.9554499999999793E-3,1.0620492241104791E-4,5.0510277999999947E-3,1.421229065020427E-2,1.6379112301178469E-2,1.0440341823164083E-4,3.4829491199999995E-3,8.9757878021461346E-2,24608.952155980809,23857.487653455122,1955.4499999999794,106.2049224110479,5051.0277999999944,14212.29065020427,16379.112301178469,104.40341823164083,3482.9491199999993,89757.878021461336]
[2004,1,19,2,2.2329071047335825E-2,2.3142792575707734E-2,1.9554499999999793E-3,1.0620492241104791E-4,5.3282697999999951E-3,1.4054806366379275E-2,1.6649057579282135E-2,1.0440341823164083E-4,3.5232287999999992E-3,8.7193284509347629E-2,22329.071047335827,23142.792575707736,1955.4499999999794,106.2049224110479,5328.2697999999955,14054.806366379275,16649.057579282133,104.40341823164083,3523.228799999999,87193.284509347635]
[2004,1,19,3,2.1390011923886398E-2,2.25456587092197E-2,1.9554499999999793E-3,1.0620492241104791E-4,6.3769677999999949E-3,1.3988460583364656E-2,1.6895961352651419E-2,1.0440341823164083E-4,3.4595769599999994E-3,8.6822695669764846E-2,21390.011923886399,22545.658709219701,1955.4499999999794,106.2049224110479,6376.9677999999949,13988.460583364656,16895.961352651419,104.40341823164083,3459.5769599999994,86822.695669764827]
[2004,1,19,4,2.2099962399870238E-2,2.3110487121086199E-2,1.9554499999999793E-3,1.0620492241104791E-4,5.4922041999999945E-3,1.3524764648347789E-2,1.6604621119956392E-2,1.0440341823164083E-4,3.3546508799999993E-3,8.6352748709903296E-2,22099.962399870237,23110.4871210862,1955.4499999999794,106.2049224110479,5492.2041999999947,13524.764648347789,16604.621119956391,104.40341823164083,3354.6508799999992,86352.748709903273]
[2004,1,19,5,2.2088019381108374E-2,2.3787836652246853E-2,1.9554499999999793E-3,1.0620492241104791E-4,5.2639817999999942E-3,1.3827038247728655E-2,1.7362733180242753E-2,1.0440341823164083E-4,3.3501753599999994E-3,8.7845842961969303E-2,22088.019381108374,23787.836652246853,1955.4499999999794,106.2049224110479,5263.9817999999941,13827.038247728655,17362.733180242754,104.40341823164083,3350.1753599999993,87845.842961969291]
[2004,1,19,6,2.4044654202618615E-2,2.4929573771295233E-2,1.9554499999999793E-3,1.0620492241104791E-4,6.8129207999999934E-3,1.4518925679782144E-2,1.7334618208985558E-2,1.0440341823164083E-4,3.3347596799999995E-3,9.3141510683324213E-2,24044.654202618614,24929.573771295232,1955.4499999999794,106.2049224110479,6812.9207999999935,14518.925679782144,17334.618208985557,104.40341823164083,3334.7596799999997,93141.510683324217]
[2004,1,19,7,2.825175638925867E-2,2.7687583603137885E-2,1.9554499999999793E-3,1.0620492241104791E-4,7.5401787999999923E-3,1.3793173978596782E-2,1.8032921406336434E-2,1.0440341823164083E-4,3.2024832E-3,0.10067415571797243,28251.75638925867,27687.583603137886,1955.4499999999794,106.2049224110479,7540.1787999999924,13793.173978596782,18032.921406336434,104.40341823164083,3202.4832000000001,100674.15571797243]
[2004,1,19,8,3.4034553693709647E-2,3.2586682031477091E-2,1.9554499999999793E-3,1.0620492241104791E-4,7.6249585999999927E-3,1.4712314645843298E-2,2.0163345877559524E-2,1.0440341823164083E-4,3.1651871999999995E-3,0.11445310038923225,34034.553693709648,32586.682031477092,1955.4499999999794,106.2049224110479,7624.9585999999927,14712.314645843298,20163.345877559525,104.40341823164083,3165.1871999999994,114453.10038923223]
[2004,1,19,9,3.607492293295507E-2,3.5684372314107378E-2,1.4665999999999846E-3,7.9654370711622824E-5,7.2774015999999926E-3,1.5474985366283885E-2,2.099609804670911E-2,1.0125942834042429E-4,3.1278911999999995E-3,0.12028318525910749,36074.922932955073,35684.372314107379,1466.5999999999847,79.654370711622818,7277.4015999999929,15474.985366283885,20996.09804670911,101.25942834042429,3127.8911999999996,120283.18525910749]
[2004,1,19,10,3.3471130519567578E-2,3.8152437101488738E-2,0,0,8.0653313999999934E-3,1.8097379692431088E-2,2.0727600940810106E-2,9.1827137096774526E-5,3.1114809599999994E-3,0.12171718775139427,33471.130519567581,38152.437101488737,0,0,8065.3313999999937,18097.379692431088,20727.600940810105,91.827137096774521,3111.4809599999994,121717.18775139427]
[2004,1,19,11,3.3357527490387243E-2,3.9637973131850038E-2,0,0,8.6841033999999918E-3,1.874232878614783E-2,2.1619531660810959E-2,9.1827137096774526E-5,3.3864767999999992E-3,0.12551976840629284,33357.527490387241,39637.973131850034,0,0,8684.1033999999909,18742.328786147831,21619.531660810961,91.827137096774521,3386.476799999999,125519.76840629283]
[2004,1,19,12,3.3604698660535601E-2,3.9259820771513063E-2,0,0,8.6145919999999921E-3,1.8509274628005036E-2,2.1180001361739968E-2,9.1827137096774526E-5,3.2686214399999993E-3,0.12452883599889045,33604.6986605356,39259.820771513063,0,0,8614.5919999999915,18509.274628005038,21180.001361739967,91.827137096774521,3268.6214399999994,124528.83599889043]
[2004,1,19,13,3.4588774655500691E-2,3.8289591109430705E-2,0,0,6.884039399999993E-3,1.8241989183570378E-2,2.126440878131532E-2,9.1827137096774526E-5,3.3098956799999992E-3,0.12267052594691386,34588.774655500689,38289.591109430708,0,0,6884.0393999999933,18241.989183570378,21264.40878131532,91.827137096774521,3309.8956799999992,122670.52594691385]
[2004,1,19,14,3.3625926466817294E-2,3.9462991327630668E-2,0,0,7.3420913999999926E-3,1.838861352662852E-2,2.1550702122694883E-2,9.1827137096774526E-5,3.3362515199999994E-3,0.12379840350086813,33625.926466817291,39462.991327630669,0,0,7342.091399999993,18388.61352662852,21550.702122694882,91.827137096774521,3336.2515199999993,123798.40350086814]
[2004,1,19,15,3.3354019879686711E-2,3.8055405760788925E-2,0,0,7.864431399999993E-3,1.7466354640247525E-2,2.1023341238010522E-2,9.1827137096774526E-5,3.1985049599999997E-3,0.12105388501583048,33354.019879686712,38055.405760788926,0,0,7864.4313999999931,17466.354640247526,21023.341238010522,91.827137096774521,3198.5049599999998,121053.88501583046]
[2004,1,19,16,3.5874865375395054E-2,3.5983575241504549E-2,0,0,6.6602367999999941E-3,1.6791185426002636E-2,2.0644718219659325E-2,9.1827137096774526E-5,3.2109369599999998E-3,0.11925734515965834,35874.865375395057,35983.57524150455,0,0,6660.2367999999942,16791.185426002638,20644.718219659324,91.827137096774521,3210.93696,119257.34515965835]
[2004,1,19,17,3.9038641335389042E-2,3.6761542515946058E-2,0,0,6.4368359999999944E-3,1.5901760511387499E-2,2.0773252336337509E-2,9.1827137096774526E-5,3.2208825599999995E-3,0.1222247423961569,39038.641335389038,36761.542515946057,0,0,6436.8359999999948,15901.7605113875,20773.252336337508,91.827137096774521,3220.8825599999996,122224.74239615687]
[2004,1,19,18,4.6714500859927455E-2,3.5955146048712541E-2,0,0,5.8771285999999938E-3,1.5702285295174111E-2,2.0411871931881181E-2,9.1827137096774526E-5,3.1462905599999994E-3,0.12789905043279207,{"$f":"E452*1000000","v":46714.500859927452},{"$f":"F452*1000000","v":35955.146048712544},{"$f":"G452*1000000","v":0},{"$f":"H452*1000000","v":0},{"$f":"I452*1000000","v":5877.1285999999936},{"$f":"J452*1000000","v":15702.285295174112},{"$f":"K452*1000000","v":20411.871931881182},{"$f":"L452*1000000","v":91.827137096774521},{"$f":"M452*1000000","v":3146.2905599999995},{"$f":"SUM(O452:W452)","v":127899.05043279204}]
[2004,1,19,19,4.7010779182222663E-2,3.5065132980557245E-2,4.8886999999999488E-4,2.6551637944764116E-5,5.861056599999994E-3,1.6554482170458192E-2,2.0520701664237338E-2,9.4971255615991125E-5,3.1627007999999995E-3,0.12878524629103619,47010.779182222665,35065.132980557246,488.86999999999489,26.551637944764117,5861.0565999999944,16554.482170458192,20520.701664237338,94.971255615991126,3162.7007999999996,128785.24629103621]
[2004,1,19,20,4.6849076633953331E-2,3.3424278614111416E-2,1.9554499999999793E-3,1.0620492241104791E-4,5.9550777999999938E-3,1.4864194958847669E-2,2.0386398702666002E-2,1.0440341823164083E-4,3.1234156799999995E-3,0.12676850073022108,46849.076633953329,33424.278614111419,1955.4499999999794,106.2049224110479,5955.0777999999937,14864.194958847669,20386.398702666003,104.40341823164083,3123.4156799999996,126768.5007302211]
[2004,1,19,21,4.4187004288731492E-2,3.2702967253896612E-2,1.9554499999999793E-3,1.0620492241104791E-4,5.4938113999999953E-3,1.5071188346496754E-2,2.0325112741101263E-2,1.0440341823164083E-4,3.2641459199999993E-3,0.12321028829086882,44187.004288731492,32702.967253896612,1955.4499999999794,106.2049224110479,5493.811399999995,15071.188346496754,20325.112741101264,104.40341823164083,3264.1459199999995,123210.28829086879]
[2004,1,19,22,3.9645613740713487E-2,3.2576426921514315E-2,1.9554499999999793E-3,1.0620492241104791E-4,5.9964631999999936E-3,1.3181613466598617E-2,2.0865698630386988E-2,1.0440341823164083E-4,3.3377433599999992E-3,0.11776961765985608,39645.613740713488,32576.426921514314,1955.4499999999794,106.2049224110479,5996.4631999999938,13181.613466598617,20865.698630386989,104.40341823164083,3337.743359999999,117769.61765985609]
[2004,1,19,23,3.5688708952640938E-2,3.0642645905768113E-2,1.9554499999999793E-3,1.0620492241104791E-4,6.4087099999999937E-3,1.1774867116945005E-2,2.0534726391293459E-2,1.0440341823164083E-4,3.3059174399999993E-3,0.11052163414729019,35688.70895264094,30642.645905768113,1955.4499999999794,106.2049224110479,6408.7099999999937,11774.867116945006,20534.726391293458,104.40341823164083,3305.9174399999993,110521.6341472902]
[2004,1,19,24,2.7675254239819588E-2,2.9552084258924808E-2,1.9554499999999793E-3,1.0620492241104791E-4,6.1519597999999944E-3,1.39422070604967E-2,2.0402090188624322E-2,1.0440341823164083E-4,3.2900044799999994E-3,0.10317965836850808,27675.254239819587,29552.08425892481,1955.4499999999794,106.2049224110479,6151.9597999999942,13942.207060496699,20402.090188624323,104.40341823164083,3290.0044799999996,103179.65836850808]
[2004,1,20,1,2.4021013783182946E-2,2.8045320406749549E-2,1.9554499999999793E-3,1.0620492241104791E-4,6.442862999999994E-3,1.4713311612129609E-2,1.9633625741367445E-2,1.0440341823164083E-4,2.9697561599999994E-3,9.7991949044072213E-2,24021.013783182945,28045.32040674955,1955.4499999999794,106.2049224110479,6442.8629999999939,14713.31161212961,19633.625741367447,104.40341823164083,2969.7561599999995,97991.949044072215]
[2004,1,20,2,2.2071486882148116E-2,2.6262537118928137E-2,1.9554499999999793E-3,1.0620492241104791E-4,7.0443575999999935E-3,1.4185489779037894E-2,1.9312761114305303E-2,1.0440341823164083E-4,2.9448921599999995E-3,9.3987582995062116E-2,22071.486882148118,26262.537118928136,1955.4499999999794,106.2049224110479,7044.3575999999939,14185.489779037895,19312.761114305304,104.40341823164083,2944.8921599999994,93987.582995062112]
[2004,1,20,3,2.1914159621181907E-2,2.5791640732109909E-2,1.9554499999999793E-3,1.0620492241104791E-4,6.7454183999999936E-3,1.4215362031100293E-2,1.9418728210752252E-2,1.0440341823164083E-4,2.9419084799999998E-3,9.3193275815787041E-2,21914.159621181909,25791.640732109907,1955.4499999999794,106.2049224110479,6745.4183999999932,14215.362031100292,19418.728210752251,104.40341823164083,2941.9084800000001,93193.275815787012]
[2004,1,20,4,2.2020061251837631E-2,2.483260911452112E-2,1.9554499999999793E-3,1.0620492241104791E-4,6.7486327999999934E-3,1.3587775335996023E-2,1.9416451643457028E-2,1.0440341823164083E-4,2.9453894399999992E-3,9.171697792645446E-2,22020.061251837633,24832.609114521121,1955.4499999999794,106.2049224110479,6748.632799999993,13587.775335996022,19416.451643457029,104.40341823164083,2945.389439999999,91716.977926454463]
[2004,1,20,5,2.2478009247793744E-2,2.5148091225122116E-2,1.9554499999999793E-3,1.0620492241104791E-4,6.5260355999999936E-3,1.3316982456478251E-2,1.9909566483563082E-2,1.0440341823164083E-4,2.9583187199999994E-3,9.2503062073599873E-2,22478.009247793743,25148.091225122116,1955.4499999999794,106.2049224110479,6526.0355999999938,13316.98245647825,19909.566483563081,104.40341823164083,2958.3187199999993,92503.062073599853]
[2004,1,20,6,2.4495667966983735E-2,2.5733529617997741E-2,1.9554499999999793E-3,1.0620492241104791E-4,7.3115545999999929E-3,1.4403478354618028E-2,1.9860251841545079E-2,1.0440341823164083E-4,2.8737811199999997E-3,9.6844321841787248E-2,24495.667966983736,25733.529617997741,1955.4499999999794,106.2049224110479,7311.5545999999931,14403.478354618028,19860.25184154508,104.40341823164083,2873.7811199999996,96844.321841787241]
[2004,1,20,7,2.8900167709461275E-2,2.9064602386533113E-2,1.9554499999999793E-3,1.0620492241104791E-4,7.7788479999999919E-3,1.4619017199675559E-2,2.0707043587610545E-2,1.0440341823164083E-4,2.8936723199999995E-3,0.10612940954392318,28900.167709461275,29064.602386533112,1955.4499999999794,106.2049224110479,7778.8479999999918,14619.017199675558,20707.043587610544,104.40341823164083,2893.6723199999997,106129.40954392315]
[2004,1,20,8,3.3208226921731969E-2,3.4382427306974571E-2,1.9554499999999793E-3,1.0620492241104791E-4,8.2067649999999926E-3,1.4219526811201625E-2,2.1815377755314849E-2,1.0440341823164083E-4,3.0677203199999995E-3,0.11706610245586568,33208.22692173197,34382.427306974569,1955.4499999999794,106.2049224110479,8206.7649999999921,14219.526811201624,21815.37775531485,104.40341823164083,3067.7203199999994,117066.10245586566]
[2004,1,20,9,3.4139258737292399E-2,3.649705878818655E-2,1.4665999999999846E-3,7.9654370711622824E-5,9.0228207999999907E-3,1.5408007616297589E-2,2.3226932615120596E-2,1.0125942834042429E-4,3.3501753599999994E-3,0.12329176771594914,34139.258737292403,36497.05878818655,1466.5999999999847,79.654370711622818,9022.8207999999904,15408.007616297589,23226.932615120597,101.25942834042429,3350.1753599999993,123291.76771594916]
[2004,1,20,10,3.2098907888223532E-2,3.8417634265284141E-2,0,0,7.6872375999999919E-3,1.9306422129925858E-2,2.27676640831674E-2,9.1827137096774526E-5,3.401395199999999E-3,0.12377108830369769,32098.907888223534,38417.634265284141,0,0,7687.2375999999922,19306.422129925857,22767.664083167401,91.827137096774521,3401.395199999999,123771.0883036977]
[2004,1,20,11,3.1772084580951425E-2,3.9775606492740805E-2,0,0,9.0967519999999909E-3,1.8591946690753144E-2,2.3312584838171699E-2,9.1827137096774526E-5,3.4008979199999993E-3,0.12604169965971385,31772.084580951425,39775.606492740808,0,0,9096.7519999999913,18591.946690753142,23312.584838171701,91.827137096774521,3400.8979199999994,126041.69965971383]
[2004,1,20,12,3.3504334359838073E-2,3.7968724361752068E-2,0,0,9.2703295999999914E-3,1.8138402639134684E-2,2.2591927658939345E-2,9.1827137096774526E-5,3.3422188799999996E-3,0.12490776463676094,33504.334359838074,37968.724361752065,0,0,9270.3295999999918,18138.402639134685,22591.927658939345,91.827137096774521,3342.2188799999994,124907.76463676094]
[2004,1,20,13,3.2440088110837505E-2,3.827274059322134E-2,0,0,7.7820623999999916E-3,1.784965959807024E-2,2.3038918965793739E-2,9.1827137096774526E-5,3.2248607999999994E-3,0.12270015760501959,32440.088110837503,38272.740593221337,0,0,7782.0623999999916,17849.65959807024,23038.918965793739,91.827137096774521,3224.8607999999995,122700.15760501957]
[2004,1,20,14,3.0501641155741503E-2,3.8718447683837733E-2,0,0,9.262293599999992E-3,1.6853890149247049E-2,2.3474979057168069E-2,9.1827137096774526E-5,3.2109369599999998E-3,0.12211401574309111,30501.641155741501,38718.44768383773,0,0,9262.2935999999918,16853.890149247047,23474.979057168068,91.827137096774521,3210.93696,122114.01574309111]
[2004,1,20,15,3.1258595664237852E-2,3.850459010317954E-2,0,0,8.6290567999999929E-3,1.7008834623427213E-2,2.2302574751954563E-2,9.1827137096774526E-5,3.1627007999999995E-3,0.12095817987989593,31258.595664237851,38504.590103179537,0,0,8629.056799999993,17008.834623427214,22302.574751954562,91.827137096774521,3162.7007999999996,120958.17987989594]
[2004,1,20,16,3.2096508827760946E-2,3.6902556409574558E-2,0,0,6.8993077999999946E-3,1.7912267492595786E-2,2.1966046386602166E-2,9.1827137096774526E-5,3.1860729599999995E-3,0.11905458701363024,32096.508827760947,36902.556409574558,0,0,6899.3077999999941,17912.267492595787,21966.046386602167,91.827137096774521,3186.0729599999995,119054.58701363023]
[2004,1,20,17,3.5950956758007378E-2,3.7140723567628639E-2,0,0,7.0407413999999937E-3,1.5931482297893335E-2,2.2241381393144469E-2,9.1827137096774526E-5,3.2129260799999997E-3,0.12161003863377058,35950.956758007378,37140.723567628636,0,0,7040.7413999999935,15931.482297893335,22241.381393144471,91.827137096774521,3212.9260799999997,121610.0386337706]
[2004,1,20,18,4.2425230600312031E-2,3.6841377466694164E-2,0,0,6.184907399999994E-3,1.6624305621469781E-2,2.2104534811549146E-2,9.1827137096774526E-5,3.1965158399999997E-3,0.12746869887712189,42425.230600312032,36841.377466694161,0,0,6184.9073999999937,16624.305621469783,22104.534811549147,91.827137096774521,3196.5158399999996,127468.69887712189]
[2004,1,20,19,4.5441275747831342E-2,3.5418230566458153E-2,4.8886999999999488E-4,2.6551637944764116E-5,6.7494363999999933E-3,1.614746141870204E-2,2.1810648559370108E-2,9.4971255615991125E-5,3.3372460799999991E-3,0.12951469166592239,45441.275747831343,35418.230566458151,488.86999999999489,26.551637944764117,6749.4363999999932,16147.46141870204,21810.648559370107,94.971255615991126,3337.246079999999,129514.69166592238]
[2004,1,20,20,4.499574367144768E-2,3.4034805779728859E-2,1.9554499999999793E-3,1.0620492241104791E-4,7.3159743999999917E-3,1.4839862073856338E-2,2.1687547755975433E-2,1.0440341823164083E-4,3.4859327999999992E-3,0.12852592482165098,44995.743671447679,34034.805779728857,1955.4499999999794,106.2049224110479,7315.9743999999919,14839.862073856339,21687.547755975433,104.40341823164083,3485.9327999999991,128525.92482165097]
[2004,1,20,21,4.4116842256533166E-2,3.3369131403810551E-2,1.9554499999999793E-3,1.0620492241104791E-4,5.6360485999999944E-3,1.4427110525823785E-2,2.1194304664651473E-2,1.0440341823164083E-4,3.3874713599999994E-3,0.12429696715146164,44116.842256533164,33369.131403810548,1955.4499999999794,106.2049224110479,5636.0485999999946,14427.110525823786,21194.304664651474,104.40341823164083,3387.4713599999995,124296.96715146162]
[2004,1,20,22,4.0118434052334923E-2,3.3069645604347248E-2,1.9554499999999793E-3,1.0620492241104791E-4,6.1732551999999939E-3,1.4032158069414736E-2,2.1131486044437944E-2,1.0440341823164083E-4,3.4207891199999996E-3,0.12011182643117753,40118.434052334924,33069.64560434725,1955.4499999999794,106.2049224110479,6173.2551999999941,14032.158069414736,21131.486044437945,104.40341823164083,3420.7891199999995,120111.82643117754]
[2004,1,20,23,3.6815468099049356E-2,3.0023095288006268E-2,1.9554499999999793E-3,1.0620492241104791E-4,6.6457719999999934E-3,1.2524304624298682E-2,2.0778850767217433E-2,1.0440341823164083E-4,3.1303775999999995E-3,0.11208392671921441,36815.468099049358,30023.095288006269,1955.4499999999794,106.2049224110479,6645.7719999999936,12524.304624298682,20778.850767217435,104.40341823164083,3130.3775999999993,112083.9267192144]
[2004,1,20,24,2.824810742219927E-2,2.916295193168026E-2,1.9554499999999793E-3,1.0620492241104791E-4,6.2487935999999931E-3,1.2892811001105411E-2,2.1196302298593407E-2,1.0440341823164083E-4,3.1686681599999997E-3,0.10308369275422102,28248.107422199271,29162.951931680262,1955.4499999999794,106.2049224110479,6248.7935999999936,12892.811001105412,21196.302298593408,104.40341823164083,3168.6681599999997,103083.69275422102]
[2004,1,21,1,2.0645283430991625E-2,2.6329413643075811E-2,1.9554499999999793E-3,1.0620492241104791E-4,6.0523133999999942E-3,1.2653477505012336E-2,2.086796947029608E-2,1.0440341823164083E-4,3.15374976E-3,9.1868265550018521E-2,20645.283430991625,26329.413643075812,1955.4499999999794,106.2049224110479,6052.3133999999945,12653.477505012335,20867.969470296081,104.40341823164083,3153.7497600000002,91868.265550018521]
[2004,1,21,2,1.8693305279496086E-2,2.5018160104773781E-2,1.9554499999999793E-3,1.0620492241104791E-4,5.550063399999995E-3,1.3083983321603675E-2,2.0202520500663772E-2,1.0440341823164083E-4,3.1825919999999993E-3,8.7896682947179977E-2,18693.305279496086,25018.160104773782,1955.4499999999794,106.2049224110479,5550.0633999999945,13083.983321603675,20202.520500663773,104.40341823164083,3182.5919999999992,87896.682947179972]
[2004,1,21,3,1.7967526819374805E-2,2.445799477226086E-2,1.9554499999999793E-3,1.0620492241104791E-4,6.1153959999999943E-3,1.2967675271128763E-2,2.0289579741594461E-2,1.0440341823164083E-4,3.0896006399999992E-3,8.7053831585001545E-2,17967.526819374805,24457.994772260859,1955.4499999999794,106.2049224110479,6115.3959999999943,12967.675271128763,20289.579741594462,104.40341823164083,3089.6006399999992,87053.831585001564]
[2004,1,21,4,1.8633680800195708E-2,2.3532738823692775E-2,1.9554499999999793E-3,1.0620492241104791E-4,5.9084689999999943E-3,1.2463708020872367E-2,1.9313306208997693E-2,1.0440341823164083E-4,3.0761740799999993E-3,8.5094135274401198E-2,18633.680800195707,23532.738823692776,1955.4499999999794,106.2049224110479,5908.4689999999946,12463.708020872367,19313.306208997692,104.40341823164083,3076.1740799999993,85094.135274401197]
[2004,1,21,5,1.8445285762393213E-2,2.3518784977652224E-2,1.9554499999999793E-3,1.0620492241104791E-4,6.8981023999999929E-3,1.1758795221262771E-2,2.0003439174784091E-2,1.0440341823164083E-4,3.1099891199999996E-3,8.590045499673496E-2,18445.285762393214,23518.784977652223,1955.4499999999794,106.2049224110479,6898.1023999999925,11758.795221262772,20003.439174784093,104.40341823164083,3109.9891199999997,85900.454996734959]
[2004,1,21,6,2.0253447397498195E-2,2.4492317842997116E-2,1.9554499999999793E-3,1.0620492241104791E-4,7.6438431999999923E-3,1.2964155632500113E-2,1.9964996966395511E-2,1.0440341823164083E-4,3.2039750399999989E-3,9.0688794420033608E-2,20253.447397498196,24492.317842997116,1955.4499999999794,106.2049224110479,7643.8431999999921,12964.155632500113,19964.996966395513,104.40341823164083,3203.9750399999989,90688.794420033606]
[2004,1,21,7,2.4116157876442529E-2,2.7837323116262212E-2,1.9554499999999793E-3,1.0620492241104791E-4,8.2216315999999925E-3,1.3416474875863267E-2,1.9836481599479032E-2,1.0440341823164083E-4,3.1761273599999994E-3,9.8770254768689697E-2,24116.157876442529,27837.323116262211,1955.4499999999794,106.2049224110479,8221.6315999999933,13416.474875863267,19836.481599479033,104.40341823164083,3176.1273599999995,98770.254768689701]
[2004,1,21,8,2.9598931788643763E-2,3.4079520505152484E-2,1.9554499999999793E-3,1.0620492241104791E-4,8.2594007999999917E-3,1.4567543832574494E-2,2.0626050832048416E-2,1.0440341823164083E-4,2.3347295999999996E-3,0.11163223569906183,29598.931788643764,34079.520505152483,1955.4499999999794,106.2049224110479,8259.4007999999922,14567.543832574494,20626.050832048415,104.40341823164083,2334.7295999999997,111632.23569906181]
[2004,1,21,9,3.0928366578808014E-2,3.5905930324676892E-2,1.4665999999999846E-3,7.9654370711622824E-5,8.9999181999999914E-3,1.5063712003280176E-2,2.2233825398100728E-2,1.0125942834042429E-4,1.7195942399999995E-3,0.11649886054391785,30928.366578808014,35905.93032467689,1466.5999999999847,79.654370711622818,8999.918199999991,15063.712003280176,22233.825398100729,101.25942834042429,1719.5942399999994,116498.86054391784]
[2004,1,21,10,2.9253179009236793E-2,3.7431076970494935E-2,0,0,8.3590471999999937E-3,1.8515081919452513E-2,2.2085878475698449E-2,9.1827137096774526E-5,1.8926476799999998E-3,0.11762873839197947,29253.179009236792,37431.076970494934,0,0,8359.0471999999936,18515.081919452514,22085.87847569845,91.827137096774521,1892.6476799999998,117628.73839197944]
[2004,1,21,11,2.9445871373829764E-2,3.9869870918549002E-2,0,0,8.3739137999999918E-3,1.9149445542861979E-2,2.2482702416200522E-2,9.1827137096774526E-5,2.0144812799999996E-3,0.12142811246853805,29445.871373829763,39869.870918549001,0,0,8373.9137999999912,19149.44554286198,22482.702416200522,91.827137096774521,2014.4812799999995,121428.11246853803]
[2004,1,21,12,2.9772308085183823E-2,3.7317195777480577E-2,0,0,8.9380409999999903E-3,1.7229453642028856E-2,2.2966247227509583E-2,9.1827137096774526E-5,2.0443180799999995E-3,0.11835939094929961,29772.308085183824,37317.195777480578,0,0,8938.0409999999902,17229.453642028857,22966.247227509582,91.827137096774521,2044.3180799999996,118359.39094929959]
[2004,1,21,13,2.9852726153114136E-2,3.8079146911497046E-2,0,0,7.194228999999993E-3,1.7127261643780034E-2,2.3145544142501549E-2,9.1827137096774526E-5,1.7857324799999998E-3,0.11727646746798955,29852.726153114134,38079.146911497046,0,0,7194.228999999993,17127.261643780035,23145.544142501549,91.827137096774521,1785.7324799999997,117276.46746798953]
[2004,1,21,14,2.8283516224813746E-2,3.8920848535625135E-2,0,0,8.5121329999999912E-3,1.8143380910658265E-2,2.2644524430003837E-2,9.1827137096774526E-5,1.3769683199999997E-3,0.11797319855819775,28283.516224813746,38920.848535625133,0,0,8512.1329999999907,18143.380910658263,22644.524430003836,91.827137096774521,1376.9683199999997,117973.19855819774]
[2004,1,21,15,2.8667771270239367E-2,3.7670787311847968E-2,0,0,8.4486485999999937E-3,1.7139482803574267E-2,2.241979821445711E-2,9.1827137096774526E-5,1.4212262399999997E-3,0.11585954157721551,28667.771270239366,37670.787311847969,0,0,8448.6485999999932,17139.482803574268,22419.798214457111,91.827137096774521,1421.2262399999997,115859.54157721548]
[2004,1,21,16,3.0100676731322055E-2,3.6106962775775728E-2,0,0,7.2135153999999925E-3,1.7708462367445849E-2,2.2162678029651404E-2,9.1827137096774526E-5,1.8752428799999996E-3,0.1152593653212918,30100.676731322055,36106.962775775726,0,0,7213.515399999993,17708.462367445849,22162.678029651404,91.827137096774521,1875.2428799999996,115259.3653212918]
[2004,1,21,17,3.4525423593522835E-2,3.6317237494237806E-2,0,0,6.9664083999999944E-3,1.7358184855656662E-2,2.1594313173228696E-2,9.1827137096774526E-5,2.2392518399999995E-3,0.11909264649374278,34525.423593522835,36317.237494237808,0,0,6966.4083999999948,17358.184855656662,21594.313173228697,91.827137096774521,2239.2518399999994,119092.64649374277]
[2004,1,21,18,4.1067295210773611E-2,3.6010737113004912E-2,0,0,5.8558331999999944E-3,1.7820555503161997E-2,2.1317639108170722E-2,9.1827137096774526E-5,2.4451257599999994E-3,0.12460901303220802,41067.295210773613,36010.737113004914,0,0,5855.8331999999946,17820.555503161995,21317.639108170722,91.827137096774521,2445.1257599999994,124609.01303220801]
[2004,1,21,19,4.3647701417098152E-2,3.4497979706502854E-2,4.8886999999999488E-4,2.6551637944764116E-5,6.2295071999999936E-3,1.6390127443244498E-2,2.1765266777480495E-2,9.4971255615991125E-5,2.3839603200000001E-3,0.12552493575788676,43647.701417098149,34497.979706502854,488.86999999999489,26.551637944764117,6229.5071999999936,16390.127443244499,21765.266777480494,94.971255615991126,2383.9603200000001,125524.93575788675]
[2004,1,21,20,4.2665428551061521E-2,3.2796743902260186E-2,1.9554499999999793E-3,1.0620492241104791E-4,5.4946149999999944E-3,1.4829327016726684E-2,2.2075345211686127E-2,1.0440341823164083E-4,2.9140607999999998E-3,0.12294157882237719,42665.428551061523,32796.743902260183,1955.4499999999794,106.2049224110479,5494.6149999999943,14829.327016726684,22075.345211686126,104.40341823164083,2914.0607999999997,122941.5788223772]
[2004,1,21,21,4.0339987425666454E-2,3.2477306673905533E-2,1.9554499999999793E-3,1.0620492241104791E-4,5.5846181999999944E-3,1.4232909148211443E-2,2.1604104080688271E-2,1.0440341823164083E-4,3.4391884799999991E-3,0.11984417234911438,40339.987425666455,32477.306673905532,1955.4499999999794,106.2049224110479,5584.6181999999944,14232.909148211444,21604.10408068827,104.40341823164083,3439.1884799999989,119844.17234911436]
[2004,1,21,22,3.6733596705706736E-2,3.1698577162703127E-2,1.9554499999999793E-3,1.0620492241104791E-4,5.629217999999994E-3,1.3267737030992894E-2,2.1610521803436575E-2,1.0440341823164083E-4,3.1438041599999998E-3,0.11424951320348199,36733.596705706739,31698.577162703128,1955.4499999999794,106.2049224110479,5629.2179999999944,13267.737030992894,21610.521803436575,104.40341823164083,3143.8041599999997,114249.513203482]
[2004,1,21,23,3.3051572698482135E-2,2.8867901725296366E-2,1.9554499999999793E-3,1.0620492241104791E-4,5.9972667999999944E-3,1.1858954386284317E-2,2.1384941285529323E-2,1.0440341823164083E-4,3.3919468799999994E-3,0.10671864211623482,33051.572698482138,28867.901725296368,1955.4499999999794,106.2049224110479,5997.2667999999949,11858.954386284317,21384.941285529323,104.40341823164083,3391.9468799999995,106718.6421162348]
[2004,1,21,24,2.5447033666133791E-2,2.7900069153377255E-2,1.9554499999999793E-3,1.0620492241104791E-4,6.0269999999999942E-3,1.1981933538170614E-2,2.0958484499902001E-2,1.0440341823164083E-4,2.7996863999999997E-3,9.7280265598226334E-2,25447.03366613379,27900.069153377255,1955.4499999999794,106.2049224110479,6026.9999999999945,11981.933538170613,20958.484499902002,104.40341823164083,2799.6863999999996,97280.265598226324]
[2004,1,22,1,2.4184257466112517E-2,2.8278770180950485E-2,1.9554499999999793E-3,1.0620492241104791E-4,5.9442291999999945E-3,1.4727164061588636E-2,2.0124491151756952E-2,1.0440341823164083E-4,2.9046124799999994E-3,9.8329582881051258E-2,24184.257466112518,28278.770180950487,1955.4499999999794,106.2049224110479,5944.2291999999943,14727.164061588635,20124.491151756953,104.40341823164083,2904.6124799999993,98329.582881051247]
[2004,1,22,2,2.2535491605920849E-2,2.6661805023898477E-2,1.9554499999999793E-3,1.0620492241104791E-4,5.9144959999999931E-3,1.4631066655733181E-2,1.9503859511575333E-2,1.0440341823164083E-4,2.8986451199999996E-3,9.4311422257770505E-2,22535.491605920848,26661.805023898476,1955.4499999999794,106.2049224110479,5914.4959999999928,14631.066655733181,19503.859511575334,104.40341823164083,2898.6451199999997,94311.422257770493]
[2004,1,22,3,2.2039185222434352E-2,2.5861506445640375E-2,1.9554499999999793E-3,1.0620492241104791E-4,6.7534543999999939E-3,1.4152695272215177E-2,1.9481213865653789E-2,1.0440341823164083E-4,3.0602611199999998E-3,9.3514374666586367E-2,22039.185222434353,25861.506445640374,1955.4499999999794,106.2049224110479,6753.4543999999942,14152.695272215178,19481.21386565379,104.40341823164083,3060.2611199999997,93514.374666586344]
[2004,1,22,4,2.2232326111641946E-2,2.505713297082876E-2,1.9554499999999793E-3,1.0620492241104791E-4,7.2898573999999935E-3,1.3649323399877244E-2,1.880528967718113E-2,1.0440341823164083E-4,2.8330041599999994E-3,9.203299206017175E-2,22232.326111641945,25057.132970828759,1955.4499999999794,106.2049224110479,7289.8573999999935,13649.323399877243,18805.289677181128,104.40341823164083,2833.0041599999995,92032.992060171746]
[2004,1,22,5,2.2650329426692612E-2,2.5313624633226901E-2,1.9554499999999793E-3,1.0620492241104791E-4,6.9189959999999932E-3,1.3306813772236453E-2,1.9379847820391118E-2,1.0440341823164083E-4,3.0861196799999995E-3,9.2821789673189756E-2,22650.329426692613,25313.6246332269,1955.4499999999794,106.2049224110479,6918.9959999999928,13306.813772236452,19379.847820391118,104.40341823164083,3086.1196799999993,92821.789673189749]
[2004,1,22,6,2.4663672068296727E-2,2.586938483110527E-2,1.9554499999999793E-3,1.0620492241104791E-4,7.8997897999999924E-3,1.4359349500030065E-2,1.9514551242549794E-2,1.0440341823164083E-4,2.7052031999999994E-3,9.717800898262452E-2,24663.672068296728,25869.384831105272,1955.4499999999794,106.2049224110479,7899.7897999999923,14359.349500030065,19514.551242549795,104.40341823164083,2705.2031999999995,97178.008982624524]
[2004,1,22,7,2.9083886819551846E-2,2.9137742192167589E-2,1.9554499999999793E-3,1.0620492241104791E-4,8.6567809999999901E-3,1.4531862408717931E-2,2.0239907101776054E-2,1.0440341823164083E-4,2.6788473600000001E-3,0.10649508522285607,29083.886819551848,29137.742192167589,1955.4499999999794,106.2049224110479,8656.7809999999899,14531.862408717931,20239.907101776054,104.40341823164083,2678.8473600000002,106495.08522285608]
[2004,1,22,8,3.3854397732994167E-2,3.4499647731776016E-2,1.9554499999999793E-3,1.0620492241104791E-4,7.9769353999999924E-3,1.4804737646028347E-2,2.1362520751550915E-2,1.0440341823164083E-4,2.8051564799999994E-3,0.11746945408299211,33854.39773299417,34499.647731776015,1955.4499999999794,106.2049224110479,7976.9353999999921,14804.737646028347,21362.520751550914,104.40341823164083,2805.1564799999996,117469.4540829921]
[2004,1,22,9,3.5324668398093936E-2,3.6726475190907597E-2,1.4665999999999846E-3,7.9654370711622824E-5,8.4394071999999917E-3,1.6823357385686227E-2,2.1976856527384788E-2,1.0125942834042429E-4,2.7783033599999996E-3,0.12371658186112457,35324.668398093934,36726.4751909076,1466.5999999999847,79.654370711622818,8439.4071999999924,16823.357385686228,21976.856527384789,101.25942834042429,2778.3033599999994,123716.58186112458]
[2004,1,22,10,3.3114802864006823E-2,3.8570364557696524E-2,0,0,7.8021523999999938E-3,2.0503962598279829E-2,2.1801589116420356E-2,9.1827137096774526E-5,2.3128492799999994E-3,0.12419754795350031,{"$f":"E516*1000000","v":33114.802864006822},{"$f":"F516*1000000","v":38570.364557696521},{"$f":"G516*1000000","v":0},{"$f":"H516*1000000","v":0},{"$f":"I516*1000000","v":7802.1523999999936},{"$f":"J516*1000000","v":20503.962598279828},{"$f":"K516*1000000","v":21801.589116420357},{"$f":"L516*1000000","v":91.827137096774521},{"$f":"M516*1000000","v":2312.8492799999995},{"$f":"SUM(O516:W516)","v":124197.54795350028}]
[2004,1,22,11,3.2995359161995967E-2,4.059722083216237E-2,0,0,8.2819015999999936E-3,2.0099567297658265E-2,2.2516452696575911E-2,9.1827137096774526E-5,1.8936422399999998E-3,0.12647597096548926,32995.35916199597,40597.220832162369,0,0,8281.9015999999938,20099.567297658265,22516.452696575911,91.827137096774521,1893.6422399999997,126475.97096548929]
[2004,1,22,12,3.4301819338074142E-2,3.8564754767206881E-2,0,0,8.8922357999999917E-3,1.9019292187226606E-2,2.2051434007064382E-2,9.1827137096774526E-5,2.4167807999999997E-3,0.12533814403666879,34301.819338074143,38564.754767206883,0,0,8892.2357999999913,19019.292187226605,22051.434007064381,91.827137096774521,2416.7807999999995,125338.14403666877]
[2004,1,22,13,3.3150538388510557E-2,3.8869104589757605E-2,0,0,8.4104775999999919E-3,1.8618902562624131E-2,2.1858694260842637E-2,9.1827137096774526E-5,2.1233856E-3,0.1231229301388317,33150.538388510555,38869.104589757604,0,0,8410.4775999999911,18618.902562624131,21858.694260842636,91.827137096774521,2123.3856000000001,123122.93013883167]
[2004,1,22,14,3.1585702002480183E-2,3.9879157595474654E-2,0,0,9.0015253999999895E-3,1.8183182121717406E-2,2.1709762681789199E-2,9.1827137096774526E-5,2.0836031999999999E-3,0.12253476013855823,31585.702002480182,39879.157595474651,0,0,9001.5253999999895,18183.182121717407,21709.762681789198,91.827137096774521,2083.6032,122534.76013855819]
[2004,1,22,15,3.1891843032736553E-2,3.8976650562164081E-2,0,0,8.580037199999991E-3,1.767553408141314E-2,2.1569209110353614E-2,9.1827137096774526E-5,2.58983424E-3,0.12137493536376416,31891.843032736553,38976.650562164083,0,0,8580.0371999999916,17675.534081413141,21569.209110353615,91.827137096774521,2589.8342400000001,121374.93536376413]
[2004,1,22,16,3.2444595177511401E-2,3.7409538964121823E-2,0,0,7.2906609999999934E-3,1.816900167328122E-2,2.1593652825819966E-2,9.1827137096774526E-5,2.4655142399999997E-3,0.11946479101783115,32444.595177511401,37409.538964121821,0,0,7290.6609999999937,18169.001673281218,21593.652825819965,91.827137096774521,2465.5142399999995,119464.79101783119]
[2004,1,22,17,3.7079769033264251E-2,3.7278312113141421E-2,0,0,5.9092725999999943E-3,1.731417814773311E-2,2.1702210677064359E-2,9.1827137096774526E-5,2.6534860799999997E-3,0.12202905578829994,37079.769033264252,37278.312113141423,0,0,5909.2725999999939,17314.17814773311,21702.210677064359,91.827137096774521,2653.4860799999997,122029.05578829991]
[2004,1,22,18,4.3051781179651083E-2,3.6974443038341555E-2,0,0,6.2761159999999939E-3,1.7238322683587E-2,2.1546341323498683E-2,9.1827137096774526E-5,2.7290726399999991E-3,0.12790790400217505,43051.78117965108,36974.443038341553,0,0,6276.1159999999936,17238.322683587001,21546.341323498684,91.827137096774521,2729.072639999999,127907.90400217507]
[2004,1,22,19,4.5989898767888705E-2,3.5820251077456615E-2,4.8886999999999488E-4,2.6551637944764116E-5,6.6252801999999939E-3,1.6635369895752053E-2,2.1608360388452215E-2,9.4971255615991125E-5,2.6713881599999996E-3,0.12996094138311035,45989.898767888706,35820.251077456618,488.86999999999489,26.551637944764117,6625.2801999999938,16635.369895752054,21608.360388452216,94.971255615991126,2671.3881599999995,129960.94138311034]
[2004,1,22,20,4.5667067908634645E-2,3.4833747527211398E-2,1.9554499999999793E-3,1.0620492241104791E-4,6.4790249999999933E-3,1.5486684131365669E-2,2.1563856837584373E-2,1.0440341823164083E-4,2.7723359999999994E-3,0.12896877574543875,45667.067908634643,34833.747527211395,1955.4499999999794,106.2049224110479,6479.0249999999933,15486.68413136567,21563.856837584372,104.40341823164083,2772.3359999999993,128968.77574543875]
[2004,1,22,21,4.4192706928851376E-2,3.3842090349282115E-2,1.9554499999999793E-3,1.0620492241104791E-4,6.5545633999999934E-3,1.4204807499453145E-2,2.1012564460283305E-2,1.0440341823164083E-4,2.7524447999999996E-3,0.12472523577851262,44192.706928851374,33842.090349282116,1955.4499999999794,106.2049224110479,6554.5633999999936,14204.807499453145,21012.564460283305,104.40341823164083,2752.4447999999998,124725.23577851261]
[2004,1,22,22,4.0473002142502372E-2,3.3597417580841893E-2,1.9554499999999793E-3,1.0620492241104791E-4,5.6918987999999941E-3,1.4238235645707042E-2,2.146240772441901E-2,1.0440341823164083E-4,2.8966559999999992E-3,0.12052567623411301,40473.002142502373,33597.417580841895,1955.4499999999794,106.2049224110479,5691.8987999999945,14238.235645707042,21462.407724419008,104.40341823164083,2896.655999999999,120525.67623411299]
[2004,1,22,23,3.7523527914800826E-2,3.0906063276077093E-2,1.9554499999999793E-3,1.0620492241104791E-4,5.0980383999999941E-3,1.3244274444132438E-2,2.0601685694663203E-2,1.0440341823164083E-4,2.9304710399999994E-3,0.11247011911031624,37523.527914800827,30906.063276077093,1955.4499999999794,106.2049224110479,5098.038399999994,13244.274444132438,20601.685694663203,104.40341823164083,2930.4710399999994,112470.11911031623]
[2004,1,22,24,2.8520256843730555E-2,2.9607821770771689E-2,1.9554499999999793E-3,1.0620492241104791E-4,6.7084527999999935E-3,1.3017197155818309E-2,2.0257377106381737E-2,1.0440341823164083E-4,3.1617062399999993E-3,0.10343887025734497,28520.256843730556,29607.82177077169,1955.4499999999794,106.2049224110479,6708.4527999999937,13017.197155818309,20257.377106381737,104.40341823164083,3161.7062399999991,103438.87025734496]
[2004,1,23,1,2.3858829867793557E-2,2.7487138089552776E-2,1.9554499999999793E-3,1.0620492241104791E-4,7.1134671999999923E-3,1.3801393909896499E-2,1.9279499073943045E-2,1.0440341823164083E-4,3.0995462399999994E-3,9.6805932721828553E-2,23858.829867793556,27487.138089552776,1955.4499999999794,106.2049224110479,7113.4671999999919,13801.393909896498,19279.499073943043,104.40341823164083,3099.5462399999992,96805.932721828518]
[2004,1,23,2,2.1827441623129121E-2,2.6502484638478652E-2,1.9554499999999793E-3,1.0620492241104791E-4,6.2487935999999931E-3,1.3180269872336751E-2,1.9167219258235231E-2,1.0440341823164083E-4,3.0702067199999995E-3,9.2162474052822407E-2,21827.441623129122,26502.484638478651,1955.4499999999794,106.2049224110479,6248.7935999999936,13180.26987233675,19167.219258235233,104.40341823164083,3070.2067199999997,92162.474052822421]
[2004,1,23,3,2.1083366699022874E-2,2.5645973817568588E-2,1.9554499999999793E-3,1.0620492241104791E-4,7.3469129999999931E-3,1.2635222253266838E-2,1.9392046659496717E-2,1.0440341823164083E-4,3.0801523199999997E-3,9.1349733089997678E-2,21083.366699022874,25645.973817568589,1955.4499999999794,106.2049224110479,7346.9129999999932,12635.222253266838,19392.046659496718,104.40341823164083,3080.1523199999997,91349.733089997666]
[2004,1,23,4,2.1705719948431918E-2,2.4955144151421034E-2,1.9554499999999793E-3,1.0620492241104791E-4,6.3074563999999944E-3,1.2406185591254837E-2,1.8866635557477196E-2,1.0440341823164083E-4,3.3382406399999997E-3,8.9745440629227666E-2,21705.719948431917,24955.144151421035,1955.4499999999794,106.2049224110479,6307.4563999999946,12406.185591254836,18866.635557477195,104.40341823164083,3338.2406399999995,89745.44062922764]
[2004,1,23,5,2.222928258057787E-2,2.5009219139031605E-2,1.9554499999999793E-3,1.0620492241104791E-4,6.3251355999999941E-3,1.253362286416485E-2,1.9129463595912659E-2,1.0440341823164083E-4,3.2765779199999999E-3,9.0669360040329633E-2,22229.28258057787,25009.219139031604,1955.4499999999794,106.2049224110479,6325.1355999999942,12533.62286416485,19129.463595912657,104.40341823164083,3276.5779199999997,90669.360040329644]
[2004,1,23,6,2.3830943642653233E-2,2.5447952250295107E-2,1.9554499999999793E-3,1.0620492241104791E-4,8.2087739999999916E-3,1.3416767257971871E-2,1.9138444681285033E-2,1.0440341823164083E-4,3.3103929599999997E-3,9.5519333132847925E-2,23830.943642653234,25447.952250295108,1955.4499999999794,106.2049224110479,8208.7739999999922,13416.767257971871,19138.444681285033,104.40341823164083,3310.3929599999997,95519.333132847911]
[2004,1,23,7,2.8505142503977329E-2,2.7736452792155825E-2,1.9554499999999793E-3,1.0620492241104791E-4,8.2328819999999935E-3,1.1921226755761306E-2,1.9953410049583658E-2,1.0440341823164083E-4,3.3631046399999992E-3,0.10187827708212079,28505.142503977328,27736.452792155826,1955.4499999999794,106.2049224110479,8232.8819999999942,11921.226755761307,19953.410049583657,104.40341823164083,3363.1046399999991,101878.27708212078]
[2004,1,23,8,3.3153229365522396E-2,3.3634551773654778E-2,1.9554499999999793E-3,1.0620492241104791E-4,7.8567971999999927E-3,1.389770830374981E-2,2.1631484624192711E-2,1.0440341823164083E-4,3.2835398399999995E-3,0.11562336944776237,33153.229365522398,33634.551773654777,1955.4499999999794,106.2049224110479,7856.7971999999927,13897.708303749811,21631.484624192712,104.40341823164083,3283.5398399999995,115623.36944776236]
[2004,1,23,9,3.3409129617805476E-2,3.637473812453023E-2,1.4665999999999846E-3,7.9654370711622824E-5,8.3594489999999928E-3,1.4995736054088507E-2,2.2127882262665533E-2,1.0125942834042429E-4,3.2014886399999993E-3,0.12011593749814177,33409.129617805476,36374.738124530231,1466.5999999999847,79.654370711622818,8359.4489999999932,14995.736054088507,22127.882262665535,101.25942834042429,3201.4886399999991,120115.93749814178]
[2004,1,23,10,3.3068430604030148E-2,3.7528689103826861E-2,0,0,8.9637561999999921E-3,1.7537937677468106E-2,2.1850277454535567E-2,9.1827137096774526E-5,3.2034777599999997E-3,0.12224439593695745,33068.430604030145,37528.689103826859,0,0,8963.7561999999925,17537.937677468104,21850.277454535568,91.827137096774521,3203.4777599999998,122244.39593695741]
[2004,1,23,11,3.2779359462835174E-2,3.9013268668361904E-2,0,0,9.4077451999999909E-3,1.8128636489066551E-2,2.2617722738464824E-2,9.1827137096774526E-5,3.1179455999999998E-3,0.12515650529582523,32779.359462835171,39013.268668361903,0,0,9407.7451999999903,18128.63648906655,22617.722738464825,91.827137096774521,3117.9455999999996,125156.50529582521]
[2004,1,23,12,3.2636671192456723E-2,3.8772316165042911E-2,0,0,8.5908857999999928E-3,1.8640158873084192E-2,2.1327807283408388E-2,9.1827137096774526E-5,3.1060108799999993E-3,0.12316567733108898,32636.671192456724,38772.31616504291,0,0,8590.8857999999927,18640.15887308419,21327.807283408387,91.827137096774521,3106.0108799999994,123165.67733108897]
[2004,1,23,13,3.2753181976169693E-2,3.7664857044681331E-2,0,0,7.0986005999999924E-3,1.7686662519561844E-2,2.097169323651666E-2,9.1827137096774526E-5,3.1104863999999992E-3,0.1193773089140263,32753.181976169693,37664.857044681332,0,0,7098.6005999999925,17686.662519561844,20971.693236516661,91.827137096774521,3110.4863999999993,119377.30891402627]
[2004,1,23,14,2.9903557601711286E-2,3.8584305141947474E-2,0,0,7.8845213999999917E-3,1.75461405155579E-2,2.1514095358792423E-2,9.1827137096774526E-5,3.1830892799999998E-3,0.11870753643510586,29903.557601711287,38584.305141947472,0,0,7884.5213999999914,17546.140515557901,21514.095358792423,91.827137096774521,3183.0892799999997,118707.53643510584]
[2004,1,23,15,3.1062046595285317E-2,3.7759174089426167E-2,0,0,6.4263891999999934E-3,1.7560750968306022E-2,2.1222143965317321E-2,9.1827137096774526E-5,3.1820947199999996E-3,0.1173044266754316,31062.046595285316,37759.174089426167,0,0,6426.3891999999933,17560.750968306023,21222.143965317322,91.827137096774521,3182.0947199999996,117304.42667543159]
[2004,1,23,16,3.4409773295117602E-2,3.5204625447911517E-2,0,0,5.4435863999999952E-3,1.5978665563844748E-2,2.0505667358469318E-2,9.1827137096774526E-5,3.0970598399999993E-3,0.11473120504243996,34409.7732951176,35204.625447911516,0,0,5443.5863999999956,15978.665563844748,20505.66735846932,91.827137096774521,3097.0598399999994,114731.20504243995]
[2004,1,23,17,3.6465494490005385E-2,3.5377451851411341E-2,0,0,6.4609439999999936E-3,1.5295434104764591E-2,1.9731215170735394E-2,9.1827137096774526E-5,3.1328639999999995E-3,0.11655523075401349,36465.494490005382,35377.451851411344,0,0,6460.943999999994,15295.434104764592,19731.215170735395,91.827137096774521,3132.8639999999996,116555.23075401346]
[2004,1,23,18,4.2796457193872275E-2,3.4606567791798014E-2,0,0,5.1868361999999942E-3,1.6292791026328943E-2,1.9409741311826056E-2,9.1827137096774526E-5,3.0209759999999994E-3,0.12140519666092205,42796.457193872273,34606.567791798014,0,0,5186.8361999999943,16292.791026328943,19409.741311826056,91.827137096774521,3020.9759999999997,121405.19666092204]
[2004,1,23,19,4.4820717858357034E-2,3.421521711840099E-2,4.8886999999999488E-4,2.6551637944764116E-5,6.3918343999999931E-3,1.5252808104267388E-2,1.9841766677090256E-2,9.4971255615991125E-5,3.0707040000000001E-3,0.1242034410516764,44820.717858357035,34215.217118400993,488.86999999999489,26.551637944764117,6391.8343999999934,15252.808104267388,19841.766677090254,94.971255615991126,3070.7040000000002,124203.44105167642]
[2004,1,23,20,4.1551859405198482E-2,3.3769293221972516E-2,1.9554499999999793E-3,1.0620492241104791E-4,5.7007383999999944E-3,1.4400411717016932E-2,2.0105110448892488E-2,1.0440341823164083E-4,3.0816441599999995E-3,0.12077511569372308,41551.859405198484,33769.293221972519,1955.4499999999794,106.2049224110479,5700.7383999999947,14400.411717016932,20105.110448892487,104.40341823164083,3081.6441599999994,120775.1156937231]
[2004,1,23,21,4.1560629106911585E-2,3.2666820912343311E-2,1.9554499999999793E-3,1.0620492241104791E-4,5.0751357999999948E-3,1.4195940451261551E-2,1.9269518260169451E-2,1.0440341823164083E-4,3.0771686399999995E-3,0.11801127151132858,41560.629106911583,32666.820912343312,1955.4499999999794,106.2049224110479,5075.1357999999946,14195.940451261551,19269.518260169451,104.40341823164083,3077.1686399999994,118011.27151132857]
[2004,1,23,22,3.8009669551014681E-2,3.1212380702232308E-2,1.9554499999999793E-3,1.0620492241104791E-4,5.6312269999999939E-3,1.2556295054017404E-2,1.9532335086274943E-2,1.0440341823164083E-4,3.0552883199999993E-3,0.112163254054182,38009.669551014682,31212.380702232309,1955.4499999999794,106.2049224110479,5631.2269999999935,12556.295054017404,19532.335086274943,104.40341823164083,3055.2883199999992,112163.25405418201]
[2004,1,23,23,3.6269534197391901E-2,2.878795952714366E-2,1.9554499999999793E-3,1.0620492241104791E-4,5.4632745999999947E-3,1.2662043151215566E-2,1.7776540640812785E-2,1.0440341823164083E-4,3.0707040000000001E-3,0.10619611445720659,36269.534197391898,28787.959527143659,1955.4499999999794,106.2049224110479,5463.2745999999952,12662.043151215566,17776.540640812786,104.40341823164083,3070.7040000000002,106196.11445720657]
[2004,1,23,24,3.0516311485124702E-2,2.5324570702524699E-2,1.9554499999999793E-3,1.0620492241104791E-4,4.3149301999999955E-3,1.1749539353218924E-2,1.6177596317010091E-2,1.0440341823164083E-4,3.2477356799999993E-3,9.3496742078521086E-2,30516.311485124701,25324.570702524699,1955.4499999999794,106.2049224110479,4314.9301999999952,11749.539353218925,16177.596317010091,104.40341823164083,3247.7356799999993,93496.742078521071]
[2004,1,24,1,2.5429019156375427E-2,2.2980242511184211E-2,1.9554499999999793E-3,1.0620492241104791E-4,4.1875595999999954E-3,1.2512047804897435E-2,1.5853931888659713E-2,1.0440341823164083E-4,3.2462438399999995E-3,8.637510314175946E-2,25429.019156375427,22980.242511184209,1955.4499999999794,106.2049224110479,4187.559599999995,12512.047804897435,15853.931888659714,104.40341823164083,3246.2438399999996,86375.103141759449]
[2004,1,24,2,2.3591224632172749E-2,2.0955874631458447E-2,1.9554499999999793E-3,1.0620492241104791E-4,4.1823361999999958E-3,1.1950567393116094E-2,1.5767979226641589E-2,1.0440341823164083E-4,3.1970131199999994E-3,8.1811053544031551E-2,23591.224632172751,20955.874631458446,1955.4499999999794,106.2049224110479,4182.3361999999961,11950.567393116095,15767.979226641588,104.40341823164083,3197.0131199999992,81811.053544031543]
[2004,1,24,3,2.2369710232151417E-2,2.0279101239555865E-2,1.9554499999999793E-3,1.0620492241104791E-4,4.4298449999999965E-3,1.1875127320068863E-2,1.568422640493481E-2,1.0440341823164083E-4,3.1716518399999994E-3,7.9975720377353607E-2,22369.710232151418,20279.101239555865,1955.4499999999794,106.2049224110479,4429.8449999999966,11875.127320068863,15684.22640493481,104.40341823164083,3171.6518399999995,79975.720377353631]
[2004,1,24,4,2.1731921800071875E-2,2.005595218158553E-2,1.9554499999999793E-3,1.0620492241104791E-4,4.4515421999999959E-3,1.1879771871683783E-2,1.5290898030127906E-2,1.0440341823164083E-4,3.0826387199999992E-3,7.8658783144111774E-2,21731.921800071876,20055.95218158553,1955.4499999999794,106.2049224110479,4451.5421999999962,11879.771871683783,15290.898030127906,104.40341823164083,3082.6387199999995,78658.78314411176]
[2004,1,24,5,2.2110374175060912E-2,1.968489804986721E-2,1.9554499999999793E-3,1.0620492241104791E-4,4.6022171999999953E-3,1.2121705162157975E-2,1.5281393479408501E-2,1.0440341823164083E-4,3.0274406399999993E-3,7.8994087047137271E-2,22110.374175060912,19684.89804986721,1955.4499999999794,106.2049224110479,4602.2171999999955,12121.705162157974,15281.393479408502,104.40341823164083,3027.4406399999993,78994.087047137262]
[2004,1,24,6,2.3329176425386809E-2,1.9768706795655261E-2,1.9554499999999793E-3,1.0620492241104791E-4,4.6090477999999957E-3,1.2560585039526716E-2,1.5217225492756146E-2,1.0440341823164083E-4,3.0925843199999994E-3,8.0743384213967595E-2,23329.17642538681,19768.70679565526,1955.4499999999794,106.2049224110479,4609.0477999999957,12560.585039526715,15217.225492756146,104.40341823164083,3092.5843199999995,80743.384213967583]
[2004,1,24,7,2.5174273959593822E-2,2.1033248937221784E-2,1.9554499999999793E-3,1.0620492241104791E-4,4.476051999999996E-3,1.2768886740426505E-2,1.4871235493596256E-2,1.0440341823164083E-4,3.0970598399999993E-3,8.3586815311481044E-2,25174.273959593822,21033.248937221782,1955.4499999999794,106.2049224110479,4476.051999999996,12768.886740426506,14871.235493596256,104.40341823164083,3097.0598399999994,83586.815311481027]
[2004,1,24,8,2.9093648982860459E-2,2.3249014809519741E-2,1.9554499999999793E-3,1.0620492241104791E-4,4.6383791999999946E-3,1.1791815082600255E-2,1.4763702923522836E-2,1.0440341823164083E-4,3.0438508799999994E-3,8.8746470219145959E-2,29093.648982860461,23249.01480951974,1955.4499999999794,106.2049224110479,4638.3791999999949,11791.815082600255,14763.702923522836,104.40341823164083,3043.8508799999995,88746.470219145966]
[2004,1,24,9,3.161137764542489E-2,2.4542419447265117E-2,1.4665999999999846E-3,7.9654370711622824E-5,4.7348111999999951E-3,1.3111206058625363E-2,1.4969538963073315E-2,1.0125942834042429E-4,3.0995462399999994E-3,9.371641335344072E-2,31611.377645424891,24542.419447265118,1466.5999999999847,79.654370711622818,4734.8111999999946,13111.206058625363,14969.538963073315,101.25942834042429,3099.5462399999992,93716.413353440701]
[2004,1,24,10,3.4392181559088547E-2,2.6242935270567605E-2,0,0,4.5612335999999946E-3,1.4876383253273588E-2,1.4939587071299281E-2,9.1827137096774526E-5,3.2755833599999993E-3,9.8379731251325792E-2,34392.181559088545,26242.935270567606,0,0,4561.233599999995,14876.383253273589,14939.587071299282,91.827137096774521,3275.5833599999992,98379.731251325778]
[2004,1,24,11,3.5727788635475675E-2,2.6215666556145243E-2,0,0,4.3968973999999961E-3,1.5060417253885648E-2,1.4770672404070271E-2,9.1827137096774526E-5,3.3253113599999999E-3,9.9588580746673622E-2,35727.788635475677,26215.666556145243,0,0,4396.8973999999962,15060.417253885647,14770.67240407027,91.827137096774521,3325.3113600000001,99588.580746673615]
[2004,1,24,12,3.8394030198890719E-2,2.5486495958451184E-2,0,0,4.4427025999999956E-3,1.5967690054234214E-2,1.4671919364932525E-2,9.1827137096774526E-5,3.3133766399999994E-3,0.10236804195360544,38394.030198890716,25486.495958451185,0,0,4442.702599999996,15967.690054234214,14671.919364932526,91.827137096774521,3313.3766399999995,102368.04195360541]
[2004,1,24,13,3.8670596623420365E-2,2.4138190585786447E-2,0,0,4.2683213999999961E-3,1.4084683280367653E-2,1.4373982858013237E-2,9.1827137096774526E-5,3.2815507199999996E-3,9.8909152604684469E-2,38670.596623420366,24138.190585786448,0,0,4268.3213999999962,14084.683280367653,14373.982858013238,91.827137096774521,3281.5507199999997,98909.152604684481]
[2004,1,24,14,3.6271851828886495E-2,2.4494638421665223E-2,0,0,3.9922847999999964E-3,1.4292950462510253E-2,1.4421305609735469E-2,9.1827137096774526E-5,3.1582252799999995E-3,9.6723083539894214E-2,36271.851828886494,24494.638421665222,0,0,3992.2847999999963,14292.950462510253,14421.305609735469,91.827137096774521,3158.2252799999997,96723.0835398942]
[2004,1,24,15,3.4654730678741676E-2,2.4199240182877675E-2,0,0,4.1305039999999958E-3,1.4018908195990911E-2,1.4243578840009969E-2,9.1827137096774526E-5,3.1960185599999996E-3,9.453480759471701E-2,34654.730678741675,24199.240182877675,0,0,4130.5039999999954,14018.908195990911,14243.57884000997,91.827137096774521,3196.0185599999995,94534.807594717]
[2004,1,24,16,3.4881676363608088E-2,2.3095756165634029E-2,0,0,4.2120693999999964E-3,1.3628772247740959E-2,1.3746671896918921E-2,9.1827137096774526E-5,3.0493209599999995E-3,9.2706094170998773E-2,34881.676363608087,23095.756165634029,0,0,4212.0693999999967,13628.772247740959,13746.671896918921,91.827137096774521,3049.3209599999996,92706.094170998753]
[2004,1,24,17,3.9291848953158848E-2,2.3038075201039229E-2,0,0,4.1851487999999956E-3,1.2538289853950982E-2,1.3593254935944772E-2,9.1827137096774526E-5,3.1706572799999997E-3,9.5909102161190612E-2,39291.848953158849,23038.075201039228,0,0,4185.1487999999954,12538.289853950982,13593.254935944773,91.827137096774521,3170.6572799999994,95909.102161190589]
[2004,1,24,18,4.4786986464310403E-2,2.2811353024078856E-2,0,0,4.1232715999999963E-3,1.3214863990323598E-2,1.3413787963754514E-2,9.1827137096774526E-5,3.1627007999999995E-3,0.10160479097956414,44786.986464310401,22811.353024078857,0,0,4123.2715999999964,13214.863990323598,13413.787963754514,91.827137096774521,3162.7007999999996,101604.79097956415]
[2004,1,24,19,4.6518002851640698E-2,2.2960590583940996E-2,4.8886999999999488E-4,2.6551637944764116E-5,4.0678231999999957E-3,1.2441205512578945E-2,1.3568065564998975E-2,9.4971255615991125E-5,3.0468345599999991E-3,0.10321291516672035,46518.002851640696,22960.590583940997,488.86999999999489,26.551637944764117,4067.8231999999957,12441.205512578945,13568.065564998975,94.971255615991126,3046.8345599999989,103212.91516672037]
[2004,1,24,20,4.4810853473889356E-2,2.1361677552993539E-2,1.9554499999999793E-3,1.0620492241104791E-4,4.0581799999999963E-3,1.1659689458730018E-2,1.351402850535533E-2,1.0440341823164083E-4,3.0438508799999994E-3,0.10061433821161091,44810.853473889358,21361.67755299354,1955.4499999999794,106.2049224110479,4058.1799999999962,11659.689458730018,13514.028505355329,104.40341823164083,3043.8508799999995,100614.33821161091]
[2004,1,24,21,4.1076309266676353E-2,2.2068095580764197E-2,1.9554499999999793E-3,1.0620492241104791E-4,3.9223715999999959E-3,1.1914540350832342E-2,1.3429986695486701E-2,1.0440341823164083E-4,3.0214732799999995E-3,9.7598835114402274E-2,41076.309266676355,22068.095580764195,1955.4499999999794,106.2049224110479,3922.3715999999959,11914.540350832342,13429.986695486701,104.40341823164083,3021.4732799999997,97598.83511440226]
[2004,1,24,22,3.8586452247685893E-2,2.168862311816918E-2,1.9554499999999793E-3,1.0620492241104791E-4,4.0686267999999965E-3,1.2560593910534342E-2,1.3148328358900152E-2,1.0440341823164083E-4,2.9911391999999995E-3,9.5209821975932224E-2,38586.452247685891,21688.62311816918,1955.4499999999794,106.2049224110479,4068.6267999999964,12560.593910534342,13148.328358900151,104.40341823164083,2991.1391999999996,95209.821975932224]
[2004,1,24,23,3.6336394114163999E-2,2.0600021373142773E-2,1.9554499999999793E-3,1.0620492241104791E-4,4.1321111999999957E-3,1.2527229296517537E-2,1.2223292484905481E-2,1.0440341823164083E-4,3.0025766399999995E-3,9.0987683449372442E-2,36336.394114163995,20600.021373142772,1955.4499999999794,106.2049224110479,4132.1111999999957,12527.229296517537,12223.29248490548,104.40341823164083,3002.5766399999993,90987.68344937246]
[2004,1,24,24,3.0874417942047601E-2,2.0258126833185244E-2,1.9554499999999793E-3,1.0620492241104791E-4,4.1927829999999951E-3,1.2667442284057154E-2,1.1789410773573126E-2,1.0440341823164083E-4,3.0194841599999992E-3,8.4967723333505787E-2,30874.417942047599,20258.126833185244,1955.4499999999794,106.2049224110479,4192.7829999999949,12667.442284057153,11789.410773573125,104.40341823164083,3019.4841599999991,84967.723333505783]
[2004,1,25,1,2.7226796163427467E-2,2.0436352649219412E-2,1.9554499999999793E-3,1.0620492241104791E-4,4.1722911999999956E-3,1.5051996656523703E-2,1.1870778968250478E-2,1.0440341823164083E-4,3.0145113599999995E-3,8.3938785338063732E-2,27226.796163427465,20436.352649219411,1955.4499999999794,106.2049224110479,4172.291199999996,15051.996656523703,11870.778968250479,104.40341823164083,3014.5113599999995,83938.785338063724]
[2004,1,25,2,2.5119470470953177E-2,1.9736177232973693E-2,1.9554499999999793E-3,1.0620492241104791E-4,4.0730465999999962E-3,1.4824456003064913E-2,1.1707072868713402E-2,1.0440341823164083E-4,3.0950707199999998E-3,8.0721352236347854E-2,{"$f":"E580*1000000","v":25119.470470953176},{"$f":"F580*1000000","v":19736.177232973692},{"$f":"G580*1000000","v":1955.4499999999794},{"$f":"H580*1000000","v":106.2049224110479},{"$f":"I580*1000000","v":4073.046599999996},{"$f":"J580*1000000","v":14824.456003064912},{"$f":"K580*1000000","v":11707.072868713401},{"$f":"L580*1000000","v":104.40341823164083},{"$f":"M580*1000000","v":3095.0707199999997},{"$f":"SUM(O580:W580)","v":80721.352236347841}]
[2004,1,25,3,2.3658872843496482E-2,1.9859131554795705E-2,1.9554499999999793E-3,1.0620492241104791E-4,3.9376399999999966E-3,1.3996703218009866E-2,1.1996180936040988E-2,1.0440341823164083E-4,3.0652339199999995E-3,7.8679820812985718E-2,23658.872843496483,19859.131554795706,1955.4499999999794,106.2049224110479,3937.6399999999967,13996.703218009867,11996.180936040988,104.40341823164083,3065.2339199999997,78679.820812985708]
[2004,1,25,4,2.3497773296433801E-2,1.9586426803928272E-2,1.9554499999999793E-3,1.0620492241104791E-4,4.1473795999999964E-3,1.3754174906035276E-2,1.1617147453378648E-2,1.0440341823164083E-4,3.0160031999999998E-3,7.7784963600418658E-2,23497.773296433799,19586.426803928272,1955.4499999999794,106.2049224110479,4147.3795999999966,13754.174906035276,11617.147453378648,104.40341823164083,3016.0031999999997,77784.963600418661]
[2004,1,25,5,2.2924087703008543E-2,1.9907965842570704E-2,1.9554499999999793E-3,1.0620492241104791E-4,4.3687713999999954E-3,1.4075886007959792E-2,1.1668076123517042E-2,1.0440341823164083E-4,2.9911391999999995E-3,7.8101984617698739E-2,22924.087703008543,19907.965842570702,1955.4499999999794,106.2049224110479,4368.7713999999951,14075.886007959793,11668.076123517041,104.40341823164083,2991.1391999999996,78101.984617698748]
[2004,1,25,6,2.4309387777341616E-2,1.972522316343317E-2,1.9554499999999793E-3,1.0620492241104791E-4,4.3478777999999959E-3,1.3792602360973513E-2,1.2069362156205897E-2,1.0440341823164083E-4,2.9573241599999997E-3,7.9367835758596864E-2,24309.387777341617,19725.223163433169,1955.4499999999794,106.2049224110479,4347.8777999999957,13792.602360973513,12069.362156205898,104.40341823164083,2957.3241599999997,79367.835758596862]
[2004,1,25,7,2.6634708203256374E-2,2.0445199125547733E-2,1.9554499999999793E-3,1.0620492241104791E-4,4.3161355999999955E-3,1.3356191394670987E-2,1.1981967641226415E-2,1.0440341823164083E-4,2.9677670399999999E-3,8.1868027345344166E-2,26634.708203256374,20445.199125547733,1955.4499999999794,106.2049224110479,4316.1355999999951,13356.191394670986,11981.967641226416,104.40341823164083,2967.7670399999997,81868.027345344191]
[2004,1,25,8,2.8929327188131546E-2,2.1568158973666107E-2,1.9554499999999793E-3,1.0620492241104791E-4,4.3221625999999959E-3,1.3370011346851576E-2,1.2037701267560879E-2,1.0440341823164083E-4,3.05628288E-3,8.5449702596852764E-2,28929.327188131545,21568.158973666108,1955.4499999999794,106.2049224110479,4322.162599999996,13370.011346851576,12037.701267560878,104.40341823164083,3056.2828799999997,85449.702596852774]
[2004,1,25,9,3.3903137285619188E-2,2.1793758369750168E-2,1.4665999999999846E-3,7.9654370711622824E-5,4.4065405999999963E-3,1.3185018353204453E-2,1.0967014755931466E-2,1.0125942834042429E-4,3.0249542399999997E-3,8.8927937403557297E-2,33903.137285619188,21793.758369750169,1466.5999999999847,79.654370711622818,4406.5405999999966,13185.018353204454,10967.014755931466,101.25942834042429,3024.9542399999996,88927.937403557298]
[2004,1,25,10,3.7342736440566626E-2,2.289384190289134E-2,0,0,4.6387809999999955E-3,1.3946589890356036E-2,1.1031048418759725E-2,9.1827137096774526E-5,3.0234623999999995E-3,9.2968287189670498E-2,37342.736440566623,22893.841902891341,0,0,4638.7809999999954,13946.589890356036,11031.048418759725,91.827137096774521,3023.4623999999994,92968.287189670489]
[2004,1,25,11,3.6823755908207162E-2,2.4105797448518471E-2,0,0,4.3322075999999961E-3,1.5411704944878063E-2,1.1222461632975762E-2,9.1827137096774526E-5,3.0040684799999993E-3,9.499182315167623E-2,36823.75590820716,24105.797448518471,0,0,4332.2075999999961,15411.704944878064,11222.461632975761,91.827137096774521,3004.0684799999995,94991.823151676217]
[2004,1,25,12,3.8221314378392594E-2,2.4510392731424538E-2,0,0,4.5431525999999958E-3,1.6658691001576801E-2,1.1115687203447836E-2,9.1827137096774526E-5,3.1806028799999993E-3,9.8321667931938528E-2,38221.314378392592,24510.392731424537,0,0,4543.1525999999958,16658.691001576801,11115.687203447837,91.827137096774521,3180.6028799999995,98321.667931938544]
[2004,1,25,13,3.8484437783494495E-2,2.4483213911971783E-2,0,0,4.774187599999995E-3,1.6885050430544914E-2,1.0984484177578378E-2,9.1827137096774526E-5,3.2929881599999991E-3,9.8996189200686341E-2,38484.437783494497,24483.213911971783,0,0,4774.1875999999947,16885.050430544914,10984.484177578379,91.827137096774521,3292.988159999999,98996.18920068632]
[2004,1,25,14,3.7215936579319167E-2,2.4012806501749303E-2,0,0,5.2631781999999952E-3,1.6918187529695646E-2,1.1016247302641426E-2,9.1827137096774526E-5,3.3740447999999999E-3,9.7892228050502336E-2,37215.936579319168,24012.806501749303,0,0,5263.1781999999948,16918.187529695646,11016.247302641426,91.827137096774521,3374.0448000000001,97892.228050502308]
[2004,1,25,15,3.6747966104698257E-2,2.3996282994147751E-2,0,0,5.5830109999999954E-3,1.5878625751895175E-2,1.1083694785835468E-2,9.1827137096774526E-5,3.2989555199999993E-3,9.6680363293673424E-2,36747.966104698258,23996.28299414775,0,0,5583.010999999995,15878.625751895175,11083.694785835467,91.827137096774521,3298.9555199999995,96680.363293673421]
[2004,1,25,16,3.8930682460605062E-2,2.3306421890675319E-2,0,0,5.6404683999999941E-3,1.5238490918767555E-2,1.0928371776595844E-2,9.1827137096774526E-5,3.1736409599999998E-3,9.7309903543740556E-2,38930.682460605065,23306.421890675319,0,0,5640.4683999999943,15238.490918767555,10928.371776595844,91.827137096774521,3173.6409599999997,97309.903543740555]
[2004,1,25,17,4.1783033304524368E-2,2.4227690871794667E-2,0,0,5.3877361999999955E-3,1.5863127766826312E-2,1.1479291020068378E-2,9.1827137096774526E-5,3.0841305599999995E-3,0.1019168368603105,41783.033304524368,24227.690871794668,0,0,5387.7361999999957,15863.127766826312,11479.291020068378,91.827137096774521,3084.1305599999996,101916.8368603105]
[2004,1,25,18,4.890117294151853E-2,2.3962535704761208E-2,0,0,4.1763091999999953E-3,1.4781924850626897E-2,1.1628124413962224E-2,9.1827137096774526E-5,3.0493209599999995E-3,0.10659121520796565,48901.172941518533,23962.535704761209,0,0,4176.3091999999951,14781.924850626898,11628.124413962223,91.827137096774521,3049.3209599999996,106591.21520796562]
[2004,1,25,19,5.1431537644601982E-2,2.3426890395338632E-2,4.8886999999999488E-4,2.6551637944764116E-5,4.1200571999999965E-3,1.5543190918531501E-2,1.1827869011499402E-2,9.4971255615991125E-5,2.9971065599999997E-3,0.10995704462353226,51431.53764460198,23426.890395338633,488.86999999999489,26.551637944764117,4120.0571999999966,15543.190918531502,11827.869011499402,94.971255615991126,2997.1065599999997,109957.04462353226]
[2004,1,25,20,4.7562611742677965E-2,2.3461574776553154E-2,1.9554499999999793E-3,1.0620492241104791E-4,3.6612015999999969E-3,1.6310938835676841E-2,1.2851581888245821E-2,1.0440341823164083E-4,3.0707040000000001E-3,0.10908467118379646,47562.611742677967,23461.574776553152,1955.4499999999794,106.2049224110479,3661.2015999999971,16310.938835676841,12851.581888245821,104.40341823164083,3070.7040000000002,109084.67118379647]
[2004,1,25,21,4.5266737042968061E-2,2.3858318670637549E-2,1.9554499999999793E-3,1.0620492241104791E-4,3.8327701999999958E-3,1.6102697355653641E-2,1.3590916654034444E-2,1.0440341823164083E-4,3.1587225599999996E-3,0.10797622082393638,45266.73704296806,23858.318670637549,1955.4499999999794,106.2049224110479,3832.7701999999958,16102.697355653641,13590.916654034445,104.40341823164083,3158.7225599999997,107976.22082393635]
[2004,1,25,22,4.3514833583693846E-2,2.2806670527684623E-2,1.9554499999999793E-3,1.0620492241104791E-4,5.5227409999999951E-3,1.3615871692077447E-2,1.3691301998945873E-2,1.0440341823164083E-4,3.2546975999999993E-3,0.10457217474304446,43514.83358369385,22806.670527684622,1955.4499999999794,106.2049224110479,5522.7409999999954,13615.871692077448,13691.301998945873,104.40341823164083,3254.6975999999995,104572.17474304445]
[2004,1,25,23,3.9723635279720317E-2,2.2581506823506618E-2,1.9554499999999793E-3,1.0620492241104791E-4,5.2547403999999957E-3,1.3149568674713326E-2,1.4006635913509601E-2,1.0440341823164083E-4,3.3034310399999993E-3,0.10018557647209254,39723.635279720314,22581.506823506617,1955.4499999999794,106.2049224110479,5254.740399999996,13149.568674713326,14006.635913509601,104.40341823164083,3303.4310399999995,100185.57647209252]
[2004,1,25,24,2.9983045475999254E-2,2.4412320706291863E-2,1.9554499999999793E-3,1.0620492241104791E-4,5.9791857999999948E-3,1.4319157737864343E-2,1.5977619455789582E-2,1.0440341823164083E-4,3.2651404799999995E-3,9.6102527996587708E-2,29983.045475999254,24412.320706291863,1955.4499999999794,106.2049224110479,5979.1857999999947,14319.157737864343,15977.619455789581,104.40341823164083,3265.1404799999996,96102.527996587698]
[2004,1,26,1,2.4709953585888053E-2,2.3952768131932815E-2,1.9554499999999793E-3,1.0620492241104791E-4,6.0121333999999952E-3,1.3664286510366989E-2,1.6880048068245491E-2,1.0440341823164083E-4,3.2462438399999995E-3,9.0631491877076004E-2,24709.953585888052,23952.768131932815,1955.4499999999794,106.2049224110479,6012.1333999999952,13664.28651036699,16880.048068245491,104.40341823164083,3246.2438399999996,90631.491877076012]
[2004,1,26,2,2.2564643968958759E-2,2.324441559465058E-2,1.9554499999999793E-3,1.0620492241104791E-4,6.5015257999999927E-3,1.3761148731105923E-2,1.6726475405015425E-2,1.0440341823164083E-4,3.0776659199999996E-3,8.804193376037335E-2,22564.643968958761,23244.415594650578,1955.4499999999794,106.2049224110479,6501.5257999999931,13761.148731105923,16726.475405015426,104.40341823164083,3077.6659199999995,88041.933760373344]
[2004,1,26,3,2.2309077501009293E-2,2.3193594864856323E-2,1.9554499999999793E-3,1.0620492241104791E-4,5.5380093999999949E-3,1.4672769056994887E-2,1.6714046315808799E-2,1.0440341823164083E-4,3.0741849599999994E-3,8.766774043931197E-2,22309.077501009295,23193.594864856324,1955.4499999999794,106.2049224110479,5538.0093999999954,14672.769056994886,16714.046315808799,104.40341823164083,3074.1849599999996,87667.740439311965]
[2004,1,26,4,2.2038292405045738E-2,2.3065335070422521E-2,1.9554499999999793E-3,1.0620492241104791E-4,7.4730781999999924E-3,1.2721137185593062E-2,1.6654632804351262E-2,1.0440341823164083E-4,3.0746822399999995E-3,8.7193216246055236E-2,22038.292405045737,23065.335070422519,1955.4499999999794,106.2049224110479,7473.0781999999926,12721.137185593063,16654.632804351262,104.40341823164083,3074.6822399999996,87193.216246055235]
[2004,1,26,5,2.2448798471245042E-2,2.4104892042891374E-2,1.9554499999999793E-3,1.0620492241104791E-4,6.4191567999999947E-3,1.3627786642229361E-2,1.6877869114983964E-2,1.0440341823164083E-4,3.05628288E-3,8.870084429199239E-2,22448.798471245042,24104.892042891373,1955.4499999999794,106.2049224110479,6419.1567999999943,13627.786642229361,16877.869114983965,104.40341823164083,3056.2828799999997,88700.844291992413]
[2004,1,26,6,2.4394921806115476E-2,2.5095309574483221E-2,1.9554499999999793E-3,1.0620492241104791E-4,7.9226923999999917E-3,1.4249349136889602E-2,1.7130623366582543E-2,1.0440341823164083E-4,3.0891033599999996E-3,9.404805798471351E-2,24394.921806115475,25095.309574483221,1955.4499999999794,106.2049224110479,7922.6923999999917,14249.349136889601,17130.623366582542,104.40341823164083,3089.1033599999996,94048.057984713494]
[2004,1,26,7,2.8983041567740737E-2,2.789393706172864E-2,1.9554499999999793E-3,1.0620492241104791E-4,8.3972181999999902E-3,1.3906534186390443E-2,1.7181322766084067E-2,1.0440341823164083E-4,3.1259020799999995E-3,0.10165401420258655,28983.041567740736,27893.93706172864,1955.4499999999794,106.2049224110479,8397.2181999999902,13906.534186390443,17181.322766084068,104.40341823164083,3125.9020799999994,101654.01420258655]
[2004,1,26,8,3.527056593173674E-2,3.3007233504562292E-2,1.9554499999999793E-3,1.0620492241104791E-4,7.8511719999999931E-3,1.5527408196891797E-2,1.8593863447125575E-2,1.0440341823164083E-4,3.1507660799999994E-3,0.11556706750095908,35270.565931736739,33007.233504562289,1955.4499999999794,106.2049224110479,7851.1719999999932,15527.408196891798,18593.863447125575,104.40341823164083,3150.7660799999994,115567.06750095908]
[2004,1,26,9,3.715312138108659E-2,3.5116577157677499E-2,1.4665999999999846E-3,7.9654370711622824E-5,8.27185659999999E-3,1.6111296776343677E-2,2.0042543245671039E-2,1.0125942834042429E-4,3.1109836799999989E-3,0.12145389263983082,37153.121381086588,35116.577157677501,1466.5999999999847,79.654370711622818,8271.8565999999901,16111.296776343677,20042.543245671037,101.25942834042429,3110.9836799999989,121453.89263983082]
[2004,1,26,10,3.4388581670186706E-2,3.781061169098366E-2,0,0,8.407664999999993E-3,1.8513747489025498E-2,2.0464083668546094E-2,9.1827137096774526E-5,3.2253580799999995E-3,0.12290187473583875,34388.581670186708,37810.611690983664,0,0,8407.6649999999936,18513.747489025496,20464.083668546093,91.827137096774521,3225.3580799999995,122901.87473583873]
[2004,1,26,11,3.4237299411953068E-2,3.9974213386997873E-2,0,0,9.0963501999999918E-3,1.916357460559116E-2,2.0802644629764323E-2,9.1827137096774526E-5,3.3755366399999993E-3,0.12674144601140319,34237.29941195307,39974.213386997872,0,0,9096.3501999999917,19163.574605591159,20802.644629764323,91.827137096774521,3375.5366399999994,126741.4460114032]
[2004,1,26,12,3.4872993074293403E-2,3.9376210307873194E-2,0,0,7.8712619999999917E-3,1.9520593024645309E-2,2.0648866655651341E-2,9.1827137096774526E-5,3.3591263999999997E-3,0.12574087859956001,34872.993074293401,39376.210307873196,0,0,7871.2619999999915,19520.59302464531,20648.866655651342,91.827137096774521,3359.1263999999996,125740.87859956]
[2004,1,26,13,3.5729145773749631E-2,3.842109011610078E-2,0,0,7.0218567999999924E-3,1.9080189499979555E-2,2.0123448869971434E-2,9.1827137096774526E-5,3.3969196799999994E-3,0.12386447787689817,35729.145773749631,38421.090116100779,0,0,7021.8567999999923,19080.189499979555,20123.448869971435,91.827137096774521,3396.9196799999995,123864.47787689819]
[2004,1,26,14,3.4735256471547286E-2,3.939902217698197E-2,0,0,8.3530201999999915E-3,1.9207904510495283E-2,1.991386626998937E-2,9.1827137096774526E-5,3.3024364799999996E-3,0.12500333324611068,34735.256471547284,39399.022176981969,0,0,8353.0201999999917,19207.904510495282,19913.866269989368,91.827137096774521,3302.4364799999994,125003.33324611069]
[2004,1,26,15,3.4503932357883814E-2,3.8133643944881716E-2,0,0,7.9347463999999927E-3,1.8367807593391784E-2,1.9844002103664191E-2,9.1827137096774526E-5,3.3561427199999992E-3,0.12223210225691827,34503.932357883816,38133.643944881718,0,0,7934.7463999999927,18367.807593391783,19844.002103664192,91.827137096774521,3356.1427199999994,122232.10225691828]
[2004,1,26,16,3.6898999672106199E-2,3.5646722679586629E-2,0,0,7.2432485999999931E-3,1.7466097119253052E-2,1.9661827535033941E-2,9.1827137096774526E-5,3.4093516799999996E-3,0.12041807442307659,36898.999672106198,35646.72267958663,0,0,7243.2485999999935,17466.097119253052,19661.827535033939,91.827137096774521,3409.3516799999998,120418.07442307658]
[2004,1,26,17,4.0529486752450557E-2,3.6292799138953336E-2,0,0,6.081644799999994E-3,1.7217821595257046E-2,1.9941099004901965E-2,9.1827137096774526E-5,3.2596703999999998E-3,0.12341434882865966,40529.486752450553,36292.799138953334,0,0,6081.6447999999937,17217.821595257046,19941.099004901964,91.827137096774521,3259.6704,123414.34882865965]
[2004,1,26,18,4.8342783051408392E-2,3.5825810481543631E-2,0,0,4.8280287999999958E-3,1.7129706379150709E-2,1.9680499194671412E-2,9.1827137096774526E-5,3.2452492799999997E-3,0.12914390432387091,48342.783051408391,35825.810481543631,0,0,4828.0287999999955,17129.70637915071,19680.499194671411,91.827137096774521,3245.2492799999995,129143.90432387091]
[2004,1,26,19,4.8387426629518997E-2,3.5157044816587345E-2,4.8886999999999488E-4,2.6551637944764116E-5,5.3584047999999948E-3,1.7521518045714786E-2,1.9766640233800176E-2,9.4971255615991125E-5,3.2372927999999995E-3,0.13003872021918206,48387.426629518995,35157.044816587346,488.86999999999489,26.551637944764117,5358.4047999999948,17521.518045714787,19766.640233800175,94.971255615991126,3237.2927999999997,130038.72021918204]
[2004,1,26,20,4.8296527020226014E-2,3.4054199261583609E-2,1.9554499999999793E-3,1.0620492241104791E-4,4.7838307999999953E-3,1.6006251759788426E-2,1.9279154706545103E-2,1.0440341823164083E-4,3.4163135999999996E-3,0.12800233548878584,48296.527020226014,34054.199261583606,1955.4499999999794,106.2049224110479,4783.8307999999952,16006.251759788425,19279.154706545105,104.40341823164083,3416.3135999999995,128002.33548878581]
[2004,1,26,21,4.5463252192509081E-2,3.3263410050043567E-2,1.9554499999999793E-3,1.0620492241104791E-4,4.5564119999999958E-3,1.6048070111583868E-2,1.9441285686996684E-2,1.0440341823164083E-4,3.4710143999999994E-3,0.12440950278177587,45463.252192509084,33263.410050043567,1955.4499999999794,106.2049224110479,4556.4119999999957,16048.070111583867,19441.285686996685,104.40341823164083,3471.0143999999996,124409.50278177585]
[2004,1,26,22,4.1305964499237471E-2,3.3184231384126024E-2,1.9554499999999793E-3,1.0620492241104791E-4,5.0622781999999948E-3,1.473731646157404E-2,1.9067082983304465E-2,1.0440341823164083E-4,3.3929414399999996E-3,0.11891587330888469,41305.964499237474,33184.231384126026,1955.4499999999794,106.2049224110479,5062.2781999999952,14737.316461574039,19067.082983304466,104.40341823164083,3392.9414399999996,118915.87330888468]
[2004,1,26,23,3.7354236113545866E-2,3.1246861495303931E-2,1.9554499999999793E-3,1.0620492241104791E-4,5.3993883999999947E-3,1.3315500436443046E-2,1.8687545654097866E-2,1.0440341823164083E-4,3.4277510399999996E-3,0.11159734148003338,37354.236113545863,31246.861495303932,1955.4499999999794,106.2049224110479,5399.3883999999944,13315.500436443046,18687.545654097867,104.40341823164083,3427.7510399999996,111597.34148003338]
[2004,1,26,24,2.8824360018020266E-2,3.0233603446572138E-2,1.9554499999999793E-3,1.0620492241104791E-4,5.8835573999999943E-3,1.4883867630235971E-2,1.8882065915260926E-2,1.0440341823164083E-4,3.3103929599999997E-3,0.10418390571073197,28824.360018020267,30233.603446572139,1955.4499999999794,106.2049224110479,5883.5573999999942,14883.867630235971,18882.065915260926,104.40341823164083,3310.3929599999997,104183.90571073197]
[2004,1,27,1,2.5190658291208742E-2,2.8538573156765716E-2,1.9554499999999793E-3,1.0620492241104791E-4,6.5802785999999926E-3,1.5295966252687181E-2,1.8630731591076383E-2,1.0440341823164083E-4,3.2924908799999994E-3,9.9694757112380683E-2,25190.658291208743,28538.573156765717,1955.4499999999794,106.2049224110479,6580.2785999999924,15295.966252687182,18630.731591076383,104.40341823164083,3292.4908799999994,99694.757112380685]
[2004,1,27,2,2.378523305233142E-2,2.7031081172589594E-2,1.9554499999999793E-3,1.0620492241104791E-4,5.8964149999999943E-3,1.5505181878226216E-2,1.7978169317010659E-2,1.0440341823164083E-4,3.2586758399999992E-3,9.5620814600800561E-2,23785.233052331419,27031.081172589595,1955.4499999999794,106.2049224110479,5896.4149999999945,15505.181878226216,17978.169317010659,104.40341823164083,3258.675839999999,95620.814600800542]
[2004,1,27,3,2.3498207712205163E-2,2.6458164184687761E-2,1.9554499999999793E-3,1.0620492241104791E-4,6.2242837999999939E-3,1.5311077733991853E-2,1.7821639762709222E-2,1.0440341823164083E-4,3.3332678399999992E-3,9.4812699374236656E-2,23498.207712205163,26458.164184687761,1955.4499999999794,106.2049224110479,6224.2837999999938,15311.077733991853,17821.639762709223,104.40341823164083,3333.2678399999991,94812.699374236661]
[2004,1,27,4,2.4348866132413466E-2,2.5921210483077609E-2,1.9554499999999793E-3,1.0620492241104791E-4,6.6787195999999938E-3,1.5761221124833129E-2,1.5058145570021875E-2,1.0440341823164083E-4,3.3765311999999995E-3,9.3310752450988743E-2,24348.866132413466,25921.210483077608,1955.4499999999794,106.2049224110479,6678.719599999994,15761.22112483313,15058.145570021876,104.40341823164083,3376.5311999999994,93310.752450988744]
[2004,1,27,5,2.4525300087259901E-2,2.6076325774035715E-2,1.9554499999999793E-3,1.0620492241104791E-4,5.9627119999999933E-3,1.5010193086536724E-2,1.7028182859143755E-2,1.0440341823164083E-4,3.3417215999999991E-3,9.4110493747618762E-2,24525.3000872599,26076.325774035715,1955.4499999999794,106.2049224110479,5962.7119999999932,15010.193086536723,17028.182859143755,104.40341823164083,3341.7215999999989,94110.493747618748]
[2004,1,27,6,2.6064320588403043E-2,2.6410467246451456E-2,1.9554499999999793E-3,1.0620492241104791E-4,7.7495165999999921E-3,1.5248942718562126E-2,1.7417869898255355E-2,1.0440341823164083E-4,3.4700198399999992E-3,9.8527195232314652E-2,26064.320588403043,26410.467246451455,1955.4499999999794,106.2049224110479,7749.5165999999917,15248.942718562126,17417.869898255354,104.40341823164083,3470.019839999999,98527.19523231464]
[2004,1,27,7,3.0228875058071123E-2,2.9369269436597879E-2,1.9554499999999793E-3,1.0620492241104791E-4,9.5411427999999906E-3,1.4774855967457919E-2,1.8309034568860749E-2,1.0440341823164083E-4,3.5843942399999998E-3,0.10797363041163034,30228.875058071124,29369.269436597879,1955.4499999999794,106.2049224110479,9541.1427999999905,14774.855967457919,18309.034568860749,104.40341823164083,3584.3942399999996,107973.63041163032]
[2004,1,27,8,3.5604690134875439E-2,3.4890165282934982E-2,1.9554499999999793E-3,1.0620492241104791E-4,7.1407895999999931E-3,1.5893976109085259E-2,1.9832721232848446E-2,1.0440341823164083E-4,3.5719622399999992E-3,0.1191003629403868,35604.69013487544,34890.165282934984,1955.4499999999794,106.2049224110479,7140.7895999999928,15893.976109085259,19832.721232848446,104.40341823164083,3571.9622399999994,119100.36294038678]
[2004,1,27,9,3.6656997253068022E-2,3.7484630497945447E-2,1.4665999999999846E-3,7.9654370711622824E-5,7.789696599999992E-3,1.7421968148055706E-2,2.0704310213382926E-2,1.0125942834042429E-4,3.7291027199999991E-3,0.12543421923150411,36656.997253068024,37484.630497945443,1466.5999999999847,79.654370711622818,7789.696599999992,17421.968148055705,20704.310213382927,101.25942834042429,3729.102719999999,125434.21923150412]
[2004,1,27,10,3.4129334637896983E-2,3.8508389303949217E-2,0,0,8.4000307999999909E-3,2.0766198274516864E-2,2.0414845816672061E-2,9.1827137096774526E-5,3.6112473599999991E-3,0.12592187333013188,34129.33463789698,38508.389303949218,0,0,8400.0307999999914,20766.198274516864,20414.845816672059,91.827137096774521,3611.2473599999989,125921.87333013187]
[2004,1,27,11,3.3949866248004099E-2,4.0512837877045613E-2,0,0,8.7375427999999908E-3,2.028515410152593E-2,2.1147882468862778E-2,9.1827137096774526E-5,3.5068185599999996E-3,0.12823192919253518,33949.866248004102,40512.837877045611,0,0,8737.5427999999902,20285.154101525928,21147.882468862779,91.827137096774521,3506.8185599999997,128231.92919253519]
[2004,1,27,12,3.5435549520109147E-2,3.8907263926998142E-2,0,0,8.8022325999999908E-3,1.9485269090386097E-2,2.071010007693563E-2,9.1827137096774526E-5,3.6460569599999991E-3,0.12707829931152578,35435.549520109147,38907.263926998145,0,0,8802.2325999999903,19485.269090386097,20710.100076935629,91.827137096774521,3646.056959999999,127078.29931152579]
[2004,1,27,13,3.4637965859410806E-2,3.9247878496524134E-2,0,0,8.0026505999999924E-3,1.9678221078274667E-2,1.95973491745558E-2,9.1827137096774526E-5,3.5764377599999992E-3,0.12483233010586219,34637.965859410804,39247.878496524136,0,0,8002.6505999999927,19678.221078274666,19597.349174555802,91.827137096774521,3576.4377599999993,124832.33010586217]
[2004,1,27,14,3.3161326914583601E-2,3.9819844054813557E-2,0,0,8.2714547999999926E-3,1.9400831198783396E-2,2.0168877358455815E-2,9.1827137096774526E-5,3.3218303999999993E-3,0.12423599186373314,33161.326914583602,39819.844054813555,0,0,8271.4547999999922,19400.831198783395,20168.877358455815,91.827137096774521,3321.8303999999994,124235.99186373314]
[2004,1,27,15,3.3592678683452039E-2,3.9409917589285894E-2,0,0,8.2099793999999924E-3,1.9098415303960486E-2,1.9743695078565982E-2,9.1827137096774526E-5,2.9135635199999993E-3,0.12306007671236117,33592.678683452039,39409.917589285891,0,0,8209.9793999999929,19098.415303960486,19743.695078565983,91.827137096774521,2913.5635199999992,123060.07671236116]
[2004,1,27,16,3.4370775344725726E-2,3.8177253430765411E-2,0,0,5.9321751999999945E-3,1.9975108605189428E-2,1.9646795879556256E-2,9.1827137096774526E-5,2.9294764799999993E-3,0.1211234120773336,34370.775344725727,38177.253430765413,0,0,5932.1751999999942,19975.108605189427,19646.795879556255,91.827137096774521,2929.4764799999994,121123.41207733359]
[2004,1,27,17,3.8514508515795992E-2,3.7956596828859462E-2,0,0,5.8108315999999939E-3,1.8271232633103453E-2,2.0163715072520967E-2,9.1827137096774526E-5,2.9145580799999995E-3,0.12372326986737667,38514.508515795991,37956.596828859459,0,0,5810.8315999999941,18271.232633103453,20163.715072520969,91.827137096774521,2914.5580799999993,123723.26986737664]
[2004,1,27,18,4.5043385342144963E-2,3.7762951542591475E-2,0,0,4.9268715999999961E-3,1.8918803805261671E-2,2.0022851024023357E-2,9.1827137096774526E-5,2.9170444799999995E-3,0.12968373493111821,{"$f":"E644*1000000","v":45043.38534214496},{"$f":"F644*1000000","v":37762.951542591472},{"$f":"G644*1000000","v":0},{"$f":"H644*1000000","v":0},{"$f":"I644*1000000","v":4926.8715999999959},{"$f":"J644*1000000","v":18918.803805261672},{"$f":"K644*1000000","v":20022.851024023359},{"$f":"L644*1000000","v":91.827137096774521},{"$f":"M644*1000000","v":2917.0444799999996},{"$f":"SUM(O644:W644)","v":129683.73493111823}]
[2004,1,27,19,4.7838167743804456E-2,3.6038849461182007E-2,4.8886999999999488E-4,2.6551637944764116E-5,6.0896807999999943E-3,1.8060251663811637E-2,2.017061269987825E-2,9.4971255615991125E-5,2.9573241599999997E-3,0.13176527942223709,47838.167743804457,36038.849461182006,488.86999999999489,26.551637944764117,6089.6807999999946,18060.251663811636,20170.612699878249,94.971255615991126,2957.3241599999997,131765.27942223707]
[2004,1,27,20,4.7858480330684669E-2,3.4788581934289652E-2,1.9554499999999793E-3,1.0620492241104791E-4,6.2929915999999945E-3,1.732759943409478E-2,1.9393154596192837E-2,1.0440341823164083E-4,2.9324601599999994E-3,0.13075932639590462,47858.480330684666,34788.58193428965,1955.4499999999794,106.2049224110479,6292.9915999999948,17327.59943409478,19393.154596192839,104.40341823164083,2932.4601599999992,130759.3263959046]
[2004,1,27,21,4.6091281455685029E-2,3.3770667863798919E-2,1.9554499999999793E-3,1.0620492241104791E-4,6.131066199999995E-3,1.5662852619622875E-2,1.9512532098900238E-2,1.0440341823164083E-4,3.1224211199999993E-3,0.12645687969864974,46091.281455685028,33770.667863798917,1955.4499999999794,106.2049224110479,6131.0661999999948,15662.852619622876,19512.532098900239,104.40341823164083,3122.4211199999995,126456.87969864973]
[2004,1,27,22,4.196113441201061E-2,3.341365277765114E-2,1.9554499999999793E-3,1.0620492241104791E-4,6.8635475999999935E-3,1.5152112308751466E-2,1.9502188376082322E-2,1.0440341823164083E-4,3.1403231999999992E-3,0.12219901701513822,41961.134412010608,33413.652777651143,1955.4499999999794,106.2049224110479,6863.5475999999935,15152.112308751466,19502.188376082322,104.40341823164083,3140.3231999999994,122199.01701513822]
[2004,1,27,23,3.8592226932273939E-2,3.061436817694357E-2,1.9554499999999793E-3,1.0620492241104791E-4,7.0664565999999929E-3,1.3498677957424314E-2,1.8891842846880082E-2,1.0440341823164083E-4,3.2019859199999994E-3,0.11403161677416458,38592.226932273938,30614.368176943572,1955.4499999999794,106.2049224110479,7066.4565999999932,13498.677957424314,18891.842846880081,104.40341823164083,3201.9859199999996,114031.61677416458]
[2004,1,27,24,2.9745624312826891E-2,2.9922403158298725E-2,1.9554499999999793E-3,1.0620492241104791E-4,6.2528115999999937E-3,1.3705133083292541E-2,1.9882956227427799E-2,1.0440341823164083E-4,3.1999967999999991E-3,0.10487498352248861,29745.624312826891,29922.403158298726,1955.4499999999794,106.2049224110479,6252.8115999999936,13705.133083292541,19882.9562274278,104.40341823164083,3199.996799999999,104874.98352248862]
[2004,1,28,1,2.5909322686758059E-2,2.8814233265233323E-2,1.9554499999999793E-3,1.0620492241104791E-4,5.9719533999999944E-3,1.5412314863862389E-2,1.9673917818410613E-2,1.0440341823164083E-4,3.1174483199999997E-3,0.10106524869490706,25909.32268675806,28814.233265233324,1955.4499999999794,106.2049224110479,5971.953399999994,15412.31486386239,19673.917818410613,104.40341823164083,3117.4483199999995,101065.24869490703]
[2004,1,28,2,2.4694195479911422E-2,2.735474293660177E-2,1.9554499999999793E-3,1.0620492241104791E-4,6.0414647999999941E-3,1.5846729340700628E-2,1.9107068679609665E-2,1.0440341823164083E-4,3.2382873599999993E-3,9.8448546937466144E-2,24694.195479911421,27354.742936601771,1955.4499999999794,106.2049224110479,6041.4647999999943,15846.729340700627,19107.068679609663,104.40341823164083,3238.2873599999994,98448.546937466148]
[2004,1,28,3,2.428662281013665E-2,2.6680698363288086E-2,1.9554499999999793E-3,1.0620492241104791E-4,6.5654119999999944E-3,1.5447795344280667E-2,1.8721461236684053E-2,1.0440341823164083E-4,3.3173548799999993E-3,9.7185402975032129E-2,24286.622810136651,26680.698363288087,1955.4499999999794,106.2049224110479,6565.4119999999948,15447.795344280667,18721.461236684052,104.40341823164083,3317.3548799999994,97185.402975032106]
[2004,1,28,4,2.4646026022841331E-2,2.592227253707061E-2,1.9554499999999793E-3,1.0620492241104791E-4,6.987301999999993E-3,1.5149945345207666E-2,1.8282138859390392E-2,1.0440341823164083E-4,3.2432601599999993E-3,9.6397003265152673E-2,24646.026022841332,25922.27253707061,1955.4499999999794,106.2049224110479,6987.3019999999933,15149.945345207667,18282.13885939039,104.40341823164083,3243.2601599999994,96397.003265152656]
[2004,1,28,5,2.5533472931343892E-2,2.6532886759963223E-2,1.9554499999999793E-3,1.0620492241104791E-4,6.2110243999999948E-3,1.5399387099853492E-2,1.8607895140655913E-2,1.0440341823164083E-4,3.2178988799999998E-3,9.7668623552459186E-2,25533.472931343891,26532.886759963221,1955.4499999999794,106.2049224110479,6211.0243999999948,15399.387099853493,18607.895140655914,104.40341823164083,3217.8988799999997,97668.623552459176]
[2004,1,28,6,2.7709746030485372E-2,2.7208441475517965E-2,1.9554499999999793E-3,1.0620492241104791E-4,7.1391823999999923E-3,1.6467012464335573E-2,1.8752742334189738E-2,1.0440341823164083E-4,3.1875647999999998E-3,0.10263074784517132,27709.74603048537,27208.441475517964,1955.4499999999794,106.2049224110479,7139.1823999999924,16467.012464335574,18752.742334189737,104.40341823164083,3187.5647999999997,102630.7478451713]
[2004,1,28,7,3.2214447631991286E-2,3.0192693464192344E-2,1.9554499999999793E-3,1.0620492241104791E-4,8.1557363999999917E-3,1.6220823631863553E-2,1.8329044510060788E-2,1.0440341823164083E-4,3.1144646399999996E-3,0.11039326861875064,32214.447631991286,30192.693464192344,1955.4499999999794,106.2049224110479,8155.7363999999916,16220.823631863554,18329.044510060787,104.40341823164083,3114.4646399999997,110393.26861875065]
[2004,1,28,8,3.6857357773553312E-2,3.5353603009528896E-2,1.9554499999999793E-3,1.0620492241104791E-4,8.1790407999999919E-3,1.6203330356795737E-2,2.055528470049732E-2,1.0440341823164083E-4,3.1363449599999993E-3,0.12245101994101792,36857.357773553311,35353.603009528895,1955.4499999999794,106.2049224110479,8179.0407999999916,16203.330356795737,20555.284700497319,104.40341823164083,3136.3449599999994,122451.01994101792]
[2004,1,28,9,3.7908317051903055E-2,3.7385684051265106E-2,1.4665999999999846E-3,7.9654370711622824E-5,8.5137401999999911E-3,1.7861236265825409E-2,2.0843385793185561E-2,1.0125942834042429E-4,3.1741382399999994E-3,0.12733401540123118,37908.317051903054,37385.684051265103,1466.5999999999847,79.654370711622818,8513.7401999999911,17861.23626582541,20843.38579318556,101.25942834042429,3174.1382399999993,127334.01540123114]
[2004,1,28,10,3.5590794323441879E-2,3.9421525528635287E-2,0,0,7.8045631999999927E-3,2.1654628605174246E-2,2.0435493636196789E-2,9.1827137096774526E-5,3.2422655999999996E-3,0.12824109803054498,35590.794323441878,39421.525528635284,0,0,7804.5631999999923,21654.628605174246,20435.493636196788,91.827137096774521,3242.2655999999997,128241.09803054496]
[2004,1,28,11,3.5252960582527672E-2,4.1143277718291023E-2,0,0,8.8054469999999923E-3,2.0951677186183716E-2,2.0925834156918736E-2,9.1827137096774526E-5,3.2318227199999998E-3,0.13040284650101791,35252.960582527674,41143.277718291021,0,0,8805.4469999999928,20951.677186183715,20925.834156918736,91.827137096774521,3231.8227199999997,130402.84650101789]
[2004,1,28,12,3.69091140195522E-2,3.939691295203171E-2,0,0,8.1730137999999914E-3,2.0419653933287495E-2,2.0740853311965908E-2,9.1827137096774526E-5,3.3546508799999993E-3,0.12908602603393407,36909.114019552202,39396.912952031707,0,0,8173.0137999999915,20419.653933287496,20740.853311965908,91.827137096774521,3354.6508799999992,129086.02603393407]
[2004,1,28,13,3.5510590199413487E-2,3.9736524725336342E-2,0,0,7.3131617999999936E-3,1.9794456230627287E-2,2.0516168642586582E-2,9.1827137096774526E-5,3.4133299199999995E-3,0.12637605865506046,35510.590199413484,39736.524725336341,0,0,7313.1617999999935,19794.456230627286,20516.168642586581,91.827137096774521,3413.3299199999997,126376.05865506045]
[2004,1,28,14,3.3841571812354344E-2,4.0217523156777187E-2,0,0,8.4120847999999918E-3,1.9260754181737848E-2,2.0390294398791229E-2,9.1827137096774526E-5,3.2323199999999999E-3,0.12544637548675738,33841.571812354341,40217.523156777184,0,0,8412.0847999999914,19260.754181737848,20390.294398791229,91.827137096774521,3232.3199999999997,125446.37548675737]
[2004,1,28,15,3.456171620944664E-2,3.901803640112235E-2,0,0,8.5049005999999934E-3,1.9406348672430056E-2,2.0040503085298502E-2,9.1827137096774526E-5,3.4839436799999992E-3,0.12510727578539432,34561.71620944664,39018.03640112235,0,0,8504.9005999999936,19406.348672430056,20040.503085298504,91.827137096774521,3483.9436799999994,125107.27578539432]
[2004,1,28,16,3.4288664877892248E-2,3.711292885639772E-2,0,0,7.1809695999999939E-3,1.8777644366578111E-2,2.0188894601499915E-2,9.1827137096774526E-5,3.3039283199999998E-3,0.12094485775946477,34288.664877892246,37112.928856397717,0,0,7180.969599999994,18777.644366578112,20188.894601499916,91.827137096774521,3303.92832,120944.85775946475]
[2004,1,28,17,3.905999009330139E-2,3.7761461706322205E-2,0,0,6.2222747999999932E-3,1.7878136528976053E-2,2.0288891926897749E-2,9.1827137096774526E-5,3.2084505599999993E-3,0.1245110327525942,39059.990093301392,37761.461706322203,0,0,6222.2747999999929,17878.136528976054,20288.891926897748,91.827137096774521,3208.4505599999993,124511.03275259417]
[2004,1,28,18,4.491231954773503E-2,3.6910400867042274E-2,0,0,5.407022599999995E-3,1.741997830753066E-2,1.997763403258673E-2,9.1827137096774526E-5,3.1602143999999994E-3,0.12787939689199146,44912.319547735031,36910.400867042277,0,0,5407.0225999999948,17419.978307530659,19977.634032586728,91.827137096774521,3160.2143999999994,127879.39689199148]
[2004,1,28,19,4.845392737026244E-2,3.6198371164109511E-2,4.8886999999999488E-4,2.6551637944764116E-5,6.0065081999999938E-3,1.7622604318326275E-2,1.9973530687777127E-2,9.4971255615991125E-5,3.1651871999999995E-3,0.1320305218340361,48453.927370262441,36198.371164109514,488.86999999999489,26.551637944764117,6006.5081999999938,17622.604318326274,19973.530687777125,94.971255615991126,3165.1871999999994,132030.52183403607]
[2004,1,28,20,4.7882186927948774E-2,3.4693639705396781E-2,1.9554499999999793E-3,1.0620492241104791E-4,5.8674853999999936E-3,1.5918644339883901E-2,1.9940066572593129E-2,1.0440341823164083E-4,3.2989555199999993E-3,0.12976703680646526,47882.186927948773,34693.639705396781,1955.4499999999794,106.2049224110479,5867.4853999999932,15918.644339883902,19940.066572593129,104.40341823164083,3298.9555199999995,129767.03680646526]
[2004,1,28,21,4.6857299086443573E-2,3.4103682077645067E-2,1.9554499999999793E-3,1.0620492241104791E-4,5.2314359999999947E-3,1.5405179185734415E-2,2.0039587086305519E-2,1.0440341823164083E-4,3.2029804799999996E-3,0.12700622225677125,46857.299086443571,34103.68207764507,1955.4499999999794,106.2049224110479,5231.4359999999951,15405.179185734416,20039.587086305521,104.40341823164083,3202.9804799999997,127006.22225677126]
[2004,1,28,22,4.2866750474029137E-2,3.3803064334099513E-2,1.9554499999999793E-3,1.0620492241104791E-4,6.0093207999999936E-3,1.5166511191597162E-2,2.0087674663815867E-2,1.0440341823164083E-4,3.2417683199999995E-3,0.12334114812418435,42866.750474029141,33803.064334099516,1955.4499999999794,106.2049224110479,6009.3207999999941,15166.511191597163,20087.674663815866,104.40341823164083,3241.7683199999997,123341.14812418437]
[2004,1,28,23,3.9558216443473557E-2,3.0101092529037206E-2,1.9554499999999793E-3,1.0620492241104791E-4,6.6819339999999935E-3,1.3562928599879133E-2,1.9627628088583253E-2,1.0440341823164083E-4,3.2845343999999992E-3,0.11498239240161583,39558.216443473553,30101.092529037207,1955.4499999999794,106.2049224110479,6681.9339999999938,13562.928599879133,19627.628088583253,104.40341823164083,3284.5343999999991,114982.39240161581]
[2004,1,28,24,3.122665981602394E-2,3.0024667533593358E-2,1.9554499999999793E-3,1.0620492241104791E-4,6.0928951999999941E-3,1.4739330536903896E-2,1.9545705869384467E-2,1.0440341823164083E-4,3.322824959999999E-3,0.10711814225654832,31226.659816023941,30024.667533593358,1955.4499999999794,106.2049224110479,6092.8951999999945,14739.330536903897,19545.705869384466,104.40341823164083,3322.824959999999,107118.14225654834]
[2004,1,29,1,2.4290060176511488E-2,2.8201526530182357E-2,1.9554499999999793E-3,1.0620492241104791E-4,7.7820623999999916E-3,1.4342251812900842E-2,1.9049638208926207E-2,1.0440341823164083E-4,3.3004473599999996E-3,9.913204482916356E-2,24290.060176511488,28201.526530182357,1955.4499999999794,106.2049224110479,7782.0623999999916,14342.251812900842,19049.638208926208,104.40341823164083,3300.4473599999997,99132.044829163555]
[2004,1,29,2,2.3000491209573783E-2,2.6785429634915189E-2,1.9554499999999793E-3,1.0620492241104791E-4,6.380182199999993E-3,1.4745676095822542E-2,1.8768946973147353E-2,1.0440341823164083E-4,3.2343091199999994E-3,9.5081093574101536E-2,23000.491209573782,26785.429634915188,1955.4499999999794,106.2049224110479,6380.1821999999929,14745.676095822542,18768.946973147351,104.40341823164083,3234.3091199999994,95081.093574101527]
[2004,1,29,3,2.2388028844073867E-2,2.6074818257670818E-2,1.9554499999999793E-3,1.0620492241104791E-4,7.5896001999999916E-3,1.4080266069080789E-2,1.8847895516446417E-2,1.0440341823164083E-4,3.1308748799999996E-3,9.4277542107914544E-2,22388.028844073866,26074.818257670817,1955.4499999999794,106.2049224110479,7589.6001999999917,14080.26606908079,18847.895516446417,104.40341823164083,3130.8748799999994,94277.54210791456]
[2004,1,29,4,2.3075434916615883E-2,2.5391867475430374E-2,1.9554499999999793E-3,1.0620492241104791E-4,6.3850037999999944E-3,1.4296951018582997E-2,1.8255829878267228E-2,1.0440341823164083E-4,3.2129260799999997E-3,9.2784071509539143E-2,23075.434916615883,25391.867475430376,1955.4499999999794,106.2049224110479,6385.003799999994,14296.951018582997,18255.829878267228,104.40341823164083,3212.9260799999997,92784.07150953915]
[2004,1,29,5,2.3510774100635238E-2,2.5702358024177214E-2,1.9554499999999793E-3,1.0620492241104791E-4,6.0639655999999943E-3,1.395022617982809E-2,1.9053057590783171E-2,1.0440341823164083E-4,3.1328639999999995E-3,9.3579303836066371E-2,23510.774100635237,25702.358024177214,1955.4499999999794,106.2049224110479,6063.9655999999941,13950.226179828089,19053.05759078317,104.40341823164083,3132.8639999999996,93579.303836066363]
[2004,1,29,6,2.5120314665226177E-2,2.6097725017163245E-2,1.9554499999999793E-3,1.0620492241104791E-4,7.9255049999999907E-3,1.4339341727932614E-2,1.9179811489446291E-2,1.0440341823164083E-4,3.1423123199999996E-3,9.797106856041099E-2,25120.314665226178,26097.725017163244,1955.4499999999794,106.2049224110479,7925.504999999991,14339.341727932613,19179.811489446289,104.40341823164083,3142.3123199999995,97971.068560410989]
[2004,1,29,7,3.013012384482169E-2,2.9646863517496739E-2,1.9554499999999793E-3,1.0620492241104791E-4,7.7430877999999917E-3,1.5227274888389715E-2,1.9176185731407485E-2,1.0440341823164083E-4,3.2745887999999996E-3,0.1073641829227583,30130.12384482169,29646.863517496738,1955.4499999999794,106.2049224110479,7743.0877999999921,15227.274888389715,19176.185731407484,104.40341823164083,3274.5887999999995,107364.18292275828]
[2004,1,29,8,3.5136566591314713E-2,3.4824401813405528E-2,1.9554499999999793E-3,1.0620492241104791E-4,7.6964789999999922E-3,1.5820092044930855E-2,1.9477116930634312E-2,1.0440341823164083E-4,3.3074092799999992E-3,0.11842812400092807,35136.566591314717,34824.40181340553,1955.4499999999794,106.2049224110479,7696.4789999999921,15820.092044930854,19477.116930634311,104.40341823164083,3307.4092799999994,118428.12400092807]
[2004,1,29,9,3.6233608458559746E-2,3.6741246258536718E-2,1.4665999999999846E-3,7.9654370711622824E-5,8.5507057999999921E-3,1.7361465484787224E-2,2.0783325082511767E-2,1.0125942834042429E-4,3.4083571199999998E-3,0.12472622200344749,36233.608458559749,36741.246258536718,1466.5999999999847,79.654370711622818,8550.7057999999925,17361.465484787223,20783.325082511765,101.25942834042429,3408.3571199999997,124726.22200344747]
[2004,1,29,10,3.364166656389516E-2,3.8429664400210312E-2,0,0,8.5181599999999916E-3,2.0555214750135359E-2,2.0745252147609097E-2,9.1827137096774526E-5,3.2293363199999993E-3,0.12521112131894671,33641.66656389516,38429.664400210313,0,0,8518.1599999999908,20555.214750135357,20745.252147609099,91.827137096774521,3229.3363199999994,125211.12131894669]
[2004,1,29,11,3.3889061447286886E-2,4.049247135302915E-2,0,0,8.5507057999999921E-3,2.0701168448098224E-2,2.0802710157998026E-2,9.1827137096774526E-5,2.9801990399999996E-3,0.12750814338350908,33889.061447286884,40492.471353029148,0,0,8550.7057999999925,20701.168448098226,20802.710157998026,91.827137096774521,2980.1990399999995,127508.14338350904]
[2004,1,29,12,3.5451817725011547E-2,3.8904856554779356E-2,0,0,8.5691885999999908E-3,2.0009209938036843E-2,2.0367848509986464E-2,9.1827137096774526E-5,2.9662751999999996E-3,0.12636102366491098,35451.817725011548,38904.856554779355,0,0,8569.1885999999904,20009.209938036842,20367.848509986463,91.827137096774521,2966.2751999999996,126361.02366491097]
[2004,1,29,13,3.4304972442590918E-2,3.8859416481302582E-2,0,0,8.1324319999999915E-3,1.9656322274176279E-2,2.0226385914240353E-2,9.1827137096774526E-5,2.856376319999999E-3,0.1241277325694069,34304.972442590915,38859.416481302585,0,0,8132.4319999999916,19656.32227417628,20226.385914240353,91.827137096774521,2856.3763199999989,124127.73256940689]
[2004,1,29,14,3.2754769919255626E-2,4.030311412640402E-2,0,0,8.2618115999999932E-3,1.9258575552604521E-2,1.9804405821079438E-2,9.1827137096774526E-5,3.0602611199999998E-3,0.12353476527644038,32754.769919255625,40303.11412640402,0,0,8261.8115999999936,19258.575552604521,19804.405821079439,91.827137096774521,3060.2611199999997,123534.76527644036]
[2004,1,29,15,3.2898780630441209E-2,3.9259337088851848E-2,0,0,8.5434733999999925E-3,1.8522530127421537E-2,1.9985282124216651E-2,9.1827137096774526E-5,3.0642393599999993E-3,0.12236546986802803,32898.780630441208,39259.337088851848,0,0,8543.4733999999917,18522.530127421538,19985.28212421665,91.827137096774521,3064.2393599999991,122365.469868028]
[2004,1,29,16,3.330906224778777E-2,3.7261136018203321E-2,0,0,7.9500147999999916E-3,1.8834184844217231E-2,2.0045641741898872E-2,9.1827137096774526E-5,2.9478758399999997E-3,0.12043974262920397,33309.06224778777,37261.136018203324,0,0,7950.0147999999917,18834.18484421723,20045.641741898871,91.827137096774521,2947.8758399999997,120439.74262920395]
[2004,1,29,17,3.7506702224935892E-2,3.7463629913275197E-2,0,0,6.9535507999999935E-3,1.7260164702331646E-2,2.0649998277340629E-2,9.1827137096774526E-5,3.0990489599999997E-3,0.12302492201498014,37506.702224935892,37463.629913275196,0,0,6953.5507999999936,17260.164702331647,20649.99827734063,91.827137096774521,3099.0489599999996,123024.92201498014]
[2004,1,29,18,4.4709762023434782E-2,3.7988061926572184E-2,0,0,4.1819343999999958E-3,1.894763966314298E-2,2.0063269903953438E-2,9.1827137096774526E-5,2.9692588799999997E-3,0.12895175393420014,44709.762023434785,37988.061926572183,0,0,4181.9343999999955,18947.639663142982,20063.269903953438,91.827137096774521,2969.2588799999999,128951.75393420015]
[2004,1,29,19,4.7230999183355556E-2,3.6399060319590094E-2,4.8886999999999488E-4,2.6551637944764116E-5,5.7678389999999942E-3,1.7701937246453876E-2,2.0142158565061082E-2,9.4971255615991125E-5,3.1691654399999998E-3,0.13102155264802137,47230.999183355554,36399.060319590091,488.86999999999489,26.551637944764117,5767.8389999999945,17701.937246453876,20142.158565061083,94.971255615991126,3169.1654399999998,131021.55264802134]
[2004,1,29,20,4.7458743329095131E-2,3.5002347049827978E-2,1.9554499999999793E-3,1.0620492241104791E-4,4.9702659999999949E-3,1.7314358999455499E-2,2.0098966719747105E-2,1.0440341823164083E-4,3.0105331199999997E-3,0.13002127355876836,47458.74332909513,35002.347049827978,1955.4499999999794,106.2049224110479,4970.2659999999951,17314.3589994555,20098.966719747106,104.40341823164083,3010.5331199999996,130021.27355876837]
[2004,1,29,21,4.548565774207456E-2,3.3753433588831448E-2,1.9554499999999793E-3,1.0620492241104791E-4,5.639664799999995E-3,1.5323857584143641E-2,2.0343022388492348E-2,1.0440341823164083E-4,3.0314188799999997E-3,0.1257431133241847,45485.65774207456,33753.433588831445,1955.4499999999794,106.2049224110479,5639.664799999995,15323.857584143641,20343.022388492347,104.40341823164083,3031.4188799999997,125743.11332418465]
[2004,1,29,22,4.1592567665924451E-2,3.3522091278950991E-2,1.9554499999999793E-3,1.0620492241104791E-4,5.433139599999995E-3,1.5137921186255145E-2,2.0489838426236671E-2,1.0440341823164083E-4,3.1676735999999995E-3,0.12150929009800994,41592.567665924449,33522.091278950989,1955.4499999999794,106.2049224110479,5433.139599999995,15137.921186255146,20489.838426236671,104.40341823164083,3167.6735999999996,121509.29009800992]
[2004,1,29,23,3.8435303810427847E-2,3.0706421305180739E-2,1.9554499999999793E-3,1.0620492241104791E-4,5.0510277999999947E-3,1.381370081161796E-2,2.0044811704550379E-2,1.0440341823164083E-4,3.1706572799999997E-3,0.11338798105241961,38435.303810427846,30706.421305180738,1955.4499999999794,106.2049224110479,5051.0277999999944,13813.70081161796,20044.811704550379,104.40341823164083,3170.6572799999994,113387.98105241959]
[2004,1,29,24,2.9809098384854061E-2,3.0033942455361139E-2,1.9554499999999793E-3,1.0620492241104791E-4,4.7183373999999953E-3,1.4263406896834004E-2,2.0049423941002759E-2,1.0440341823164083E-4,3.2427628799999997E-3,0.10428303029869464,29809.09838485406,30033.942455361139,1955.4499999999794,106.2049224110479,4718.3373999999949,14263.406896834003,20049.423941002759,104.40341823164083,3242.7628799999998,104283.03029869462]
[2004,1,30,1,2.2590611866222677E-2,2.7061280088810376E-2,1.9554499999999793E-3,1.0620492241104791E-4,5.0578583999999951E-3,1.4116618299547162E-2,1.9432841173059077E-2,1.0440341823164083E-4,3.1850783999999993E-3,9.361034656828196E-2,22590.611866222676,27061.280088810377,1955.4499999999794,106.2049224110479,5057.8583999999955,14116.618299547163,19432.841173059078,104.40341823164083,3185.0783999999994,93610.346568281951]
[2004,1,30,2,2.0523252509540582E-2,2.6019764853066778E-2,1.9554499999999793E-3,1.0620492241104791E-4,4.9132103999999953E-3,1.3529069051011268E-2,1.8915522360887161E-2,1.0440341823164083E-4,3.0532991999999994E-3,8.912017671514845E-2,20523.252509540584,26019.764853066779,1955.4499999999794,106.2049224110479,4913.2103999999954,13529.069051011267,18915.52236088716,104.40341823164083,3053.2991999999995,89120.176715148453]
[2004,1,30,3,2.011464842824268E-2,2.5456975030736108E-2,1.9554499999999793E-3,1.0620492241104791E-4,5.0164729999999953E-3,1.3519369499713142E-2,1.8948258017692128E-2,1.0440341823164083E-4,3.1124755199999992E-3,8.8334257837026739E-2,20114.648428242679,25456.975030736106,1955.4499999999794,106.2049224110479,5016.4729999999954,13519.369499713142,18948.258017692129,104.40341823164083,3112.4755199999991,88334.257837026715]
[2004,1,30,4,2.0539171106794183E-2,2.4586888465599827E-2,1.9554499999999793E-3,1.0620492241104791E-4,5.0606709999999958E-3,1.309527827184934E-2,1.8198012996846719E-2,1.0440341823164083E-4,3.1368422399999994E-3,8.6782922421732731E-2,20539.171106794183,24586.888465599826,1955.4499999999794,106.2049224110479,5060.6709999999957,13095.27827184934,18198.012996846719,104.40341823164083,3136.8422399999995,86782.922421732728]
[2004,1,30,5,2.106116986246457E-2,2.4612130364381028E-2,1.9554499999999793E-3,1.0620492241104791E-4,5.2282215999999949E-3,1.3287261173527316E-2,1.805039782234516E-2,1.0440341823164083E-4,3.2711078399999998E-3,8.767634700336073E-2,21061.169862464569,24612.130364381028,1955.4499999999794,106.2049224110479,5228.2215999999953,13287.261173527315,18050.39782234516,104.40341823164083,3271.1078399999997,87676.34700336073]
[2004,1,30,6,2.2985356741012167E-2,2.5413002560446263E-2,1.9554499999999793E-3,1.0620492241104791E-4,5.0642871999999964E-3,1.4839380263575857E-2,1.8551937096309635E-2,1.0440341823164083E-4,3.3461971199999991E-3,9.236621932198659E-2,22985.356741012165,25413.002560446264,1955.4499999999794,106.2049224110479,5064.2871999999961,14839.380263575857,18551.937096309633,104.40341823164083,3346.1971199999989,92366.219321986588]
[2004,1,30,7,2.7446839915798119E-2,2.814199983926929E-2,1.9554499999999793E-3,1.0620492241104791E-4,5.5227409999999951E-3,1.3843763835128088E-2,1.8196834901710198E-2,1.0440341823164083E-4,3.1970131199999994E-3,9.8515250952548358E-2,27446.839915798118,28141.999839269291,1955.4499999999794,106.2049224110479,5522.7409999999954,13843.763835128089,18196.834901710197,104.40341823164083,3197.0131199999992,98515.250952548362]
[2004,1,30,8,3.1617120756989282E-2,3.4283048166613928E-2,1.9554499999999793E-3,1.0620492241104791E-4,6.0486971999999944E-3,1.5227428198193768E-2,1.9474616951642928E-2,1.0440341823164083E-4,2.9896473599999992E-3,0.11180661697408258,31617.120756989283,34283.048166613924,1955.4499999999794,106.2049224110479,6048.6971999999942,15227.428198193767,19474.616951642929,104.40341823164083,2989.647359999999,111806.61697408257]
[2004,1,30,9,3.1843587878947748E-2,3.5774016095006633E-2,1.4665999999999846E-3,7.9654370711622824E-5,7.3360643999999921E-3,1.6081016607423157E-2,2.0761984710303272E-2,1.0125942834042429E-4,2.7066950399999997E-3,0.11615087853073285,31843.587878947747,35774.016095006635,1466.5999999999847,79.654370711622818,7336.064399999992,16081.016607423157,20761.984710303273,101.25942834042429,2706.6950399999996,116150.87853073284]
[2004,1,30,10,3.1843204413672124E-2,3.7480468351800827E-2,0,0,6.3187067999999937E-3,1.8902944548582889E-2,2.0867723372109251E-2,9.1827137096774526E-5,2.7042086399999997E-3,0.11820908326326186,{"$f":"E708*1000000","v":31843.204413672123},{"$f":"F708*1000000","v":37480.468351800824},{"$f":"G708*1000000","v":0},{"$f":"H708*1000000","v":0},{"$f":"I708*1000000","v":6318.7067999999936},{"$f":"J708*1000000","v":18902.944548582887},{"$f":"K708*1000000","v":20867.723372109253},{"$f":"L708*1000000","v":91.827137096774521},{"$f":"M708*1000000","v":2704.2086399999998},{"$f":"SUM(O708:W708)","v":118209.08326326185}]
[2004,1,30,11,3.1626038791216685E-2,3.9844803068705345E-2,0,0,6.4565241999999931E-3,1.9292162267699066E-2,2.0887166754101013E-2,9.1827137096774526E-5,2.8265395199999991E-3,0.1210250617388189,31626.038791216684,39844.803068705347,0,0,6456.5241999999935,19292.162267699066,20887.166754101014,91.827137096774521,2826.5395199999989,121025.06173881888]
[2004,1,30,12,3.1165132880826854E-2,3.8727265095241749E-2,0,0,6.3693335999999929E-3,1.9224663111598483E-2,2.0679277259466174E-2,9.1827137096774526E-5,2.8424524799999995E-3,0.11909995156423003,31165.132880826855,38727.265095241746,0,0,6369.3335999999927,19224.663111598482,20679.277259466173,91.827137096774521,2842.4524799999995,119099.95156423002]
[2004,1,30,13,3.1190878950748919E-2,3.736296462687265E-2,0,0,5.2077297999999954E-3,1.8310308270380021E-2,2.0348930804738423E-2,9.1827137096774526E-5,2.9240063999999995E-3,0.11543664598983677,31190.87895074892,37362.96462687265,0,0,5207.7297999999955,18310.308270380021,20348.930804738422,91.827137096774521,2924.0063999999993,115436.64598983678]
[2004,1,30,14,2.8544710680095411E-2,3.8187571470327239E-2,0,0,5.8096261999999949E-3,1.8251171227471021E-2,2.0985530716838022E-2,9.1827137096774526E-5,2.9185363199999998E-3,0.11478897375182848,28544.71068009541,38187.571470327239,0,0,5809.6261999999952,18251.171227471023,20985.53071683802,91.827137096774521,2918.5363199999997,114788.97375182845]
[2004,1,30,15,2.9262924632930815E-2,3.744801365841776E-2,0,0,5.7401147999999935E-3,1.7450687927763022E-2,2.0310231185443988E-2,9.1827137096774526E-5,3.1283884799999996E-3,0.11343218782165236,29262.924632930815,37448.01365841776,0,0,5740.1147999999939,17450.687927763021,20310.231185443987,91.827137096774521,3128.3884799999996,113432.18782165235]
[2004,1,30,16,3.206569887684306E-2,3.425173665899129E-2,0,0,5.5319823999999945E-3,1.5135929393310649E-2,2.0663751436783419E-2,9.1827137096774526E-5,3.2029804799999996E-3,0.11094390638302522,32065.69887684306,34251.736658991293,0,0,5531.9823999999944,15135.929393310649,20663.751436783419,91.827137096774521,3202.9804799999997,110943.90638302518]
[2004,1,30,17,3.4913473559307649E-2,3.4361927518606741E-2,0,0,4.0147855999999957E-3,1.5980150551524214E-2,2.017340319856328E-2,9.1827137096774526E-5,3.1721491199999995E-3,0.11270771668509866,34913.473559307648,34361.927518606739,0,0,4014.7855999999956,15980.150551524213,20173.403198563279,91.827137096774521,3172.1491199999996,112707.71668509864]
[2004,1,30,18,4.0677895559469664E-2,3.3579313412249193E-2,0,0,3.919960799999996E-3,1.6407416995019724E-2,1.9598250412480648E-2,9.1827137096774526E-5,3.1229183999999994E-3,0.11739758271631601,40677.895559469667,33579.31341224919,0,0,3919.9607999999962,16407.416995019725,19598.250412480647,91.827137096774521,3122.9183999999996,117397.58271631598]
[2004,1,30,19,4.321495261364542E-2,3.3345725504560317E-2,4.8886999999999488E-4,2.6551637944764116E-5,3.995900999999997E-3,1.6098548676735269E-2,1.9776689605760112E-2,9.4971255615991125E-5,3.0612556799999996E-3,0.12010346597426186,43214.952613645422,33345.725504560316,488.86999999999489,26.551637944764117,3995.9009999999971,16098.548676735269,19776.689605760112,94.971255615991126,3061.2556799999998,120103.46597426188]
[2004,1,30,20,3.9647053386332204E-2,3.3460545589944775E-2,1.9554499999999793E-3,1.0620492241104791E-4,4.0220179999999961E-3,1.4902904173595018E-2,1.9356411835160233E-2,1.0440341823164083E-4,3.2333145599999992E-3,0.11678830588567492,39647.053386332205,33460.545589944777,1955.4499999999794,106.2049224110479,4022.0179999999959,14902.904173595018,19356.411835160234,104.40341823164083,3233.3145599999993,116788.30588567491]
[2004,1,30,21,3.9548550904194728E-2,3.2047216901350116E-2,1.9554499999999793E-3,1.0620492241104791E-4,3.7994207999999963E-3,1.4334024078663382E-2,1.9051753714108669E-2,1.0440341823164083E-4,3.1686681599999997E-3,0.11411569289895956,39548.55090419473,32047.216901350115,1955.4499999999794,106.2049224110479,3799.4207999999962,14334.024078663382,19051.753714108669,104.40341823164083,3168.6681599999997,114115.69289895956]
[2004,1,30,22,3.619374132555072E-2,3.0741248288833917E-2,1.9554499999999793E-3,1.0620492241104791E-4,4.5222589999999964E-3,1.2949783916471393E-2,1.870006746299956E-2,1.0440341823164083E-4,3.1875647999999998E-3,0.10846072313449827,36193.74132555072,30741.248288833918,1955.4499999999794,106.2049224110479,4522.2589999999964,12949.783916471393,18700.067462999559,104.40341823164083,3187.5647999999997,108460.72313449826]
[2004,1,30,23,3.4462443814290006E-2,2.835369814570661E-2,1.9554499999999793E-3,1.0620492241104791E-4,3.8793789999999966E-3,1.3028667753515088E-2,1.756948295176871E-2,1.0440341823164083E-4,3.2308281599999996E-3,0.1026905581659231,34462.443814290004,28353.69814570661,1955.4499999999794,106.2049224110479,3879.3789999999967,13028.667753515088,17569.48295176871,104.40341823164083,3230.8281599999996,102690.55816592308]
[2004,1,30,24,2.8512965262987487E-2,2.4241666895874217E-2,1.9554499999999793E-3,1.0620492241104791E-4,4.3161355999999955E-3,1.1606475885164577E-2,1.637654469215814E-2,1.0440341823164083E-4,3.1905484799999995E-3,9.0410395156827084E-2,28512.965262987487,24241.666895874216,1955.4499999999794,106.2049224110479,4316.1355999999951,11606.475885164577,16376.544692158139,104.40341823164083,3190.5484799999995,90410.395156827086]
[2004,1,31,1,2.3100014808326283E-2,2.1002196506550389E-2,1.9554499999999793E-3,1.0620492241104791E-4,3.5141427999999964E-3,1.1172041936002108E-2,1.5795656012493085E-2,1.0440341823164083E-4,3.3655910399999992E-3,8.0115701444014531E-2,23100.014808326283,21002.19650655039,1955.4499999999794,106.2049224110479,3514.1427999999964,11172.041936002108,15795.656012493084,104.40341823164083,3365.5910399999993,80115.701444014529]
[2004,1,31,2,2.1652990557903453E-2,1.9524973520684399E-2,1.9554499999999793E-3,1.0620492241104791E-4,3.6483439999999965E-3,1.1006955416123818E-2,1.5718508423723621E-2,1.0440341823164083E-4,3.3069119999999991E-3,7.7024742259077961E-2,21652.990557903453,19524.973520684398,1955.4499999999794,106.2049224110479,3648.3439999999964,11006.955416123817,15718.508423723621,104.40341823164083,3306.9119999999989,77024.742259077946]
[2004,1,31,3,2.0472559769592877E-2,1.8935166075311351E-2,1.9554499999999793E-3,1.0620492241104791E-4,3.7351327999999963E-3,1.104116165011801E-2,1.5374280384831889E-2,1.0440341823164083E-4,3.2601676799999995E-3,7.4984526700496795E-2,20472.559769592877,18935.16607531135,1955.4499999999794,106.2049224110479,3735.1327999999962,11041.161650118011,15374.280384831889,104.40341823164083,3260.1676799999996,74984.52670049679]
[2004,1,31,4,1.9873324283974439E-2,1.8839709173303749E-2,1.9554499999999793E-3,1.0620492241104791E-4,3.5695911999999962E-3,1.1162218699528865E-2,1.509003211043858E-2,1.0440341823164083E-4,3.1905484799999995E-3,7.3891482287888305E-2,19873.324283974438,18839.709173303749,1955.4499999999794,106.2049224110479,3569.5911999999962,11162.218699528865,15090.03211043858,104.40341823164083,3190.5484799999995,73891.482287888299]
[2004,1,31,5,2.0313400425800616E-2,1.8560320550482842E-2,1.9554499999999793E-3,1.0620492241104791E-4,3.785759599999996E-3,1.1532393766767346E-2,1.4943488501982969E-2,1.0440341823164083E-4,2.9811935999999994E-3,7.4282614785676437E-2,20313.400425800617,18560.32055048284,1955.4499999999794,106.2049224110479,3785.7595999999958,11532.393766767345,14943.488501982969,104.40341823164083,2981.1935999999992,74282.614785676429]
[2004,1,31,6,2.1270204601108636E-2,1.8609571606128347E-2,1.9554499999999793E-3,1.0620492241104791E-4,3.9412561999999964E-3,1.1645822203049751E-2,1.5118499078848741E-2,1.0440341823164083E-4,3.0259487999999995E-3,7.5777360829778137E-2,21270.204601108635,18609.571606128346,1955.4499999999794,106.2049224110479,3941.2561999999962,11645.822203049751,15118.499078848741,104.40341823164083,3025.9487999999997,75777.360829778132]
[2004,1,31,7,2.3057923608117797E-2,1.9940034836783759E-2,1.9554499999999793E-3,1.0620492241104791E-4,3.9870613999999959E-3,1.2077209910465018E-2,1.4161305515950955E-2,1.0440341823164083E-4,3.1298803199999994E-3,7.851947393196021E-2,23057.923608117795,19940.034836783758,1955.4499999999794,106.2049224110479,3987.061399999996,12077.209910465017,14161.305515950955,104.40341823164083,3129.8803199999993,78519.473931960194]
[2004,1,31,8,2.7001568807397566E-2,2.2253254763740182E-2,1.9554499999999793E-3,1.0620492241104791E-4,3.9292021999999963E-3,1.1540148044807271E-2,1.4616002615553165E-2,1.0440341823164083E-4,3.1084972799999993E-3,8.4614732052140859E-2,27001.568807397565,22253.254763740184,1955.4499999999794,106.2049224110479,3929.2021999999961,11540.148044807271,14616.002615553165,104.40341823164083,3108.4972799999991,84614.73205214084]
[2004,1,31,9,2.8295304838887064E-2,2.2812834608260203E-2,1.4665999999999846E-3,7.9654370711622824E-5,3.8122783999999959E-3,1.0887773417727294E-2,1.5602340730784174E-2,1.0125942834042429E-4,3.0746822399999995E-3,8.6132728034710754E-2,28295.304838887063,22812.834608260204,1466.5999999999847,79.654370711622818,3812.2783999999961,10887.773417727294,15602.340730784174,101.25942834042429,3074.6822399999996,86132.728034710744]
[2004,1,31,10,3.157672779360976E-2,2.452896006851359E-2,0,0,3.9649623999999965E-3,1.3226958334892437E-2,1.5442383715807341E-2,9.1827137096774526E-5,3.081146879999999E-3,9.1912966329919896E-2,31576.72779360976,24528.960068513588,0,0,3964.9623999999967,13226.958334892437,15442.38371580734,91.827137096774521,3081.1468799999989,91912.966329919902]
[2004,1,31,11,3.3625484425500181E-2,2.5055897235122207E-2,0,0,3.8347791999999961E-3,1.4560871537608124E-2,1.4978385576224048E-2,9.1827137096774526E-5,3.3471916799999992E-3,9.549443679155134E-2,33625.484425500181,25055.897235122207,0,0,3834.7791999999963,14560.871537608124,14978.385576224047,91.827137096774521,3347.1916799999995,95494.436791551328]
[2004,1,31,12,3.5811784223101405E-2,2.3992990356418949E-2,0,0,3.6913365999999962E-3,1.4702226194437696E-2,1.4892527744253764E-2,9.1827137096774526E-5,3.3138739199999995E-3,9.6496566175308593E-2,35811.784223101407,23992.990356418948,0,0,3691.3365999999965,14702.226194437695,14892.527744253764,91.827137096774521,3313.8739199999995,96496.566175308573]
[2004,1,31,13,3.6625558019149761E-2,2.2956330120073153E-2,0,0,3.713435599999996E-3,1.3546936587927695E-2,1.4643696141766398E-2,9.1827137096774526E-5,3.3690719999999994E-3,9.4946855606013791E-2,36625.558019149757,22956.330120073155,0,0,3713.4355999999962,13546.936587927696,14643.696141766399,91.827137096774521,3369.0719999999992,94946.855606013778]
[2004,1,31,14,3.4485739438066584E-2,2.3569980594182197E-2,0,0,3.7226769999999959E-3,1.4242571365532282E-2,1.4486710622187165E-2,9.1827137096774526E-5,3.3113875199999995E-3,9.3910893677064997E-2,34485.739438066586,23569.980594182198,0,0,3722.676999999996,14242.571365532282,14486.710622187164,91.827137096774521,3311.3875199999993,93910.893677065003]
[2004,1,31,15,3.2980962784236449E-2,2.3233745089821914E-2,0,0,3.589279399999997E-3,1.4190578153940498E-2,1.4125585581439962E-2,9.1827137096774526E-5,3.0413644799999998E-3,9.1253342626535602E-2,32980.96278423645,23233.745089821914,0,0,3589.2793999999972,14190.578153940498,14125.585581439962,91.827137096774521,3041.3644799999997,91253.342626535596]
[2004,1,31,16,3.3518617824097853E-2,2.2145425675533893E-2,0,0,3.3690929999999971E-3,1.3988024732403447E-2,1.3692428377922384E-2,9.1827137096774526E-5,3.0567801599999992E-3,8.9862196907054354E-2,33518.617824097855,22145.425675533894,0,0,3369.0929999999971,13988.024732403446,13692.428377922384,91.827137096774521,3056.7801599999993,89862.196907054327]
[2004,1,31,17,3.7986890533950379E-2,2.2274137709503844E-2,0,0,3.318064399999997E-3,1.3407299452215651E-2,1.3261131672516285E-2,9.1827137096774526E-5,3.0155059199999993E-3,9.3354856825282939E-2,37986.890533950376,22274.137709503844,0,0,3318.064399999997,13407.299452215651,13261.131672516285,91.827137096774521,3015.5059199999992,93354.856825282928]
[2004,1,31,18,4.3950766501785477E-2,2.243899637887746E-2,0,0,3.1372543999999974E-3,1.4962551089865751E-2,1.3031441389875581E-2,9.1827137096774526E-5,3.0000902399999994E-3,0.10061292713750104,43950.766501785474,22438.996378877458,0,0,3137.2543999999975,14962.551089865752,13031.441389875581,91.827137096774521,3000.0902399999995,100612.92713750104]
[2004,1,31,19,4.5543696960417601E-2,2.2527983859827072E-2,4.8886999999999488E-4,2.6551637944764116E-5,2.8170197999999973E-3,1.4110396927786019E-2,1.2811829580849235E-2,9.4971255615991125E-5,2.9801990399999996E-3,0.10140151906244067,45543.696960417605,22527.983859827073,488.86999999999489,26.551637944764117,2817.0197999999973,14110.39692778602,12811.829580849235,94.971255615991126,2980.1990399999995,101401.5190624407]
[2004,1,31,20,4.3910529754909236E-2,2.1009279229372131E-2,1.9554499999999793E-3,1.0620492241104791E-4,2.5851811999999972E-3,1.3240125799279823E-2,1.2794417598397643E-2,1.0440341823164083E-4,3.0552883199999993E-3,9.8760880242601518E-2,43910.529754909236,21009.279229372132,1955.4499999999794,106.2049224110479,2585.1811999999973,13240.125799279824,12794.417598397642,104.40341823164083,3055.2883199999992,98760.880242601488]
[2004,1,31,21,4.0752968016720688E-2,2.1994906218334626E-2,1.9554499999999793E-3,1.0620492241104791E-4,2.6478619999999974E-3,1.4162870168265267E-2,1.2622584839152009E-2,1.0440341823164083E-4,3.3248140799999994E-3,9.7672063663115274E-2,40752.96801672069,21994.906218334625,1955.4499999999794,106.2049224110479,2647.8619999999974,14162.870168265268,12622.584839152008,104.40341823164083,3324.8140799999992,97672.063663115259]
[2004,1,31,22,3.7607198621755565E-2,2.1010380185399299E-2,1.9554499999999793E-3,1.0620492241104791E-4,2.4120053999999976E-3,1.3441272338425781E-2,1.2565097853527083E-2,1.0440341823164083E-4,3.3029337599999992E-3,9.2504946499750385E-2,37607.198621755568,21010.380185399299,1955.4499999999794,106.2049224110479,2412.0053999999977,13441.272338425781,12565.097853527082,104.40341823164083,3302.9337599999994,92504.946499750396]
[2004,1,31,23,3.5528210255998199E-2,2.0059351705648591E-2,1.9554499999999793E-3,1.0620492241104791E-4,2.1809703999999979E-3,1.3601399390908042E-2,1.195410401966618E-2,1.0440341823164083E-4,3.3213331199999992E-3,8.8811427232863685E-2,35528.210255998201,20059.351705648591,1955.4499999999794,106.2049224110479,2180.9703999999979,13601.399390908042,11954.10401966618,104.40341823164083,3321.3331199999993,88811.427232863673]
[2004,1,31,24,2.9611143980450366E-2,1.949846749679806E-2,1.9554499999999793E-3,1.0620492241104791E-4,2.2822239999999981E-3,1.3017716076102099E-2,1.1934137731623898E-2,1.0440341823164083E-4,3.3586291199999992E-3,8.1868376745617089E-2,29611.143980450368,19498.467496798061,1955.4499999999794,106.2049224110479,2282.2239999999979,13017.716076102099,11934.137731623898,104.40341823164083,3358.6291199999991,81868.376745617075]
[2004,2,1,1,2.3898102348318188E-2,1.9424109378455776E-2,1.9554499999999836E-3,1.0739812206462987E-4,2.2930726000000004E-3,1.4584354352803634E-2,1.1929986071517358E-2,1.1292151550727386E-4,3.2273471999999981E-3,7.753274158866684E-2,23898.102348318189,19424.109378455774,1955.4499999999837,107.39812206462986,2293.0726000000004,14584.354352803633,11929.986071517358,112.92151550727385,3227.3471999999979,77532.741588666846]
[2004,2,1,2,2.2147605646762703E-2,1.8737998528962935E-2,1.9554499999999836E-3,1.0739812206462987E-4,2.3995496000000002E-3,1.4306358563657303E-2,1.1655734126947159E-2,1.1292151550727386E-4,3.1378367999999983E-3,7.4560852903901992E-2,22147.605646762702,18737.998528962933,1955.4499999999837,107.39812206462986,2399.5496000000003,14306.358563657303,11655.734126947158,112.92151550727385,3137.8367999999982,74560.852903901992]
[2004,2,1,3,2.0913731255904448E-2,1.8951146166788536E-2,1.9554499999999836E-3,1.0739812206462987E-4,2.2536962000000004E-3,1.3743955051456397E-2,1.156960572904318E-2,1.1292151550727386E-4,3.0672230399999981E-3,7.2675127080764457E-2,20913.731255904448,18951.146166788538,1955.4499999999837,107.39812206462986,2253.6962000000003,13743.955051456396,11569.60572904318,112.92151550727385,3067.223039999998,72675.127080764447]
[2004,2,1,4,2.0759073898629781E-2,1.8660272142485067E-2,1.9554499999999836E-3,1.0739812206462987E-4,2.4116036000000002E-3,1.3634805938109069E-2,1.1290990065878853E-2,1.1292151550727386E-4,2.9160499199999985E-3,7.1848565202674658E-2,20759.07389862978,18660.272142485068,1955.4499999999837,107.39812206462986,2411.6036000000004,13634.80593810907,11290.990065878854,112.92151550727385,2916.0499199999986,71848.565202674668]
[2004,2,1,5,2.0697105881972967E-2,1.9230566556662252E-2,1.9554499999999836E-3,1.0739812206462987E-4,2.3549498000000001E-3,1.4588023423996177E-2,1.1463398491720213E-2,1.1292151550727386E-4,1.6315756799999989E-3,7.21413894719235E-2,20697.105881972966,19230.566556662252,1955.4499999999837,107.39812206462986,2354.9498000000003,14588.023423996177,11463.398491720212,112.92151550727385,1631.575679999999,72141.389471923496]
[2004,2,1,6,2.1759975336501251E-2,1.916178480334893E-2,1.9554499999999836E-3,1.0739812206462987E-4,2.5032140000000001E-3,1.4210661853008087E-2,1.2001420270758718E-2,1.1292151550727386E-4,1.4978073599999991E-3,7.3310633261188876E-2,21759.975336501251,19161.784803348932,1955.4499999999837,107.39812206462986,2503.2139999999999,14210.661853008087,12001.420270758717,112.92151550727385,1497.8073599999991,73310.633261188894]
[2004,2,1,7,2.3571284997885071E-2,1.9757428306891114E-2,1.9554499999999836E-3,1.0739812206462987E-4,2.6767916000000006E-3,1.385692378738509E-2,1.1699613719216566E-2,1.1292151550727386E-4,1.8822047999999989E-3,7.5620016848949728E-2,23571.284997885072,19757.428306891114,1955.4499999999837,107.39812206462986,2676.7916000000005,13856.923787385089,11699.613719216566,112.92151550727385,1882.2047999999988,75620.01684894973]
[2004,2,1,8,2.5611033381648059E-2,2.0907785259967438E-2,1.9554499999999836E-3,1.0739812206462987E-4,2.6044676000000003E-3,1.3860747938867593E-2,1.2062876138222019E-2,1.1292151550727386E-4,1.7056703999999991E-3,7.8928350356277002E-2,25611.03338164806,20907.785259967437,1955.4499999999837,107.39812206462986,2604.4676000000004,13860.747938867593,12062.876138222018,112.92151550727385,1705.6703999999991,78928.350356276991]
[2004,2,1,9,2.9746346586342173E-2,2.1145736913113021E-2,4.8886999999999596E-4,2.6849942434598484E-5,3.3727092000000007E-3,1.3551076598942684E-2,1.2033342747414248E-2,1.0185046782106231E-4,1.6743417599999989E-3,8.2141124216067771E-2,29746.346586342173,21145.736913113022,488.86999999999597,26.849942434598482,3372.7092000000007,13551.076598942684,12033.342747414248,101.85046782106231,1674.3417599999989,82141.124216067779]
[2004,2,1,10,3.2752044266065324E-2,2.2251890274804592E-2,0,0,3.3108320000000001E-3,1.3991869652076883E-2,1.1799453931708857E-2,9.8160043103448377E-5,1.668871679999999E-3,8.5873121847759123E-2,32752.044266065324,22251.890274804591,0,0,3310.8319999999999,13991.869652076883,11799.453931708857,98.160043103448373,1668.8716799999991,85873.121847759103]
[2004,2,1,11,3.2331240085452975E-2,2.3265283324232736E-2,0,0,3.653165600000001E-3,1.5061614186054862E-2,1.1859826703593783E-2,9.8160043103448377E-5,1.4729433599999992E-3,8.77422333024378E-2,32331.240085452977,23265.283324232736,0,0,3653.1656000000012,15061.614186054861,11859.826703593782,98.160043103448373,1472.9433599999993,87742.233302437817]
[2004,2,1,12,3.3782201057959392E-2,2.3807701754168315E-2,0,0,3.4691412000000007E-3,1.6450690827558699E-2,1.1659536283466955E-2,9.8160043103448377E-5,1.550519039999999E-3,9.0817950206256812E-2,33782.201057959392,23807.701754168316,0,0,3469.1412000000009,16450.690827558697,11659.536283466954,98.160043103448373,1550.519039999999,90817.950206256792]
[2004,2,1,13,3.4057886223490902E-2,2.3681613099988022E-2,0,0,3.8126802000000007E-3,1.6594192890450117E-2,1.1672795643369474E-2,9.8160043103448377E-5,1.5236659199999989E-3,9.1440994020401969E-2,34057.886223490903,23681.613099988022,0,0,3812.6802000000007,16594.192890450118,11672.795643369474,98.160043103448373,1523.665919999999,91440.99402040198]
[2004,2,1,14,3.3010610476520298E-2,2.3435933840276306E-2,0,0,3.9352292000000011E-3,1.6738587000213311E-2,1.1732306569824599E-2,9.8160043103448377E-5,1.470456959999999E-3,9.0421284089937978E-2,33010.610476520298,23435.933840276306,0,0,3935.2292000000011,16738.587000213312,11732.306569824599,98.160043103448373,1470.4569599999991,90421.284089937966]
[2004,2,1,15,3.2483208805599857E-2,2.3448710965833966E-2,0,0,4.1534066000000012E-3,1.5694436048940767E-2,1.1945072027396432E-2,9.8160043103448377E-5,1.4789107199999992E-3,8.9301905210874485E-2,32483.208805599857,23448.710965833965,0,0,4153.4066000000012,15694.436048940766,11945.072027396433,98.160043103448373,1478.9107199999992,89301.905210874465]
[2004,2,1,16,3.446588596070365E-2,2.2920541066119741E-2,0,0,4.2683214000000013E-3,1.52013726978752E-2,1.1505904310856196E-2,9.8160043103448377E-5,1.423215359999999E-3,8.9883400838658242E-2,34465.88596070365,22920.541066119742,0,0,4268.3214000000016,15201.3726978752,11505.904310856196,98.160043103448373,1423.215359999999,89883.400838658243]
[2004,2,1,17,3.7228662376348642E-2,2.4035735354531348E-2,0,0,3.1593534000000007E-3,1.6432153032197718E-2,1.1564536365407097E-2,9.8160043103448377E-5,1.620138239999999E-3,9.4138738811588255E-2,37228.662376348642,24035.735354531349,0,0,3159.3534000000009,16432.153032197719,11564.536365407097,98.160043103448373,1620.1382399999989,94138.73881158825]
[2004,2,1,18,4.3280785950782392E-2,2.3676153893062345E-2,0,0,3.0874312000000004E-3,1.5153855726508682E-2,1.152045874004521E-2,9.8160043103448377E-5,1.6395321599999989E-3,9.8456377713502088E-2,43280.785950782396,23676.153893062346,0,0,3087.4312000000004,15153.855726508682,11520.458740045209,98.160043103448373,1639.5321599999988,98456.377713502094]
[2004,2,1,19,4.5751821273918261E-2,2.3256675212388729E-2,0,0,2.8294756000000003E-3,1.6005815708968599E-2,1.1810299904134871E-2,9.8160043103448377E-5,1.8130828799999988E-3,0.10156533062251392,45751.821273918264,23256.675212388731,0,0,2829.4756000000002,16005.815708968599,11810.29990413487,98.160043103448373,1813.0828799999988,101565.33062251391]
[2004,2,1,20,4.2262184621997503E-2,2.3047597050403532E-2,9.7772999999999177E-4,5.3699335644608937E-5,2.7732236000000002E-3,1.65043882437814E-2,1.3253418114720004E-2,1.0554081704979949E-4,1.7817542399999988E-3,0.10075953602359684,42262.184621997505,23047.597050403532,977.72999999999172,53.699335644608936,2773.2236000000003,16504.388243781399,13253.418114720003,105.54081704979949,1781.7542399999988,100759.53602359683]
[2004,2,1,21,3.9897252154645568E-2,2.3116114349020788E-2,1.9554499999999836E-3,1.0739812206462987E-4,3.278688000000001E-3,1.5880156968357807E-2,1.3740708889632431E-2,1.1292151550727386E-4,1.6469913599999992E-3,9.9735681359228487E-2,39897.252154645568,23116.114349020787,1955.4499999999837,107.39812206462986,3278.688000000001,15880.156968357807,13740.708889632431,112.92151550727385,1646.9913599999993,99735.681359228489]
[2004,2,1,22,3.8221393640303747E-2,2.2261320066529665E-2,1.9554499999999836E-3,1.0739812206462987E-4,4.9509796000000005E-3,1.3424973723420181E-2,1.3889609021452566E-2,1.1292151550727386E-4,1.6673798399999991E-3,9.6591425529278047E-2,38221.393640303744,22261.320066529664,1955.4499999999837,107.39812206462986,4950.9796000000006,13424.973723420182,13889.609021452567,112.92151550727385,1667.3798399999991,96591.425529278029]
[2004,2,1,23,3.4529606106999573E-2,2.1816412434460503E-2,1.9554499999999836E-3,1.0739812206462987E-4,5.6601566000000015E-3,1.2368682354667338E-2,1.4335025206593386E-2,1.1292151550727386E-4,1.653953279999999E-3,9.2539605620292689E-2,34529.60610699957,21816.412434460504,1955.4499999999837,107.39812206462986,5660.1566000000012,12368.682354667339,14335.025206593386,112.92151550727385,1653.953279999999,92539.605620292685]
[2004,2,1,24,2.6366129813521186E-2,2.3346505135796693E-2,1.9554499999999836E-3,1.0739812206462987E-4,5.5231428000000003E-3,1.3965911894494235E-2,1.5791953120649519E-2,1.1292151550727386E-4,1.5987551999999991E-3,8.8768167602033515E-2,26366.129813521187,23346.505135796695,1955.4499999999837,107.39812206462986,5523.1428000000005,13965.911894494235,15791.953120649519,112.92151550727385,1598.7551999999991,88768.167602033529]
[2004,2,2,1,2.3489198717577386E-2,2.3952239346167355E-2,1.9554499999999836E-3,1.0739812206462987E-4,6.0265982000000011E-3,1.5063262446682093E-2,1.6683599574194755E-2,1.1292151550727386E-4,1.5738911999999992E-3,8.8964559122193476E-2,23489.198717577387,23952.239346167356,1955.4499999999837,107.39812206462986,6026.5982000000013,15063.262446682093,16683.599574194755,112.92151550727385,1573.8911999999991,88964.559122193474]
[2004,2,2,2,2.1838310002479183E-2,2.3433850270714769E-2,1.9554499999999836E-3,1.0739812206462987E-4,5.4315324000000003E-3,1.5504934857750056E-2,1.6481248039556796E-2,1.1292151550727386E-4,1.5569836799999991E-3,8.6422628888072686E-2,{"$f":"E772*1000000","v":21838.310002479182},{"$f":"F772*1000000","v":23433.850270714771},{"$f":"G772*1000000","v":1955.4499999999837},{"$f":"H772*1000000","v":107.39812206462986},{"$f":"I772*1000000","v":5431.5324000000001},{"$f":"J772*1000000","v":15504.934857750057},{"$f":"K772*1000000","v":16481.248039556795},{"$f":"L772*1000000","v":112.92151550727385},{"$f":"M772*1000000","v":1556.9836799999991},{"$f":"SUM(O772:W772)","v":86422.628888072693}]
[2004,2,2,3,2.0821636558256165E-2,2.2725401292528112E-2,1.9554499999999836E-3,1.0739812206462987E-4,7.2271766000000003E-3,1.521757272149502E-2,1.6258175056699659E-2,1.1292151550727386E-4,1.629586559999999E-3,8.6055318426550842E-2,20821.636558256163,22725.401292528113,1955.4499999999837,107.39812206462986,7227.1766000000007,15217.57272149502,16258.175056699658,112.92151550727385,1629.5865599999991,86055.318426550846]
[2004,2,2,4,2.119872718400187E-2,2.3094363624313885E-2,1.9554499999999836E-3,1.0739812206462987E-4,6.9101564000000008E-3,1.4382452343479063E-2,1.6007015195912282E-2,1.1292151550727386E-4,1.8210393599999988E-3,8.5589523745278992E-2,21198.727184001869,23094.363624313886,1955.4499999999837,107.39812206462986,6910.1564000000008,14382.452343479063,16007.015195912283,112.92151550727385,1821.0393599999989,85589.523745278988]
[2004,2,2,5,2.1575040426516576E-2,2.4137420051774924E-2,1.9554499999999836E-3,1.0739812206462987E-4,5.7377040000000006E-3,1.5319169095387417E-2,1.6359470951485721E-2,1.1292151550727386E-4,1.7648467199999989E-3,8.7069420882736545E-2,21575.040426516574,24137.420051774923,1955.4499999999837,107.39812206462986,5737.7040000000006,15319.169095387417,16359.47095148572,112.92151550727385,1764.8467199999989,87069.420882736522]
[2004,2,2,6,2.2684908972059766E-2,2.4608148314132088E-2,1.9554499999999836E-3,1.0739812206462987E-4,8.5426698000000013E-3,1.4997665468670096E-2,1.7510960878071486E-2,1.1292151550727386E-4,1.7981644799999988E-3,9.2318287550505335E-2,22684.908972059766,24608.14831413209,1955.4499999999837,107.39812206462986,8542.6698000000015,14997.665468670097,17510.960878071484,112.92151550727385,1798.1644799999988,92318.287550505323]
[2004,2,2,7,2.6928232357637819E-2,2.7821035108635036E-2,1.9554499999999836E-3,1.0739812206462987E-4,7.8909501999999999E-3,1.5193500728759595E-2,1.8031900748235848E-2,1.1292151550727386E-4,1.7429663999999989E-3,9.9784355180840195E-2,26928.232357637818,27821.035108635035,1955.4499999999837,107.39812206462986,7890.9502000000002,15193.500728759594,18031.900748235847,112.92151550727385,1742.9663999999989,99784.355180840183]
[2004,2,2,8,3.2631180700638744E-2,3.2534893855507098E-2,1.9554499999999836E-3,1.0739812206462987E-4,7.6763890000000005E-3,1.6892283851244316E-2,1.9839247814535763E-2,1.1292151550727386E-4,1.6917465599999991E-3,0.11344151141949782,32631.180700638743,32534.893855507096,1955.4499999999837,107.39812206462986,7676.3890000000001,16892.283851244316,19839.247814535764,112.92151550727385,1691.7465599999991,113441.51141949779]
[2004,2,2,9,3.458493280096718E-2,3.5689114425298499E-2,4.8886999999999596E-4,2.6849942434598484E-5,8.4723548000000034E-3,1.7742600063514025E-2,2.0461524247072843E-2,1.0185046782106231E-4,1.6519641599999991E-3,0.11922006090710821,34584.932800967181,35689.114425298496,488.86999999999597,26.849942434598482,8472.3548000000028,17742.600063514026,20461.524247072844,101.85046782106231,1651.9641599999991,119220.0609071082]
[2004,2,2,10,3.2003152950647915E-2,3.7985310763971256E-2,0,0,8.714238400000001E-3,1.9916683929854278E-2,2.0272393669448038E-2,9.8160043103448377E-5,1.651466879999999E-3,0.12064140663702494,32003.152950647913,37985.310763971254,0,0,8714.2384000000002,19916.683929854276,20272.39366944804,98.160043103448373,1651.466879999999,120641.40663702492]
[2004,2,2,11,3.1944295249817248E-2,3.9686185242788538E-2,0,0,8.7801336000000018E-3,2.0540678613557187E-2,2.1680103390053954E-2,9.8160043103448377E-5,1.6808063999999988E-3,0.12441036253932038,31944.295249817249,39686.185242788539,0,0,8780.133600000001,20540.678613557186,21680.103390053955,98.160043103448373,1680.8063999999988,124410.36253932037]
[2004,2,2,12,3.217570611104973E-2,3.9140952293949136E-2,0,0,8.3080186000000014E-3,2.0346294671376334E-2,2.1597206667337741E-2,9.8160043103448377E-5,1.761863039999999E-3,0.1234282014268164,32175.706111049731,39140.952293949136,0,0,8308.0186000000012,20346.294671376334,21597.206667337741,98.160043103448373,1761.863039999999,123428.20142681638]
[2004,2,2,13,3.2845286548181231E-2,3.8271418942945737E-2,0,0,7.2070866000000016E-3,1.9693582668893501E-2,2.1724322048244673E-2,9.8160043103448377E-5,1.7464473599999987E-3,0.1215863042113686,32845.286548181233,38271.41894294574,0,0,7207.0866000000015,19693.582668893501,21724.322048244674,98.160043103448373,1746.4473599999988,121586.30421136861]
[2004,2,2,14,3.1595493946991682E-2,3.949086068919512E-2,0,0,8.4900340000000005E-3,1.9209008689347704E-2,2.2017532061160878E-2,9.8160043103448377E-5,1.8031372799999987E-3,0.12270422670979883,31595.493946991683,39490.86068919512,0,0,8490.0339999999997,19209.008689347702,22017.532061160877,98.160043103448373,1803.1372799999988,122704.22670979882]
[2004,2,2,15,3.1602274653488985E-2,3.8420117017438436E-2,0,0,7.9717120000000006E-3,1.8707792565730744E-2,2.1186828408298223E-2,9.8160043103448377E-5,1.9970764799999989E-3,0.11998396116805983,31602.274653488985,38420.117017438439,0,0,7971.7120000000004,18707.792565730746,21186.828408298225,98.160043103448373,1997.0764799999988,119983.96116805985]
[2004,2,2,16,3.3537896670016477E-2,3.6186343255656755E-2,0,0,7.3067330000000019E-3,1.7520281329376056E-2,2.158713974699604E-2,9.8160043103448377E-5,1.9667423999999989E-3,0.11820329644514876,33537.896670016475,36186.343255656757,0,0,7306.733000000002,17520.281329376056,21587.139746996039,98.160043103448373,1966.742399999999,118203.29644514878]
[2004,2,2,17,3.6966449281000589E-2,3.7633164441570721E-2,0,0,5.6967204000000007E-3,1.7607055911000268E-2,2.1159754871507008E-2,9.8160043103448377E-5,1.9831526399999985E-3,0.12114445758818204,36966.44928100059,37633.16444157072,0,0,5696.7204000000011,17607.055911000269,21159.754871507008,98.160043103448373,1983.1526399999984,121144.45758818205]
[2004,2,2,18,4.4180155448153895E-2,3.6489260800120868E-2,0,0,5.163130000000001E-3,1.7954317060672985E-2,2.1016324610758624E-2,9.8160043103448377E-5,1.867286399999999E-3,0.1267686343628098,44180.155448153891,36489.260800120865,0,0,5163.130000000001,17954.317060672984,21016.324610758624,98.160043103448373,1867.286399999999,126768.63436280981]
[2004,2,2,19,4.4353987413594351E-2,3.5644142606676324E-2,0,0,5.7931524000000012E-3,1.8745483932835892E-2,2.1184558664875119E-2,9.8160043103448377E-5,1.8275039999999987E-3,0.12764698906108515,44353.987413594354,35644.142606676323,0,0,5793.1524000000009,18745.483932835894,21184.55866487512,98.160043103448373,1827.5039999999988,127646.98906108514]
[2004,2,2,20,4.4458793915063986E-2,3.4326965221048951E-2,9.7772999999999177E-4,5.3699335644608937E-5,5.0650908000000007E-3,1.7394518692062686E-2,2.1532703905751713E-2,1.0554081704979949E-4,1.7330207999999988E-3,0.12564806348662175,44458.793915063987,34326.965221048951,977.72999999999172,53.699335644608936,5065.0908000000009,17394.518692062687,21532.703905751714,105.54081704979949,1733.0207999999989,125648.06348662173]
[2004,2,2,21,4.1445892492403068E-2,3.3194067912618981E-2,1.9554499999999836E-3,1.0739812206462987E-4,5.2045154000000008E-3,1.656148995208661E-2,2.1683228499542719E-2,1.1292151550727386E-4,1.8563462399999991E-3,0.12212131013422327,41445.892492403065,33194.067912618979,1955.4499999999837,107.39812206462986,5204.5154000000011,16561.489952086609,21683.228499542718,112.92151550727385,1856.3462399999992,122121.31013422327]
[2004,2,2,22,3.7463180951025965E-2,3.2679106270841474E-2,1.9554499999999836E-3,1.0739812206462987E-4,6.3050456000000006E-3,1.4896541940004933E-2,2.1350239920053731E-2,1.1292151550727386E-4,1.8588326399999989E-3,0.11672871695949801,37463.180951025963,32679.106270841472,1955.4499999999837,107.39812206462986,6305.0456000000004,14896.541940004932,21350.239920053733,112.92151550727385,1858.8326399999989,116728.71695949796]
[2004,2,2,23,3.4070956353394889E-2,3.0836044190473044E-2,1.9554499999999836E-3,1.0739812206462987E-4,6.3086618000000004E-3,1.385426035720113E-2,2.0523817289178629E-2,1.1292151550727386E-4,1.7752895999999989E-3,0.10954479922781957,34070.956353394889,30836.044190473043,1955.4499999999837,107.39812206462986,6308.6618000000008,13854.26035720113,20523.817289178627,112.92151550727385,1775.2895999999989,109544.79922781957]
[2004,2,2,24,2.6276957136330159E-2,2.9951891785768833E-2,1.9554499999999836E-3,1.0739812206462987E-4,6.6393432000000007E-3,1.4898722781092392E-2,2.0485590758900298E-2,1.1292151550727386E-4,1.8394387199999992E-3,0.10226771401966357,26276.957136330158,29951.891785768832,1955.4499999999837,107.39812206462986,6639.3432000000012,14898.722781092392,20485.5907589003,112.92151550727385,1839.4387199999992,102267.71401966357]
[2004,2,3,1,2.2379486384889565E-2,2.7357619467779568E-2,1.9554499999999836E-3,1.0739812206462987E-4,7.6707638000000026E-3,1.4915350171542182E-2,1.9953805319832693E-2,1.1292151550727386E-4,1.8304876799999988E-3,9.6283282461615896E-2,22379.486384889566,27357.619467779568,1955.4499999999837,107.39812206462986,7670.7638000000024,14915.350171542183,19953.805319832692,112.92151550727385,1830.4876799999988,96283.282461615905]
[2004,2,3,2,2.0395695505395744E-2,2.6059670165430943E-2,1.9554499999999836E-3,1.0739812206462987E-4,7.0391342000000025E-3,1.5044839081313627E-2,1.9795682519534633E-2,1.1292151550727386E-4,1.8379468799999989E-3,9.2348737989246837E-2,20395.695505395746,26059.670165430944,1955.4499999999837,107.39812206462986,7039.1342000000022,15044.839081313627,19795.682519534632,112.92151550727385,1837.9468799999988,92348.737989246845]
[2004,2,3,3,1.9994911307533034E-2,2.5820061411346296E-2,1.9554499999999836E-3,1.0739812206462987E-4,6.8800214000000011E-3,1.5412703906122432E-2,1.9411563717601488E-2,1.1292151550727386E-4,1.873253759999999E-3,9.1568285140175135E-2,19994.911307533035,25820.061411346294,1955.4499999999837,107.39812206462986,6880.0214000000014,15412.703906122431,19411.56371760149,112.92151550727385,1873.2537599999989,91568.28514017514]
[2004,2,3,4,2.0362896587447412E-2,2.4591426023799903E-2,1.9554499999999836E-3,1.0739812206462987E-4,7.3328500000000019E-3,1.4356832574374524E-2,1.9477413126305011E-2,1.1292151550727386E-4,1.8205420799999989E-3,9.0117730029498744E-2,20362.896587447412,24591.426023799904,1955.4499999999837,107.39812206462986,7332.8500000000022,14356.832574374523,19477.413126305011,112.92151550727385,1820.5420799999988,90117.730029498736]
[2004,2,3,5,2.1127551499937287E-2,2.5352455199845695E-2,1.9554499999999836E-3,1.0739812206462987E-4,5.7967686000000001E-3,1.5133987592182343E-2,1.9433304306807019E-2,1.1292151550727386E-4,1.8702700799999989E-3,9.0890106916344249E-2,21127.551499937286,25352.455199845695,1955.4499999999837,107.39812206462986,5796.7686000000003,15133.987592182342,19433.304306807018,112.92151550727385,1870.2700799999989,90890.106916344244]
[2004,2,3,6,2.2407744019031964E-2,2.5729702872375797E-2,1.9554499999999836E-3,1.0739812206462987E-4,7.6506738000000022E-3,1.5538667500520959E-2,1.9727643545841115E-2,1.1292151550727386E-4,1.9254681599999988E-3,9.5155669535341728E-2,22407.744019031965,25729.702872375798,1955.4499999999837,107.39812206462986,7650.6738000000023,15538.667500520958,19727.643545841114,112.92151550727385,1925.4681599999988,95155.669535341731]
[2004,2,3,7,2.6499254203426255E-2,2.9545889542735244E-2,1.9554499999999836E-3,1.0739812206462987E-4,7.6655404000000003E-3,1.6455795518145779E-2,2.0076278331568824E-2,1.1292151550727386E-4,1.8603244799999987E-3,0.10427885211344801,26499.254203426255,29545.889542735244,1955.4499999999837,107.39812206462986,7665.5404000000008,16455.79551814578,20076.278331568825,112.92151550727385,1860.3244799999986,104278.852113448]
[2004,2,3,8,3.0707162381372586E-2,3.4856216336178344E-2,1.9554499999999836E-3,1.0739812206462987E-4,7.8801016000000015E-3,1.6204541089242998E-2,2.1304920970647973E-2,1.1292151550727386E-4,1.8961286399999987E-3,0.11502484065501378,30707.162381372586,34856.216336178346,1955.4499999999837,107.39812206462986,7880.1016000000018,16204.541089242997,21304.920970647974,112.92151550727385,1896.1286399999988,115024.84065501379]
[2004,2,3,9,3.2928166721219891E-2,3.721460154283792E-2,4.8886999999999596E-4,2.6849942434598484E-5,8.0195262000000017E-3,1.8374823373573285E-2,2.2125955464850012E-2,1.0185046782106231E-4,1.8613190399999989E-3,0.12114196275273677,32928.166721219888,37214.601542837918,488.86999999999597,26.849942434598482,8019.5262000000021,18374.823373573287,22125.955464850013,101.85046782106231,1861.3190399999989,121141.96275273676]
[2004,2,3,10,3.0599561151144955E-2,3.8346301735267319E-2,0,0,8.1452896000000028E-3,2.0614069132647624E-2,2.2020325532805057E-2,9.8160043103448377E-5,1.7892134399999989E-3,0.12161292063496841,30599.561151144953,38346.30173526732,0,0,8145.2896000000028,20614.069132647623,22020.325532805058,98.160043103448373,1789.2134399999989,121612.9206349684]
[2004,2,3,11,3.0286622747190198E-2,4.0585032627664434E-2,0,0,8.1569418000000029E-3,2.0605936370027032E-2,2.2360810315265784E-2,9.8160043103448377E-5,1.750425599999999E-3,0.12384392950325088,30286.622747190198,40585.032627664434,0,0,8156.9418000000032,20605.936370027033,22360.810315265782,98.160043103448373,1750.4255999999991,123843.9295032509]
[2004,2,3,12,3.150248017410389E-2,3.8716148406054682E-2,0,0,8.3409662000000009E-3,2.0364314102070877E-2,2.2091547588687484E-2,9.8160043103448377E-5,1.6161599999999991E-3,0.12272977651402037,31502.48017410389,38716.148406054679,0,0,8340.9662000000008,20364.314102070879,22091.547588687485,98.160043103448373,1616.1599999999992,122729.77651402037]
[2004,2,3,13,3.1279790111157647E-2,3.8312302269158174E-2,0,0,6.7743480000000003E-3,1.9679514931076263E-2,2.2522895780008201E-2,9.8160043103448377E-5,1.8936422399999989E-3,0.12056065337450374,31279.790111157647,38312.302269158172,0,0,6774.348,19679.514931076264,22522.895780008203,98.160043103448373,1893.642239999999,120560.65337450373]
[2004,2,3,14,2.8770982415995794E-2,3.9087959747513189E-2,0,0,8.6921394000000016E-3,1.9288725927704923E-2,2.2236670322114765E-2,9.8160043103448377E-5,1.8100991999999991E-3,0.11998473705643213,28770.982415995793,39087.959747513189,0,0,8692.1394000000018,19288.725927704923,22236.670322114765,98.160043103448373,1810.0991999999992,119984.7370564321]
[2004,2,3,15,2.9804938801650548E-2,3.8560649133742894E-2,0,0,7.6137082000000012E-3,1.9347457604272089E-2,2.1615037013437904E-2,9.8160043103448377E-5,1.8091046399999989E-3,0.11884905543620689,29804.938801650547,38560.649133742896,0,0,7613.7082000000009,19347.457604272091,21615.037013437905,98.160043103448373,1809.1046399999989,118849.05543620688]
[2004,2,3,16,3.0803894849214149E-2,3.6919078814691711E-2,0,0,6.6284946000000015E-3,1.9294161679415514E-2,2.1419793693332984E-2,9.8160043103448377E-5,1.815071999999999E-3,0.11697865567975782,30803.89484921415,36919.078814691711,0,0,6628.4946000000018,19294.161679415512,21419.793693332984,98.160043103448373,1815.071999999999,116978.65567975781]
[2004,2,3,17,3.4333962765975418E-2,3.7106835093021193E-2,0,0,6.0575368000000008E-3,1.8041094403110539E-2,2.2028928251104939E-2,9.8160043103448377E-5,1.8230284799999987E-3,0.11948954583631553,34333.962765975419,37106.835093021189,0,0,6057.5368000000008,18041.094403110539,22028.928251104939,98.160043103448373,1823.0284799999988,119489.54583631552]
[2004,2,3,18,4.0319848874643835E-2,3.6668702528542527E-2,0,0,6.0949042000000009E-3,1.8263727132491976E-2,2.1948336232476186E-2,9.8160043103448377E-5,1.8523679999999988E-3,0.12524604701125797,40319.848874643838,36668.702528542526,0,0,6094.9042000000009,18263.727132491975,21948.336232476187,98.160043103448373,1852.3679999999988,125246.04701125798]
[2004,2,3,19,4.3549225957608927E-2,3.5862644962918092E-2,0,0,6.1387004000000005E-3,1.8121130526005315E-2,2.1645077694452213E-2,9.8160043103448377E-5,1.8414278399999991E-3,0.12725636742408797,43549.225957608927,35862.644962918093,0,0,6138.7004000000006,18121.130526005316,21645.077694452215,98.160043103448373,1841.4278399999992,127256.36742408802]
[2004,2,3,20,4.291215721459718E-2,3.4790802264502596E-2,9.7772999999999177E-4,5.3699335644608937E-5,6.7783660000000009E-3,1.6880280018164284E-2,2.1997063427651693E-2,1.0554081704979949E-4,1.7892134399999989E-3,0.12628485251761015,42912.15721459718,34790.802264502599,977.72999999999172,53.699335644608936,6778.3660000000009,16880.280018164285,21997.063427651694,105.54081704979949,1789.2134399999989,126284.85251761014]
[2004,2,3,21,4.0333626846118374E-2,3.4068211035466991E-2,1.9554499999999836E-3,1.0739812206462987E-4,5.7027474000000012E-3,1.6074319140182522E-2,2.199469130725842E-2,1.1292151550727386E-4,1.780262399999999E-3,0.12212962776659819,40333.626846118372,34068.211035466993,1955.4499999999837,107.39812206462986,5702.7474000000011,16074.319140182522,21994.691307258421,112.92151550727385,1780.2623999999989,122129.62776659818]
[2004,2,3,22,3.7180348332930151E-2,3.3690251850121956E-2,1.9554499999999836E-3,1.0739812206462987E-4,6.4890700000000013E-3,1.5233832768904726E-2,2.1430630196581282E-2,1.1292151550727386E-4,1.8175583999999988E-3,0.11801746118611001,37180.348332930153,33690.251850121953,1955.4499999999837,107.39812206462986,6489.0700000000015,15233.832768904726,21430.630196581282,112.92151550727385,1817.5583999999988,118017.46118611]
[2004,2,3,23,3.3620379157978858E-2,3.0737143123766394E-2,1.9554499999999836E-3,1.0739812206462987E-4,6.9571670000000002E-3,1.3520598352193141E-2,2.1249710080153975E-2,1.1292151550727386E-4,1.8687782399999988E-3,0.11012954559166425,33620.379157978859,30737.143123766393,1955.4499999999837,107.39812206462986,6957.1670000000004,13520.598352193141,21249.710080153975,112.92151550727385,1868.7782399999987,110129.54559166425]
[2004,2,3,24,2.6523685695765877E-2,2.9431038674688818E-2,1.9554499999999836E-3,1.0739812206462987E-4,6.9744444000000025E-3,1.346627756783785E-2,2.0873595034762406E-2,1.1292151550727386E-4,1.8414278399999991E-3,0.10128623885062683,26523.685695765878,29431.038674688818,1955.4499999999837,107.39812206462986,6974.4444000000021,13466.277567837849,20873.595034762406,112.92151550727385,1841.4278399999992,101286.23885062685]
[2004,2,4,1,2.2786068053010353E-2,2.8194284311826558E-2,1.9554499999999836E-3,1.0739812206462987E-4,6.7426057999999999E-3,1.5352346896960961E-2,1.9544401204226288E-2,1.1292151550727386E-4,1.789710719999999E-3,9.6585186623596067E-2,22786.068053010353,28194.284311826559,1955.4499999999837,107.39812206462986,6742.6058000000003,15352.346896960962,19544.401204226288,112.92151550727385,1789.7107199999989,96585.186623596062]
[2004,2,4,2,2.0792174684238367E-2,2.6779921647097402E-2,1.9554499999999836E-3,1.0739812206462987E-4,6.1824966000000011E-3,1.5471812565531018E-2,1.9474272439461707E-2,1.1292151550727386E-4,1.761863039999999E-3,9.263831061390039E-2,20792.174684238369,26779.921647097402,1955.4499999999837,107.39812206462986,6182.4966000000013,15471.812565531018,19474.272439461707,112.92151550727385,1761.863039999999,92638.310613900379]
[2004,2,4,3,2.0213501411428515E-2,2.608926338699747E-2,1.9554499999999836E-3,1.0739812206462987E-4,6.7044348000000016E-3,1.5563990781176732E-2,1.9386861344790899E-2,1.1292151550727386E-4,1.721583359999999E-3,9.1855404721965503E-2,20213.501411428515,26089.263386997471,1955.4499999999837,107.39812206462986,6704.4348000000018,15563.990781176732,19386.861344790897,112.92151550727385,1721.5833599999989,91855.404721965504]
[2004,2,4,4,2.0838801059230444E-2,2.4891347494761414E-2,1.9554499999999836E-3,1.0739812206462987E-4,6.9322554000000002E-3,1.4896518737605708E-2,1.8963917907478825E-2,1.1292151550727386E-4,1.701692159999999E-3,9.0400302396648285E-2,20838.801059230445,24891.347494761412,1955.4499999999837,107.39812206462986,6932.2554,14896.518737605709,18963.917907478826,112.92151550727385,1701.6921599999989,90400.302396648287]
[2004,2,4,5,2.1392421442863251E-2,2.5425921335860462E-2,1.9554499999999836E-3,1.0739812206462987E-4,6.3846020000000005E-3,1.5333075623149256E-2,1.8779021311139555E-2,1.1292151550727386E-4,1.684287359999999E-3,9.1175098710584407E-2,21392.421442863251,25425.921335860461,1955.4499999999837,107.39812206462986,6384.6020000000008,15333.075623149256,18779.021311139553,112.92151550727385,1684.2873599999991,91175.098710584425]
[2004,2,4,6,2.2628095572638587E-2,2.5786528681019889E-2,1.9554499999999836E-3,1.0739812206462987E-4,7.8009470000000017E-3,1.5642527593581913E-2,1.9746325625183428E-2,1.1292151550727386E-4,1.673844479999999E-3,9.545403858999571E-2,22628.095572638587,25786.528681019889,1955.4499999999837,107.39812206462986,7800.9470000000019,15642.527593581912,19746.325625183428,112.92151550727385,1673.8444799999991,95454.038589995704]
[2004,2,4,7,2.6274476158525479E-2,2.9302807003799738E-2,1.9554499999999836E-3,1.0739812206462987E-4,8.8520558000000013E-3,1.5790191254675661E-2,2.0581439055985733E-2,1.1292151550727386E-4,1.6290892799999991E-3,0.10460582819055851,26274.476158525478,29302.807003799739,1955.4499999999837,107.39812206462986,8852.0558000000019,15790.191254675661,20581.439055985735,112.92151550727385,1629.089279999999,104605.82819055849]
[2004,2,4,8,3.0713989305055211E-2,3.4979938994616697E-2,1.9554499999999836E-3,1.0739812206462987E-4,7.7860804000000009E-3,1.5889396728787808E-2,2.2234618452619981E-2,1.1292151550727386E-4,1.6057171199999991E-3,0.1153855106386516,30713.989305055209,34979.938994616699,1955.4499999999837,107.39812206462986,7786.0804000000007,15889.396728787808,22234.61845261998,112.92151550727385,1605.7171199999991,115385.51063865158]
[2004,2,4,9,3.2960214390163417E-2,3.7012369002655643E-2,4.8886999999999596E-4,2.6849942434598484E-5,8.5884750000000017E-3,1.8108750031652434E-2,2.259838277123425E-2,1.0185046782106231E-4,1.6360511999999991E-3,0.12152181280596142,32960.214390163419,37012.369002655643,488.86999999999597,26.849942434598482,8588.4750000000022,18108.750031652435,22598.38277123425,101.85046782106231,1636.0511999999992,121521.81280596141]
[2004,2,4,10,3.1035983073964605E-2,3.8162160238320086E-2,0,0,7.2107028000000014E-3,2.1012294479008049E-2,2.2780223450461868E-2,9.8160043103448377E-5,1.694730239999999E-3,0.12199425432485804,31035.983073964606,38162.160238320088,0,0,7210.7028000000018,21012.294479008051,22780.223450461868,98.160043103448373,1694.730239999999,121994.25432485806]
[2004,2,4,11,3.0195862458775782E-2,4.0227889690900152E-2,0,0,8.9653634000000024E-3,2.0178758564787114E-2,2.2879441905062151E-2,9.8160043103448377E-5,1.686773759999999E-3,0.12423224982262863,30195.86245877578,40227.889690900156,0,0,8965.363400000002,20178.758564787113,22879.441905062151,98.160043103448373,1686.7737599999991,124232.24982262866]
[2004,2,4,12,3.1270576179339454E-2,3.8804838471968847E-2,0,0,8.9111204000000017E-3,1.9730791277798455E-2,2.2074783706443848E-2,9.8160043103448377E-5,2.2243334399999985E-3,0.12311460351865407,31270.576179339456,38804.838471968847,0,0,8911.1204000000016,19730.791277798457,22074.78370644385,98.160043103448373,2224.3334399999985,123114.60351865405]
[2004,2,4,13,3.1410886505959183E-2,3.8894846335406748E-2,0,0,6.6988096000000011E-3,1.9611777470689269E-2,2.2427534672316615E-2,9.8160043103448377E-5,1.7966726399999988E-3,0.12093868726747525,31410.886505959184,38894.84633540675,0,0,6698.8096000000014,19611.777470689271,22427.534672316615,98.160043103448373,1796.6726399999989,120938.68726747528]
[2004,2,4,14,2.8765434922112053E-2,3.9630904315474995E-2,0,0,8.7556238000000026E-3,1.9046136996661845E-2,2.2161604151798124E-2,9.8160043103448377E-5,1.9030905599999991E-3,0.12036095478915047,28765.434922112054,39630.904315474996,0,0,8755.623800000003,19046.136996661844,22161.604151798125,98.160043103448373,1903.0905599999992,120360.95478915046]
[2004,2,4,15,2.9520148453244122E-2,3.8711279760758152E-2,0,0,8.6443252000000005E-3,1.8649861557734952E-2,2.1719211950726579E-2,9.8160043103448377E-5,1.8787238399999991E-3,0.11922171080556726,29520.148453244121,38711.279760758152,0,0,8644.3252000000011,18649.861557734952,21719.211950726578,98.160043103448373,1878.7238399999992,119221.71080556726]
[2004,2,4,16,3.0690970873824795E-2,3.6776990857889554E-2,0,0,7.4280766000000024E-3,1.8857534424279097E-2,2.179651064852545E-2,9.8160043103448377E-5,1.697216639999999E-3,0.11734546008762234,30690.970873824794,36776.990857889556,0,0,7428.0766000000021,18857.534424279096,21796.510648525451,98.160043103448373,1697.216639999999,117345.46008762233]
[2004,2,4,17,3.4313017059308212E-2,3.754095322720534E-2,0,0,5.9558814000000015E-3,1.7733027562660052E-2,2.2512542928028172E-2,9.8160043103448377E-5,1.710643199999999E-3,0.11986422542030523,34313.017059308215,37540.95322720534,0,0,5955.8814000000011,17733.027562660052,22512.542928028171,98.160043103448373,1710.6431999999991,119864.22542030523]
[2004,2,4,18,4.0959941951994996E-2,3.7399668973040701E-2,0,0,4.8577620000000016E-3,1.897373615062329E-2,2.1692569460751814E-2,9.8160043103448377E-5,1.6569369599999991E-3,0.12563877553951425,{"$f":"E836*1000000","v":40959.941951994995},{"$f":"F836*1000000","v":37399.668973040702},{"$f":"G836*1000000","v":0},{"$f":"H836*1000000","v":0},{"$f":"I836*1000000","v":4857.7620000000015},{"$f":"J836*1000000","v":18973.736150623288},{"$f":"K836*1000000","v":21692.569460751813},{"$f":"L836*1000000","v":98.160043103448373},{"$f":"M836*1000000","v":1656.9369599999991},{"$f":"SUM(O836:W836)","v":125638.77553951423}]
[2004,2,4,19,4.3915325309596472E-2,3.5902073659371939E-2,0,0,5.3081798000000008E-3,1.8372221975876693E-2,2.237912037067576E-2,9.8160043103448377E-5,1.6803091199999989E-3,0.12765539027862433,43915.325309596468,35902.073659371941,0,0,5308.1798000000008,18372.221975876691,22379.120370675759,98.160043103448373,1680.309119999999,127655.3902786243]
[2004,2,4,20,4.4001259762592192E-2,3.4941243884860057E-2,9.7772999999999177E-4,5.3699335644608937E-5,4.9489706000000007E-3,1.8272233564194464E-2,2.1691881857845506E-2,1.0554081704979949E-4,1.6882655999999989E-3,0.12668082542218664,44001.259762592192,34941.243884860058,977.72999999999172,53.699335644608936,4948.9706000000006,18272.233564194463,21691.881857845507,105.54081704979949,1688.2655999999988,126680.82542218662]
[2004,2,4,21,4.0946011300763009E-2,3.3837846101574733E-2,1.9554499999999836E-3,1.0739812206462987E-4,5.4070226000000011E-3,1.6766475304076239E-2,2.1737923338378925E-2,1.1292151550727386E-4,1.6415212799999988E-3,0.12251256956236481,40946.011300763006,33837.846101574731,1955.4499999999837,107.39812206462986,5407.0226000000011,16766.475304076241,21737.923338378925,112.92151550727385,1641.5212799999988,122512.56956236479]
[2004,2,4,22,3.7855146900167697E-2,3.3064155227888123E-2,1.9554499999999836E-3,1.0739812206462987E-4,5.8112334000000009E-3,1.601777960778699E-2,2.1766705836879983E-2,1.1292151550727386E-4,1.696719359999999E-3,0.11838750997029468,37855.146900167696,33064.155227888121,1955.4499999999837,107.39812206462986,5811.233400000001,16017.77960778699,21766.705836879984,112.92151550727385,1696.7193599999989,118387.50997029468]
[2004,2,4,23,3.4327599245963014E-2,3.0283503037292551E-2,1.9554499999999836E-3,1.0739812206462987E-4,6.6413522000000006E-3,1.4360389998455935E-2,2.0918417733298406E-2,1.1292151550727386E-4,1.767830399999999E-3,0.1104748622525818,34327.599245963014,30283.50303729255,1955.4499999999837,107.39812206462986,6641.3522000000003,14360.389998455936,20918.417733298407,112.92151550727385,1767.8303999999989,110474.86225258178]
[2004,2,4,24,2.6825989358418331E-2,2.9172457845809876E-2,1.9554499999999836E-3,1.0739812206462987E-4,6.8193496000000008E-3,1.3680522560858862E-2,2.119423992453159E-2,1.1292151550727386E-4,1.735507199999999E-3,0.10160383612719055,26825.98935841833,29172.457845809877,1955.4499999999837,107.39812206462986,6819.3496000000005,13680.522560858861,21194.23992453159,112.92151550727385,1735.5071999999991,101603.83612719055]
[2004,2,5,1,2.3440793861505056E-2,2.8237368453193579E-2,1.9554499999999836E-3,1.0739812206462987E-4,6.6899700000000017E-3,1.5459184625965641E-2,2.0192899350812164E-2,1.1292151550727386E-4,1.7205887999999991E-3,9.7916574729048342E-2,23440.793861505055,28237.36845319358,1955.4499999999837,107.39812206462986,6689.9700000000021,15459.184625965641,20192.899350812164,112.92151550727385,1720.5887999999991,97916.574729048327]
[2004,2,5,2,2.187852196399314E-2,2.697990867676333E-2,1.9554499999999836E-3,1.0739812206462987E-4,5.6661836000000011E-3,1.6295938126152362E-2,1.9321210309769972E-2,1.1292151550727386E-4,1.5977606399999989E-3,9.3915292954250704E-2,21878.521963993142,26979.908676763331,1955.4499999999837,107.39812206462986,5666.1836000000012,16295.938126152363,19321.210309769973,112.92151550727385,1597.7606399999988,93915.29295425069]
[2004,2,5,3,2.1539770351506671E-2,2.6552728424285341E-2,1.9554499999999836E-3,1.0739812206462987E-4,6.273705200000001E-3,1.6810562843929507E-2,1.8204117056424461E-2,1.1292151550727386E-4,1.5649401599999991E-3,9.3121593673717876E-2,21539.770351506671,26552.728424285342,1955.4499999999837,107.39812206462986,6273.7052000000012,16810.562843929507,18204.11705642446,112.92151550727385,1564.940159999999,93121.593673717871]
[2004,2,5,4,2.2412774796588032E-2,2.5703649414531082E-2,1.9554499999999836E-3,1.0739812206462987E-4,6.673898000000001E-3,1.6437375212152865E-2,1.6724271636676787E-2,1.1292151550727386E-4,1.5186931199999991E-3,9.1646431817520649E-2,22412.77479658803,25703.649414531083,1955.4499999999837,107.39812206462986,6673.898000000001,16437.375212152867,16724.271636676785,112.92151550727385,1518.693119999999,91646.431817520643]
[2004,2,5,5,2.2434619143868788E-2,2.5940082224134645E-2,1.9554499999999836E-3,1.0739812206462987E-4,6.1238338000000015E-3,1.6009783484816732E-2,1.8264932519932234E-2,1.1292151550727386E-4,1.4828889599999991E-3,9.2431909770324283E-2,22434.619143868789,25940.082224134643,1955.4499999999837,107.39812206462986,6123.8338000000012,16009.783484816731,18264.932519932234,112.92151550727385,1482.8889599999991,92431.909770324273]
[2004,2,5,6,2.3666065994083732E-2,2.6371938309118027E-2,1.9554499999999836E-3,1.0739812206462987E-4,7.7221942000000009E-3,1.6206486975829239E-2,1.9088790448907315E-2,1.1292151550727386E-4,1.5385843199999989E-3,9.6769829885510195E-2,23666.065994083732,26371.938309118028,1955.4499999999837,107.39812206462986,7722.1942000000008,16206.486975829239,19088.790448907315,112.92151550727385,1538.5843199999988,96769.829885510189]
[2004,2,5,7,2.7531640503095856E-2,2.9801772519313312E-2,1.9554499999999836E-3,1.0739812206462987E-4,8.6318694000000005E-3,1.6450597079837793E-2,1.9890688358035143E-2,1.1292151550727386E-4,1.5654374399999991E-3,0.106047774937854,27531.640503095856,29801.772519313312,1955.4499999999837,107.39812206462986,8631.8693999999996,16450.597079837793,19890.688358035142,112.92151550727385,1565.4374399999992,106047.77493785399]
[2004,2,5,8,3.1923122777891125E-2,3.5465754059620117E-2,1.9554499999999836E-3,1.0739812206462987E-4,7.3814678000000021E-3,1.6385148358999964E-2,2.2043544860499028E-2,1.1292151550727386E-4,1.6012415999999991E-3,0.11697604909458213,31923.122777891123,35465.754059620114,1955.4499999999837,107.39812206462986,7381.4678000000022,16385.148358999963,22043.544860499027,112.92151550727385,1601.2415999999992,116976.04909458209]
[2004,2,5,9,3.38429268900911E-2,3.7578666775486561E-2,4.8886999999999596E-4,2.6849942434598484E-5,8.7761156000000003E-3,1.8121028898574792E-2,2.2650932788077956E-2,1.0185046782106231E-4,1.609695359999999E-3,0.12319693672248606,33842.926890091097,37578.666775486563,488.86999999999597,26.849942434598482,8776.115600000001,18121.02889857479,22650.932788077957,101.85046782106231,1609.695359999999,123196.93672248606]
[2004,2,5,10,3.1724491144633132E-2,3.9182980510336571E-2,0,0,8.2855178000000012E-3,2.0791739223144794E-2,2.1970878168836853E-2,9.8160043103448377E-5,1.6221273599999989E-3,0.12367589425005482,31724.491144633132,39182.980510336572,0,0,8285.5178000000014,20791.739223144796,21970.878168836854,98.160043103448373,1622.1273599999988,123675.8942500548]
[2004,2,5,11,3.1052197975804212E-2,4.0918932288210606E-2,0,0,8.6607990000000003E-3,2.0304469303324749E-2,2.2471528388066681E-2,9.8160043103448377E-5,2.4386611199999986E-3,0.1259447481185097,31052.197975804211,40918.932288210606,0,0,8660.7990000000009,20304.469303324749,22471.528388066679,98.160043103448373,2438.6611199999984,125944.7481185097]
[2004,2,5,12,3.2575263489703937E-2,3.9118826861356377E-2,0,0,8.9320140000000003E-3,2.0658926516619706E-2,2.1679064760692597E-2,9.8160043103448377E-5,1.7494310399999988E-3,0.12481168671147605,32575.263489703939,39118.826861356378,0,0,8932.014000000001,20658.926516619707,21679.064760692596,98.160043103448373,1749.4310399999988,124811.68671147607]
[2004,2,5,13,3.1947612358307322E-2,3.9010056086337945E-2,0,0,7.5076330000000005E-3,1.9246879293585928E-2,2.2052447929830712E-2,9.8160043103448377E-5,2.7429964799999982E-3,0.12260578519116536,31947.61235830732,39010.056086337943,0,0,7507.6330000000007,19246.879293585927,22052.447929830712,98.160043103448373,2742.9964799999984,122605.78519116536]
[2004,2,5,14,2.9403858022974499E-2,4.0229398906628251E-2,0,0,8.4691404000000019E-3,1.9036438292170468E-2,2.1649724287192997E-2,9.8160043103448377E-5,3.1333612799999983E-3,0.12202008123206967,29403.858022974498,40229.398906628252,0,0,8469.140400000002,19036.438292170467,21649.724287192996,98.160043103448373,3133.3612799999983,122020.08123206966]
[2004,2,5,15,3.0456012784765285E-2,3.9055287115597331E-2,0,0,7.9990344000000005E-3,1.9078587331502441E-2,2.0979542962384145E-2,9.8160043103448377E-5,3.1985049599999983E-3,0.12086512959735266,30456.012784765284,39055.287115597333,0,0,7999.0344000000005,19078.58733150244,20979.542962384145,98.160043103448373,3198.5049599999984,120865.12959735264]
[2004,2,5,16,3.1909581784515091E-2,3.7275408656467494E-2,0,0,6.2379450000000008E-3,1.9677221490777681E-2,2.0565690964750232E-2,9.8160043103448377E-5,3.199002239999998E-3,0.11896301017961394,31909.581784515092,37275.408656467494,0,0,6237.9450000000006,19677.22149077768,20565.690964750233,98.160043103448373,3199.002239999998,118963.01017961395]
[2004,2,5,17,3.5082220963106432E-2,3.7585247808006074E-2,0,0,6.8044830000000009E-3,1.7752319825528363E-2,2.1013966091219912E-2,9.8160043103448377E-5,3.1801055999999979E-3,0.12151650333096424,35082.220963106432,37585.247808006076,0,0,6804.4830000000011,17752.319825528364,21013.966091219911,98.160043103448373,3180.105599999998,121516.50333096423]
[2004,2,5,18,4.1651635839947028E-2,3.748165463356179E-2,0,0,5.318224800000001E-3,1.8696872107187599E-2,2.0813217027283323E-2,9.8160043103448377E-5,3.3108902399999981E-3,0.12737065469108319,41651.635839947026,37481.65463356179,0,0,5318.2248000000009,18696.872107187599,20813.217027283325,98.160043103448373,3310.8902399999979,127370.6546910832]
[2004,2,5,19,4.4720686988115113E-2,3.5997792136955767E-2,0,0,6.3753606000000011E-3,1.8185632155285229E-2,2.0640030784526857E-2,9.8160043103448377E-5,3.3974169599999978E-3,0.12941507966798643,44720.686988115114,35997.792136955766,0,0,6375.3606000000009,18185.632155285228,20640.030784526858,98.160043103448373,3397.4169599999977,129415.07966798641]
[2004,2,5,20,4.4653768083898267E-2,3.4835229851470348E-2,9.7772999999999177E-4,5.3699335644608937E-5,6.2343288000000011E-3,1.7773490739621704E-2,2.0411775966301868E-2,1.0554081704979949E-4,3.3815039999999979E-3,0.12842706759398662,44653.768083898263,34835.229851470351,977.72999999999172,53.699335644608936,6234.3288000000011,17773.490739621702,20411.77596630187,105.54081704979949,3381.5039999999976,128427.06759398659]
[2004,2,5,21,4.1693754372262248E-2,3.4157857454072259E-2,1.9554499999999836E-3,1.0739812206462987E-4,5.0277234000000006E-3,1.6695917616283876E-2,2.1038501818653438E-2,1.1292151550727386E-4,3.4118380799999979E-3,0.12420136237884372,41693.75437226225,34157.857454072262,1955.4499999999837,107.39812206462986,5027.7234000000008,16695.917616283874,21038.501818653436,112.92151550727385,3411.8380799999977,124201.3623788437]
[2004,2,5,22,3.8163817857260425E-2,3.3539460397899949E-2,1.9554499999999836E-3,1.0739812206462987E-4,6.4127280000000012E-3,1.5209695407566833E-2,2.1090214370234176E-2,1.1292151550727386E-4,3.4277510399999978E-3,0.12001943671053328,38163.817857260423,33539.460397899951,1955.4499999999837,107.39812206462986,6412.728000000001,15209.695407566833,21090.214370234175,112.92151550727385,3427.7510399999978,120019.43671053326]
[2004,2,5,23,3.5018391450835767E-2,3.0773832332536884E-2,1.9554499999999836E-3,1.0739812206462987E-4,5.9193176000000014E-3,1.4181016499602664E-2,2.057175190709503E-2,1.1292151550727386E-4,3.3576345599999977E-3,0.11199771398764224,35018.39145083577,30773.832332536884,1955.4499999999837,107.39812206462986,5919.3176000000012,14181.016499602663,20571.751907095029,112.92151550727385,3357.6345599999977,111997.71398764222]
[2004,2,5,24,2.7750167012115919E-2,2.965657673844101E-2,1.9554499999999836E-3,1.0739812206462987E-4,6.0651710000000011E-3,1.3971350043096607E-2,2.0053590518693262E-2,1.1292151550727386E-4,3.3317759999999977E-3,0.1030044009499187,27750.167012115919,29656.57673844101,1955.4499999999837,107.39812206462986,6065.1710000000012,13971.350043096607,20053.590518693261,112.92151550727385,3331.7759999999976,103004.40094991868]
[2004,2,6,1,2.3508894297029386E-2,2.7885105779324716E-2,1.9554499999999836E-3,1.0739812206462987E-4,7.0596260000000011E-3,1.4766941279015289E-2,1.8572954619258324E-2,1.1292151550727386E-4,3.291993599999998E-3,9.7261285212199608E-2,23508.894297029387,27885.105779324716,1955.4499999999837,107.39812206462986,7059.6260000000011,14766.941279015289,18572.954619258326,112.92151550727385,3291.993599999998,97261.285212199611]
[2004,2,6,2,2.199465200831701E-2,2.6858477605271068E-2,1.9554499999999836E-3,1.0739812206462987E-4,5.0454026000000003E-3,1.4682431630296524E-2,1.8523887297710241E-2,1.1292151550727386E-4,3.3153657599999985E-3,9.2595986539166716E-2,21994.652008317011,26858.477605271069,1955.4499999999837,107.39812206462986,5045.4026000000003,14682.431630296524,18523.88729771024,112.92151550727385,3315.3657599999983,92595.986539166741]
[2004,2,6,3,2.1513648006787744E-2,2.6019380046072481E-2,1.9554499999999836E-3,1.0739812206462987E-4,5.9852128000000013E-3,1.4454816572149733E-2,1.8302298253895302E-2,1.1292151550727386E-4,3.3282950399999983E-3,9.177942035647714E-2,21513.648006787746,26019.380046072481,1955.4499999999837,107.39812206462986,5985.2128000000012,14454.816572149733,18302.298253895304,112.92151550727385,3328.2950399999982,91779.42035647716]
[2004,2,6,4,2.1875527935198043E-2,2.5193887488806393E-2,1.9554499999999836E-3,1.0739812206462987E-4,5.3648336000000005E-3,1.389453765791129E-2,1.831583331219714E-2,1.1292151550727386E-4,3.3471916799999979E-3,9.0167581311684744E-2,21875.527935198043,25193.887488806391,1955.4499999999837,107.39812206462986,5364.8336000000008,13894.537657911289,18315.833312197141,112.92151550727385,3347.1916799999981,90167.581311684742]
[2004,2,6,5,2.2515120702776004E-2,2.5307441410934096E-2,1.9554499999999836E-3,1.0739812206462987E-4,5.3089834000000008E-3,1.4276179923726427E-2,1.7967245786010808E-2,1.1292151550727386E-4,3.5451091199999981E-3,9.1095849981019217E-2,22515.120702776003,25307.441410934094,1955.4499999999837,107.39812206462986,5308.983400000001,14276.179923726428,17967.245786010808,112.92151550727385,3545.1091199999983,91095.84998101923]
[2004,2,6,6,2.4092008565033626E-2,2.570389464336666E-2,1.9554499999999836E-3,1.0739812206462987E-4,6.1595940000000009E-3,1.5324312296084346E-2,1.8996784631500296E-2,1.1292151550727386E-4,3.5162668799999979E-3,9.5968630653556819E-2,24092.008565033626,25703.894643366661,1955.4499999999837,107.39812206462986,6159.594000000001,15324.312296084347,18996.784631500297,112.92151550727385,3516.2668799999979,95968.630653556815]
[2004,2,6,7,2.8376033703142688E-2,2.829598722865654E-2,1.9554499999999836E-3,1.0739812206462987E-4,6.4721944000000007E-3,1.3888364613828634E-2,1.9615967771118327E-2,1.1292151550727386E-4,3.5331743999999976E-3,0.10235749175431808,28376.03370314269,28295.987228656541,1955.4499999999837,107.39812206462986,6472.1944000000003,13888.364613828635,19615.967771118329,112.92151550727385,3533.1743999999976,102357.49175431808]
[2004,2,6,8,3.2413687611896537E-2,3.4222071699452503E-2,1.9554499999999836E-3,1.0739812206462987E-4,6.6542098000000006E-3,1.5529617794069519E-2,2.1637209018746537E-2,1.1292151550727386E-4,3.5346662399999978E-3,0.11616723180173699,32413.687611896537,34222.071699452499,1955.4499999999837,107.39812206462986,6654.2098000000005,15529.61779406952,21637.209018746536,112.92151550727385,3534.6662399999977,116167.23180173697]
[2004,2,6,9,3.335584816566476E-2,3.7140771714832169E-2,4.8886999999999596E-4,2.6849942434598484E-5,6.3757624000000002E-3,1.7745064890948795E-2,2.1996778947055696E-2,1.0185046782106231E-4,3.4491340799999979E-3,0.12068093060875708,33355.848165664764,37140.771714832168,488.86999999999597,26.849942434598482,6375.7624000000005,17745.064890948794,21996.778947055696,101.85046782106231,3449.134079999998,120680.93060875709]
[2004,2,6,10,3.3154650616369012E-2,3.8394060969334211E-2,0,0,5.538009400000001E-3,2.0421704552659976E-2,2.177563120998038E-2,9.8160043103448377E-5,3.4371993599999979E-3,0.12281941615144704,33154.650616369014,38394.060969334212,0,0,5538.0094000000008,20421.704552659976,21775.63120998038,98.160043103448373,3437.1993599999978,122819.41615144702]
[2004,2,6,11,3.2712740277679717E-2,4.001195818377596E-2,0,0,6.6055920000000013E-3,2.0748271544930093E-2,2.2106914037445365E-2,9.8160043103448377E-5,3.4615660799999976E-3,0.12574520216693461,32712.740277679717,40011.958183775962,0,0,6605.5920000000015,20748.271544930092,22106.914037445364,98.160043103448373,3461.5660799999978,125745.20216693457]
[2004,2,6,12,3.2204892931943535E-2,3.9183709264426159E-2,0,0,6.4938916000000001E-3,2.0658155693379775E-2,2.1754041533879751E-2,9.8160043103448377E-5,3.352164479999998E-3,0.12374501554673267,32204.892931943534,39183.709264426157,0,0,6493.8915999999999,20658.155693379776,21754.04153387975,98.160043103448373,3352.1644799999981,123745.01554673267]
[2004,2,6,13,3.2036203587627723E-2,3.7981713465661857E-2,0,0,5.524750000000001E-3,1.9280194140772752E-2,2.1963024713158794E-2,9.8160043103448377E-5,3.0547910399999984E-3,0.11993883699032458,32036.203587627722,37981.713465661858,0,0,5524.7500000000009,19280.19414077275,21963.024713158793,98.160043103448373,3054.7910399999982,119938.83699032458]
[2004,2,6,14,2.9388944153600084E-2,3.8956031438175436E-2,0,0,6.6108154000000001E-3,1.9054890299700908E-2,2.1907340326572253E-2,9.8160043103448377E-5,3.2497247999999979E-3,0.11926590646115212,29388.944153600085,38956.031438175436,0,0,6610.8154000000004,19054.890299700906,21907.340326572252,98.160043103448373,3249.7247999999981,119265.90646115213]
[2004,2,6,15,3.0172558747944556E-2,3.796540845955465E-2,0,0,6.2668746000000015E-3,1.8668312684002087E-2,2.1209400961955491E-2,9.8160043103448377E-5,3.4754899199999981E-3,0.11785620541656022,30172.558747944557,37965.408459554652,0,0,6266.8746000000019,18668.312684002089,21209.400961955489,98.160043103448373,3475.4899199999982,117856.20541656022]
[2004,2,6,16,3.3480072354733464E-2,3.5686972734323447E-2,0,0,4.724766200000001E-3,1.7550838494282069E-2,2.0590240565075524E-2,9.8160043103448377E-5,3.1398259199999982E-3,0.11527087631151796,33480.072354733464,35686.972734323448,0,0,4724.7662000000009,17550.83849428207,20590.240565075525,98.160043103448373,3139.8259199999984,115270.87631151796]
[2004,2,6,17,3.5237433825027607E-2,3.6078685259114528E-2,0,0,4.9658462000000013E-3,1.6674786493554319E-2,2.0958469479317635E-2,9.8160043103448377E-5,3.0900979199999985E-3,0.11710347922011753,35237.433825027605,36078.685259114529,0,0,4965.8462000000009,16674.786493554318,20958.469479317635,98.160043103448373,3090.0979199999983,117103.47922011753]
[2004,2,6,18,4.1258692330135759E-2,3.5550250410526382E-2,0,0,4.2783664000000006E-3,1.8107401078360365E-2,1.964301971052913E-2,9.8160043103448377E-5,3.0403699199999983E-3,0.12197625989265508,41258.69233013576,35550.25041052638,0,0,4278.3664000000008,18107.401078360366,19643.01971052913,98.160043103448373,3040.3699199999983,121976.25989265507]
[2004,2,6,19,4.3945565680812225E-2,3.5156800922957379E-2,0,0,4.4877042000000013E-3,1.846781160617228E-2,1.9396329831472263E-2,9.8160043103448377E-5,3.2353036799999983E-3,0.12478767596451759,43945.565680812222,35156.80092295738,0,0,4487.704200000001,18467.811606172279,19396.329831472263,98.160043103448373,3235.3036799999982,124787.67596451759]
[2004,2,6,20,4.0259169483392213E-2,3.4491063118409382E-2,9.7772999999999177E-4,5.3699335644608937E-5,5.4705070000000003E-3,1.6438697581502227E-2,2.0130506715386663E-2,1.0554081704979949E-4,3.4163135999999979E-3,0.12134322765138489,40259.169483392216,34491.06311840938,977.72999999999172,53.699335644608936,5470.5070000000005,16438.697581502227,20130.506715386662,105.54081704979949,3416.3135999999977,121343.22765138489]
[2004,2,6,21,4.0101671450429748E-2,3.2996841201009153E-2,1.9554499999999836E-3,1.0739812206462987E-4,3.8383954000000011E-3,1.6002738440313836E-2,2.0053041858536697E-2,1.1292151550727386E-4,3.3979142399999979E-3,0.11856637222786132,40101.671450429749,32996.841201009156,1955.4499999999837,107.39812206462986,3838.3954000000012,16002.738440313837,20053.041858536697,112.92151550727385,3397.9142399999978,118566.37222786134]
[2004,2,6,22,3.7286280579011004E-2,3.1608293202568478E-2,1.9554499999999836E-3,1.0739812206462987E-4,4.0891186000000003E-3,1.5037546976518407E-2,1.9496727497787188E-2,1.1292151550727386E-4,2.9971065599999984E-3,0.11269084305345697,37286.280579011007,31608.293202568479,1955.4499999999837,107.39812206462986,4089.1186000000002,15037.546976518406,19496.727497787189,112.92151550727385,2997.1065599999984,112690.84305345696]
[2004,2,6,23,3.5523618628690148E-2,2.8900940204959067E-2,1.9554499999999836E-3,1.0739812206462987E-4,3.8247342000000003E-3,1.4844221643794819E-2,1.845957675688014E-2,1.1292151550727386E-4,2.966772479999998E-3,0.10669563355189607,35523.61862869015,28900.940204959068,1955.4499999999837,107.39812206462986,3824.7342000000003,14844.221643794819,18459.576756880142,112.92151550727385,2966.7724799999978,106695.63355189607]
[2004,2,6,24,2.9755662942089603E-2,2.5814598450400458E-2,1.9554499999999836E-3,1.0739812206462987E-4,3.0191252000000006E-3,1.3071044448017393E-2,1.7127093056160062E-2,1.1292151550727386E-4,2.9732371199999983E-3,9.3936530854239406E-2,29755.662942089602,25814.598450400459,1955.4499999999837,107.39812206462986,3019.1252000000004,13071.044448017392,17127.093056160062,112.92151550727385,2973.2371199999984,93936.53085423942]
[2004,2,7,1,2.6499949535098301E-2,2.4055773948792193E-2,1.9554499999999836E-3,1.0739812206462987E-4,3.0199288000000006E-3,1.4306263651364275E-2,1.5885918558633468E-2,1.1292151550727386E-4,3.338240639999998E-3,8.9281844771460145E-2,26499.949535098302,24055.773948792194,1955.4499999999837,107.39812206462986,3019.9288000000006,14306.263651364274,15885.918558633468,112.92151550727385,3338.2406399999982,89281.844771460135]
[2004,2,7,2,2.4438840710998434E-2,2.2343222461618146E-2,1.9554499999999836E-3,1.0739812206462987E-4,3.2240432000000007E-3,1.328394398620278E-2,1.5719362384404668E-2,1.1292151550727386E-4,3.3790175999999983E-3,8.4564199980795923E-2,24438.840710998433,22343.222461618145,1955.4499999999837,107.39812206462986,3224.0432000000005,13283.943986202781,15719.362384404669,112.92151550727385,3379.0175999999983,84564.199980795907]
[2004,2,7,3,2.3536453205340268E-2,2.1640777446965062E-2,1.9554499999999836E-3,1.0739812206462987E-4,3.2248468000000011E-3,1.3496048349372297E-2,1.5154512667798882E-2,1.1292151550727386E-4,3.4386911999999981E-3,8.2667099307048394E-2,23536.453205340269,21640.777446965061,1955.4499999999837,107.39812206462986,3224.8468000000012,13496.048349372297,15154.512667798883,112.92151550727385,3438.6911999999979,82667.099307048396]
[2004,2,7,4,2.2893674455597125E-2,2.1375027891004379E-2,1.9554499999999836E-3,1.0739812206462987E-4,3.1320310000000004E-3,1.3346563288424323E-2,1.5015203969078463E-2,1.1292151550727386E-4,3.3675801599999979E-3,8.1305850401676177E-2,22893.674455597124,21375.027891004378,1955.4499999999837,107.39812206462986,3132.0310000000004,13346.563288424322,15015.203969078462,112.92151550727385,3367.5801599999977,81305.850401676173]
[2004,2,7,5,2.3258422923010232E-2,2.0966799385429287E-2,1.9554499999999836E-3,1.0739812206462987E-4,3.1043068000000005E-3,1.3581580970008708E-2,1.5240244300587274E-2,1.1292151550727386E-4,3.3253113599999982E-3,8.1652435376607393E-2,23258.422923010232,20966.799385429287,1955.4499999999837,107.39812206462986,3104.3068000000007,13581.580970008708,15240.244300587274,112.92151550727385,3325.3113599999983,81652.435376607391]
[2004,2,7,6,2.4296458992284727E-2,2.1110842450436488E-2,1.9554499999999836E-3,1.0739812206462987E-4,3.1513174000000004E-3,1.3848437433916208E-2,1.5600695778736498E-2,1.1292151550727386E-4,3.2770751999999983E-3,8.3460596892945813E-2,24296.458992284726,21110.842450436488,1955.4499999999837,107.39812206462986,3151.3174000000004,13848.437433916208,15600.695778736499,112.92151550727385,3277.0751999999984,83460.596892945803]
[2004,2,7,7,2.6073507008292383E-2,2.2295168694287451E-2,1.9554499999999836E-3,1.0739812206462987E-4,3.1095302000000002E-3,1.3948497540455254E-2,1.5499286152726891E-2,1.1292151550727386E-4,3.2979609599999979E-3,8.6399720193333862E-2,26073.507008292385,22295.168694287451,1955.4499999999837,107.39812206462986,3109.5302000000001,13948.497540455253,15499.286152726891,112.92151550727385,3297.9609599999981,86399.720193333866]
[2004,2,7,8,2.9777223730622686E-2,2.4788380653517798E-2,1.9554499999999836E-3,1.0739812206462987E-4,2.4919636000000005E-3,1.2879882237981984E-2,1.6307411388483545E-2,1.1292151550727386E-4,3.3123820799999979E-3,9.1733013328177904E-2,29777.223730622685,24788.380653517797,1955.4499999999837,107.39812206462986,2491.9636000000005,12879.882237981983,16307.411388483544,112.92151550727385,3312.382079999998,91733.013328177898]
[2004,2,7,9,3.2578275853562502E-2,2.6572950641311772E-2,4.8886999999999596E-4,2.6849942434598484E-5,2.4156216000000004E-3,1.5130745229034131E-2,1.6355543328238339E-2,1.0185046782106231E-4,3.1994995199999981E-3,9.6870206582402391E-2,32578.275853562503,26572.950641311774,488.86999999999597,26.849942434598482,2415.6216000000004,15130.745229034132,16355.54332823834,101.85046782106231,3199.499519999998,96870.206582402403]
[2004,2,7,10,3.4884944351932526E-2,2.8213764850089258E-2,0,0,2.5948244000000005E-3,1.6668955971674563E-2,1.6009915453889367E-2,9.8160043103448377E-5,3.219887999999998E-3,0.10169045307068918,{"$f":"E900*1000000","v":34884.944351932529},{"$f":"F900*1000000","v":28213.764850089257},{"$f":"G900*1000000","v":0},{"$f":"H900*1000000","v":0},{"$f":"I900*1000000","v":2594.8244000000004},{"$f":"J900*1000000","v":16668.955971674564},{"$f":"K900*1000000","v":16009.915453889367},{"$f":"L900*1000000","v":98.160043103448373},{"$f":"M900*1000000","v":3219.8879999999981},{"$f":"SUM(O900:W900)","v":101690.45307068914}]
[2004,2,7,11,3.5972651749791924E-2,2.809507250885699E-2,0,0,2.5807614000000006E-3,1.6579911689751911E-2,1.619810942989628E-2,9.8160043103448377E-5,3.4153190399999981E-3,0.10293998586140057,35972.651749791927,28095.072508856989,0,0,2580.7614000000008,16579.911689751912,16198.10942989628,98.160043103448373,3415.319039999998,102939.98586140056]
[2004,2,7,12,3.8599481469217947E-2,2.7676513550837705E-2,0,0,2.2934744000000003E-3,1.786279372634527E-2,1.627053333643386E-2,9.8160043103448377E-5,3.0120249599999986E-3,0.10581298148593823,38599.48146921795,27676.513550837706,0,0,2293.4744000000005,17862.79372634527,16270.53333643386,98.160043103448373,3012.0249599999988,105812.98148593822]
[2004,2,7,13,3.8756184552953939E-2,2.6399444122238994E-2,0,0,2.4124072000000006E-3,1.5935678468793284E-2,1.5896309770341375E-2,9.8160043103448377E-5,2.7395155199999984E-3,0.10223769967743103,38756.184552953935,26399.444122238994,0,0,2412.4072000000006,15935.678468793283,15896.309770341375,98.160043103448373,2739.5155199999986,102237.69967743104]
[2004,2,7,14,3.6298358517191417E-2,2.6547908283314603E-2,0,0,2.5048212000000005E-3,1.557391570994995E-2,1.5884189685635132E-2,9.8160043103448377E-5,3.0707039999999983E-3,9.9978057439194565E-2,36298.358517191416,26547.908283314602,0,0,2504.8212000000003,15573.91570994995,15884.189685635132,98.160043103448373,3070.7039999999984,99978.057439194541]
[2004,2,7,15,3.4998967311243211E-2,2.6364443875508202E-2,0,0,2.3726290000000002E-3,1.5521117146466031E-2,1.5082256723049607E-2,9.8160043103448377E-5,3.2785670399999977E-3,9.7716141139370508E-2,34998.967311243214,26364.443875508201,0,0,2372.6290000000004,15521.117146466031,15082.256723049606,98.160043103448373,3278.5670399999976,97716.141139370491]
[2004,2,7,16,3.5511168775968459E-2,2.5202778045341646E-2,0,0,2.4706682000000006E-3,1.5892218417951406E-2,1.3837285275518248E-2,9.8160043103448377E-5,2.813610239999998E-3,9.5825888997883218E-2,35511.168775968457,25202.778045341645,0,0,2470.6682000000005,15892.218417951406,13837.285275518248,98.160043103448373,2813.6102399999982,95825.888997883201]
[2004,2,7,17,3.9974932599067953E-2,2.5266402683893623E-2,0,0,2.3657984000000007E-3,1.5198199267183157E-2,1.3384769983100609E-2,9.8160043103448377E-5,2.8484198399999984E-3,9.9136682816348812E-2,39974.93259906795,25266.402683893622,0,0,2365.7984000000006,15198.199267183156,13384.769983100608,98.160043103448373,2848.4198399999982,99136.682816348781]
[2004,2,7,18,4.5163626888531552E-2,2.5145518761034276E-2,0,0,2.3979424000000003E-3,1.605329115394102E-2,1.3220613336087249E-2,9.8160043103448377E-5,2.9448921599999982E-3,0.10502404474269757,45163.626888531551,25145.518761034276,0,0,2397.9424000000004,16053.29115394102,13220.61333608725,98.160043103448373,2944.8921599999981,105024.04474269753]
[2004,2,7,19,4.7033486207000604E-2,2.5472721854743682E-2,0,0,2.3300382000000001E-3,1.5671179880563046E-2,1.3228305918779781E-2,9.8160043103448377E-5,2.8523980799999983E-3,0.10668629018419057,47033.486207000606,25472.721854743682,0,0,2330.0382,15671.179880563046,13228.305918779781,98.160043103448373,2852.3980799999981,106686.29018419054]
[2004,2,7,20,4.559499342541621E-2,2.4030668042195839E-2,9.7772999999999177E-4,5.3699335644608937E-5,2.3260202000000003E-3,1.524362161434639E-2,1.3044336412290258E-2,1.0554081704979949E-4,2.6236492799999985E-3,0.10400025912694312,45594.993425416207,24030.668042195837,977.72999999999172,53.699335644608936,2326.0202000000004,15243.62161434639,13044.336412290259,105.54081704979949,2623.6492799999983,104000.25912694308]
[2004,2,7,21,4.1480198836352136E-2,2.4376243627104433E-2,1.9554499999999836E-3,1.0739812206462987E-4,2.3087428000000002E-3,1.4492114925305298E-2,1.3131174981694206E-2,1.1292151550727386E-4,2.9190335999999986E-3,0.10088327840802795,41480.198836352138,24376.243627104432,1955.4499999999837,107.39812206462986,2308.7428,14492.114925305297,13131.174981694207,112.92151550727385,2919.0335999999984,100883.27840802795]
[2004,2,7,22,3.898054317832627E-2,2.3751899001277832E-2,1.9554499999999836E-3,1.0739812206462987E-4,2.5016068000000002E-3,1.5087512141762419E-2,1.2837881601485671E-2,1.1292151550727386E-4,3.0786604799999981E-3,9.8413872840424091E-2,38980.543178326268,23751.89900127783,1955.4499999999837,107.39812206462986,2501.6068,15087.512141762418,12837.881601485671,112.92151550727385,3078.6604799999982,98413.872840424068]
[2004,2,7,23,3.688946634004437E-2,2.2531273832844402E-2,1.9554499999999836E-3,1.0739812206462987E-4,2.0965924000000006E-3,1.5016543523226716E-2,1.2318528006713637E-2,1.1292151550727386E-4,3.0214732799999982E-3,9.4049647020401014E-2,36889.466340044368,22531.273832844403,1955.4499999999837,107.39812206462986,2096.5924000000005,15016.543523226715,12318.528006713637,112.92151550727385,3021.4732799999983,94049.647020400997]
[2004,2,7,24,3.1636498429182723E-2,2.1967470433495079E-2,1.9554499999999836E-3,1.0739812206462987E-4,2.3971388000000008E-3,1.4705992150983739E-2,1.2069955283063805E-2,1.1292151550727386E-4,2.8742783999999985E-3,8.7827103134297244E-2,31636.498429182724,21967.47043349508,1955.4499999999837,107.39812206462986,2397.1388000000006,14705.992150983739,12069.955283063806,112.92151550727385,2874.2783999999983,87827.103134297227]
[2004,2,8,1,2.6068589352718493E-2,2.0930566240770672E-2,1.9554499999999836E-3,1.0739812206462987E-4,2.3931208000000006E-3,1.5851482402973575E-2,1.2171366161173858E-2,1.1292151550727386E-4,2.6698963199999984E-3,8.2260790915208493E-2,26068.589352718493,20930.566240770673,1955.4499999999837,107.39812206462986,2393.1208000000006,15851.482402973576,12171.366161173859,112.92151550727385,2669.8963199999985,82260.79091520849]
[2004,2,8,2,2.4143584268489154E-2,2.0169143553334108E-2,1.9554499999999836E-3,1.0739812206462987E-4,2.3340562000000002E-3,1.5546423995705626E-2,1.214289761981803E-2,1.1292151550727386E-4,2.5958015999999985E-3,7.910767687491882E-2,24143.584268489154,20169.143553334106,1955.4499999999837,107.39812206462986,2334.0562000000004,15546.423995705625,12142.89761981803,112.92151550727385,2595.8015999999984,79107.67687491879]
[2004,2,8,3,2.2666699496743128E-2,2.0246594489346563E-2,1.9554499999999836E-3,1.0739812206462987E-4,2.4071838000000001E-3,1.4509904177069153E-2,1.199678267576261E-2,1.1292151550727386E-4,3.104021759999998E-3,7.7106956036493327E-2,22666.699496743127,20246.594489346564,1955.4499999999837,107.39812206462986,2407.1838000000002,14509.904177069153,11996.78267576261,112.92151550727385,3104.0217599999983,77106.956036493342]
[2004,2,8,4,2.2511264661277185E-2,1.9902984452147131E-2,1.9554499999999836E-3,1.0739812206462987E-4,2.4465602000000005E-3,1.4283749818462524E-2,1.1743981780519377E-2,1.1292151550727386E-4,3.1656844799999979E-3,7.6229995029978112E-2,22511.264661277186,19902.984452147131,1955.4499999999837,107.39812206462986,2446.5602000000003,14283.749818462524,11743.981780519378,112.92151550727385,3165.6844799999981,76229.995029978105]
[2004,2,8,5,2.2063876235051381E-2,2.0195874182152771E-2,1.9554499999999836E-3,1.0739812206462987E-4,2.3846830000000003E-3,1.4697325797981746E-2,1.1750048912909835E-2,1.1292151550727386E-4,3.273096959999998E-3,7.6540674725667626E-2,22063.876235051383,20195.874182152773,1955.4499999999837,107.39812206462986,2384.6830000000004,14697.325797981746,11750.048912909835,112.92151550727385,3273.096959999998,76540.674725667603]
[2004,2,8,6,2.3067419868226094E-2,1.9884727670558114E-2,1.9554499999999836E-3,1.0739812206462987E-4,2.6422368000000003E-3,1.40507954915881E-2,1.2646891460608534E-2,1.1292151550727386E-4,3.3133766399999981E-3,7.7781217568552746E-2,23067.419868226094,19884.727670558113,1955.4499999999837,107.39812206462986,2642.2368000000001,14050.7954915881,12646.891460608535,112.92151550727385,3313.3766399999981,77781.217568552733]
[2004,2,8,7,2.5128844625971033E-2,2.0685655519532629E-2,1.9554499999999836E-3,1.0739812206462987E-4,2.6422368000000003E-3,1.3649125326101883E-2,1.2579240957651585E-2,1.1292151550727386E-4,3.370563839999998E-3,8.0231436706829015E-2,25128.844625971033,20685.655519532629,1955.4499999999837,107.39812206462986,2642.2368000000001,13649.125326101883,12579.240957651586,112.92151550727385,3370.563839999998,80231.436706829016]
[2004,2,8,8,2.7278158973976563E-2,2.1916333285606226E-2,1.9554499999999836E-3,1.0739812206462987E-4,2.3469138000000007E-3,1.3779656676976022E-2,1.2904940879489714E-2,1.1292151550727386E-4,3.3397324799999983E-3,8.3741505733620422E-2,27278.158973976562,21916.333285606226,1955.4499999999837,107.39812206462986,2346.9138000000007,13779.656676976021,12904.940879489714,112.92151550727385,3339.7324799999983,83741.505733620404]
[2004,2,8,9,3.1909407808840065E-2,2.2357836307547996E-2,4.8886999999999596E-4,2.6849942434598484E-5,2.3288328000000006E-3,1.3882605805563194E-2,1.2748037188823412E-2,1.0185046782106231E-4,3.305917439999998E-3,8.7150207761030316E-2,31909.407808840064,22357.836307547997,488.86999999999597,26.849942434598482,2328.8328000000006,13882.605805563193,12748.037188823411,101.85046782106231,3305.9174399999979,87150.207761030324]
[2004,2,8,10,3.4705254460526955E-2,2.3267074308534974E-2,0,0,2.9431850000000009E-3,1.4116894238769037E-2,1.2657391173288389E-2,9.8160043103448377E-5,3.321830399999998E-3,9.1109789624222809E-2,34705.254460526958,23267.074308534975,0,0,2943.1850000000009,14116.894238769037,12657.39117328839,98.160043103448373,3321.830399999998,91109.789624222787]
[2004,2,8,11,3.428294523208858E-2,2.4386984922876762E-2,0,0,3.1099320000000006E-3,1.5539859530815091E-2,1.2526218029715782E-2,9.8160043103448377E-5,3.1487769599999982E-3,9.3092876718599671E-2,34282.945232088583,24386.98492287676,0,0,3109.9320000000007,15539.859530815091,12526.218029715783,98.160043103448373,3148.7769599999983,93092.876718599684]
[2004,2,8,12,3.5570787190941526E-2,2.5044153391994652E-2,0,0,3.2063639999999997E-3,1.6770887100229927E-2,1.2484702302001641E-2,9.8160043103448377E-5,3.1811001599999977E-3,9.6356154188271204E-2,35570.787190941526,25044.153391994652,0,0,3206.3639999999996,16770.887100229927,12484.70230200164,98.160043103448373,3181.1001599999977,96356.15418827119]
[2004,2,8,13,3.5858040375840179E-2,2.5147791204511299E-2,0,0,3.1400670000000003E-3,1.7040306259169333E-2,1.2494537942536244E-2,9.8160043103448377E-5,3.2382873599999975E-3,9.7017190185160501E-2,35858.040375840181,25147.791204511301,0,0,3140.0670000000005,17040.306259169334,12494.537942536244,98.160043103448373,3238.2873599999975,97017.190185160522]
[2004,2,8,14,3.4960492792782745E-2,2.4796795941578811E-2,0,0,2.9319346000000008E-3,1.7462627405372466E-2,1.2482803452346408E-2,9.8160043103448377E-5,3.2024831999999982E-3,9.5935297435183878E-2,34960.492792782745,24796.79594157881,0,0,2931.934600000001,17462.627405372466,12482.803452346407,98.160043103448373,3202.4831999999983,95935.297435183878]
[2004,2,8,15,3.4674366129052198E-2,2.4956724179512682E-2,0,0,2.9853740000000007E-3,1.6701136865067735E-2,1.215924911624303E-2,9.8160043103448377E-5,3.1726463999999979E-3,9.474765673297908E-2,34674.3661290522,24956.724179512683,0,0,2985.3740000000007,16701.136865067736,12159.249116243029,98.160043103448373,3172.6463999999978,94747.656732979085]
[2004,2,8,16,3.6834192575200042E-2,2.4455639257509449E-2,0,0,2.9512210000000004E-3,1.6381835304333469E-2,1.1479870735073934E-2,9.8160043103448377E-5,3.1636953599999984E-3,9.5364614275220347E-2,36834.192575200039,24455.639257509451,0,0,2951.2210000000005,16381.835304333468,11479.870735073933,98.160043103448373,3163.6953599999983,95364.61427522033]
[2004,2,8,17,3.9481080960198506E-2,2.5326412853951426E-2,0,0,2.9130500000000008E-3,1.7142649259582133E-2,1.157588402167228E-2,9.8160043103448377E-5,3.3422188799999979E-3,9.9879456018507798E-2,39481.080960198509,25326.412853951428,0,0,2913.0500000000006,17142.649259582133,11575.88402167228,98.160043103448373,3342.2188799999981,99879.456018507786]
[2004,2,8,18,4.581556886578033E-2,2.4935697285252047E-2,0,0,2.7740272000000006E-3,1.5991722583799696E-2,1.1503989706868681E-2,9.8160043103448377E-5,3.3412243199999981E-3,0.10446039000480421,45815.568865780333,24935.697285252048,0,0,2774.0272000000004,15991.722583799696,11503.989706868681,98.160043103448373,3341.224319999998,104460.3900048042]
[2004,2,8,19,4.8197243452852159E-2,2.4565070269271731E-2,0,0,2.9938118000000006E-3,1.6870840595406705E-2,1.1675174230732614E-2,9.8160043103448377E-5,3.3586291199999979E-3,0.10775892951136665,48197.243452852163,24565.070269271731,0,0,2993.8118000000004,16870.840595406706,11675.174230732613,98.160043103448373,3358.6291199999978,107758.92951136664]
[2004,2,8,20,4.4455806111946425E-2,2.4275337201298545E-2,9.7772999999999177E-4,5.3699335644608937E-5,3.1022978000000007E-3,1.7186738031012599E-2,1.338026193281071E-2,1.0554081704979949E-4,3.3665855999999981E-3,0.10690399682976269,44455.806111946426,24275.337201298546,977.72999999999172,53.699335644608936,3102.2978000000007,17186.738031012599,13380.26193281071,105.54081704979949,3366.5855999999981,106903.99682976268]
[2004,2,8,21,4.2215116224322877E-2,2.4451067691142924E-2,1.9554499999999836E-3,1.0739812206462987E-4,3.2670358000000004E-3,1.6718226534891033E-2,1.3808888902719526E-2,1.1292151550727386E-4,3.1815974399999982E-3,0.10581770223064826,42215.116224322875,24451.067691142925,1955.4499999999837,107.39812206462986,3267.0358000000006,16718.226534891033,13808.888902719526,112.92151550727385,3181.5974399999982,105817.70223064824]
[2004,2,8,22,4.0671805148808693E-2,2.3324841473173989E-2,1.9554499999999836E-3,1.0739812206462987E-4,4.8702178000000016E-3,1.4397983852858964E-2,1.3764508927151651E-2,1.1292151550727386E-4,3.2765779199999982E-3,0.1024817047595652,40671.805148808693,23324.841473173987,1955.4499999999837,107.39812206462986,4870.2178000000013,14397.983852858964,13764.50892715165,112.92151550727385,3276.5779199999984,102481.70475956517]
[2004,2,8,23,3.6643497426883387E-2,2.2844336203369071E-2,1.9554499999999836E-3,1.0739812206462987E-4,5.9996776000000012E-3,1.2952173531158805E-2,1.4244515935195694E-2,1.1292151550727386E-4,3.3228249599999977E-3,9.8182795294178851E-2,36643.49742688339,22844.336203369072,1955.4499999999837,107.39812206462986,5999.6776000000009,12952.173531158805,14244.515935195694,112.92151550727385,3322.8249599999976,98182.795294178854]
[2004,2,8,24,2.7894145447194447E-2,2.429830054985084E-2,1.9554499999999836E-3,1.0739812206462987E-4,6.2680800000000005E-3,1.4088165752897478E-2,1.6117180646104311E-2,1.1292151550727386E-4,3.3397324799999983E-3,9.4181374513618951E-2,27894.145447194445,24298.300549850839,1955.4499999999837,107.39812206462986,6268.0800000000008,14088.165752897479,16117.180646104311,112.92151550727385,3339.7324799999983,94181.374513618968]
[2004,2,9,1,2.3729660511547866E-2,2.4093846308034933E-2,1.9554499999999836E-3,1.0739812206462987E-4,6.8068938000000016E-3,1.4014532123276005E-2,1.6587153833361696E-2,1.1292151550727386E-4,3.3093983999999983E-3,9.0717254613792389E-2,23729.660511547867,24093.846308034932,1955.4499999999837,107.39812206462986,6806.8938000000016,14014.532123276005,16587.153833361695,112.92151550727385,3309.3983999999982,90717.254613792378]
[2004,2,9,2,2.1970274467720149E-2,2.3411083157097608E-2,1.9554499999999836E-3,1.0739812206462987E-4,6.1527634000000013E-3,1.439589529055927E-2,1.6791613713869464E-2,1.1292151550727386E-4,3.2278444799999982E-3,8.8125244146818382E-2,21970.274467720148,23411.083157097608,1955.4499999999837,107.39812206462986,6152.7634000000016,14395.895290559271,16791.613713869465,112.92151550727385,3227.8444799999984,88125.244146818382]
[2004,2,9,3,2.1037162396017123E-2,2.2952842144446803E-2,1.9554499999999836E-3,1.0739812206462987E-4,6.8221622000000006E-3,1.4172200040955717E-2,1.7155846921324245E-2,1.1292151550727386E-4,3.4347129599999978E-3,8.7750696300315775E-2,21037.162396017124,22952.842144446804,1955.4499999999837,107.39812206462986,6822.1622000000007,14172.200040955717,17155.846921324246,112.92151550727385,3434.712959999998,87750.696300315787]
[2004,2,9,4,2.1519533508432605E-2,2.3399001503274286E-2,1.9554499999999836E-3,1.0739812206462987E-4,6.7514454000000019E-3,1.3431872094609233E-2,1.6516147809244461E-2,1.1292151550727386E-4,3.481954559999998E-3,8.727572451313248E-2,21519.533508432607,23399.001503274285,1955.4499999999837,107.39812206462986,6751.4454000000023,13431.872094609233,16516.147809244463,112.92151550727385,3481.9545599999979,87275.724513132474]
[2004,2,9,5,2.170175410451489E-2,2.4115137718959671E-2,1.9554499999999836E-3,1.0739812206462987E-4,6.2648656000000007E-3,1.4014793474252628E-2,1.7017577595193283E-2,1.1292151550727386E-4,3.4948838399999978E-3,8.8784781970492388E-2,21701.75410451489,24115.137718959671,1955.4499999999837,107.39812206462986,6264.865600000001,14014.793474252629,17017.577595193281,112.92151550727385,3494.8838399999977,88784.78197049236]
[2004,2,9,6,2.3428940723645254E-2,2.5009127738037564E-2,1.9554499999999836E-3,1.0739812206462987E-4,6.9764534000000015E-3,1.4567977327878139E-2,1.8435665561689369E-2,1.1292151550727386E-4,3.5431199999999977E-3,9.4137054388822208E-2,23428.940723645253,25009.127738037565,1955.4499999999837,107.39812206462986,6976.4534000000012,14567.977327878139,18435.665561689369,112.92151550727385,3543.1199999999976,94137.054388822216]
[2004,2,9,7,2.7552067090581455E-2,2.760443679802544E-2,1.9554499999999836E-3,1.0739812206462987E-4,7.6000470000000004E-3,1.4199244036767424E-2,1.9216753060424224E-2,1.1292151550727386E-4,3.4018924799999978E-3,0.10175021010337043,27552.067090581455,27604.436798025439,1955.4499999999837,107.39812206462986,7600.0470000000005,14199.244036767424,19216.753060424224,112.92151550727385,3401.8924799999977,101750.21010337042]
[2004,2,9,8,3.2989785966249609E-2,3.2342972781019261E-2,1.9554499999999836E-3,1.0739812206462987E-4,8.3160546000000009E-3,1.5380193293229562E-2,2.0981741484671954E-2,1.1292151550727386E-4,3.4899110399999982E-3,0.11567642880274229,32989.785966249612,32342.97278101926,1955.4499999999837,107.39812206462986,8316.0546000000013,15380.193293229562,20981.741484671955,112.92151550727385,3489.9110399999981,115676.42880274226]
[2004,2,9,9,3.5063003005887307E-2,3.5264138269415449E-2,4.8886999999999596E-4,2.6849942434598484E-5,8.7206672000000006E-3,1.653433035447573E-2,2.1948323832529586E-2,1.0185046782106231E-4,3.4207891199999978E-3,0.12156882219256374,35063.003005887309,35264.138269415445,488.86999999999597,26.849942434598482,8720.6671999999999,16534.330354475729,21948.323832529586,101.85046782106231,3420.7891199999976,121568.82219256372]
[2004,2,9,10,3.2479587761347628E-2,3.7564007116375447E-2,0,0,8.3755210000000021E-3,1.8742924201204728E-2,2.2322264036068306E-2,9.8160043103448377E-5,3.4357075199999976E-3,0.12301817167809956,32479.58776134763,37564.007116375447,0,0,8375.5210000000025,18742.924201204729,22322.264036068307,98.160043103448373,3435.7075199999977,123018.17167809958]
[2004,2,9,11,3.239553076045279E-2,3.9492403531056978E-2,0,0,9.279169200000003E-3,1.9451275069173563E-2,2.2689242047007608E-2,9.8160043103448377E-5,3.4555987199999983E-3,0.12686137937079439,32395.530760452792,39492.403531056982,0,0,9279.1692000000021,19451.275069173564,22689.242047007607,98.160043103448373,3455.5987199999981,126861.37937079438]
[2004,2,9,12,3.275285669902088E-2,3.9091530428509061E-2,0,0,8.7929912000000009E-3,1.9488674407314929E-2,2.2225802920686058E-2,9.8160043103448377E-5,3.4098489599999979E-3,0.12585986465863438,32752.856699020878,39091.530428509061,0,0,8792.9912000000004,19488.674407314928,22225.802920686059,98.160043103448373,3409.848959999998,125859.86465863438]
[2004,2,9,13,3.341697332447649E-2,3.8462158576240107E-2,0,0,7.254900800000001E-3,1.8860700463503112E-2,2.2283513731917115E-2,9.8160043103448377E-5,3.605279999999998E-3,0.12398168693924029,33416.973324476487,38462.158576240108,0,0,7254.9008000000013,18860.700463503112,22283.513731917115,98.160043103448373,3605.2799999999979,123981.68693924027]
[2004,2,9,14,3.2483747671104221E-2,3.9243945259988346E-2,0,0,8.3060096000000024E-3,1.8937956918187563E-2,2.2421164270716748E-2,9.8160043103448377E-5,3.6306412799999976E-3,0.12512162504310032,32483.747671104222,39243.945259988344,0,0,8306.009600000003,18937.956918187563,22421.164270716748,98.160043103448373,3630.6412799999976,125121.62504310031]
[2004,2,9,15,3.2270766083893017E-2,3.8632405919833634E-2,0,0,8.4128884000000022E-3,1.8130655918223871E-2,2.1168765543884589E-2,9.8160043103448377E-5,3.6341222399999982E-3,0.12234776414893854,32270.766083893017,38632.405919833633,0,0,8412.8884000000016,18130.655918223871,21168.76554388459,98.160043103448373,3634.1222399999983,122347.76414893856]
[2004,2,9,16,3.4792683016679135E-2,3.6436234127041417E-2,0,0,6.3673246000000008E-3,1.7797919855755323E-2,2.1394145041711183E-2,9.8160043103448377E-5,3.6455596799999978E-3,0.1205320263642905,34792.683016679133,36436.234127041418,0,0,6367.3246000000008,17797.919855755325,21394.145041711185,98.160043103448373,3645.5596799999976,120532.02636429052]
[2004,2,9,17,3.820064977587221E-2,3.7239340540607055E-2,0,0,5.1611210000000012E-3,1.7749267645287673E-2,2.1584729123156683E-2,9.8160043103448377E-5,3.4978675199999975E-3,0.12353113564802709,38200.649775872211,37239.340540607052,0,0,5161.121000000001,17749.267645287673,21584.729123156681,98.160043103448373,3497.8675199999975,123531.13564802706]
[2004,2,9,18,4.5284101791948007E-2,3.6523942570994297E-2,0,0,4.8384756000000011E-3,1.7698912076551814E-2,2.1337078772308449E-2,9.8160043103448377E-5,3.4854355199999982E-3,0.12926610637490604,45284.101791948007,36523.942570994295,0,0,4838.4756000000016,17698.912076551813,21337.07877230845,98.160043103448373,3485.4355199999982,129266.10637490603]
[2004,2,9,19,4.5695339027378504E-2,3.5737314231149384E-2,0,0,4.9783020000000004E-3,1.868932931841424E-2,2.1457507301612156E-2,9.8160043103448377E-5,3.5058239999999977E-3,0.13016177592165773,45695.339027378504,35737.314231149387,0,0,4978.3020000000006,18689.329318414242,21457.507301612157,98.160043103448373,3505.8239999999978,130161.77592165773]
[2004,2,9,20,4.5317116187845362E-2,3.4555667225046126E-2,9.7772999999999177E-4,5.3699335644608937E-5,5.021294600000001E-3,1.6710123682667607E-2,2.1895848916420713E-2,1.0554081704979949E-4,3.4864300799999979E-3,0.12812345084467422,45317.116187845364,34555.667225046127,977.72999999999172,53.699335644608936,5021.2946000000011,16710.123682667607,21895.848916420713,105.54081704979949,3486.4300799999978,128123.45084467421]
[2004,2,9,21,4.2460588774280023E-2,3.3431059270069126E-2,1.9554499999999836E-3,1.0739812206462987E-4,4.9489706000000007E-3,1.6308632119706474E-2,2.1704341213831958E-2,1.1292151550727386E-4,3.4978675199999975E-3,0.12452722913545947,42460.588774280026,33431.059270069127,1955.4499999999837,107.39812206462986,4948.9706000000006,16308.632119706474,21704.341213831958,112.92151550727385,3497.8675199999975,124527.22913545946]
[2004,2,9,22,3.8290419700099804E-2,3.2688456735443946E-2,1.9554499999999836E-3,1.0739812206462987E-4,5.8783340000000016E-3,1.4364652190963452E-2,2.2128413919044774E-2,1.1292151550727386E-4,3.5023430399999983E-3,0.11902838922312385,38290.419700099803,32688.456735443946,1955.4499999999837,107.39812206462986,5878.3340000000017,14364.652190963452,22128.413919044775,112.92151550727385,3502.3430399999984,119028.38922312384]
[2004,2,9,23,3.486494800856442E-2,3.0606736373262569E-2,1.9554499999999836E-3,1.0739812206462987E-4,5.6770322000000003E-3,1.3222487716427355E-2,2.1547705113361338E-2,1.1292151550727386E-4,3.6082636799999977E-3,0.11170294272918757,34864.948008564417,30606.736373262571,1955.4499999999837,107.39812206462986,5677.0322000000006,13222.487716427355,21547.705113361339,112.92151550727385,3608.2636799999977,111702.94272918756]
[2004,2,9,24,2.7173334815485617E-2,2.9854383021161092E-2,1.9554499999999836E-3,1.0739812206462987E-4,5.6870772000000005E-3,1.4771088233400582E-2,2.099517031461022E-2,1.1292151550727386E-4,3.6256684799999979E-3,0.10428249170222939,27173.334815485618,29854.383021161091,1955.4499999999837,107.39812206462986,5687.0772000000006,14771.088233400582,20995.170314610219,112.92151550727385,3625.668479999998,104282.4917022294]
[2004,2,10,1,2.2693400371588075E-2,2.791863130390692E-2,1.9554499999999836E-3,1.0739812206462987E-4,7.3412878000000013E-3,1.4194058196012146E-2,2.0113492624842248E-2,1.1292151550727386E-4,3.5789241599999979E-3,9.8015564093921273E-2,22693.400371588075,27918.631303906921,1955.4499999999837,107.39812206462986,7341.287800000001,14194.058196012147,20113.492624842249,112.92151550727385,3578.9241599999978,98015.564093921275]
[2004,2,10,2,2.1159200319907416E-2,2.6700509339917744E-2,1.9554499999999836E-3,1.0739812206462987E-4,5.8473954000000019E-3,1.5077715387529495E-2,1.9486633513472844E-2,1.1292151550727386E-4,3.5630111999999975E-3,9.4010234798399386E-2,{"$f":"E964*1000000","v":21159.200319907417},{"$f":"F964*1000000","v":26700.509339917742},{"$f":"G964*1000000","v":1955.4499999999837},{"$f":"H964*1000000","v":107.39812206462986},{"$f":"I964*1000000","v":5847.3954000000022},{"$f":"J964*1000000","v":15077.715387529495},{"$f":"K964*1000000","v":19486.633513472843},{"$f":"L964*1000000","v":112.92151550727385},{"$f":"M964*1000000","v":3563.0111999999976},{"$f":"SUM(O964:W964)","v":94010.234798399382}]
[2004,2,10,3,2.0419648910830732E-2,2.6225498944428067E-2,1.9554499999999836E-3,1.0739812206462987E-4,6.4689800000000009E-3,1.4954268133235204E-2,1.9603992947137331E-2,1.1292151550727386E-4,3.3675801599999979E-3,9.3215738733203213E-2,20419.648910830732,26225.498944428065,1955.4499999999837,107.39812206462986,6468.9800000000005,14954.268133235204,19603.992947137333,112.92151550727385,3367.5801599999977,93215.738733203223]
[2004,2,10,4,2.0925040014303314E-2,2.5136151513785624E-2,1.9554499999999836E-3,1.0739812206462987E-4,7.3043222000000012E-3,1.3985626217001494E-2,1.8849071749403527E-2,1.1292151550727386E-4,3.3631046399999979E-3,9.1739085972065856E-2,20925.040014303315,25136.151513785626,1955.4499999999837,107.39812206462986,7304.3222000000014,13985.626217001494,18849.071749403527,112.92151550727385,3363.1046399999977,91739.085972065863]
[2004,2,10,5,2.1487538741239477E-2,2.5690780925537018E-2,1.9554499999999836E-3,1.0739812206462987E-4,6.0261964000000003E-3,1.4421621202925951E-2,1.9365812882517722E-2,1.1292151550727386E-4,3.3576345599999977E-3,9.2525354349792061E-2,21487.538741239478,25690.780925537019,1955.4499999999837,107.39812206462986,6026.1964000000007,14421.621202925951,19365.812882517723,112.92151550727385,3357.6345599999977,92525.354349792062]
[2004,2,10,6,2.3053602099750235E-2,2.5928482876894476E-2,1.9554499999999836E-3,1.0739812206462987E-4,7.2906610000000021E-3,1.514555777481817E-2,1.989506897706508E-2,1.1292151550727386E-4,3.3785203199999977E-3,9.6867662686099851E-2,23053.602099750235,25928.482876894475,1955.4499999999837,107.39812206462986,7290.6610000000019,15145.557774818169,19895.068977065079,112.92151550727385,3378.5203199999978,96867.662686099837]
[2004,2,10,7,2.712347038483091E-2,2.9199624922326164E-2,1.9554499999999836E-3,1.0739812206462987E-4,7.8013488000000008E-3,1.5697480202811115E-2,2.0756890134381641E-2,1.1292151550727386E-4,3.4004006399999979E-3,0.10615498472192172,27123.470384830911,29199.624922326162,1955.4499999999837,107.39812206462986,7801.3488000000007,15697.480202811115,20756.89013438164,112.92151550727385,3400.400639999998,106154.9847219217]
[2004,2,10,8,3.1054579898634818E-2,3.4222507701040066E-2,1.9554499999999836E-3,1.0739812206462987E-4,9.1381374000000012E-3,1.4889278999422743E-2,2.2257402105552448E-2,1.1292151550727386E-4,3.356639999999998E-3,0.11709431574222195,31054.579898634816,34222.507701040064,1955.4499999999837,107.39812206462986,9138.1374000000014,14889.278999422742,22257.402105552446,112.92151550727385,3356.6399999999981,117094.31574222195]
[2004,2,10,9,3.338127310084088E-2,3.6958315787624395E-2,4.8886999999999596E-4,2.6849942434598484E-5,8.9946948000000013E-3,1.7278716333738009E-2,2.2611444567396735E-2,1.0185046782106231E-4,3.4794681599999979E-3,0.12332148315985569,33381.273100840881,36958.315787624393,488.86999999999597,26.849942434598482,8994.6948000000011,17278.716333738008,22611.444567396735,101.85046782106231,3479.4681599999981,123321.48315985566]
[2004,2,10,10,3.1254874063743124E-2,3.8109177850818944E-2,0,0,8.1846660000000002E-3,1.9942471231275995E-2,2.266994849584919E-2,9.8160043103448377E-5,3.5416281599999978E-3,0.12380092584479072,31254.874063743126,38109.177850818945,0,0,8184.6660000000002,19942.471231275995,22669.948495849192,98.160043103448373,3541.6281599999979,123800.92584479069]
[2004,2,10,11,3.1027562695032075E-2,4.0219942799524872E-2,0,0,8.1774336000000006E-3,2.017260071061425E-2,2.3260411074574456E-2,9.8160043103448377E-5,3.1159564799999981E-3,0.1260720674028491,31027.562695032077,40219.94279952487,0,0,8177.4336000000003,20172.60071061425,23260.411074574455,98.160043103448373,3115.956479999998,126072.06740284909]
[2004,2,10,12,3.1933131008208555E-2,3.8839920183672494E-2,0,0,8.4076650000000034E-3,1.9545916173989378E-2,2.2524704530314993E-2,9.8160043103448377E-5,3.5883724799999979E-3,0.12493786941928887,31933.131008208555,38839.920183672497,0,0,8407.6650000000027,19545.916173989379,22524.704530314993,98.160043103448373,3588.3724799999977,124937.86941928887]
[2004,2,10,13,3.1781788287765518E-2,3.8970371796951377E-2,0,0,6.8587260000000016E-3,1.8890749316723788E-2,2.2755397196894137E-2,9.8160043103448377E-5,3.3745420799999979E-3,0.12272973472143826,31781.788287765517,38970.371796951375,0,0,6858.7260000000015,18890.749316723788,22755.397196894137,98.160043103448373,3374.5420799999979,122729.73472143825]
[2004,2,10,14,2.9225422600578897E-2,3.9897687750240149E-2,0,0,8.3124384000000003E-3,1.8674456828660597E-2,2.2554760609731571E-2,9.8160043103448377E-5,3.3805094399999977E-3,0.12214343567231466,29225.422600578895,39897.687750240148,0,0,8312.4384000000009,18674.456828660597,22554.760609731569,98.160043103448373,3380.5094399999975,122143.43567231465]
[2004,2,10,15,3.0362413442716583E-2,3.903559981126719E-2,0,0,7.4638368000000017E-3,1.8849504866835173E-2,2.17783982525824E-2,9.8160043103448377E-5,3.3994060799999982E-3,0.1209873192965048,30362.413442716585,39035.599811267188,0,0,7463.8368000000019,18849.504866835174,21778.398252582399,98.160043103448373,3399.4060799999984,120987.31929650481]
[2004,2,10,16,3.148665460610945E-2,3.7396591617828337E-2,0,0,5.628414400000001E-3,1.891693218712397E-2,2.2150166559702061E-2,9.8160043103448377E-5,3.4063679999999977E-3,0.11908328741386727,31486.654606109449,37396.591617828337,0,0,5628.4144000000006,18916.93218712397,22150.166559702062,98.160043103448373,3406.3679999999977,119083.28741386725]
[2004,2,10,17,3.509377445197269E-2,3.7779166595788935E-2,0,0,5.4721142000000011E-3,1.7680771744630442E-2,2.2148274533781216E-2,9.8160043103448377E-5,3.3670828799999978E-3,0.12163934444927672,35093.774451972691,37779.166595788935,0,0,5472.1142000000009,17680.771744630441,22148.274533781216,98.160043103448373,3367.0828799999977,121639.34444927672]
[2004,2,10,18,4.1507333442737986E-2,3.7320771228735367E-2,0,0,5.2977330000000006E-3,1.8363277591662432E-2,2.1592796513266222E-2,9.8160043103448377E-5,3.3193439999999979E-3,0.12749941581950544,41507.333442737989,37320.771228735364,0,0,5297.7330000000011,18363.27759166243,21592.796513266221,98.160043103448373,3319.3439999999978,127499.41581950545]
[2004,2,10,19,4.4728684704924915E-2,3.6246720482992253E-2,0,0,5.3150104000000012E-3,1.8088790171687213E-2,2.1552273212377931E-2,9.8160043103448377E-5,3.5162668799999979E-3,0.12954590589508577,44728.684704924912,36246.720482992256,0,0,5315.010400000001,18088.790171687215,21552.273212377931,98.160043103448373,3516.2668799999979,129545.90589508576]
[2004,2,10,20,4.4661503033167023E-2,3.4993214351287751E-2,9.7772999999999177E-4,5.3699335644608937E-5,5.0695106000000004E-3,1.7671195232897133E-2,2.1506757788291177E-2,1.0554081704979949E-4,3.5177587199999977E-3,0.12855690987833748,44661.50303316702,34993.214351287752,977.72999999999172,53.699335644608936,5069.5106000000005,17671.195232897131,21506.757788291176,105.54081704979949,3517.7587199999975,128556.90987833745]
[2004,2,10,21,4.1884943810298038E-2,3.4092919595690559E-2,1.9554499999999836E-3,1.0739812206462987E-4,4.9875434000000007E-3,1.6907511780092175E-2,2.0871864699875311E-2,1.1292151550727386E-4,3.4063679999999977E-3,0.12432692092352797,41884.943810298035,34092.919595690561,1955.4499999999837,107.39812206462986,4987.5434000000005,16907.511780092176,20871.86469987531,112.92151550727385,3406.3679999999977,124326.92092352796]
[2004,2,10,22,3.8930067274160367E-2,3.3605861793557984E-2,1.9554499999999836E-3,1.0739812206462987E-4,5.1249590000000001E-3,1.6338289442129093E-2,2.0538579656745534E-2,1.1292151550727386E-4,3.4272537599999977E-3,0.12014078056416487,38930.06727416037,33605.861793557982,1955.4499999999837,107.39812206462986,5124.9589999999998,16338.289442129093,20538.579656745533,112.92151550727385,3427.2537599999978,120140.78056416486]
[2004,2,10,23,3.51276390278129E-2,3.0470440762137816E-2,1.9554499999999836E-3,1.0739812206462987E-4,6.3850038000000022E-3,1.4260251709349948E-2,2.0405809818127368E-2,1.1292151550727386E-4,3.2860262399999982E-3,0.11211094099499994,35127.639027812897,30470.440762137816,1955.4499999999837,107.39812206462986,6385.0038000000022,14260.251709349948,20405.809818127367,112.92151550727385,3286.0262399999983,112110.94099499991]
[2004,2,10,24,2.7562867343722253E-2,2.9103494268601093E-2,1.9554499999999836E-3,1.0739812206462987E-4,6.7610886000000012E-3,1.3583560716662859E-2,2.066804992143665E-2,1.1292151550727386E-4,3.2537030399999983E-3,0.10310853352799475,27562.867343722253,29103.494268601095,1955.4499999999837,107.39812206462986,6761.088600000001,13583.56071666286,20668.04992143665,112.92151550727385,3253.7030399999981,103108.53352799473]
[2004,2,11,1,2.3794184185563092E-2,2.8462722484126735E-2,1.9554499999999836E-3,1.0739812206462987E-4,6.6578260000000012E-3,1.5054258690494272E-2,2.0254732849998753E-2,1.1292151550727386E-4,3.2790643199999978E-3,9.9678558167754727E-2,23794.184185563092,28462.722484126734,1955.4499999999837,107.39812206462986,6657.8260000000009,15054.258690494273,20254.732849998752,112.92151550727385,3279.0643199999977,99678.558167754731]
[2004,2,11,2,2.2119010843483163E-2,2.6556962665401657E-2,1.9554499999999836E-3,1.0739812206462987E-4,7.1319500000000006E-3,1.4620079187266648E-2,1.9727407554390088E-2,1.1292151550727386E-4,3.2740915199999977E-3,9.5605271408113437E-2,22119.010843483164,26556.962665401657,1955.4499999999837,107.39812206462986,7131.9500000000007,14620.079187266647,19727.407554390087,112.92151550727385,3274.0915199999977,95605.271408113447]
[2004,2,11,3,2.2205767949471739E-2,2.6144537544446855E-2,1.9554499999999836E-3,1.0739812206462987E-4,6.8772088000000012E-3,1.4982473141400349E-2,1.908970612815733E-2,1.1292151550727386E-4,3.321830399999998E-3,9.4797293601048174E-2,22205.767949471738,26144.537544446855,1955.4499999999837,107.39812206462986,6877.2088000000012,14982.473141400349,19089.70612815733,112.92151550727385,3321.830399999998,94797.29360104815]
[2004,2,11,4,2.2242208972779759E-2,2.5151521706261913E-2,1.9554499999999836E-3,1.0739812206462987E-4,7.591609200000001E-3,1.4260880488832247E-2,1.862288045562565E-2,1.1292151550727386E-4,3.2507193599999981E-3,9.3295589821071473E-2,22242.208972779757,25151.521706261912,1955.4499999999837,107.39812206462986,7591.6092000000008,14260.880488832247,18622.880455625651,112.92151550727385,3250.7193599999982,93295.589821071451]
[2004,2,11,5,2.3118002140253457E-2,2.5718198622548299E-2,1.9554499999999836E-3,1.0739812206462987E-4,5.9936506000000007E-3,1.467185214500966E-2,1.9076007098055615E-2,1.1292151550727386E-4,3.3417215999999978E-3,9.4095201843438919E-2,23118.002140253458,25718.198622548298,1955.4499999999837,107.39812206462986,5993.6506000000008,14671.85214500966,19076.007098055616,112.92151550727385,3341.7215999999976,94095.201843438932]
[2004,2,11,6,2.4653840982714611E-2,2.6100744091957954E-2,1.9554499999999836E-3,1.0739812206462987E-4,7.2336054000000016E-3,1.5141465421327481E-2,1.9781489437234161E-2,1.1292151550727386E-4,3.4242700799999976E-3,9.851118505080611E-2,24653.84098271461,26100.744091957953,1955.4499999999837,107.39812206462986,7233.6054000000013,15141.465421327481,19781.489437234162,112.92151550727385,3424.2700799999975,98511.185050806103]
[2004,2,11,7,2.9058486859934372E-2,2.9551444928591322E-2,1.9554499999999836E-3,1.0739812206462987E-4,7.9017988000000018E-3,1.5723822303501177E-2,2.0190109882284233E-2,1.1292151550727386E-4,3.354650879999998E-3,0.107956083291883,29058.486859934372,29551.444928591322,1955.4499999999837,107.39812206462986,7901.7988000000014,15723.822303501178,20190.109882284232,112.92151550727385,3354.6508799999979,107956.08329188298]
[2004,2,11,8,3.3300733623900805E-2,3.4259225233951654E-2,1.9554499999999836E-3,1.0739812206462987E-4,8.5442770000000012E-3,1.5824209231678897E-2,2.2129870625176427E-2,1.1292151550727386E-4,2.8469279999999981E-3,0.11908101335227968,33300.733623900807,34259.225233951656,1955.4499999999837,107.39812206462986,8544.2770000000019,15824.209231678897,22129.870625176427,112.92151550727385,2846.9279999999981,119081.01335227967]
[2004,2,11,9,3.4950411967841259E-2,3.7002158635487101E-2,4.8886999999999596E-4,2.6849942434598484E-5,9.5254726000000012E-3,1.8409354060870319E-2,2.2395625251057361E-2,1.0185046782106231E-4,2.5132531199999982E-3,0.1254138460455117,34950.411967841261,37002.158635487103,488.86999999999597,26.849942434598482,9525.472600000001,18409.354060870319,22395.625251057361,101.85046782106231,2513.253119999998,125413.8460455117]
[2004,2,11,10,3.254611318705216E-2,3.8908220171339603E-2,0,0,8.6366910000000002E-3,2.149899917483435E-2,2.1776556360131816E-2,9.8160043103448377E-5,2.4366719999999987E-3,0.12590141193646137,32546.11318705216,38908.220171339606,0,0,8636.6910000000007,21498.999174834349,21776.556360131817,98.160043103448373,2436.6719999999987,125901.41193646137]
[2004,2,11,11,3.2546703914564434E-2,4.0052768038654762E-2,0,0,9.4459162000000013E-3,2.1288658899180669E-2,2.2266627868000079E-2,9.8160043103448377E-5,2.5122585599999989E-3,0.12821109352350341,32546.703914564434,40052.768038654765,0,0,9445.9162000000015,21288.658899180671,22266.62786800008,98.160043103448373,2512.2585599999989,128211.0935235034]
[2004,2,11,12,3.3988187303417301E-2,3.8634553123525442E-2,0,0,9.4149776000000025E-3,2.0658206259557003E-2,2.1662780423864068E-2,9.8160043103448377E-5,2.6007743999999981E-3,0.12705763915346727,33988.187303417304,38634.553123525438,0,0,9414.977600000002,20658.206259557002,21662.780423864067,98.160043103448373,2600.774399999998,127057.63915346724]
[2004,2,11,13,3.319731376803866E-2,3.9288373274864535E-2,0,0,7.2733836000000007E-3,2.0746767570619072E-2,2.1624182263004697E-2,9.8160043103448377E-5,2.5838668799999984E-3,0.12481204739963041,33197.313768038657,39288.373274864534,0,0,7273.383600000001,20746.767570619071,21624.182263004695,98.160043103448373,2583.8668799999982,124812.04739963039]
[2004,2,11,14,3.1407882334653907E-2,3.9740029079762637E-2,0,0,8.6129848000000026E-3,1.973246428225163E-2,2.2051360815932987E-2,9.8160043103448377E-5,2.5729267199999985E-3,0.12421580807570461,31407.882334653907,39740.029079762637,0,0,8612.984800000002,19732.464282251629,22051.360815932985,98.160043103448373,2572.9267199999986,124215.80807570461]
[2004,2,11,19,4.5304216827705135E-2,3.6903276274370601E-2,0,0,5.2314360000000008E-3,1.9424871796753534E-2,2.1437695157259073E-2,9.8160043103448377E-5,3.3442079999999978E-3,0.13174386409919178,45304.216827705131,36903.276274370604,0,0,5231.4360000000006,19424.871796753534,21437.695157259073,98.160043103448373,3344.2079999999978,131743.86409919179]
[2004,2,11,24,2.8117031910960179E-2,2.9459037976731117E-2,1.9554499999999836E-3,1.0739812206462987E-4,6.5863056000000008E-3,1.383932336971452E-2,2.1312895104248088E-2,1.1292151550727386E-4,3.3675801599999979E-3,0.10485794375922579,28117.031910960181,29459.037976731117,1955.4499999999837,107.39812206462986,6586.3056000000006,13839.323369714521,21312.895104248088,112.92151550727385,3367.5801599999977,104857.94375922579]
[2004,2,12,9,3.5613739910430646E-2,3.7440935498656104E-2,4.8886999999999596E-4,2.6849942434598484E-5,8.6427180000000024E-3,1.7684392410548002E-2,2.268068288960072E-2,1.0185046782106231E-4,3.3884659199999983E-3,0.12606850503949113,35613.739910430646,37440.935498656101,488.86999999999597,26.849942434598482,8642.7180000000026,17684.392410548004,22680.682889600721,101.85046782106231,3388.4659199999983,126068.50503949112]
[2004,2,12,17,3.8326340386085109E-2,3.9056597131542921E-2,0,0,4.9947758000000002E-3,2.0437763524385186E-2,2.2235034685641541E-2,9.8160043103448377E-5,3.4028870399999979E-3,0.1285515586107582,38326.34038608511,39056.59713154292,0,0,4994.7758000000003,20437.763524385187,22235.034685641542,98.160043103448373,3402.8870399999978,128551.55861075821]
[2004,2,12,23,3.8802714615084839E-2,3.1337896280287499E-2,1.9554499999999836E-3,1.0739812206462987E-4,5.1145122000000008E-3,1.6226378450815027E-2,2.1181320984306071E-2,1.1292151550727386E-4,3.619203839999998E-3,0.11845779600806533,38802.714615084842,31337.896280287499,1955.4499999999837,107.39812206462986,5114.512200000001,16226.378450815027,21181.320984306072,112.92151550727385,3619.2038399999979,118457.79600806533]
[2004,2,13,10,3.269896540617024E-2,3.7514112323708194E-2,0,0,6.3524580000000009E-3,1.9952824358238343E-2,2.2324308541943245E-2,9.8160043103448377E-5,3.556546559999998E-3,0.12249737523316348,32698.965406170239,37514.112323708192,0,0,6352.4580000000005,19952.824358238344,22324.308541943246,98.160043103448373,3556.546559999998,122497.37523316346]
[2004,2,13,13,3.208064490607454E-2,3.7424942170096988E-2,0,0,5.4267108000000007E-3,1.9591308187728213E-2,2.1677771257056402E-2,9.8160043103448377E-5,3.3248140799999981E-3,0.11962435144405958,32080.64490607454,37424.942170096991,0,0,5426.7108000000007,19591.308187728213,21677.771257056404,98.160043103448373,3324.8140799999983,119624.35144405959]
[2004,2,13,19,4.3737993716961916E-2,3.4462470759805609E-2,0,0,3.6170036000000008E-3,1.8399321964196542E-2,2.0648157880947468E-2,9.8160043103448377E-5,3.4973702399999978E-3,0.12446047820501498,43737.993716961915,34462.470759805612,0,0,3617.0036000000009,18399.321964196541,20648.157880947467,98.160043103448373,3497.3702399999979,124460.47820501497]
[2004,2,14,3,2.2475629607201883E-2,2.082160976785798E-2,1.9554499999999836E-3,1.0739812206462987E-4,3.3385562000000004E-3,1.2798622772168958E-2,1.6093344139311801E-2,1.1292151550727386E-4,3.3213331199999974E-3,8.1024865244112496E-2,22475.629607201881,20821.609767857979,1955.4499999999837,107.39812206462986,3338.5562000000004,12798.622772168957,16093.344139311801,112.92151550727385,3321.3331199999975,81024.865244112501]
[2004,2,14,12,3.7048340748694994E-2,2.6862133404212757E-2,0,0,3.0701538000000007E-3,1.667609815359708E-2,1.6487031279380334E-2,9.8160043103448377E-5,3.4690252799999977E-3,0.10371094270898862,37048.340748694995,26862.133404212756,0,0,3070.1538000000005,16676.098153597079,16487.031279380335,98.160043103448373,3469.0252799999976,103710.94270898862]
[2004,2,14,20,4.3564818315347982E-2,2.3161805566432193E-2,9.7772999999999177E-4,5.3699335644608937E-5,3.1360490000000006E-3,1.3470707565687362E-2,1.4236034121994116E-2,1.0554081704979949E-4,3.2278444799999982E-3,0.10193422920215606,43564.818315347984,23161.805566432195,977.72999999999172,53.699335644608936,3136.0490000000004,13470.707565687362,14236.034121994117,105.54081704979949,3227.8444799999984,101934.22920215606]
[2004,2,15,5,2.1621029782549012E-2,2.0175267620862709E-2,1.9554499999999836E-3,1.0739812206462987E-4,3.3192698000000004E-3,1.379456769842613E-2,1.2712253359673201E-2,1.1292151550727386E-4,3.154744319999998E-3,7.6952902219082936E-2,21621.029782549012,20175.267620862709,1955.4499999999837,107.39812206462986,3319.2698000000005,13794.56769842613,12712.253359673201,112.92151550727385,3154.744319999998,76952.902219082942]
[2004,2,15,10,3.4508115775284218E-2,2.3419302661674263E-2,0,0,3.949292200000001E-3,1.3520665323271161E-2,1.2703544218947628E-2,9.8160043103448377E-5,3.4013951999999977E-3,9.1600475422280711E-2,{"$f":"E1092*1000000","v":34508.115775284219},{"$f":"F1092*1000000","v":23419.302661674265},{"$f":"G1092*1000000","v":0},{"$f":"H1092*1000000","v":0},{"$f":"I1092*1000000","v":3949.2922000000012},{"$f":"J1092*1000000","v":13520.665323271161},{"$f":"K1092*1000000","v":12703.544218947629},{"$f":"L1092*1000000","v":98.160043103448373},{"$f":"M1092*1000000","v":3401.3951999999977},{"$f":"SUM(O1092:W1092)","v":91600.475422280724}]
[2004,2,15,22,4.0819732214697479E-2,2.348841017488125E-2,1.9554499999999836E-3,1.0739812206462987E-4,4.8356630000000013E-3,1.4358533444435309E-2,1.3983480703399328E-2,1.1292151550727386E-4,3.3720556799999978E-3,0.10303364485498527,40819.732214697477,23488.41017488125,1955.4499999999837,107.39812206462986,4835.6630000000014,14358.53344443531,13983.480703399327,112.92151550727385,3372.0556799999977,103033.64485498524]
[2004,2,16,7,3.1553662055841911E-2,2.8417179964556408E-2,1.9554499999999836E-3,1.0739812206462987E-4,7.6269676000000021E-3,1.8051813354206379E-2,1.8470651983337125E-2,1.1292151550727386E-4,1.7250643199999988E-3,0.10802110891551372,31553.662055841909,28417.179964556406,1955.4499999999837,107.39812206462986,7626.9676000000018,18051.813354206381,18470.651983337124,112.92151550727385,1725.0643199999988,108021.1089155137]
[2004,2,16,9,3.9402964814554409E-2,3.4558244496577697E-2,4.8886999999999596E-4,2.6849942434598484E-5,7.9777390000000011E-3,2.095242229524499E-2,1.9297396823407927E-2,1.0185046782106231E-4,1.871264639999999E-3,0.12467760248004067,39402.964814554405,34558.244496577696,488.86999999999597,26.849942434598482,7977.7390000000014,20952.422295244989,19297.396823407926,101.85046782106231,1871.264639999999,124677.60248004066]
[2004,2,16,16,3.864163697981602E-2,3.5378142457518712E-2,0,0,5.6613620000000014E-3,2.1742501684240686E-2,1.7641443394154081E-2,9.8160043103448377E-5,1.5873177599999989E-3,0.12075056431883295,38641.636979816023,35378.142457518712,0,0,5661.362000000001,21742.501684240688,17641.443394154081,98.160043103448373,1587.317759999999,120750.56431883296]
[2004,2,16,23,3.8698149882590668E-2,3.0477058391014999E-2,1.9554499999999836E-3,1.0739812206462987E-4,5.9406130000000008E-3,1.6921311223434727E-2,1.8279455652539175E-2,1.1292151550727386E-4,1.6111871999999992E-3,0.11410354498715146,38698.149882590667,30477.058391014998,1955.4499999999837,107.39812206462986,5940.6130000000012,16921.311223434728,18279.455652539174,112.92151550727385,1611.1871999999992,114103.54498715144]
[2004,2,17,9,3.0837876516058793E-2,3.5221470616441042E-2,4.8886999999999596E-4,2.6849942434598484E-5,8.6828980000000031E-3,1.7310543929130805E-2,2.3203049217739687E-2,1.0185046782106231E-4,1.570410239999999E-3,0.11744381892962599,30837.876516058794,35221.470616441045,488.86999999999597,26.849942434598482,8682.8980000000029,17310.543929130803,23203.049217739688,101.85046782106231,1570.410239999999,117443.81892962597]
[2004,2,17,20,4.2484319613507938E-2,3.341360271987056E-2,9.7772999999999177E-4,5.3699335644608937E-5,4.9087906000000008E-3,1.8707224391650158E-2,2.1922867580803355E-2,1.0554081704979949E-4,1.3650335999999992E-3,0.12393880865852643,42484.319613507942,33413.602719870556,977.72999999999172,53.699335644608936,4908.7906000000012,18707.224391650157,21922.867580803355,105.54081704979949,1365.0335999999993,123938.80865852641]
[2004,2,18,2,1.8646364011093826E-2,2.5196450506939107E-2,1.9554499999999836E-3,1.0739812206462987E-4,6.8446630000000017E-3,1.4165280967532938E-2,1.9580516664718214E-2,1.1292151550727386E-4,1.4087942399999991E-3,8.8017839027855982E-2,{"$f":"E1156*1000000","v":18646.364011093825},{"$f":"F1156*1000000","v":25196.450506939109},{"$f":"G1156*1000000","v":1955.4499999999837},{"$f":"H1156*1000000","v":107.39812206462986},{"$f":"I1156*1000000","v":6844.6630000000014},{"$f":"J1156*1000000","v":14165.280967532937},{"$f":"K1156*1000000","v":19580.516664718212},{"$f":"L1156*1000000","v":112.92151550727385},{"$f":"M1156*1000000","v":1408.794239999999},{"$f":"SUM(O1156:W1156)","v":88017.839027855967}]
[2004,2,18,10,2.8975549028374778E-2,3.7082115030980002E-2,0,0,7.1689156000000016E-3,2.0792840942495162E-2,2.3125796777229354E-2,9.8160043103448377E-5,5.4750527999999964E-4,0.11779088270218276,28975.549028374779,37082.11503098,0,0,7168.9156000000012,20792.840942495161,23125.796777229356,98.160043103448373,547.50527999999963,117790.88270218273]
[2004,2,18,19,4.2604224493004161E-2,3.550628207508761E-2,0,0,4.8521368000000011E-3,1.9706927447357452E-2,2.1678572851371609E-2,9.8160043103448377E-5,1.2516537599999991E-3,0.12569795746992429,42604.224493004163,35506.282075087613,0,0,4852.1368000000011,19706.927447357451,21678.572851371609,98.160043103448373,1251.653759999999,125697.95746992428]
[2004,2,18,20,4.1931684721770876E-2,3.3795773784991795E-2,9.7772999999999177E-4,5.3699335644608937E-5,4.944550800000001E-3,1.8551572615587399E-2,2.1305889771717212E-2,1.0554081704979949E-4,1.4445983999999991E-3,0.1231110402467617,41931.684721770878,33795.773784991798,977.72999999999172,53.699335644608936,4944.5508000000009,18551.5726155874,21305.889771717211,105.54081704979949,1444.5983999999992,123111.04024676168]
[2004,2,19,4,2.034293430202308E-2,2.4513292814705118E-2,1.9554499999999836E-3,1.0739812206462987E-4,7.5827696000000007E-3,1.4785803055093543E-2,1.8476865928077051E-2,1.1292151550727386E-4,1.6519641599999991E-3,8.9529399497470685E-2,20342.934302023081,24513.292814705117,1955.4499999999837,107.39812206462986,7582.7696000000005,14785.803055093542,18476.865928077052,112.92151550727385,1651.9641599999991,89529.399497470687]
[2004,2,19,17,3.4223910017469918E-2,3.6054024135051835E-2,0,0,5.0341522000000001E-3,1.843674614044433E-2,2.175149108734455E-2,9.8160043103448377E-5,3.1109836799999976E-3,0.11870946730341408,34223.91001746992,36054.024135051834,0,0,5034.1522000000004,18436.746140444331,21751.491087344548,98.160043103448373,3110.9836799999975,118709.46730341407]
[2004,2,19,21,4.0309372365205556E-2,3.3219886424242909E-2,1.9554499999999836E-3,1.0739812206462987E-4,4.8589674000000006E-3,1.6633395794390649E-2,2.0982156612423229E-2,1.1292151550727386E-4,3.152755199999998E-3,0.12133230343383422,40309.372365205556,33219.886424242912,1955.4499999999837,107.39812206462986,4858.9674000000005,16633.39579439065,20982.156612423227,112.92151550727385,3152.7551999999982,121332.30343383421]
[2004,2,20,6,1.8111487986548137E-2,2.3278724231988759E-2,1.9554499999999836E-3,1.0739812206462987E-4,8.4908376000000021E-3,1.2522036968726152E-2,2.0294619734284626E-2,1.1292151550727386E-4,3.3118847999999979E-3,8.8185360959119566E-2,18111.487986548138,23278.724231988759,1955.4499999999837,107.39812206462986,8490.8376000000026,12522.036968726152,20294.619734284624,112.92151550727385,3311.884799999998,88185.360959119571]
[2004,2,20,16,2.7761021008492801E-2,3.2630994359765991E-2,0,0,5.4030046000000014E-3,1.5048872979944018E-2,2.1579693713249491E-2,9.8160043103448377E-5,3.4004006399999979E-3,0.10592214734455574,27761.0210084928,32630.994359765991,0,0,5403.0046000000011,15048.872979944017,21579.69371324949,98.160043103448373,3400.400639999998,105922.14734455575]
[2004,2,20,23,3.0235675413311E-2,2.6992982495562184E-2,1.9554499999999836E-3,1.0739812206462987E-4,3.6812916000000008E-3,1.4078993200599334E-2,1.7255980533646475E-2,1.1292151550727386E-4,3.6216902399999976E-3,9.8042383120690885E-2,30235.675413311001,26992.982495562184,1955.4499999999837,107.39812206462986,3681.2916000000009,14078.993200599334,17255.980533646474,112.92151550727385,3621.6902399999976,98042.38312069088]
[2004,2,21,6,2.3564620454726189E-2,2.045513827371646E-2,1.9554499999999836E-3,1.0739812206462987E-4,3.6724520000000005E-3,1.3422799889481781E-2,1.5472309925447358E-2,1.1292151550727386E-4,3.5535628799999979E-3,8.2316653060943684E-2,23564.620454726188,20455.13827371646,1955.4499999999837,107.39812206462986,3672.4520000000007,13422.799889481781,15472.309925447358,112.92151550727385,3553.5628799999981,82316.653060943674]
[2004,2,21,8,2.8598096596246361E-2,2.3984883702294603E-2,1.9554499999999836E-3,1.0739812206462987E-4,3.7291058000000011E-3,1.1987472149685941E-2,1.6376675340965995E-2,1.1292151550727386E-4,3.623679359999998E-3,9.0475682586764791E-2,28598.09659624636,23984.883702294603,1955.4499999999837,107.39812206462986,3729.1058000000012,11987.472149685942,16376.675340965996,112.92151550727385,3623.6793599999978,90475.682586764786]
[2004,2,21,20,4.3879609319403816E-2,2.3140277200924236E-2,9.7872999999999168E-4,5.3754258103411067E-5,3.5764218000000005E-3,1.35172020424211E-2,1.404219222408858E-2,1.0554836593747436E-4,3.2810534399999982E-3,0.10257478865087863,43879.609319403819,23140.277200924236,978.72999999999172,53.754258103411068,3576.4218000000005,13517.2020424211,14042.19222408858,105.54836593747436,3281.0534399999983,102574.7886508786]
[2004,2,22,1,2.3965793743383038E-2,1.9587070113465117E-2,1.9554499999999836E-3,1.0739812206462987E-4,3.4896330000000007E-3,1.3947819177076015E-2,1.2893754105579473E-2,1.1292151550727386E-4,3.0707039999999983E-3,7.9130543777075527E-2,23965.793743383038,19587.070113465117,1955.4499999999837,107.39812206462986,3489.6330000000007,13947.819177076015,12893.754105579472,112.92151550727385,3070.7039999999984,79130.543777075538]
[2004,2,22,13,3.4256712119047281E-2,2.3992909120742881E-2,0,0,3.4008352000000014E-3,1.6090051833760541E-2,1.2248467688305453E-2,9.8160043103448377E-5,3.2382873599999975E-3,9.3325423364959595E-2,34256.712119047283,23992.909120742879,0,0,3400.8352000000014,16090.051833760541,12248.467688305453,98.160043103448373,3238.2873599999975,93325.423364959599]
[2004,2,22,18,4.3831027719492058E-2,2.3813653947866525E-2,0,0,2.6984888000000005E-3,1.4947066156389747E-2,1.2082975023425726E-2,9.8160043103448377E-5,3.0140140799999981E-3,0.1004853857702775,43831.027719492056,23813.653947866525,0,0,2698.4888000000005,14947.066156389747,12082.975023425726,98.160043103448373,3014.0140799999981,100485.3857702775]
[2004,2,23,3,2.259494564039552E-2,2.3639109209378419E-2,1.9554499999999836E-3,1.0739812206462987E-4,7.7238014000000016E-3,1.5056516851817104E-2,1.7295918834848947E-2,1.1292151550727386E-4,3.136344959999998E-3,9.162240653401188E-2,22594.945640395519,23639.109209378421,1955.4499999999837,107.39812206462986,7723.8014000000012,15056.516851817103,17295.918834848948,112.92151550727385,3136.3449599999981,91622.406534011869]
[2004,2,23,11,3.46903439394812E-2,4.0004566585690571E-2,0,0,8.0777872000000021E-3,2.1027598204825665E-2,2.2091220254606084E-2,9.8160043103448377E-5,3.2944799999999981E-3,0.12928415622770698,34690.343939481201,40004.566585690569,0,0,8077.7872000000025,21027.598204825666,22091.220254606083,98.160043103448373,3294.4799999999982,129284.15622770698]
[2004,2,23,17,3.9417317494854894E-2,3.6464307719051341E-2,0,0,4.7504814000000001E-3,1.7577744426053053E-2,2.2308844045658527E-2,9.8160043103448377E-5,3.076174079999998E-3,0.12369302920872127,39417.317494854891,36464.307719051343,0,0,4750.4813999999997,17577.744426053054,22308.844045658527,98.160043103448373,3076.174079999998,123693.02920872126]
[2004,2,23,20,4.7739908466218478E-2,3.4312252780826481E-2,9.7872999999999168E-4,5.3754258103411067E-5,4.5230626000000006E-3,1.8206734806982258E-2,2.1349539545233616E-2,1.0554836593747436E-4,3.324316799999998E-3,0.13059384762330173,47739.908466218476,34312.252780826479,978.72999999999172,53.754258103411068,4523.0626000000002,18206.734806982258,21349.539545233616,105.54836593747436,3324.3167999999978,130593.84762330171]
[2004,2,24,5,2.2371003019279721E-2,2.5312083518316535E-2,1.9554499999999836E-3,1.0739812206462987E-4,7.8065722000000013E-3,1.3576845258683514E-2,1.9420765810596485E-2,1.1292151550727386E-4,3.3153657599999985E-3,9.397840520444814E-2,22371.00301927972,25312.083518316536,1955.4499999999837,107.39812206462986,7806.5722000000014,13576.845258683514,19420.765810596484,112.92151550727385,3315.3657599999983,93978.40520444815]
[2004,2,24,16,3.246870006031586E-2,3.673694751093922E-2,0,0,5.8686908000000013E-3,2.0334355634520445E-2,2.2313692018447233E-2,9.8160043103448377E-5,3.1328639999999982E-3,0.12095341006732623,32468.700060315859,36736.947510939222,0,0,5868.6908000000012,20334.355634520445,22313.692018447233,98.160043103448373,3132.8639999999982,120953.41006732619]
[2004,2,24,22,3.9948656251923086E-2,3.338181277514074E-2,1.9554499999999836E-3,1.0739812206462987E-4,5.4118442000000008E-3,1.664931482766633E-2,2.1830995082574259E-2,1.1292151550727386E-4,2.6291193599999986E-3,0.12202751213487632,39948.656251923087,33381.812775140737,1955.4499999999837,107.39812206462986,5411.8442000000005,16649.314827666331,21830.99508257426,112.92151550727385,2629.1193599999988,122027.51213487629]
[2004,2,25,6,2.2149277829109804E-2,2.5156266387371812E-2,1.9554499999999836E-3,1.0739812206462987E-4,8.0673404000000011E-3,1.547571025294318E-2,1.969665779308357E-2,1.1292151550727386E-4,2.0139839999999986E-3,9.4735006300080263E-2,22149.277829109804,25156.266387371812,1955.4499999999837,107.39812206462986,8067.340400000001,15475.710252943181,19696.65779308357,112.92151550727385,2013.9839999999986,94735.006300080247]
[2004,2,25,15,2.9461514095469894E-2,3.7798415507143267E-2,0,0,8.3610562000000013E-3,1.913966728164293E-2,2.2326058400656459E-2,9.8160043103448377E-5,1.1387711999999992E-3,0.11832364272801602,29461.514095469895,37798.415507143269,0,0,8361.0562000000009,19139.667281642931,22326.05840065646,98.160043103448373,1138.7711999999992,118323.64272801601]
[2004,2,25,20,4.3849368490943411E-2,3.4547405929547872E-2,9.7872999999999168E-4,5.3754258103411067E-5,3.4562836000000003E-3,1.8872110925869851E-2,2.1817062081719546E-2,1.0554836593747436E-4,2.0463071999999986E-3,0.12572657085212155,43849.368490943409,34547.405929547873,978.72999999999172,53.754258103411068,3456.2836000000002,18872.110925869849,21817.062081719545,105.54836593747436,2046.3071999999986,125726.57085212154]
[2004,2,26,8,2.9668799168899609E-2,3.3653909508432958E-2,1.9554499999999836E-3,1.0739812206462987E-4,7.4887484000000027E-3,1.6013956962537743E-2,2.2844263494972428E-2,1.1292151550727386E-4,1.6569369599999991E-3,0.11350238413241463,29668.799168899608,33653.90950843296,1955.4499999999837,107.39812206462986,7488.7484000000022,16013.956962537743,22844.263494972427,112.92151550727385,1656.9369599999991,113502.38413241465]
[2004,2,26,13,3.0152291413098473E-2,3.8165707629823999E-2,0,0,8.1199762000000019E-3,1.912694082169248E-2,2.239309361818248E-2,9.8160043103448377E-5,1.1850182399999994E-3,0.11924118796590089,30152.291413098472,38165.707629823999,0,0,8119.9762000000019,19126.940821692478,22393.09361818248,98.160043103448373,1185.0182399999994,119241.18796590088]
[2004,2,26,17,3.450219173178419E-2,3.7825282185920538E-2,0,0,4.9365148000000006E-3,1.9547942185115318E-2,2.1936950403844132E-2,9.8160043103448377E-5,2.2407436799999989E-3,0.12108778502976762,34502.191731784187,37825.282185920536,0,0,4936.5148000000008,19547.942185115317,21936.950403844134,98.160043103448373,2240.7436799999991,121087.78502976762]
[2004,2,27,3,2.0236873362074182E-2,2.6198661318660069E-2,1.9554499999999836E-3,1.0739812206462987E-4,4.4378810000000012E-3,1.4175816900729063E-2,1.9689138260511056E-2,1.1292151550727386E-4,2.6266329599999982E-3,8.9540773439546265E-2,20236.87336207418,26198.66131866007,1955.4499999999837,107.39812206462986,4437.8810000000012,14175.816900729063,19689.138260511056,112.92151550727385,2626.6329599999981,89540.773439546261]
[2004,2,27,10,3.1310652478643008E-2,3.7396304459719448E-2,0,0,5.6235928000000013E-3,1.9889988439861343E-2,2.2870359887349145E-2,9.8160043103448377E-5,2.6345894399999984E-3,0.1198236475486764,31310.652478643009,37396.304459719446,0,0,5623.5928000000013,19889.988439861343,22870.359887349146,98.160043103448373,2634.5894399999984,119823.64754867638]
[2004,2,27,17,3.3843429920829247E-2,3.531741886552426E-2,0,0,3.5085176000000007E-3,1.6713351698692626E-2,2.2029225240196057E-2,9.8160043103448377E-5,2.7370291199999984E-3,0.11424713248834564,33843.42992082925,35317.418865524261,0,0,3508.5176000000006,16713.351698692626,22029.225240196058,98.160043103448373,2737.0291199999983,114247.13248834564]
[2004,2,28,3,1.7270358088685427E-2,1.7673445921710246E-2,1.9554499999999836E-3,1.0739812206462987E-4,2.3923172000000006E-3,1.022430192349824E-2,1.7171623222046468E-2,1.1292151550727386E-4,3.1094918399999986E-3,7.001730783351226E-2,17270.358088685425,17673.445921710245,1955.4499999999837,107.39812206462986,2392.3172000000009,10224.30192349824,17171.62322204647,112.92151550727385,3109.4918399999988,70017.30783351227]
[2004,2,28,7,1.9000182260614513E-2,1.8479820098788277E-2,1.9554499999999836E-3,1.0739812206462987E-4,3.0801988000000008E-3,1.0981089312795015E-2,1.6549224858792025E-2,1.1292151550727386E-4,3.0518073599999983E-3,7.3318092328561721E-2,19000.182260614514,18479.820098788277,1955.4499999999837,107.39812206462986,3080.198800000001,10981.089312795015,16549.224858792026,112.92151550727385,3051.8073599999984,73318.092328561717]
[2004,2,28,20,3.7701812654458655E-2,2.0008802682927363E-2,9.7772999999999177E-4,5.3699335644608937E-5,2.0170360000000003E-3,1.2576592970140802E-2,1.5617216997716449E-2,1.0554081704979949E-4,3.1602143999999981E-3,9.2218645857937667E-2,37701.812654458656,20008.802682927362,977.72999999999172,53.699335644608936,2017.0360000000003,12576.592970140802,15617.216997716449,105.54081704979949,3160.214399999998,92218.645857937649]
[2004,2,28,21,3.4556551857063619E-2,2.0615882186561477E-2,1.9554499999999836E-3,1.0739812206462987E-4,2.0359206000000003E-3,1.2738548940476203E-2,1.5857898291453402E-2,1.1292151550727386E-4,3.2213798399999979E-3,9.1201951353126587E-2,34556.55185706362,20615.882186561477,1955.4499999999837,107.39812206462986,2035.9206000000004,12738.548940476203,15857.898291453403,112.92151550727385,3221.3798399999978,91201.951353126569]
[2004,2,29,6,1.8453853656081702E-2,1.6939518392587817E-2,1.9554499999999836E-3,1.0739812206462987E-4,3.1830596000000004E-3,1.0690243413732417E-2,1.5162491332526432E-2,1.1292151550727386E-4,3.1965158399999984E-3,6.9801451872500267E-2,18453.853656081701,16939.518392587815,1955.4499999999837,107.39812206462986,3183.0596000000005,10690.243413732416,15162.491332526432,112.92151550727385,3196.5158399999982,69801.451872500242]
[2004,2,29,14,3.0177470223704896E-2,2.1364285922056182E-2,0,0,3.0597070000000009E-3,1.4087171825235929E-2,1.3842220536511426E-2,9.8160043103448377E-5,3.4640524799999981E-3,8.6093068030611869E-2,30177.470223704895,21364.28592205618,0,0,3059.7070000000008,14087.17182523593,13842.220536511426,98.160043103448373,3464.052479999998,86093.068030611874]
[2004,2,29,20,3.8795560624986417E-2,2.0833064996238645E-2,9.7772999999999177E-4,5.3699335644608937E-5,3.3265022000000008E-3,1.3178597626229976E-2,1.5304643787852094E-2,1.0554081704979949E-4,3.3611155199999979E-3,9.5936454908001526E-2,38795.560624986414,20833.064996238645,977.72999999999172,53.699335644608936,3326.5022000000008,13178.597626229976,15304.643787852094,105.54081704979949,3361.115519999998,95936.454908001528]
[2004,3,1,7,3.5240411612568551E-2,2.2350583581479969E-2,1.9554499999999862E-3,1.0901324661356947E-4,8.6937465999999929E-3,9.998319859973263E-3,1.9968454038119022E-2,1.0747761927051117E-4,3.2616595200000002E-3,0.10168511607802486,35240.411612568554,22350.583581479968,1955.4499999999862,109.01324661356948,8693.7465999999931,9998.3198599732623,19968.454038119024,107.47761927051117,3261.6595200000002,101685.11607802488]
[2004,3,1,13,4.1253110747735459E-2,3.1706108452753456E-2,0,0,7.6872375999999928E-3,1.662112901740858E-2,2.2292858097494064E-2,9.1827137096774526E-5,3.8678438399999998E-3,0.12352011489248833,41253.11074773546,31706.108452753455,0,0,7687.2375999999931,16621.129017408581,22292.858097494063,91.827137096774521,3867.84384,123520.11489248832]
[2004,3,1,24,2.9341929713449681E-2,2.3698690122933051E-2,1.9554499999999862E-3,1.0901324661356947E-4,6.0173567999999948E-3,1.2170104240721829E-2,2.1337268899980295E-2,1.0747761927051117E-4,3.6932985600000002E-3,9.8430589202968904E-2,29341.929713449681,23698.690122933051,1955.4499999999862,109.01324661356948,6017.356799999995,12170.104240721828,21337.268899980296,107.47761927051117,3693.2985600000002,98430.589202968913]
[2004,3,2,3,2.4375609247697865E-2,2.1418970190268581E-2,1.9554499999999862E-3,1.0901324661356947E-4,5.717613999999995E-3,1.329521445310042E-2,1.9959088719173936E-2,1.0747761927051117E-4,3.5714649600000004E-3,9.0509902436124862E-2,24375.609247697867,21418.970190268581,1955.4499999999862,109.01324661356948,5717.613999999995,13295.21445310042,19959.088719173935,107.47761927051117,3571.4649600000002,90509.902436124859]
[2004,3,2,9,3.6220946431778374E-2,3.141766164672978E-2,0,0,7.8676457999999928E-3,1.766883823512903E-2,2.2640200904798093E-2,9.1827137096774526E-5,3.5262124800000002E-3,0.11943333263553206,36220.946431778371,31417.661646729779,0,0,7867.645799999993,17668.838235129031,22640.200904798094,91.827137096774521,3526.2124800000001,119433.33263553205]
[2004,3,2,17,3.9761903456562643E-2,3.0517129817686561E-2,0,0,5.031741399999996E-3,1.5545047832286857E-2,2.2601027320703317E-2,9.1827137096774526E-5,3.1994995200000003E-3,0.11674817648433615,39761.903456562643,30517.12981768656,0,0,5031.7413999999962,15545.047832286857,22601.027320703317,91.827137096774521,3199.4995200000003,116748.17648433615]
[2004,3,3,2,2.3856024676206036E-2,2.2493985002821154E-2,1.9554499999999862E-3,1.0901324661356947E-4,7.3537435999999944E-3,1.2148924093100918E-2,2.0356162200771827E-2,1.0747761927051117E-4,3.2358009600000001E-3,9.1616581398783981E-2,23856.024676206034,22493.985002821155,1955.4499999999862,109.01324661356948,7353.7435999999943,12148.924093100917,20356.162200771825,107.47761927051117,3235.80096,91616.581398783994]
[2004,3,3,14,3.4743286409436795E-2,3.3068979702734203E-2,0,0,8.1742191999999922E-3,1.8192397718501535E-2,2.2606053099605793E-2,9.1827137096774526E-5,3.6351168000000001E-3,0.12051188006737512,34743.286409436798,33068.979702734199,0,0,8174.2191999999923,18192.397718501536,22606.053099605793,91.827137096774521,3635.1168000000002,120511.8800673751]
[2004,3,3,19,4.3553202669608757E-2,2.8859291488359258E-2,0,0,4.4230143999999961E-3,1.5260644450156336E-2,2.1398014069229362E-2,9.1827137096774526E-5,3.61323648E-3,0.1171992306944505,43553.202669608756,28859.291488359257,0,0,4423.0143999999964,15260.644450156336,21398.014069229361,91.827137096774521,3613.23648,117199.2306944505]
[2004,3,4,4,2.6444491321404903E-2,2.1091844678694061E-2,1.9554499999999862E-3,1.0901324661356947E-4,6.8651547999999942E-3,1.2658277145766747E-2,1.8609976049337652E-2,1.0747761927051117E-4,3.74799936E-3,9.1589684221087417E-2,26444.491321404905,21091.844678694062,1955.4499999999862,109.01324661356948,6865.1547999999939,12658.277145766746,18609.976049337653,107.47761927051117,3747.9993599999998,91589.684221087431]
[2004,3,4,13,3.8991462018047048E-2,3.3326683165582426E-2,0,0,7.9146563999999923E-3,1.6891744324023582E-2,2.2419289482428481E-2,9.1827137096774526E-5,3.9946502400000005E-3,0.12363031276717831,38991.462018047045,33326.683165582428,0,0,7914.6563999999926,16891.744324023581,22419.289482428481,91.827137096774521,3994.6502400000004,123630.31276717831]
[2004,3,4,21,4.9963434214385732E-2,2.7112238650499412E-2,1.4665999999999894E-3,8.1760631815418943E-5,4.4378809999999968E-3,1.3172089387099847E-2,2.0740649988703723E-2,1.0356509877107056E-4,3.7524748800000004E-3,0.12083069385127518,49963.434214385736,27112.23865049941,1466.5999999999894,81.760631815418947,4437.8809999999967,13172.089387099846,20740.649988703724,103.56509877107057,3752.4748800000002,120830.69385127517]
[2004,3,5,3,2.6364733951811416E-2,2.1525115903823278E-2,1.9554499999999862E-3,1.0901324661356947E-4,7.8174207999999936E-3,1.2030928983926768E-2,1.9544971903345931E-2,1.0747761927051117E-4,3.7902681600000005E-3,9.3245380568791447E-2,26364.733951811417,21525.115903823276,1955.4499999999862,109.01324661356948,7817.4207999999935,12030.928983926768,19544.97190334593,107.47761927051117,3790.2681600000005,93245.380568791457]
[2004,3,5,6,3.1225740684438782E-2,2.2227793654942974E-2,1.9554499999999862E-3,1.0901324661356947E-4,6.987703799999993E-3,9.8769427502943177E-3,1.9547024827740074E-2,1.0747761927051117E-4,3.85939008E-3,9.5896536663300183E-2,31225.740684438781,22227.793654942972,1955.4499999999862,109.01324661356948,6987.703799999993,9876.9427502943181,19547.024827740075,107.47761927051117,3859.3900800000001,95896.536663300212]
[2004,3,5,13,3.6425159897694633E-2,3.2614195331446022E-2,0,0,8.0444377999999931E-3,1.5446235853708617E-2,2.2191882389086672E-2,9.1827137096774526E-5,4.0205088000000002E-3,0.11883424720903273,36425.159897694633,32614.195331446022,0,0,8044.4377999999933,15446.235853708617,22191.882389086673,91.827137096774521,4020.5088000000001,118834.24720903271]
[2004,3,5,23,3.9518919010945508E-2,2.2864636939832247E-2,1.9554499999999862E-3,1.0901324661356947E-4,2.9210859999999981E-3,9.9417179732170825E-3,1.9758203228417318E-2,1.0747761927051117E-4,3.9339820800000005E-3,0.1011104860982962,39518.919010945508,22864.636939832246,1955.4499999999862,109.01324661356948,2921.085999999998,9941.7179732170825,19758.203228417318,107.47761927051117,3933.9820800000007,101110.48609829621]
[2004,3,6,10,3.8699480446847151E-2,2.2637227747188814E-2,0,0,3.6354863999999969E-3,1.1762531224781797E-2,1.720583789019587E-2,9.1827137096774526E-5,3.7027468800000006E-3,9.7735137726110408E-2,38699.480446847148,22637.227747188812,0,0,3635.486399999997,11762.531224781796,17205.837890195871,91.827137096774521,3702.7468800000006,97735.137726110406]
[2004,3,6,16,3.8416054233932476E-2,1.975707044031997E-2,0,0,2.5530371999999981E-3,1.0757754126442991E-2,1.5096311673352623E-2,9.1827137096774526E-5,3.93149568E-3,9.0603550491144838E-2,38416.054233932475,19757.070440319971,0,0,2553.0371999999979,10757.754126442991,15096.311673352622,91.827137096774521,3931.49568,90603.550491144822]
[2004,3,6,24,3.0705631371668648E-2,1.6014450139353539E-2,1.9554499999999862E-3,1.0901324661356947E-4,2.1235129999999983E-3,1.1142105931968968E-2,1.3820684935772466E-2,1.0747761927051117E-4,3.82706688E-3,7.9805393124647669E-2,30705.631371668649,16014.450139353539,1955.4499999999862,109.01324661356948,2123.5129999999981,11142.105931968968,13820.684935772466,107.47761927051117,3827.0668799999999,79805.393124647686]
[2004,3,7,9,3.8335193070345441E-2,1.6080313251315682E-2,0,0,3.5434741999999975E-3,8.0627225115248186E-3,1.4023456126485681E-2,9.1827137096774526E-5,3.8807731200000001E-3,8.4017759416768409E-2,38335.193070345442,16080.313251315682,0,0,3543.4741999999974,8062.7225115248184,14023.456126485682,91.827137096774521,3880.7731200000003,84017.7594167684]
[2004,3,7,14,3.7874642940431406E-2,1.9607207384756634E-2,0,0,2.7426867999999979E-3,1.2178966609797332E-2,1.3566369688015343E-2,9.1827137096774526E-5,4.0488537600000003E-3,9.01105543200975E-2,37874.642940431404,19607.207384756635,0,0,2742.6867999999981,12178.966609797331,13566.369688015342,91.827137096774521,4048.8537600000004,90110.554320097479]
[2004,3,7,18,4.3154959880949847E-2,1.6661790585694416E-2,0,0,2.2705717999999984E-3,8.5726978789427213E-3,1.3654770151897569E-2,9.1827137096774526E-5,3.8380070399999999E-3,8.8244624474581326E-2,{"$f":"E1604*1000000","v":43154.959880949849},{"$f":"F1604*1000000","v":16661.790585694416},{"$f":"G1604*1000000","v":0},{"$f":"H1604*1000000","v":0},{"$f":"I1604*1000000","v":2270.5717999999983},{"$f":"J1604*1000000","v":8572.6978789427212},{"$f":"K1604*1000000","v":13654.77015189757},{"$f":"L1604*1000000","v":91.827137096774521},{"$f":"M1604*1000000","v":3838.00704},{"$f":"SUM(O1604:W1604)","v":88244.624474581316}]
[2004,3,8,3,2.2820344583751449E-2,1.8510082244591386E-2,1.9554499999999862E-3,1.0901324661356947E-4,6.7072473999999944E-3,1.1708822848234988E-2,1.7078457990599618E-2,1.0747761927051117E-4,4.0816742400000003E-3,8.30785701730615E-2,22820.344583751448,18510.082244591387,1955.4499999999862,109.01324661356948,6707.2473999999947,11708.822848234988,17078.457990599618,107.47761927051117,4081.6742400000003,83078.570173061511]
[2004,3,8,13,3.9217575910002134E-2,3.0921903759821585E-2,0,0,8.511329399999993E-3,1.5903500192029331E-2,2.2192007009521977E-2,9.1827137096774526E-5,3.9260255999999999E-3,0.1207641690084718,39217.575910002131,30921.903759821584,0,0,8511.3293999999933,15903.500192029331,22192.007009521978,91.827137096774521,3926.0255999999999,120764.16900847178]
[2004,3,8,20,4.6193242665242447E-2,2.7244433005308342E-2,0,0,3.8773699999999967E-3,1.3690858525349146E-2,2.1359636906826122E-2,9.1827137096774526E-5,3.7146815999999998E-3,0.11617204983982285,46193.242665242447,27244.433005308343,0,0,3877.3699999999967,13690.858525349146,21359.636906826123,91.827137096774521,3714.6815999999999,116172.04983982282]
[2004,3,9,3,2.3824443460908132E-2,2.0475368198202122E-2,1.9554499999999862E-3,1.0901324661356947E-4,7.5642867999999933E-3,1.3046312330659204E-2,1.9249208872787325E-2,1.0747761927051117E-4,3.8827622400000004E-3,9.0214322768440838E-2,23824.443460908133,20475.368198202123,1955.4499999999862,109.01324661356948,7564.2867999999935,13046.312330659204,19249.208872787327,107.47761927051117,3882.7622400000005,90214.322768440848]
[2004,3,9,13,3.6044078031111232E-2,3.2671479448266226E-2,0,0,8.7021843999999932E-3,1.6622472741864128E-2,2.2908407291894122E-2,9.1827137096774526E-5,3.8230886400000001E-3,0.12086353769023249,36044.078031111232,32671.479448266226,0,0,8702.1843999999928,16622.472741864127,22908.407291894124,91.827137096774521,3823.0886399999999,120863.53769023248]
[2004,3,9,20,4.6035992884565106E-2,2.8624502624029984E-2,0,0,4.189970399999997E-3,1.4514042982180191E-2,2.256323870551865E-2,9.1827137096774526E-5,3.7902681600000005E-3,0.11980984289339071,46035.992884565108,28624.502624029985,0,0,4189.9703999999974,14514.042982180192,22563.238705518648,91.827137096774521,3790.2681600000005,119809.8428933907]
[2004,3,9,22,4.1644887808816811E-2,2.5978175600947173E-2,1.9554499999999862E-3,1.0901324661356947E-4,5.4524259999999946E-3,1.2984304488402468E-2,2.1849312966669563E-2,1.0747761927051117E-4,3.7912627200000003E-3,0.11387231045072006,41644.887808816813,25978.175600947172,1955.4499999999862,109.01324661356948,5452.4259999999949,12984.304488402468,21849.312966669564,107.47761927051117,3791.2627200000002,113872.31045072008]
[2004,3,10,10,3.7671385875642734E-2,3.2872944790731252E-2,0,0,8.615395599999992E-3,1.8062358500320421E-2,2.2865479394719682E-2,9.1827137096774526E-5,3.6709209599999999E-3,0.12385031225851087,{"$f":"E1668*1000000","v":37671.385875642736},{"$f":"F1668*1000000","v":32872.94479073125},{"$f":"G1668*1000000","v":0},{"$f":"H1668*1000000","v":0},{"$f":"I1668*1000000","v":8615.3955999999926},{"$f":"J1668*1000000","v":18062.358500320421},{"$f":"K1668*1000000","v":22865.479394719681},{"$f":"L1668*1000000","v":91.827137096774521},{"$f":"M1668*1000000","v":3670.9209599999999},{"$f":"SUM(O1668:W1668)","v":123850.31225851085}]
[2004,3,10,15,3.707358326944344E-2,3.2037354262800029E-2,0,0,8.2686421999999937E-3,1.78120300450001E-2,2.2932418220012719E-2,9.1827137096774526E-5,1.5450489600000001E-3,0.11976090409435305,37073.583269443443,32037.354262800029,0,0,8268.642199999993,17812.030045000101,22932.418220012718,91.827137096774521,1545.0489600000001,119760.90409435303]
[2004,3,10,24,3.2639172194747525E-2,2.5215729981477416E-2,1.9554499999999862E-3,1.0901324661356947E-4,6.0808411999999949E-3,1.3315573725823291E-2,2.0674900499467967E-2,1.0747761927051117E-4,1.8175584000000001E-3,0.10191571686740024,32639.172194747523,25215.729981477416,1955.4499999999862,109.01324661356948,6080.8411999999953,13315.573725823291,20674.900499467967,107.47761927051117,1817.5584000000001,101915.71686740028]
[2004,3,11,8,3.8434755339389885E-2,2.9476282681531719E-2,9.7772999999999307E-4,5.4506902048881469E-5,9.0545629999999929E-3,1.2674297460255737E-2,2.2251291282225395E-2,9.9652418201240267E-5,1.8876748800000002E-3,0.11491075396365284,38434.755339389885,29476.28268153172,977.72999999999308,54.506902048881472,9054.5629999999928,12674.297460255737,22251.291282225397,99.652418201240266,1887.6748800000003,114910.75396365287]
[2004,3,11,14,3.816246375204544E-2,3.3971873921019149E-2,0,0,8.3783335999999941E-3,1.8893080244495673E-2,2.2098866348033125E-2,9.1827137096774526E-5,1.9433702399999999E-3,0.12353981524269017,38162.463752045442,33971.873921019149,0,0,8378.3335999999945,18893.080244495672,22098.866348033123,91.827137096774521,1943.37024,123539.81524269015]
[2004,3,12,1,2.7449062085920958E-2,2.3039902884461661E-2,1.9554499999999862E-3,1.0901324661356947E-4,6.7739461999999952E-3,1.3404137952660104E-2,1.860016112109681E-2,1.0747761927051117E-4,3.1338585600000001E-3,9.4573009670023578E-2,27449.062085920959,23039.902884461662,1955.4499999999862,109.01324661356948,6773.9461999999949,13404.137952660103,18600.161121096811,107.47761927051117,3133.8585600000001,94573.009670023603]
[2004,3,12,10,3.761765358856662E-2,3.0490300727786045E-2,0,0,7.7671957999999944E-3,1.6289601733295522E-2,2.2359999001831461E-2,9.1827137096774526E-5,3.1875648000000002E-3,0.11780414278857641,37617.653588566624,30490.300727786045,0,0,7767.1957999999941,16289.601733295522,22359.99900183146,91.827137096774521,3187.5648000000001,117804.1427885764]
[2004,3,12,13,3.5664472766018661E-2,3.1709363311768539E-2,0,0,6.5433129999999942E-3,1.710244074733764E-2,2.1557789323309689E-2,9.1827137096774526E-5,3.2835398400000004E-3,0.11595274612553132,35664.472766018662,31709.363311768539,0,0,6543.3129999999937,17102.440747337641,21557.789323309687,91.827137096774521,3283.5398400000004,115952.74612553128]
[2004,3,12,19,4.362332946070277E-2,2.7770271008247482E-2,0,0,3.1215841999999976E-3,1.2717847295976858E-2,1.9987853865959995E-2,9.1827137096774526E-5,3.5804160000000003E-3,0.11089312896798389,43623.329460702771,27770.27100824748,0,0,3121.5841999999975,12717.847295976859,19987.853865959994,91.827137096774521,3580.4160000000002,110893.12896798387]
[2004,3,13,3,2.6503218434747813E-2,1.8942340213723555E-2,1.9554499999999862E-3,1.0901324661356947E-4,3.4088711999999974E-3,1.2749470247315535E-2,1.5583326829826927E-2,1.0747761927051117E-4,1.85684352E-3,8.1216011311497874E-2,26503.218434747814,18942.340213723553,1955.4499999999862,109.01324661356948,3408.8711999999973,12749.470247315536,15583.326829826927,107.47761927051117,1856.8435200000001,81216.011311497889]
[2004,3,13,12,4.5652790486196887E-2,2.4341617134347755E-2,0,0,3.7467849999999968E-3,1.352462872864848E-2,1.5752106329080855E-2,9.1827137096774526E-5,1.8827020800000001E-3,0.10499245689537076,45652.790486196885,24341.617134347754,0,0,3746.7849999999967,13524.62872864848,15752.106329080854,91.827137096774521,1882.70208,104992.45689537073]
[2004,3,13,20,5.0963364466546965E-2,2.0198042435485546E-2,0,0,2.1849883999999985E-3,1.1455853241181214E-2,1.4480007547559258E-2,9.1827137096774526E-5,1.951824E-3,0.10132590722786977,50963.364466546962,20198.042435485546,0,0,2184.9883999999984,11455.853241181214,14480.007547559258,91.827137096774521,1951.8240000000001,101325.90722786976]
[2004,3,14,5,2.7050002262128756E-2,1.5180501592746688E-2,1.9554499999999862E-3,1.0901324661356947E-4,2.2938761999999977E-3,1.1411469357126062E-2,1.2682931704845407E-2,1.0747761927051117E-4,2.0065248000000003E-3,7.2797246782730973E-2,27050.002262128757,15180.501592746688,1955.4499999999862,109.01324661356948,2293.8761999999979,11411.469357126061,12682.931704845407,107.47761927051117,2006.5248000000001,72797.246782730988]
[2004,3,14,10,4.2635237367146687E-2,1.8389282374589793E-2,0,0,3.4245413999999977E-3,9.8128845851509928E-3,1.292837829642288E-2,9.1827137096774526E-5,1.8593299200000001E-3,8.914148108040712E-2,42635.237367146685,18389.282374589791,0,0,3424.5413999999978,9812.8845851509923,12928.378296422879,91.827137096774521,1859.3299200000001,89141.481080407117]
[2004,3,14,22,4.4793014000696546E-2,1.8185652520043793E-2,1.9554499999999862E-3,1.0901324661356947E-4,4.8585655999999955E-3,9.7995641051906897E-3,1.4622167344998351E-2,1.0747761927051117E-4,1.8737510400000004E-3,9.6304655476813425E-2,44793.014000696545,18185.652520043794,1955.4499999999862,109.01324661356948,4858.5655999999954,9799.5641051906896,14622.167344998352,107.47761927051117,1873.7510400000003,96304.655476813452]
[2004,3,14,24,3.0918939118521241E-2,1.9558182629004776E-2,1.9554499999999862E-3,1.0901324661356947E-4,5.8425737999999953E-3,1.0832917507168855E-2,1.68158652271337E-2,1.0747761927051117E-4,1.9309382400000002E-3,8.8071357387712615E-2,30918.939118521241,19558.182629004776,1955.4499999999862,109.01324661356948,5842.5737999999956,10832.917507168855,16815.865227133701,107.47761927051117,1930.9382400000002,88071.357387712647]
[2004,3,15,7,3.3193347167729176E-2,2.2031389392507782E-2,1.9554499999999862E-3,1.0901324661356947E-4,7.2536953999999933E-3,1.164414338394189E-2,2.0127025955967461E-2,1.0747761927051117E-4,1.86380544E-3,9.828534760603036E-2,33193.347167729175,22031.389392507783,1955.4499999999862,109.01324661356948,7253.6953999999932,11644.14338394189,20127.02595596746,107.47761927051117,1863.8054400000001,98285.347606030366]
[2004,3,15,14,3.7377840381206527E-2,3.1254168312745731E-2,0,0,7.7961253999999933E-3,1.6709378293491454E-2,2.2894944216703204E-2,9.1827137096774526E-5,1.78821888E-3,0.11791250262124368,37377.84038120653,31254.168312745733,0,0,7796.1253999999935,16709.378293491452,22894.944216703203,91.827137096774521,1788.2188799999999,117912.50262124366]
[2004,3,15,24,2.7666755480416003E-2,2.3100936864867291E-2,1.9554499999999862E-3,1.0901324661356947E-4,6.7851965999999953E-3,1.2217529576274498E-2,2.1261853904140565E-2,1.0747761927051117E-4,1.93541376E-3,9.5139627051582409E-2,27666.755480416003,23100.93686486729,1955.4499999999862,109.01324661356948,6785.1965999999957,12217.529576274499,21261.853904140564,107.47761927051117,1935.4137599999999,95139.627051582414]
[2004,3,16,7,3.4810040800406929E-2,2.5047542024706156E-2,1.9554499999999862E-3,1.0901324661356947E-4,8.2895357999999923E-3,1.1734665804215215E-2,2.029993315816014E-2,1.0747761927051117E-4,1.9408838400000001E-3,0.1042945422933725,34810.040800406932,25047.542024706156,1955.4499999999862,109.01324661356948,8289.5357999999924,11734.665804215216,20299.93315816014,107.47761927051117,1940.8838400000002,104294.54229337251]
[2004,3,16,17,4.0750421011356341E-2,3.1670359192183646E-2,0,0,5.6798447999999958E-3,1.521120395941934E-2,2.2687673820508254E-2,9.1827137096774526E-5,1.8608217600000001E-3,0.11795215168056436,40750.421011356339,31670.359192183645,0,0,5679.8447999999962,15211.203959419341,22687.673820508255,91.827137096774521,1860.82176,117952.15168056435]
[2004,3,17,2,2.4229693793289424E-2,2.1680312597618955E-2,1.9554499999999862E-3,1.0901324661356947E-4,7.8359035999999924E-3,1.0372719090688702E-2,2.0363607121087389E-2,1.0747761927051117E-4,6.7361548800000002E-3,9.3390331948568522E-2,24229.693793289425,21680.312597618955,1955.4499999999862,109.01324661356948,7835.9035999999924,10372.719090688703,20363.607121087389,107.47761927051117,6736.15488,93390.331948568535]
[2004,3,17,10,3.7311508733219222E-2,3.277619685277762E-2,0,0,8.1673885999999935E-3,1.7325592334149036E-2,2.3052894313268072E-2,9.1827137096774526E-5,5.3815641600000004E-3,0.12410697213051072,37311.50873321922,32776.196852777619,0,0,8167.3885999999939,17325.592334149034,23052.894313268072,91.827137096774521,5381.5641600000008,124106.97213051069]
[2004,3,17,11,3.850316382134264E-2,3.3458083856826165E-2,0,0,8.1103329999999939E-3,1.6780754539701279E-2,2.3223096013494423E-2,9.1827137096774526E-5,5.403444480000001E-3,0.12557070284846128,38503.163821342641,33458.083856826168,0,0,8110.3329999999942,16780.75453970128,23223.096013494422,91.827137096774521,5403.444480000001,125570.7028484613]
[2004,3,17,20,4.967010426843841E-2,3.0089308747152915E-2,0,0,3.3791379999999968E-3,1.5007803076868392E-2,2.1901430199025615E-2,9.1827137096774526E-5,2.23726272E-3,0.12237687414858209,49670.104268438408,30089.308747152914,0,0,3379.1379999999967,15007.803076868391,21901.430199025614,91.827137096774521,2237.2627200000002,122376.87414858209]
[2004,3,18,4,2.2736455636333003E-2,1.9881907606265667E-2,1.9554499999999862E-3,1.0901324661356947E-4,6.7980541999999944E-3,1.3601791812901545E-2,1.9836371375799383E-2,1.0747761927051117E-4,2.1477523200000002E-3,8.7174273817183651E-2,22736.455636333001,19881.907606265668,1955.4499999999862,109.01324661356948,6798.0541999999941,13601.791812901545,19836.371375799383,107.47761927051117,2147.7523200000001,87174.273817183668]
[2004,3,18,10,3.6033879110089942E-2,3.3232774244712507E-2,0,0,7.8246531999999931E-3,2.042652787248302E-2,2.25859623722999E-2,9.1827137096774526E-5,1.6624070400000001E-3,0.12185803097668213,{"$f":"E1860*1000000","v":36033.87911008994},{"$f":"F1860*1000000","v":33232.774244712506},{"$f":"G1860*1000000","v":0},{"$f":"H1860*1000000","v":0},{"$f":"I1860*1000000","v":7824.6531999999934},{"$f":"J1860*1000000","v":20426.52787248302},{"$f":"K1860*1000000","v":22585.962372299899},{"$f":"L1860*1000000","v":91.827137096774521},{"$f":"M1860*1000000","v":1662.4070400000001},{"$f":"SUM(O1860:W1860)","v":121858.03097668212}]
[2004,3,18,21,4.5852877830383804E-2,2.6129954385505791E-2,1.4665999999999894E-3,8.1760631815418943E-5,3.265830399999997E-3,1.3831883515645821E-2,2.1050609322297596E-2,1.0356509877107056E-4,2.3735174400000003E-3,0.11415659862441949,45852.877830383804,26129.954385505789,1466.5999999999894,81.760631815418947,3265.8303999999971,13831.883515645821,21050.609322297598,103.56509877107057,2373.5174400000005,114156.59862441948]
[2004,3,19,7,3.1874951517663334E-2,2.4327333064155635E-2,1.9554499999999862E-3,1.0901324661356947E-4,5.8956113999999943E-3,1.3549659906038522E-2,2.129915303003857E-2,1.0747761927051117E-4,2.0567500799999997E-3,0.10117539986378013,31874.951517663336,24327.333064155635,1955.4499999999862,109.01324661356948,5895.6113999999943,13549.659906038522,21299.153030038571,107.47761927051117,2056.7500799999998,101175.39986378011]
[2004,3,19,14,3.0941280221337457E-2,3.1852327648776775E-2,0,0,5.6866753999999953E-3,1.7637226951979928E-2,2.2467509833355791E-2,9.1827137096774526E-5,3.1368422399999998E-3,0.11181368943254674,30941.280221337456,31852.327648776776,0,0,5686.6753999999955,17637.226951979927,22467.509833355791,91.827137096774521,3136.8422399999999,111813.68943254671]
[2004,3,19,21,3.9985565584182078E-2,2.4114576828282972E-2,1.4665999999999894E-3,8.1760631815418943E-5,3.0303755999999973E-3,1.080377330353212E-2,2.0067579519625747E-2,1.0356509877107056E-4,3.5038348800000003E-3,0.10315763144620939,39985.565584182077,24114.57682828297,1466.5999999999894,81.760631815418947,3030.3755999999971,10803.77330353212,20067.579519625746,103.56509877107057,3503.8348800000003,103157.63144620937]
[2004,3,19,23,2.9739051000034919E-2,2.1080730580827253E-2,1.9554499999999862E-3,1.0901324661356947E-4,3.5848595999999964E-3,8.0753333223201381E-3,1.9229191638892341E-2,1.0747761927051117E-4,3.8698329600000002E-3,8.7750939967958713E-2,29739.05100003492,21080.730580827254,1955.4499999999862,109.01324661356948,3584.8595999999966,8075.333322320138,19229.191638892342,107.47761927051117,3869.8329600000002,87750.939967958737]
[2004,3,20,7,2.9003200610205476E-2,1.8639705323250728E-2,1.9554499999999862E-3,1.0901324661356947E-4,2.7378651999999978E-3,9.258439785146861E-3,1.5380166765630509E-2,1.0747761927051117E-4,3.9061344000000005E-3,8.109745295011761E-2,29003.200610205477,18639.705323250728,1955.4499999999862,109.01324661356948,2737.8651999999979,9258.4397851468602,15380.166765630509,107.47761927051117,3906.1344000000004,81097.452950117644]
[2004,3,20,16,3.909801092617704E-2,1.9201834459351176E-2,0,0,2.7053193999999978E-3,1.1709874275249221E-2,1.3630022374649529E-2,9.1827137096774526E-5,3.9677971199999999E-3,9.0404685692523745E-2,39098.010926177041,19201.834459351176,0,0,2705.319399999998,11709.874275249222,13630.022374649529,91.827137096774521,3967.7971199999997,90404.685692523737]
[2004,3,21,1,2.8606909038675056E-2,1.5667797586394451E-2,1.9554499999999862E-3,1.0901324661356947E-4,2.6072801999999983E-3,1.0100283668288211E-2,1.2273399985001527E-2,1.0747761927051117E-4,3.5819078399999997E-3,7.5009519184243298E-2,28606.909038675058,15667.79758639445,1955.4499999999862,109.01324661356948,2607.2801999999983,10100.283668288212,12273.399985001528,107.47761927051117,3581.9078399999999,75009.519184243312]
[2004,3,21,6,2.6969447375404056E-2,1.5657471932012841E-2,1.9554499999999862E-3,1.0901324661356947E-4,2.8403241999999974E-3,1.0217243302096612E-2,1.2379147956562154E-2,1.0747761927051117E-4,3.57892416E-3,7.3814499791959712E-2,26969.447375404055,15657.471932012841,1955.4499999999862,109.01324661356948,2840.3241999999973,10217.243302096613,12379.147956562154,107.47761927051117,3578.92416,73814.499791959723]
[2004,3,21,18,4.5725642836893989E-2,1.7175611660521874E-2,0,0,2.7531335999999977E-3,9.1763197978619315E-3,1.2729658723330619E-2,9.1827137096774526E-5,1.7573875200000001E-3,8.9409581275705197E-2,45725.642836893989,17175.611660521874,0,0,2753.1335999999978,9176.3197978619319,12729.658723330618,91.827137096774521,1757.38752,89409.58127570519]
[2004,3,22,3,2.677614006487166E-2,1.972489363941924E-2,1.9554499999999862E-3,1.0901324661356947E-4,6.4709889999999938E-3,1.3223137756330001E-2,1.7484088971807189E-2,1.0747761927051117E-4,1.7379935999999999E-3,8.7589183898312148E-2,26776.140064871659,19724.893639419239,1955.4499999999862,109.01324661356948,6470.9889999999941,13223.137756330001,17484.088971807188,107.47761927051117,1737.9936,87589.183898312142]
[2004,3,22,11,4.4203971875304532E-2,3.4176963664444879E-2,0,0,8.3015897999999932E-3,1.7970531050657039E-2,2.2589620260509015E-2,9.1827137096774526E-5,1.8245203200000001E-3,0.12915902410801222,44203.971875304531,34176.963664444876,0,0,8301.5897999999925,17970.531050657039,22589.620260509015,91.827137096774521,1824.5203200000001,129159.02410801221]
[2004,3,22,17,4.5783730058397247E-2,3.0356742199411407E-2,0,0,5.433541399999995E-3,1.448690140938748E-2,2.2327299836501134E-2,9.1827137096774526E-5,1.88817216E-3,0.12036821420079404,45783.730058397246,30356.742199411408,0,0,5433.5413999999946,14486.901409387481,22327.299836501134,91.827137096774521,1888.1721600000001,120368.21420079404]
[2004,3,22,20,5.0833226509691243E-2,2.959748881032025E-2,0,0,3.7877685999999967E-3,1.4359954678059943E-2,2.1755872458454541E-2,9.1827137096774526E-5,2.0532691200000003E-3,0.12247940731362274,50833.226509691245,29597.48881032025,0,0,3787.7685999999967,14359.954678059943,21755.872458454542,91.827137096774521,2053.2691200000004,122479.40731362275]
[2004,3,23,7,3.4140135379885618E-2,2.5457768950392964E-2,1.9554499999999862E-3,1.0901324661356947E-4,8.859689999999993E-3,1.3197556774623684E-2,2.0723251728605261E-2,1.0747761927051117E-4,1.8817075199999999E-3,0.10643205121939157,34140.135379885622,25457.768950392965,1955.4499999999862,109.01324661356948,8859.6899999999932,13197.556774623683,20723.251728605261,107.47761927051117,1881.7075199999999,106432.05121939158]
[2004,3,23,13,3.537028551481583E-2,3.313869786449055E-2,0,0,7.2139171999999942E-3,1.7991696317521715E-2,2.3182682432125554E-2,9.1827137096774526E-5,3.5500819200000003E-3,0.12053918838605043,35370.285514815827,33138.697864490547,0,0,7213.9171999999944,17991.696317521717,23182.682432125555,91.827137096774521,3550.0819200000001,120539.18838605042]
[2004,3,23,21,4.4751748757832131E-2,2.6236156311187628E-2,1.4665999999999894E-3,8.1760631815418943E-5,5.2434899999999948E-3,1.2696915718672029E-2,2.1645832619193842E-2,1.0356509877107056E-4,1.83595776E-3,0.11406202689747209,44751.748757832131,26236.156311187628,1466.5999999999894,81.760631815418947,5243.4899999999943,12696.915718672029,21645.832619193843,103.56509877107057,1835.95776,114062.0268974721]
[2004,3,24,6,2.8220389843897443E-2,2.3076918384135243E-2,1.9554499999999862E-3,1.0901324661356947E-4,7.3935217999999943E-3,1.5295211135963891E-2,2.041697451989577E-2,1.0747761927051117E-4,1.9080633600000003E-3,9.8483019909776412E-2,28220.389843897443,23076.918384135242,1955.4499999999862,109.01324661356948,7393.5217999999941,15295.211135963891,20416.974519895768,107.47761927051117,1908.0633600000003,98483.019909776413]
[2004,3,24,14,3.4315617059116066E-2,3.3147520536639358E-2,0,0,8.0560899999999932E-3,1.9171877594496459E-2,2.3229429228815369E-2,9.1827137096774526E-5,1.79617536E-3,0.11980853691616401,34315.617059116063,33147.520536639357,0,0,8056.0899999999929,19171.877594496458,23229.42922881537,91.827137096774521,1796.17536,119808.53691616401]
[2004,3,24,23,3.4329445805951889E-2,2.4603473530493636E-2,1.9554499999999862E-3,1.0901324661356947E-4,5.5175175999999954E-3,1.0399469803393468E-2,2.1890135561860622E-2,1.0747761927051117E-4,2.0110003200000002E-3,0.10092298348758366,34329.445805951887,24603.473530493637,1955.4499999999862,109.01324661356948,5517.5175999999956,10399.469803393467,21890.135561860621,107.47761927051117,2011.0003200000003,100922.98348758368]
[2004,3,24,24,2.7232994302888509E-2,2.351522121567438E-2,1.9554499999999862E-3,1.0901324661356947E-4,6.6771123999999947E-3,1.1194597304296285E-2,2.1152307381179791E-2,1.0747761927051117E-4,1.9433702399999999E-3,9.3887543709923027E-2,27232.99430288851,23515.221215674381,1955.4499999999862,109.01324661356948,6677.1123999999945,11194.597304296285,21152.307381179791,107.47761927051117,1943.37024,93887.543709923048]
[2004,3,25,13,3.3072742824010001E-2,3.4206837276966551E-2,0,0,7.243650399999994E-3,1.7917665424137474E-2,2.3438201000646648E-2,9.1827137096774526E-5,2.4953510400000001E-3,0.11846627510285745,33072.742824009998,34206.837276966551,0,0,7243.6503999999941,17917.665424137474,23438.201000646648,91.827137096774521,2495.35104,118466.27510285743]
[2004,3,25,17,3.4854915946646609E-2,3.0698734031781583E-2,0,0,5.3250553999999962E-3,1.5041996317581524E-2,2.3510973744814076E-2,9.1827137096774526E-5,2.8374796800000003E-3,0.11236098225792057,34854.915946646608,30698.734031781583,0,0,5325.0553999999966,15041.996317581525,23510.973744814077,91.827137096774521,2837.4796800000004,112360.98225792056]
[2004,3,26,3,1.8450995757268086E-2,1.9540483177668114E-2,1.9554499999999862E-3,1.0901324661356947E-4,8.3305193999999947E-3,1.0674986560373721E-2,2.0273375527447294E-2,1.0747761927051117E-4,2.6037580800000004E-3,8.2046059368641261E-2,18450.995757268087,19540.483177668113,1955.4499999999862,109.01324661356948,8330.5193999999956,10674.98656037372,20273.375527447293,107.47761927051117,2603.7580800000005,82046.059368641276]
[2004,3,26,10,3.2917088357678925E-2,3.1294921759227684E-2,0,0,6.3580831999999945E-3,1.860260908654094E-2,2.2577898043023896E-2,9.1827137096774526E-5,2.6057471999999999E-3,0.11444817478356822,{"$f":"E2052*1000000","v":32917.088357678927},{"$f":"F2052*1000000","v":31294.921759227684},{"$f":"G2052*1000000","v":0},{"$f":"H2052*1000000","v":0},{"$f":"I2052*1000000","v":6358.0831999999946},{"$f":"J2052*1000000","v":18602.609086540939},{"$f":"K2052*1000000","v":22577.898043023895},{"$f":"L2052*1000000","v":91.827137096774521},{"$f":"M2052*1000000","v":2605.7471999999998},{"$f":"SUM(O2052:W2052)","v":114448.17478356822}]
[2004,3,26,17,3.4011898133822036E-2,2.7306264973862175E-2,0,0,3.614592799999997E-3,1.4396674331436857E-2,2.2250917916617517E-2,9.1827137096774526E-5,2.7236025599999998E-3,0.10439577785283537,34011.898133822033,27306.264973862177,0,0,3614.5927999999972,14396.674331436858,22250.917916617516,91.827137096774521,2723.6025599999998,104395.77785283535]
[2004,3,27,3,1.8700759519696214E-2,1.6570935386729053E-2,1.9554499999999862E-3,1.0901324661356947E-4,3.4165053999999973E-3,1.0089710196252289E-2,1.7296398215488947E-2,1.0747761927051117E-4,2.6614425600000003E-3,7.0907692144050558E-2,18700.759519696214,16570.935386729052,1955.4499999999862,109.01324661356948,3416.5053999999973,10089.710196252288,17296.398215488945,107.47761927051117,2661.4425600000004,70907.692144050568]
[2004,3,27,7,2.4469248250890356E-2,1.8836594177577229E-2,1.9554499999999862E-3,1.0901324661356947E-4,3.7331237999999969E-3,1.0062185351754641E-2,1.678216939425398E-2,1.0747761927051117E-4,2.4182726400000004E-3,7.8473534480360249E-2,24469.248250890356,18836.59417757723,1955.4499999999862,109.01324661356948,3733.1237999999967,10062.185351754641,16782.169394253979,107.47761927051117,2418.2726400000006,78473.534480360264]
[2004,3,27,12,3.5080130454533093E-2,2.2007161411566719E-2,0,0,3.6587907999999967E-3,1.1505574891754196E-2,1.672390165801577E-2,9.1827137096774526E-5,2.4471148800000002E-3,9.1514501232966561E-2,35080.130454533093,22007.161411566718,0,0,3658.7907999999966,11505.574891754195,16723.901658015769,91.827137096774521,2447.1148800000001,91514.501232966548]
[2004,3,27,21,3.9777033373250704E-2,1.6581942765670935E-2,1.4665999999999894E-3,8.1760631815418943E-5,3.2280611999999979E-3,8.2542730448396991E-3,1.5042219124822601E-2,1.0356509877107056E-4,2.2656076800000001E-3,8.6801062919170432E-2,39777.033373250706,16581.942765670934,1466.5999999999894,81.760631815418947,3228.0611999999978,8254.2730448396997,15042.219124822601,103.56509877107057,2265.6076800000001,86801.062919170421]
[2004,3,28,5,2.3513734963901616E-2,1.417965867152261E-2,1.9554499999999862E-3,1.0901324661356947E-4,3.4120855999999972E-3,1.1743680250544047E-2,1.3282784889719488E-2,1.0747761927051117E-4,2.0890732800000005E-3,7.0392958521571819E-2,23513.734963901617,14179.658671522609,1955.4499999999862,109.01324661356948,3412.0855999999972,11743.680250544046,13282.784889719487,107.47761927051117,2089.0732800000005,70392.95852157184]
[2004,3,28,14,3.616778978885736E-2,1.9095123229938445E-2,0,0,5.0136603999999963E-3,1.2702800482644704E-2,1.3503108581957321E-2,9.1827137096774526E-5,2.1358176000000001E-3,8.8710127220494608E-2,36167.789788857357,19095.123229938446,0,0,5013.6603999999961,12702.800482644703,13503.10858195732,91.827137096774521,2135.8176000000003,88710.127220494585]
[2004,3,28,22,3.9894692805038601E-2,1.8141351307577009E-2,1.9554499999999862E-3,1.0901324661356947E-4,5.1036635999999963E-3,1.0844883647027086E-2,1.4517843271445442E-2,1.0747761927051117E-4,2.4496012800000002E-3,9.3123976776972192E-2,39894.692805038598,18141.35130757701,1955.4499999999862,109.01324661356948,5103.6635999999962,10844.883647027085,14517.843271445441,107.47761927051117,2449.6012800000003,93123.976776972209]
[2004,3,29,7,3.6221103024616064E-2,2.284702715522097E-2,1.9554499999999862E-3,1.0901324661356947E-4,7.9954181999999929E-3,1.0887161452215332E-2,1.9344694212021549E-2,1.0747761927051117E-4,2.42772096E-3,0.10189506586995796,36221.103024616066,22847.027155220971,1955.4499999999862,109.01324661356948,7995.4181999999928,10887.161452215332,19344.69421202155,107.47761927051117,2427.7209600000001,101895.06586995799]
[2004,3,29,13,4.1933727597469293E-2,3.2309976777455895E-2,0,0,7.8238495999999932E-3,1.7258269610427823E-2,2.2073499413436466E-2,9.1827137096774526E-5,2.2840070400000001E-3,0.12377515717588625,41933.727597469297,32309.976777455897,0,0,7823.8495999999932,17258.269610427822,22073.499413436464,91.827137096774521,2284.00704,123775.15717588624]
[2004,3,29,24,3.0589981532075278E-2,2.3760955284256383E-2,1.9554499999999862E-3,1.0901324661356947E-4,5.9386039999999949E-3,1.3494264169650463E-2,2.0015138169344544E-2,1.0747761927051117E-4,2.6629344000000006E-3,9.8633818421210703E-2,30589.981532075279,23760.955284256383,1955.4499999999862,109.01324661356948,5938.6039999999948,13494.264169650463,20015.138169344544,107.47761927051117,2662.9344000000006,98633.81842121073]
[2004,3,30,3,2.3740701177504108E-2,2.1023144608960962E-2,1.9554499999999862E-3,1.0901324661356947E-4,6.8615385999999936E-3,1.3683291041858277E-2,2.0111635940639343E-2,1.0747761927051117E-4,2.3222976000000003E-3,8.9914549834846744E-2,23740.701177504106,21023.144608960964,1955.4499999999862,109.01324661356948,6861.5385999999935,13683.291041858278,20111.635940639342,107.47761927051117,2322.2976000000003,89914.549834846766]
[2004,3,30,9,3.6631468545460108E-2,3.2456239586224366E-2,0,0,7.9580507999999928E-3,1.9658175362864006E-2,2.3270194958604766E-2,9.1827137096774526E-5,2.6440377600000006E-3,0.12270999415025001,36631.468545460106,32456.239586224365,0,0,7958.0507999999927,19658.175362864007,23270.194958604767,91.827137096774521,2644.0377600000006,122709.99415025002]
[2004,3,30,17,3.7712752208869854E-2,3.0511489766085219E-2,0,0,5.2266143999999959E-3,1.4519665870785264E-2,2.3185832317649452E-2,9.1827137096774526E-5,2.6758636800000004E-3,0.11392404538048657,37712.752208869853,30511.489766085218,0,0,5226.6143999999958,14519.665870785264,23185.832317649452,91.827137096774521,2675.8636800000004,113924.04538048655]
[2004,3,31,2,2.0503318350965839E-2,2.1521708283256093E-2,1.9554499999999862E-3,1.0901324661356947E-4,7.8961735999999935E-3,1.2196906991439478E-2,2.0689611245779962E-2,1.0747761927051117E-4,2.6146982400000003E-3,8.7594357577325421E-2,20503.318350965837,21521.708283256092,1955.4499999999862,109.01324661356948,7896.1735999999937,12196.906991439479,20689.611245779961,107.47761927051117,2614.6982400000002,87594.357577325427]
[2004,3,31,7,3.2231630924605841E-2,2.5494584616982112E-2,1.9554499999999862E-3,1.0901324661356947E-4,8.5201689999999924E-3,1.3347596821160431E-2,2.1050297873583007E-2,1.0747761927051117E-4,2.0831059200000003E-3,0.10489932602221544,32231.630924605841,25494.584616982112,1955.4499999999862,109.01324661356948,8520.1689999999926,13347.59682116043,21050.297873583007,107.47761927051117,2083.1059200000004,104899.32602221546]
[2004,3,31,19,3.894171185471846E-2,2.7483241976749485E-2,0,0,5.1591119999999961E-3,1.3558741961199149E-2,2.270968599426371E-2,9.1827137096774526E-5,2.3745120000000001E-3,0.11031883292402757,38941.711854718458,27483.241976749487,0,0,5159.1119999999964,13558.741961199148,22709.685994263709,91.827137096774521,2374.5120000000002,110318.83292402758]
[2004,3,31,24,2.4693773150586684E-2,2.3669622904771571E-2,1.9554499999999862E-3,1.0901324661356947E-4,6.6586295999999942E-3,1.1827011152372587E-2,2.0864861150743944E-2,1.0747761927051117E-4,2.3919168000000003E-3,9.2277755624358845E-2,24693.773150586683,23669.622904771571,1955.4499999999862,109.01324661356948,6658.6295999999938,11827.011152372586,20864.861150743942,107.47761927051117,2391.9168000000004,92277.755624358848]
[2004,4,1,12,1.4633048870398509E-2,5.833699886273979E-2,0,0,8.6451288000000022E-3,6.1313342569704141E-3,2.2189146182308269E-2,9.4888041666666892E-5,2.4177753599999999E-3,0.11244832037408366,14633.04887039851,58336.998862739791,0,0,8645.1288000000022,6131.3342569704146,22189.146182308268,94.888041666666894,2417.7753600000001,112448.32037408365]
[2004,4,1,14,1.2762007448944443E-2,5.9417889222558445E-2,0,0,8.3743156000000048E-3,5.7521823313070536E-3,2.2942024853413494E-2,9.4888041666666892E-5,2.46253056E-3,0.11180583805789011,12762.007448944443,59417.889222558442,0,0,8374.3156000000054,5752.1823313070536,22942.024853413495,94.888041666666894,2462.5305600000002,111805.8380578901]
[2004,4,1,21,2.069669960108585E-2,4.9632092258318231E-2,0,0,4.3281896000000016E-3,6.0437639762320099E-3,2.217194308891518E-2,9.4888041666666892E-5,2.4779462399999999E-3,0.10544552280621794,20696.699601085849,49632.092258318233,0,0,4328.1896000000015,6043.7639762320096,22171.943088915181,94.888041666666894,2477.9462399999998,105445.52280621794]
[2004,4,2,4,8.3590576980884963E-3,3.4148199392508564E-2,1.9554499999999927E-3,1.1075601846080539E-4,7.7049168000000038E-3,4.184182282407958E-3,1.9093987047857024E-2,1.1354826718520497E-4,2.4764543999999996E-3,7.8146551906508044E-2,8359.0576980884962,34148.199392508563,1955.4499999999928,110.75601846080539,7704.9168000000036,4184.1822824079582,19093.987047857023,113.54826718520496,2476.4543999999996,78146.551906508044]
[2004,4,2,14,1.2575665589838466E-2,5.5667796367155797E-2,0,0,7.1950326000000033E-3,5.6463239848955531E-3,2.2731271021189957E-2,9.4888041666666892E-5,2.0453126399999997E-3,0.10595629024474645,12575.665589838465,55667.796367155795,0,0,7195.0326000000032,5646.3239848955527,22731.271021189958,94.888041666666894,2045.3126399999996,105956.29024474644]
[2004,4,2,23,1.4417329268780123E-2,3.7495820534876344E-2,1.9554499999999927E-3,1.1075601846080539E-4,3.5089194000000015E-3,4.0138560879729862E-3,1.9648239298302159E-2,1.1354826718520497E-4,1.8901612799999998E-3,8.3154080155577625E-2,14417.329268780122,37495.820534876344,1955.4499999999928,110.75601846080539,3508.9194000000016,4013.8560879729862,19648.23929830216,113.54826718520496,1890.1612799999998,83154.080155577612]
[2004,4,3,3,8.0417177932866034E-3,2.9595759396032269E-2,1.9554499999999927E-3,1.1075601846080539E-4,3.3144482000000012E-3,4.0673942207693561E-3,1.6600116604319575E-2,1.1354826718520497E-4,1.7459500799999997E-3,6.5545140580053812E-2,8041.7177932866034,29595.75939603227,1955.4499999999928,110.75601846080539,3314.4482000000012,4067.3942207693563,16600.116604319574,113.54826718520496,1745.9500799999996,65545.140580053805]
[2004,4,3,16,1.5999711046132587E-2,3.7960259472054024E-2,0,0,2.5763416000000009E-3,5.5158107538047932E-3,1.4759696785793065E-2,9.4888041666666892E-5,2.0269132799999997E-3,7.8933620979451141E-2,15999.711046132586,37960.259472054022,0,0,2576.3416000000007,5515.8107538047934,14759.696785793065,94.888041666666894,2026.9132799999998,78933.620979451123]
[2004,4,3,24,1.1974387535466875E-2,2.8850870748843731E-2,1.9554499999999927E-3,1.1075601846080539E-4,2.3075374000000011E-3,4.4392210159611709E-3,1.4685193976249506E-2,1.1354826718520497E-4,1.6743417599999998E-3,6.6111306722167293E-2,11974.387535466874,28850.870748843732,1955.4499999999928,110.75601846080539,2307.5374000000011,4439.2210159611705,14685.193976249506,113.54826718520496,1674.3417599999998,66111.306722167283]
[2004,4,4,1,1.0909393921918868E-2,2.9889185211565437E-2,1.9554499999999927E-3,1.1075601846080539E-4,2.425264800000001E-3,5.2063708580145007E-3,1.4540522543099553E-2,1.1354826718520497E-4,1.6743417599999998E-3,6.6824833380244378E-2,10909.393921918867,29889.185211565436,1955.4499999999928,110.75601846080539,2425.2648000000008,5206.3708580145003,14540.522543099554,113.54826718520496,1674.3417599999998,66824.833380244367]
[2004,4,4,14,1.5057796232803495E-2,4.021741748290044E-2,0,0,4.7934740000000024E-3,6.2724477417456072E-3,1.3373500442952843E-2,9.4888041666666892E-5,2.5550246399999995E-3,8.2364548582069055E-2,15057.796232803496,40217.417482900441,0,0,4793.474000000002,6272.4477417456073,13373.500442952844,94.888041666666894,2555.0246399999996,82364.548582069066]
[2004,4,4,18,1.9116130729807106E-2,3.8873174198591522E-2,0,0,2.6860330000000017E-3,6.812805699406615E-3,1.3295475930798968E-2,9.4888041666666892E-5,3.7594367999999991E-3,8.4637944400270892E-2,19116.130729807104,38873.174198591521,0,0,2686.0330000000017,6812.8056994066146,13295.475930798968,94.888041666666894,3759.436799999999,84637.944400270877]
[2004,4,4,24,8.8316337799218565E-3,3.1384490378764361E-2,1.9554499999999927E-3,1.1075601846080539E-4,6.4617476000000031E-3,2.4030240142165309E-3,1.768557967347089E-2,1.1354826718520497E-4,4.2477657599999993E-3,7.3193995492019631E-2,8831.6337799218563,31384.49037876436,1955.4499999999928,110.75601846080539,6461.7476000000033,2403.0240142165308,17685.579673470889,113.54826718520496,4247.7657599999993,73193.995492019632]
[2004,4,5,11,1.8933511702674544E-2,5.7871532674664189E-2,0,0,8.0962700000000044E-3,6.9607449689094063E-3,2.1896678746799309E-2,9.4888041666666892E-5,3.6619699199999991E-3,0.11751559605471411,18933.511702674543,57871.532674664188,0,0,8096.2700000000041,6960.7449689094065,21896.678746799309,94.888041666666894,3661.9699199999991,117515.59605471411]
[2004,4,5,21,2.4396050809499369E-2,4.9694253471747447E-2,0,0,5.8156532000000032E-3,5.6128674134744904E-3,2.1413743147065911E-2,9.4888041666666892E-5,3.5744486399999992E-3,0.11060190472345389,24396.050809499371,49694.253471747448,0,0,5815.6532000000034,5612.8674134744906,21413.74314706591,94.888041666666894,3574.4486399999992,110601.90472345389]
[2004,4,6,4,1.190584309313877E-2,3.7862878359082315E-2,1.9554499999999927E-3,1.1075601846080539E-4,6.2487936000000027E-3,4.9595487451525727E-3,1.965696944379516E-2,1.1354826718520497E-4,3.8250777599999992E-3,8.6638865286814831E-2,11905.84309313877,37862.878359082315,1955.4499999999928,110.75601846080539,6248.7936000000027,4959.5487451525723,19656.969443795158,113.54826718520496,3825.0777599999992,86638.86528681482]
[2004,4,6,11,1.7803915071224245E-2,6.0314074118730965E-2,0,0,7.8359036000000028E-3,6.8984262730518763E-3,2.2431863667513399E-2,9.4888041666666892E-5,3.5744486399999992E-3,0.11895351941218717,17803.915071224244,60314.074118730961,0,0,7835.9036000000024,6898.4262730518767,22431.8636675134,94.888041666666894,3574.4486399999992,118953.51941218716]
[2004,4,6,13,1.7351182854349903E-2,5.9277721711800728E-2,0,0,7.3465112000000036E-3,6.2750726668146387E-3,2.2833799824698062E-2,9.4888041666666892E-5,3.7683878399999995E-3,0.11694756413933,17351.182854349903,59277.721711800725,0,0,7346.5112000000036,6275.072666814639,22833.799824698061,94.888041666666894,3768.3878399999994,116947.56413932999]
[2004,4,6,22,2.1786075474217136E-2,5.1204392629784434E-2,4.8886999999999824E-4,2.7689429412633376E-5,5.2069262000000024E-3,6.3545822297726012E-3,2.1000708793788136E-2,9.9553169616370388E-5,4.0140441599999998E-3,0.11018284208659131,21786.075474217138,51204.392629784437,488.86999999999824,27.689429412633377,5206.9262000000026,6354.5822297726008,21000.708793788137,99.553169616370383,4014.0441599999999,110182.84208659132]
[2004,4,7,10,1.7652577687951452E-2,6.0039795197807354E-2,0,0,9.094341200000005E-3,6.5954864251350784E-3,2.270621628821216E-2,9.4888041666666892E-5,2.9160499199999998E-3,0.11909935476077273,17652.577687951452,60039.795197807354,0,0,9094.3412000000044,6595.4864251350782,22706.216288212159,94.888041666666894,2916.0499199999999,119099.35476077274]
[2004,4,7,15,1.7601473607678265E-2,5.9217875317209179E-2,0,0,6.6152352000000024E-3,6.9310993543763568E-3,2.1720585201241288E-2,9.4888041666666892E-5,2.9856691199999993E-3,0.11516682584217175,17601.473607678265,59217.875317209182,0,0,6615.2352000000028,6931.099354376357,21720.585201241287,94.888041666666894,2985.6691199999996,115166.82584217178]
[2004,4,7,24,1.5405278136926645E-2,4.4310250562406776E-2,1.9554499999999927E-3,1.1075601846080539E-4,7.548214800000003E-3,4.6348920647360948E-3,2.0471692908828092E-2,1.1354826718520497E-4,3.4560959999999992E-3,9.800617875854363E-2,15405.278136926645,44310.250562406778,1955.4499999999928,110.75601846080539,7548.2148000000034,4634.8920647360947,20471.692908828092,113.54826718520496,3456.0959999999991,98006.178758543625]
[2004,4,8,8,1.6682668992148545E-2,5.1917516368190822E-2,9.7772999999999632E-4,5.5378292428690709E-5,6.3633066000000028E-3,4.9603903034827002E-3,2.2852039327929428E-2,1.0421820213931525E-4,3.6152255999999995E-3,0.10752847368631949,16682.668992148545,51917.516368190823,977.72999999999627,55.378292428690706,6363.3066000000026,4960.3903034826999,22852.039327929429,104.21820213931525,3615.2255999999993,107528.47368631948]
[2004,4,8,14,1.6136272114075426E-2,6.0383115518308425E-2,0,0,5.677434000000002E-3,6.9730921130008788E-3,2.2142823526635585E-2,9.4888041666666892E-5,4.1955513599999999E-3,0.11560317667368697,16136.272114075426,60383.115518308427,0,0,5677.434000000002,6973.0921130008792,22142.823526635584,94.888041666666894,4195.5513599999995,115603.17667368698]
[2004,4,9,1,1.4849644348458483E-2,4.3523880807751825E-2,1.9554499999999927E-3,1.1075601846080539E-4,3.3433778000000014E-3,7.7160088131595058E-3,1.4697644063298283E-2,1.1354826718520497E-4,3.4968729599999999E-3,8.980718307831409E-2,14849.644348458483,43523.880807751826,1955.4499999999928,110.75601846080539,3343.3778000000016,7716.0088131595057,14697.644063298283,113.54826718520496,3496.8729599999997,89807.183078314105]
[2004,4,9,7,2.0364963973060059E-2,4.6605368544331678E-2,1.9554499999999927E-3,1.1075601846080539E-4,3.6459332000000014E-3,6.8187333850463902E-3,1.3466614826436031E-2,1.1354826718520497E-4,3.0597638399999993E-3,9.614113205452017E-2,20364.963973060061,46605.368544331679,1955.4499999999928,110.75601846080539,3645.9332000000013,6818.7333850463901,13466.614826436031,113.54826718520496,3059.7638399999992,96141.132054520174]
[2004,4,9,10,2.0928002987455445E-2,6.0837772078734684E-2,0,0,3.6672286000000017E-3,1.0280671806622095E-2,1.28938837461902E-2,9.4888041666666892E-5,3.1651871999999995E-3,0.11186763446066909,20928.002987455446,60837.772078734684,0,0,3667.2286000000017,10280.671806622095,12893.8837461902,94.888041666666894,3165.1871999999994,111867.6344606691]
[2004,4,9,21,2.6945436546726424E-2,5.2207482736130677E-2,0,0,2.4481674000000008E-3,9.3530221431926408E-3,1.1902814347220755E-2,9.4888041666666892E-5,3.2875180799999994E-3,0.10623932929493717,26945.436546726425,52207.482736130674,0,0,2448.1674000000007,9353.0221431926402,11902.814347220756,94.888041666666894,3287.5180799999994,106239.32929493717]
[2004,4,10,3,1.2571941117767438E-2,3.3973750860292772E-2,1.9554499999999927E-3,1.1075601846080539E-4,2.4847312000000014E-3,6.7619669978677584E-3,1.1093876694846719E-2,1.1354826718520497E-4,3.3959251199999992E-3,7.2461946276420705E-2,12571.941117767437,33973.75086029277,1955.4499999999928,110.75601846080539,2484.7312000000015,6761.9669978677584,11093.876694846718,113.54826718520496,3395.9251199999994,72461.946276420684]
[2004,4,10,11,2.3689698583710953E-2,4.4201413909658455E-2,0,0,2.7346508000000015E-3,7.425569665693371E-3,1.1594955033646031E-2,9.4888041666666892E-5,3.1736409599999998E-3,9.2914816994375482E-2,23689.698583710953,44201.413909658455,0,0,2734.6508000000017,7425.5696656933706,11594.955033646031,94.888041666666894,3173.6409599999997,92914.816994375491]
[2004,4,10,20,2.4395404007915344E-2,4.1828866050537913E-2,0,0,2.4349080000000017E-3,7.4557395894199567E-3,1.0881562372277187E-2,9.4888041666666892E-5,3.3128793599999993E-3,9.0404247421817074E-2,24395.404007915346,41828.866050537916,0,0,2434.9080000000017,7455.7395894199572,10881.562372277187,94.888041666666894,3312.8793599999995,90404.247421817068]
[2004,4,11,5,1.2837407617423404E-2,3.0670678844939396E-2,1.9554499999999927E-3,1.1075601846080539E-4,2.560671400000001E-3,6.3339066706979766E-3,1.0042532452158935E-2,1.1354826718520497E-4,2.9533459199999998E-3,6.7578297190865722E-2,12837.407617423405,30670.678844939397,1955.4499999999928,110.75601846080539,2560.6714000000011,6333.9066706979766,10042.532452158935,113.54826718520496,2953.3459199999998,67578.29719086572]
[2004,4,11,10,2.0739401815753927E-2,3.904664664683978E-2,0,0,2.4871420000000012E-3,6.8531276072522429E-3,1.0406156975856182E-2,9.4888041666666892E-5,3.1234156799999995E-3,8.2750778767368818E-2,{"$f":"E2436*1000000","v":20739.401815753929},{"$f":"F2436*1000000","v":39046.646646839778},{"$f":"G2436*1000000","v":0},{"$f":"H2436*1000000","v":0},{"$f":"I2436*1000000","v":2487.1420000000012},{"$f":"J2436*1000000","v":6853.1276072522433},{"$f":"K2436*1000000","v":10406.156975856182},{"$f":"L2436*1000000","v":94.888041666666894},{"$f":"M2436*1000000","v":3123.4156799999996},{"$f":"SUM(O2436:W2436)","v":82750.7787673688}]
[2004,4,11,14,1.9808241857726411E-2,4.2127848333142391E-2,0,0,2.4871420000000012E-3,7.6088797044031502E-3,9.8494782352144261E-3,9.4888041666666892E-5,3.1865702399999996E-3,8.5163048412153053E-2,19808.241857726411,42127.848333142392,0,0,2487.1420000000012,7608.8797044031498,9849.4782352144266,94.888041666666894,3186.5702399999996,85163.048412153046]
[2004,4,11,24,1.5056590550881191E-2,3.949934048133389E-2,1.9554499999999927E-3,1.1075601846080539E-4,2.2544998000000012E-3,6.3427009551763518E-3,1.3159348004622734E-2,1.1354826718520497E-4,3.2651404799999995E-3,8.1757374557660176E-2,15056.590550881192,39499.340481333893,1955.4499999999928,110.75601846080539,2254.4998000000014,6342.7009551763522,13159.348004622734,113.54826718520496,3265.1404799999996,81757.37455766018]
[2004,4,12,7,1.7577629091744835E-2,4.7086322544741849E-2,1.9554499999999927E-3,1.1075601846080539E-4,2.3256184000000012E-3,6.5552469662426751E-3,1.4720746728795945E-2,1.1354826718520497E-4,3.1587225599999996E-3,9.360404057717131E-2,17577.629091744835,47086.322544741852,1955.4499999999928,110.75601846080539,2325.6184000000012,6555.2469662426747,14720.746728795946,113.54826718520496,3158.7225599999997,93604.040577171312]
[2004,4,12,14,1.9223133454771939E-2,6.1887955730740171E-2,0,0,3.1296202000000019E-3,8.668946434662839E-3,1.5645757744141991E-2,9.4888041666666892E-5,3.6460569599999991E-3,0.11229635856598362,19223.133454771938,61887.95573074017,0,0,3129.6202000000017,8668.9464346628392,15645.757744141991,94.888041666666894,3646.056959999999,112296.3585659836]
[2004,4,12,24,1.3501029251789674E-2,4.133317632771661E-2,1.9554499999999927E-3,1.1075601846080539E-4,6.4215676000000032E-3,5.4869188018789438E-3,1.8353932474092467E-2,1.1354826718520497E-4,3.3317759999999994E-3,9.06081547411237E-2,13501.029251789674,41333.17632771661,1955.4499999999928,110.75601846080539,6421.567600000003,5486.9188018789437,18353.932474092468,113.54826718520496,3331.7759999999994,90608.154741123697]
[2004,4,13,7,1.4591013098979557E-2,4.6003335223373257E-2,1.9554499999999927E-3,1.1075601846080539E-4,7.341689600000003E-3,4.6352586662247687E-3,2.1963561915019851E-2,1.1354826718520497E-4,3.5043321599999991E-3,0.10021894494924345,14591.013098979558,46003.335223373258,1955.4499999999928,110.75601846080539,7341.6896000000033,4635.2586662247686,21963.561915019851,113.54826718520496,3504.332159999999,100218.94494924344]
[2004,4,13,17,1.6967148203893005E-2,5.5429744932994532E-2,0,0,4.0180000000000016E-3,6.1356983472001516E-3,2.249595326613137E-2,9.4888041666666892E-5,3.7151788799999995E-3,0.10885661167188573,16967.148203893004,55429.74493299453,0,0,4018.0000000000018,6135.6983472001521,22495.953266131368,94.888041666666894,3715.1788799999995,108856.61167188574]
[2004,4,13,21,2.1511341917369132E-2,4.9825570463169974E-2,0,0,4.6600764000000018E-3,6.2217222980470582E-3,2.1247925163834145E-2,9.4888041666666892E-5,3.8419852799999989E-3,0.10740350956408698,21511.341917369133,49825.570463169977,0,0,4660.0764000000017,6221.7222980470578,21247.925163834145,94.888041666666894,3841.985279999999,107403.50956408698]
[2004,4,14,2,9.300413780330816E-3,3.7828140847253958E-2,1.9554499999999927E-3,1.1075601846080539E-4,7.3907092000000032E-3,4.6230214881699113E-3,1.9317781011107087E-2,1.1354826718520497E-4,3.6729100799999998E-3,8.4312730692507776E-2,{"$f":"E2500*1000000","v":9300.4137803308167},{"$f":"F2500*1000000","v":37828.140847253955},{"$f":"G2500*1000000","v":1955.4499999999928},{"$f":"H2500*1000000","v":110.75601846080539},{"$f":"I2500*1000000","v":7390.709200000003},{"$f":"J2500*1000000","v":4623.0214881699112},{"$f":"K2500*1000000","v":19317.781011107087},{"$f":"L2500*1000000","v":113.54826718520496},{"$f":"M2500*1000000","v":3672.9100799999997},{"$f":"SUM(O2500:W2500)","v":84312.730692507786}]
[2004,4,14,11,1.5505064303414529E-2,5.8685056296759991E-2,0,0,8.8223226000000033E-3,6.6837147455695717E-3,2.2775503589456778E-2,9.4888041666666892E-5,3.7609286399999994E-3,0.11632747821686754,15505.064303414529,58685.056296759991,0,0,8822.3226000000031,6683.7147455695713,22775.503589456777,94.888041666666894,3760.9286399999992,116327.47821686753]
[2004,4,14,19,1.8787156000607059E-2,5.1437160055928938E-2,0,0,5.1309860000000023E-3,5.6627193674705888E-3,2.1349315621368881E-2,9.4888041666666892E-5,3.7236326399999989E-3,0.10618585772704214,18787.156000607058,51437.160055928936,0,0,5130.9860000000026,5662.7193674705886,21349.315621368882,94.888041666666894,3723.6326399999989,106185.85772704212]
[2004,4,15,4,1.1874884787671311E-2,3.7778386348503917E-2,1.9554499999999927E-3,1.1075601846080539E-4,5.832930600000002E-3,5.4292220044727616E-3,1.9465144492400763E-2,1.1354826718520497E-4,3.4068652799999996E-3,8.5967187798694764E-2,11874.88478767131,37778.386348503918,1955.4499999999928,110.75601846080539,5832.9306000000024,5429.2220044727619,19465.144492400763,113.54826718520496,3406.8652799999995,85967.187798694766]
[2004,4,15,10,1.6238381336128798E-2,5.9353896111521691E-2,0,0,7.4987934000000037E-3,6.6682346305083984E-3,2.3126380967812943E-2,9.4888041666666892E-5,3.6748991999999993E-3,0.11665547368763851,16238.381336128798,59353.896111521688,0,0,7498.7934000000041,6668.2346305083984,23126.380967812944,94.888041666666894,3674.8991999999994,116655.4736876385]
[2004,4,15,21,2.3897313844420748E-2,5.3058166360845885E-2,0,0,5.1008510000000017E-3,6.6965535891021334E-3,2.0965073671748363E-2,9.4888041666666892E-5,3.6003071999999993E-3,0.11341315370778381,23897.313844420747,53058.166360845884,0,0,5100.8510000000015,6696.5535891021336,20965.073671748363,94.888041666666894,3600.3071999999993,113413.15370778379]
[2004,4,15,24,1.4841916157324544E-2,4.4601455021865334E-2,1.9554499999999927E-3,1.1075601846080539E-4,5.2033100000000027E-3,5.5702681802831909E-3,1.9830533531834869E-2,1.1354826718520497E-4,3.7678905599999989E-3,9.5995127736953942E-2,14841.916157324544,44601.455021865331,1955.4499999999928,110.75601846080539,5203.3100000000022,5570.2681802831912,19830.53353183487,113.54826718520496,3767.8905599999989,95995.127736953946]
[2004,4,16,14,1.3971475466065525E-2,5.3997203722082096E-2,0,0,7.4075848000000021E-3,5.0902109303543911E-3,2.2378721700194077E-2,9.4888041666666892E-5,5.2761407999999989E-3,0.10821622546036276,13971.475466065525,53997.203722082093,0,0,7407.5848000000024,5090.2109303543912,22378.721700194077,94.888041666666894,5276.1407999999992,108216.22546036274]
[2004,4,16,21,2.2618556012207299E-2,4.6946188877456774E-2,0,0,4.1574246000000018E-3,5.5203110246834098E-3,2.0789699238323786E-2,9.4888041666666892E-5,4.8549446399999991E-3,0.10498201243433794,22618.5560122073,46946.188877456771,0,0,4157.4246000000021,5520.3110246834094,20789.699238323785,94.888041666666894,4854.9446399999988,104982.01243433793]
[2004,4,16,23,1.7816758734204113E-2,4.0219992404825225E-2,1.9554499999999927E-3,1.1075601846080539E-4,4.1437634000000018E-3,5.0605356210176944E-3,1.8573043816800534E-2,1.1354826718520497E-4,4.5844243199999997E-3,9.2578272582493598E-2,17816.758734204112,40219.992404825221,1955.4499999999928,110.75601846080539,4143.7634000000016,5060.5356210176942,18573.043816800535,113.54826718520496,4584.4243200000001,92578.272582493577]
[2004,4,17,7,1.3023586804522012E-2,3.0837235373073504E-2,1.9554499999999927E-3,1.1075601846080539E-4,5.2880898000000022E-3,3.3775028913449376E-3,1.6679126688331537E-2,1.1354826718520497E-4,4.5585657600000001E-3,7.5943861602917995E-2,13023.586804522012,30837.235373073505,1955.4499999999928,110.75601846080539,5288.0898000000025,3377.5028913449378,16679.126688331537,113.54826718520496,4558.5657600000004,75943.861602917998]
[2004,4,17,16,1.8656287722497899E-2,3.7491728363210193E-2,0,0,2.0797168000000013E-3,5.3207718665000611E-3,1.6004662051443908E-2,9.4888041666666892E-5,5.0115878399999989E-3,8.4659642685318726E-2,18656.287722497898,37491.72836321019,0,0,2079.7168000000011,5320.7718665000612,16004.662051443907,94.888041666666894,5011.5878399999992,84659.642685318729]
[2004,4,17,21,2.3283134555580773E-2,3.7300700903502203E-2,0,0,2.4562034000000011E-3,5.8902913206882188E-3,1.4531636003672393E-2,9.4888041666666892E-5,4.863895679999999E-3,8.8420749905110257E-2,23283.134555580771,37300.700903502206,0,0,2456.2034000000012,5890.2913206882185,14531.636003672393,94.888041666666894,4863.8956799999987,88420.74990511025]
[2004,4,18,9,1.821487573902747E-2,3.3322518618783492E-2,0,0,3.2212306000000013E-3,5.1407075201722746E-3,1.3768506954471302E-2,9.4888041666666892E-5,4.9459468799999996E-3,7.8708674354121211E-2,18214.87573902747,33322.518618783492,0,0,3221.2306000000012,5140.7075201722746,13768.506954471302,94.888041666666894,4945.9468799999995,78708.674354121205]
[2004,4,18,18,2.0781062426209976E-2,3.4456183724508642E-2,0,0,2.8375116000000011E-3,5.1031026535449829E-3,1.4223486014405326E-2,9.4888041666666892E-5,5.1722092799999985E-3,8.2668443740335606E-2,20781.062426209977,34456.183724508643,0,0,2837.5116000000012,5103.1026535449828,14223.486014405325,94.888041666666894,5172.2092799999982,82668.443740335599]
[2004,4,19,2,9.8080222846384148E-3,3.2731627532497844E-2,1.9554499999999927E-3,1.1075601846080539E-4,6.9864984000000026E-3,4.1480520471138876E-3,1.8730652712007453E-2,1.1354826718520497E-4,2.9448921599999995E-3,7.7529499421903611E-2,9808.0222846384149,32731.627532497845,1955.4499999999928,110.75601846080539,6986.4984000000022,4148.052047113888,18730.652712007453,113.54826718520496,2944.8921599999994,77529.499421903616]
[2004,4,19,8,1.5253813527500068E-2,4.8166491633077221E-2,9.7772999999999632E-4,5.5378292428690709E-5,7.1809696000000034E-3,4.1404928917884703E-3,2.3685711231648726E-2,1.0421820213931525E-4,2.9787071999999993E-3,0.10254351257858248,15253.813527500068,48166.491633077225,977.72999999999627,55.378292428690706,7180.9696000000031,4140.4928917884699,23685.711231648726,104.21820213931525,2978.7071999999994,102543.51257858248]
[2004,4,19,11,1.6582116558935208E-2,5.6488362865390301E-2,0,0,7.4875430000000028E-3,6.0401074773760088E-3,2.3245762991419582E-2,9.4888041666666892E-5,3.0368889599999998E-3,0.11297566989478777,16582.116558935209,56488.3628653903,0,0,7487.5430000000024,6040.1074773760092,23245.762991419582,94.888041666666894,3036.8889599999998,112975.66989478777]
[2004,4,19,20,2.1503168179458385E-2,5.1312301049618349E-2,0,0,3.4751682000000016E-3,6.4043733254795917E-3,2.1474288445692182E-2,9.4888041666666892E-5,2.8688083199999996E-3,0.10713299556191519,21503.168179458386,51312.301049618349,0,0,3475.1682000000014,6404.3733254795916,21474.288445692182,94.888041666666894,2868.8083199999996,107132.99556191516]
[2004,4,20,7,1.602206693015331E-2,4.7517391391017239E-2,1.9554499999999927E-3,1.1075601846080539E-4,7.1797642000000035E-3,5.1968767523794855E-3,2.1107982768891722E-2,1.1354826718520497E-4,2.3605881599999996E-3,0.10156442448808778,16022.066930153311,47517.391391017241,1955.4499999999928,110.75601846080539,7179.7642000000033,5196.8767523794859,21107.982768891721,113.54826718520496,2360.5881599999998,101564.42448808777]
[2004,4,20,13,1.5405393953689258E-2,5.887237829588781E-2,0,0,8.8327694000000043E-3,6.2067899869288571E-3,2.3174006187275786E-2,9.4888041666666892E-5,2.4401529599999993E-3,0.1150263788254484,15405.393953689258,58872.378295887807,0,0,8832.7694000000047,6206.7899869288567,23174.006187275787,94.888041666666894,2440.1529599999994,115026.37882544837]
[2004,4,20,21,2.2496631539045579E-2,5.1305497487148043E-2,0,0,4.5041780000000019E-3,6.5698330017357736E-3,2.1278116761978549E-2,9.4888041666666892E-5,2.5962988799999994E-3,0.10884544371157462,22496.631539045578,51305.497487148044,0,0,4504.1780000000017,6569.8330017357739,21278.116761978548,94.888041666666894,2596.2988799999994,108845.44371157463]
[2004,4,21,6,1.2203210861344779E-2,4.1467869721611102E-2,1.9554499999999927E-3,1.1075601846080539E-4,8.4052542000000036E-3,5.7828813524896817E-3,2.0140289573312632E-2,1.1354826718520497E-4,2.8782566399999997E-3,9.3057516634404203E-2,12203.21086134478,41467.869721611103,1955.4499999999928,110.75601846080539,8405.254200000003,5782.8813524896814,20140.289573312632,113.54826718520496,2878.2566399999996,93057.516634404194]
[2004,4,21,14,1.3893970802222443E-2,5.8040077965598132E-2,0,0,6.5087582000000034E-3,6.3578656809162356E-3,2.3171243273495564E-2,9.4888041666666892E-5,5.1413779199999989E-3,0.11320818188389904,13893.970802222444,58040.077965598131,0,0,6508.7582000000039,6357.8656809162358,23171.243273495566,94.888041666666894,5141.377919999999,113208.18188389906]
[2004,4,21,15,1.4853939976550636E-2,5.6839003528448589E-2,0,0,5.6316288000000025E-3,6.8394949015723634E-3,2.2974474056941047E-2,9.4888041666666892E-5,4.9539033599999994E-3,0.11218733266517929,14853.939976550635,56839.003528448593,0,0,5631.6288000000022,6839.4949015723632,22974.474056941046,94.888041666666894,4953.9033599999993,112187.33266517932]
[2004,4,22,4,8.7731522758605265E-3,3.4738970393956528E-2,1.9554499999999927E-3,1.1075601846080539E-4,5.7622138000000024E-3,4.4441954701244903E-3,1.9075278895633159E-2,1.1354826718520497E-4,4.4377267199999992E-3,7.9411291841220713E-2,8773.1522758605261,34738.97039395653,1955.4499999999928,110.75601846080539,5762.2138000000023,4444.1954701244904,19075.278895633161,113.54826718520496,4437.7267199999987,79411.291841220722]
[2004,4,22,8,1.4452486945734349E-2,5.177972980163574E-2,9.7772999999999632E-4,5.5378292428690709E-5,8.3630652000000055E-3,4.9368846852588435E-3,2.2575650671820185E-2,1.0421820213931525E-4,4.1672063999999998E-3,0.10741235019901711,14452.486945734348,51779.729801635738,977.72999999999627,55.378292428690706,8363.0652000000064,4936.8846852588431,22575.650671820185,104.21820213931525,4167.2064,107412.35019901712]
[2004,4,22,18,1.6618241823808357E-2,5.2334227601894684E-2,0,0,5.1233518000000028E-3,5.1906046040771482E-3,2.1625469767436512E-2,9.4888041666666892E-5,4.019016959999999E-3,0.10500580059888338,16618.241823808356,52334.227601894687,0,0,5123.3518000000031,5190.604604077148,21625.469767436512,94.888041666666894,4019.016959999999,105005.80059888338]
[2004,4,23,1,9.5803185420869595E-3,3.5991356142990254E-2,1.9554499999999927E-3,1.1075601846080539E-4,6.5011240000000022E-3,3.5641312026949644E-3,2.0066748555687589E-2,1.1354826718520497E-4,4.120959359999999E-3,8.2004392089105774E-2,9580.3185420869595,35991.356142990255,1955.4499999999928,110.75601846080539,6501.1240000000025,3564.1312026949645,20066.748555687587,113.54826718520496,4120.9593599999989,82004.392089105779]
[2004,4,23,8,1.5162777566301385E-2,4.9574435864376439E-2,9.7772999999999632E-4,5.5378292428690709E-5,8.0500630000000049E-3,4.8575681942026397E-3,2.3226246962164326E-2,1.0421820213931525E-4,4.1130028800000001E-3,0.1061214209616128,15162.777566301385,49574.435864376435,977.72999999999627,55.378292428690706,8050.0630000000046,4857.5681942026395,23226.246962164325,104.21820213931525,4113.00288,106121.42096161279]
[2004,4,23,18,1.7966086871924254E-2,4.7667041341795585E-2,0,0,4.5310986000000018E-3,5.3256559145565463E-3,2.0980818207950596E-2,9.4888041666666892E-5,4.0115577599999994E-3,0.10057714673789364,17966.086871924254,47667.041341795586,0,0,4531.0986000000021,5325.6559145565461,20980.818207950597,94.888041666666894,4011.5577599999992,100577.14673789364]
[2004,4,24,3,8.1565014987235174E-3,2.7903353978487609E-2,1.9554499999999927E-3,1.1075601846080539E-4,4.5053834000000018E-3,3.5588028529375463E-3,1.6774496375452284E-2,1.1354826718520497E-4,4.3541836799999992E-3,6.7432476071246958E-2,8156.5014987235172,27903.353978487608,1955.4499999999928,110.75601846080539,4505.3834000000015,3558.8028529375465,16774.496375452283,113.54826718520496,4354.1836799999992,67432.476071246958]
[2004,4,24,7,1.0754552748622331E-2,3.1218696361750124E-2,1.9554499999999927E-3,1.1075601846080539E-4,4.6914168000000023E-3,3.3189692623526871E-3,1.8015957704520188E-2,1.1354826718520497E-4,4.4481695999999994E-3,7.4627516762891324E-2,10754.552748622331,31218.696361750124,1955.4499999999928,110.75601846080539,4691.4168000000027,3318.9692623526871,18015.957704520188,113.54826718520496,4448.1695999999993,74627.516762891333]
[2004,4,24,12,1.6597258040553734E-2,3.862042777080834E-2,0,0,3.7865632000000011E-3,4.7777528811167591E-3,1.8512326979383611E-2,9.4888041666666892E-5,4.6401196799999989E-3,8.7029336593529127E-2,16597.258040553734,38620.427770808339,0,0,3786.563200000001,4777.7528811167595,18512.326979383612,94.888041666666894,4640.1196799999989,87029.336593529108]
[2004,4,24,24,1.2670582813725568E-2,2.8284052555799872E-2,1.9554499999999927E-3,1.1075601846080539E-4,2.3167788000000014E-3,4.4935474968586277E-3,1.3487801903826476E-2,1.1354826718520497E-4,4.5824351999999985E-3,6.8014953055856558E-2,12670.582813725567,28284.052555799874,1955.4499999999928,110.75601846080539,2316.7788000000014,4493.5474968586277,13487.801903826476,113.54826718520496,4582.4351999999981,68014.953055856546]
[2004,4,25,5,1.0365878796364197E-2,2.7166206272478725E-2,1.9554499999999927E-3,1.1075601846080539E-4,3.469944800000002E-3,5.0567534172196562E-3,1.3634113330974765E-2,1.1354826718520497E-4,4.2482630399999985E-3,6.6120913942683351E-2,10365.878796364197,27166.206272478725,1955.4499999999928,110.75601846080539,3469.944800000002,5056.7534172196565,13634.113330974766,113.54826718520496,4248.2630399999989,66120.913942683357]
[2004,4,25,14,1.6518045367852712E-2,3.7709296493919298E-2,0,0,5.0815646000000022E-3,5.7515884999857925E-3,1.3631881676218708E-2,9.4888041666666892E-5,4.5391718399999999E-3,8.3326436519643179E-2,16518.045367852712,37709.296493919297,0,0,5081.5646000000024,5751.5884999857926,13631.881676218707,94.888041666666894,4539.17184,83326.436519643175]
[2004,4,25,22,1.896314187129006E-2,3.6234293295588457E-2,4.8886999999999824E-4,2.7689429412633376E-5,5.1004492000000026E-3,5.860504343321281E-3,1.5684836737108299E-2,9.9553169616370388E-5,5.0130796799999992E-3,8.7472417726337098E-2,18963.141871290059,36234.293295588461,488.86999999999824,27.689429412633377,5100.4492000000027,5860.5043433212813,15684.836737108299,99.553169616370383,5013.0796799999989,87472.417726337095]
[2004,4,26,4,9.2957161009753035E-3,3.2538934503295792E-2,1.9554499999999927E-3,1.1075601846080539E-4,5.8558332000000031E-3,4.0560725490335799E-3,1.7948464577846972E-2,1.1354826718520497E-4,4.3586592E-3,7.6233434416797655E-2,9295.7161009753036,32538.934503295794,1955.4499999999928,110.75601846080539,5855.8332000000028,4056.0725490335799,17948.464577846971,113.54826718520496,4358.6592000000001,76233.434416797652]
[2004,4,26,15,1.5725151925262051E-2,5.1764572602042744E-2,0,0,6.9981506000000018E-3,5.2333929665036418E-3,2.2588387683248674E-2,9.4888041666666892E-5,4.9429631999999991E-3,0.10734750701872378,15725.151925262051,51764.572602042746,0,0,6998.1506000000018,5233.3929665036421,22588.387683248675,94.888041666666894,4942.9631999999992,107347.50701872379]
[2004,4,26,18,1.8379547306898652E-2,4.8974882472405105E-2,0,0,4.4796682000000018E-3,4.3428905110934109E-3,2.2520884807578478E-2,9.4888041666666892E-5,4.6053100799999993E-3,0.10339807141964232,18379.54730689865,48974.882472405108,0,0,4479.6682000000019,4342.8905110934111,22520.884807578477,94.888041666666894,4605.3100799999993,103398.07141964231]
[2004,4,26,24,1.1513029327914053E-2,3.906906900531016E-2,1.9554499999999927E-3,1.1075601846080539E-4,5.2921078000000028E-3,4.2405205098563865E-3,2.0754038370159503E-2,1.1354826718520497E-4,4.6639891199999998E-3,8.7712508418886101E-2,11513.029327914053,39069.069005310157,1955.4499999999928,110.75601846080539,5292.1078000000025,4240.5205098563865,20754.038370159502,113.54826718520496,4663.9891200000002,87712.508418886107]
[2004,4,27,8,1.3153599341929617E-2,5.0712751486261941E-2,9.7772999999999632E-4,5.5378292428690709E-5,8.4743638000000041E-3,4.0082180572783462E-3,2.4169701399281127E-2,1.0421820213931525E-4,4.2089779199999998E-3,0.10586493849931902,13153.599341929617,50712.751486261943,977.72999999999627,55.378292428690706,8474.3638000000046,4008.2180572783464,24169.701399281126,104.21820213931525,4208.9779200000003,105864.93849931903]
[2004,4,27,17,1.5313152643095023E-2,5.4910911510988855E-2,0,0,5.1321914000000022E-3,5.0768830126873025E-3,2.2588634228569472E-2,9.4888041666666892E-5,4.1154892799999997E-3,0.1072321501170073,15313.152643095023,54910.911510988852,0,0,5132.1914000000024,5076.8830126873027,22588.634228569474,94.888041666666894,4115.4892799999998,107232.1501170073]
[2004,4,28,2,6.8515183971706081E-3,3.400333785063947E-2,1.9554499999999927E-3,1.1075601846080539E-4,8.1115384000000033E-3,2.7400966880437062E-3,1.9889902483713699E-2,1.1354826718520497E-4,3.9672998399999998E-3,7.7743447945213484E-2,6851.5183971706083,34003.337850639473,1955.4499999999928,110.75601846080539,8111.5384000000031,2740.0966880437063,19889.9024837137,113.54826718520496,3967.2998399999997,77743.447945213498]
[2004,4,28,7,1.1647190746183237E-2,4.4999751781927382E-2,1.9554499999999927E-3,1.1075601846080539E-4,8.8757620000000023E-3,3.3201923232417324E-3,2.27997373107925E-2,1.1354826718520497E-4,4.0791878399999999E-3,9.7901576287790865E-2,11647.190746183236,44999.751781927378,1955.4499999999928,110.75601846080539,8875.7620000000024,3320.1923232417325,22799.737310792501,113.54826718520496,4079.1878400000001,97901.576287790856]
[2004,4,28,19,1.5103399127698749E-2,4.8685671508305217E-2,0,0,5.2157658000000027E-3,3.3095537574634147E-3,2.2396141470297722E-2,9.4888041666666892E-5,4.9553951999999988E-3,9.9760814905431788E-2,15103.399127698749,48685.671508305219,0,0,5215.7658000000029,3309.5537574634145,22396.141470297724,94.888041666666894,4955.395199999999,99760.814905431762]
[2004,4,28,24,9.4098317858191446E-3,3.7403626076790916E-2,1.9554499999999927E-3,1.1075601846080539E-4,6.1182086000000028E-3,3.2891746915756723E-3,2.029341234893051E-2,1.1354826718520497E-4,4.5456364799999994E-3,8.323964426876225E-2,9409.831785819144,37403.626076790919,1955.4499999999928,110.75601846080539,6118.2086000000027,3289.1746915756721,20293.412348930509,113.54826718520496,4545.6364799999992,83239.644268762262]
[2004,4,29,4,9.3962077491960318E-3,3.5669450047141692E-2,1.9554499999999927E-3,1.1075601846080539E-4,5.6143514000000019E-3,4.8674575711850684E-3,1.9331299354764582E-2,1.1354826718520497E-4,4.6172447999999998E-3,8.167576520793339E-2,9396.2077491960317,35669.45004714169,1955.4499999999928,110.75601846080539,5614.3514000000023,4867.4575711850684,19331.299354764582,113.54826718520496,4617.2447999999995,81675.765207933378]
[2004,4,29,14,1.2978667112765909E-2,5.7826597761972104E-2,0,0,7.9158618000000035E-3,5.5642434929890714E-3,2.2762279770468491E-2,9.4888041666666892E-5,4.8892569599999986E-3,0.11203179493986226,12978.667112765908,57826.597761972102,0,0,7915.8618000000033,5564.2434929890715,22762.279770468493,94.888041666666894,4889.2569599999988,112031.79493986224]
[2004,4,29,21,2.1147599360242842E-2,4.8842535592282223E-2,0,0,3.9593372000000012E-3,5.940487143545033E-3,2.183691063247134E-2,9.4888041666666892E-5,5.1344160000000002E-3,0.10695617397020811,21147.599360242843,48842.53559228222,0,0,3959.3372000000013,5940.4871435450332,21836.910632471339,94.888041666666894,5134.4160000000002,106956.17397020808]
[2004,4,30,4,9.9738970177833831E-3,3.6010430935627766E-2,1.9554499999999927E-3,1.1075601846080539E-4,4.8935222000000026E-3,4.8123855575830073E-3,1.859412176452754E-2,1.1354826718520497E-4,3.8201049599999996E-3,8.02842167211677E-2,9973.8970177833835,36010.430935627766,1955.4499999999928,110.75601846080539,4893.5222000000031,4812.3855575830075,18594.121764527539,113.54826718520496,3820.1049599999997,80284.216721167715]
[2004,4,30,14,1.479670955971666E-2,5.7663003218680883E-2,0,0,3.4048532000000016E-3,6.8554189635939818E-3,2.1784082198054187E-2,9.4888041666666892E-5,4.2557222399999999E-3,0.1088546774217124,14796.709559716661,57663.003218680882,0,0,3404.8532000000014,6855.418963593982,21784.082198054188,94.888041666666894,4255.7222400000001,108854.67742171239]
[2004,4,30,18,1.8854930251583229E-2,4.9298805736580749E-2,0,0,2.7523300000000012E-3,5.7494318393807838E-3,2.0225112080767962E-2,9.4888041666666892E-5,4.529226239999999E-3,0.1015047241899794,18854.930251583228,49298.805736580747,0,0,2752.3300000000013,5749.4318393807835,20225.112080767962,94.888041666666894,4529.2262399999991,101504.72418997937]
[2004,5,1,7,2.0843934287064433E-2,2.4666618848812199E-2,1.9554499999999992E-3,1.0935992010613459E-4,2.6141108000000027E-3,9.8372551431933509E-3,1.6090916855258861E-2,1.1194918691256062E-4,4.5446419200000027E-3,8.0774236961347542E-2,20843.934287064432,24666.618848812199,1955.4499999999991,109.35992010613458,2614.1108000000027,9837.2551431933516,16090.91685525886,111.94918691256062,4544.6419200000028,80774.23696134756]
[2004,5,1,15,2.6548815674296476E-2,2.561712412996394E-2,0,0,2.0837348000000023E-3,1.2083880053745551E-2,1.4913501887857205E-2,9.1827137096774526E-5,7.1583456000000028E-3,8.8497229282959958E-2,26548.815674296475,25617.124129963941,0,0,2083.7348000000025,12083.880053745552,14913.501887857205,91.827137096774521,7158.3456000000024,88497.229282959946]
[2004,5,1,16,2.9103801774037999E-2,2.5334211138361793E-2,0,0,1.910559000000002E-3,1.2603504618630763E-2,1.4691920621050606E-2,9.1827137096774526E-5,4.1592499200000018E-3,8.7895074209177942E-2,29103.801774037998,25334.211138361792,0,0,1910.559000000002,12603.504618630763,14691.920621050605,91.827137096774521,4159.249920000002,87895.074209177939]
[2004,5,2,1,1.818482881165593E-2,1.9805801471511231E-2,1.9554499999999992E-3,1.0935992010613459E-4,2.8455476000000032E-3,1.047651749925642E-2,1.2811837443041835E-2,1.1194918691256062E-4,4.2756134400000027E-3,7.0576905372484108E-2,18184.828811655931,19805.801471511229,1955.4499999999991,109.35992010613458,2845.5476000000031,10476.517499256421,12811.837443041835,111.94918691256062,4275.6134400000028,70576.905372484121]
[2004,5,2,14,2.4948716471541184E-2,2.6006457649054175E-2,0,0,5.3953704000000054E-3,1.2037392408966589E-2,1.3469224126071804E-2,9.1827137096774526E-5,3.955862400000002E-3,8.5904850592730536E-2,24948.716471541185,26006.457649054177,0,0,5395.3704000000052,12037.392408966589,13469.224126071804,91.827137096774521,3955.8624000000018,85904.850592730523]
[2004,5,2,18,3.0187457104173959E-2,2.2587581384178386E-2,0,0,3.2401152000000031E-3,1.1061342440412928E-2,1.2945134090831216E-2,9.1827137096774526E-5,4.0125523200000021E-3,8.4126009676693272E-2,{"$f":"E2948*1000000","v":30187.457104173958},{"$f":"F2948*1000000","v":22587.581384178386},{"$f":"G2948*1000000","v":0},{"$f":"H2948*1000000","v":0},{"$f":"I2948*1000000","v":3240.1152000000029},{"$f":"J2948*1000000","v":11061.342440412929},{"$f":"K2948*1000000","v":12945.134090831216},{"$f":"L2948*1000000","v":91.827137096774521},{"$f":"M2948*1000000","v":4012.5523200000021},{"$f":"SUM(O2948:W2948)","v":84126.009676693255}]
[2004,5,2,24,1.8597983229935267E-2,2.4671404937547072E-2,1.9554499999999992E-3,1.0935992010613459E-4,6.0691890000000061E-3,9.9543123320686763E-3,1.6538760250076084E-2,1.1194918691256062E-4,4.4610988800000018E-3,8.2469507736645797E-2,18597.983229935267,24671.404937547071,1955.4499999999991,109.35992010613458,6069.1890000000058,9954.3123320686755,16538.760250076084,111.94918691256062,4461.0988800000023,82469.507736645799]
[2004,5,3,11,2.5678876976501584E-2,3.8873076689192855E-2,0,0,8.2389090000000078E-3,1.5016093518370468E-2,2.1969582032358093E-2,9.1827137096774526E-5,3.7097088000000019E-3,0.11357807415351978,25678.876976501586,38873.076689192858,0,0,8238.9090000000069,15016.093518370468,21969.582032358092,91.827137096774521,3709.7088000000022,113578.07415351979]
[2004,5,3,14,2.4504037858374159E-2,3.8013902134051369E-2,0,0,7.8371090000000088E-3,1.3514721079398488E-2,2.2758782782381682E-2,9.1827137096774526E-5,3.8554118400000023E-3,0.11057579183130249,24504.037858374159,38013.902134051372,0,0,7837.1090000000086,13514.721079398489,22758.782782381681,91.827137096774521,3855.4118400000025,110575.79183130247]
[2004,5,4,4,1.5650514097600012E-2,2.5991198318600896E-2,1.9554499999999992E-3,1.0935992010613459E-4,6.044277400000006E-3,1.1993128999555932E-2,1.9222395146565027E-2,1.1194918691256062E-4,3.5515737600000019E-3,8.4629846829340549E-2,15650.514097600013,25991.198318600895,1955.4499999999991,109.35992010613458,6044.2774000000063,11993.128999555931,19222.395146565028,111.94918691256062,3551.573760000002,84629.846829340575]
[2004,5,4,11,2.5456915054509456E-2,4.1172628550303243E-2,0,0,9.0867070000000098E-3,1.6432428475024474E-2,2.3198455011677784E-2,9.1827137096774526E-5,3.7017523200000022E-3,0.11914071354861176,25456.915054509456,41172.628550303241,0,0,9086.7070000000094,16432.428475024473,23198.455011677783,91.827137096774521,3701.7523200000023,119140.71354861173]
[2004,5,4,13,2.5054474556840668E-2,4.1332275050162189E-2,0,0,8.5474914000000079E-3,1.5725605169038859E-2,2.2862936327571731E-2,9.1827137096774526E-5,3.5033376000000015E-3,0.11711794724071024,25054.474556840669,41332.275050162185,0,0,8547.4914000000081,15725.605169038859,22862.93632757173,91.827137096774521,3503.3376000000017,117117.94724071023]
[2004,5,5,1,1.6406931081414992E-2,2.7959536004475143E-2,1.9554499999999992E-3,1.0935992010613459E-4,6.7803750000000077E-3,1.1017169828870963E-2,1.9735639552115426E-2,1.1194918691256062E-4,3.6689318400000017E-3,8.7745342413895214E-2,16406.931081414994,27959.536004475143,1955.4499999999991,109.35992010613458,6780.3750000000082,11017.169828870963,19735.639552115426,111.94918691256062,3668.9318400000016,87745.34241389524]
[2004,5,5,6,1.9559622506856084E-2,2.9526314678822382E-2,1.9554499999999992E-3,1.0935992010613459E-4,7.3461094000000062E-3,1.3296221468148397E-2,2.0874216065343898E-2,1.1194918691256062E-4,3.3516672000000014E-3,9.6130910426189459E-2,19559.622506856085,29526.314678822382,1955.4499999999991,109.35992010613458,7346.1094000000057,13296.221468148397,20874.216065343899,111.94918691256062,3351.6672000000012,96130.910426189483]
[2004,5,5,11,2.5926597678618372E-2,4.1276257155164149E-2,0,0,8.8878160000000084E-3,1.6711947830468206E-2,2.3434497631475381E-2,9.1827137096774526E-5,3.6977740800000019E-3,0.12002671751282291,25926.597678618371,41276.257155164152,0,0,8887.816000000008,16711.947830468205,23434.49763147538,91.827137096774521,3697.774080000002,120026.7175128229]
[2004,5,5,23,2.4691517306404311E-2,2.9787452144513268E-2,1.4665999999999991E-3,8.2020639150915114E-5,6.1137888000000066E-3,1.1036168031874525E-2,2.1856073935496361E-2,1.0691880308661415E-4,3.3720556800000017E-3,9.8512595340526005E-2,24691.517306404312,29787.452144513267,1466.599999999999,82.020639150915116,6113.7888000000066,11036.168031874524,21856.073935496363,106.91880308661415,3372.0556800000018,98512.595340526008]
[2004,5,6,8,2.6120982490648717E-2,3.7871597332918852E-2,0,0,8.3172600000000086E-3,1.4416843539257193E-2,2.4323894174399046E-2,9.1827137096774526E-5,3.3909523200000018E-3,0.1145333569943206,26120.982490648716,37871.597332918849,0,0,8317.2600000000093,14416.843539257194,24323.894174399047,91.827137096774521,3390.9523200000017,114533.35699432058]
[2004,5,6,16,2.6454487242308783E-2,3.9414600604098127E-2,0,0,5.3407256000000056E-3,1.5171810453916502E-2,2.3498879888511563E-2,9.1827137096774526E-5,4.0433836800000018E-3,0.11401571460593177,26454.487242308784,39414.60060409813,0,0,5340.7256000000052,15171.810453916503,23498.879888511565,91.827137096774521,4043.3836800000017,114015.71460593176]
[2004,5,6,17,2.7747456162834926E-2,3.7937433818310287E-2,0,0,4.8794592000000036E-3,1.4762025496446967E-2,2.3293401307572435E-2,9.1827137096774526E-5,4.0125523200000021E-3,0.1127241554422614,27747.456162834926,37937.433818310288,0,0,4879.4592000000039,14762.025496446966,23293.401307572436,91.827137096774521,4012.5523200000021,112724.15544226138]
[2004,5,7,7,2.3666297377671924E-2,3.1305406952547132E-2,1.9554499999999992E-3,1.0935992010613459E-4,7.8029560000000076E-3,1.0246593188281476E-2,2.2556238932794126E-2,1.1194918691256062E-4,3.5396390400000018E-3,0.10129389059831335,23666.297377671923,31305.406952547131,1955.4499999999991,109.35992010613458,7802.9560000000074,10246.593188281475,22556.238932794127,111.94918691256062,3539.6390400000018,101293.89059831336]
[2004,5,7,10,2.5800135844917391E-2,3.8773656866567786E-2,0,0,7.9267104000000071E-3,1.6125641321097894E-2,2.3653987344071266E-2,9.1827137096774526E-5,3.7460102400000022E-3,0.11611796915375114,25800.135844917393,38773.656866567784,0,0,7926.7104000000072,16125.641321097894,23653.987344071265,91.827137096774521,3746.0102400000023,116117.96915375112]
[2004,5,7,21,3.2742114482033041E-2,3.0817391375961664E-2,0,0,3.0175180000000033E-3,1.2111206526371742E-2,2.0889127507036937E-2,9.1827137096774526E-5,3.6092582400000018E-3,0.10327844326850015,32742.114482033041,30817.391375961663,0,0,3017.5180000000032,12111.206526371743,20889.127507036937,91.827137096774521,3609.2582400000019,103278.44326850014]
[2004,5,8,3,1.5945017614136536E-2,2.162514574432511E-2,1.9554499999999992E-3,1.0935992010613459E-4,2.1307454000000022E-3,1.1036864020770953E-2,1.5449681594271394E-2,1.1194918691256062E-4,3.837509760000002E-3,7.2201723240522681E-2,15945.017614136535,21625.145744325109,1955.4499999999991,109.35992010613458,2130.7454000000021,11036.864020770952,15449.681594271395,111.94918691256062,3837.5097600000022,72201.723240522682]
[2004,5,8,11,3.1894083620138319E-2,2.7936638505501227E-2,0,0,2.7736254000000028E-3,1.2399433776284651E-2,1.6292937786556699E-2,9.1827137096774526E-5,3.5431200000000016E-3,9.4931666225577679E-2,31894.083620138321,27936.638505501229,0,0,2773.6254000000026,12399.433776284652,16292.937786556698,91.827137096774521,3543.1200000000017,94931.666225577661]
[2004,5,8,20,3.1533332094036345E-2,2.4163466117153098E-2,0,0,1.948730000000002E-3,1.0031433515870472E-2,1.3996520542913933E-2,9.1827137096774526E-5,3.2716051200000016E-3,8.5036914527070642E-2,31533.332094036345,24163.466117153097,0,0,1948.7300000000021,10031.433515870473,13996.520542913933,91.827137096774521,3271.6051200000015,85036.914527070621]
[2004,5,9,1,1.796064352797902E-2,2.1274251140341087E-2,1.9554499999999992E-3,1.0935992010613459E-4,2.4276756000000026E-3,1.1220134775060361E-2,1.2456989672909166E-2,1.1194918691256062E-4,2.3904249600000009E-3,6.9906878783308327E-2,17960.64352797902,21274.251140341086,1955.4499999999991,109.35992010613458,2427.6756000000028,11220.134775060362,12456.989672909165,111.94918691256062,2390.4249600000007,69906.878783308333]
[2004,5,9,5,1.5646623593472964E-2,2.0371300212590808E-2,1.9554499999999992E-3,1.0935992010613459E-4,2.5233040000000027E-3,1.2183489682257525E-2,1.2812185443293371E-2,1.1194918691256062E-4,1.8061209600000008E-3,6.7519782998633371E-2,15646.623593472963,20371.30021259081,1955.4499999999991,109.35992010613458,2523.3040000000028,12183.489682257525,12812.185443293371,111.94918691256062,1806.1209600000007,67519.782998633367]
[2004,5,9,18,2.9705333970531923E-2,2.4457039421636066E-2,0,0,2.3854866000000024E-3,1.2018395895394446E-2,1.3584702705218903E-2,9.1827137096774526E-5,1.0845676800000008E-3,8.332735340987811E-2,29705.333970531923,24457.039421636066,0,0,2385.4866000000025,12018.395895394446,13584.702705218902,91.827137096774521,1084.5676800000008,83327.353409878124]
[2004,5,9,22,2.8821709593354453E-2,2.5918124131574072E-2,0,0,4.0638052000000037E-3,1.4298500793518975E-2,1.5148896879265896E-2,9.1827137096774526E-5,9.8013888000000058E-4,8.9323002614810174E-2,28821.709593354451,25918.124131574074,0,0,4063.8052000000039,14298.500793518975,15148.896879265896,91.827137096774521,980.13888000000054,89323.002614810175]
[2004,5,10,8,2.2317600657444165E-2,3.4148962135138135E-2,0,0,8.6391018000000087E-3,1.1815683981014152E-2,2.3728580579022017E-2,9.1827137096774526E-5,8.3145216000000044E-4,0.10157320844971525,22317.600657444164,34148.962135138136,0,0,8639.1018000000095,11815.683981014152,23728.580579022018,91.827137096774521,831.45216000000039,101573.20844971525]
[2004,5,10,15,2.5509249565135263E-2,3.6651984709422367E-2,0,0,6.4062992000000069E-3,1.4616225596173938E-2,2.3404309479260706E-2,9.1827137096774526E-5,9.0554688000000041E-4,0.10758544256708906,25509.249565135262,36651.984709422366,0,0,6406.2992000000067,14616.225596173939,23404.309479260704,91.827137096774521,905.54688000000044,107585.44256708905]
[2004,5,10,24,1.7132991278230082E-2,2.7693893020697948E-2,1.9554499999999992E-3,1.0935992010613459E-4,7.5076330000000075E-3,1.0063335852544528E-2,2.2317852505441278E-2,1.1194918691256062E-4,1.0144512000000005E-3,8.7906915963932519E-2,17132.991278230082,27693.893020697946,1955.4499999999991,109.35992010613458,7507.6330000000071,10063.335852544527,22317.852505441278,111.94918691256062,1014.4512000000004,87906.915963932537]
[2004,5,11,7,2.4027919737230941E-2,3.471141721866404E-2,1.9554499999999992E-3,1.0935992010613459E-4,8.234489200000009E-3,1.2514444004060833E-2,2.3680487752640832E-2,1.1194918691256062E-4,5.3557056000000033E-4,0.10588108757961535,24027.919737230943,34711.417218664043,1955.4499999999991,109.35992010613458,8234.4892000000091,12514.444004060833,23680.487752640831,111.94918691256062,535.57056000000034,105881.08757961537]
[2004,5,11,17,2.9269402651475214E-2,3.9882297867877135E-2,0,0,3.5828506000000031E-3,1.7137635589226569E-2,2.4068559582445623E-2,9.1827137096774526E-5,0,0.11403257342812133,29269.402651475215,39882.297867877132,0,0,3582.8506000000029,17137.635589226567,24068.559582445621,91.827137096774521,0,114032.57342812132]
[2004,5,11,21,3.4557798850817334E-2,3.4008366821561428E-2,0,0,4.3177428000000049E-3,1.4823960243030822E-2,2.2932312434816277E-2,9.1827137096774526E-5,5.1369024000000026E-4,0.11124569852732265,34557.798850817337,34008.366821561431,0,0,4317.7428000000045,14823.960243030822,22932.312434816278,91.827137096774521,513.69024000000024,111245.69852732265]
[2004,5,12,2,1.4986123289656744E-2,2.7622102604023459E-2,1.9554499999999992E-3,1.0935992010613459E-4,6.7699282000000076E-3,1.127654431168832E-2,2.0344065671231051E-2,1.1194918691256062E-4,7.1658048000000022E-4,8.3892103663618267E-2,14986.123289656744,27622.102604023457,1955.4499999999991,109.35992010613458,6769.9282000000076,11276.54431168832,20344.065671231052,111.94918691256062,716.58048000000019,83892.103663618283]
[2004,5,12,11,2.5821673212258697E-2,4.2213175702912262E-2,0,0,8.3594490000000084E-3,1.720150609454086E-2,2.5029058380532803E-2,9.1827137096774526E-5,6.8525184000000033E-4,0.1194019413673414,25821.673212258698,42213.17570291226,0,0,8359.4490000000078,17201.506094540859,25029.058380532802,91.827137096774521,685.25184000000036,119401.94136734141]
[2004,5,12,19,3.0249101735376076E-2,3.5395751030474966E-2,0,0,3.7090158000000037E-3,1.4354729816502059E-2,2.3112420198335641E-2,9.1827137096774526E-5,7.3796352000000042E-4,0.10765080923778551,30249.101735376076,35395.751030474967,0,0,3709.0158000000038,14354.729816502058,23112.42019833564,91.827137096774521,737.96352000000047,107650.80923778552]
[2004,5,13,1,1.7599652527778512E-2,2.877658486055136E-2,1.9554499999999992E-3,1.0935992010613459E-4,5.6890862000000056E-3,1.2272024132942759E-2,2.1158400379766813E-2,1.1194918691256062E-4,7.0116480000000038E-4,8.8373672008058124E-2,17599.652527778511,28776.58486055136,1955.4499999999991,109.35992010613458,5689.0862000000052,12272.024132942759,21158.400379766812,111.94918691256062,701.16480000000035,88373.672008058144]
[2004,5,13,12,2.7451729473990702E-2,4.2280959173341764E-2,0,0,6.1748624000000068E-3,1.7447805813126629E-2,2.5216675260861979E-2,9.1827137096774526E-5,6.5740416000000033E-4,0.11932126341841787,27451.729473990701,42280.959173341762,0,0,6174.8624000000063,17447.80581312663,25216.675260861979,91.827137096774521,657.40416000000039,119321.26341841785]
[2004,5,13,18,3.0788303905723357E-2,3.721392612839753E-2,0,0,3.5290094000000037E-3,1.5811869751456386E-2,2.3456174950919114E-2,9.1827137096774526E-5,6.7978176000000029E-4,0.11157089303359317,30788.303905723358,37213.926128397528,0,0,3529.0094000000036,15811.869751456386,23456.174950919114,91.827137096774521,679.7817600000003,111570.89303359317]
[2004,5,14,5,1.6620531807937523E-2,2.6774063177464176E-2,1.9554499999999992E-3,1.0935992010613459E-4,5.5372058000000054E-3,1.2143897492239425E-2,2.1580456760583629E-2,1.1194918691256062E-4,9.1549248000000042E-4,8.5748406625243453E-2,16620.531807937525,26774.063177464177,1955.4499999999991,109.35992010613458,5537.2058000000052,12143.897492239425,21580.456760583627,111.94918691256062,915.49248000000046,85748.406625243457]
[2004,5,14,8,2.5007389313869203E-2,3.5628638763497263E-2,0,0,5.4564440000000065E-3,1.2467295077697223E-2,2.5088095329209227E-2,9.1827137096774526E-5,8.6029440000000041E-4,0.10459998402136972,25007.389313869204,35628.638763497263,0,0,5456.4440000000068,12467.295077697223,25088.095329209227,91.827137096774521,860.29440000000045,104599.9840213697]
[2004,5,14,14,2.3743208181033804E-2,3.9739428158268003E-2,0,0,5.5343932000000047E-3,1.6199185948174641E-2,2.4461382580945875E-2,9.1827137096774526E-5,7.5387648000000036E-4,0.1105233016855191,23743.208181033806,39739.428158268005,0,0,5534.393200000005,16199.185948174641,24461.382580945876,91.827137096774521,753.87648000000036,110523.30168551911]
[2004,5,14,23,2.6450484076850991E-2,2.8153923556790358E-2,1.4665999999999991E-3,8.2020639150915114E-5,3.9010762000000038E-3,1.3059654276905901E-2,2.0371541260234743E-2,1.0691880308661415E-4,9.5975040000000056E-4,9.4551969213019518E-2,26450.484076850989,28153.923556790356,1466.599999999999,82.020639150915116,3901.0762000000036,13059.654276905901,20371.541260234742,106.91880308661415,959.75040000000058,94551.969213019518]
[2004,5,15,7,1.8405563876212859E-2,2.4467238587242226E-2,1.9554499999999992E-3,1.0935992010613459E-4,4.072243000000004E-3,9.761559086444745E-3,1.8563171115901226E-2,1.1194918691256062E-4,8.9560128000000039E-4,7.8342136052819741E-2,18405.563876212858,24467.238587242227,1955.4499999999991,109.35992010613458,4072.243000000004,9761.5590864447458,18563.171115901227,111.94918691256062,895.60128000000043,78342.136052819755]
[2004,5,15,16,2.5590619882278363E-2,2.6014613096539265E-2,0,0,3.5920920000000038E-3,1.2263152910405613E-2,1.6947854177378336E-2,9.1827137096774526E-5,7.4840640000000032E-4,8.5248565603698354E-2,25590.619882278363,26014.613096539266,0,0,3592.0920000000037,12263.152910405614,16947.854177378336,91.827137096774521,748.4064000000003,85248.565603698356]
[2004,5,15,21,3.1191912514504067E-2,2.4148099797840706E-2,0,0,3.209176600000003E-3,1.077719827358377E-2,1.5536811058222431E-2,9.1827137096774526E-5,1.7006976000000008E-3,8.6655722981247754E-2,31191.912514504067,24148.099797840707,0,0,3209.176600000003,10777.19827358377,15536.811058222431,91.827137096774521,1700.6976000000009,86655.722981247745]
[2004,5,16,9,2.1783004733624635E-2,2.4419470793893668E-2,0,0,4.162648000000004E-3,1.10681934386796E-2,1.5459200963876506E-2,9.1827137096774526E-5,2.7415046400000014E-3,7.9725849707171184E-2,21783.004733624635,24419.47079389367,0,0,4162.6480000000038,11068.1934386796,15459.200963876505,91.827137096774521,2741.5046400000015,79725.849707171175]
[2004,5,16,11,2.4615736722888134E-2,2.6496406689478409E-2,0,0,4.4676142000000044E-3,1.2759255785966178E-2,1.5073930866133928E-2,9.1827137096774526E-5,2.7932217600000015E-3,8.6297993161563447E-2,24615.736722888134,26496.406689478408,0,0,4467.6142000000045,12759.255785966177,15073.930866133927,91.827137096774521,2793.2217600000017,86297.993161563427]
[2004,5,16,18,2.8010182985727532E-2,2.2764779851458236E-2,0,0,3.4615070000000034E-3,1.0545031889176219E-2,1.616322558382511E-2,9.1827137096774526E-5,2.7002304000000015E-3,8.3736784847283877E-2,28010.182985727533,22764.779851458235,0,0,3461.5070000000032,10545.031889176218,16163.225583825109,91.827137096774521,2700.2304000000017,83736.784847283881]
[2004,5,17,8,2.2659630748843803E-2,3.3681531811101895E-2,0,0,8.1798444000000074E-3,9.6605854414098576E-3,2.3431911631364301E-2,9.1827137096774526E-5,3.0657312000000017E-3,0.10077106236981666,22659.630748843803,33681.531811101893,0,0,8179.8444000000072,9660.5854414098576,23431.911631364303,91.827137096774521,3065.7312000000015,100771.06236981663]
[2004,5,17,11,2.3844272170958015E-2,3.6990459923759392E-2,0,0,8.7588382000000093E-3,1.1281669150295406E-2,2.3836101526833815E-2,9.1827137096774526E-5,3.101038080000001E-3,0.10790420618894342,23844.272170958015,36990.459923759394,0,0,8758.8382000000092,11281.669150295405,23836.101526833816,91.827137096774521,3101.0380800000012,107904.2061889434]
[2004,5,17,18,2.8363118340926547E-2,3.2746448559217566E-2,0,0,5.4038082000000048E-3,8.141500582885302E-3,2.3563805814558889E-2,9.1827137096774526E-5,9.3538368000000056E-4,9.9245892314685086E-2,28363.118340926547,32746.448559217566,0,0,5403.8082000000049,8141.5005828853018,23563.805814558888,91.827137096774521,935.3836800000006,99245.892314685072]
[2004,5,18,4,1.4545190258308084E-2,2.6318001783152297E-2,1.9554499999999992E-3,1.0935992010613459E-4,6.2262928000000059E-3,1.1653103576970367E-2,2.0684389579906592E-2,1.1194918691256062E-4,1.2625939200000007E-3,8.2866331025356024E-2,14545.190258308085,26318.001783152296,1955.4499999999991,109.35992010613458,6226.2928000000056,11653.103576970367,20684.389579906594,111.94918691256062,1262.5939200000007,82866.331025356034]
[2004,5,18,8,2.4357786641738256E-2,3.8063067054077956E-2,0,0,7.9680958000000069E-3,1.4566575275999501E-2,2.5944794735375108E-2,9.1827137096774526E-5,1.0935187200000005E-3,0.1120856653642876,24357.786641738254,38063.067054077954,0,0,7968.0958000000073,14566.575275999501,25944.794735375108,91.827137096774521,1093.5187200000005,112085.6653642876]
[2004,5,18,21,3.2319975648694453E-2,3.4442312805212406E-2,0,0,6.096913200000006E-3,1.3454893769682357E-2,2.2705126389680384E-2,9.1827137096774526E-5,1.6474886400000008E-3,0.1107585375903664,32319.975648694453,34442.312805212408,0,0,6096.9132000000063,13454.893769682356,22705.126389680383,91.827137096774521,1647.4886400000007,110758.53759036638]
[2004,5,19,6,1.8109108921464542E-2,2.9604433722060772E-2,1.9554499999999992E-3,1.0935992010613459E-4,8.1517184000000093E-3,1.2975246377080115E-2,2.0570544869357742E-2,1.1194918691256062E-4,1.3933785600000008E-3,9.2981189956981875E-2,18109.108921464544,29604.43372206077,1955.4499999999991,109.35992010613458,8151.7184000000098,12975.246377080115,20570.544869357742,111.94918691256062,1393.3785600000008,92981.189956981878]
[2004,5,19,7,2.3362616014321061E-2,3.5379720671357626E-2,1.9554499999999992E-3,1.0935992010613459E-4,7.6350036000000085E-3,1.3421403705603477E-2,2.2456750928662211E-2,1.1194918691256062E-4,1.2785068800000006E-3,0.10571076090696307,23362.616014321062,35379.720671357623,1955.4499999999991,109.35992010613458,7635.0036000000082,13421.403705603478,22456.750928662212,111.94918691256062,1278.5068800000006,105710.76090696307]
[2004,5,19,15,2.4144073824460131E-2,4.0913150146161349E-2,0,0,6.7080510000000057E-3,1.7126083049390804E-2,2.4873964481505237E-2,9.1827137096774526E-5,2.258645760000001E-3,0.11611579539861432,24144.073824460131,40913.150146161352,0,0,6708.0510000000058,17126.083049390803,24873.964481505238,91.827137096774521,2258.6457600000008,116115.79539861428]
[2004,5,20,4,1.4020408900016171E-2,2.5727691977474307E-2,1.9554499999999992E-3,1.0935992010613459E-4,7.2605260000000067E-3,1.1094487320111548E-2,2.0648264493990463E-2,1.1194918691256062E-4,1.778273280000001E-3,8.2706411078611181E-2,14020.408900016171,25727.691977474307,1955.4499999999991,109.35992010613458,7260.5260000000071,11094.487320111548,20648.264493990464,111.94918691256062,1778.273280000001,82706.411078611185]
[2004,5,20,8,2.4140539929333276E-2,3.9031432320651739E-2,0,0,7.3356626000000069E-3,1.457868145033555E-2,2.4581254422274428E-2,9.1827137096774526E-5,2.1099590400000014E-3,0.11186935689969178,24140.539929333278,39031.432320651737,0,0,7335.6626000000069,14578.681450335549,24581.254422274429,91.827137096774521,2109.9590400000016,111869.35689969179]
[2004,5,20,18,2.7085344570745858E-2,3.7502573150751076E-2,0,0,3.3755218000000031E-3,1.4215666308740093E-2,2.4240119824020225E-2,9.1827137096774526E-5,2.8519008000000017E-3,0.10936295359135405,27085.344570745856,37502.573150751079,0,0,3375.5218000000032,14215.666308740092,24240.119824020225,91.827137096774521,2851.9008000000017,109362.95359135403]
[2004,5,21,1,1.3999030466168043E-2,2.7903771045693946E-2,1.9554499999999992E-3,1.0935992010613459E-4,3.7274986000000038E-3,1.0482027899645401E-2,2.1043590071414205E-2,1.1194918691256062E-4,2.6877984000000014E-3,8.2020475589940287E-2,13999.030466168042,27903.771045693946,1955.4499999999991,109.35992010613458,3727.498600000004,10482.027899645402,21043.590071414204,111.94918691256062,2687.7984000000015,82020.475589940295]
[2004,5,21,8,2.1974065081517266E-2,3.9548879751415855E-2,0,0,3.9830434000000031E-3,1.547116273794738E-2,2.3410355500944093E-2,9.1827137096774526E-5,1.6629043200000009E-3,0.10614223792892138,21974.065081517267,39548.879751415858,0,0,3983.0434000000032,15471.162737947381,23410.355500944093,91.827137096774521,1662.9043200000008,106142.23792892137]
[2004,5,21,18,2.5299641510882181E-2,3.3988421481991861E-2,0,0,2.995820800000003E-3,1.3055510927452446E-2,2.22496015156202E-2,9.1827137096774526E-5,2.9160499200000015E-3,0.10059687329304347,25299.641510882182,33988.421481991863,0,0,2995.8208000000031,13055.510927452446,22249.601515620201,91.827137096774521,2916.0499200000013,100596.87329304348]
[2004,5,22,1,1.2458509256006608E-2,1.9685026132531477E-2,1.9554499999999992E-3,1.0935992010613459E-4,2.7993406000000024E-3,6.2975629604199376E-3,1.6532265348948551E-2,1.1194918691256062E-4,1.9911091200000008E-3,6.1940572524925276E-2,12458.509256006608,19685.026132531475,1955.4499999999991,109.35992010613458,2799.3406000000023,6297.5629604199376,16532.265348948553,111.94918691256062,1991.1091200000008,61940.572524925272]
[2004,5,22,3,1.1088153192061174E-2,1.8722362808702594E-2,1.9554499999999992E-3,1.0935992010613459E-4,2.809385600000003E-3,6.6456223815963885E-3,1.5362648055899967E-2,1.1194918691256062E-4,2.166151680000001E-3,5.8971082825278819E-2,11088.153192061174,18722.362808702594,1955.4499999999991,109.35992010613458,2809.3856000000028,6645.6223815963885,15362.648055899966,111.94918691256062,2166.1516800000009,58971.082825278827]
[2004,5,22,15,2.4519041558218865E-2,2.665730503473554E-2,0,0,2.8427350000000029E-3,1.1156417441262249E-2,1.6634747798551588E-2,9.1827137096774526E-5,4.1473152000000022E-3,8.6049389169865029E-2,24519.041558218865,26657.305034735538,0,0,2842.7350000000029,11156.417441262249,16634.747798551587,91.827137096774521,4147.3152000000018,86049.389169865011]
[2004,5,22,20,3.0201398823998707E-2,2.363942345709031E-2,0,0,2.8363062000000029E-3,6.7879383882438983E-3,1.5217264912913283E-2,9.1827137096774526E-5,4.2129561600000023E-3,8.2987115079342991E-2,30201.398823998708,23639.42345709031,0,0,2836.3062000000027,6787.9383882438979,15217.264912913282,91.827137096774521,4212.9561600000025,82987.11507934297]
[2004,5,23,5,1.3895561823976863E-2,1.9669389685856343E-2,1.9554499999999992E-3,1.0935992010613459E-4,2.9693020000000031E-3,1.1151141061872588E-2,1.4026004535669986E-2,1.1194918691256062E-4,3.7012550400000021E-3,6.7589413254394465E-2,13895.561823976863,19669.389685856342,1955.4499999999991,109.35992010613458,2969.3020000000029,11151.141061872588,14026.004535669987,111.94918691256062,3701.2550400000023,67589.413254394472]
[2004,5,23,13,2.3959433111879942E-2,2.7849686519955102E-2,0,0,2.9520246000000025E-3,1.281628735509544E-2,1.4674497744658729E-2,9.1827137096774526E-5,4.2273772800000024E-3,8.6571133748685997E-2,23959.433111879942,27849.686519955103,0,0,2952.0246000000025,12816.287355095439,14674.497744658729,91.827137096774521,4227.3772800000024,86571.133748685985]
[2004,5,23,22,2.8333289031502958E-2,2.7200757491412916E-2,0,0,2.0777078000000023E-3,1.5710991558214742E-2,1.2602627423531829E-2,9.1827137096774526E-5,3.3979142400000018E-3,8.9415114681759236E-2,28333.289031502958,27200.757491412915,0,0,2077.7078000000024,15710.991558214742,12602.627423531829,91.827137096774521,3397.9142400000019,89415.114681759209]
[2004,5,24,4,1.6567508497836669E-2,2.5965834286948264E-2,1.9554499999999992E-3,1.0935992010613459E-4,1.942301200000002E-3,1.475456928722136E-2,1.2431621520706281E-2,1.1194918691256062E-4,3.2586758400000014E-3,7.7097269739731258E-2,16567.508497836669,25965.834286948262,1955.4499999999991,109.35992010613458,1942.3012000000019,14754.56928722136,12431.62152070628,111.94918691256062,3258.6758400000012,77097.269739731273]
[2004,5,24,7,2.2014329600422034E-2,3.2390011788647192E-2,1.9554499999999992E-3,1.0935992010613459E-4,2.0805204000000021E-3,1.5557174041323762E-2,1.4054032546542894E-2,1.1194918691256062E-4,3.3665856000000016E-3,9.1639413083954568E-2,22014.329600422036,32390.011788647193,1955.4499999999991,109.35992010613458,2080.5204000000022,15557.174041323762,14054.032546542894,111.94918691256062,3366.5856000000017,91639.413083954583]
[2004,5,24,18,3.1769987299689856E-2,3.6648034335548432E-2,0,0,2.1878010000000022E-3,1.7997450753881008E-2,1.2846171584340593E-2,9.1827137096774526E-5,3.0284352000000013E-3,0.10456970731055668,31769.987299689856,36648.034335548429,0,0,2187.8010000000022,17997.450753881007,12846.171584340593,91.827137096774521,3028.4352000000013,104569.70731055668]
[2004,5,24,24,1.757238616909701E-2,2.8884361978056598E-2,1.9554499999999992E-3,1.0935992010613459E-4,6.7843930000000075E-3,1.1648134262029299E-2,1.8344403282125336E-2,1.1194918691256062E-4,3.2959718400000018E-3,8.8706409638326933E-2,17572.386169097008,28884.361978056597,1955.4499999999991,109.35992010613458,6784.3930000000073,11648.134262029298,18344.403282125335,111.94918691256062,3295.971840000002,88706.409638326935]
[2004,5,25,8,2.2177181179265721E-2,3.8430699969560701E-2,0,0,7.4148172000000068E-3,1.4719570015907619E-2,2.3002764978542766E-2,9.1827137096774526E-5,3.3461971200000017E-3,0.10918305760037361,22177.181179265721,38430.699969560701,0,0,7414.8172000000068,14719.570015907619,23002.764978542767,91.827137096774521,3346.1971200000016,109183.05760037358]
[2004,5,25,17,2.4425983430715992E-2,3.8552832423951279E-2,0,0,6.5493400000000068E-3,1.3698564765891534E-2,2.3372915288163553E-2,9.1827137096774526E-5,3.9016588800000018E-3,0.11059312192581915,24425.983430715991,38552.83242395128,0,0,6549.3400000000065,13698.564765891535,23372.915288163553,91.827137096774521,3901.6588800000018,110593.12192581914]
[2004,5,26,1,1.3297841072407252E-2,2.6713641919650234E-2,1.9554499999999992E-3,1.0935992010613459E-4,6.5171960000000063E-3,9.0344878096970671E-3,2.0386439297569711E-2,1.1194918691256062E-4,3.7579449600000014E-3,8.1884310166342955E-2,13297.841072407251,26713.641919650236,1955.4499999999991,109.35992010613458,6517.1960000000063,9034.4878096970679,20386.439297569712,111.94918691256062,3757.9449600000016,81884.31016634297]
[2004,5,26,10,2.1278514624827782E-2,4.1814711708249575E-2,0,0,8.4735602000000094E-3,1.4305654987288115E-2,2.4454311744805272E-2,9.1827137096774526E-5,4.3049529600000013E-3,0.11472353336226752,21278.514624827782,41814.711708249575,0,0,8473.560200000009,14305.654987288115,24454.311744805273,91.827137096774521,4304.9529600000014,114723.53336226752]
[2004,5,26,15,2.2080453597892211E-2,4.0400288182463134E-2,0,0,6.1487454000000068E-3,1.480604262322887E-2,2.4293389638022772E-2,9.1827137096774526E-5,4.2726297600000022E-3,0.11209337633870377,22080.45359789221,40400.288182463133,0,0,6148.7454000000071,14806.04262322887,24293.389638022771,91.827137096774521,4272.6297600000025,112093.37633870376]
[2004,5,26,19,2.6558182208077069E-2,3.4846192129285289E-2,0,0,4.0368846000000047E-3,1.0593836049831631E-2,2.3529545812389537E-2,9.1827137096774526E-5,4.3303142400000025E-3,0.10398678217668031,26558.182208077069,34846.192129285286,0,0,4036.8846000000049,10593.836049831631,23529.545812389537,91.827137096774521,4330.3142400000024,103986.78217668031]
[2004,5,27,5,1.3281446027028902E-2,2.5725660063829304E-2,1.9554499999999992E-3,1.0935992010613459E-4,7.3139654000000066E-3,1.0831106209638661E-2,2.0871795019361795E-2,1.1194918691256062E-4,4.0135468800000015E-3,8.4214278706877352E-2,13281.446027028902,25725.660063829302,1955.4499999999991,109.35992010613458,7313.9654000000064,10831.106209638661,20871.795019361794,111.94918691256062,4013.5468800000017,84214.278706877376]
[2004,5,27,12,2.2922333675267637E-2,4.0393282946437993E-2,0,0,7.5458040000000075E-3,1.4244760937893551E-2,2.4726469265454E-2,9.1827137096774526E-5,4.6644864000000025E-3,0.11458896436214995,22922.333675267637,40393.28294643799,0,0,7545.8040000000074,14244.760937893552,24726.469265454001,91.827137096774521,4664.4864000000025,114588.96436214996]
[2004,5,27,21,3.053055593183716E-2,3.2684980219853312E-2,0,0,4.6162802000000048E-3,1.1303658583123273E-2,2.3768933750168968E-2,9.1827137096774526E-5,4.456623360000001E-3,0.10745285918207949,30530.55593183716,32684.980219853311,0,0,4616.2802000000047,11303.658583123273,23768.933750168966,91.827137096774521,4456.6233600000014,107452.85918207948]
[2004,5,28,4,1.1408386161732682E-2,2.3939499550270554E-2,1.9554499999999992E-3,1.0935992010613459E-4,7.086948400000008E-3,8.3180656050968454E-3,2.0521059521986542E-2,1.1194918691256062E-4,4.2925209600000024E-3,7.7743239306105327E-2,11408.386161732682,23939.499550270553,1955.4499999999991,109.35992010613458,7086.9484000000084,8318.0656050968446,20521.059521986543,111.94918691256062,4292.5209600000026,77743.239306105344]
[2004,5,28,14,2.1249168488546143E-2,3.764037128294518E-2,0,0,6.7506418000000063E-3,1.1701722743407658E-2,2.3862713863040303E-2,9.1827137096774526E-5,4.1130028800000027E-3,0.10540944819503607,21249.168488546144,37640.371282945183,0,0,6750.6418000000067,11701.722743407658,23862.713863040302,91.827137096774521,4113.0028800000027,105409.44819503608]
[2004,5,28,18,2.8926673472748902E-2,3.0860578003318768E-2,0,0,3.603342400000003E-3,8.5903632586486096E-3,2.273986216230171E-2,9.1827137096774526E-5,3.4794681600000018E-3,9.8292114594114771E-2,28926.673472748902,30860.578003318769,0,0,3603.3424000000032,8590.3632586486092,22739.86216230171,91.827137096774521,3479.4681600000017,98292.11459411477]
[2004,5,29,7,1.7870754716612147E-2,2.1365832219123478E-2,1.9554499999999992E-3,1.0935992010613459E-4,4.5881542000000049E-3,9.2072397685914308E-3,1.5573380518054285E-2,1.1194918691256062E-4,3.7489939200000015E-3,7.453111444940004E-2,17870.754716612148,21365.832219123477,1955.4499999999991,109.35992010613458,4588.1542000000045,9207.2397685914311,15573.380518054284,111.94918691256062,3748.9939200000013,74531.114449400047]
[2004,5,29,8,2.3241531821979959E-2,2.3550169635115394E-2,0,0,4.2096586000000043E-3,1.0605004188245027E-2,1.4671975608116223E-2,9.1827137096774526E-5,3.4635552000000015E-3,7.9833722190553388E-2,23241.531821979959,23550.169635115395,0,0,4209.6586000000043,10605.004188245026,14671.975608116223,91.827137096774521,3463.5552000000016,79833.722190553381]
[2004,5,29,16,2.8843516297470312E-2,2.2031610579730292E-2,0,0,2.5216968000000024E-3,9.8394860836521214E-3,1.4301430774899036E-2,9.1827137096774526E-5,3.4720089600000018E-3,8.110157663284856E-2,28843.516297470313,22031.610579730292,0,0,2521.6968000000024,9839.486083652122,14301.430774899036,91.827137096774521,3472.0089600000019,81101.576632848548]
[2004,5,30,1,2.1147597716688633E-2,1.8329188768238171E-2,1.9554499999999992E-3,1.0935992010613459E-4,2.5281256000000028E-3,1.0075780119674577E-2,1.2772585998208784E-2,1.1194918691256062E-4,3.6550080000000017E-3,7.0685045309828859E-2,21147.597716688633,18329.188768238171,1955.4499999999991,109.35992010613458,2528.1256000000026,10075.780119674577,12772.585998208784,111.94918691256062,3655.0080000000016,70685.045309828871]
[2004,5,30,9,2.9381469922766055E-2,2.0630395420144058E-2,0,0,2.931532800000003E-3,1.0280728870780824E-2,1.2840912858397118E-2,9.1827137096774526E-5,4.0622803200000019E-3,8.0219147329184837E-2,29381.469922766053,20630.395420144057,0,0,2931.5328000000031,10280.728870780824,12840.912858397118,91.827137096774521,4062.2803200000021,80219.147329184838]
[2004,5,30,15,3.125614954640344E-2,2.2349917568333742E-2,0,0,3.1673894000000037E-3,1.0661683115549363E-2,1.2962334199850047E-2,9.1827137096774526E-5,4.234339200000002E-3,8.4723640167233383E-2,31256.149546403441,22349.917568333742,0,0,3167.3894000000037,10661.683115549364,12962.334199850047,91.827137096774521,4234.3392000000022,84723.64016723336]
[2004,5,31,2,1.3696177105020513E-2,1.6898889998524784E-2,1.9554499999999992E-3,1.0935992010613459E-4,6.4054956000000069E-3,5.9612358936133878E-3,1.9160790033911378E-2,1.1194918691256062E-4,4.3218604800000027E-3,6.8621208218088758E-2,13696.177105020513,16898.889998524784,1955.4499999999991,109.35992010613458,6405.4956000000066,5961.2358936133878,19160.790033911377,111.94918691256062,4321.860480000003,68621.208218088781]
[2004,5,31,5,1.2165824406463152E-2,1.5313770288974229E-2,1.9554499999999992E-3,1.0935992010613459E-4,7.9990344000000074E-3,5.8841560381494417E-3,2.012522026833316E-2,1.1194918691256062E-4,4.3710912000000015E-3,6.8035855708938678E-2,12165.824406463153,15313.770288974229,1955.4499999999991,109.35992010613458,7999.0344000000077,5884.1560381494419,20125.22026833316,111.94918691256062,4371.0912000000017,68035.855708938689]
[2004,5,31,19,3.0671526297524697E-2,1.8909299272823931E-2,0,0,5.3756822000000058E-3,2.9221103364302304E-3,2.3230580672420609E-2,9.1827137096774526E-5,4.9166073600000028E-3,8.6117633276296263E-2,30671.526297524695,18909.29927282393,0,0,5375.6822000000057,2922.1103364302303,23230.580672420609,91.827137096774521,4916.6073600000027,86117.633276296241]
[2004,5,31,20,3.4473117783803978E-2,1.9982962746510811E-2,0,0,4.0485368000000039E-3,4.6558055242415771E-3,2.2909595943156849E-2,9.1827137096774526E-5,4.9389849600000027E-3,9.1100830894809998E-2,34473.11778380398,19982.96274651081,0,0,4048.536800000004,4655.8055242415767,22909.595943156848,91.827137096774521,4938.9849600000025,91100.830894809988]
[2004,6,1,4,6.9559763609210431E-3,2.7146551122767256E-2,1.955449999999997E-3,1.1567603361982205E-4,5.7650263999999979E-3,4.5999475191499635E-3,2.0571455292773162E-2,1.1836376423879763E-4,4.9931884799999989E-3,7.2221634973470034E-2,6955.9763609210431,27146.551122767258,1955.4499999999971,115.67603361982205,5765.0263999999979,4599.9475191499632,20571.455292773164,118.36376423879763,4993.1884799999989,72221.634973470034]
[2004,6,1,13,1.8494790996699095E-2,4.5181978738301758E-2,0,0,8.4836051999999974E-3,8.4768361359657107E-3,2.4515321601791054E-2,9.4888041666666892E-5,5.3930015999999982E-3,0.11064042231442429,18494.790996699096,45181.978738301761,0,0,8483.6051999999981,8476.8361359657101,24515.321601791053,94.888041666666894,5393.0015999999978,110640.42231442427]
[2004,6,2,1,1.1254829423270074E-2,2.9833096249714579E-2,1.955449999999997E-3,1.1567603361982205E-4,5.5102851999999985E-3,5.8166710351473111E-3,2.1497727566604917E-2,1.1836376423879763E-4,4.6913395199999989E-3,8.0793438792595498E-2,11254.829423270074,29833.096249714577,1955.4499999999971,115.67603361982205,5510.2851999999984,5816.6710351473112,21497.727566604917,118.36376423879763,4691.3395199999986,80793.43879259548]
[2004,6,2,6,8.3789812292278422E-3,3.1591554077320436E-2,1.955449999999997E-3,1.1567603361982205E-4,8.1296193999999978E-3,5.7813106652629545E-3,2.1935996534891998E-2,1.1836376423879763E-4,4.8355507199999998E-3,8.2842502424561842E-2,8378.9812292278421,31591.554077320434,1955.4499999999971,115.67603361982205,8129.6193999999978,5781.3106652629549,21935.996534891998,118.36376423879763,4835.5507200000002,82842.502424561841]
[2004,6,2,11,1.9182274471020683E-2,4.6452078956725894E-2,0,0,9.0063469999999961E-3,9.7020455130832368E-3,2.5529806798946772E-2,9.4888041666666892E-5,1.8767347199999996E-3,0.11184417550144325,19182.274471020683,46452.078956725891,0,0,9006.3469999999961,9702.0455130832361,25529.806798946771,94.888041666666894,1876.7347199999997,111844.17550144323]
[2004,6,2,23,1.685381091985479E-2,3.3448155712829705E-2,4.8886999999999921E-4,2.8919452072782433E-5,5.9185139999999989E-3,6.2360715409080746E-3,2.3076473468457655E-2,1.0075706234929112E-4,3.6276575999999992E-3,8.9779229756472304E-2,16853.81091985479,33448.155712829706,488.86999999999921,28.919452072782434,5918.5139999999992,6236.0715409080749,23076.473468457654,100.75706234929112,3627.6575999999991,89779.229756472312]
[2004,6,3,1,1.6654066745706905E-2,3.2964133840580494E-2,1.955449999999997E-3,1.1567603361982205E-4,5.0397773999999989E-3,7.6038380548677596E-3,2.1188408344919214E-2,1.1836376423879763E-4,3.3352569599999996E-3,8.897497114393299E-2,16654.066745706903,32964.133840580493,1955.4499999999971,115.67603361982205,5039.777399999999,7603.8380548677596,21188.408344919215,118.36376423879763,3335.2569599999997,88974.971143932969]
[2004,6,3,8,1.9294309892883527E-2,4.4637827251627779E-2,0,0,7.9375589999999985E-3,9.9660150559154875E-3,2.4989469345092694E-2,9.4888041666666892E-5,3.7798252799999994E-3,0.11069989386718615,19294.309892883528,44637.827251627779,0,0,7937.5589999999984,9966.0150559154881,24989.469345092693,94.888041666666894,3779.8252799999996,110699.89386718615]
[2004,6,3,22,2.9885526555083863E-2,3.646874237374622E-2,0,0,6.316295999999999E-3,7.1855237946832273E-3,2.2885940241314393E-2,9.4888041666666892E-5,4.7684179199999985E-3,0.10760533492649438,29885.526555083863,36468.742373746223,0,0,6316.2959999999994,7185.5237946832276,22885.940241314391,94.888041666666894,4768.417919999999,107605.33492649437]
[2004,6,4,1,1.6410802989283088E-2,3.1210600977210099E-2,1.955449999999997E-3,1.1567603361982205E-4,6.6104135999999983E-3,7.0326734200586525E-3,2.1337151157948479E-2,1.1836376423879763E-4,4.3283251199999996E-3,8.9119457062358937E-2,16410.802989283089,31210.600977210099,1955.4499999999971,115.67603361982205,6610.413599999998,7032.6734200586525,21337.15115794848,118.36376423879763,4328.3251199999995,89119.457062358924]
[2004,6,4,12,2.8790888888128439E-2,4.7136157581397761E-2,0,0,6.7643029999999984E-3,1.1348796908613854E-2,2.4125584640784053E-2,9.4888041666666892E-5,5.2731571199999992E-3,0.12353377618059078,28790.88888812844,47136.157581397762,0,0,6764.3029999999981,11348.796908613855,24125.584640784054,94.888041666666894,5273.1571199999989,123533.77618059078]
[2004,6,4,18,3.4297230744119125E-2,3.8208731764131657E-2,0,0,6.0659745999999985E-3,7.6891570223803826E-3,2.2554461512776111E-2,9.4888041666666892E-5,4.7002905599999997E-3,0.11361073424507394,34297.230744119122,38208.731764131655,0,0,6065.9745999999986,7689.1570223803828,22554.46151277611,94.888041666666894,4700.2905599999995,113610.73424507394]
[2004,6,5,3,8.4799636738021895E-3,2.2678828277639049E-2,1.955449999999997E-3,1.1567603361982205E-4,3.7447759999999991E-3,5.3873808860351903E-3,1.7958592730202085E-2,1.1836376423879763E-4,4.7440511999999992E-3,6.5183082565537134E-2,8479.9636738021891,22678.828277639048,1955.4499999999971,115.67603361982205,3744.7759999999989,5387.3808860351901,17958.592730202086,118.36376423879763,4744.051199999999,65183.08256553713]
[2004,6,5,11,1.9069747941343921E-2,3.1428194781671581E-2,0,0,4.1851487999999991E-3,7.5310452687089198E-3,1.8384714838450115E-2,9.4888041666666892E-5,5.0593267199999991E-3,8.5753066391841187E-2,19069.747941343921,31428.19478167158,0,0,4185.148799999999,7531.04526870892,18384.714838450116,94.888041666666894,5059.3267199999991,85753.066391841188]
[2004,6,5,20,2.4694717713965478E-2,2.5715578181740292E-2,0,0,2.8226449999999991E-3,6.3756508235761665E-3,1.5788364550756703E-2,9.4888041666666892E-5,4.5814406399999992E-3,8.007328495170532E-2,24694.717713965478,25715.578181740293,0,0,2822.6449999999991,6375.6508235761667,15788.364550756703,94.888041666666894,4581.4406399999989,80073.284951705296]
[2004,6,6,1,1.3528693533304652E-2,2.20291429610921E-2,1.955449999999997E-3,1.1567603361982205E-4,2.8415295999999991E-3,6.6561873831389512E-3,1.437008007221479E-2,1.1836376423879763E-4,4.654540799999999E-3,6.6269664147609111E-2,13528.693533304651,22029.1429610921,1955.4499999999971,115.67603361982205,2841.5295999999989,6656.1873831389512,14370.080072214791,118.36376423879763,4654.5407999999989,66269.664147609117]
[2004,6,6,5,7.8062575378910048E-3,2.1775671692935778E-2,1.955449999999997E-3,1.1567603361982205E-4,2.8945671999999994E-3,6.3044620601425978E-3,1.3920516842953205E-2,1.1836376423879763E-4,7.4318495999999984E-3,6.2322814731781202E-2,7806.2575378910051,21775.671692935779,1955.4499999999971,115.67603361982205,2894.5671999999995,6304.4620601425977,13920.516842953204,118.36376423879763,7431.8495999999986,62322.814731781204]
[2004,6,6,18,2.8357681034874148E-2,2.5675310800799184E-2,0,0,2.3975405999999994E-3,5.8274936034325795E-3,1.4881099252065339E-2,9.4888041666666892E-5,5.8887897599999989E-3,8.3122803092837913E-2,28357.681034874149,25675.310800799183,0,0,2397.5405999999994,5827.4936034325792,14881.09925206534,94.888041666666894,5888.7897599999988,83122.803092837916]
[2004,6,6,22,2.8916938496704282E-2,2.6001431570332245E-2,0,0,4.9276751999999978E-3,6.1344108874501254E-3,1.7251106016632194E-2,9.4888041666666892E-5,2.1850483199999998E-3,8.5511498532785502E-2,28916.938496704282,26001.431570332246,0,0,4927.6751999999979,6134.4108874501253,17251.106016632195,94.888041666666894,2185.0483199999999,85511.498532785525]
[2004,6,7,8,2.0375676552401984E-2,4.292593707878796E-2,0,0,8.7415607999999975E-3,9.207936311180295E-3,2.5258735397548842E-2,9.4888041666666892E-5,2.6335948799999995E-3,0.10923832906158573,20375.676552401983,42925.93707878796,0,0,8741.5607999999975,9207.9363111802941,25258.73539754884,94.888041666666894,2633.5948799999996,109238.32906158574]
[2004,6,7,15,3.7214267013104325E-2,4.6498375136532599E-2,0,0,7.4586133999999978E-3,8.5351194289806729E-3,2.5745049872467049E-2,9.4888041666666892E-5,4.9076563199999994E-3,0.13045396921275129,37214.267013104327,46498.375136532602,0,0,7458.6133999999975,8535.1194289806735,25745.049872467051,94.888041666666894,4907.6563199999991,130453.96921275131]
[2004,6,7,22,3.2365560436882039E-2,3.8039072694070919E-2,0,0,7.2006577999999977E-3,6.9359803861129225E-3,2.355806962520271E-2,9.4888041666666892E-5,5.4019526399999998E-3,0.11359618162393527,32365.560436882039,38039.072694070921,0,0,7200.6577999999981,6935.9803861129221,23558.069625202708,94.888041666666894,5401.9526399999995,113596.18162393526]
[2004,6,8,8,2.4389511246054475E-2,4.8752430575096511E-2,0,0,8.0693493999999966E-3,1.1192348252542622E-2,2.5215494646298662E-2,9.4888041666666892E-5,4.8101894399999994E-3,0.12252421160165892,24389.511246054473,48752.430575096514,0,0,8069.3493999999964,11192.348252542623,25215.494646298663,94.888041666666894,4810.1894399999992,122524.21160165893]
[2004,6,8,12,3.6818427485884396E-2,5.2383782588032814E-2,0,0,6.7494363999999986E-3,1.1809445719192173E-2,2.5649478385015259E-2,9.4888041666666892E-5,5.5685414399999989E-3,0.13907400005979131,36818.427485884393,52383.782588032816,0,0,6749.4363999999987,11809.445719192172,25649.47838501526,94.888041666666894,5568.5414399999991,139074.00005979132]
[2004,6,8,17,4.6364469586165358E-2,4.6159990452934119E-2,0,0,5.6251999999999977E-3,8.8634453026151302E-3,2.552087668636957E-2,9.4888041666666892E-5,5.244314879999999E-3,0.13787318494975082,46364.46958616536,46159.990452934122,0,0,5625.199999999998,8863.4453026151295,25520.876686369571,94.888041666666894,5244.314879999999,137873.18494975084]
[2004,6,9,2,1.9625601080786172E-2,3.2706329056709622E-2,1.955449999999997E-3,1.1567603361982205E-4,7.8949681999999979E-3,7.9515362755111733E-3,2.2219450829470449E-2,1.1836376423879763E-4,5.2801190399999988E-3,9.7867494280336031E-2,{"$f":"E3844*1000000","v":19625.601080786171},{"$f":"F3844*1000000","v":32706.329056709623},{"$f":"G3844*1000000","v":1955.4499999999971},{"$f":"H3844*1000000","v":115.67603361982205},{"$f":"I3844*1000000","v":7894.9681999999975},{"$f":"J3844*1000000","v":7951.5362755111737},{"$f":"K3844*1000000","v":22219.45082947045},{"$f":"L3844*1000000","v":118.36376423879763},{"$f":"M3844*1000000","v":5280.1190399999987},{"$f":"SUM(O3844:W3844)","v":97867.494280336017}]
[2004,6,9,10,3.1878173755453987E-2,5.3937838224733102E-2,0,0,8.7901785999999968E-3,1.2307397379735956E-2,2.6613505447161172E-2,9.4888041666666892E-5,4.1955513599999999E-3,0.13781753280875089,31878.173755453987,53937.838224733103,0,0,8790.1785999999975,12307.397379735956,26613.505447161173,94.888041666666894,4195.5513599999995,137817.5328087509]
[2004,6,9,19,4.2649183854943318E-2,4.6289008578803463E-2,0,0,4.7641425999999975E-3,1.0989243147912846E-2,2.3775842175046077E-2,9.4888041666666892E-5,4.9782700799999996E-3,0.13354057847837236,42649.183854943316,46289.008578803463,0,0,4764.1425999999974,10989.243147912846,23775.842175046077,94.888041666666894,4978.2700799999993,133540.57847837236]
[2004,6,10,1,1.9896466023290822E-2,3.3485751866373759E-2,1.955449999999997E-3,1.1567603361982205E-4,7.1914163999999984E-3,6.8502836452616249E-3,2.1944794566225594E-2,1.1836376423879763E-4,4.4964057599999998E-3,9.6054608059010421E-2,19896.466023290821,33485.751866373757,1955.4499999999971,115.67603361982205,7191.4163999999982,6850.2836452616248,21944.794566225595,118.36376423879763,4496.4057599999996,96054.60805901041]
[2004,6,10,12,3.4874284083732054E-2,5.1571700158106512E-2,0,0,8.5482949999999974E-3,1.1444342455724732E-2,2.4530135307779827E-2,9.4888041666666892E-5,4.5869107199999993E-3,0.1356505557670098,34874.284083732055,51571.700158106512,0,0,8548.2949999999983,11444.342455724733,24530.135307779827,94.888041666666894,4586.9107199999989,135650.55576700979]
[2004,6,10,18,3.8973303535286878E-2,4.6138166599059324E-2,0,0,5.5974757999999987E-3,1.023863669235711E-2,2.3650181461923051E-2,9.4888041666666892E-5,4.7102361599999998E-3,0.12940288829029303,38973.303535286876,46138.166599059325,0,0,5597.4757999999983,10238.636692357109,23650.18146192305,94.888041666666894,4710.2361599999995,129402.88829029301]
[2004,6,10,21,3.8619701759151137E-2,4.1871316313938887E-2,0,0,6.3400021999999983E-3,9.7163634432994115E-3,2.2407004986475149E-2,9.4888041666666892E-5,4.6391251199999995E-3,0.12368840186453127,38619.701759151139,41871.316313938885,0,0,6340.0021999999981,9716.3634432994113,22407.004986475149,94.888041666666894,4639.1251199999997,123688.40186453126]
[2004,6,11,8,2.085866731530207E-2,4.8406419040625412E-2,0,0,8.8291531999999985E-3,1.0164264668109275E-2,2.4694199840933771E-2,9.4888041666666892E-5,4.6838803199999992E-3,0.11773147242663719,20858.667315302071,48406.419040625413,0,0,8829.1531999999988,10164.264668109276,24694.199840933772,94.888041666666894,4683.8803199999993,117731.47242663719]
[2004,6,11,14,3.6480524461369145E-2,5.1148391586173632E-2,0,0,6.4018793999999985E-3,1.1404911379364176E-2,2.4080846612027806E-2,9.4888041666666892E-5,4.5103295999999998E-3,0.13412177108060142,36480.524461369147,51148.391586173631,0,0,6401.8793999999989,11404.911379364175,24080.846612027806,94.888041666666894,4510.3296,134121.77108060144]
[2004,6,11,22,3.4250626382472525E-2,3.5516616642433177E-2,0,0,3.5077139999999986E-3,7.7829423313548378E-3,2.0670920953400305E-2,9.4888041666666892E-5,4.6445951999999988E-3,0.1064683035513275,34250.626382472525,35516.616642433175,0,0,3507.7139999999986,7782.9423313548377,20670.920953400306,94.888041666666894,4644.5951999999988,106468.3035513275]
[2004,6,12,7,9.5509415556354355E-3,2.714176669316707E-2,9.7772999999999849E-4,5.7838312588462301E-5,3.7319183999999991E-3,6.2147490829898965E-3,1.7600649189729829E-2,1.0662596297912663E-4,4.4546342399999998E-3,6.9836853437089813E-2,9550.9415556354361,27141.766693167068,977.72999999999854,57.838312588462301,3731.9183999999991,6214.7490829898961,17600.649189729829,106.62596297912663,4454.6342399999994,69836.853437089827]
[2004,6,12,12,2.099953219115178E-2,3.1835745085393406E-2,0,0,3.6804879999999991E-3,8.5584421035391923E-3,1.8413969073393814E-2,9.4888041666666892E-5,4.4978975999999992E-3,8.8080962095144863E-2,20999.532191151779,31835.745085393406,0,0,3680.4879999999989,8558.4421035391915,18413.969073393815,94.888041666666894,4497.8975999999993,88080.962095144845]
[2004,6,12,24,1.5148289323678624E-2,2.1157627126857072E-2,1.955449999999997E-3,1.1567603361982205E-4,3.4329791999999993E-3,5.463158795348695E-3,1.5901722601046473E-2,1.1836376423879763E-4,4.9907020799999993E-3,6.8283968924789468E-2,15148.289323678624,21157.627126857071,1955.4499999999971,115.67603361982205,3432.9791999999993,5463.1587953486951,15901.722601046473,118.36376423879763,4990.7020799999991,68283.968924789486]
[2004,6,13,5,9.9455557508564395E-3,2.363769805353013E-2,1.955449999999997E-3,1.1567603361982205E-4,3.8520565999999989E-3,7.5060157543825274E-3,1.544257945818512E-2,1.1836376423879763E-4,4.8330643199999994E-3,6.7406459734812837E-2,9945.5557508564398,23637.69805353013,1955.4499999999971,115.67603361982205,3852.056599999999,7506.0157543825271,15442.579458185121,118.36376423879763,4833.0643199999995,67406.45973481283]
[2004,6,13,9,1.901501248761496E-2,2.8386202243029072E-2,0,0,3.8412079999999983E-3,7.9173801400823675E-3,1.6563543094780087E-2,9.4888041666666892E-5,4.5675168E-3,8.0385750807173154E-2,19015.01248761496,28386.202243029071,0,0,3841.2079999999983,7917.3801400823677,16563.543094780085,94.888041666666894,4567.5168000000003,80385.750807173143]
[2004,6,13,18,3.156149390876576E-2,2.7012202550858976E-2,0,0,3.7592407999999986E-3,5.8270096019690078E-3,1.6582466354325413E-2,9.4888041666666892E-5,5.0657913599999995E-3,8.9903092617585834E-2,31561.493908765759,27012.202550858976,0,0,3759.2407999999987,5827.0096019690081,16582.466354325414,94.888041666666894,5065.7913599999993,89903.092617585819]
[2004,6,14,1,1.7238950939069613E-2,2.7852646109957878E-2,1.955449999999997E-3,1.1567603361982205E-4,5.335903999999999E-3,6.463026638209403E-3,2.0214821276838657E-2,1.1836376423879763E-4,4.7564831999999989E-3,8.4051321961934156E-2,17238.950939069615,27852.646109957877,1955.4499999999971,115.67603361982205,5335.9039999999986,6463.0266382094032,20214.821276838658,118.36376423879763,4756.4831999999988,84051.321961934154]
[2004,6,14,11,2.9226921059569325E-2,4.913337672420507E-2,0,0,8.513740199999998E-3,8.7274284151989089E-3,2.4177376102670959E-2,9.4888041666666892E-5,5.0613158399999995E-3,0.12493504638331093,29226.921059569326,49133.376724205067,0,0,8513.7401999999984,8727.4284151989086,24177.376102670958,94.888041666666894,5061.3158399999993,124935.04638331092]
[2004,6,14,18,3.6554763080023381E-2,4.2643734709628553E-2,0,0,6.215042399999998E-3,8.8165609687165161E-3,2.3718888491994949E-2,9.4888041666666892E-5,5.4044390399999994E-3,0.12344831673203006,36554.763080023382,42643.734709628552,0,0,6215.0423999999985,8816.5609687165161,23718.888491994949,94.888041666666894,5404.4390399999993,123448.31673203007]
[2004,6,15,4,8.3269611958602975E-3,2.8348092841628682E-2,1.955449999999997E-3,1.1567603361982205E-4,5.9185139999999971E-3,5.7653144562369975E-3,2.1501892587561029E-2,1.1836376423879763E-4,5.0140742399999993E-3,7.706433911914562E-2,8326.9611958602982,28348.092841628681,1955.4499999999971,115.67603361982205,5918.5139999999974,5765.3144562369971,21501.892587561029,118.36376423879763,5014.074239999999,77064.339119145618]
[2004,6,15,8,1.2496199708945457E-2,4.3824492199983744E-2,0,0,8.5969127999999985E-3,6.2572132324198101E-3,2.4872369629200131E-2,9.4888041666666892E-5,5.3039884799999989E-3,0.10144606409221579,12496.199708945458,43824.492199983746,0,0,8596.9127999999982,6257.2132324198101,24872.36962920013,94.888041666666894,5303.9884799999991,101446.06409221581]
[2004,6,15,21,2.6409208884525533E-2,3.7945108594078007E-2,0,0,4.637977399999999E-3,6.8316490920158554E-3,2.3883086855802867E-2,9.4888041666666892E-5,5.1925977599999989E-3,0.10499451662808894,26409.208884525531,37945.10859407801,0,0,4637.9773999999989,6831.6490920158558,23883.086855802867,94.888041666666894,5192.5977599999987,104994.51662808894]
[2004,6,15,22,2.3384886854941351E-2,3.5812148199754312E-2,0,0,4.8674051999999983E-3,5.9369808731461471E-3,2.3021922433673507E-2,9.4888041666666892E-5,5.4919603199999993E-3,9.8610191923181989E-2,23384.886854941349,35812.148199754309,0,0,4867.4051999999983,5936.9808731461471,23021.922433673506,94.888041666666894,5491.9603199999992,98610.191923181977]
[2004,6,16,6,1.326414622202394E-2,3.5236661113119926E-2,1.955449999999997E-3,1.1567603361982205E-4,7.881708799999998E-3,7.0401822295012078E-3,2.2465612940334556E-2,1.1836376423879763E-4,4.8484799999999988E-3,9.2926281102838237E-2,13264.146222023941,35236.661113119924,1955.4499999999971,115.67603361982205,7881.7087999999976,7040.182229501208,22465.612940334555,118.36376423879763,4848.4799999999987,92926.281102838228]
[2004,6,16,19,3.1829269023300029E-2,4.3762318720350829E-2,0,0,5.3326895999999983E-3,9.6349322401786449E-3,2.444815998937843E-2,9.4888041666666892E-5,5.0364518399999992E-3,0.12013870945487459,31829.269023300028,43762.318720350828,0,0,5332.6895999999979,9634.9322401786449,24448.15998937843,94.888041666666894,5036.4518399999988,120138.7094548746]
[2004,6,16,23,2.3803523380645931E-2,3.5262616620847301E-2,4.8886999999999921E-4,2.8919452072782433E-5,5.9514615999999992E-3,6.7004495780343797E-3,2.3293542169086072E-2,1.0075706234929112E-4,5.0772287999999999E-3,0.10070736866303574,23803.523380645933,35262.616620847301,488.86999999999921,28.919452072782434,5951.4615999999996,6700.4495780343796,23293.542169086071,100.75706234929112,5077.2287999999999,100707.36866303576]
[2004,6,17,5,1.3385088172883241E-2,3.2245561148543558E-2,1.955449999999997E-3,1.1567603361982205E-4,8.1428787999999978E-3,7.4904662464454104E-3,2.2708701457135435E-2,1.1836376423879763E-4,4.8012383999999995E-3,9.0963424022866265E-2,13385.088172883241,32245.561148543558,1955.4499999999971,115.67603361982205,8142.8787999999977,7490.4662464454104,22708.701457135434,118.36376423879763,4801.2383999999993,90963.424022866253]
[2004,6,17,16,3.8145800325248974E-2,4.6732985036850722E-2,0,0,8.7062023999999981E-3,7.8692830330472467E-3,2.5078223382846258E-2,9.4888041666666892E-5,5.6023564799999991E-3,0.13222973869965984,38145.800325248973,46732.985036850725,0,0,8706.2023999999983,7869.283033047247,25078.223382846259,94.888041666666894,5602.3564799999995,132229.73869965988]
[2004,6,18,1,2.2439385858833216E-2,3.4791677038795453E-2,1.955449999999997E-3,1.1567603361982205E-4,6.6325125999999986E-3,8.285328625694581E-3,2.252729095263829E-2,1.1836376423879763E-4,5.0762342399999988E-3,0.10194191911382015,22439.385858833215,34791.677038795453,1955.4499999999971,115.67603361982205,6632.5125999999982,8285.3286256945812,22527.29095263829,118.36376423879763,5076.2342399999989,101941.91911382016]
[2004,6,18,8,2.4169738379907608E-2,5.1102480356726224E-2,0,0,8.1810497999999978E-3,1.1098838224148056E-2,2.5277723936774316E-2,9.4888041666666892E-5,4.8902515199999988E-3,0.12481497025922288,24169.738379907609,51102.480356726221,0,0,8181.049799999998,11098.838224148056,25277.723936774317,94.888041666666894,4890.2515199999989,124814.97025922287]
[2004,6,18,10,3.032990056663289E-2,5.3954849866015835E-2,0,0,9.3731903999999967E-3,1.3716479569725637E-2,2.4920953630482242E-2,9.4888041666666892E-5,4.6068019199999996E-3,0.13699706399452324,30329.900566632889,53954.849866015837,0,0,9373.1903999999959,13716.479569725636,24920.953630482243,94.888041666666894,4606.8019199999999,136997.06399452328]
[2004,6,18,18,4.4822103428070297E-2,4.2052560624001339E-2,0,0,4.8609763999999988E-3,8.9829656567268785E-3,2.3657978978703652E-2,9.4888041666666892E-5,5.485495679999999E-3,0.12995696880916885,44822.103428070295,42052.560624001337,0,0,4860.9763999999986,8982.9656567268794,23657.978978703653,94.888041666666894,5485.4956799999991,129956.96880916883]
[2004,6,19,3,1.891872354988218E-2,2.8432714641099963E-2,1.955449999999997E-3,1.1567603361982205E-4,4.367164199999999E-3,9.1979485571600742E-3,1.7832428859669625E-2,1.1836376423879763E-4,4.7997465599999983E-3,8.5738216165670456E-2,18918.723549882179,28432.714641099963,1955.4499999999971,115.67603361982205,4367.1641999999993,9197.9485571600744,17832.428859669624,118.36376423879763,4799.7465599999987,85738.216165670441]
[2004,6,19,15,4.2791947886922824E-2,3.8531609072593218E-2,0,0,3.9091121999999985E-3,1.310634561626064E-2,1.7245486802861892E-2,9.4888041666666892E-5,4.4352403199999996E-3,0.12011462994030525,42791.947886922826,38531.609072593215,0,0,3909.1121999999987,13106.34561626064,17245.486802861891,94.888041666666894,4435.2403199999999,120114.62994030525]
[2004,6,19,20,4.305863332274678E-2,3.2240878266452673E-2,0,0,3.0456439999999988E-3,1.0287138365188726E-2,1.5295945188507305E-2,9.4888041666666892E-5,4.5829324799999994E-3,0.10860605966456215,43058.633322746777,32240.878266452673,0,0,3045.6439999999989,10287.138365188726,15295.945188507305,94.888041666666894,4582.9324799999995,108606.05966456216]
[2004,6,20,5,1.5227320130445338E-2,2.6238729220243024E-2,1.955449999999997E-3,1.1567603361982205E-4,3.6338791999999988E-3,9.5372715526107869E-3,1.4144453996477941E-2,1.1836376423879763E-4,3.9916665599999991E-3,7.4962810457635698E-2,15227.320130445338,26238.729220243025,1955.4499999999971,115.67603361982205,3633.8791999999989,9537.2715526107877,14144.453996477941,118.36376423879763,3991.6665599999992,74962.8104576357]
[2004,6,20,13,3.7679905537075037E-2,3.8040846180827502E-2,0,0,3.7363381999999993E-3,1.3210226290492568E-2,1.5188169507518192E-2,9.4888041666666892E-5,4.8942297599999986E-3,0.11284460351757997,37679.905537075036,38040.846180827502,0,0,3736.3381999999992,13210.226290492568,15188.169507518192,94.888041666666894,4894.2297599999984,112844.60351757998]
[2004,6,20,19,4.4127234845117769E-2,3.5017403644379191E-2,0,0,4.7802145999999981E-3,1.3102696341365129E-2,1.5989226158869468E-2,9.4888041666666892E-5,4.8430099199999995E-3,0.11795467355139823,44127.234845117768,35017.403644379192,0,0,4780.2145999999984,13102.69634136513,15989.226158869469,94.888041666666894,4843.0099199999995,117954.6735513982]
[2004,6,20,22,4.224982425299767E-2,3.2875554980489427E-2,0,0,4.7098995999999985E-3,9.7043752841779272E-3,1.6914953745895904E-2,9.4888041666666892E-5,4.7296300799999991E-3,0.1112791259852276,42249.824252997671,32875.554980489425,0,0,4709.8995999999988,9704.3752841779278,16914.953745895906,94.888041666666894,4729.630079999999,111279.1259852276]
[2004,6,21,12,4.3691022932229789E-2,5.2181530959638588E-2,0,0,7.3320463999999976E-3,1.1373925695961826E-2,2.4386933536916712E-2,9.4888041666666892E-5,4.9384876799999991E-3,0.14399883524641358,43691.022932229789,52181.530959638585,0,0,7332.0463999999974,11373.925695961827,24386.933536916713,94.888041666666894,4938.4876799999993,143998.83524641357]
[2004,6,21,15,4.7778645156750232E-2,5.0780782028275004E-2,0,0,7.4023613999999981E-3,1.1007106220995145E-2,2.4654288902874945E-2,9.4888041666666892E-5,5.2791244799999994E-3,0.14699719623056198,47778.64515675023,50780.782028275004,0,0,7402.361399999998,11007.106220995145,24654.288902874945,94.888041666666894,5279.1244799999995,146997.196230562]
[2004,6,21,24,2.8763065177054226E-2,3.5342145208705086E-2,1.955449999999997E-3,1.1567603361982205E-4,7.3236085999999982E-3,6.5386317560845297E-3,2.221428118014385E-2,1.1836376423879763E-4,4.8753331199999994E-3,0.10724655483984631,28763.065177054228,35342.145208705086,1955.4499999999971,115.67603361982205,7323.6085999999978,6538.63175608453,22214.281180143851,118.36376423879763,4875.3331199999993,107246.5548398463]
[2004,6,22,8,3.1813168453858905E-2,5.2906040973334185E-2,0,0,8.4116829999999997E-3,1.2654024707367541E-2,2.4584529940860068E-2,9.4888041666666892E-5,4.8788140799999992E-3,0.13534314919708734,31813.168453858903,52906.040973334188,0,0,8411.6829999999991,12654.024707367542,24584.529940860069,94.888041666666894,4878.8140799999992,135343.14919708739]
[2004,6,22,17,6.2335660711062446E-2,5.3242582564563767E-2,0,0,6.6843447999999995E-3,1.3107211006469704E-2,2.3962687403591629E-2,9.4888041666666892E-5,5.3253715199999994E-3,0.16475274604735421,62335.660711062446,53242.582564563767,0,0,6684.3447999999999,13107.211006469704,23962.68740359163,94.888041666666894,5325.3715199999997,164752.74604735422]
[2004,6,23,1,2.7784692315687275E-2,3.7705696794490109E-2,1.955449999999997E-3,1.1567603361982205E-4,6.1049491999999976E-3,8.1916333156416849E-3,2.1448599993282816E-2,1.1836376423879763E-4,4.6749292799999993E-3,0.1080999906969605,27784.692315687276,37705.696794490112,1955.4499999999971,115.67603361982205,6104.9491999999973,8191.6333156416849,21448.599993282816,118.36376423879763,4674.9292799999994,108099.99069696049]
[2004,6,23,10,3.8543217840988693E-2,5.759057876131872E-2,0,0,8.3964145999999972E-3,1.3665635408280979E-2,2.4986245582810419E-2,9.4888041666666892E-5,4.7082470399999986E-3,0.14798522727506547,38543.217840988691,57590.57876131872,0,0,8396.4145999999964,13665.635408280979,24986.245582810418,94.888041666666894,4708.2470399999984,147985.22727506547]
[2004,6,23,15,5.3567773431278609E-2,5.5955887480377518E-2,0,0,8.0677421999999985E-3,1.3930068695391155E-2,2.4755481376323774E-2,9.4888041666666892E-5,5.1453561599999996E-3,0.16151719738503773,53567.773431278612,55955.887480377518,0,0,8067.7421999999988,13930.068695391155,24755.481376323773,94.888041666666894,5145.3561599999994,161517.19738503773]
[2004,6,23,19,5.2575314447880682E-2,5.0551710842858963E-2,0,0,5.5239463999999985E-3,1.2990167929653513E-2,2.3384585877213614E-2,9.4888041666666892E-5,5.0712614399999996E-3,0.15019187497927342,52575.314447880679,50551.710842858964,0,0,5523.9463999999989,12990.167929653513,23384.585877213613,94.888041666666894,5071.2614399999993,150191.87497927345]
[2004,6,24,5,1.7858840397219352E-2,3.5215127596336042E-2,1.955449999999997E-3,1.1567603361982205E-4,7.1267265999999984E-3,8.4129887499708247E-3,2.1844828619888835E-2,1.1836376423879763E-4,4.8469881599999994E-3,9.7494989921273659E-2,17858.840397219352,35215.127596336039,1955.4499999999971,115.67603361982205,7126.7265999999981,8412.9887499708238,21844.828619888835,118.36376423879763,4846.988159999999,97494.989921273649]
[2004,6,24,12,4.3116621061814853E-2,5.4967847403600681E-2,0,0,8.076983599999997E-3,1.2346833072815871E-2,2.5420432695942713E-2,9.4888041666666892E-5,4.37258304E-3,0.14839618891584075,43116.621061814854,54967.847403600681,0,0,8076.9835999999968,12346.833072815871,25420.432695942713,94.888041666666894,4372.5830400000004,148396.18891584079]
[2004,6,24,19,4.6492095589365873E-2,4.8307244161940495E-2,0,0,6.8442611999999983E-3,1.1856622483921128E-2,2.3141650844403179E-2,9.4888041666666892E-5,4.2199180799999993E-3,0.1409566804012973,46492.095589365876,48307.244161940493,0,0,6844.2611999999981,11856.622483921128,23141.650844403179,94.888041666666894,4219.9180799999995,140956.68040129734]
[2004,6,25,5,1.6093772109797885E-2,3.5587687232373294E-2,1.955449999999997E-3,1.1567603361982205E-4,7.5510273999999985E-3,9.5963846345203281E-3,2.1066199469167324E-2,1.1836376423879763E-4,4.0712313600000001E-3,9.6155792003717447E-2,16093.772109797885,35587.687232373297,1955.4499999999971,115.67603361982205,7551.0273999999981,9596.3846345203274,21066.199469167324,118.36376423879763,4071.2313600000002,96155.792003717463]
[2004,6,25,12,3.5853232402753919E-2,5.2454509969615717E-2,0,0,7.0065883999999986E-3,1.3124651490059288E-2,2.3915730968395586E-2,9.4888041666666892E-5,4.4243001599999993E-3,0.13687390143249117,35853.232402753922,52454.509969615719,0,0,7006.5883999999987,13124.651490059288,23915.730968395586,94.888041666666894,4424.3001599999989,136873.9014324912]
[2004,6,25,22,3.5820968209195066E-2,3.576601981225172E-2,0,0,5.244695399999999E-3,7.7865445846683826E-3,2.0013031926132512E-2,9.4888041666666892E-5,4.6063046399999995E-3,0.10933245261391435,35820.968209195067,35766.019812251718,0,0,5244.6953999999987,7786.5445846683824,20013.031926132513,94.888041666666894,4606.3046399999994,109332.45261391436]
[2004,6,26,2,2.1682770749228256E-2,2.9204968023722574E-2,1.955449999999997E-3,1.1567603361982205E-4,4.4756501999999986E-3,9.5079379553669706E-3,1.6862141233774473E-2,1.1836376423879763E-4,4.2726297599999996E-3,8.8195587719950883E-2,21682.770749228257,29204.968023722573,1955.4499999999971,115.67603361982205,4475.6501999999982,9507.9379553669714,16862.141233774473,118.36376423879763,4272.6297599999998,88195.587719950869]
[2004,6,26,7,2.1148291500461033E-2,3.3563597874301195E-2,9.7772999999999849E-4,5.7838312588462301E-5,4.3502885999999984E-3,1.0305590795405689E-2,1.6995917050806251E-2,1.0662596297912663E-4,4.2984883200000001E-3,9.1804368416541743E-2,21148.291500461033,33563.597874301195,977.72999999999854,57.838312588462301,4350.288599999998,10305.590795405689,16995.917050806253,106.62596297912663,4298.4883200000004,91804.368416541765]
[2004,6,26,16,4.2751847639857427E-2,3.7774287263159387E-2,0,0,3.0215359999999991E-3,1.2215145530190487E-2,1.6591706722678012E-2,9.4888041666666892E-5,4.9176019199999987E-3,0.11736701311755199,42751.847639857428,37774.287263159385,0,0,3021.5359999999991,12215.145530190488,16591.706722678013,94.888041666666894,4917.6019199999982,117367.01311755198]
[2004,6,27,1,2.3146743814717177E-2,2.7094690529836655E-2,1.955449999999997E-3,1.1567603361982205E-4,3.1468975999999994E-3,9.6652893284575117E-3,1.4409812343790534E-2,1.1836376423879763E-4,4.6654809599999984E-3,8.4318404374660483E-2,23146.743814717178,27094.690529836655,1955.4499999999971,115.67603361982205,3146.8975999999993,9665.2893284575111,14409.812343790534,118.36376423879763,4665.480959999998,84318.404374660488]
[2004,6,27,9,2.7107928596669589E-2,3.2641284272883368E-2,0,0,4.1875595999999989E-3,9.994767609824675E-3,1.6085791761787045E-2,9.4888041666666892E-5,4.738581119999999E-3,9.4850801002831345E-2,27107.92859666959,32641.284272883368,0,0,4187.5595999999987,9994.7676098246757,16085.791761787044,94.888041666666894,4738.5811199999989,94850.801002831344]
[2004,6,27,15,4.3068328077757935E-2,3.8486116863185614E-2,0,0,3.0504655999999989E-3,1.4491619522733649E-2,1.6274404617410525E-2,9.4888041666666892E-5,4.5073459199999992E-3,0.1199731686427544,43068.328077757935,38486.116863185613,0,0,3050.4655999999991,14491.619522733648,16274.404617410524,94.888041666666894,4507.3459199999988,119973.16864275436]
[2004,6,28,2,1.9740653135161358E-2,2.9127937132070184E-2,1.955449999999997E-3,1.1567603361982205E-4,6.5646083999999988E-3,7.5759037978456248E-3,2.019951392596063E-2,1.1836376423879763E-4,4.9419686399999998E-3,9.0340074828896416E-2,19740.653135161359,29127.937132070183,1955.4499999999971,115.67603361982205,6564.6083999999992,7575.9037978456245,20199.513925960629,118.36376423879763,4941.9686400000001,90340.07482889641]
[2004,6,28,5,1.5409159902362598E-2,3.2014560539151256E-2,1.955449999999997E-3,1.1567603361982205E-4,7.5799569999999983E-3,8.323432557484637E-3,2.1205238867570881E-2,1.1836376423879763E-4,4.5998399999999991E-3,9.1321678664427974E-2,15409.159902362599,32014.560539151254,1955.4499999999971,115.67603361982205,7579.9569999999985,8323.4325574846371,21205.238867570883,118.36376423879763,4599.8399999999992,91321.678664427978]
[2004,6,28,11,3.780293940441519E-2,5.2102876471513355E-2,0,0,8.7769191999999985E-3,1.1710212957861755E-2,2.3269705382953036E-2,9.4888041666666892E-5,5.0279980799999993E-3,0.13878553953841002,37802.939404415192,52102.876471513358,0,0,8776.9191999999985,11710.212957861755,23269.705382953034,94.888041666666894,5027.9980799999994,138785.53953841003]
[2004,6,28,19,4.3571946798643235E-2,4.5117080402598826E-2,0,0,5.8490025999999983E-3,1.1028098063643457E-2,2.2688051155026069E-2,9.4888041666666892E-5,4.9633516799999985E-3,0.13331241874157823,43571.946798643236,45117.080402598825,0,0,5849.002599999998,11028.098063643456,22688.051155026071,94.888041666666894,4963.3516799999989,133312.41874157824]
[2004,6,29,4,1.7485402623834554E-2,3.3840061134934749E-2,1.955449999999997E-3,1.1567603361982205E-4,6.4806321999999984E-3,9.4867923345872494E-3,2.1231493055115108E-2,1.1836376423879763E-4,4.7579750399999992E-3,9.547184618633027E-2,17485.402623834554,33840.061134934745,1955.4499999999971,115.67603361982205,6480.6321999999982,9486.7923345872496,21231.493055115108,118.36376423879763,4757.9750399999994,95471.846186330265]
[2004,6,29,12,3.982389276419953E-2,5.2846633740704252E-2,0,0,8.4157009999999994E-3,1.1216962546914294E-2,2.4849543000627364E-2,9.4888041666666892E-5,5.4054335999999996E-3,0.1426530546941121,39823.892764199532,52846.633740704252,0,0,8415.7009999999991,11216.962546914294,24849.543000627364,94.888041666666894,5405.4335999999994,142653.0546941121]
[2004,6,29,21,4.1782873175212121E-2,4.2502935257471078E-2,0,0,7.3131617999999989E-3,9.4784036299744284E-3,2.3647865486357889E-2,9.4888041666666892E-5,5.2532659199999989E-3,0.13007339331068218,41782.873175212124,42502.935257471079,0,0,7313.1617999999989,9478.4036299744275,23647.865486357889,94.888041666666894,5253.2659199999989,130073.39331068219]
[2004,6,30,2,2.1215540730763531E-2,3.4010638168337146E-2,1.955449999999997E-3,1.1567603361982205E-4,5.619574799999999E-3,8.7364614242748211E-3,2.1270160377680859E-2,1.1836376423879763E-4,5.10557376E-3,9.8147439058914973E-2,21215.540730763532,34010.638168337144,1955.4499999999971,115.67603361982205,5619.5747999999994,8736.4614242748212,21270.160377680859,118.36376423879763,5105.5737600000002,98147.43905891497]
[2004,6,30,14,4.5605557585698023E-2,5.6511371247444639E-2,0,0,6.5151869999999987E-3,1.4110237599545387E-2,2.5119987373427046E-2,9.4888041666666892E-5,5.4467078399999987E-3,0.15340393668778177,45605.557585698021,56511.371247444637,0,0,6515.186999999999,14110.237599545386,25119.987373427048,94.888041666666894,5446.7078399999982,153403.93668778177]
[2004,6,30,23,3.361143627774793E-2,4.0131721323637293E-2,4.8886999999999921E-4,2.8919452072782433E-5,3.9709893999999987E-3,1.1316414477477724E-2,2.303649512839814E-2,1.0075706234929112E-4,5.3213932799999995E-3,0.11800699640168316,33611.436277747933,40131.721323637292,488.86999999999921,28.919452072782434,3970.9893999999986,11316.414477477725,23036.495128398139,100.75706234929112,5321.3932799999993,118006.99640168317]
[2004,7,1,1,2.1408887755222171E-2,2.3893815348717467E-2,1.9554499999999983E-3,1.096606173504667E-4,3.8974600000000045E-3,1.4955501538762659E-2,2.2204136277459107E-2,1.1254069920778968E-4,5.2114944000000068E-3,9.3748946636719663E-2,21408.887755222171,23893.815348717468,1955.4499999999982,109.66061735046671,3897.4600000000046,14955.501538762659,22204.136277459107,112.54069920778969,5211.4944000000069,93748.946636719687]
[2004,7,1,8,2.5376194951853212E-2,3.2461507126228993E-2,0,0,4.9951776000000054E-3,2.4033461879082514E-2,2.4573795655893144E-2,9.1827137096774526E-5,5.1075628800000073E-3,0.11663952723015465,25376.194951853213,32461.507126228993,0,0,4995.1776000000054,24033.461879082515,24573.795655893144,91.827137096774521,5107.5628800000077,116639.52723015465]
[2004,7,1,15,4.3804518350377665E-2,3.383247228468092E-2,0,0,4.7782056000000052E-3,2.4598081957361403E-2,2.0905438691194232E-2,9.1827137096774526E-5,5.2945401600000075E-3,0.13330508418071099,43804.518350377664,33832.472284680924,0,0,4778.2056000000048,24598.081957361403,20905.438691194231,91.827137096774521,5294.5401600000077,133305.08418071098]
[2004,7,2,1,1.7433107472664452E-2,2.1311223382113897E-2,1.9554499999999983E-3,1.096606173504667E-4,3.2618124000000034E-3,1.7859258961065022E-2,1.723168051154382E-2,1.1254069920778968E-4,3.9792345600000055E-3,8.3253968603945447E-2,17433.107472664451,21311.223382113898,1955.4499999999982,109.66061735046671,3261.8124000000034,17859.258961065021,17231.680511543822,112.54069920778969,3979.2345600000053,83253.968603945468]
[2004,7,2,12,3.0827770594940681E-2,3.1154111660402807E-2,0,0,3.776116400000004E-3,2.6757950748221345E-2,1.7660589719383578E-2,9.1827137096774526E-5,5.1349132800000063E-3,0.1154032795400452,30827.770594940681,31154.111660402807,0,0,3776.116400000004,26757.950748221345,17660.589719383577,91.827137096774521,5134.9132800000061,115403.27954004517]
[2004,7,2,18,3.6423819398348753E-2,2.5851314744129855E-2,0,0,3.2276594000000039E-3,2.0167196270751728E-2,1.5171938191225859E-2,9.1827137096774526E-5,5.199559680000008E-3,0.10613331482155298,36423.819398348751,25851.314744129857,0,0,3227.6594000000041,20167.196270751727,15171.93819122586,91.827137096774521,5199.5596800000076,106133.31482155297]
[2004,7,3,2,1.3641627058119252E-2,1.7604352403206333E-2,1.9554499999999983E-3,1.096606173504667E-4,3.0323846000000036E-3,1.523532052169807E-2,1.1810174723569732E-2,1.1254069920778968E-4,4.8131731200000069E-3,6.8314683743151638E-2,{"$f":"E4420*1000000","v":13641.627058119253},{"$f":"F4420*1000000","v":17604.352403206332},{"$f":"G4420*1000000","v":1955.4499999999982},{"$f":"H4420*1000000","v":109.66061735046671},{"$f":"I4420*1000000","v":3032.3846000000035},{"$f":"J4420*1000000","v":15235.32052169807},{"$f":"K4420*1000000","v":11810.174723569731},{"$f":"L4420*1000000","v":112.54069920778969},{"$f":"M4420*1000000","v":4813.1731200000067},{"$f":"SUM(O4420:W4420)","v":68314.683743151661}]
[2004,7,3,11,2.450062107394297E-2,2.3499427253811669E-2,0,0,3.3570390000000044E-3,1.895252079943863E-2,1.2835961396804417E-2,9.1827137096774526E-5,5.1816576000000064E-3,8.8419054261094476E-2,24500.62107394297,23499.427253811671,0,0,3357.0390000000043,18952.520799438629,12835.961396804418,91.827137096774521,5181.6576000000068,88419.054261094469]
[2004,7,3,12,2.5359532659544378E-2,2.277838435064071E-2,0,0,3.3590480000000038E-3,1.9335465507453201E-2,1.3280900863355224E-2,9.1827137096774526E-5,5.4815174400000069E-3,8.9686675958090295E-2,25359.532659544377,22778.38435064071,0,0,3359.0480000000039,19335.465507453202,13280.900863355224,91.827137096774521,5481.5174400000069,89686.675958090302]
[2004,7,3,20,2.9978199804940361E-2,1.8884354969191466E-2,0,0,2.3931208000000023E-3,1.4277269172222669E-2,1.2145133112377053E-2,9.1827137096774526E-5,4.7927846400000066E-3,8.2562689635828343E-2,29978.199804940363,18884.354969191467,0,0,2393.1208000000024,14277.269172222668,12145.133112377052,91.827137096774521,4792.7846400000062,82562.689635828341]
[2004,7,4,9,2.4991301952428345E-2,2.15638032967823E-2,0,0,3.0645286000000036E-3,1.8963170960909513E-2,1.3356041675044785E-2,9.1827137096774526E-5,4.9817510400000072E-3,8.7012424662261736E-2,24991.301952428345,21563.803296782298,0,0,3064.5286000000037,18963.170960909512,13356.041675044784,91.827137096774521,4981.7510400000074,87012.424662261721]
[2004,7,4,13,3.3324970746453728E-2,2.3273322882543288E-2,0,0,4.3816290000000049E-3,1.8797885731817988E-2,1.3925800919748262E-2,9.1827137096774526E-5,5.5302508800000073E-3,9.9325687297660059E-2,33324.970746453728,23273.322882543289,0,0,4381.6290000000054,18797.885731817987,13925.800919748262,91.827137096774521,5530.2508800000078,99325.687297660057]
[2004,7,4,22,3.9923150778470584E-2,2.0846579698079272E-2,0,0,4.8420918000000052E-3,1.4587113474755119E-2,1.4975597025624843E-2,9.1827137096774526E-5,4.8445017600000067E-3,0.10011086167402662,39923.150778470583,20846.579698079273,0,0,4842.0918000000056,14587.113474755119,14975.597025624842,91.827137096774521,4844.5017600000065,100110.86167402662]
[2004,7,5,8,1.1686250991419466E-2,2.0691332719998831E-2,0,0,6.4416576000000071E-3,8.4988666146237259E-3,2.0350715540608633E-2,9.1827137096774526E-5,4.9588761600000064E-3,7.2719526763747447E-2,11686.250991419465,20691.332719998831,0,0,6441.6576000000068,8498.8666146237265,20350.715540608631,91.827137096774521,4958.8761600000062,72719.526763747417]
[2004,7,5,15,2.6339377389985943E-2,2.177162251360237E-2,0,0,4.7484724000000063E-3,9.3235120657041252E-3,2.0419333020582301E-2,9.1827137096774526E-5,5.1110438400000079E-3,8.7805188366971543E-2,26339.377389985944,21771.622513602371,0,0,4748.472400000006,9323.5120657041261,20419.3330205823,91.827137096774521,5111.0438400000075,87805.188366971532]
[2004,7,5,22,3.2208871345218125E-2,1.9981610480438009E-2,0,0,5.308983400000006E-3,8.9102464321863337E-3,1.8155037040692185E-2,9.1827137096774526E-5,4.6863667200000066E-3,8.9342942555631452E-2,32208.871345218125,19981.610480438008,0,0,5308.9834000000055,8910.2464321863335,18155.037040692183,91.827137096774521,4686.3667200000064,89342.942555631438]
[2004,7,5,24,1.8983946274489558E-2,1.9992539063237575E-2,1.9554499999999983E-3,1.096606173504667E-4,5.8457882000000072E-3,1.1708285367353272E-2,1.7837622785674093E-2,1.1254069920778968E-4,4.4422022400000052E-3,8.0988035247312767E-2,18983.946274489557,19992.539063237575,1955.4499999999982,109.66061735046671,5845.7882000000072,11708.285367353272,17837.622785674092,112.54069920778969,4442.2022400000051,80988.035247312771]
[2004,7,6,12,4.1649831900161118E-2,3.7179755570791728E-2,0,0,4.9795074000000064E-3,2.6143955315024191E-2,2.1120754463277311E-2,9.1827137096774526E-5,5.1602745600000076E-3,0.13632590634635111,41649.831900161116,37179.755570791727,0,0,4979.5074000000068,26143.955315024192,21120.75446327731,91.827137096774521,5160.274560000008,136325.90634635117]
[2004,7,6,17,5.1923420636513951E-2,3.2411225237041812E-2,0,0,5.050224200000006E-3,2.0096514188365572E-2,2.0222882550498058E-2,9.1827137096774526E-5,5.3527219200000071E-3,0.13514881586951616,51923.420636513947,32411.22523704181,0,0,5050.224200000006,20096.514188365574,20222.88255049806,91.827137096774521,5352.7219200000072,135148.81586951617]
[2004,7,7,5,1.2543508252679459E-2,2.3621620598379686E-2,1.9554499999999983E-3,1.096606173504667E-4,4.8187874000000059E-3,1.6455247451598147E-2,1.8571649680322461E-2,1.1254069920778968E-4,4.7694124800000065E-3,8.2957877179538023E-2,12543.508252679459,23621.620598379686,1955.4499999999982,109.66061735046671,4818.7874000000056,16455.247451598148,18571.649680322462,112.54069920778969,4769.4124800000063,82957.877179538016]
[2004,7,7,10,2.393055296006855E-2,3.7296030766850168E-2,0,0,5.4355504000000061E-3,2.4017840757663861E-2,2.0962556198097494E-2,9.1827137096774526E-5,3.6773856000000054E-3,0.11541174381977685,23930.552960068551,37296.03076685017,0,0,5435.5504000000064,24017.84075766386,20962.556198097493,91.827137096774521,3677.3856000000055,115411.74381977685]
[2004,7,7,19,2.9870100958398222E-2,3.0901339036159631E-2,0,0,4.6608800000000053E-3,2.125767324451646E-2,2.0124728405745453E-2,9.1827137096774526E-5,4.9235692800000059E-3,0.11183011806191655,29870.100958398223,30901.339036159632,0,0,4660.8800000000056,21257.67324451646,20124.728405745453,91.827137096774521,4923.5692800000061,111830.11806191655]
[2004,7,8,3,1.5232238666119615E-2,2.2845686911145351E-2,1.9554499999999983E-3,1.096606173504667E-4,5.0309378000000056E-3,1.7683732966738148E-2,1.7090640672040511E-2,1.1254069920778968E-4,4.8435072000000065E-3,8.4904395532601873E-2,15232.238666119614,22845.686911145349,1955.4499999999982,109.66061735046671,5030.9378000000052,17683.732966738149,17090.64067204051,112.54069920778969,4843.5072000000064,84904.395532601891]
[2004,7,8,9,2.522492964181421E-2,3.5901029906712414E-2,0,0,5.6665854000000071E-3,2.5625629952225358E-2,1.8937485384235557E-2,9.1827137096774526E-5,4.6102828800000063E-3,0.11605777030208435,25224.929641814211,35901.029906712414,0,0,5666.5854000000072,25625.629952225358,18937.485384235559,91.827137096774521,4610.2828800000061,116057.7703020843]
[2004,7,8,12,3.4440003380260716E-2,3.6898017261452108E-2,0,0,4.7665534000000051E-3,2.5117915009008746E-2,1.9435737274142752E-2,9.1827137096774526E-5,4.7450457600000072E-3,0.12549509922196111,34440.003380260714,36898.017261452107,0,0,4766.5534000000052,25117.915009008746,19435.737274142753,91.827137096774521,4745.0457600000072,125495.09922196111]
[2004,7,8,21,3.9829842371664745E-2,2.8794289416569474E-2,0,0,4.5218572000000051E-3,1.9686980895937713E-2,1.6923234722946753E-2,9.1827137096774526E-5,4.5804460800000059E-3,0.11442847782421549,39829.842371664745,28794.289416569474,0,0,4521.8572000000049,19686.980895937711,16923.234722946752,91.827137096774521,4580.4460800000061,114428.47782421547]
[2004,7,9,8,2.5515858799772209E-2,3.6478932851768411E-2,0,0,5.0020082000000058E-3,2.601314144329751E-2,1.8316818021021683E-2,9.1827137096774526E-5,4.5516038400000057E-3,0.1159701902929566,25515.85879977221,36478.932851768412,0,0,5002.0082000000057,26013.141443297511,18316.818021021681,91.827137096774521,4551.6038400000061,115970.19029295661]
[2004,7,9,14,4.1325720523696728E-2,3.6366549960700989E-2,0,0,4.379218200000006E-3,2.487287302348801E-2,1.9984460840073888E-2,9.1827137096774526E-5,5.0946336000000066E-3,0.1321152832850564,41325.720523696727,36366.549960700992,0,0,4379.2182000000057,24872.873023488009,19984.460840073887,91.827137096774521,5094.6336000000065,132115.28328505639]
[2004,7,9,22,3.7933738880452914E-2,2.5036524022132252E-2,0,0,3.7058014000000044E-3,1.6148049749331431E-2,1.6910693799635855E-2,9.1827137096774526E-5,5.0488838400000067E-3,0.10487551882864923,37933.738880452911,25036.524022132253,0,0,3705.8014000000044,16148.049749331431,16910.693799635854,91.827137096774521,5048.8838400000068,104875.51882864925]
[2004,7,10,7,2.2233338431732672E-2,2.227693966944971E-2,1.9554499999999983E-3,1.096606173504667E-4,2.2886528000000024E-3,2.0107673294130077E-2,1.5264120503742071E-2,1.1254069920778968E-4,5.2025433600000068E-3,8.9550919375612784E-2,22233.338431732671,22276.939669449712,1955.4499999999982,109.66061735046671,2288.6528000000026,20107.673294130076,15264.120503742071,112.54069920778969,5202.5433600000069,89550.919375612808]
[2004,7,10,12,3.9428107288579234E-2,2.5764937881927998E-2,0,0,2.5200896000000033E-3,2.4161963050258303E-2,1.5814428386095307E-2,9.1827137096774526E-5,5.1637555200000065E-3,0.11294510886395763,39428.107288579231,25764.937881927999,0,0,2520.0896000000034,24161.963050258302,15814.428386095307,91.827137096774521,5163.7555200000061,112945.10886395762]
[2004,7,10,24,2.9929875951266977E-2,1.785262539111648E-2,1.9554499999999983E-3,1.096606173504667E-4,2.2641430000000023E-3,1.7225828384592086E-2,1.3151670488892712E-2,1.1254069920778968E-4,4.9578816000000062E-3,8.7559676132426517E-2,29929.875951266975,17852.625391116479,1955.4499999999982,109.66061735046671,2264.1430000000023,17225.828384592085,13151.670488892712,112.54069920778969,4957.8816000000061,87559.67613242651]
[2004,7,11,5,1.7194563940120155E-2,1.8841144099648908E-2,1.9554499999999983E-3,1.096606173504667E-4,2.2625358000000024E-3,1.9041013416799805E-2,1.2865609479410015E-2,1.1254069920778968E-4,4.8489772800000067E-3,7.7231495332537148E-2,17194.563940120155,18841.144099648907,1955.4499999999982,109.66061735046671,2262.5358000000024,19041.013416799804,12865.609479410015,112.54069920778969,4848.9772800000064,77231.495332537146]
[2004,7,11,9,3.0412599908561429E-2,2.2684257636740892E-2,0,0,2.6948726000000029E-3,2.0067142034657457E-2,1.3786822141831636E-2,9.1827137096774526E-5,5.5327372800000078E-3,9.5270258738888197E-2,30412.599908561431,22684.257636740891,0,0,2694.8726000000029,20067.142034657456,13786.822141831635,91.827137096774521,5532.7372800000076,95270.258738888195]
[2004,7,11,19,5.0953255598631432E-2,2.4372471616414891E-2,0,0,2.3782542000000029E-3,2.4971145548137726E-2,1.444758759166955E-2,9.1827137096774526E-5,4.3099257600000065E-3,0.12152446745195039,50953.255598631433,24372.471616414892,0,0,2378.254200000003,24971.145548137727,14447.58759166955,91.827137096774521,4309.9257600000064,121524.46745195038]
[2004,7,12,2,2.8372851802295544E-2,2.282693825751652E-2,1.9554499999999983E-3,1.096606173504667E-4,4.4643998000000054E-3,2.1225431693323398E-2,1.5524942822292845E-2,1.1254069920778968E-4,3.9906720000000059E-3,9.8582887691986559E-2,28372.851802295543,22826.938257516518,1955.4499999999982,109.66061735046671,4464.3998000000056,21225.431693323397,15524.942822292845,112.54069920778969,3990.6720000000059,98582.887691986572]
[2004,7,12,9,4.1213943182157056E-2,3.5986808519746796E-2,0,0,5.0429918000000056E-3,2.8185095399122225E-2,1.970336739279047E-2,9.1827137096774526E-5,4.511324160000006E-3,0.13473535759091332,41213.943182157054,35986.808519746795,0,0,5042.9918000000052,28185.095399122227,19703.367392790471,91.827137096774521,4511.3241600000056,134735.35759091334]
[2004,7,12,19,6.0161166400582118E-2,3.436830589505558E-2,0,0,4.0047406000000051E-3,2.8451563811428313E-2,1.8848493124277967E-2,9.1827137096774526E-5,5.3974771200000077E-3,0.15132357408844077,60161.166400582115,34368.305895055579,0,0,4004.7406000000051,28451.563811428314,18848.493124277968,91.827137096774521,5397.4771200000077,151323.57408844077]
[2004,7,12,23,4.647592804126504E-2,2.915877219557297E-2,9.7772999999999914E-4,5.4830589072628711E-5,4.6295396000000056E-3,2.5429903651917874E-2,1.8591111521935464E-2,1.0218397111595315E-4,5.268681600000007E-3,0.13068868117087995,46475.928041265041,29158.772195572972,977.72999999999911,54.830589072628712,4629.5396000000055,25429.903651917874,18591.111521935465,102.18397111595316,5268.6816000000072,130688.68117087997]
[2004,7,13,12,5.4921009889007076E-2,4.0147709625437608E-2,0,0,4.997990200000006E-3,3.2150701534100587E-2,2.175565413439268E-2,9.1827137096774526E-5,5.1408806400000074E-3,0.15920577316003473,54921.009889007073,40147.709625437608,0,0,4997.9902000000056,32150.701534100586,21755.65413439268,91.827137096774521,5140.8806400000076,159205.77316003473]
[2004,7,13,13,5.6081224256424228E-2,4.1453694428770997E-2,0,0,6.4810340000000079E-3,3.166836120339963E-2,2.1373260104838133E-2,9.1827137096774526E-5,5.2348665600000068E-3,0.16238426769052977,56081.224256424226,41453.694428770999,0,0,6481.0340000000078,31668.361203399629,21373.260104838133,91.827137096774521,5234.8665600000068,162384.26769052976]
[2004,7,13,22,4.7744223670999536E-2,2.8625660474553748E-2,0,0,5.1430400000000058E-3,1.7415280900951749E-2,1.9298274553602349E-2,9.1827137096774526E-5,5.240833920000007E-3,0.12355914065720418,47744.223670999534,28625.660474553748,0,0,5143.0400000000054,17415.280900951748,19298.27455360235,91.827137096774521,5240.8339200000073,123559.14065720416]
[2004,7,14,6,2.4791456663248914E-2,2.8625100408007462E-2,1.9554499999999983E-3,1.096606173504667E-4,5.1197356000000057E-3,2.2440758970037139E-2,1.7792276381521921E-2,1.1254069920778968E-4,2.8767648000000037E-3,0.1038237441393737,24791.456663248915,28625.10040800746,1955.4499999999982,109.66061735046671,5119.7356000000054,22440.758970037139,17792.276381521922,112.54069920778969,2876.7648000000036,103823.74413937371]
[2004,7,14,12,5.5015600400598351E-2,3.9362520737578621E-2,0,0,5.1731750000000064E-3,2.8894613586633474E-2,2.0820242164961263E-2,9.1827137096774526E-5,2.1034944000000032E-3,0.1514614734268685,55015.600400598349,39362.520737578619,0,0,5173.1750000000065,28894.613586633473,20820.242164961262,91.827137096774521,2103.4944000000032,151461.4734268685]
[2004,7,14,23,4.3571981922409929E-2,2.9415405967971049E-2,9.7772999999999914E-4,5.4830589072628711E-5,4.1678714000000045E-3,2.3991307977924953E-2,1.8226815512497815E-2,1.0218397111595315E-4,3.1373395200000043E-3,0.12364546686099234,43571.981922409926,29415.405967971048,977.72999999999911,54.830589072628712,4167.8714000000045,23991.307977924953,18226.815512497815,102.18397111595316,3137.3395200000041,123645.46686099235]
[2004,7,15,5,2.2758907875198839E-2,2.5901190485953449E-2,1.9554499999999983E-3,1.096606173504667E-4,5.2221946000000057E-3,2.1651048362089635E-2,1.8187734102340418E-2,1.1254069920778968E-4,3.4242700800000041E-3,9.9322996822140602E-2,22758.907875198838,25901.190485953448,1955.4499999999982,109.66061735046671,5222.1946000000062,21651.048362089634,18187.734102340419,112.54069920778969,3424.2700800000043,99322.996822140587]
[2004,7,15,16,6.3889386347370181E-2,3.7277836887326193E-2,0,0,6.2821430000000083E-3,2.6073780184881944E-2,2.0424540651502475E-2,9.1827137096774526E-5,4.7609587200000058E-3,0.15880047292817759,63889.386347370179,37277.836887326193,0,0,6282.1430000000082,26073.780184881944,20424.540651502473,91.827137096774521,4760.958720000006,158800.47292817757]
[2004,7,15,19,5.6359564314808493E-2,3.3946275314036996E-2,0,0,6.8241712000000074E-3,2.4817960124070695E-2,1.9379977319831553E-2,9.1827137096774526E-5,4.8499718400000068E-3,0.14626974724984451,56359.564314808493,33946.275314036997,0,0,6824.171200000007,24817.960124070694,19379.977319831552,91.827137096774521,4849.9718400000065,146269.74724984454]
[2004,7,16,1,2.8723856904482259E-2,2.7503845551961961E-2,1.9554499999999983E-3,1.096606173504667E-4,5.9357914000000064E-3,2.1672073409412226E-2,1.7161410606932524E-2,1.1254069920778968E-4,3.2586758400000044E-3,0.10643330502934722,28723.856904482258,27503.84555196196,1955.4499999999982,109.66061735046671,5935.7914000000064,21672.073409412227,17161.410606932524,112.54069920778969,3258.6758400000044,106433.30502934725]
[2004,7,16,9,3.4113017376672182E-2,3.542591396917695E-2,0,0,5.655335000000007E-3,2.647272279414583E-2,2.0424620247719166E-2,9.1827137096774526E-5,4.4337484800000063E-3,0.12661718500481092,34113.017376672185,35425.913969176952,0,0,5655.3350000000073,26472.72279414583,20424.620247719165,91.827137096774521,4433.7484800000066,126617.18500481092]
[2004,7,16,18,5.6921533158494561E-2,3.1518224169876284E-2,0,0,5.8992276000000071E-3,2.5478245124870739E-2,1.8679143143563729E-2,9.1827137096774526E-5,5.2114944000000068E-3,0.14379969473390208,56921.53315849456,31518.224169876285,0,0,5899.2276000000074,25478.24512487074,18679.143143563728,91.827137096774521,5211.4944000000069,143799.69473390211]
[2004,7,17,6,1.4863728632777025E-2,1.9130078103835074E-2,1.9554499999999983E-3,1.096606173504667E-4,5.0204910000000063E-3,1.6254208096518615E-2,1.4052653109749871E-2,1.1254069920778968E-4,4.8728467200000059E-3,7.6371656979438846E-2,14863.728632777025,19130.078103835076,1955.4499999999982,109.66061735046671,5020.4910000000064,16254.208096518616,14052.65310974987,112.54069920778969,4872.8467200000059,76371.656979438863]
[2004,7,17,11,3.1746961665769707E-2,2.4810381117358657E-2,0,0,4.3008672000000043E-3,2.0775851254266699E-2,1.4661059601505067E-2,9.1827137096774526E-5,4.9474387200000068E-3,0.10133438669599693,31746.961665769708,24810.381117358658,0,0,4300.8672000000042,20775.851254266698,14661.059601505067,91.827137096774521,4947.4387200000065,101334.38669599692]
[2004,7,17,20,3.7845960586475748E-2,1.957311179454143E-2,0,0,4.2341684000000053E-3,1.5051666047387143E-2,1.2944058247323533E-2,9.1827137096774526E-5,4.8817977600000076E-3,9.4622589972824633E-2,37845.960586475747,19573.11179454143,0,0,4234.168400000005,15051.666047387143,12944.058247323534,91.827137096774521,4881.7977600000077,94622.589972824615]
[2004,7,18,5,1.2234234822140049E-2,1.6853230331203079E-2,1.9554499999999983E-3,1.096606173504667E-4,4.5041780000000054E-3,1.4949198006228825E-2,1.2718723094380378E-2,1.1254069920778968E-4,4.5898944000000068E-3,6.8027109970510591E-2,12234.234822140048,16853.230331203078,1955.4499999999982,109.66061735046671,4504.1780000000053,14949.198006228826,12718.723094380379,112.54069920778969,4589.8944000000065,68027.109970510603]
[2004,7,18,13,3.4126459894378416E-2,2.3110697217283815E-2,0,0,5.7843128000000061E-3,1.9128428009628093E-2,1.5032345730160719E-2,9.1827137096774526E-5,5.1299404800000071E-3,0.10240401126854785,34126.459894378415,23110.697217283814,0,0,5784.3128000000061,19128.428009628093,15032.34573016072,91.827137096774521,5129.9404800000075,102404.01126854782]
[2004,7,18,19,4.0917973579961707E-2,2.1122046926546408E-2,0,0,4.4338630000000058E-3,1.9213239725601964E-2,1.6019516091030299E-2,9.1827137096774526E-5,5.2428230400000074E-3,0.10704128950023718,40917.973579961705,21122.046926546409,0,0,4433.8630000000057,19213.239725601965,16019.516091030298,91.827137096774521,5242.8230400000075,107041.28950023715]
[2004,7,18,22,4.0271219835856138E-2,1.9869775521876673E-2,0,0,5.8261000000000068E-3,1.4047914973558862E-2,1.5714268174840885E-2,9.1827137096774526E-5,5.1622636800000071E-3,0.10098336932322935,40271.219835856136,19869.775521876672,0,0,5826.1000000000067,14047.914973558862,15714.268174840885,91.827137096774521,5162.2636800000073,100983.36932322933]
[2004,7,19,5,1.4687449606504904E-2,2.1962308275500594E-2,1.9554499999999983E-3,1.096606173504667E-4,6.6084046000000072E-3,1.6357574177421261E-2,1.9428397371030658E-2,1.1254069920778968E-4,5.0936390400000073E-3,8.6315424387015671E-2,14687.449606504904,21962.308275500596,1955.4499999999982,109.66061735046671,6608.4046000000071,16357.574177421262,19428.397371030656,112.54069920778969,5093.6390400000073,86315.424387015693]
[2004,7,19,15,4.6565660715946949E-2,3.3487111531125414E-2,0,0,7.3027150000000091E-3,2.0305343034092344E-2,2.2235249111857813E-2,9.1827137096774526E-5,5.2557523200000063E-3,0.1352436588501193,46565.660715946949,33487.111531125418,0,0,7302.7150000000092,20305.343034092344,22235.249111857815,91.827137096774521,5255.752320000006,135243.65885011933]
[2004,7,20,2,1.9134237763685506E-2,2.2822147727201595E-2,1.9554499999999983E-3,1.096606173504667E-4,7.8752800000000088E-3,1.6119624905333436E-2,1.9012624802853751E-2,1.1254069920778968E-4,4.8643929600000069E-3,9.2005959475632546E-2,19134.237763685505,22822.147727201595,1955.4499999999982,109.66061735046671,7875.2800000000088,16119.624905333436,19012.624802853752,112.54069920778969,4864.3929600000065,92005.959475632568]
[2004,7,20,8,2.496787053581797E-2,3.4605645833594045E-2,0,0,8.4635152000000092E-3,2.2154723721275221E-2,2.231305204569959E-2,9.1827137096774526E-5,5.231385600000007E-3,0.11782802007348364,24967.870535817969,34605.645833594048,0,0,8463.5152000000089,22154.723721275222,22313.052045699591,91.827137096774521,5231.3856000000069,117828.02007348361]
[2004,7,20,16,4.7869360727801895E-2,3.3883058756637177E-2,0,0,7.2942772000000088E-3,1.8271084406910689E-2,2.2593479512129578E-2,9.1827137096774526E-5,5.3760940800000072E-3,0.13537918182057612,47869.360727801897,33883.058756637176,0,0,7294.2772000000086,18271.08440691069,22593.479512129579,91.827137096774521,5376.0940800000071,135379.18182057614]
[2004,7,21,1,2.3108489291303481E-2,2.5354926645135618E-2,1.9554499999999983E-3,1.096606173504667E-4,6.3962542000000067E-3,1.5619922955275228E-2,2.0284096083842365E-2,1.1254069920778968E-4,3.1820947200000044E-3,9.6123435212114944E-2,23108.489291303482,25354.92664513562,1955.4499999999982,109.66061735046671,6396.2542000000067,15619.922955275228,20284.096083842363,112.54069920778969,3182.0947200000046,96123.435212114957]
[2004,7,21,6,1.9102135661936238E-2,2.7144716057916553E-2,1.9554499999999983E-3,1.096606173504667E-4,7.7073276000000097E-3,1.8389824576593879E-2,2.1799391403763767E-2,1.1254069920778968E-4,2.2402464000000032E-3,9.8561293016768706E-2,19102.135661936238,27144.716057916554,1955.4499999999982,109.66061735046671,7707.3276000000096,18389.824576593881,21799.391403763766,112.54069920778969,2240.2464000000032,98561.293016768715]
[2004,7,21,10,3.2939404680414945E-2,3.7298272729849334E-2,0,0,8.3011880000000097E-3,2.5813651292523037E-2,2.3847162245922517E-2,9.1827137096774526E-5,3.2134233600000042E-3,0.13150492944580661,32939.404680414948,37298.272729849334,0,0,8301.1880000000092,25813.651292523038,23847.162245922518,91.827137096774521,3213.4233600000043,131504.92944580663]
[2004,7,21,19,4.2427987715256056E-2,3.1447544023609088E-2,0,0,6.1660228000000082E-3,2.0605308737226775E-2,2.1414997458359446E-2,9.1827137096774526E-5,5.2701734400000064E-3,0.12742386131154818,42427.987715256058,31447.544023609087,0,0,6166.0228000000079,20605.308737226776,21414.997458359445,91.827137096774521,5270.1734400000068,127423.86131154816]
[2004,7,22,5,1.7866319959797518E-2,2.4172443620037429E-2,1.9554499999999983E-3,1.096606173504667E-4,7.3067330000000097E-3,1.7934901917016331E-2,2.0765661127349195E-2,1.1254069920778968E-4,5.1876249600000075E-3,9.5411335900758745E-2,17866.319959797518,24172.443620037429,1955.4499999999982,109.66061735046671,7306.7330000000093,17934.90191701633,20765.661127349194,112.54069920778969,5187.6249600000074,95411.335900758742]
[2004,7,22,12,4.0995039886778731E-2,3.5418934113554949E-2,0,0,7.9476040000000091E-3,2.4199207115192647E-2,2.2953202936989638E-2,9.1827137096774526E-5,5.4138873600000073E-3,0.13701970254961274,40995.03988677873,35418.934113554948,0,0,7947.6040000000094,24199.207115192647,22953.202936989637,91.827137096774521,5413.887360000007,137019.70254961276]
[2004,7,22,19,4.3575566281821347E-2,3.1645315061959195E-2,0,0,5.1418346000000059E-3,2.1095473584117744E-2,2.1625067586545796E-2,9.1827137096774526E-5,5.4427296000000075E-3,0.12861781385154089,43575.566281821346,31645.315061959194,0,0,5141.8346000000056,21095.473584117743,21625.067586545796,91.827137096774521,5442.7296000000078,128617.81385154085]
[2004,7,23,5,1.7905569936723424E-2,2.4423427505196004E-2,1.9554499999999983E-3,1.096606173504667E-4,6.3837984000000066E-3,1.9725909834271232E-2,2.0293862893003136E-2,1.1254069920778968E-4,5.1901113600000071E-3,9.6100331245752069E-2,17905.569936723423,24423.427505196003,1955.4499999999982,109.66061735046671,6383.7984000000069,19725.909834271231,20293.862893003137,112.54069920778969,5190.1113600000072,96100.331245752081]
[2004,7,23,12,4.107419581661359E-2,3.5271796728246707E-2,0,0,4.5877524000000058E-3,2.7220869060101099E-2,2.3430509509262561E-2,9.1827137096774526E-5,5.1180057600000066E-3,0.13679495641132075,41074.195816613588,35271.796728246707,0,0,4587.7524000000058,27220.8690601011,23430.50950926256,91.827137096774521,5118.0057600000064,136794.95641132075]
[2004,7,23,14,4.4130094943084092E-2,3.486795118399455E-2,0,0,5.3889416000000067E-3,2.4664112938167025E-2,2.3268616781835831E-2,9.1827137096774526E-5,5.2388448000000067E-3,0.13765038938417828,44130.094943084092,34867.951183994548,0,0,5388.9416000000065,24664.112938167025,23268.61678183583,91.827137096774521,5238.8448000000062,137650.38938417827]
[2004,7,24,2,2.6832977180836933E-2,2.1342869729000534E-2,1.9554499999999983E-3,1.096606173504667E-4,2.7977334000000033E-3,2.117872628825623E-2,1.4514464121473914E-2,1.1254069920778968E-4,4.5267398400000063E-3,9.337116187612586E-2,26832.977180836933,21342.869729000533,1955.4499999999982,109.66061735046671,2797.7334000000033,21178.726288256228,14514.464121473913,112.54069920778969,4526.7398400000066,93371.161876125872]
[2004,7,24,7,2.4691188062317907E-2,2.3380877148285826E-2,1.9554499999999983E-3,1.096606173504667E-4,2.4987942000000035E-3,1.9747839384442783E-2,1.5567562778818839E-2,1.1254069920778968E-4,4.6724428800000058E-3,9.2736355770423606E-2,24691.188062317906,23380.877148285825,1955.4499999999982,109.66061735046671,2498.7942000000035,19747.839384442785,15567.562778818839,112.54069920778969,4672.442880000006,92736.355770423615]
[2004,7,24,16,5.0981899198658205E-2,2.5465938823302964E-2,0,0,2.1411922000000032E-3,2.3593049900256173E-2,1.517582736872825E-2,9.1827137096774526E-5,5.1587827200000073E-3,0.12260851734804239,50981.899198658204,25465.938823302964,0,0,2141.1922000000031,23593.049900256174,15175.827368728251,91.827137096774521,5158.7827200000074,122608.51734804237]
[2004,7,24,24,3.2974183958817974E-2,1.8056125000623799E-2,1.9554499999999983E-3,1.096606173504667E-4,2.3493246000000027E-3,1.6758295589815519E-2,1.3569100087617261E-2,1.1254069920778968E-4,4.8982080000000063E-3,9.0782888553432806E-2,32974.183958817972,18056.125000623801,1955.4499999999982,109.66061735046671,2349.3246000000026,16758.29558981552,13569.100087617262,112.54069920778969,4898.208000000006,90782.8885534328]
[2004,7,25,6,1.8257183785685228E-2,1.8444632155882247E-2,1.9554499999999983E-3,1.096606173504667E-4,2.4120054000000028E-3,1.8996933636640567E-2,1.3453645917001607E-2,1.1254069920778968E-4,4.7858227200000061E-3,7.852787493176791E-2,18257.183785685229,18444.632155882246,1955.4499999999982,109.66061735046671,2412.0054000000027,18996.933636640566,13453.645917001606,112.54069920778969,4785.8227200000065,78527.874931767918]
[2004,7,25,17,5.8644920640907344E-2,2.5232511164167817E-2,0,0,2.1986496000000024E-3,2.4669495717651251E-2,1.3793159924314647E-2,9.1827137096774526E-5,5.1413779200000067E-3,0.12977194210413787,58644.920640907345,25232.511164167816,0,0,2198.6496000000025,24669.495717651251,13793.159924314647,91.827137096774521,5141.3779200000063,129771.94210413785]
[2004,7,25,23,4.0325552152657582E-2,2.3567371057307426E-2,9.7772999999999914E-4,5.4830589072628711E-5,3.4140946000000044E-3,1.9489418278384019E-2,1.8526722622574592E-2,1.0218397111595315E-4,5.0384409600000065E-3,0.1114963442311122,40325.552152657583,23567.371057307428,977.72999999999911,54.830589072628712,3414.0946000000044,19489.418278384019,18526.722622574591,102.18397111595316,5038.4409600000063,111496.34423111221]
[2004,7,26,2,2.3762502515740941E-2,2.0974374815107964E-2,1.9554499999999983E-3,1.096606173504667E-4,5.0510278000000051E-3,1.6714589552328154E-2,1.9369145306725729E-2,1.1254069920778968E-4,4.8808032000000065E-3,9.2930094506461045E-2,23762.50251574094,20974.374815107964,1955.4499999999982,109.66061735046671,5051.0278000000053,16714.589552328154,19369.145306725728,112.54069920778969,4880.8032000000067,92930.094506461057]
[2004,7,26,11,4.5736091793341128E-2,3.6975843766152004E-2,0,0,6.8723872000000076E-3,2.5321990291965975E-2,2.2343986691680029E-2,9.1827137096774526E-5,5.4223411200000071E-3,0.14276446800023593,45736.091793341126,36975.843766152007,0,0,6872.3872000000074,25321.990291965976,22343.986691680027,91.827137096774521,5422.3411200000073,142764.46800023594]
[2004,7,26,19,5.2042458542995218E-2,3.1831885918215862E-2,0,0,3.6246378000000046E-3,2.22253582345227E-2,2.2304693832152628E-2,9.1827137096774526E-5,5.0135769600000071E-3,0.13713443842498321,52042.45854299522,31831.885918215863,0,0,3624.6378000000045,22225.358234522701,22304.693832152629,91.827137096774521,5013.5769600000067,137134.43842498324]
[2004,7,27,4,1.5601605583496112E-2,2.256591935745797E-2,1.9554499999999983E-3,1.096606173504667E-4,5.4339432000000062E-3,1.6725376836365314E-2,2.1126952609934854E-2,1.1254069920778968E-4,4.7425593600000067E-3,8.8374008263812517E-2,15601.605583496112,22565.919357457969,1955.4499999999982,109.66061735046671,5433.9432000000061,16725.376836365314,21126.952609934855,112.54069920778969,4742.5593600000066,88374.008263812517]
[2004,7,27,12,3.8009664824106948E-2,3.4751685295506554E-2,0,0,6.4725962000000076E-3,2.3612774792151538E-2,2.4330132874848087E-2,9.1827137096774526E-5,4.7788608000000074E-3,0.13204754192370993,38009.664824106949,34751.685295506555,0,0,6472.5962000000072,23612.77479215154,24330.132874848088,91.827137096774521,4778.8608000000077,132047.54192370991]
[2004,7,27,21,4.169789424422974E-2,2.8812412997677783E-2,0,0,4.5479742000000059E-3,1.9738712252040401E-2,2.1968675397999932E-2,9.1827137096774526E-5,3.5456064000000051E-3,0.12040310262904463,41697.894244229741,28812.412997677784,0,0,4547.974200000006,19738.712252040401,21968.67539799993,91.827137096774521,3545.6064000000051,120403.10262904465]
[2004,7,28,2,1.9528117745669628E-2,2.2864314904623144E-2,1.9554499999999983E-3,1.096606173504667E-4,6.2307126000000074E-3,1.7509099489790937E-2,2.0053473113525247E-2,1.1254069920778968E-4,2.9797017600000039E-3,9.1343070930167219E-2,19528.117745669628,22864.314904623145,1955.4499999999982,109.66061735046671,6230.7126000000071,17509.099489790937,20053.473113525248,112.54069920778969,2979.701760000004,91343.070930167232]
[2004,7,28,14,4.0586604458140385E-2,3.5783931710373154E-2,0,0,5.848199000000007E-3,2.4215542685518999E-2,2.484853902061122E-2,9.1827137096774526E-5,3.8230886400000053E-3,0.13519773265174054,40586.604458140384,35783.931710373152,0,0,5848.1990000000069,24215.542685518998,24848.539020611221,91.827137096774521,3823.0886400000054,135197.73265174055]
[2004,7,28,16,4.7279123667185591E-2,3.3485855892315827E-2,0,0,5.1623264000000063E-3,1.8426251164395765E-2,2.446546787059297E-2,9.1827137096774526E-5,5.4929548800000073E-3,0.13440380701158694,47279.123667185588,33485.855892315827,0,0,5162.3264000000063,18426.251164395766,24465.467870592969,91.827137096774521,5492.9548800000075,134403.80701158693]
[2004,7,28,23,2.8909195248534605E-2,2.5622163397323441E-2,9.7772999999999914E-4,5.4830589072628711E-5,4.804724400000006E-3,1.5694350765228276E-2,2.3134076636880635E-2,1.0218397111595315E-4,5.1796684800000077E-3,0.10447892348815556,28909.195248534605,25622.163397323442,977.72999999999911,54.830589072628712,4804.7244000000064,15694.350765228275,23134.076636880636,102.18397111595316,5179.6684800000075,104478.92348815555]
[2004,7,29,6,1.9820833628407988E-2,2.6658562858038717E-2,1.9554499999999983E-3,1.096606173504667E-4,5.0052226000000056E-3,1.8119491930334967E-2,2.3551985508111883E-2,1.1254069920778968E-4,4.9066617600000062E-3,0.10024040960145181,19820.833628407989,26658.562858038717,1955.4499999999982,109.66061735046671,5005.2226000000055,18119.491930334967,23551.985508111884,112.54069920778969,4906.6617600000063,100240.40960145183]
[2004,7,29,16,5.1526709096030798E-2,3.3772203250586823E-2,0,0,5.3318860000000053E-3,1.9492288630369593E-2,2.4293144009036836E-2,9.1827137096774526E-5,5.240833920000007E-3,0.13974889204312085,51526.709096030798,33772.203250586819,0,0,5331.886000000005,19492.288630369592,24293.144009036838,91.827137096774521,5240.8339200000073,139748.89204312081]
[2004,7,29,23,3.2443149824589214E-2,2.6016430728663234E-2,9.7772999999999914E-4,5.4830589072628711E-5,3.5249914000000039E-3,1.712164423104158E-2,2.3194906054719022E-2,1.0218397111595315E-4,5.1980678400000068E-3,0.10863393463920164,32443.149824589214,26016.430728663236,977.72999999999911,54.830589072628712,3524.991400000004,17121.64423104158,23194.906054719024,102.18397111595316,5198.067840000007,108633.93463920166]
[2004,7,30,9,3.0286407758133453E-2,3.477166200799555E-2,0,0,4.6146730000000049E-3,2.6537150538953697E-2,2.5204223318796758E-2,9.1827137096774526E-5,5.1006009600000068E-3,0.12660654472097627,30286.407758133453,34771.662007995554,0,0,4614.6730000000052,26537.150538953698,25204.223318796758,91.827137096774521,5100.600960000007,126606.54472097625]
[2004,7,30,18,4.6446126596244357E-2,2.7925855966158909E-2,0,0,3.7343292000000046E-3,1.7322804481368911E-2,2.3035467445672177E-2,9.1827137096774526E-5,5.2477958400000075E-3,0.12380420666654117,46446.126596244358,27925.85596615891,0,0,3734.3292000000047,17322.804481368912,23035.467445672177,91.827137096774521,5247.795840000007,123804.20666654113]
[2004,7,31,2,2.5888599851775978E-2,2.0812993086976966E-2,1.9554499999999983E-3,1.096606173504667E-4,3.2019442000000035E-3,2.0076477167129892E-2,1.7044929788800445E-2,1.1254069920778968E-4,3.2979609600000044E-3,9.2500556371241521E-2,25888.599851775976,20812.993086976967,1955.4499999999982,109.66061735046671,3201.9442000000035,20076.477167129891,17044.929788800444,112.54069920778969,3297.9609600000044,92500.556371241546]
[2004,7,31,3,2.2167491744344323E-2,2.0439693234746543E-2,1.9554499999999983E-3,1.096606173504667E-4,3.1927028000000037E-3,1.9229687015271325E-2,1.7561456579932029E-2,1.1254069920778968E-4,3.3168576000000044E-3,8.8085540290852485E-2,22167.491744344323,20439.693234746544,1955.4499999999982,109.66061735046671,3192.7028000000037,19229.687015271324,17561.45657993203,112.54069920778969,3316.8576000000044,88085.540290852485]
[2004,7,31,12,4.3847236121309127E-2,2.7125896107349133E-2,0,0,3.4811952000000038E-3,2.5989271042233895E-2,1.8214469407604145E-2,9.1827137096774526E-5,5.445713280000008E-3,0.12419560829559309,43847.236121309128,27125.896107349134,0,0,3481.1952000000038,25989.271042233893,18214.469407604145,91.827137096774521,5445.7132800000081,124195.60829559308]
[2004,7,31,20,4.8762949458698461E-2,2.1924954385914207E-2,0,0,3.0922528000000039E-3,1.7252972956248992E-2,1.5189294985735229E-2,9.1827137096774526E-5,5.2652006400000072E-3,0.11157945236369368,48762.949458698458,21924.954385914207,0,0,3092.2528000000038,17252.972956248992,15189.294985735229,91.827137096774521,5265.2006400000073,111579.45236369368]
[2004,8,1,2,2.4260357286510974E-2,1.9485160096466898E-2,1.9554499999999957E-3,1.128542085247128E-4,3.0717610000000036E-3,1.2384343578818104E-2,1.4825514335167059E-2,1.1086154850346663E-4,5.3626675200000168E-3,8.1568969573991235E-2,24260.357286510975,19485.160096466898,1955.4499999999957,112.8542085247128,3071.7610000000036,12384.343578818103,14825.514335167059,110.86154850346662,5362.6675200000163,81568.969573991228]
[2004,8,1,13,4.6928809808246354E-2,2.9181623217057993E-2,0,0,3.1018960000000042E-3,1.7272733184923734E-2,1.4258161924380125E-2,9.1827137096774526E-5,5.0752396800000151E-3,0.11591029095170501,46928.809808246355,29181.623217057993,0,0,3101.8960000000043,17272.733184923734,14258.161924380125,91.827137096774521,5075.2396800000151,115910.290951705]
[2004,8,1,23,4.30647541972001E-2,2.436427558575948E-2,1.9554499999999957E-3,1.128542085247128E-4,3.2513656000000037E-3,1.3926049544571601E-2,1.5898216049148064E-2,1.1086154850346663E-4,4.6256985600000144E-3,0.10730952529370745,43064.754197200098,24364.275585759482,1955.4499999999957,112.8542085247128,3251.3656000000037,13926.049544571601,15898.216049148064,110.86154850346662,4625.6985600000144,107309.52529370745]
[2004,8,2,6,2.3852204863004094E-2,2.7559878187621373E-2,1.9554499999999957E-3,1.128542085247128E-4,2.647862000000003E-3,1.7531634812615573E-2,1.7516739626609896E-2,1.1086154850346663E-4,4.9250611200000157E-3,9.6212546366879134E-2,23852.204863004095,27559.878187621372,1955.4499999999957,112.8542085247128,2647.8620000000028,17531.634812615572,17516.739626609895,110.86154850346662,4925.0611200000158,96212.546366879134]
[2004,8,2,13,5.58835324346936E-2,3.7454445160331536E-2,0,0,2.7165698000000032E-3,2.0041827207683747E-2,1.8785951526261082E-2,9.1827137096774526E-5,5.3930016000000164E-3,0.14036715486606671,55883.532434693603,37454.445160331539,0,0,2716.5698000000029,20041.827207683746,18785.95152626108,91.827137096774521,5393.001600000016,140367.15486606676]
[2004,8,2,15,5.6995267729410319E-2,3.7468056057981772E-2,0,0,2.6852294000000031E-3,2.0023938782917129E-2,1.8464921175616624E-2,9.1827137096774526E-5,5.3472518400000165E-3,0.14107649212302262,56995.26772941032,37468.056057981768,0,0,2685.2294000000029,20023.938782917128,18464.921175616622,91.827137096774521,5347.2518400000163,141076.49212302265]
[2004,8,2,23,4.0134140491866747E-2,2.7905053008404797E-2,1.9554499999999957E-3,1.128542085247128E-4,2.5277238000000028E-3,1.5052335756218121E-2,2.0566174441149929E-2,1.1086154850346663E-4,5.2398393600000164E-3,0.11360443261466778,40134.140491866747,27905.053008404797,1955.4499999999957,112.8542085247128,2527.7238000000029,15052.335756218121,20566.174441149928,110.86154850346662,5239.8393600000163,113604.43261466779]
[2004,8,3,8,2.8890327725851414E-2,3.6114938138136495E-2,4.8886999999999889E-4,2.8213984976080362E-5,5.1370130000000062E-3,1.7438678228827532E-2,2.5009394881408131E-2,9.6585812953681923E-5,5.1065683200000158E-3,0.11831059009215338,28890.327725851414,36114.938138136495,488.86999999999887,28.213984976080361,5137.0130000000063,17438.678228827532,25009.39488140813,96.585812953681923,5106.5683200000158,118310.59009215335]
[2004,8,3,17,4.7566822606427028E-2,3.5185497335976937E-2,0,0,4.5017672000000055E-3,1.5497089548316927E-2,2.4715677431435813E-2,9.1827137096774526E-5,5.5730169600000171E-3,0.1331316982192535,47566.822606427027,35185.497335976936,0,0,4501.7672000000057,15497.089548316926,24715.677431435812,91.827137096774521,5573.0169600000172,133131.69821925351]
[2004,8,3,22,4.1667417347341779E-2,2.9016002854825577E-2,0,0,2.8294756000000029E-3,1.144275915324838E-2,2.4254979218165638E-2,9.1827137096774526E-5,5.7008179200000184E-3,0.11500327923067818,41667.417347341776,29016.002854825576,0,0,2829.4756000000029,11442.75915324838,24254.979218165638,91.827137096774521,5700.8179200000186,115003.27923067816]
[2004,8,4,10,3.4110293408287994E-2,4.0779662318849191E-2,0,0,4.9650426000000056E-3,2.049626636623985E-2,2.559909672947289E-2,9.1827137096774526E-5,4.5849216000000146E-3,0.13062711015994671,34110.293408287995,40779.662318849194,0,0,4965.0426000000052,20496.266366239852,25599.096729472891,91.827137096774521,4584.9216000000142,130627.11015994672]
[2004,8,4,19,4.1769933165490436E-2,3.4785472121297768E-2,0,0,3.1979262000000042E-3,1.7604114890807841E-2,2.3983132620537993E-2,9.1827137096774526E-5,5.1408806400000161E-3,0.12657328677523086,41769.933165490438,34785.472121297767,0,0,3197.9262000000044,17604.114890807843,23983.132620537992,91.827137096774521,5140.8806400000158,126573.28677523084]
[2004,8,5,3,2.5112035260827996E-2,2.584982643876203E-2,1.9554499999999957E-3,1.128542085247128E-4,3.806251400000005E-3,1.5707941509186304E-2,2.1485125852405473E-2,1.1086154850346663E-4,4.9931884800000154E-3,9.9133534698209999E-2,25112.035260827997,25849.826438762029,1955.4499999999957,112.8542085247128,3806.2514000000051,15707.941509186303,21485.125852405472,110.86154850346662,4993.1884800000153,99133.534698209987]
[2004,8,5,9,3.8304584702513959E-2,3.9830569716970812E-2,0,0,5.0156694000000057E-3,2.1878192491543241E-2,2.5510242539032658E-2,9.1827137096774526E-5,4.8768249600000153E-3,0.13550791094715747,38304.584702513959,39830.569716970815,0,0,5015.6694000000061,21878.192491543243,25510.242539032657,91.827137096774521,4876.8249600000154,135507.91094715748]
[2004,8,5,12,5.0301920131586277E-2,4.0620750053360258E-2,0,0,4.9441490000000053E-3,2.0383213417782636E-2,2.5176365699653321E-2,9.1827137096774526E-5,5.0086041600000157E-3,0.1465268295994793,50301.920131586274,40620.750053360258,0,0,4944.1490000000049,20383.213417782637,25176.365699653321,91.827137096774521,5008.6041600000153,146526.8295994793]
[2004,8,5,23,3.9735370566882255E-2,2.9322428076854524E-2,1.9554499999999957E-3,1.128542085247128E-4,2.312760800000003E-3,1.5002447394641646E-2,2.2026954546694958E-2,1.1086154850346663E-4,4.7167008000000149E-3,0.11529582794210157,39735.370566882259,29322.428076854525,1955.4499999999957,112.8542085247128,2312.7608000000027,15002.447394641646,22026.954546694957,110.86154850346662,4716.7008000000151,115295.82794210159]
[2004,8,6,5,2.4640997511614068E-2,2.8376106596449201E-2,1.9554499999999957E-3,1.128542085247128E-4,3.8038406000000047E-3,1.8096303588587982E-2,2.158235844028043E-2,1.1086154850346663E-4,4.6699564800000148E-3,0.10334872897395989,24640.997511614067,28376.106596449201,1955.4499999999957,112.8542085247128,3803.8406000000045,18096.30358858798,21582.35844028043,110.86154850346662,4669.9564800000153,103348.72897395986]
[2004,8,6,13,5.397337470959155E-2,4.0634842365238844E-2,0,0,4.2301504000000038E-3,2.0712222956181237E-2,2.5196428867304548E-2,9.1827137096774526E-5,4.0200115200000122E-3,0.14885885795541295,53973.374709591553,40634.842365238845,0,0,4230.1504000000041,20712.222956181238,25196.428867304548,91.827137096774521,4020.0115200000123,148858.85795541297]
[2004,8,6,22,4.9130393176790126E-2,2.8325033318937255E-2,0,0,3.7138374000000043E-3,1.1617098426647982E-2,1.9685933880519035E-2,9.1827137096774526E-5,4.9469414400000146E-3,0.11751106477999121,49130.393176790123,28325.033318937254,0,0,3713.8374000000044,11617.098426647983,19685.933880519035,91.827137096774521,4946.9414400000142,117511.06477999118]
[2004,8,7,6,2.4964833229468384E-2,2.3864745043212104E-2,1.9554499999999957E-3,1.128542085247128E-4,4.6307450000000056E-3,1.4853732601430542E-2,1.6697102114314449E-2,1.1086154850346663E-4,4.2651705600000129E-3,9.1455494305453688E-2,24964.833229468382,23864.745043212104,1955.4499999999957,112.8542085247128,4630.7450000000053,14853.732601430542,16697.10211431445,110.86154850346662,4265.1705600000132,91455.494305453671]
[2004,8,7,15,5.2599857775386658E-2,2.8871602155255593E-2,0,0,3.8625034000000047E-3,1.406232604691836E-2,1.6089834743961851E-2,9.1827137096774526E-5,4.9623571200000157E-3,0.12054030837861926,52599.857775386656,28871.602155255594,0,0,3862.5034000000046,14062.326046918361,16089.834743961852,91.827137096774521,4962.357120000016,120540.30837861924]
[2004,8,7,16,5.5601793056588709E-2,2.8852073137329633E-2,0,0,3.6479422000000039E-3,1.5792198318038773E-2,1.5948228258503748E-2,9.1827137096774526E-5,4.8335616000000151E-3,0.12476762370755767,55601.793056588707,28852.073137329633,0,0,3647.942200000004,15792.198318038772,15948.228258503748,91.827137096774521,4833.5616000000155,124767.62370755765]
[2004,8,8,5,2.016718102443758E-2,2.132945884401766E-2,1.9554499999999957E-3,1.128542085247128E-4,3.653567400000004E-3,1.4130718276886814E-2,1.3161183107041702E-2,1.1086154850346663E-4,4.4770118400000135E-3,7.9098286249411953E-2,20167.181024437581,21329.458844017659,1955.4499999999957,112.8542085247128,3653.567400000004,14130.718276886815,13161.183107041701,110.86154850346662,4477.0118400000138,79098.286249411962]
[2004,8,8,9,3.4558201065800272E-2,2.5390141745215665E-2,0,0,3.653567400000004E-3,1.4026154039802067E-2,1.513598457177154E-2,9.1827137096774526E-5,4.7171980800000141E-3,9.7573074039686333E-2,34558.201065800269,25390.141745215664,0,0,3653.567400000004,14026.154039802066,15135.98457177154,91.827137096774521,4717.1980800000138,97573.074039686326]
[2004,8,8,19,5.6294908984578333E-2,2.6082370225200657E-2,0,0,4.4210054000000049E-3,1.5940430578219658E-2,1.696586867214037E-2,9.1827137096774526E-5,4.665480960000014E-3,0.12446189195723582,56294.908984578331,26082.370225200659,0,0,4421.0054000000046,15940.430578219659,16965.868672140368,91.827137096774521,4665.4809600000144,124461.89195723581]
[2004,8,9,2,1.8748860462347462E-2,2.1013395081461588E-2,1.9554499999999957E-3,1.128542085247128E-4,6.0916898000000072E-3,9.9581999989650088E-3,2.0249379016039442E-2,1.1086154850346663E-4,4.6371360000000148E-3,8.2877826115841699E-2,18748.86046234746,21013.395081461589,1955.4499999999957,112.8542085247128,6091.6898000000074,9958.1999989650085,20249.379016039442,110.86154850346662,4637.136000000015,82877.826115841686]
[2004,8,9,9,2.922537374565852E-2,3.3983990729658582E-2,0,0,8.1227888000000095E-3,1.4428824642167807E-2,2.588252403281098E-2,9.1827137096774526E-5,4.6997932800000143E-3,0.1164351223673927,29225.373745658519,33983.990729658581,0,0,8122.7888000000094,14428.824642167807,25882.524032810979,91.827137096774521,4699.7932800000144,116435.12236739267]
[2004,8,9,19,4.13454107679204E-2,3.1728337620585995E-2,0,0,6.0101244000000074E-3,1.3512051856176197E-2,2.4688758741584702E-2,9.1827137096774526E-5,4.9240665600000155E-3,0.12230057708336409,41345.410767920403,31728.337620585993,0,0,6010.1244000000079,13512.051856176196,24688.758741584701,91.827137096774521,4924.0665600000157,122300.5770833641]
[2004,8,9,23,3.1907039210440663E-2,2.5654824985472318E-2,1.9554499999999957E-3,1.128542085247128E-4,6.8314036000000078E-3,1.0673226822623189E-2,2.3713607395749358E-2,1.1086154850346663E-4,4.7470348800000154E-3,0.10570630265131373,31907.039210440664,25654.824985472318,1955.4499999999957,112.8542085247128,6831.4036000000078,10673.22682262319,23713.607395749357,110.86154850346662,4747.0348800000156,105706.30265131373]
[2004,8,10,4,2.0539760822717617E-2,2.4909135943619445E-2,1.9554499999999957E-3,1.128542085247128E-4,7.0853412000000098E-3,1.3446209456889586E-2,2.2585071849405763E-2,1.1086154850346663E-4,5.2512768000000159E-3,9.5995961829660623E-2,20539.760822717617,24909.135943619447,1955.4499999999957,112.8542085247128,7085.3412000000098,13446.209456889586,22585.071849405762,110.86154850346662,5251.276800000016,95995.96182966062]
[2004,8,10,13,4.8926256982782426E-2,4.0500250184276741E-2,0,0,8.0476522000000102E-3,1.7914230663473162E-2,2.6300339823256014E-2,9.1827137096774526E-5,5.2811136000000163E-3,0.14706167059088515,48926.256982782426,40500.250184276738,0,0,8047.6522000000105,17914.230663473161,26300.339823256014,91.827137096774521,5281.113600000016,147061.67059088516]
[2004,8,10,21,4.9812828763972777E-2,3.111960002972301E-2,0,0,7.6936664000000089E-3,1.3193781939228676E-2,2.3925328916025106E-2,9.1827137096774526E-5,4.9504224000000161E-3,0.13078745558604638,49812.828763972779,31119.600029723009,0,0,7693.6664000000092,13193.781939228676,23925.328916025104,91.827137096774521,4950.4224000000158,130787.45558604636]
[2004,8,11,6,2.4819082378283321E-2,2.9584144541830566E-2,1.9554499999999957E-3,1.128542085247128E-4,8.4663278000000099E-3,1.4453715494840773E-2,2.3461895117061919E-2,1.1086154850346663E-4,4.745045760000015E-3,0.10770937684904479,24819.082378283321,29584.144541830567,1955.4499999999957,112.8542085247128,8466.32780000001,14453.715494840773,23461.895117061918,110.86154850346662,4745.0457600000154,107709.37684904478]
[2004,8,11,14,5.2625609554228577E-2,4.0019322104401719E-2,0,0,9.3494842000000095E-3,1.8571791394003868E-2,2.5389003548085067E-2,9.1827137096774526E-5,5.0016422400000161E-3,0.15104868017781603,52625.609554228577,40019.322104401719,0,0,9349.4842000000099,18571.791394003867,25389.003548085067,91.827137096774521,5001.6422400000165,151048.68017781604]
[2004,8,11,20,5.0558595500172554E-2,3.3079646405468954E-2,0,0,8.3293140000000095E-3,1.514063288145282E-2,2.4116282615708771E-2,9.1827137096774526E-5,1.8185529600000057E-3,0.13313485149989987,50558.595500172552,33079.646405468957,0,0,8329.3140000000094,15140.632881452821,24116.282615708773,91.827137096774521,1818.5529600000057,133134.8514998999]
[2004,8,12,7,2.5583347211128909E-2,3.4939714833131096E-2,1.9554499999999957E-3,1.128542085247128E-4,8.0098830000000093E-3,1.7123269048478437E-2,2.3838739469984299E-2,1.1086154850346663E-4,2.6783500800000087E-3,0.11435246939975093,25583.347211128908,34939.714833131096,1955.4499999999957,112.8542085247128,8009.8830000000089,17123.269048478436,23838.739469984299,110.86154850346662,2678.3500800000088,114352.46939975093]
[2004,8,12,16,5.3053367992277639E-2,3.7217531820239735E-2,0,0,6.9362734000000077E-3,1.5182451086651103E-2,2.4270575770926433E-2,9.1827137096774526E-5,3.1671763200000098E-3,0.1399192035271917,53053.367992277635,37217.531820239732,0,0,6936.2734000000073,15182.451086651103,24270.575770926433,91.827137096774521,3167.17632000001,139919.20352719168]
[2004,8,12,19,4.4025503008190171E-2,3.3960471073409028E-2,0,0,7.8061704000000091E-3,1.5022486891584098E-2,2.3842542813211361E-2,9.1827137096774526E-5,5.0036313600000156E-3,0.12975263268349146,44025.503008190171,33960.471073409026,0,0,7806.1704000000091,15022.486891584098,23842.542813211359,91.827137096774521,5003.6313600000158,129752.63268349144]
[2004,8,13,1,3.1278768259081775E-2,2.7513211963030391E-2,1.9554499999999957E-3,1.128542085247128E-4,8.2557846000000101E-3,1.4173187861644223E-2,2.1591812110283132E-2,1.1086154850346663E-4,3.0448454400000095E-3,0.10803677599106772,31278.768259081775,27513.21196303039,1955.4499999999957,112.8542085247128,8255.78460000001,14173.187861644223,21591.812110283132,110.86154850346662,3044.8454400000096,108036.77599106771]
[2004,8,13,9,4.0426662689851504E-2,4.0173040241946768E-2,0,0,8.11555640000001E-3,2.2393790684524215E-2,2.4569634401137186E-2,9.1827137096774526E-5,5.0737478400000157E-3,0.14084425939455644,40426.662689851502,40173.040241946772,0,0,8115.5564000000104,22393.790684524214,24569.634401137188,91.827137096774521,5073.7478400000155,140844.25939455649]
[2004,8,13,18,5.9279592814743959E-2,3.168352984304923E-2,0,0,5.9739624000000073E-3,1.2611126987960351E-2,2.3223347863655527E-2,9.1827137096774526E-5,4.8633984000000146E-3,0.13772678544650588,59279.592814743955,31683.529843049229,0,0,5973.9624000000076,12611.126987960351,23223.347863655526,91.827137096774521,4863.3984000000146,137726.78544650585]
[2004,8,13,23,4.3790659382816989E-2,2.4487012746595333E-2,1.9554499999999957E-3,1.128542085247128E-4,5.5227410000000064E-3,1.0174795561630291E-2,1.887948782457612E-2,1.1086154850346663E-4,5.270173440000016E-3,0.11030403571264692,43790.659382816986,24487.012746595334,1955.4499999999957,112.8542085247128,5522.7410000000064,10174.795561630292,18879.487824576121,110.86154850346662,5270.1734400000159,110304.03571264695]
[2004,8,14,11,5.0731380331808872E-2,3.1842486231440058E-2,0,0,4.8420918000000052E-3,1.9042783646805249E-2,1.5689802889869802E-2,9.1827137096774526E-5,5.061315840000016E-3,0.12730168787702079,50731.380331808869,31842.486231440056,0,0,4842.0918000000056,19042.783646805248,15689.802889869801,91.827137096774521,5061.3158400000157,127301.68787702075]
[2004,8,14,16,5.8757551867530011E-2,2.9334207358738307E-2,0,0,4.5676624000000055E-3,1.5757111173220414E-2,1.5892795178121404E-2,9.1827137096774526E-5,5.2527686400000162E-3,0.12965392375470694,58757.551867530012,29334.207358738309,0,0,4567.6624000000056,15757.111173220414,15892.795178121405,91.827137096774521,5252.7686400000166,129653.92375470692]
[2004,8,15,4,1.7706565715391989E-2,2.0401439915212101E-2,1.9554499999999957E-3,1.128542085247128E-4,4.4282378000000053E-3,1.350640442675034E-2,1.3691444940958019E-2,1.1086154850346663E-4,4.6460870400000147E-3,7.6559345595340639E-2,17706.565715391989,20401.4399152121,1955.4499999999957,112.8542085247128,4428.2378000000053,13506.40442675034,13691.444940958019,110.86154850346662,4646.0870400000149,76559.345595340637]
[2004,8,15,6,1.7057098376771294E-2,1.9704646916558669E-2,1.9554499999999957E-3,1.128542085247128E-4,4.5351166000000059E-3,1.375282954709032E-2,1.3987745152907094E-2,1.1086154850346663E-4,4.5615494400000145E-3,7.5778151790355588E-2,17057.098376771293,19704.646916558668,1955.4499999999957,112.8542085247128,4535.1166000000057,13752.829547090319,13987.745152907095,110.86154850346662,4561.5494400000143,75778.15179035558]
[2004,8,15,13,4.0046585569422054E-2,2.6670491333474107E-2,0,0,5.5271608000000061E-3,1.4171999056498751E-2,1.4579977162847984E-2,9.1827137096774526E-5,3.7668960000000118E-3,0.10485493705933968,40046.585569422052,26670.491333474107,0,0,5527.160800000006,14171.999056498751,14579.977162847985,91.827137096774521,3766.8960000000116,104854.93705933969]
[2004,8,15,20,4.6237864548692074E-2,2.2130639536010865E-2,0,0,4.0509476000000046E-3,1.0521436467857193E-2,1.6244484937710784E-2,9.1827137096774526E-5,3.0751795200000096E-3,0.10235237974736772,46237.864548692072,22130.639536010865,0,0,4050.9476000000045,10521.436467857193,16244.484937710784,91.827137096774521,3075.1795200000097,102352.37974736768]
[2004,8,16,6,1.7691930447235337E-2,2.5975867561329698E-2,1.9554499999999957E-3,1.128542085247128E-4,8.117565400000009E-3,1.2964659157818635E-2,2.0794222745732907E-2,1.1086154850346663E-4,2.7469747200000089E-3,9.0470385789144764E-2,17691.930447235336,25975.867561329698,1955.4499999999957,112.8542085247128,8117.5654000000086,12964.659157818634,20794.222745732906,110.86154850346662,2746.9747200000088,90470.385789144755]
[2004,8,16,15,4.6636736152633917E-2,3.5323042335209914E-2,0,0,7.218337000000007E-3,1.3577811590185377E-2,2.5081368618563554E-2,9.1827137096774526E-5,4.7276409600000143E-3,0.13265676379368954,46636.736152633915,35323.042335209917,0,0,7218.3370000000068,13577.811590185376,25081.368618563552,91.827137096774521,4727.6409600000143,132656.76379368955]
[2004,8,16,19,4.2186413592260101E-2,3.1975345228454188E-2,0,0,7.4698638000000083E-3,1.3347116087501975E-2,2.3396549188419997E-2,9.1827137096774526E-5,5.1269568000000161E-3,0.12359407183373305,42186.413592260098,31975.345228454189,0,0,7469.8638000000083,13347.116087501976,23396.549188419998,91.827137096774521,5126.9568000000163,123594.07183373305]
[2004,8,17,8,2.9317227763170181E-2,3.6168527188868732E-2,4.8886999999999889E-4,2.8213984976080362E-5,9.1417536000000105E-3,1.6831231048848233E-2,2.499436430942728E-2,9.6585812953681923E-5,5.1602745600000163E-3,0.12222704826824422,29317.22776317018,36168.527188868735,488.86999999999887,28.213984976080361,9141.7536000000109,16831.231048848233,24994.364309427281,96.585812953681923,5160.2745600000162,122227.04826824422]
[2004,8,17,16,5.1900523374324249E-2,3.6719019247894329E-2,0,0,8.3015898000000088E-3,1.3158200328732477E-2,2.5067224857822767E-2,9.1827137096774526E-5,5.1950841600000158E-3,0.14043346890587061,51900.52337432425,36719.019247894328,0,0,8301.5898000000088,13158.200328732477,25067.224857822766,91.827137096774521,5195.0841600000158,140433.46890587066]
[2004,8,17,17,5.1481047824876232E-2,3.4873833971466039E-2,0,0,7.8676458000000084E-3,1.2762979611339226E-2,2.5218127595664525E-2,9.1827137096774526E-5,5.2433203200000162E-3,0.1375387822604428,51481.04782487623,34873.83397146604,0,0,7867.6458000000084,12762.979611339226,25218.127595664526,91.827137096774521,5243.3203200000162,137538.78226044282]
[2004,8,18,6,1.9043206786855973E-2,2.8292813025206517E-2,1.9554499999999957E-3,1.128542085247128E-4,8.79982180000001E-3,1.2768897082787454E-2,2.332007801016997E-2,1.1086154850346663E-4,4.5138105600000134E-3,9.8917793022048117E-2,19043.206786855972,28292.813025206517,1955.4499999999957,112.8542085247128,8799.8218000000106,12768.897082787453,23320.078010169971,110.86154850346662,4513.8105600000135,98917.793022048121]
[2004,8,18,10,3.3802127131462724E-2,4.0367456004325286E-2,0,0,7.9813552000000086E-3,2.0224385027973926E-2,2.6178177056849973E-2,9.1827137096774526E-5,3.3352569600000109E-3,0.13198058451770869,33802.127131462723,40367.456004325286,0,0,7981.3552000000091,20224.385027973927,26178.177056849974,91.827137096774521,3335.2569600000111,131980.58451770869]
[2004,8,18,16,5.0616146803846095E-2,3.6071026451157867E-2,0,0,7.1211014000000074E-3,1.3968004948098318E-2,2.4723945193793628E-2,9.1827137096774526E-5,5.3129395200000162E-3,0.13790499145399268,50616.146803846095,36071.026451157864,0,0,7121.1014000000077,13968.004948098318,24723.945193793628,91.827137096774521,5312.9395200000163,137904.99145399273]
[2004,8,19,3,1.2992168729656578E-2,2.1940692274866575E-2,1.9554499999999957E-3,1.128542085247128E-4,8.2244442000000088E-3,9.4128769617151456E-3,2.1861675182636708E-2,1.1086154850346663E-4,5.1070656000000159E-3,8.1718088705903205E-2,12992.168729656578,21940.692274866575,1955.4499999999957,112.8542085247128,8224.444200000009,9412.8769617151447,21861.675182636707,110.86154850346662,5107.0656000000163,81718.08870590321]
[2004,8,19,13,3.1323043006804135E-2,3.6654511209418865E-2,0,0,7.9082276000000083E-3,1.727651090039432E-2,2.566276116137612E-2,9.1827137096774526E-5,4.9215801600000159E-3,0.12383846117509027,31323.043006804135,36654.511209418866,0,0,7908.2276000000084,17276.510900394322,25662.761161376118,91.827137096774521,4921.5801600000159,123838.46117509024]
[2004,8,19,20,3.0113613456463639E-2,3.0919497678584928E-2,0,0,6.2114262000000069E-3,1.3430759355090272E-2,2.2847426290260452E-2,9.1827137096774526E-5,4.7848281600000155E-3,0.1083993782774961,30113.613456463638,30919.497678584929,0,0,6211.4262000000072,13430.759355090271,22847.426290260453,91.827137096774521,4784.8281600000155,108399.37827749609]
[2004,8,20,3,1.3167431510910833E-2,2.1394330010795517E-2,1.9554499999999957E-3,1.128542085247128E-4,8.2662314000000112E-3,9.038057204216271E-3,2.1770417360980822E-2,1.1086154850346663E-4,4.754494080000015E-3,8.0570127323931651E-2,13167.431510910834,21394.330010795518,1955.4499999999957,112.8542085247128,8266.2314000000115,9038.0572042162712,21770.41736098082,110.86154850346662,4754.4940800000149,80570.127323931651]
[2004,8,20,5,1.1202481459883461E-2,2.2675345264138114E-2,1.9554499999999957E-3,1.128542085247128E-4,8.5073114000000088E-3,9.8088264739460279E-3,2.2571596167235756E-2,1.1086154850346663E-4,4.6794048000000149E-3,8.1624131322231563E-2,11202.481459883462,22675.345264138115,1955.4499999999957,112.8542085247128,8507.3114000000096,9808.8264739460283,22571.596167235755,110.86154850346662,4679.4048000000148,81624.131322231566]
[2004,8,20,14,3.1852993343342913E-2,3.4018128031382738E-2,0,0,7.4103974000000088E-3,1.4944866367401307E-2,2.5350784701714073E-2,9.1827137096774526E-5,3.2462438400000103E-3,0.11691524082093782,31852.993343342914,34018.128031382737,0,0,7410.3974000000089,14944.866367401306,25350.784701714074,91.827137096774521,3246.2438400000101,116915.24082093783]
[2004,8,21,2,1.6880093955935163E-2,1.9322263583422945E-2,1.9554499999999957E-3,1.128542085247128E-4,5.5520724000000061E-3,9.0388527910625713E-3,1.8405671497471878E-2,1.1086154850346663E-4,4.9086508800000152E-3,7.628677086492075E-2,16880.093955935165,19322.263583422944,1955.4499999999957,112.8542085247128,5552.0724000000064,9038.8527910625708,18405.671497471878,110.86154850346662,4908.6508800000156,76286.770864920749]
[2004,8,21,7,1.5694424173870368E-2,2.2673651536580249E-2,1.9554499999999957E-3,1.128542085247128E-4,4.6701214000000055E-3,1.0005745222647246E-2,1.9782736090301237E-2,1.1086154850346663E-4,4.4024198400000126E-3,7.9408264020427305E-2,15694.424173870368,22673.651536580248,1955.4499999999957,112.8542085247128,4670.1214000000055,10005.745222647247,19782.736090301238,110.86154850346662,4402.4198400000123,79408.26402042729]
[2004,8,21,16,3.7861310815733178E-2,2.5205684704410248E-2,0,0,3.5639660000000043E-3,1.1992967721341768E-2,1.769345158526903E-2,9.1827137096774526E-5,5.1100492800000164E-3,0.10151925724385102,37861.310815733181,25205.684704410247,0,0,3563.9660000000044,11992.967721341767,17693.451585269031,91.827137096774521,5110.0492800000166,101519.25724385103]
[2004,8,21,24,2.4201810087668089E-2,1.7697543999185258E-2,1.9554499999999957E-3,1.128542085247128E-4,4.0754574000000047E-3,9.1345494401711136E-3,1.5584608789635431E-2,1.1086154850346663E-4,4.7694124800000143E-3,7.7642547953688079E-2,24201.810087668087,17697.543999185258,1955.4499999999957,112.8542085247128,4075.4574000000048,9134.549440171113,15584.608789635431,110.86154850346662,4769.4124800000145,77642.547953688088]
[2004,8,22,6,9.7552268570384217E-3,1.7439241484244344E-2,1.9554499999999957E-3,1.128542085247128E-4,3.898665400000004E-3,9.8526254708182891E-3,1.4774826514358571E-2,1.1086154850346663E-4,4.4292729600000141E-3,6.232902444348782E-2,9755.2268570384222,17439.241484244343,1955.4499999999957,112.8542085247128,3898.665400000004,9852.6254708182896,14774.82651435857,110.86154850346662,4429.2729600000139,62329.024443487826]
[2004,8,22,17,3.5817509230167334E-2,2.0153750722935727E-2,0,0,4.4133712000000054E-3,5.419095003906184E-3,1.6349721804298618E-2,9.1827137096774526E-5,5.2925510400000167E-3,8.7537826138404662E-2,35817.509230167336,20153.750722935725,0,0,4413.371200000005,5419.0950039061836,16349.721804298619,91.827137096774521,5292.5510400000167,87537.826138404664]
[2004,8,22,23,2.4335888835627494E-2,1.9451135451590395E-2,1.9554499999999957E-3,1.128542085247128E-4,5.8952096000000074E-3,5.3365576432308909E-3,2.09593668451045E-2,1.1086154850346663E-4,4.8808032000000152E-3,8.3038127332581479E-2,24335.888835627495,19451.135451590395,1955.4499999999957,112.8542085247128,5895.2096000000074,5336.5576432308908,20959.366845104501,110.86154850346662,4880.8032000000148,83038.127332581469]
[2004,8,23,2,1.9707871880334057E-2,2.0422060155846852E-2,1.9554499999999957E-3,1.128542085247128E-4,6.8354216000000075E-3,9.9883800227560295E-3,2.06493381095239E-2,1.1086154850346663E-4,4.9335148800000155E-3,8.471575240548905E-2,19707.871880334056,20422.060155846852,1955.4499999999957,112.8542085247128,6835.4216000000079,9988.3800227560296,20649.338109523898,110.86154850346662,4933.5148800000152,84715.752405489038]
[2004,8,23,13,4.666889650199408E-2,3.529979374110636E-2,0,0,8.565572400000011E-3,1.3363435057619399E-2,2.4156615904098483E-2,9.1827137096774526E-5,5.358689280000016E-3,0.13350483002191513,46668.896501994081,35299.793741106361,0,0,8565.5724000000118,13363.435057619399,24156.615904098482,91.827137096774521,5358.689280000016,133504.83002191511]
[2004,8,23,19,4.3112159001525936E-2,3.2015658113573084E-2,0,0,7.7860804000000087E-3,1.3170625020630208E-2,2.3649780690914377E-2,9.1827137096774526E-5,5.186630400000016E-3,0.1250127607637404,43112.159001525935,32015.658113573085,0,0,7786.0804000000089,13170.625020630208,23649.780690914376,91.827137096774521,5186.6304000000164,125012.7607637404]
[2004,8,24,3,2.1498487610118865E-2,2.4828355468659219E-2,1.9554499999999957E-3,1.128542085247128E-4,7.0592242000000081E-3,1.3703170330818987E-2,2.1409916398356783E-2,1.1086154850346663E-4,4.9320230400000152E-3,9.5610342804982054E-2,21498.487610118864,24828.355468659218,1955.4499999999957,112.8542085247128,7059.2242000000078,13703.170330818988,21409.916398356781,110.86154850346662,4932.0230400000155,95610.34280498205]
[2004,8,24,12,4.4021476091649824E-2,3.9941812470457076E-2,0,0,7.5060258000000093E-3,1.7745489414658772E-2,2.6680829581073259E-2,9.1827137096774526E-5,5.3318361600000171E-3,0.14131929665493573,44021.47609164982,39941.812470457073,0,0,7506.0258000000094,17745.489414658772,26680.82958107326,91.827137096774521,5331.8361600000171,141319.29665493572]
[2004,8,24,21,4.9358085152646974E-2,3.0708458021278084E-2,0,0,9.0425090000000111E-3,1.0391161101394082E-2,2.4271517046329082E-2,9.1827137096774526E-5,4.9936857600000164E-3,0.12885724321874503,49358.085152646978,30708.458021278086,0,0,9042.5090000000109,10391.161101394082,24271.517046329081,91.827137096774521,4993.6857600000167,128857.24321874503]
[2004,8,25,2,2.8074107463303126E-2,2.693546834937836E-2,1.9554499999999957E-3,1.128542085247128E-4,8.4542738000000089E-3,1.3038831601639525E-2,2.2220604101042079E-2,1.1086154850346663E-4,5.1692256000000153E-3,0.1060716766723913,28074.107463303128,26935.46834937836,1955.4499999999957,112.8542085247128,8454.2738000000081,13038.831601639526,22220.604101042078,110.86154850346662,5169.2256000000152,106071.67667239129]
[2004,8,25,6,2.5995262451312156E-2,3.1760363801090492E-2,1.9554499999999957E-3,1.128542085247128E-4,8.2927502000000111E-3,1.4815988074290357E-2,2.4500550557626923E-2,1.1086154850346663E-4,4.4073926400000143E-3,0.11195147348134812,25995.262451312155,31760.363801090491,1955.4499999999957,112.8542085247128,8292.7502000000113,14815.988074290357,24500.550557626924,110.86154850346662,4407.3926400000146,111951.47348134813]
[2004,8,25,16,6.464246339926924E-2,3.9102188886137472E-2,0,0,7.6695584000000087E-3,1.2922910381983004E-2,2.6215492851572014E-2,9.1827137096774526E-5,5.4312921600000175E-3,0.15607573321605853,64642.46339926924,39102.188886137475,0,0,7669.558400000009,12922.910381983003,26215.492851572013,91.827137096774521,5431.2921600000172,156075.73321605855]
[2004,8,25,23,3.9887416730144419E-2,3.0565957674259535E-2,1.9554499999999957E-3,1.128542085247128E-4,7.8367072000000097E-3,1.0870468435042782E-2,2.4642129860816361E-2,1.1086154850346663E-4,5.3437708800000167E-3,0.12132561653729131,39887.416730144418,30565.957674259535,1955.4499999999957,112.8542085247128,7836.7072000000098,10870.468435042783,24642.12986081636,110.86154850346662,5343.7708800000164,121325.61653729129]
[2004,8,26,6,2.1072718624245416E-2,3.0139958194455887E-2,1.9554499999999957E-3,1.128542085247128E-4,7.7547400000000091E-3,1.2495005293194117E-2,2.4860838522142884E-2,1.1086154850346663E-4,5.3029939200000169E-3,0.1038054203110665,21072.718624245415,30139.958194455889,1955.4499999999957,112.8542085247128,7754.7400000000089,12495.005293194117,24860.838522142883,110.86154850346662,5302.9939200000172,103805.42031106653]
[2004,8,26,16,5.5503313487387088E-2,3.7882786231195606E-2,0,0,7.9214870000000083E-3,1.1966159476300664E-2,2.5778431432995751E-2,9.1827137096774526E-5,5.5750060800000183E-3,0.1447190108449759,55503.313487387088,37882.786231195605,0,0,7921.4870000000083,11966.159476300665,25778.431432995752,91.827137096774521,5575.0060800000183,144719.01084497591]
[2004,8,26,23,3.4029788434025328E-2,2.9272957103298251E-2,1.9554499999999957E-3,1.128542085247128E-4,7.5658940000000088E-3,1.0272709978432245E-2,2.4034571322949224E-2,1.1086154850346663E-4,5.1423724800000164E-3,0.11249745907573325,34029.788434025329,29272.957103298249,1955.4499999999957,112.8542085247128,7565.8940000000084,10272.709978432245,24034.571322949225,110.86154850346662,5142.3724800000164,112497.45907573326]
[2004,8,27,9,3.1831144985178812E-2,3.9084030778909006E-2,0,0,8.0384108000000083E-3,1.8307326483703985E-2,2.6118967752590035E-2,9.1827137096774526E-5,5.1786739200000162E-3,0.12865038185747865,31831.144985178813,39084.030778909007,0,0,8038.4108000000078,18307.326483703986,26118.967752590037,91.827137096774521,5178.6739200000166,128650.38185747864]
[2004,8,27,13,4.4595370302076692E-2,3.9152826135925294E-2,0,0,7.407986600000009E-3,1.5967583790936411E-2,2.5963854469061475E-2,9.1827137096774526E-5,5.2348665600000163E-3,0.13841431499509668,44595.370302076692,39152.826135925294,0,0,7407.9866000000093,15967.583790936411,25963.854469061476,91.827137096774521,5234.8665600000168,138414.31499509668]
[2004,8,27,18,4.872314322368456E-2,3.1692258760957159E-2,0,0,6.1463346000000078E-3,1.0251679394090718E-2,2.5490689967016172E-2,9.1827137096774526E-5,3.4068652800000108E-3,0.12580279836284541,48723.143223684558,31692.25876095716,0,0,6146.3346000000074,10251.679394090717,25490.689967016173,91.827137096774521,3406.8652800000109,125802.79836284541]
[2004,8,28,3,1.8483248563774694E-2,2.2950572480520771E-2,1.9554499999999957E-3,1.128542085247128E-4,4.7653480000000061E-3,1.0999152629216214E-2,1.9014152757868528E-2,1.1086154850346663E-4,3.3302841600000104E-3,8.1721924348408415E-2,18483.248563774694,22950.572480520772,1955.4499999999957,112.8542085247128,4765.3480000000063,10999.152629216214,19014.152757868527,110.86154850346662,3330.2841600000106,81721.9243484084]
[2004,8,28,11,3.7068708002951339E-2,3.0552578813119482E-2,0,0,4.5857434000000051E-3,1.4539812044795654E-2,1.757538593138272E-2,9.1827137096774526E-5,3.0970598400000093E-3,0.107511115169346,37068.708002951338,30552.578813119482,0,0,4585.7434000000048,14539.812044795653,17575.38593138272,91.827137096774521,3097.0598400000094,107511.11516934598]
[2004,8,28,17,4.5891904722467271E-2,2.7795724974046015E-2,0,0,4.2960456000000055E-3,1.3318565139416242E-2,1.6516403700316217E-2,9.1827137096774526E-5,3.2273472000000102E-3,0.11113781847334255,45891.904722467269,27795.724974046014,0,0,4296.0456000000058,13318.565139416241,16516.403700316216,91.827137096774521,3227.3472000000102,111137.81847334252]
[2004,8,29,4,1.8176476144574634E-2,2.2726020814963305E-2,1.9554499999999957E-3,1.128542085247128E-4,4.2868042000000052E-3,1.2922678426762989E-2,1.6146093977247099E-2,1.1086154850346663E-4,2.9036179200000092E-3,7.9340857240576226E-2,18176.476144574634,22726.020814963304,1955.4499999999957,112.8542085247128,4286.804200000005,12922.67842676299,16146.093977247099,110.86154850346662,2903.6179200000092,79340.85724057621]
[2004,8,29,13,4.1592666531208099E-2,2.872408791381497E-2,0,0,5.1647372000000061E-3,1.3740309416555217E-2,1.6387538841670025E-2,9.1827137096774526E-5,2.9632915200000095E-3,0.1086644585603451,41592.666531208102,28724.087913814972,0,0,5164.7372000000059,13740.309416555217,16387.538841670026,91.827137096774521,2963.2915200000093,108664.45856034511]
[2004,8,29,16,4.8937617002143288E-2,2.6269927568096298E-2,0,0,4.6616836000000052E-3,1.1012802174700317E-2,1.6951556075669193E-2,9.1827137096774526E-5,3.1607116800000099E-3,0.1110861252377059,48937.617002143292,26269.927568096296,0,0,4661.6836000000048,11012.802174700317,16951.556075669192,91.827137096774521,3160.7116800000099,111086.12523770587]
[2004,8,30,6,1.967636586473866E-2,2.7925945009646767E-2,1.9554499999999957E-3,1.128542085247128E-4,7.667951200000008E-3,1.2698203176051231E-2,2.2104211394854439E-2,1.1086154850346663E-4,2.8916832000000091E-3,9.5143525602319298E-2,19676.365864738662,27925.945009646766,1955.4499999999957,112.8542085247128,7667.9512000000077,12698.203176051231,22104.211394854439,110.86154850346662,2891.683200000009,95143.525602319292]
[2004,8,30,13,4.9769516752640658E-2,3.7761331170420083E-2,0,0,7.0857430000000081E-3,1.3237882193646388E-2,2.5586091535868837E-2,9.1827137096774526E-5,5.275146240000016E-3,0.13880753802967274,49769.516752640659,37761.331170420082,0,0,7085.7430000000077,13237.882193646388,25586.091535868836,91.827137096774521,5275.1462400000164,138807.53802967275]
[2004,8,30,15,5.0868257134795314E-2,3.743806330598709E-2,0,0,7.6301820000000088E-3,1.3302629468104302E-2,2.5159490487077139E-2,9.1827137096774526E-5,5.0185497600000158E-3,0.13950899929306065,50868.257134795313,37438.063305987089,0,0,7630.1820000000089,13302.629468104302,25159.490487077139,91.827137096774521,5018.5497600000162,139508.99929306068]
[2004,8,30,23,3.5762785021677582E-2,2.7843371514109438E-2,1.9554499999999957E-3,1.128542085247128E-4,7.1122618000000089E-3,1.0333061824604525E-2,2.4511190501772782E-2,1.1086154850346663E-4,4.600337280000014E-3,0.11234217369919253,35762.785021677584,27843.371514109436,1955.4499999999957,112.8542085247128,7112.2618000000093,10333.061824604525,24511.19050177278,110.86154850346662,4600.3372800000143,112342.17369919253]
[2004,8,31,8,2.7328678721974618E-2,3.7215066943201931E-2,4.8886999999999889E-4,2.8213984976080362E-5,9.0947430000000093E-3,1.5817973279273732E-2,2.5502617087660599E-2,9.6585812953681923E-5,4.6028236800000144E-3,0.1201755725100407,27328.678721974618,37215.066943201928,488.86999999999887,28.213984976080361,9094.7430000000095,15817.973279273732,25502.617087660597,96.585812953681923,4602.8236800000141,120175.57251004067]
[2004,8,31,13,4.2096461956681992E-2,4.1133491200616767E-2,0,0,7.9455950000000101E-3,1.6826689258484767E-2,2.677169941252969E-2,9.1827137096774526E-5,4.9902048000000157E-3,0.13985596876541001,42096.461956681989,41133.491200616765,0,0,7945.5950000000103,16826.689258484766,26771.699412529691,91.827137096774521,4990.2048000000159,139855.96876541001]
[2004,9,1,1,1.7463322253794624E-2,3.5697371662323535E-2,1.9554499999999905E-3,1.1022505073473803E-4,7.5100437999999952E-3,4.7345095996660317E-3,2.291152665900803E-2,1.1181240369577091E-4,4.7301273599999983E-3,9.5224388789222736E-2,17463.322253794624,35697.371662323538,1955.4499999999905,110.22505073473803,7510.0437999999949,4734.509599666032,22911.526659008032,111.81240369577091,4730.1273599999986,95224.388789222721]
[2004,9,1,10,2.6869367071302705E-2,5.4063931694390284E-2,0,0,7.7792497999999944E-3,7.0599738283022347E-3,2.6554965229515618E-2,9.4888041666666892E-5,4.167206399999999E-3,0.12658958206517751,26869.367071302706,54063.931694390281,0,0,7779.2497999999941,7059.9738283022343,26554.965229515619,94.888041666666894,4167.2063999999991,126589.58206517748]
[2004,9,1,18,3.7179895932287911E-2,4.369994065076499E-2,0,0,7.7037113999999943E-3,3.356022326816139E-3,2.5493805831283436E-2,9.4888041666666892E-5,5.0081068799999982E-3,0.12253637106281914,37179.895932287909,43699.940650764991,0,0,7703.7113999999947,3356.022326816139,25493.805831283436,94.888041666666894,5008.1068799999985,122536.37106281913]
[2004,9,1,24,1.9479464556766468E-2,3.6640295751298492E-2,1.9554499999999905E-3,1.1022505073473803E-4,7.9998379999999952E-3,3.7061736065332955E-3,2.3047052950912292E-2,1.1181240369577091E-4,4.5928780799999987E-3,9.7643190399941043E-2,19479.464556766467,36640.295751298494,1955.4499999999905,110.22505073473803,7999.8379999999952,3706.1736065332957,23047.052950912293,111.81240369577091,4592.8780799999986,97643.190399941028]
[2004,9,2,3,1.4066588046527547E-2,3.4037968136247154E-2,1.9554499999999905E-3,1.1022505073473803E-4,8.7278995999999949E-3,4.536135478799534E-3,2.2362914232199407E-2,1.1181240369577091E-4,4.5928780799999987E-3,9.0501871028204159E-2,14066.588046527548,34037.968136247153,1955.4499999999905,110.22505073473803,8727.8995999999952,4536.1354787995342,22362.914232199408,111.81240369577091,4592.8780799999986,90501.871028204143]
[2004,9,2,12,2.9746293787861419E-2,5.2059750575219194E-2,0,0,7.7165689999999952E-3,6.3211412405671441E-3,2.6300124533175477E-2,9.4888041666666892E-5,5.0270035199999983E-3,0.12726577069848991,29746.293787861418,52059.750575219194,0,0,7716.568999999995,6321.1412405671445,26300.124533175476,94.888041666666894,5027.0035199999984,127265.77069848988]
[2004,9,2,23,2.6590980031401715E-2,3.7359719756289475E-2,1.9554499999999905E-3,1.1022505073473803E-4,7.1504327999999942E-3,3.3794520862727002E-3,2.2718421244290996E-2,1.1181240369577091E-4,5.1577881599999976E-3,0.10453428153268539,26590.980031401716,37359.719756289473,1955.4499999999905,110.22505073473803,7150.4327999999941,3379.4520862726999,22718.421244290996,111.81240369577091,5157.7881599999973,104534.28153268537]
[2004,9,3,5,1.5263319701818667E-2,3.4878746744571351E-2,1.9554499999999905E-3,1.1022505073473803E-4,8.2598025999999925E-3,4.8612551976370726E-3,2.2077079793869189E-2,1.1181240369577091E-4,4.9593734399999987E-3,9.2477064932326783E-2,15263.319701818667,34878.746744571348,1955.4499999999905,110.22505073473803,8259.8025999999918,4861.2551976370723,22077.07979386919,111.81240369577091,4959.3734399999985,92477.064932326786]
[2004,9,3,13,3.0282820685832788E-2,5.1166137368505643E-2,0,0,5.7457399999999957E-3,5.6343972110431658E-3,2.5080850881224918E-2,9.4888041666666892E-5,5.3865369599999978E-3,0.12339137114827319,30282.820685832787,51166.137368505646,0,0,5745.7399999999961,5634.397211043166,25080.850881224917,94.888041666666894,5386.5369599999976,123391.37114827317]
[2004,9,3,22,3.1706094721445477E-2,3.7557361058322004E-2,1.4665999999999928E-3,8.2669492652620526E-5,4.1413525999999968E-3,3.7423237615599588E-3,2.0708998050211869E-2,1.0758142137562593E-4,5.0976172799999985E-3,0.10461059838556754,31706.094721445475,37557.361058322007,1466.5999999999929,82.669492652620519,4141.3525999999965,3742.3237615599587,20708.998050211867,107.58142137562594,5097.6172799999986,104610.59838556754]
[2004,9,4,6,1.5517079384080753E-2,3.0183617927463002E-2,1.9554499999999905E-3,1.1022505073473803E-4,2.6157179999999986E-3,2.7488333411576945E-3,1.7072975506476309E-2,1.1181240369577091E-4,5.0110905599999979E-3,7.5326802173608265E-2,15517.079384080753,30183.617927463001,1955.4499999999905,110.22505073473803,2615.7179999999985,2748.8333411576946,17072.975506476309,111.81240369577091,5011.0905599999978,75326.802173608259]
[2004,9,4,7,1.8001517599299386E-2,3.1410036670898804E-2,1.9554499999999905E-3,1.1022505073473803E-4,2.6209413999999979E-3,2.0980554796225129E-3,1.7410391173648128E-2,1.1181240369577091E-4,4.9360012799999986E-3,7.8654431057899349E-2,18001.517599299386,31410.036670898804,1955.4499999999905,110.22505073473803,2620.9413999999979,2098.0554796225128,17410.391173648128,111.81240369577091,4936.0012799999986,78654.431057899332]
[2004,9,4,20,4.1615477071818778E-2,3.4919430268796021E-2,0,0,3.0484565999999978E-3,4.4176796470492474E-3,1.5387490994686441E-2,9.4888041666666892E-5,5.1717119999999993E-3,0.10465513462401714,41615.477071818779,34919.430268796023,0,0,3048.4565999999977,4417.6796470492473,15387.490994686441,94.888041666666894,5171.7119999999995,104655.13462401714]
[2004,9,4,24,2.7157654411497683E-2,2.7442020470754988E-2,1.9554499999999905E-3,1.1022505073473803E-4,2.896576199999998E-3,2.6489851108682174E-3,1.5889014550943829E-2,1.1181240369577091E-4,5.0384409599999978E-3,8.3250179158495224E-2,27157.654411497682,27442.020470754989,1955.4499999999905,110.22505073473803,2896.5761999999982,2648.9851108682174,15889.014550943828,111.81240369577091,5038.4409599999981,83250.179158495215]
[2004,9,5,10,2.8896624350229064E-2,3.497484930210034E-2,0,0,2.9484083999999976E-3,4.7925422538568326E-3,1.5353966686171457E-2,9.4888041666666892E-5,3.3059174399999989E-3,9.0367196474024344E-2,28896.624350229064,34974.849302100338,0,0,2948.4083999999975,4792.5422538568328,15353.966686171456,94.888041666666894,3305.9174399999988,90367.196474024357]
[2004,9,5,17,3.9967918991736476E-2,3.5599848575087099E-2,0,0,3.5153481999999972E-3,4.6146698229430887E-3,1.5048331966372619E-2,9.4888041666666892E-5,3.4143244799999988E-3,0.10225533007780593,39967.918991736478,35599.848575087097,0,0,3515.3481999999972,4614.6698229430885,15048.33196637262,94.888041666666894,3414.3244799999989,102255.33007780593]
[2004,9,5,24,2.4734850051518188E-2,3.4613668667508216E-2,1.9554499999999905E-3,1.1022505073473803E-4,3.5788325999999977E-3,5.2228915395293634E-3,1.4611099622385285E-2,1.1181240369577091E-4,3.3432134399999985E-3,8.8282043375371544E-2,24734.850051518188,34613.668667508216,1955.4499999999905,110.22505073473803,3578.8325999999979,5222.8915395293634,14611.099622385285,111.81240369577091,3343.2134399999986,88282.043375371533]
[2004,9,6,10,2.3295619329051498E-2,3.7728586922380777E-2,0,0,4.1409507999999977E-3,6.7180797756695946E-3,1.5585751358479281E-2,9.4888041666666892E-5,3.3019391999999986E-3,9.0865815427247823E-2,23295.619329051497,37728.586922380775,0,0,4140.9507999999978,6718.0797756695947,15585.751358479281,94.888041666666894,3301.9391999999984,90865.815427247799]
[2004,9,6,19,3.4757370024770244E-2,3.516046977554526E-2,0,0,4.1023779999999977E-3,6.8675546841523005E-3,1.6589545657053232E-2,9.4888041666666892E-5,3.3601209599999986E-3,0.10093232714318771,34757.370024770244,35160.469775545258,0,0,4102.3779999999979,6867.5546841523001,16589.545657053233,94.888041666666894,3360.1209599999988,100932.32714318771]
[2004,9,6,23,2.1360099697578332E-2,3.3513353908579277E-2,1.9554499999999905E-3,1.1022505073473803E-4,7.1460129999999953E-3,4.7013966563899433E-3,2.038244464253551E-2,1.1181240369577091E-4,3.4978675199999983E-3,9.2778662879513571E-2,21360.099697578331,33513.35390857928,1955.4499999999905,110.22505073473803,7146.0129999999954,4701.396656389943,20382.444642535509,111.81240369577091,3497.8675199999984,92778.662879513562]
[2004,9,7,4,1.4279786804580408E-2,3.7596429513204868E-2,1.9554499999999905E-3,1.1022505073473803E-4,6.2520079999999947E-3,6.8124651863084923E-3,2.071795355609744E-2,1.1181240369577091E-4,3.3695692799999991E-3,9.1205699794621703E-2,14279.786804580408,37596.429513204865,1955.4499999999905,110.22505073473803,6252.0079999999944,6812.4651863084919,20717.95355609744,111.81240369577091,3369.5692799999993,91205.699794621702]
[2004,9,7,13,2.4714771746196136E-2,5.9459519769421224E-2,0,0,7.5365625999999951E-3,9.3849660165769965E-3,2.5898085698174891E-2,9.4888041666666892E-5,2.614698239999999E-3,0.12970349211203588,24714.771746196137,59459.519769421226,0,0,7536.5625999999947,9384.9660165769965,25898.085698174891,94.888041666666894,2614.6982399999988,129703.49211203591]
[2004,9,7,21,3.0776187234740224E-2,4.7808924448515228E-2,0,0,8.4008343999999943E-3,6.6274645752677046E-3,2.3714182012119406E-2,9.4888041666666892E-5,3.0388780799999989E-3,0.12046135879230922,30776.187234740224,47808.92444851523,0,0,8400.8343999999943,6627.4645752677043,23714.182012119407,94.888041666666894,3038.878079999999,120461.35879230921]
[2004,9,8,6,1.6677938242208201E-2,4.4626767910304288E-2,1.9554499999999905E-3,1.1022505073473803E-4,8.1280121999999944E-3,8.1862564831465881E-3,2.2545307147732993E-2,1.1181240369577091E-4,2.3063846399999995E-3,0.10464815407782259,16677.938242208202,44626.76791030429,1955.4499999999905,110.22505073473803,8128.0121999999947,8186.2564831465879,22545.307147732994,111.81240369577091,2306.3846399999993,104648.15407782258]
[2004,9,8,14,2.4950134000697979E-2,5.9263321518482438E-2,0,0,8.3341355999999971E-3,8.8584061551577487E-3,2.5007804594719359E-2,9.4888041666666892E-5,2.0955379199999991E-3,0.12860422783072417,24950.134000697977,59263.321518482437,0,0,8334.1355999999978,8858.4061551577488,25007.804594719357,94.888041666666894,2095.5379199999993,128604.22783072418]
[2004,9,8,20,2.9884602707845077E-2,5.2766844906329526E-2,0,0,7.9122455999999942E-3,8.5276367814958211E-3,2.4281854561062282E-2,9.4888041666666892E-5,2.9190335999999995E-3,0.12638710619839938,29884.602707845079,52766.844906329527,0,0,7912.2455999999938,8527.6367814958212,24281.854561062282,94.888041666666894,2919.0335999999993,126387.10619839936]
[2004,9,9,7,2.0074873829349974E-2,5.0107930142605367E-2,1.9554499999999905E-3,1.1022505073473803E-4,8.3546273999999948E-3,9.0354888547041733E-3,2.4856760774682126E-2,1.1181240369577091E-4,2.584861439999999E-3,0.11719202989577215,20074.873829349974,50107.930142605364,1955.4499999999905,110.22505073473803,8354.6273999999939,9035.4888547041737,24856.760774682127,111.81240369577091,2584.8614399999992,117192.02989577214]
[2004,9,9,10,2.1737937828716455E-2,5.845329750867162E-2,0,0,9.2056397999999932E-3,9.3801173374821328E-3,2.6045373676659312E-2,9.4888041666666892E-5,2.995614719999999E-3,0.1279128689131962,21737.937828716455,58453.297508671618,0,0,9205.6397999999936,9380.1173374821337,26045.373676659314,94.888041666666894,2995.6147199999991,127912.86891319617]
[2004,9,9,16,2.4260588252575391E-2,5.6520524683248086E-2,0,0,8.2855177999999943E-3,8.2281341048623651E-3,2.5752511521404221E-2,9.4888041666666892E-5,3.1164537599999991E-3,0.12625861816375672,24260.588252575391,56520.524683248084,0,0,8285.5177999999942,8228.1341048623653,25752.51152140422,94.888041666666894,3116.453759999999,126258.61816375674]
[2004,9,9,24,1.6941469763215363E-2,4.0658732352538689E-2,1.9554499999999905E-3,1.1022505073473803E-4,7.4895519999999948E-3,6.0029808554289575E-3,2.265315449455356E-2,1.1181240369577091E-4,2.7405100799999986E-3,9.8663887000167053E-2,16941.469763215362,40658.732352538689,1955.4499999999905,110.22505073473803,7489.5519999999951,6002.9808554289575,22653.154494553561,111.81240369577091,2740.5100799999987,98663.887000167058]
[2004,9,10,9,2.3040373831798806E-2,5.4156871134951351E-2,0,0,7.2175333999999949E-3,8.7685640550839421E-3,2.5137174600833978E-2,9.4888041666666892E-5,2.7802924799999991E-3,0.12119569754433474,23040.373831798806,54156.871134951354,0,0,7217.5333999999948,8768.5640550839416,25137.17460083398,94.888041666666894,2780.2924799999992,121195.69754433476]
[2004,9,10,18,2.8861333923672693E-2,4.8018695641418606E-2,0,0,6.0800375999999958E-3,6.5338821569737989E-3,2.5053323775646768E-2,9.4888041666666892E-5,2.9931283199999986E-3,0.11763528945937853,28861.333923672693,48018.695641418606,0,0,6080.037599999996,6533.8821569737993,25053.323775646768,94.888041666666894,2993.1283199999984,117635.28945937855]
[2004,9,10,23,2.1179907225419341E-2,3.8779582960917609E-2,1.9554499999999905E-3,1.1022505073473803E-4,4.8384755999999968E-3,6.4023682305021984E-3,1.9083978423939676E-2,1.1181240369577091E-4,2.9538431999999986E-3,9.5415643095209321E-2,21179.907225419342,38779.582960917607,1955.4499999999905,110.22505073473803,4838.475599999997,6402.3682305021985,19083.978423939676,111.81240369577091,2953.8431999999984,95415.643095209321]
[2004,9,11,11,2.6826770892646741E-2,4.3362688061797217E-2,0,0,5.0076333999999958E-3,7.1786359172137356E-3,1.8689405494787634E-2,9.4888041666666892E-5,3.0408671999999988E-3,0.10420088900811199,26826.770892646742,43362.68806179722,0,0,5007.6333999999961,7178.6359172137354,18689.405494787632,94.888041666666894,3040.8671999999988,104200.88900811198]
[2004,9,11,16,2.1383893494321651E-2,4.1326393333584732E-2,0,0,3.5233841999999975E-3,8.3045991906864607E-3,1.7527133706240147E-2,9.4888041666666892E-5,3.2059641599999989E-3,9.5366256126499668E-2,21383.893494321652,41326.393333584732,0,0,3523.3841999999977,8304.5991906864601,17527.133706240147,94.888041666666894,3205.9641599999991,95366.256126499662]
[2004,9,11,20,2.7357511821104373E-2,3.9594681086731455E-2,0,0,3.736338199999998E-3,8.4682412457928631E-3,1.6711861855912113E-2,9.4888041666666892E-5,3.0851251199999993E-3,9.9048647371207471E-2,27357.511821104374,39594.681086731456,0,0,3736.3381999999979,8468.241245792864,16711.861855912113,94.888041666666894,3085.1251199999992,99048.647371207451]
[2004,9,12,6,1.3395066364359939E-2,2.9127111003191368E-2,1.9554499999999905E-3,1.1022505073473803E-4,3.4667303999999974E-3,5.5341249585198525E-3,1.6264119907232276E-2,1.1181240369577091E-4,2.4898809599999991E-3,7.2454521047733936E-2,13395.066364359938,29127.111003191367,1955.4499999999905,110.22505073473803,3466.7303999999976,5534.124958519853,16264.119907232276,111.81240369577091,2489.880959999999,72454.521047733928]
[2004,9,12,13,2.4823604925937912E-2,3.9895347134923521E-2,0,0,3.9002725999999974E-3,7.5158982268181346E-3,1.7444980452430238E-2,9.4888041666666892E-5,3.4247673599999986E-3,9.7099758741776468E-2,24823.604925937911,39895.347134923519,0,0,3900.2725999999975,7515.8982268181344,17444.980452430238,94.888041666666894,3424.7673599999985,97099.758741776444]
[2004,9,12,20,2.9377551562246813E-2,4.0046742678114811E-2,0,0,3.3136445999999977E-3,9.0264875879428504E-3,1.7985868822157688E-2,9.4888041666666892E-5,3.3626073599999991E-3,0.10320779065212883,29377.551562246812,40046.74267811481,0,0,3313.6445999999978,9026.487587942851,17985.868822157689,94.888041666666894,3362.6073599999991,103207.79065212881]
[2004,9,13,6,1.6289492760721523E-2,3.9348270943875205E-2,1.9554499999999905E-3,1.1022505073473803E-4,7.238828799999996E-3,6.8768278597631152E-3,2.1775084185485578E-2,1.1181240369577091E-4,2.9100825599999987E-3,9.6616074564275914E-2,16289.492760721523,39348.270943875206,1955.4499999999905,110.22505073473803,7238.8287999999957,6876.8278597631152,21775.084185485579,111.81240369577091,2910.0825599999985,96616.074564275928]
[2004,9,13,10,2.497936902884209E-2,5.7052241877366766E-2,0,0,8.1882821999999938E-3,8.6328892849196169E-3,2.4271773679253174E-2,9.4888041666666892E-5,3.1761273599999989E-3,0.12639557147204833,24979.369028842091,57052.241877366767,0,0,8188.2821999999942,8632.8892849196163,24271.773679253176,94.888041666666894,3176.127359999999,126395.57147204831]
[2004,9,13,23,2.3226107670645615E-2,4.583615671969294E-2,1.9554499999999905E-3,1.1022505073473803E-4,7.1966397999999954E-3,7.5882181282683593E-3,2.3564577008872337E-2,1.1181240369577091E-4,3.3959251199999984E-3,0.11298511190190977,23226.107670645615,45836.156719692939,1955.4499999999905,110.22505073473803,7196.6397999999954,7588.2181282683596,23564.577008872337,111.81240369577091,3395.9251199999985,112985.11190190975]
[2004,9,14,7,2.0523902665654115E-2,4.7784534891151864E-2,1.9554499999999905E-3,1.1022505073473803E-4,7.0427503999999945E-3,6.5007464808164829E-3,2.4899870069753936E-2,1.1181240369577091E-4,3.1701599999999987E-3,0.11209945196180689,20523.902665654114,47784.534891151867,1955.4499999999905,110.22505073473803,7042.7503999999944,6500.7464808164832,24899.870069753935,111.81240369577091,3170.1599999999985,112099.45196180689]
[2004,9,14,8,2.2546149854226802E-2,5.1708994805114955E-2,1.9554499999999905E-3,1.1022505073473803E-4,8.7733029999999945E-3,6.4973093705023811E-3,2.6170729655384545E-2,1.1181240369577091E-4,2.760898559999999E-3,0.12063487269965918,22546.149854226802,51708.994805114955,1955.4499999999905,110.22505073473803,8773.3029999999944,6497.3093705023812,26170.729655384544,111.81240369577091,2760.8985599999992,120634.87269965917]
[2004,9,14,17,3.4473780562950029E-2,5.6109153386363755E-2,0,0,7.2223549999999937E-3,7.3402835360781155E-3,2.5295218618192672E-2,9.4888041666666892E-5,5.3601811199999981E-3,0.13589586026525124,34473.780562950029,56109.153386363752,0,0,7222.3549999999941,7340.2835360781155,25295.218618192674,94.888041666666894,5360.1811199999984,135895.86026525125]
[2004,9,15,1,1.816212085775951E-2,3.6496124581997309E-2,1.9554499999999905E-3,1.1022505073473803E-4,7.1958361999999955E-3,4.2837198668162577E-3,2.2979788704183043E-2,1.1181240369577091E-4,5.0354572799999973E-3,9.6330534945186633E-2,18162.12085775951,36496.124581997312,1955.4499999999905,110.22505073473803,7195.8361999999952,4283.7198668162573,22979.788704183044,111.81240369577091,5035.4572799999969,96330.53494518662]
[2004,9,15,10,2.8047052016870223E-2,5.5434212240601834E-2,0,0,8.6583881999999935E-3,6.081640017146321E-3,2.6976801349532134E-2,9.4888041666666892E-5,4.9176019199999978E-3,0.13021058378581715,28047.052016870224,55434.212240601832,0,0,8658.388199999994,6081.640017146321,26976.801349532136,94.888041666666894,4917.6019199999982,130210.58378581717]
[2004,9,15,16,3.329800327428286E-2,5.8277617845464202E-2,0,0,8.2457395999999926E-3,7.731773797598384E-3,2.6078125835111869E-2,9.4888041666666892E-5,5.405930879999998E-3,0.13913207927412397,33298.003274282863,58277.617845464199,0,0,8245.7395999999917,7731.7737975983837,26078.12583511187,94.888041666666894,5405.9308799999981,139132.07927412397]
[2004,9,16,3,1.3498553333574427E-2,3.4069837938301629E-2,1.9554499999999905E-3,1.1022505073473803E-4,8.0151063999999942E-3,4.0073325290306879E-3,2.235564729256849E-2,1.1181240369577091E-4,4.9379903999999973E-3,8.906195534790573E-2,13498.553333574428,34069.837938301629,1955.4499999999905,110.22505073473803,8015.1063999999942,4007.332529030688,22355.64729256849,111.81240369577091,4937.990399999997,89061.955347905736]
[2004,9,16,6,1.6143437530725807E-2,4.0630282559352547E-2,1.9554499999999905E-3,1.1022505073473803E-4,8.3787353999999932E-3,5.5447007888193324E-3,2.4248629687749886E-2,1.1181240369577091E-4,5.0329708799999977E-3,0.10215624430107806,16143.437530725807,40630.282559352549,1955.4499999999905,110.22505073473803,8378.7353999999923,5544.700788819332,24248.629687749886,111.81240369577091,5032.970879999998,102156.24430107806]
[2004,9,16,20,3.507687560677239E-2,4.8592438406058348E-2,0,0,8.2356945999999941E-3,5.5806079779466156E-3,2.4025885022890901E-2,9.4888041666666892E-5,5.2458067199999975E-3,0.12685219637533493,35076.875606772388,48592.438406058347,0,0,8235.6945999999934,5580.6079779466154,24025.8850228909,94.888041666666894,5245.8067199999978,126852.19637533488]
[2004,9,17,3,1.5806597270216237E-2,3.5513468779085261E-2,1.9554499999999905E-3,1.1022505073473803E-4,7.1701209999999954E-3,5.8245967248701505E-3,2.134249707149596E-2,1.1181240369577091E-4,4.4367321599999973E-3,9.2271500460098105E-2,15806.597270216236,35513.468779085262,1955.4499999999905,110.22505073473803,7170.1209999999955,5824.5967248701509,21342.49707149596,111.81240369577091,4436.7321599999968,92271.500460098119]
[2004,9,17,5,1.4130794363695345E-2,3.7383451918242779E-2,1.9554499999999905E-3,1.1022505073473803E-4,8.9766137999999929E-3,5.8233265838790061E-3,2.1927166954206604E-2,1.1181240369577091E-4,4.4785036799999981E-3,9.489734475445423E-2,14130.794363695344,37383.451918242776,1955.4499999999905,110.22505073473803,8976.6137999999937,5823.3265838790057,21927.166954206605,111.81240369577091,4478.503679999998,94897.344754454229]
[2004,9,17,17,3.2989171422356446E-2,4.7390228060474451E-2,0,0,6.505945599999995E-3,3.7687269015643592E-3,2.33249505054858E-2,9.4888041666666892E-5,4.7584723199999984E-3,0.11883238285154774,32989.171422356449,47390.228060474452,0,0,6505.9455999999946,3768.7269015643592,23324.950505485798,94.888041666666894,4758.472319999998,118832.38285154771]
[2004,9,17,22,2.476233966641142E-2,4.2737222253965368E-2,1.4665999999999928E-3,8.2669492652620526E-5,6.6055919999999952E-3,6.3761877664719278E-3,2.0458730948832628E-2,1.0758142137562593E-4,4.751510399999998E-3,0.10734843394970958,24762.339666411419,42737.222253965367,1466.5999999999929,82.669492652620519,6605.5919999999951,6376.1877664719277,20458.730948832628,107.58142137562594,4751.5103999999983,107348.43394970956]
[2004,9,18,3,1.5199828332685586E-2,2.9786137076188955E-2,1.9554499999999905E-3,1.1022505073473803E-4,4.1839433999999974E-3,4.7817000263294801E-3,1.7187989429388251E-2,1.1181240369577091E-4,4.4014252799999994E-3,7.7718510999022772E-2,15199.828332685585,29786.137076188956,1955.4499999999905,110.22505073473803,4183.9433999999974,4781.7000263294804,17187.98942938825,111.81240369577091,4401.4252799999995,77718.510999022779]
[2004,9,18,15,2.5536001126369924E-2,3.6935447066448426E-2,0,0,4.2699285999999968E-3,5.4211130213099347E-3,1.8070914672516002E-2,9.4888041666666892E-5,5.0086041599999983E-3,9.533689668831094E-2,25536.001126369923,36935.447066448425,0,0,4269.9285999999965,5421.113021309935,18070.914672516003,94.888041666666894,5008.604159999998,95336.896688310953]
[2004,9,18,24,2.196140708043548E-2,2.7189295626626975E-2,1.9554499999999905E-3,1.1022505073473803E-4,4.5716803999999974E-3,3.5567395853653041E-3,1.5459680224740027E-2,1.1181240369577091E-4,4.4978975999999983E-3,7.9414187971598285E-2,21961.407080435481,27189.295626626976,1955.4499999999905,110.22505073473803,4571.6803999999975,3556.7395853653043,15459.680224740026,111.81240369577091,4497.8975999999984,79414.187971598294]
[2004,9,19,8,1.9383341804029671E-2,3.0319043844433968E-2,1.9554499999999905E-3,1.1022505073473803E-4,4.8268233999999959E-3,4.853290816244268E-3,1.4714363726152068E-2,1.1181240369577091E-4,4.1498015999999983E-3,8.0424152645290486E-2,19383.341804029671,30319.043844433967,1955.4499999999905,110.22505073473803,4826.8233999999957,4853.2908162442682,14714.363726152069,111.81240369577091,4149.801599999998,80424.152645290465]
[2004,9,19,9,2.2526973706421573E-2,3.2928520628328781E-2,0,0,4.7717767999999961E-3,6.1255093980412409E-3,1.4981012075187808E-2,9.4888041666666892E-5,4.440710399999998E-3,8.5869391049646054E-2,22526.973706421573,32928.520628328777,0,0,4771.776799999996,6125.5093980412412,14981.012075187808,94.888041666666894,4440.7103999999981,85869.391049646059]
[2004,9,19,23,2.2706731199824186E-2,3.4195176792134067E-2,1.9554499999999905E-3,1.1022505073473803E-4,5.5789929999999965E-3,5.7422320505047053E-3,1.8857158376271825E-2,1.1181240369577091E-4,4.468558079999998E-3,9.372633695316529E-2,22706.731199824186,34195.176792134065,1955.4499999999905,110.22505073473803,5578.9929999999968,5742.2320505047055,18857.158376271826,111.81240369577091,4468.558079999998,93726.336953165272]
[2004,9,20,2,1.4227835310791557E-2,3.1655087809101576E-2,1.9554499999999905E-3,1.1022505073473803E-4,6.7759551999999959E-3,4.6919358510255933E-3,2.0351577572431091E-2,1.1181240369577091E-4,4.3402598399999983E-3,8.422013903778032E-2,14227.835310791557,31655.087809101577,1955.4499999999905,110.22505073473803,6775.9551999999958,4691.9358510255934,20351.577572431092,111.81240369577091,4340.2598399999979,84220.139037780318]
[2004,9,20,13,2.4096059958716255E-2,5.2734811705198552E-2,0,0,8.0424287999999941E-3,7.9803364404570521E-3,2.5197434345550485E-2,9.4888041666666892E-5,4.9171046399999968E-3,0.12306306393158901,24096.059958716254,52734.811705198554,0,0,8042.4287999999942,7980.336440457052,25197.434345550486,94.888041666666894,4917.1046399999968,123063.06393158899]
[2004,9,20,19,3.1624933708470748E-2,5.1439804383282293E-2,0,0,6.0844573999999964E-3,9.4025524091727822E-3,2.3249387920860301E-2,9.4888041666666892E-5,5.2348665599999981E-3,0.1271308904234528,31624.933708470748,51439.804383282295,0,0,6084.4573999999966,9402.5524091727821,23249.387920860299,94.888041666666894,5234.8665599999977,127130.89042345279]
[2004,9,21,3,1.3727258363505072E-2,3.5457757280767249E-2,1.9554499999999905E-3,1.1022505073473803E-4,7.4280765999999955E-3,5.4463226256215407E-3,2.1476207621756321E-2,1.1181240369577091E-4,4.5590630399999985E-3,9.0272172986080673E-2,13727.258363505072,35457.757280767248,1955.4499999999905,110.22505073473803,7428.0765999999958,5446.3226256215403,21476.207621756319,111.81240369577091,4559.0630399999982,90272.172986080681]
[2004,9,21,12,2.4456103045062856E-2,5.5509587043380562E-2,0,0,7.4505773999999948E-3,8.7050509097110675E-3,2.5497172069730404E-2,9.4888041666666892E-5,5.229396479999998E-3,0.12694277498955156,24456.103045062857,55509.587043380561,0,0,7450.5773999999947,8705.050909711068,25497.172069730404,94.888041666666894,5229.3964799999976,126942.77498955153]
[2004,9,21,17,2.5527689479744712E-2,5.189753632677023E-2,0,0,8.6005289999999939E-3,7.0713252956794374E-3,2.471801127346214E-2,9.4888041666666892E-5,5.099606399999998E-3,0.12300958581732319,25527.689479744713,51897.536326770227,0,0,8600.5289999999932,7071.3252956794377,24718.01127346214,94.888041666666894,5099.6063999999978,123009.58581732317]
[2004,9,21,21,3.1067417625773447E-2,4.5086294783797401E-2,0,0,8.0532773999999942E-3,5.5138857238198275E-3,2.3723428133695622E-2,9.4888041666666892E-5,4.928542079999999E-3,0.11846773378875297,31067.417625773447,45086.294783797399,0,0,8053.2773999999945,5513.885723819827,23723.428133695623,94.888041666666894,4928.5420799999993,118467.73378875294]
[2004,9,22,10,2.2190366298048422E-2,5.5349385010247006E-2,0,0,8.4699439999999931E-3,8.1638576111458284E-3,2.6072165902202959E-2,9.4888041666666892E-5,4.5893971199999981E-3,0.12493000398331089,22190.366298048422,55349.385010247002,0,0,8469.943999999994,8163.8576111458287,26072.16590220296,94.888041666666894,4589.3971199999978,124930.00398331086]
[2004,9,22,14,2.5132481762988115E-2,5.4440331930302149E-2,0,0,8.0958681999999931E-3,7.1869796415719688E-3,2.4863896113198312E-2,9.4888041666666892E-5,4.5680140799999975E-3,0.12438245976972721,25132.481762988114,54440.331930302149,0,0,8095.8681999999935,7186.9796415719684,24863.896113198312,94.888041666666894,4568.0140799999972,124382.45976972718]
[2004,9,22,24,1.6767997175285269E-2,3.8802394959983701E-2,1.9554499999999905E-3,1.1022505073473803E-4,7.1528435999999949E-3,4.758885472767726E-3,2.1841077535673561E-2,1.1181240369577091E-4,4.8624038399999988E-3,9.6363090038140767E-2,16767.997175285269,38802.3949599837,1955.4499999999905,110.22505073473803,7152.8435999999947,4758.8854727677262,21841.077535673561,111.81240369577091,4862.403839999999,96363.090038140755]
[2004,9,23,7,2.0548171276681002E-2,4.9853345115380927E-2,1.9554499999999905E-3,1.1022505073473803E-4,6.7566687999999955E-3,9.0668071622616933E-3,2.3677323978400867E-2,1.1181240369577091E-4,4.5361881599999985E-3,0.116615991947155,20548.171276681001,49853.345115380929,1955.4499999999905,110.22505073473803,6756.6687999999958,9066.8071622616935,23677.323978400866,111.81240369577091,4536.1881599999988,116615.99194715499]
[2004,9,23,16,2.3730982012892907E-2,5.4889160387609458E-2,0,0,8.9075041999999924E-3,7.460033365920442E-3,2.5266385409601098E-2,9.4888041666666892E-5,5.2890700799999987E-3,0.12563802349769057,23730.982012892906,54889.16038760946,0,0,8907.5041999999921,7460.0333659204416,25266.385409601098,94.888041666666894,5289.0700799999986,125638.02349769058]
[2004,9,23,23,1.9943401168929453E-2,4.1176103846200199E-2,1.9554499999999905E-3,1.1022505073473803E-4,8.4273531999999925E-3,5.4571069894011823E-3,2.3051013558421481E-2,1.1181240369577091E-4,4.7480294399999991E-3,0.10498049565738281,19943.401168929453,41176.103846200196,1955.4499999999905,110.22505073473803,8427.3531999999923,5457.1069894011825,23051.01355842148,111.81240369577091,4748.0294399999993,104980.49565738281]
[2004,9,24,9,2.2466462619770703E-2,5.1540603328023391E-2,0,0,8.2075685999999943E-3,7.4370469745389687E-3,2.5453860834608169E-2,9.4888041666666892E-5,4.8355507199999981E-3,0.12003598111860789,22466.462619770704,51540.60332802339,0,0,8207.5685999999951,7437.0469745389692,25453.860834608167,94.888041666666894,4835.5507199999984,120035.9811186079]
[2004,9,24,13,2.3776715936780806E-2,5.3040482613837071E-2,0,0,7.4353089999999941E-3,6.9165763567323457E-3,2.5691007850269617E-2,9.4888041666666892E-5,5.1150220799999974E-3,0.1220700018792865,23776.715936780805,53040.48261383707,0,0,7435.3089999999938,6916.5763567323456,25691.007850269616,94.888041666666894,5115.022079999997,122070.00187928649]
[2004,9,24,18,2.8703919620119801E-2,4.5810326273170866E-2,0,0,7.4296837999999954E-3,5.5516087678401634E-3,2.382060988407983E-2,9.4888041666666892E-5,5.0986118399999978E-3,0.11650964822687733,28703.919620119799,45810.326273170867,0,0,7429.6837999999952,5551.6087678401636,23820.609884079829,94.888041666666894,5098.6118399999978,116509.64822687734]
[2004,9,25,3,1.340172694855675E-2,2.829889283227156E-2,1.9554499999999905E-3,1.1022505073473803E-4,5.2523295999999968E-3,4.1373897563260244E-3,1.8623037448819435E-2,1.1181240369577091E-4,4.7132198399999978E-3,7.6604083880404267E-2,13401.72694855675,28298.892832271558,1955.4499999999905,110.22505073473803,5252.3295999999964,4137.3897563260243,18623.037448819436,111.81240369577091,4713.2198399999979,76604.083880404272]
[2004,9,25,11,2.7122830661791171E-2,3.9720907156298571E-2,0,0,4.8127603999999968E-3,5.8037987464129477E-3,1.9124078953363183E-2,9.4888041666666892E-5,5.1204921599999976E-3,0.10179975611953254,27122.830661791169,39720.90715629857,0,0,4812.7603999999965,5803.7987464129474,19124.078953363183,94.888041666666894,5120.492159999998,101799.75611953253]
[2004,9,25,17,2.4637272977595395E-2,3.7771909990962464E-2,0,0,3.8359845999999969E-3,6.9179306643148957E-3,1.6819485044435842E-2,9.4888041666666892E-5,4.5337017599999981E-3,9.4611173078975264E-2,24637.272977595396,37771.909990962464,0,0,3835.984599999997,6917.9306643148957,16819.485044435842,94.888041666666894,4533.7017599999981,94611.173078975262]
[2004,9,26,4,1.3369984211812968E-2,2.6793175885541837E-2,1.9554499999999905E-3,1.1022505073473803E-4,4.0505457999999968E-3,4.8093787562531604E-3,1.5273142287226335E-2,1.1181240369577091E-4,4.4665689599999977E-3,7.094028335526481E-2,13369.984211812967,26793.175885541837,1955.4499999999905,110.22505073473803,4050.5457999999967,4809.3787562531606,15273.142287226334,111.81240369577091,4466.5689599999978,70940.283355264808]
[2004,9,26,10,2.1294757021460758E-2,3.6950330514347034E-2,0,0,4.6022171999999971E-3,6.479876062047172E-3,1.686636198175568E-2,9.4888041666666892E-5,4.6296767999999986E-3,9.0918107621277305E-2,{"$f":"E6468*1000000","v":21294.757021460759},{"$f":"F6468*1000000","v":36950.330514347035},{"$f":"G6468*1000000","v":0},{"$f":"H6468*1000000","v":0},{"$f":"I6468*1000000","v":4602.2171999999973},{"$f":"J6468*1000000","v":6479.8760620471721},{"$f":"K6468*1000000","v":16866.361981755679},{"$f":"L6468*1000000","v":94.888041666666894},{"$f":"M6468*1000000","v":4629.6767999999984},{"$f":"SUM(O6468:W6468)","v":90918.107621277304}]
[2004,9,26,21,2.9356457877549619E-2,3.6228244214321935E-2,0,0,6.1937469999999942E-3,6.9866583467585019E-3,1.6841679668339844E-2,9.4888041666666892E-5,4.4675635199999987E-3,0.10016923866863657,29356.457877549619,36228.244214321938,0,0,6193.7469999999939,6986.6583467585015,16841.679668339842,94.888041666666894,4467.5635199999988,100169.23866863655]
[2004,9,26,24,1.7029298792757115E-2,3.3227760158968292E-2,1.9554499999999905E-3,1.1022505073473803E-4,6.8314035999999948E-3,4.4990704568993343E-3,2.0527983204414464E-2,1.1181240369577091E-4,4.5272371199999986E-3,8.8820240787469709E-2,17029.298792757116,33227.760158968289,1955.4499999999905,110.22505073473803,6831.4035999999951,4499.0704568993342,20527.983204414464,111.81240369577091,4527.2371199999989,88820.240787469695]
[2004,9,27,6,1.4849414909877508E-2,3.6882724720559257E-2,1.9554499999999905E-3,1.1022505073473803E-4,7.6213423999999946E-3,5.9507176666025686E-3,2.1831462698880887E-2,1.1181240369577091E-4,4.3790476799999986E-3,9.3692197530350727E-2,14849.414909877509,36882.724720559258,1955.4499999999905,110.22505073473803,7621.342399999995,5950.7176666025689,21831.462698880885,111.81240369577091,4379.0476799999988,93692.197530350721]
[2004,9,27,15,2.3052726705442672E-2,5.2777276862850615E-2,0,0,8.1525219999999954E-3,7.4640988704928468E-3,2.4416109295291668E-2,9.4888041666666892E-5,5.0871743999999983E-3,0.12104479617574446,23052.726705442674,52777.276862850616,0,0,8152.5219999999954,7464.0988704928468,24416.10929529167,94.888041666666894,5087.1743999999981,121044.79617574447]
[2004,9,27,23,2.1175030184644315E-2,4.3342086695722919E-2,1.9554499999999905E-3,1.1022505073473803E-4,7.9459967999999954E-3,6.9304322408172943E-3,2.3355212576591598E-2,1.1181240369577091E-4,4.6396223999999979E-3,0.10956586835220664,21175.030184644314,43342.086695722915,1955.4499999999905,110.22505073473803,7945.9967999999953,6930.4322408172948,23355.212576591599,111.81240369577091,4639.6223999999975,109565.86835220661]
[2004,9,28,8,2.0569413234344122E-2,5.2168258339640478E-2,1.9554499999999905E-3,1.1022505073473803E-4,8.8560737999999924E-3,8.3299147175524002E-3,2.4797088237788832E-2,1.1181240369577091E-4,3.8961887999999986E-3,0.1207944245837563,20569.413234344123,52168.258339640481,1955.4499999999905,110.22505073473803,8856.0737999999928,8329.9147175523995,24797.088237788834,111.81240369577091,3896.1887999999985,120794.42458375635]
[2004,9,28,13,2.417092970595933E-2,5.7185549979190745E-2,0,0,8.3642705999999942E-3,8.1725154990661721E-3,2.5116781199520977E-2,9.4888041666666892E-5,4.9683244799999986E-3,0.12807325950540388,24170.92970595933,57185.549979190742,0,0,8364.2705999999944,8172.5154990661722,25116.781199520978,94.888041666666894,4968.3244799999984,128073.25950540387]
[2004,9,29,1,1.6423513704497922E-2,3.7096479728339432E-2,1.9554499999999905E-3,1.1022505073473803E-4,7.0540007999999946E-3,5.7643896718582287E-3,2.0593849094671338E-2,1.1181240369577091E-4,4.3845177599999988E-3,9.3494238213797418E-2,16423.513704497924,37096.479728339429,1955.4499999999905,110.22505073473803,7054.0007999999943,5764.3896718582291,20593.849094671339,111.81240369577091,4384.5177599999988,93494.23821379742]
[2004,9,29,3,1.4089722677031031E-2,3.405366582512255E-2,1.9554499999999905E-3,1.1022505073473803E-4,8.1553345999999943E-3,5.2175908155586053E-3,2.0885417969074452E-2,1.1181240369577091E-4,4.3054502399999979E-3,8.8884669581217129E-2,14089.722677031032,34053.665825122553,1955.4499999999905,110.22505073473803,8155.3345999999947,5217.5908155586048,20885.417969074453,111.81240369577091,4305.4502399999983,88884.669581217138]
[2004,9,29,10,2.2243349538922604E-2,5.4956755078368932E-2,0,0,8.4832033999999931E-3,7.9329552232369292E-3,2.4595091077704519E-2,9.4888041666666892E-5,4.6505625599999991E-3,0.12295680491989967,22243.349538922605,54956.755078368929,0,0,8483.2033999999931,7932.9552232369288,24595.091077704521,94.888041666666894,4650.5625599999994,122956.80491989966]
[2004,9,29,24,1.7918161517164185E-2,3.9878059531023358E-2,1.9554499999999905E-3,1.1022505073473803E-4,8.044035999999994E-3,5.6100063856754827E-3,2.261173426196085E-2,1.1181240369577091E-4,4.4377267199999983E-3,0.10067721187025437,17918.161517164186,39878.059531023355,1955.4499999999905,110.22505073473803,8044.0359999999937,5610.0063856754823,22611.73426196085,111.81240369577091,4437.7267199999987,100677.21187025437]
[2004,9,30,3,1.3934695423037753E-2,3.441981424479218E-2,1.9554499999999905E-3,1.1022505073473803E-4,8.1874785999999956E-3,5.2906934825967169E-3,2.1072796620698234E-2,1.1181240369577091E-4,4.3069420799999982E-3,8.9389907905555385E-2,13934.695423037752,34419.814244792178,1955.4499999999905,110.22505073473803,8187.4785999999958,5290.6934825967173,21072.796620698235,111.81240369577091,4306.942079999998,89389.907905555374]
[2004,9,30,10,2.2319746985697695E-2,5.6180829151169322E-2,0,0,8.8130811999999944E-3,8.4199419132033135E-3,2.4934576713165877E-2,9.4888041666666892E-5,4.4228083199999981E-3,0.12518587232490286,22319.746985697697,56180.829151169324,0,0,8813.0811999999951,8419.9419132033127,24934.576713165876,94.888041666666894,4422.8083199999983,125185.87232490287]
[2004,9,30,20,3.1627694042159989E-2,4.815521914878293E-2,0,0,7.5253121999999959E-3,7.3074830043047606E-3,2.3102452340694756E-2,9.4888041666666892E-5,4.6754265599999985E-3,0.12248847533760909,31627.69404215999,48155.219148782926,0,0,7525.3121999999958,7307.4830043047605,23102.452340694756,94.888041666666894,4675.426559999999,122488.47533760908]
[2004,9,30,24,1.6358991239515352E-2,3.8031507322034475E-2,1.9554499999999905E-3,1.1022505073473803E-4,8.6009307999999948E-3,4.4831644420635511E-3,2.2587014729122865E-2,1.1181240369577091E-4,4.3213631999999983E-3,9.6560459187166742E-2,16358.991239515351,38031.507322034471,1955.4499999999905,110.22505073473803,8600.9307999999946,4483.1644420635512,22587.014729122864,111.81240369577091,4321.363199999998,96560.459187166722]
[2004,10,1,13,2.6552049342705494E-2,2.8220188388973243E-2,0,0,7.2364179999999971E-3,1.8366995228023496E-2,2.506349707565932E-2,9.1827137096774526E-5,4.8534528000000014E-3,0.11038442797245833,26552.049342705493,28220.188388973242,0,0,7236.4179999999969,18366.995228023497,25063.497075659321,91.827137096774521,4853.4528000000018,110384.42797245832]
[2004,10,1,21,3.2300436855221985E-2,2.3534067778322662E-2,1.466599999999987E-3,8.1470893804642608E-5,6.4995167999999971E-3,1.3963661574545457E-2,2.3452790938077069E-2,1.0260690577638379E-4,4.8096921600000011E-3,0.1062108439057482,32300.436855221986,23534.067778322664,1466.5999999999869,81.470893804642614,6499.5167999999967,13963.661574545456,23452.790938077069,102.60690577638378,4809.6921600000014,106210.8439057482]
[2004,10,1,22,3.0736437475376074E-2,2.2846333947465415E-2,1.9554499999999827E-3,1.0862693255849474E-4,5.7835091999999984E-3,1.1925104426973329E-2,2.1960280850430169E-2,1.0620003949998054E-4,4.9275475200000014E-3,0.10034949039230345,30736.437475376075,22846.333947465417,1955.4499999999828,108.62693255849474,5783.5091999999986,11925.104426973328,21960.280850430168,106.20003949998053,4927.547520000001,100349.49039230344]
[2004,10,2,7,2.1175284538034141E-2,2.1447329909646949E-2,1.9554499999999827E-3,1.0862693255849474E-4,3.3256985999999982E-3,1.2584604124158101E-2,1.8923591221679237E-2,1.0620003949998054E-4,4.8952243200000014E-3,8.4522009685576896E-2,21175.284538034142,21447.329909646949,1955.4499999999828,108.62693255849474,3325.6985999999984,12584.604124158101,18923.591221679239,106.20003949998053,4895.2243200000012,84522.009685576864]
[2004,10,2,20,3.3577021249250896E-2,2.1158017275900248E-2,0,0,3.4767753999999994E-3,1.3188589284240515E-2,1.6233760616235177E-2,9.1827137096774526E-5,4.5441446400000017E-3,9.227013560272361E-2,33577.021249250894,21158.017275900249,0,0,3476.7753999999995,13188.589284240516,16233.760616235177,91.827137096774521,4544.1446400000013,92270.135602723603]
[2004,10,2,24,2.5118331015959672E-2,1.8866949465747646E-2,1.9554499999999827E-3,1.0862693255849474E-4,2.7828667999999987E-3,1.024834907092248E-2,1.5354267462138386E-2,1.0620003949998054E-4,4.2855590400000011E-3,7.8826599826826646E-2,25118.331015959673,18866.949465747646,1955.4499999999828,108.62693255849474,2782.8667999999989,10248.349070922481,15354.267462138387,106.20003949998053,4285.559040000001,78826.599826826641]
[2004,10,3,10,2.7186970086282704E-2,2.0808370358959744E-2,0,0,3.4478457999999987E-3,1.4589664991452695E-2,1.5827283668542767E-2,9.1827137096774526E-5,4.4158464000000021E-3,8.6367808442334701E-2,27186.970086282705,20808.370358959743,0,0,3447.8457999999987,14589.664991452695,15827.283668542766,91.827137096774521,4415.8464000000022,86367.808442334674]
[2004,10,3,17,3.6528278297649222E-2,2.106073030561758E-2,0,0,2.9351489999999993E-3,1.3925536713015982E-2,1.5834065605637441E-2,9.1827137096774526E-5,4.5590630400000019E-3,9.4934650099017012E-2,36528.278297649224,21060.730305617581,0,0,2935.1489999999994,13925.536713015981,15834.065605637441,91.827137096774521,4559.0630400000018,94934.650099017003]
[2004,10,3,24,2.439839124037466E-2,2.0801115405969264E-2,1.9554499999999827E-3,1.0862693255849474E-4,5.3893433999999971E-3,1.1445064117475916E-2,2.0714081626870131E-2,1.0620003949998054E-4,4.8086976000000017E-3,8.9726970362748432E-2,24398.391240374658,20801.115405969264,1955.4499999999828,108.62693255849474,5389.343399999997,11445.064117475915,20714.081626870131,106.20003949998053,4808.6976000000013,89726.970362748427]
[2004,10,4,10,2.4448773852118268E-2,2.9451040303045087E-2,0,0,7.6988897999999972E-3,1.9850987097003777E-2,2.4987443420679472E-2,9.1827137096774526E-5,4.5083404800000011E-3,0.11103730208994339,{"$f":"E6660*1000000","v":24448.773852118269},{"$f":"F6660*1000000","v":29451.040303045087},{"$f":"G6660*1000000","v":0},{"$f":"H6660*1000000","v":0},{"$f":"I6660*1000000","v":7698.8897999999972},{"$f":"J6660*1000000","v":19850.987097003777},{"$f":"K6660*1000000","v":24987.443420679472},{"$f":"L6660*1000000","v":91.827137096774521},{"$f":"M6660*1000000","v":4508.3404800000008},{"$f":"SUM(O6660:W6660)","v":111037.30208994338}]
[2004,10,4,17,3.1832703367519755E-2,2.8271717460404598E-2,0,0,7.7732227999999966E-3,1.9336590806107435E-2,2.3997443019669412E-2,9.1827137096774526E-5,4.498394880000001E-3,0.11580189947079798,31832.703367519756,28271.717460404598,0,0,7773.2227999999968,19336.590806107433,23997.443019669412,91.827137096774521,4498.3948800000007,115801.89947079797]
[2004,10,4,19,3.3282657837186459E-2,2.7040999295695447E-2,0,0,7.9773371999999967E-3,2.0202618201464E-2,2.3194567848391454E-2,9.1827137096774526E-5,4.2785971200000016E-3,0.11606860463983414,33282.65783718646,27040.999295695448,0,0,7977.3371999999963,20202.618201464,23194.567848391453,91.827137096774521,4278.5971200000013,116068.60463983414]
[2004,10,5,7,2.2540963885447723E-2,2.5027847588140598E-2,1.9554499999999827E-3,1.0862693255849474E-4,7.2010595999999968E-3,1.4813900877132911E-2,2.3895911276785017E-2,1.0620003949998054E-4,3.2482329600000011E-3,9.8898193159564718E-2,22540.963885447723,25027.847588140598,1955.4499999999828,108.62693255849474,7201.0595999999969,14813.900877132912,23895.911276785017,106.20003949998053,3248.2329600000012,98898.193159564689]
[2004,10,5,12,2.6018898227772553E-2,2.8821026181867368E-2,0,0,7.7362571999999973E-3,1.9740114512137762E-2,2.4799591915109904E-2,9.1827137096774526E-5,4.229366400000001E-3,0.11143708157398437,26018.898227772552,28821.026181867368,0,0,7736.2571999999973,19740.114512137763,24799.591915109904,91.827137096774521,4229.3664000000008,111437.08157398435]
[2004,10,5,21,3.4752699097286191E-2,2.6364760831961598E-2,1.466599999999987E-3,8.1470893804642608E-5,8.2867231999999968E-3,1.3521696785380954E-2,2.3467526289389869E-2,1.0260690577638379E-4,4.0702368000000017E-3,0.11211432080359962,34752.699097286189,26364.760831961597,1466.5999999999869,81.470893804642614,8286.7231999999967,13521.696785380955,23467.526289389869,102.60690577638378,4070.2368000000015,112114.32080359964]
[2004,10,6,5,1.8602382347000262E-2,2.1467246866000975E-2,1.9554499999999827E-3,1.0862693255849474E-4,8.2397125999999973E-3,1.1627554743228602E-2,2.2878155245793449E-2,1.0620003949998054E-4,4.0404000000000004E-3,8.9025728774081755E-2,18602.382347000261,21467.246866000976,1955.4499999999828,108.62693255849474,8239.7125999999971,11627.554743228602,22878.155245793449,106.20003949998053,4040.4000000000005,89025.728774081741]
[2004,10,6,14,2.5933875149002819E-2,2.9701099739793822E-2,0,0,7.8234477999999975E-3,1.9355371960926394E-2,2.4979582913914486E-2,9.1827137096774526E-5,4.2920236800000015E-3,0.1121772283807343,25933.875149002819,29701.099739793823,0,0,7823.4477999999972,19355.371960926394,24979.582913914484,91.827137096774521,4292.0236800000011,112177.22838073428]
[2004,10,6,20,3.5668931180455228E-2,2.7135944337315011E-2,0,0,6.501927599999997E-3,1.604440222791173E-2,2.350046382111871E-2,9.1827137096774526E-5,4.5287289600000015E-3,0.11347222526389747,35668.931180455227,27135.94433731501,0,0,6501.9275999999973,16044.402227911731,23500.463821118712,91.827137096774521,4528.7289600000013,113472.22526389746]
[2004,10,6,23,2.7327422997644981E-2,2.3413630398272954E-2,1.9554499999999827E-3,1.0862693255849474E-4,7.692059199999996E-3,1.1175787812293449E-2,2.335599316143442E-2,1.0620003949998054E-4,4.0697395200000016E-3,9.920491006170426E-2,27327.422997644982,23413.630398272955,1955.4499999999828,108.62693255849474,7692.0591999999961,11175.787812293449,23355.99316143442,106.20003949998053,4069.7395200000014,99204.910061704271]
[2004,10,7,10,2.4316554068430807E-2,2.8681519961636207E-2,0,0,8.4490503999999963E-3,1.8983088091875773E-2,2.650166066121025E-2,9.1827137096774526E-5,4.7554886400000013E-3,0.11177918896024981,24316.554068430807,28681.519961636208,0,0,8449.0503999999964,18983.088091875772,26501.660661210248,91.827137096774521,4755.4886400000014,111779.1889602498]
[2004,10,7,16,2.8753732094276185E-2,2.8918839728464527E-2,0,0,7.6333963999999973E-3,1.8090501075093298E-2,2.5415639600718239E-2,9.1827137096774526E-5,4.9355040000000011E-3,0.11383944003564904,28753.732094276183,28918.839728464525,0,0,7633.3963999999969,18090.5010750933,25415.639600718241,91.827137096774521,4935.5040000000008,113839.44003564902]
[2004,10,7,24,2.2127100206057532E-2,2.2183318158974827E-2,1.9554499999999827E-3,1.0862693255849474E-4,8.244534199999997E-3,1.2696710921952964E-2,2.263805054844769E-2,1.0620003949998054E-4,4.7624505600000018E-3,9.4822441567491464E-2,22127.100206057534,22183.318158974827,1955.4499999999828,108.62693255849474,8244.5341999999964,12696.710921952963,22638.050548447689,106.20003949998053,4762.450560000002,94822.441567491464]
[2004,10,8,9,2.6606076641701434E-2,2.5015809728896041E-2,9.7772999999999133E-4,5.4313744033555991E-5,7.0628403999999975E-3,1.7888023565555435E-2,2.5465218377497979E-2,9.901362504925943E-5,4.4526451200000011E-3,0.10762167120273369,26606.076641701435,25015.809728896042,977.72999999999138,54.313744033555992,7062.8403999999973,17888.023565555435,25465.218377497979,99.013625049259431,4452.645120000001,107621.67120273371]
[2004,10,8,17,3.5710479171748709E-2,2.5304343756115011E-2,0,0,5.5078743999999987E-3,1.2962164871197727E-2,2.3888604426008583E-2,9.1827137096774526E-5,4.721673600000002E-3,0.10818696736216681,35710.47917174871,25304.343756115009,0,0,5507.8743999999988,12962.164871197727,23888.604426008584,91.827137096774521,4721.6736000000019,108186.96736216679]
[2004,10,9,2,2.2263162220297696E-2,1.7855388865346371E-2,1.9554499999999827E-3,1.0862693255849474E-4,2.4212467999999991E-3,1.0467708931794285E-2,1.7728988630111367E-2,1.0620003949998054E-4,4.8022329600000023E-3,7.770900537960819E-2,22263.162220297698,17855.388865346369,1955.4499999999828,108.62693255849474,2421.246799999999,10467.708931794285,17728.988630111366,106.20003949998053,4802.2329600000021,77709.005379608192]
[2004,10,9,7,2.4599496527994542E-2,1.8471827025450697E-2,1.9554499999999827E-3,1.0862693255849474E-4,2.442943999999999E-3,1.2584604124158101E-2,1.8021026889362923E-2,1.0620003949998054E-4,4.2209126400000012E-3,8.2511088179024736E-2,24599.496527994543,18471.827025450697,1955.4499999999828,108.62693255849474,2442.9439999999991,12584.604124158101,18021.026889362922,106.20003949998053,4220.9126400000014,82511.088179024708]
[2004,10,9,11,3.2881356330039288E-2,2.0527053137349819E-2,0,0,2.4867401999999991E-3,1.5395945887099804E-2,1.736551868316662E-2,9.1827137096774526E-5,4.3223577600000011E-3,9.3070799134752302E-2,32881.356330039285,20527.05313734982,0,0,2486.7401999999993,15395.945887099804,17365.518683166621,91.827137096774521,4322.3577600000008,93070.799134752306]
[2004,10,9,21,3.6885252502552056E-2,1.6893371772911538E-2,1.466599999999987E-3,8.1470893804642608E-5,2.2798131999999991E-3,1.1142517308308267E-2,1.6039564941434426E-2,1.0260690577638379E-4,4.2676569600000012E-3,8.9158854484787303E-2,36885.252502552059,16893.371772911538,1466.5999999999869,81.470893804642614,2279.8131999999991,11142.517308308266,16039.564941434426,102.60690577638378,4267.6569600000012,89158.854484787298]
[2004,10,10,4,1.9751305017623382E-2,1.4822260751100623E-2,1.9554499999999827E-3,1.0862693255849474E-4,2.1938279999999992E-3,1.1582380505749876E-2,1.5129055589967097E-2,1.0620003949998054E-4,4.0319462400000014E-3,6.9681053076499438E-2,19751.305017623381,14822.260751100623,1955.4499999999828,108.62693255849474,2193.8279999999991,11582.380505749876,15129.055589967096,106.20003949998053,4031.9462400000016,69681.053076499433]
[2004,10,10,13,3.24786525235774E-2,1.7706383872146413E-2,0,0,3.2469457999999983E-3,1.4646411642907574E-2,1.5089676710789481E-2,9.1827137096774526E-5,4.0811769600000011E-3,8.734107464651765E-2,32478.652523577399,17706.383872146413,0,0,3246.9457999999981,14646.411642907575,15089.676710789481,91.827137096774521,4081.1769600000011,87341.074646517649]
[2004,10,10,20,3.8984068125385248E-2,1.680174586821926E-2,0,0,3.2003369999999984E-3,1.5389053297706352E-2,1.3903525946842904E-2,9.1827137096774526E-5,3.2716051200000012E-3,9.1642162495250562E-2,38984.068125385245,16801.745868219259,0,0,3200.3369999999986,15389.053297706352,13903.525946842905,91.827137096774521,3271.6051200000011,91642.162495250537]
[2004,10,11,6,1.9929551708042642E-2,1.7700016368444316E-2,1.9554499999999827E-3,1.0862693255849474E-4,3.9416579999999989E-3,1.3858509330480835E-2,1.5011270969213203E-2,1.0620003949998054E-4,3.8753030400000008E-3,7.6486586388239464E-2,19929.551708042643,17700.016368444314,1955.4499999999828,108.62693255849474,3941.657999999999,13858.509330480836,15011.270969213203,106.20003949998053,3875.3030400000007,76486.586388239448]
[2004,10,11,10,2.4448773852118268E-2,2.4770542223619692E-2,0,0,4.9819181999999976E-3,1.9850987097003777E-2,1.6613665384203315E-2,9.1827137096774526E-5,3.9583488000000016E-3,9.4716062694041814E-2,24448.773852118269,24770.54222361969,0,0,4981.9181999999973,19850.987097003777,16613.665384203316,91.827137096774521,3958.3488000000016,94716.06269404183]
[2004,10,11,23,2.7345550567291408E-2,2.0901604929529808E-2,1.9554499999999827E-3,1.0862693255849474E-4,6.2250873999999982E-3,1.4478738935393464E-2,1.8539137467337652E-2,1.0620003949998054E-4,3.9558624000000011E-3,9.3616258671610789E-2,27345.550567291408,20901.604929529807,1955.4499999999828,108.62693255849474,6225.0873999999985,14478.738935393463,18539.137467337652,106.20003949998053,3955.8624000000009,93616.258671610791]
[2004,10,11,24,2.1781363548205306E-2,1.9389749637339627E-2,1.9554499999999827E-3,1.0862693255849474E-4,6.3387967999999984E-3,1.384405508980051E-2,1.9121693989772592E-2,1.0620003949998054E-4,3.7912627200000011E-3,8.6437198757176509E-2,21781.363548205307,19389.749637339628,1955.4499999999828,108.62693255849474,6338.7967999999983,13844.055089800509,19121.693989772593,106.20003949998053,3791.2627200000011,86437.198757176491]
[2004,10,12,8,2.7692497656376235E-2,2.4703095024965697E-2,1.9554499999999827E-3,1.0862693255849474E-4,8.3815479999999956E-3,1.6242211511393226E-2,2.315919333198364E-2,1.0620003949998054E-4,3.1492742400000013E-3,0.10549809673677726,27692.497656376236,24703.095024965696,1955.4499999999828,108.62693255849474,8381.5479999999952,16242.211511393225,23159.193331983639,106.20003949998053,3149.2742400000011,105498.09673677725]
[2004,10,12,17,3.475103806029791E-2,2.4978191651199955E-2,0,0,7.1632903999999968E-3,1.762281266496812E-2,2.362598256603099E-2,9.1827137096774526E-5,4.2442848000000021E-3,0.11247742727959376,34751.038060297913,24978.191651199955,0,0,7163.2903999999971,17622.812664968122,23625.982566030991,91.827137096774521,4244.2848000000022,112477.42727959376]
[2004,10,13,1,2.3798415609663469E-2,1.8619763065233566E-2,1.9554499999999827E-3,1.0862693255849474E-4,6.6646565999999973E-3,1.1778492194313841E-2,2.1423023951639173E-2,1.0620003949998054E-4,4.0021094400000011E-3,8.8456737832908514E-2,23798.415609663469,18619.763065233565,1955.4499999999828,108.62693255849474,6664.6565999999975,11778.492194313842,21423.023951639174,106.20003949998053,4002.1094400000011,88456.737832908504]
[2004,10,13,7,2.7855882855476185E-2,2.2592947948564517E-2,1.9554499999999827E-3,1.0862693255849474E-4,7.4116027999999974E-3,1.4813900877132911E-2,2.2465414543426692E-2,1.0620003949998054E-4,3.291496320000001E-3,0.10060152231665878,27855.882855476186,22592.947948564517,1955.4499999999828,108.62693255849474,7411.6027999999978,14813.900877132912,22465.414543426694,106.20003949998053,3291.4963200000011,100601.52231665877]
[2004,10,13,18,3.8035481626920102E-2,2.3808301593419397E-2,0,0,6.6895681999999965E-3,1.7743609166761903E-2,2.3329985574785713E-2,9.1827137096774526E-5,3.8588928000000012E-3,0.11355766609898389,38035.481626920104,23808.301593419397,0,0,6689.5681999999961,17743.609166761904,23329.985574785715,91.827137096774521,3858.892800000001,113557.66609898389]
[2004,10,13,21,4.0215984667646185E-2,2.2107639345972981E-2,1.466599999999987E-3,8.1470893804642608E-5,7.6265657999999969E-3,1.3521696785380954E-2,2.3173468283955098E-2,1.0260690577638379E-4,4.3676102400000017E-3,0.11266364292253624,40215.984667646182,22107.639345972981,1466.5999999999869,81.470893804642614,7626.5657999999967,13521.696785380955,23173.468283955099,102.60690577638378,4367.6102400000018,112663.64292253621]
[2004,10,14,11,2.8316887178989836E-2,2.6155239498015223E-2,0,0,8.3827533999999964E-3,1.9846813704211746E-2,2.3586076725359492E-2,9.1827137096774526E-5,4.1945568000000015E-3,0.11057415444367308,28316.887178989837,26155.239498015224,0,0,8382.753399999996,19846.813704211745,23586.076725359493,91.827137096774521,4194.5568000000012,110574.15444367308]
[2004,10,14,12,2.9493947614164497E-2,2.5537984149895717E-2,0,0,6.3058491999999971E-3,1.9740114512137762E-2,2.3284074724811733E-2,9.1827137096774526E-5,4.5172915200000011E-3,0.1089710888581065,29493.947614164495,25537.984149895718,0,0,6305.8491999999969,19740.114512137763,23284.074724811733,91.827137096774521,4517.2915200000007,108971.08885810648]
[2004,10,14,20,4.0767213247299247E-2,2.2515363116508039E-2,0,0,8.0922519999999977E-3,1.604440222791173E-2,2.2415382736962763E-2,9.1827137096774526E-5,4.2641760000000015E-3,0.11419061646577855,40767.213247299245,22515.363116508041,0,0,8092.2519999999977,16044.402227911731,22415.382736962762,91.827137096774521,4264.1760000000013,114190.61646577854]
[2004,10,15,5,2.1101660338899087E-2,1.887737049551207E-2,1.9554499999999827E-3,1.0862693255849474E-4,8.5137401999999963E-3,1.1583183296077127E-2,2.1010019388277928E-2,1.0620003949998054E-4,4.4412076800000016E-3,8.7697458370824682E-2,21101.660338899088,18877.37049551207,1955.4499999999828,108.62693255849474,8513.7401999999965,11583.183296077126,21010.019388277928,106.20003949998053,4441.2076800000013,87697.458370824665]
[2004,10,15,17,3.7540699304794721E-2,2.341467151355494E-2,0,0,5.608726199999998E-3,1.2962164871197727E-2,2.2265974592003961E-2,9.1827137096774526E-5,4.0404000000000004E-3,0.10592446361864812,37540.699304794718,23414.671513554938,0,0,5608.7261999999982,12962.164871197727,22265.97459200396,91.827137096774521,4040.4000000000005,105924.46361864811]
[2004,10,15,22,3.4618537306907539E-2,1.9751615476926287E-2,1.9554499999999827E-3,1.0862693255849474E-4,6.4376395999999987E-3,1.1925104426973329E-2,1.9914662268286566E-2,1.0620003949998054E-4,4.1249376000000006E-3,9.8942773651152185E-2,34618.537306907536,19751.615476926287,1955.4499999999828,108.62693255849474,6437.6395999999986,11925.104426973328,19914.662268286567,106.20003949998053,4124.9376000000002,98942.77365115218]
[2004,10,16,3,2.1801289722073465E-2,1.5494111310291872E-2,1.9554499999999827E-3,1.0862693255849474E-4,4.1630497999999997E-3,1.0718365439170643E-2,1.5888706577327834E-2,1.0620003949998054E-4,3.9429331200000013E-3,7.4178732940922296E-2,21801.289722073467,15494.111310291872,1955.4499999999828,108.62693255849474,4163.0497999999998,10718.365439170642,15888.706577327834,106.20003949998053,3942.9331200000015,74178.732940922273]
[2004,10,16,15,3.3734215265905622E-2,1.7698629722120385E-2,0,0,3.0295719999999986E-3,1.3774938813493861E-2,1.5519276308838634E-2,9.1827137096774526E-5,2.1208992000000004E-3,8.5969358447455277E-2,33734.215265905623,17698.629722120386,0,0,3029.5719999999988,13774.938813493862,15519.276308838635,91.827137096774521,2120.8992000000003,85969.358447455277]
[2004,10,16,17,3.6157122987053834E-2,1.7519605561776064E-2,0,0,2.6241557999999989E-3,1.3366729429644985E-2,1.4856611853708044E-2,9.1827137096774526E-5,2.1825619200000006E-3,8.6798614689279713E-2,36157.122987053837,17519.605561776065,0,0,2624.1557999999991,13366.729429644985,14856.611853708044,91.827137096774521,2182.5619200000006,86798.614689279711]
[2004,10,16,24,2.8319191547632395E-2,1.5534270423376465E-2,1.9554499999999827E-3,1.0862693255849474E-4,2.7029085999999984E-3,1.024834907092248E-2,1.4320112384457812E-2,1.0620003949998054E-4,2.1626707200000004E-3,7.545777971844761E-2,28319.191547632396,15534.270423376465,1955.4499999999828,108.62693255849474,2702.9085999999984,10248.349070922481,14320.112384457812,106.20003949998053,2162.6707200000005,75457.779718447593]
[2004,10,17,14,3.3154925137341036E-2,1.8062295566047198E-2,0,0,5.7505615999999971E-3,1.5088863879134736E-2,1.5325331156978463E-2,9.1827137096774526E-5,2.1383040000000006E-3,8.9612108476598201E-2,33154.925137341037,18062.295566047196,0,0,5750.5615999999973,15088.863879134737,15325.331156978462,91.827137096774521,2138.3040000000005,89612.108476598194]
[2004,10,17,17,4.2335848733105183E-2,1.6564056824983429E-2,0,0,4.3072959999999987E-3,1.3925536713015982E-2,1.4351297511726011E-2,9.1827137096774526E-5,2.0174649600000006E-3,9.3593327879927385E-2,42335.84873310518,16564.056824983429,0,0,4307.2959999999985,13925.536713015981,14351.297511726012,91.827137096774521,2017.4649600000005,93593.327879927368]
[2004,10,18,4,2.0233343013181592E-2,1.7206380258098942E-2,1.9554499999999827E-3,1.0862693255849474E-4,6.0462863999999981E-3,1.2811587411589713E-2,2.0261188503543994E-2,1.0620003949998054E-4,2.1502387200000002E-3,8.0879301278472704E-2,20233.343013181591,17206.380258098943,1955.4499999999828,108.62693255849474,6046.2863999999981,12811.587411589713,20261.188503543995,106.20003949998053,2150.2387200000003,80879.301278472689]
[2004,10,18,10,2.8873076216663549E-2,2.5398199003628604E-2,0,0,8.2389089999999957E-3,1.9850987097003777E-2,2.4560397967113703E-2,9.1827137096774526E-5,3.8613792000000008E-3,0.11087477562150641,28873.07621666355,25398.199003628604,0,0,8238.908999999996,19850.987097003777,24560.397967113702,91.827137096774521,3861.3792000000008,110874.7756215064]
[2004,10,18,18,4.0424505096085958E-2,2.3265213398390619E-2,0,0,7.6940681999999967E-3,1.9179443869502075E-2,2.296936086625315E-2,9.1827137096774526E-5,3.8842540800000012E-3,0.11750867264732857,40424.505096085959,23265.213398390621,0,0,7694.068199999997,19179.443869502076,22969.360866253151,91.827137096774521,3884.2540800000011,117508.67264732857]
[2004,10,19,3,2.1442823485398776E-2,1.8197122634979409E-2,1.9554499999999827E-3,1.0862693255849474E-4,7.7386679999999972E-3,1.1468405256072851E-2,2.0772286107495291E-2,1.0620003949998054E-4,3.8290560000000013E-3,8.5618638456004786E-2,21442.823485398778,18197.122634979409,1955.4499999999828,108.62693255849474,7738.6679999999969,11468.405256072851,20772.286107495293,106.20003949998053,3829.0560000000014,85618.638456004774]
[2004,10,19,12,3.1142649173172748E-2,2.5786485239104991E-2,0,0,7.4328981999999969E-3,1.9740114512137762E-2,2.4330404641197678E-2,9.1827137096774526E-5,4.0936089600000017E-3,0.11261798786270996,31142.649173172747,25786.48523910499,0,0,7432.8981999999969,19740.114512137763,24330.404641197678,91.827137096774521,4093.6089600000018,112617.98786270994]
[2004,10,19,17,3.6937201942880658E-2,2.4815392695754501E-2,0,0,6.1427183999999968E-3,1.762281266496812E-2,2.2755426617059024E-2,9.1827137096774526E-5,3.9359712000000008E-3,0.11230135065775909,36937.20194288066,24815.392695754501,0,0,6142.718399999997,17622.812664968122,22755.426617059024,91.827137096774521,3935.9712000000009,112301.35065775907]
[2004,10,19,21,4.1690708259828256E-2,2.2811566423378345E-2,1.466599999999987E-3,8.1470893804642608E-5,8.3743155999999961E-3,1.3521696785380954E-2,2.2510255083028858E-2,1.0260690577638379E-4,4.043383680000001E-3,0.11460260363119742,41690.708259828258,22811.566423378346,1466.5999999999869,81.470893804642614,8374.3155999999963,13521.696785380955,22510.255083028856,102.60690577638378,4043.3836800000008,114602.60363119742]
[2004,10,20,10,3.1604597794704828E-2,2.593256222649936E-2,0,0,8.5346337999999966E-3,1.8983088091875773E-2,2.53191355074611E-2,9.1827137096774526E-5,3.9464140800000011E-3,0.11441225863763782,{"$f":"E7044*1000000","v":31604.597794704827},{"$f":"F7044*1000000","v":25932.562226499362},{"$f":"G7044*1000000","v":0},{"$f":"H7044*1000000","v":0},{"$f":"I7044*1000000","v":8534.633799999996},{"$f":"J7044*1000000","v":18983.088091875772},{"$f":"K7044*1000000","v":25319.135507461102},{"$f":"L7044*1000000","v":91.827137096774521},{"$f":"M7044*1000000","v":3946.4140800000009},{"$f":"SUM(O7044:W7044)","v":114412.25863763785}]
[2004,10,20,14,3.1728100050357803E-2,2.6245018868374555E-2,0,0,8.1710047999999976E-3,1.9355371960926394E-2,2.3625258441894198E-2,9.1827137096774526E-5,4.4586124800000014E-3,0.11367519373864972,31728.100050357803,26245.018868374555,0,0,8171.0047999999979,19355.371960926394,23625.258441894199,91.827137096774521,4458.6124800000016,113675.19373864972]
[2004,10,20,24,2.7006489211561721E-2,2.0689182011482319E-2,1.9554499999999827E-3,1.0862693255849474E-4,8.1103329999999956E-3,1.2696710921952964E-2,2.1192370934699341E-2,1.0620003949998054E-4,8.4532627200000019E-3,0.10031862577175481,27006.489211561722,20689.18201148232,1955.4499999999828,108.62693255849474,8110.332999999996,12696.710921952963,21192.370934699342,106.20003949998053,8453.2627200000024,100318.6257717548]
[2004,10,21,7,2.9619455552774641E-2,2.2342315451737808E-2,1.9554499999999827E-3,1.0862693255849474E-4,7.6755853999999971E-3,1.4813900877132911E-2,2.2102349331714337E-2,1.0620003949998054E-4,8.3911027200000033E-3,0.10711498630541817,29619.455552774642,22342.31545173781,1955.4499999999828,108.62693255849474,7675.5853999999972,14813.900877132912,22102.349331714337,106.20003949998053,8391.1027200000026,107114.98630541816]
[2004,10,21,14,3.0803532215379275E-2,2.5995883588683634E-2,0,0,7.7776425999999954E-3,1.9355371960926394E-2,2.3419605435971658E-2,9.1827137096774526E-5,7.8296736000000033E-3,0.11527353653805773,30803.532215379277,25995.883588683635,0,0,7777.6425999999956,19355.371960926394,23419.605435971658,91.827137096774521,7829.6736000000037,115273.53653805774]
[2004,10,21,24,2.6227899170505185E-2,2.0661908472737495E-2,1.9554499999999827E-3,1.0862693255849474E-4,8.517758199999996E-3,1.2696710921952964E-2,2.1756460730511056E-2,1.0620003949998054E-4,8.5959820800000017E-3,0.10062699654776516,26227.899170505185,20661.908472737494,1955.4499999999828,108.62693255849474,8517.7581999999966,12696.710921952963,21756.460730511055,106.20003949998053,8595.9820800000016,100626.99654776514]
[2004,10,22,4,2.0697849821772266E-2,1.874061773542262E-2,1.9554499999999827E-3,1.0862693255849474E-4,6.4416575999999984E-3,1.1490742872408434E-2,2.1052655849420673E-2,1.0620003949998054E-4,8.6914598400000022E-3,8.928526069108246E-2,20697.849821772266,18740.61773542262,1955.4499999999828,108.62693255849474,6441.6575999999986,11490.742872408433,21052.655849420673,106.20003949998053,8691.4598400000013,89285.26069108244]
[2004,10,22,9,2.9242315834125267E-2,2.4269462191742235E-2,9.7772999999999133E-4,5.4313744033555991E-5,7.6940681999999967E-3,1.7888023565555435E-2,2.4096839881612507E-2,9.901362504925943E-5,8.3025868800000024E-3,0.11262435392211825,29242.315834125267,24269.462191742234,977.72999999999138,54.313744033555992,7694.068199999997,17888.023565555435,24096.839881612508,99.013625049259431,8302.5868800000026,112624.35392211826]
[2004,10,22,18,3.9802132234071516E-2,2.3336066261385877E-2,0,0,6.9989541999999974E-3,1.375810581808308E-2,2.2241013215912802E-2,9.1827137096774526E-5,8.6357644800000022E-3,0.11486386334655006,39802.13223407152,23336.066261385877,0,0,6998.9541999999974,13758.105818083081,22241.013215912801,91.827137096774521,8635.7644800000016,114863.86334655003]
[2004,10,23,2,2.3425682641608294E-2,1.7339346910349201E-2,1.9554499999999827E-3,1.0862693255849474E-4,5.2567493999999973E-3,1.0467708931794285E-2,1.6024842510867002E-2,1.0620003949998054E-4,8.4522681600000017E-3,8.3136875526677242E-2,{"$f":"E7108*1000000","v":23425.682641608295},{"$f":"F7108*1000000","v":17339.346910349203},{"$f":"G7108*1000000","v":1955.4499999999828},{"$f":"H7108*1000000","v":108.62693255849474},{"$f":"I7108*1000000","v":5256.749399999997},{"$f":"J7108*1000000","v":10467.708931794285},{"$f":"K7108*1000000","v":16024.842510867002},{"$f":"L7108*1000000","v":106.20003949998053},{"$f":"M7108*1000000","v":8452.2681600000014},{"$f":"SUM(O7108:W7108)","v":83136.87552667725}]
[2004,10,23,11,3.4997581160329798E-2,1.9744121867222433E-2,0,0,4.4543547999999983E-3,1.5395945887099804E-2,1.6348154915553439E-2,9.1827137096774526E-5,7.0623705600000022E-3,9.8094356327302248E-2,34997.581160329799,19744.121867222431,0,0,4454.3547999999982,15395.945887099804,16348.154915553439,91.827137096774521,7062.3705600000021,98094.356327302245]
[2004,10,23,17,3.6535529834432395E-2,1.7689917746197083E-2,0,0,3.7929919999999989E-3,1.3366729429644985E-2,1.3992195573177088E-2,9.1827137096774526E-5,6.9315859200000021E-3,9.2400777640548326E-2,36535.529834432396,17689.917746197083,0,0,3792.9919999999988,13366.729429644985,13992.195573177089,91.827137096774521,6931.5859200000023,92400.777640548316]
[2004,10,24,4,2.2512849208718776E-2,1.4197043829928521E-2,1.9554499999999827E-3,1.0862693255849474E-4,3.8042423999999986E-3,1.1582380505749876E-2,1.3589369256065889E-2,1.0620003949998054E-4,7.024080000000002E-3,7.4880242172521538E-2,22512.849208718777,14197.043829928522,1955.4499999999828,108.62693255849474,3804.2423999999987,11582.380505749876,13589.369256065889,106.20003949998053,7024.0800000000017,74880.24217252151]
[2004,10,24,10,3.3407048547126401E-2,1.7611954387334466E-2,0,0,4.4551583999999983E-3,1.4589664991452695E-2,1.4374779970126737E-2,9.1827137096774526E-5,6.8470483200000019E-3,9.1377481753137077E-2,33407.048547126404,17611.954387334466,0,0,4455.1583999999984,14589.664991452695,14374.779970126736,91.827137096774521,6847.0483200000017,91377.481753137079]
[2004,10,24,13,3.54341320128145E-2,1.8052252318661154E-2,0,0,5.0389737999999981E-3,1.4646411642907574E-2,1.5279230635870453E-2,9.1827137096774526E-5,6.8634585600000015E-3,9.5406286107350469E-2,35434.132012814502,18052.252318661154,0,0,5038.9737999999979,14646.411642907575,15279.230635870454,91.827137096774521,6863.4585600000019,95406.286107350446]
[2004,10,24,24,2.8729544015843562E-2,1.7093357011805727E-2,1.9554499999999827E-3,1.0862693255849474E-4,7.1375751999999968E-3,1.1445064117475916E-2,1.9684529089614666E-2,1.0620003949998054E-4,6.9460070400000021E-3,9.320635344679834E-2,28729.544015843563,17093.357011805725,1955.4499999999828,108.62693255849474,7137.5751999999966,11445.064117475915,19684.529089614665,106.20003949998053,6946.0070400000022,93206.353446798326]
[2004,10,25,6,2.402956056264852E-2,1.8111520031559129E-2,1.9554499999999827E-3,1.0862693255849474E-4,7.9905965999999985E-3,1.3858509330480835E-2,2.0868795198678347E-2,1.0620003949998054E-4,6.9663955200000016E-3,9.3995654215425301E-2,24029.560562648519,18111.520031559128,1955.4499999999828,108.62693255849474,7990.596599999998,13858.509330480836,20868.795198678348,106.20003949998053,6966.3955200000019,93995.654215425282]
[2004,10,25,14,3.3133021274583847E-2,2.4445160580073767E-2,0,0,7.0632421999999974E-3,2.0561455236602261E-2,2.3645343418237062E-2,9.1827137096774526E-5,6.5009414400000014E-3,0.11544099128659371,33133.021274583851,24445.160580073767,0,0,7063.2421999999979,20561.455236602262,23645.343418237062,91.827137096774521,6500.9414400000014,115440.99128659371]
[2004,10,25,23,3.3408202819694421E-2,2.0180960672789763E-2,1.9554499999999827E-3,1.0862693255849474E-4,7.6486647999999971E-3,1.4478738935393464E-2,2.253546841138165E-2,1.0620003949998054E-4,7.7143046400000026E-3,0.10813661725131778,33408.202819694423,20180.960672789763,1955.4499999999828,108.62693255849474,7648.6647999999968,14478.738935393463,22535.468411381651,106.20003949998053,7714.304640000003,108136.61725131774]
[2004,10,26,4,2.2106408158846215E-2,1.7885746139016275E-2,1.9554499999999827E-3,1.0862693255849474E-4,7.1524417999999984E-3,1.1351006707740016E-2,2.178615771896629E-2,1.0620003949998054E-4,8.7516307200000022E-3,9.1203668216627259E-2,22106.408158846214,17885.746139016275,1955.4499999999828,108.62693255849474,7152.4417999999987,11351.006707740016,21786.157718966289,106.20003949998053,8751.6307200000028,91203.668216627251]
[2004,10,26,16,3.4674156532737255E-2,2.4697783886379564E-2,0,0,7.8684493999999962E-3,1.8090501075093298E-2,2.3612204159950165E-2,9.1827137096774526E-5,8.5870310400000018E-3,0.11762195323125706,34674.156532737252,24697.783886379566,0,0,7868.4493999999959,18090.5010750933,23612.204159950164,91.827137096774521,8587.0310400000017,117621.95323125705]
[2004,10,26,21,4.3048853056548222E-2,2.2201637730210954E-2,1.466599999999987E-3,8.1470893804642608E-5,7.6386197999999961E-3,1.3521696785380954E-2,2.2487479150828382E-2,1.0260690577638379E-4,8.5407840000000027E-3,0.11908974832254954,43048.853056548222,22201.637730210954,1466.5999999999869,81.470893804642614,7638.6197999999958,13521.696785380955,22487.479150828382,102.60690577638378,8540.7840000000033,119089.74832254951]
[2004,10,27,1,2.3911006359090787E-2,1.8641116615518771E-2,1.9554499999999827E-3,1.0862693255849474E-4,7.417629799999997E-3,1.1778492194313841E-2,2.1988665975270324E-2,1.0620003949998054E-4,7.0051833600000019E-3,9.2912371276252195E-2,23911.006359090788,18641.116615518771,1955.4499999999828,108.62693255849474,7417.629799999997,11778.492194313842,21988.665975270324,106.20003949998053,7005.1833600000018,92912.371276252175]
[2004,10,27,10,2.9097178192948613E-2,2.5981574122026532E-2,0,0,8.1722101999999967E-3,1.8983088091875773E-2,2.4848817686319954E-2,9.1827137096774526E-5,2.4093216000000009E-3,0.10958401703026764,29097.178192948613,25981.57412202653,0,0,8172.2101999999968,18983.088091875772,24848.817686319955,91.827137096774521,2409.3216000000011,109584.01703026764]
[2004,10,27,17,3.591404370352571E-2,2.4889946157699308E-2,0,0,7.1528435999999966E-3,1.762281266496812E-2,2.4200962615202607E-2,9.1827137096774526E-5,2.212398720000001E-3,0.11208483459849251,35914.043703525713,24889.946157699309,0,0,7152.8435999999965,17622.812664968122,24200.962615202607,91.827137096774521,2212.398720000001,112084.83459849251]
[2004,10,28,3,2.0627909105384479E-2,1.8375111053248804E-2,1.9554499999999827E-3,1.0862693255849474E-4,8.4944537999999958E-3,1.1468405256072851E-2,2.1920460329063318E-2,1.0620003949998054E-4,3.0518073600000009E-3,8.6108423875827927E-2,20627.909105384479,18375.111053248806,1955.4499999999828,108.62693255849474,8494.4537999999957,11468.405256072851,21920.460329063317,106.20003949998053,3051.8073600000007,86108.42387582791]
[2004,10,28,10,2.8557419917672903E-2,2.6120874261655519E-2,0,0,8.8323675999999948E-3,1.8983088091875773E-2,2.4629988514948895E-2,9.1827137096774526E-5,4.8723494400000015E-3,0.11208791496324988,{"$f":"E7236*1000000","v":28557.419917672905},{"$f":"F7236*1000000","v":26120.874261655517},{"$f":"G7236*1000000","v":0},{"$f":"H7236*1000000","v":0},{"$f":"I7236*1000000","v":8832.3675999999941},{"$f":"J7236*1000000","v":18983.088091875772},{"$f":"K7236*1000000","v":24629.988514948895},{"$f":"L7236*1000000","v":91.827137096774521},{"$f":"M7236*1000000","v":4872.3494400000018},{"$f":"SUM(O7236:W7236)","v":112087.91496324987}]
[2004,10,28,20,4.1127195188818723E-2,2.2663846104576182E-2,0,0,7.1460129999999988E-3,1.604440222791173E-2,2.28305335805527E-2,9.1827137096774526E-5,5.0185497600000011E-3,0.11492236699895612,41127.195188818725,22663.846104576183,0,0,7146.012999999999,16044.402227911731,22830.533580552699,91.827137096774521,5018.5497600000008,114922.3669989561]
[2004,10,28,24,2.4966385310408817E-2,2.0605270660990358E-2,1.9554499999999827E-3,1.0862693255849474E-4,8.4566845999999966E-3,1.2696710921952964E-2,2.1861392034791722E-2,1.0620003949998054E-4,5.4352704000000017E-3,9.6191990900202307E-2,24966.385310408816,20605.270660990358,1955.4499999999828,108.62693255849474,8456.6845999999969,12696.710921952963,21861.392034791723,106.20003949998053,5435.2704000000022,96191.99090020232]
[2004,10,29,13,2.8950839461380572E-2,2.5918532732114179E-2,0,0,7.6502719999999962E-3,1.8366995228023496E-2,2.3873989014568622E-2,9.1827137096774526E-5,6.7162636800000017E-3,0.11156871925318365,28950.839461380572,25918.532732114178,0,0,7650.2719999999963,18366.995228023497,23873.989014568622,91.827137096774521,6716.2636800000018,111568.71925318365]
[2004,10,29,14,2.8846907987216282E-2,2.6149188042348091E-2,0,0,7.3083401999999974E-3,1.8225161262533495E-2,2.3881010122612647E-2,9.1827137096774526E-5,6.6973670400000017E-3,0.1111998017918073,28846.907987216284,26149.188042348091,0,0,7308.3401999999978,18225.161262533496,23881.010122612646,91.827137096774521,6697.3670400000019,111199.80179180729]
[2004,10,29,22,3.4141809385802142E-2,2.0821840142405481E-2,1.9554499999999827E-3,1.0862693255849474E-4,6.6517989999999973E-3,1.1925104426973329E-2,2.0091190295938446E-2,1.0620003949998054E-4,5.7788908800000009E-3,0.10158091110317785,34141.809385802146,20821.840142405483,1955.4499999999828,108.62693255849474,6651.7989999999972,11925.104426973328,20091.190295938446,106.20003949998053,5778.8908800000008,101580.91110317786]
[2004,10,30,11,3.3699042675726869E-2,1.9874933856333644E-2,0,0,4.4909185999999985E-3,1.5395945887099804E-2,1.7263498262538889E-2,9.1827137096774526E-5,6.5223244800000019E-3,9.7338490898795996E-2,33699.042675726872,19874.933856333642,0,0,4490.9185999999982,15395.945887099804,17263.498262538888,91.827137096774521,6522.324480000002,97338.490898795979]
[2004,10,30,15,3.2902369258799427E-2,1.819957278531982E-2,0,0,4.4643997999999985E-3,1.3774938813493861E-2,1.6699316325197222E-2,9.1827137096774526E-5,7.4900313600000015E-3,9.3622455479907107E-2,32902.36925879943,18199.572785319819,0,0,4464.3997999999983,13774.938813493862,16699.316325197222,91.827137096774521,7490.0313600000018,93622.455479907105]
[2004,10,30,21,3.7761065513147257E-2,1.6842882136691266E-2,1.466599999999987E-3,8.1470893804642608E-5,4.445515199999998E-3,1.1142517308308267E-2,1.5229601830502558E-2,1.0260690577638379E-4,8.1175987200000008E-3,9.5189858508230363E-2,37761.065513147259,16842.882136691267,1466.5999999999869,81.470893804642614,4445.515199999998,11142.517308308266,15229.601830502557,102.60690577638378,8117.5987200000009,95189.858508230362]
[2004,10,31,8,2.9368251814256809E-2,1.5733968041705765E-2,1.9554499999999827E-3,1.0862693255849474E-4,4.1807289999999985E-3,1.1115145389904574E-2,1.540743394323138E-2,1.0620003949998054E-4,8.4239232000000025E-3,8.6399728361157002E-2,29368.251814256808,15733.968041705764,1955.4499999999828,108.62693255849474,4180.7289999999985,11115.145389904574,15407.433943231381,106.20003949998053,8423.9232000000029,86399.728361156987]
[2004,10,31,17,4.4000398972083105E-2,1.6385369025516253E-2,0,0,4.3362255999999984E-3,1.3925536713015982E-2,1.3411481140999925E-2,9.1827137096774526E-5,8.7332313600000031E-3,0.10088406994871205,44000.398972083101,16385.369025516251,0,0,4336.2255999999988,13925.536713015981,13411.481140999924,91.827137096774521,8733.2313600000034,100884.06994871203]
[2004,10,31,24,2.8061331700338702E-2,1.6854701190377928E-2,1.9549499999999827E-3,1.0859915712763266E-4,6.6357269999999975E-3,1.1445064117475916E-2,1.7579496031429803E-2,1.0619636441179029E-4,8.495531520000002E-3,9.1241597081161752E-2,28061.331700338702,16854.701190377928,1954.9499999999828,108.59915712763267,6635.7269999999971,11445.064117475915,17579.496031429804,106.1963644117903,8495.5315200000023,91241.597081161759]
[2004,11,1,2,1.1773952949611583E-2,2.8124438931341509E-2,1.9554499999999819E-3,1.0797630311335005E-4,6.1274499999999918E-3,6.0406591119359218E-3,1.8254722172989315E-2,1.0836485733233664E-4,8.4711647999999983E-3,8.096417912632399E-2,11773.952949611583,28124.438931341509,1955.4499999999819,107.97630311335006,6127.4499999999916,6040.6591119359218,18254.722172989314,108.36485733233664,8471.1647999999986,80964.179126323972]
[2004,11,1,10,1.918857720042846E-2,4.8105673585759193E-2,0,0,7.9158617999999913E-3,8.6900057484744983E-3,2.2980536497526075E-2,9.4888041666666892E-5,8.5770854399999982E-3,0.11555262831385489,19188.577200428459,48105.673585759192,0,0,7915.8617999999915,8690.0057484744975,22980.536497526075,94.888041666666894,8577.0854399999989,115552.62831385488]
[2004,11,1,19,2.7688209784525814E-2,4.6151148251678882E-2,4.8886999999999542E-4,2.6994489914353957E-5,6.5023293999999926E-3,1.0255188870997996E-2,2.2209113880347547E-2,9.825729727252538E-5,8.7958886399999974E-3,0.12221600061473711,27688.209784525814,46151.148251678882,488.8699999999954,26.994489914353956,6502.3293999999923,10255.188870997996,22209.113880347548,98.257297272525378,8795.8886399999974,122216.0006147371]
[2004,11,2,7,1.8187346013242726E-2,4.0230330266916685E-2,1.9554499999999819E-3,1.0797630311335005E-4,8.1923001999999918E-3,7.2265544851998547E-3,2.1936212262940274E-2,1.0836485733233664E-4,8.7809702399999998E-3,0.10672550462874519,18187.346013242728,40230.330266916688,1955.4499999999819,107.97630311335006,8192.3001999999924,7226.5544851998548,21936.212262940273,108.36485733233664,8780.9702400000006,106725.5046287452]
[2004,11,2,12,2.037118284617721E-2,5.001997752374053E-2,0,0,8.4241387999999893E-3,8.6502127833208795E-3,2.4217663248859614E-2,9.4888041666666892E-5,8.747155199999997E-3,0.1205252184437649,20371.182846177209,50019.977523740534,0,0,8424.1387999999897,8650.2127833208797,24217.663248859615,94.888041666666894,8747.1551999999974,120525.2184437649]
[2004,11,2,21,2.6667052517308575E-2,4.2468786602732914E-2,1.9554499999999819E-3,1.0797630311335005E-4,6.9057365999999924E-3,7.2670881952647962E-3,2.2357279565048353E-2,1.0836485733233664E-4,8.4985151999999991E-3,0.11633624984080028,26667.052517308573,42468.786602732915,1955.4499999999819,107.97630311335006,6905.736599999992,7267.088195264796,22357.279565048353,108.36485733233664,8498.5151999999998,116336.24984080029]
[2004,11,3,5,1.2471986770016852E-2,3.2043927446420109E-2,1.9554499999999819E-3,1.0797630311335005E-4,7.3593687999999914E-3,6.7264975169483961E-3,2.0236310801914136E-2,1.0836485733233664E-4,8.436852479999998E-3,8.9446734975745151E-2,12471.986770016851,32043.927446420108,1955.4499999999819,107.97630311335006,7359.3687999999911,6726.497516948396,20236.310801914136,108.36485733233664,8436.8524799999977,89446.73497574513]
[2004,11,3,11,2.0231262342257784E-2,5.2768157972448403E-2,0,0,7.9922037999999879E-3,1.0157618417413698E-2,2.4579064154668935E-2,9.4888041666666892E-5,7.5223545599999988E-3,0.12334554928845547,20231.262342257785,52768.157972448404,0,0,7992.2037999999875,10157.618417413698,24579.064154668937,94.888041666666894,7522.3545599999989,123345.54928845548]
[2004,11,3,14,1.9947118100503348E-2,5.1659805497239329E-2,0,0,8.1914965999999902E-3,9.2248395145072704E-3,2.3282329779616862E-2,9.4888041666666892E-5,7.6148486399999996E-3,0.12001532617353347,19947.118100503347,51659.805497239329,0,0,8191.4965999999904,9224.83951450727,23282.329779616863,94.888041666666894,7614.8486399999992,120015.32617353345]
[2004,11,4,4,1.292761138997783E-2,3.3433179074452264E-2,1.9554499999999819E-3,1.0797630311335005E-4,8.1633705999999903E-3,8.4803476060555001E-3,1.9829987239126701E-2,1.0836485733233664E-4,3.1075027199999996E-3,8.8113789790057948E-2,12927.61138997783,33433.179074452266,1955.4499999999819,107.97630311335006,8163.3705999999902,8480.3476060555004,19829.987239126702,108.36485733233664,3107.5027199999995,88113.789790057941]
[2004,11,4,7,1.9286258823132028E-2,4.4571575818259206E-2,1.9554499999999819E-3,1.0797630311335005E-4,7.8274657999999903E-3,1.0694959101147174E-2,2.1382216430649768E-2,1.0836485733233664E-4,3.3531590399999995E-3,0.10928742617363384,19286.25882313203,44571.575818259204,1955.4499999999819,107.97630311335006,7827.4657999999899,10694.959101147175,21382.216430649769,108.36485733233664,3353.1590399999995,109287.42617363384]
[2004,11,4,18,2.7903878405735397E-2,5.2291013898753062E-2,0,0,6.5320625999999923E-3,1.3094450735827315E-2,2.2779133648919713E-2,9.4888041666666892E-5,3.3874713599999994E-3,0.12608289869090214,27903.878405735395,52291.013898753059,0,0,6532.062599999992,13094.450735827315,22779.133648919713,94.888041666666894,3387.4713599999995,126082.89869090213]
[2004,11,4,24,1.6808368866757392E-2,4.0035749442719641E-2,1.9554499999999819E-3,1.0797630311335005E-4,7.4999987999999906E-3,9.7024137365421415E-3,2.1176674350488634E-2,1.0836485733233664E-4,3.2730969599999993E-3,0.10066809331695346,16808.368866757392,40035.749442719643,1955.4499999999819,107.97630311335006,7499.9987999999903,9702.4137365421411,21176.674350488633,108.36485733233664,3273.0969599999994,100668.09331695347]
[2004,11,5,9,2.1249139589380836E-2,5.2394502507713075E-2,4.8886999999999542E-4,2.6994489914353957E-5,5.7638209999999928E-3,1.292252305925258E-2,2.3216777798345883E-2,9.825729727252538E-5,3.1960185599999996E-3,0.11935690430187923,21249.139589380837,52394.502507713078,488.8699999999954,26.994489914353956,5763.8209999999926,12922.52305925258,23216.777798345884,98.257297272525378,3196.0185599999995,119356.90430187926]
[2004,11,5,17,2.5090170106777311E-2,4.8275602792344899E-2,0,0,4.8187873999999947E-3,9.7960087619884811E-3,2.2349585771109987E-2,9.4888041666666892E-5,3.4884191999999996E-3,0.11391346207388735,25090.17010677731,48275.6027923449,0,0,4818.7873999999947,9796.0087619884816,22349.585771109985,94.888041666666894,3488.4191999999998,113913.46207388735]
[2004,11,6,2,1.4749391831910248E-2,3.1799767340491884E-2,1.9554499999999819E-3,1.0797630311335005E-4,2.8889419999999963E-3,9.0318960572153013E-3,1.7013379848172489E-2,1.0836485733233664E-4,1.6827955199999996E-3,7.9337963758235583E-2,14749.391831910249,31799.767340491886,1955.4499999999819,107.97630311335006,2888.9419999999964,9031.896057215301,17013.379848172488,108.36485733233664,1682.7955199999997,79337.963758235579]
[2004,11,6,7,1.668899769215575E-2,3.4920235628395982E-2,1.9554499999999819E-3,1.0797630311335005E-4,2.6615231999999969E-3,1.0345520577692424E-2,1.7752647604174634E-2,1.0836485733233664E-4,1.6738444799999997E-3,8.6214560342864455E-2,16688.99769215575,34920.235628395982,1955.4499999999819,107.97630311335006,2661.5231999999969,10345.520577692423,17752.647604174635,108.36485733233664,1673.8444799999997,86214.560342864454]
[2004,11,6,11,2.4570595408518314E-2,4.2618108349941383E-2,0,0,2.4799095999999969E-3,1.2250304284670407E-2,1.8154867393932288E-2,9.4888041666666892E-5,1.7116377599999998E-3,0.10188031083872905,24570.595408518315,42618.10834994138,0,0,2479.9095999999968,12250.304284670407,18154.867393932287,94.888041666666894,1711.6377599999998,101880.31083872906]
[2004,11,6,21,2.5704523795959548E-2,3.415120328450838E-2,1.9554499999999819E-3,1.0797630311335005E-4,2.8338953999999966E-3,9.8455634765484273E-3,1.5966962334348564E-2,1.0836485733233664E-4,1.7494310399999995E-3,9.2423370491810583E-2,25704.523795959547,34151.203284508381,1955.4499999999819,107.97630311335006,2833.8953999999967,9845.5634765484265,15966.962334348564,108.36485733233664,1749.4310399999995,92423.370491810565]
[2004,11,7,4,1.4663578601404261E-2,2.8461180619491093E-2,1.9554499999999819E-3,1.0797630311335005E-4,2.9572479999999965E-3,1.0047414257363503E-2,1.4712691475146152E-2,1.0836485733233664E-4,1.7290425599999998E-3,7.4742946673850674E-2,14663.578601404262,28461.180619491093,1955.4499999999819,107.97630311335006,2957.2479999999964,10047.414257363504,14712.691475146152,108.36485733233664,1729.0425599999999,74742.946673850674]
[2004,11,7,11,2.5204774125365072E-2,3.9745306060879566E-2,0,0,3.1794433999999959E-3,1.3069145848359606E-2,1.5234885938872775E-2,9.4888041666666892E-5,1.9513267199999997E-3,9.8479770135143682E-2,25204.774125365071,39745.306060879564,0,0,3179.443399999996,13069.145848359605,15234.885938872774,94.888041666666894,1951.3267199999998,98479.77013514367]
[2004,11,7,21,2.944698656756883E-2,3.7051475241134973E-2,1.9554499999999819E-3,1.0797630311335005E-4,3.8090639999999953E-3,1.2413810548970521E-2,1.7381250755557815E-2,1.0836485733233664E-4,1.6415212799999997E-3,0.1039158995536778,29446.986567568831,37051.475241134976,1955.4499999999819,107.97630311335006,3809.0639999999953,12413.810548970521,17381.250755557816,108.36485733233664,1641.5212799999997,103915.89955367781]
[2004,11,8,4,1.2580525700257078E-2,3.1439770313762563E-2,1.9554499999999819E-3,1.0797630311335005E-4,6.3319661999999919E-3,8.3273603626958983E-3,1.9052229504541589E-2,1.0836485733233664E-4,1.7509228799999998E-3,8.1654566121702785E-2,12580.525700257078,31439.770313762565,1955.4499999999819,107.97630311335006,6331.9661999999917,8327.3603626958975,19052.229504541589,108.36485733233664,1750.9228799999999,81654.566121702766]
[2004,11,8,14,2.2760612067167115E-2,5.2296551201376766E-2,0,0,7.2862411999999911E-3,1.1827612710513476E-2,2.3509462953741823E-2,9.4888041666666892E-5,1.5639455999999997E-3,0.11933931377446584,22760.612067167116,52296.551201376766,0,0,7286.2411999999913,11827.612710513476,23509.462953741822,94.888041666666894,1563.9455999999998,119339.31377446585]
[2004,11,8,18,2.9044457032002258E-2,4.8825301333334084E-2,0,0,7.4999987999999906E-3,1.2012421567947559E-2,2.2983411125511284E-2,9.4888041666666892E-5,1.39337856E-3,0.12185385646046185,29044.457032002258,48825.301333334086,0,0,7499.9987999999903,12012.42156794756,22983.411125511284,94.888041666666894,1393.3785599999999,121853.85646046183]
[2004,11,8,23,2.1229817990551139E-2,4.1046490976636776E-2,1.9554499999999819E-3,1.0797630311335005E-4,7.2344089999999903E-3,9.6087307445705556E-3,2.2128401442482314E-2,1.0836485733233664E-4,1.5336115199999997E-3,0.10495325283468644,21229.817990551139,41046.490976636778,1955.4499999999819,107.97630311335006,7234.4089999999906,9608.7307445705555,22128.401442482314,108.36485733233664,1533.6115199999997,104953.25283468643]
[2004,11,9,8,2.1155244826695129E-2,4.7849170623873054E-2,1.9554499999999819E-3,1.0797630311335005E-4,8.0488575999999902E-3,9.9367122437593238E-3,2.3200467562708844E-2,1.0836485733233664E-4,1.5515135999999998E-3,0.11391375761748199,21155.244826695129,47849.170623873055,1955.4499999999819,107.97630311335006,8048.8575999999903,9936.7122437593243,23200.467562708844,108.36485733233664,1551.5135999999998,113913.757617482]
[2004,11,9,17,2.5352810832885833E-2,4.9782852110320193E-2,0,0,7.5450003999999911E-3,9.8261231018138794E-3,2.3150874136206801E-2,9.4888041666666892E-5,3.3576345599999995E-3,0.11911018318289338,25352.810832885832,49782.852110320193,0,0,7545.0003999999908,9826.1231018138787,23150.874136206799,94.888041666666894,3357.6345599999995,119110.18318289336]
[2004,11,10,1,1.5020157592743137E-2,3.3575083089059529E-2,1.9554499999999819E-3,1.0797630311335005E-4,7.6502719999999901E-3,6.6681232502254634E-3,2.0618271794100061E-2,1.0836485733233664E-4,3.8071756799999993E-3,8.9510874566573848E-2,15020.157592743137,33575.083089059532,1955.4499999999819,107.97630311335006,7650.2719999999899,6668.1232502254634,20618.271794100059,108.36485733233664,3807.1756799999994,89510.874566573839]
[2004,11,10,7,2.0156734666942365E-2,4.1174188864664368E-2,1.9554499999999819E-3,1.0797630311335005E-4,7.7736245999999905E-3,8.518278918669582E-3,2.1372055618868079E-2,1.0836485733233664E-4,3.4739980799999995E-3,0.10464067190959005,20156.734666942364,41174.188864664371,1955.4499999999819,107.97630311335006,7773.6245999999901,8518.2789186695827,21372.055618868078,108.36485733233664,3473.9980799999994,104640.67190959006]
[2004,11,10,18,2.8212545338849215E-2,4.8833577881873855E-2,0,0,7.4513809999999904E-3,1.0261099265391671E-2,2.2230424368848284E-2,9.4888041666666892E-5,3.6381004799999994E-3,0.1207220163766297,{"$f":"E7556*1000000","v":28212.545338849213},{"$f":"F7556*1000000","v":48833.577881873854},{"$f":"G7556*1000000","v":0},{"$f":"H7556*1000000","v":0},{"$f":"I7556*1000000","v":7451.3809999999903},{"$f":"J7556*1000000","v":10261.099265391671},{"$f":"K7556*1000000","v":22230.424368848286},{"$f":"L7556*1000000","v":94.888041666666894},{"$f":"M7556*1000000","v":3638.1004799999996},{"$f":"SUM(O7556:W7556)","v":120722.01637662968}]
[2004,11,10,21,2.8264345440272731E-2,4.308600897766271E-2,1.9554499999999819E-3,1.0797630311335005E-4,7.1757461999999907E-3,7.9812960862782924E-3,2.1817006993769008E-2,1.0836485733233664E-4,3.5674867199999992E-3,0.11406368157842839,28264.345440272733,43086.008977662706,1955.4499999999819,107.97630311335006,7175.7461999999905,7981.296086278292,21817.00699376901,108.36485733233664,3567.4867199999994,114063.6815784284]
[2004,11,11,3,1.2677390167971411E-2,3.0666393556767594E-2,1.9554499999999819E-3,1.0797630311335005E-4,8.7037915999999896E-3,6.3740103870215956E-3,2.0209724090580666E-2,1.0836485733233664E-4,3.8375097599999994E-3,8.4640610722786905E-2,12677.390167971411,30666.393556767594,1955.4499999999819,107.97630311335006,8703.7915999999896,6374.0103870215953,20209.724090580665,108.36485733233664,3837.5097599999995,84640.610722786922]
[2004,11,11,11,2.1819680875142633E-2,5.2068850642862867E-2,0,0,8.0122937999999883E-3,1.0169566430691409E-2,2.3335027605116E-2,9.4888041666666892E-5,3.4963756799999994E-3,0.11899668307547957,21819.680875142632,52068.850642862868,0,0,8012.2937999999886,10169.56643069141,23335.027605116,94.888041666666894,3496.3756799999992,118996.68307547957]
[2004,11,11,20,3.0268029999585892E-2,4.4038036613641952E-2,1.9554499999999819E-3,1.0797630311335005E-4,7.30231319999999E-3,8.7395144923222458E-3,2.1815971162701914E-2,1.0836485733233664E-4,3.8603846399999997E-3,0.11819604126869766,30268.029999585891,44038.036613641954,1955.4499999999819,107.97630311335006,7302.3131999999896,8739.5144923222451,21815.971162701913,108.36485733233664,3860.3846399999998,118196.04126869765]
[2004,11,12,4,1.2011761725913969E-2,3.1048864163545194E-2,1.9554499999999819E-3,1.0797630311335005E-4,8.7841515999999877E-3,6.9696963391167157E-3,1.9739666452390291E-2,1.0836485733233664E-4,3.6997631999999992E-3,8.4425694641411822E-2,12011.76172591397,31048.864163545193,1955.4499999999819,107.97630311335006,8784.1515999999883,6969.6963391167155,19739.666452390291,108.36485733233664,3699.7631999999994,84425.694641411814]
[2004,11,12,13,2.1296350887636935E-2,5.1095936863306865E-2,0,0,5.7228373999999938E-3,1.144602349310337E-2,2.3458773219038307E-2,9.4888041666666892E-5,3.6211929599999993E-3,0.11673600286475216,21296.350887636934,51095.936863306866,0,0,5722.837399999994,11446.02349310337,23458.773219038307,94.888041666666894,3621.1929599999994,116736.00286475212]
[2004,11,12,18,2.760911041480962E-2,4.5294363528308235E-2,0,0,4.0308575999999947E-3,1.0444640790917668E-2,2.2102827325949214E-2,9.4888041666666892E-5,1.8419251199999999E-3,0.11141861282165141,27609.11041480962,45294.363528308233,0,0,4030.8575999999948,10444.640790917669,22102.827325949213,94.888041666666894,1841.9251199999999,111418.61282165139]
[2004,11,13,6,1.5266356665356732E-2,3.0498394689009143E-2,1.9554499999999819E-3,1.0797630311335005E-4,2.9926063999999963E-3,8.4053927309020726E-3,1.6019694777299844E-2,1.0836485733233664E-4,1.6032307199999999E-3,7.695746714301345E-2,15266.356665356732,30498.394689009143,1955.4499999999819,107.97630311335006,2992.6063999999965,8405.3927309020728,16019.694777299843,108.36485733233664,1603.23072,76957.467143013448]
[2004,11,13,15,2.4020648035610648E-2,3.5750956181840599E-2,0,0,2.6213431999999965E-3,9.4725000697175824E-3,1.5882250299570539E-2,9.4888041666666892E-5,1.4963155199999999E-3,8.9338901348406025E-2,24020.648035610648,35750.9561818406,0,0,2621.3431999999966,9472.5000697175819,15882.25029957054,94.888041666666894,1496.3155199999999,89338.901348406042]
[2004,11,13,17,2.6177180985721017E-2,3.5234558446382742E-2,0,0,2.4220503999999969E-3,1.0062464254249052E-2,1.4641681721288593E-2,9.4888041666666892E-5,1.3158028799999998E-3,8.9948626729308062E-2,26177.180985721017,35234.55844638274,0,0,2422.0503999999969,10062.464254249053,14641.681721288593,94.888041666666894,1315.8028799999997,89948.626729308075]
[2004,11,13,24,1.8840835759180673E-2,2.7695820331085464E-2,1.9554499999999819E-3,1.0797630311335005E-4,2.704515799999997E-3,7.8463562778186349E-3,1.3458926760227344E-2,1.0836485733233664E-4,1.6997030399999999E-3,7.4417949128757779E-2,18840.835759180674,27695.820331085462,1955.4499999999819,107.97630311335006,2704.5157999999969,7846.3562778186351,13458.926760227345,108.36485733233664,1699.7030399999999,74417.949128757769]
[2004,11,14,7,1.9752738281062783E-2,3.2755477044713072E-2,1.9554499999999819E-3,1.0797630311335005E-4,2.4055765999999967E-3,1.1842318519479205E-2,1.2773666531904921E-2,1.0836485733233664E-4,1.4192371199999998E-3,8.3120805257605637E-2,19752.738281062782,32755.477044713072,1955.4499999999819,107.97630311335006,2405.5765999999967,11842.318519479206,12773.666531904921,108.36485733233664,1419.2371199999998,83120.805257605636]
[2004,11,14,17,3.3179801119625298E-2,3.871977751454727E-2,0,0,3.140066999999996E-3,1.2348928090903813E-2,1.3289542132962929E-2,9.4888041666666892E-5,1.3381804799999996E-3,0.10211118437970598,33179.801119625299,38719.77751454727,0,0,3140.0669999999959,12348.928090903813,13289.542132962928,94.888041666666894,1338.1804799999995,102111.18437970596]
[2004,11,15,4,1.2367079280819284E-2,2.8671888561836147E-2,1.9554499999999819E-3,1.0797630311335005E-4,6.8028757999999915E-3,6.728116387235656E-3,1.7985870392540466E-2,1.0836485733233664E-4,1.5072556799999998E-3,7.6234877262877199E-2,12367.079280819284,28671.888561836146,1955.4499999999819,107.97630311335006,6802.8757999999916,6728.1163872356556,17985.870392540466,108.36485733233664,1507.2556799999998,76234.877262877213]
[2004,11,15,10,2.0849132907328753E-2,4.8020640439935321E-2,0,0,7.48352499999999E-3,9.3533189305928504E-3,2.2386773181884048E-2,9.4888041666666892E-5,1.4291827199999997E-3,0.10961746122140764,20849.132907328752,48020.64043993532,0,0,7483.5249999999896,9353.3189305928499,22386.773181884048,94.888041666666894,1429.1827199999998,109617.46122140763]
[2004,11,15,18,2.8706523379796595E-2,4.366542040744531E-2,0,0,6.5662155999999909E-3,8.7980936879375055E-3,2.20943673666389E-2,9.4888041666666892E-5,3.8404934399999999E-3,0.11376600192348497,28706.523379796596,43665.420407445308,0,0,6566.2155999999914,8798.0936879375058,22094.3673666389,94.888041666666894,3840.4934399999997,113766.00192348499]
[2004,11,16,3,1.2658448794317498E-2,3.156440856942859E-2,1.9554499999999819E-3,1.0797630311335005E-4,8.727095999999988E-3,6.3680463870946025E-3,1.9691685444805686E-2,1.0836485733233664E-4,3.5122886399999997E-3,8.4693764996092033E-2,12658.448794317499,31564.40856942859,1955.4499999999819,107.97630311335006,8727.0959999999886,6368.0463870946023,19691.685444805687,108.36485733233664,3512.2886399999998,84693.764996092024]
[2004,11,16,4,1.2640843970996388E-2,3.1002319222664203E-2,1.9554499999999819E-3,1.0797630311335005E-4,8.8797799999999899E-3,6.2143882193910959E-3,1.9501177026600626E-2,1.0836485733233664E-4,3.5565465599999998E-3,8.3966846160097974E-2,12640.843970996388,31002.319222664202,1955.4499999999819,107.97630311335006,8879.7799999999897,6214.3882193910958,19501.177026600624,108.36485733233664,3556.5465599999998,83966.846160097964]
[2004,11,16,12,2.1864505535299571E-2,5.0888435690238626E-2,0,0,8.3843605999999894E-3,9.3502703454957595E-3,2.3095940963831076E-2,9.4888041666666892E-5,3.9314956799999991E-3,0.1176098968565317,21864.50553529957,50888.435690238628,0,0,8384.3605999999891,9350.2703454957591,23095.940963831075,94.888041666666894,3931.4956799999991,117609.89685653168]
[2004,11,17,1,1.4730015760049973E-2,3.374412581966639E-2,1.9554499999999819E-3,1.0797630311335005E-4,8.4273531999999908E-3,6.484079723382356E-3,2.0651472051379946E-2,1.0836485733233664E-4,3.8051865599999994E-3,9.0014024274924317E-2,14730.015760049973,33744.125819666391,1955.4499999999819,107.97630311335006,8427.3531999999905,6484.079723382356,20651.472051379948,108.36485733233664,3805.1865599999992,90014.024274924319]
[2004,11,17,5,1.3599207937305787E-2,3.3244176284378125E-2,1.9554499999999819E-3,1.0797630311335005E-4,7.4654439999999904E-3,7.3397792621641951E-3,1.9712661610203328E-2,1.0836485733233664E-4,3.7136870399999992E-3,8.7246747294497079E-2,13599.207937305788,33244.176284378125,1955.4499999999819,107.97630311335006,7465.4439999999904,7339.7792621641947,19712.661610203329,108.36485733233664,3713.6870399999993,87246.747294497094]
[2004,11,17,14,2.091461399159281E-2,5.2212846229772326E-2,0,0,7.7041131999999899E-3,9.2684706330888513E-3,2.2978837329176823E-2,9.4888041666666892E-5,3.8897241599999996E-3,0.11706349358529747,20914.613991592811,52212.846229772324,0,0,7704.1131999999898,9268.4706330888512,22978.837329176822,94.888041666666894,3889.7241599999998,117063.49358529747]
[2004,11,17,24,1.6650258414789162E-2,3.7810302699917121E-2,1.9554499999999819E-3,1.0797630311335005E-4,7.6567007999999905E-3,7.7410474205177934E-3,2.0776576060338753E-2,1.0836485733233664E-4,4.1229484799999994E-3,9.6929625036008479E-2,16650.258414789161,37810.30269991712,1955.4499999999819,107.97630311335006,7656.7007999999905,7741.0474205177934,20776.576060338753,108.36485733233664,4122.9484799999991,96929.625036008481]
[2004,11,18,7,1.9757038307011025E-2,4.1938518364967724E-2,1.9554499999999819E-3,1.0797630311335005E-4,8.0291693999999889E-3,9.0286215758444525E-3,2.13649287344383E-2,1.0836485733233664E-4,3.8210995199999993E-3,0.10611116706270715,19757.038307011026,41938.51836496772,1955.4499999999819,107.97630311335006,8029.1693999999889,9028.6215758444523,21364.928734438301,108.36485733233664,3821.0995199999993,106111.16706270714]
[2004,11,18,14,2.0668918434288357E-2,5.2225220745600653E-2,0,0,8.0942609999999898E-3,9.3631649371119126E-3,2.3403007342369001E-2,9.4888041666666892E-5,4.1955513599999999E-3,0.11804501186103658,20668.918434288356,52225.220745600651,0,0,8094.2609999999895,9363.1649371119129,23403.007342369001,94.888041666666894,4195.5513599999995,118045.01186103658]
[2004,11,18,16,2.2313390624482773E-2,4.957884930806785E-2,0,0,8.6511557999999905E-3,8.60528410923991E-3,2.3446798076951401E-2,9.4888041666666892E-5,4.3740748799999995E-3,0.11706444084040858,22313.390624482774,49578.849308067853,0,0,8651.1557999999914,8605.2841092399103,23446.7980769514,94.888041666666894,4374.0748799999992,117064.44084040858]
[2004,11,19,4,1.2253823357844305E-2,3.2871903286888424E-2,1.9554499999999819E-3,1.0797630311335005E-4,7.7659903999999901E-3,7.685227367853582E-3,1.9749938315392308E-2,1.0836485733233664E-4,3.8946969599999996E-3,8.6393370848424272E-2,12253.823357844305,32871.903286888424,1955.4499999999819,107.97630311335006,7765.9903999999897,7685.2273678535821,19749.938315392308,108.36485733233664,3894.6969599999998,86393.370848424267]
[2004,11,19,9,2.0456127214743207E-2,5.0337977737776179E-2,4.8886999999999542E-4,2.6994489914353957E-5,7.8949681999999893E-3,1.1241080850672793E-2,2.3493714877766282E-2,9.825729727252538E-5,3.4282483199999996E-3,0.11746623898814534,20456.127214743206,50337.977737776178,488.8699999999954,26.994489914353956,7894.9681999999893,11241.080850672794,23493.714877766281,98.257297272525378,3428.2483199999997,117466.23898814533]
[2004,11,19,18,2.7536726719127439E-2,4.7335634008439639E-2,0,0,5.3121977999999927E-3,1.1042906781782597E-2,2.0842665859888292E-2,9.4888041666666892E-5,1.8503788799999997E-3,0.11401539809090463,27536.72671912744,47335.634008439636,0,0,5312.1977999999926,11042.906781782596,20842.665859888293,94.888041666666894,1850.3788799999998,114015.39809090464]
[2004,11,20,2,1.4293276576909205E-2,2.8845510316452289E-2,1.9554499999999819E-3,1.0797630311335005E-4,4.8436989999999938E-3,6.9694472799156568E-3,1.7072139402327078E-2,1.0836485733233664E-4,1.8802156799999996E-3,7.6076079416049894E-2,14293.276576909206,28845.510316452288,1955.4499999999819,107.97630311335006,4843.6989999999942,6969.4472799156565,17072.139402327077,108.36485733233664,1880.2156799999996,76076.079416049877]
[2004,11,20,11,2.4860759288139623E-2,3.9582206677104277E-2,0,0,4.2912239999999945E-3,1.018355681735565E-2,1.6853964515480473E-2,9.4888041666666892E-5,1.8250175999999997E-3,9.7691616939746706E-2,24860.759288139623,39582.206677104274,0,0,4291.2239999999947,10183.556817355649,16853.964515480475,94.888041666666894,1825.0175999999997,97691.616939746687]
[2004,11,20,19,2.8994286257469148E-2,3.4229402726279626E-2,4.8886999999999542E-4,2.6994489914353957E-5,4.0312593999999946E-3,9.6520686390946728E-3,1.5164994341821001E-2,9.825729727252538E-5,1.8846911999999996E-3,9.4570824351851338E-2,28994.286257469146,34229.402726279623,488.8699999999954,26.994489914353956,4031.2593999999945,9652.0686390946721,15164.994341821002,98.257297272525378,1884.6911999999995,94570.824351851305]
[2004,11,21,1,1.7514902700305743E-2,3.0255775334445088E-2,1.9554499999999819E-3,1.0797630311335005E-4,4.283991599999995E-3,9.9400441977493641E-3,1.4089061353559112E-2,1.0836485733233664E-4,1.7539065599999997E-3,8.0009472906504966E-2,17514.902700305742,30255.775334445087,1955.4499999999819,107.97630311335006,4283.9915999999948,9940.0441977493647,14089.061353559113,108.36485733233664,1753.9065599999997,80009.472906504961]
[2004,11,21,4,1.5334691611759491E-2,2.8557164252600239E-2,1.9554499999999819E-3,1.0797630311335005E-4,4.234971999999994E-3,1.0119822402346556E-2,1.3325423035576286E-2,1.0836485733233664E-4,1.7106431999999998E-3,7.5454507662728224E-2,15334.691611759492,28557.16425260024,1955.4499999999819,107.97630311335006,4234.9719999999943,10119.822402346555,13325.423035576287,108.36485733233664,1710.6431999999998,75454.50766272824]
[2004,11,21,15,2.7899469960248811E-2,3.953708551157669E-2,0,0,3.2160071999999961E-3,1.2785934536076725E-2,1.3489479213774212E-2,9.4888041666666892E-5,1.5331142399999998E-3,9.8555978703343108E-2,27899.469960248811,39537.08551157669,0,0,3216.0071999999959,12785.934536076726,13489.479213774212,94.888041666666894,1533.1142399999999,98555.978703343091]
[2004,11,21,21,3.0884636748945753E-2,3.8094051171022485E-2,1.9554499999999819E-3,1.0797630311335005E-4,3.7897775999999957E-3,1.2614004757838927E-2,1.5745215288371209E-2,1.0836485733233664E-4,1.6057171199999997E-3,0.10490519384662404,30884.636748945752,38094.051171022482,1955.4499999999819,107.97630311335006,3789.7775999999958,12614.004757838928,15745.215288371208,108.36485733233664,1605.7171199999998,104905.19384662404]
[2004,11,22,6,1.4890026438777222E-2,3.2663225846472028E-2,1.9554499999999819E-3,1.0797630311335005E-4,6.1828983999999924E-3,7.8611303266061736E-3,1.887245084666412E-2,1.0836485733233664E-4,1.6842873599999997E-3,8.4325810378965194E-2,14890.026438777222,32663.225846472029,1955.4499999999819,107.97630311335006,6182.8983999999928,7861.1303266061732,18872.45084666412,108.36485733233664,1684.2873599999996,84325.810378965194]
[2004,11,22,14,2.1813787135167309E-2,4.7633267005339944E-2,0,0,7.6667457999999898E-3,8.8965973846318915E-3,2.2699432124757845E-2,9.4888041666666892E-5,3.3248140799999994E-3,0.11212953157156365,21813.787135167309,47633.267005339942,0,0,7666.7457999999897,8896.5973846318921,22699.432124757845,94.888041666666894,3324.8140799999992,112129.53157156364]
[2004,11,22,23,2.0510292048023342E-2,3.6362692723959915E-2,1.9554499999999819E-3,1.0797630311335005E-4,8.15573639999999E-3,6.6419156883493029E-3,2.1252407506045987E-2,1.0836485733233664E-4,3.517758719999999E-3,9.8612594246824198E-2,20510.292048023341,36362.692723959917,1955.4499999999819,107.97630311335006,8155.7363999999898,6641.9156883493033,21252.407506045987,108.36485733233664,3517.7587199999989,98612.594246824199]
[2004,11,23,4,1.2921401128866168E-2,3.2814595484978504E-2,1.9554499999999819E-3,1.0797630311335005E-4,7.5739299999999909E-3,7.8000418882796935E-3,1.9434082019428485E-2,1.0836485733233664E-4,3.8961887999999995E-3,8.6612030481998517E-2,12921.401128866168,32814.595484978505,1955.4499999999819,107.97630311335006,7573.9299999999912,7800.0418882796939,19434.082019428486,108.36485733233664,3896.1887999999994,86612.030481998518]
[2004,11,23,16,2.3024173851904337E-2,5.1413410703258375E-2,0,0,7.6864339999999894E-3,1.0337209440596679E-2,2.2129994655130644E-2,9.4888041666666892E-5,3.8275641599999997E-3,0.11851367485255671,23024.173851904336,51413.410703258378,0,0,7686.4339999999893,10337.209440596678,22129.994655130646,94.888041666666894,3827.5641599999994,118513.67485255669]
[2004,11,23,21,2.7842459583433916E-2,4.5137352951647114E-2,1.9554499999999819E-3,1.0797630311335005E-4,6.9921235999999901E-3,9.4859788930581751E-3,2.1768051552680745E-2,1.0836485733233664E-4,3.7007577599999994E-3,0.1170985155012656,27842.459583433916,45137.352951647117,1955.4499999999819,107.97630311335006,6992.1235999999899,9485.9788930581744,21768.051552680747,108.36485733233664,3700.7577599999995,117098.51550126559]
[2004,11,24,1,1.5136742512188939E-2,3.6610218135248104E-2,1.9554499999999819E-3,1.0797630311335005E-4,7.0355179999999906E-3,8.9437947572514592E-3,2.0359947022178217E-2,1.0836485733233664E-4,3.8091647999999993E-3,9.4067176387312379E-2,15136.742512188939,36610.218135248106,1955.4499999999819,107.97630311335006,7035.5179999999909,8943.7947572514586,20359.947022178218,108.36485733233664,3809.1647999999991,94067.176387312371]
[2004,11,24,11,2.1186259799795257E-2,5.5786634392112178E-2,0,0,8.6198153999999892E-3,1.2773952534318912E-2,2.3657407715110827E-2,9.4888041666666892E-5,3.6102527999999994E-3,0.12572921068300383,21186.259799795258,55786.634392112181,0,0,8619.8153999999886,12773.952534318913,23657.407715110825,94.888041666666894,3610.2527999999993,125729.21068300384]
[2004,11,24,18,2.7798585714286145E-2,5.2628332785104669E-2,0,0,7.807777599999989E-3,1.342248540668396E-2,2.1989069580417256E-2,9.4888041666666892E-5,3.1259020799999995E-3,0.1268670412081587,27798.585714286146,52628.332785104671,0,0,7807.7775999999894,13422.48540668396,21989.069580417257,94.888041666666894,3125.9020799999994,126867.04120815868]
[2004,11,25,1,1.419563191168562E-2,2.6988963822894563E-2,1.9554499999999819E-3,1.0797630311335005E-4,8.2087739999999881E-3,5.661200307847611E-3,2.0399294729941061E-2,1.0836485733233664E-4,1.9985683200000001E-3,7.9624224252814513E-2,14195.631911685619,26988.963822894562,1955.4499999999819,107.97630311335006,8208.7739999999885,5661.2003078476109,20399.294729941063,108.36485733233664,1998.5683200000001,79624.224252814514]
[2004,11,25,11,2.1808970063952399E-2,3.5871385536368407E-2,0,0,7.9717119999999902E-3,7.4187817340333525E-3,2.2291416382395842E-2,9.4888041666666892E-5,3.4814572799999996E-3,9.8938611038416668E-2,21808.970063952398,35871.385536368405,0,0,7971.7119999999904,7418.7817340333522,22291.416382395841,94.888041666666894,3481.4572799999996,98938.611038416653]
[2004,11,25,15,2.3419664034243576E-2,3.5130623789174031E-2,0,0,7.2155243999999915E-3,7.1216484674558487E-3,2.1531590227001931E-2,9.4888041666666892E-5,3.5674867199999992E-3,9.8081425679542047E-2,23419.664034243575,35130.623789174031,0,0,7215.5243999999911,7121.6484674558487,21531.590227001932,94.888041666666894,3567.4867199999994,98081.425679542037]
[2004,11,26,4,1.1727411144436189E-2,2.5217518001493962E-2,1.9554499999999819E-3,1.0797630311335005E-4,6.9555597999999908E-3,6.023616929533457E-3,1.9082916443851884E-2,1.0836485733233664E-4,3.4088543999999995E-3,7.4587667879761135E-2,11727.411144436188,25217.518001493961,1955.4499999999819,107.97630311335006,6955.5597999999909,6023.6169295334566,19082.916443851886,108.36485733233664,3408.8543999999997,74587.667879761138]
[2004,11,26,5,1.1736712704047683E-2,2.6086973191616694E-2,1.9554499999999819E-3,1.0797630311335005E-4,6.1981667999999922E-3,5.9489756422346548E-3,1.9461550870723245E-2,1.0836485733233664E-4,3.450128639999999E-3,7.5054299009067932E-2,11736.712704047683,26086.973191616693,1955.4499999999819,107.97630311335006,6198.1667999999918,5948.9756422346545,19461.550870723244,108.36485733233664,3450.128639999999,75054.299009067923]
[2004,11,26,14,2.141495345726642E-2,3.7154537943948712E-2,0,0,6.0567331999999922E-3,8.1395996799797816E-3,2.1245903161165029E-2,9.4888041666666892E-5,3.7793279999999993E-3,9.7885943484026613E-2,21414.95345726642,37154.537943948715,0,0,6056.7331999999924,8139.5996799797813,21245.903161165028,94.888041666666894,3779.3279999999995,97885.943484026604]
[2004,11,26,22,2.6101961273710533E-2,3.5998505626732895E-2,1.9554499999999819E-3,1.0797630311335005E-4,6.4034865999999932E-3,1.0353489028120831E-2,1.984316094817782E-2,1.0836485733233664E-4,1.4520575999999999E-3,0.10232445223718774,26101.961273710534,35998.505626732898,1955.4499999999819,107.97630311335006,6403.4865999999929,10353.48902812083,19843.160948177818,108.36485733233664,1452.0575999999999,102324.45223718774]
[2004,11,27,4,1.3095959148739691E-2,2.8578695343394602E-2,1.9554499999999819E-3,1.0797630311335005E-4,4.3406453999999947E-3,8.1647476152253533E-3,1.6632394585484312E-2,1.0836485733233664E-4,1.9408838399999997E-3,7.4925117093289625E-2,13095.959148739692,28578.695343394604,1955.4499999999819,107.97630311335006,4340.6453999999949,8164.747615225353,16632.394585484311,108.36485733233664,1940.8838399999997,74925.117093289606]
[2004,11,27,15,2.3257972328015807E-2,3.7187314478878838E-2,0,0,3.4225323999999961E-3,1.0443950505471889E-2,1.6392603229398686E-2,9.4888041666666892E-5,2.0532691199999999E-3,9.2852530103431904E-2,23257.972328015807,37187.314478878841,0,0,3422.532399999996,10443.950505471888,16392.603229398686,94.888041666666894,2053.2691199999999,92852.530103431869]
[2004,11,27,21,2.6028709506722675E-2,3.317916221177445E-2,1.9554499999999819E-3,1.0797630311335005E-4,3.3494047999999958E-3,9.3737033630442914E-3,1.5304067774768081E-2,1.0836485733233664E-4,1.8454060799999996E-3,9.1252244896755139E-2,26028.709506722676,33179.162211774448,1955.4499999999819,107.97630311335006,3349.4047999999957,9373.7033630442911,15304.06777476808,108.36485733233664,1845.4060799999997,91252.244896755146]
[2004,11,28,8,2.0319371479945593E-2,3.3572094874314139E-2,1.9554499999999819E-3,1.0797630311335005E-4,3.4916419999999958E-3,1.0928446442617909E-2,1.2662772622193504E-2,1.0836485733233664E-4,1.7389881599999999E-3,8.4885106739516797E-2,20319.371479945592,33572.094874314142,1955.4499999999819,107.97630311335006,3491.6419999999957,10928.446442617909,12662.772622193505,108.36485733233664,1738.9881599999999,84885.106739516792]
[2004,11,28,11,2.5934615881790146E-2,4.1139417898679823E-2,0,0,3.7021851999999951E-3,1.3877214085403433E-2,1.2039507140555289E-2,9.4888041666666892E-5,1.8349631999999996E-3,9.8622791448095368E-2,25934.615881790145,41139.417898679822,0,0,3702.1851999999949,13877.214085403433,12039.50714055529,94.888041666666894,1834.9631999999997,98622.791448095348]
[2004,11,28,17,3.1677134427805766E-2,3.8699472524738376E-2,0,0,3.6917383999999953E-3,1.2915514687609575E-2,1.2153820972961771E-2,9.4888041666666892E-5,1.7116377599999998E-3,0.10094420681478214,31677.134427805766,38699.472524738376,0,0,3691.7383999999952,12915.514687609575,12153.820972961772,94.888041666666894,1711.6377599999998,100944.20681478216]
[2004,11,29,1,1.4320601045394099E-2,3.1246584732323106E-2,1.9554499999999819E-3,1.0797630311335005E-4,4.8613781999999935E-3,8.6054097296485287E-3,1.7342540235887546E-2,1.0836485733233664E-4,1.7210860799999998E-3,8.026939118369894E-2,14320.601045394098,31246.584732323106,1955.4499999999819,107.97630311335006,4861.3781999999937,8605.4097296485288,17342.540235887547,108.36485733233664,1721.0860799999998,80269.391183698928]
[2004,11,29,10,2.195016152247739E-2,5.155385404246355E-2,0,0,4.4358719999999952E-3,1.2118455676027014E-2,2.1800665869066933E-2,9.4888041666666892E-5,1.7409772799999999E-3,0.11369487443170155,{"$f":"E8004*1000000","v":21950.161522477392},{"$f":"F8004*1000000","v":51553.85404246355},{"$f":"G8004*1000000","v":0},{"$f":"H8004*1000000","v":0},{"$f":"I8004*1000000","v":4435.8719999999948},{"$f":"J8004*1000000","v":12118.455676027013},{"$f":"K8004*1000000","v":21800.665869066932},{"$f":"L8004*1000000","v":94.888041666666894},{"$f":"M8004*1000000","v":1740.9772799999998},{"$f":"SUM(O8004:W8004)","v":113694.87443170155}]
[2004,11,29,22,2.4183817511983671E-2,4.0200886854544288E-2,1.9554499999999819E-3,1.0797630311335005E-4,5.6320305999999929E-3,7.8960301102175921E-3,2.1445574195661149E-2,1.0836485733233664E-4,3.5640057599999994E-3,0.10509413619285236,24183.817511983671,40200.886854544289,1955.4499999999819,107.97630311335006,5632.0305999999928,7896.0301102175918,21445.574195661149,108.36485733233664,3564.0057599999996,105094.13619285235]
[2004,11,30,3,1.3578300544189785E-2,3.2412712996093364E-2,1.9554499999999819E-3,1.0797630311335005E-4,5.1233517999999941E-3,7.7979721605507648E-3,2.0402722748388669E-2,1.0836485733233664E-4,3.4779763199999998E-3,8.4964827729668249E-2,13578.300544189786,32412.712996093363,1955.4499999999819,107.97630311335006,5123.351799999994,7797.9721605507648,20402.722748388667,108.36485733233664,3477.9763199999998,84964.827729668235]
[2004,11,30,12,2.2385328829293061E-2,5.1465595028655206E-2,0,0,6.9362733999999903E-3,1.028516047401065E-2,2.3506679766409872E-2,9.4888041666666892E-5,3.3123820799999997E-3,0.11798630762003544,22385.328829293059,51465.595028655203,0,0,6936.27339999999,10285.16047401065,23506.67976640987,94.888041666666894,3312.3820799999999,117986.30762003544]
[2004,11,30,21,2.8340377193280586E-2,4.2974035473198169E-2,1.9554499999999819E-3,1.0797630311335005E-4,6.3400021999999914E-3,7.9666570025497541E-3,2.2521742279431711E-2,1.0836485733233664E-4,3.5709676799999994E-3,0.11388557298890586,28340.377193280587,42974.035473198172,1955.4499999999819,107.97630311335006,6340.0021999999917,7966.657002549754,22521.74227943171,108.36485733233664,3570.9676799999993,113885.57298890587]
[2004,12,1,5,1.8926643792275741E-2,3.1190187827497946E-2,1.9554499999999784E-3,1.0703439012228936E-4,6.0856628000000058E-3,8.7945487894504366E-3,2.0542652720054941E-2,1.0463208129036905E-4,3.7226380799999978E-3,9.1429450480691704E-2,18926.643792275743,31190.187827497946,1955.4499999999784,107.03439012228937,6085.6628000000055,8794.5487894504367,20542.652720054943,104.63208129036904,3722.6380799999979,91429.45048069171]
[2004,12,1,11,2.7440154706487124E-2,4.9319897535323204E-2,0,0,8.9243798000000069E-3,1.2223126927234053E-2,2.4409804676836039E-2,9.1827137096774526E-5,2.1696326399999982E-3,0.12457882342297721,27440.154706487123,49319.897535323202,0,0,8924.3798000000061,12223.126927234052,24409.80467683604,91.827137096774521,2169.632639999998,124578.82342297719]
[2004,12,1,14,2.6234924050219082E-2,4.8290468719532201E-2,0,0,9.0818854000000084E-3,1.1510106980574249E-2,2.3399928524091528E-2,9.1827137096774526E-5,2.0875814399999989E-3,0.12069672225151384,26234.924050219081,48290.468719532204,0,0,9081.8854000000083,11510.10698057425,23399.928524091527,91.827137096774521,2087.581439999999,120696.72225151383]
[2004,12,1,21,3.8021751555079079E-2,4.0862043181551899E-2,1.9554499999999784E-3,1.0703439012228936E-4,7.3822714000000072E-3,9.4629639465201917E-3,2.1894957887276932E-2,1.0463208129036905E-4,3.0632447999999982E-3,0.12285434924184076,38021.751555079078,40862.043181551897,1955.4499999999784,107.03439012228937,7382.2714000000069,9462.9639465201908,21894.957887276931,104.63208129036904,3063.2447999999981,122854.34924184077]
[2004,12,2,7,2.1835024876124817E-2,3.4729136110975049E-2,1.9554499999999784E-3,1.0703439012228936E-4,7.4232550000000079E-3,7.6266840888050613E-3,2.152917866568832E-2,1.0463208129036905E-4,3.4570905599999981E-3,9.8767485773005884E-2,21835.024876124815,34729.136110975051,1955.4499999999784,107.03439012228937,7423.2550000000083,7626.684088805061,21529.17866568832,104.63208129036904,3457.0905599999983,98767.485773005887]
[2004,12,2,18,3.900143512077138E-2,4.6182032959881526E-2,0,0,6.9242194000000076E-3,1.289811263057076E-2,2.203918518903912E-2,9.1827137096774526E-5,3.572459519999998E-3,0.13070927195735957,39001.435120771377,46182.03295988153,0,0,6924.2194000000072,12898.11263057076,22039.185189039119,91.827137096774521,3572.4595199999981,130709.27195735955]
[2004,12,2,24,2.1150059388252176E-2,3.1236032557320853E-2,1.9554499999999784E-3,1.0703439012228936E-4,7.2830268000000069E-3,4.4062224186804042E-3,2.0876336633565102E-2,1.0463208129036905E-4,3.3780230399999981E-3,9.0496817309231176E-2,21150.059388252175,31236.032557320854,1955.4499999999784,107.03439012228937,7283.0268000000069,4406.2224186804042,20876.336633565101,104.63208129036904,3378.0230399999982,90496.817309231192]
[2004,12,3,8,3.0157431073144184E-2,4.2294939840565447E-2,1.9554499999999784E-3,1.0703439012228936E-4,4.8035190000000052E-3,1.0071050873767952E-2,2.2714700831442929E-2,1.0463208129036905E-4,3.6216902399999976E-3,0.11583044833033315,30157.431073144184,42294.93984056545,1955.4499999999784,107.03439012228937,4803.5190000000048,10071.050873767952,22714.700831442929,104.63208129036904,3621.6902399999976,115830.44833033315]
[2004,12,3,17,3.391849090226149E-2,4.4646541528454459E-2,0,0,3.0850204000000031E-3,1.1759021281879473E-2,2.1680730643430738E-2,9.1827137096774526E-5,1.5823449599999991E-3,0.11676397685312292,33918.490902261488,44646.541528454458,0,0,3085.0204000000031,11759.021281879473,21680.730643430739,91.827137096774521,1582.344959999999,116763.97685312293]
[2004,12,3,22,3.5425674726974131E-2,3.8898492587765593E-2,1.9554499999999784E-3,1.0703439012228936E-4,3.2875276000000038E-3,9.9266733692103485E-3,2.0977850372275796E-2,1.0463208129036905E-4,1.6808063999999988E-3,0.11236414152763853,35425.674726974132,38898.492587765591,1955.4499999999784,107.03439012228937,3287.527600000004,9926.673369210348,20977.850372275796,104.63208129036904,1680.8063999999988,112364.14152763852]
[2004,12,4,2,2.169833554475532E-2,2.7724677718405227E-2,1.9554499999999784E-3,1.0703439012228936E-4,2.7089356000000028E-3,8.3492914536548255E-3,1.6971964623398936E-2,1.0463208129036905E-4,1.7439609599999989E-3,8.1364282371626948E-2,21698.335544755319,27724.677718405226,1955.4499999999784,107.03439012228937,2708.935600000003,8349.2914536548251,16971.964623398937,104.63208129036904,1743.960959999999,81364.282371626949]
[2004,12,4,11,3.2204143598895896E-2,3.5041915531660674E-2,0,0,2.7471066000000028E-3,1.0301847124580319E-2,1.6876631240815617E-2,9.1827137096774526E-5,1.7812569599999989E-3,9.9044728193049297E-2,32204.143598895895,35041.91553166067,0,0,2747.1066000000028,10301.847124580319,16876.631240815615,91.827137096774521,1781.256959999999,99044.728193049275]
[2004,12,4,21,3.7769890459540038E-2,2.9684484891651295E-2,1.9554499999999784E-3,1.0703439012228936E-4,2.7724200000000029E-3,8.8840464874171896E-3,1.4089686383897865E-2,1.0463208129036905E-4,1.698211199999999E-3,9.7065855893919029E-2,37769.890459540038,29684.484891651296,1955.4499999999784,107.03439012228937,2772.4200000000028,8884.0464874171903,14089.686383897866,104.63208129036904,1698.2111999999991,97065.855893919041]
[2004,12,5,4,1.8883360989218528E-2,2.4157619855638347E-2,1.9554499999999784E-3,1.0703439012228936E-4,2.9271130000000033E-3,8.417505226214891E-3,1.2851558213500714E-2,1.0463208129036905E-4,1.641023999999999E-3,7.1045297755985115E-2,18883.360989218527,24157.619855638346,1955.4499999999784,107.03439012228937,2927.1130000000035,8417.5052262148911,12851.558213500715,104.63208129036904,1641.023999999999,71045.297755985128]
[2004,12,5,11,2.9720784119492548E-2,2.9362986560759551E-2,0,0,3.1043068000000031E-3,8.8151876095804316E-3,1.3866028131541395E-2,9.1827137096774526E-5,1.800153599999999E-3,8.6761273958470705E-2,29720.78411949255,29362.986560759549,0,0,3104.306800000003,8815.1876095804309,13866.028131541394,91.827137096774521,1800.153599999999,86761.273958470701]
[2004,12,5,21,3.7161544884761658E-2,2.8909826760398282E-2,1.9554499999999784E-3,1.0703439012228936E-4,2.7121500000000026E-3,9.2788471751092845E-3,1.6632766105440122E-2,1.0463208129036905E-4,1.758382079999999E-3,9.862063347712198E-2,37161.544884761657,28909.826760398282,1955.4499999999784,107.03439012228937,2712.1500000000024,9278.8471751092839,16632.766105440121,104.63208129036904,1758.382079999999,98620.633477121999]
[2004,12,6,4,2.0070388182585296E-2,2.9655351177844728E-2,1.9554499999999784E-3,1.0703439012228936E-4,3.9661678000000042E-3,9.5382182771709921E-3,1.8942147304093205E-2,1.0463208129036905E-4,1.7693222399999991E-3,8.6108711453106848E-2,20070.388182585295,29655.351177844728,1955.4499999999784,107.03439012228937,3966.1678000000043,9538.2182771709922,18942.147304093203,104.63208129036904,1769.3222399999991,86108.711453106851]
[2004,12,6,6,2.1403765567090324E-2,3.1569480211332254E-2,1.9554499999999784E-3,1.0703439012228936E-4,5.7634192000000058E-3,9.8594672984396101E-3,2.0366108797271625E-2,1.0463208129036905E-4,1.7489337599999987E-3,9.2878291305546451E-2,21403.765567090326,31569.480211332255,1955.4499999999784,107.03439012228937,5763.4192000000057,9859.4672984396093,20366.108797271623,104.63208129036904,1748.9337599999988,92878.291305546445]
[2004,12,6,18,4.0798579778281892E-2,4.3097501489610952E-2,0,0,7.5707156000000067E-3,9.6489695659268872E-3,2.2291602845780977E-2,9.1827137096774526E-5,4.0384108799999974E-3,0.1275376072966975,40798.579778281892,43097.50148961095,0,0,7570.7156000000068,9648.9695659268873,22291.602845780977,91.827137096774521,4038.4108799999976,127537.60729669749]
[2004,12,6,23,3.1404050055645609E-2,3.6268800853911536E-2,1.9554499999999784E-3,1.0703439012228936E-4,7.6844250000000086E-3,7.4507299252435655E-3,2.1512037478215958E-2,1.0463208129036905E-4,3.7221407999999978E-3,0.11020930058442931,31404.05005564561,36268.800853911533,1955.4499999999784,107.03439012228937,7684.4250000000084,7450.729925243565,21512.037478215956,104.63208129036904,3722.1407999999979,110209.30058442931]
[2004,12,7,8,2.830698315698537E-2,4.1776461725353715E-2,1.9554499999999784E-3,1.0703439012228936E-4,8.0717602000000086E-3,9.1386299878008885E-3,2.2763822503089826E-2,1.0463208129036905E-4,4.1393587199999972E-3,0.11636413276464246,28306.98315698537,41776.461725353714,1955.4499999999784,107.03439012228937,8071.7602000000088,9138.6299878008886,22763.822503089825,104.63208129036904,4139.3587199999974,116364.13276464245]
[2004,12,7,16,2.802656539970547E-2,4.5147880319634376E-2,0,0,6.9780606000000083E-3,1.0923456693721833E-2,2.2785909076887795E-2,9.1827137096774526E-5,4.3870041599999984E-3,0.11834070338704625,28026.565399705469,45147.880319634372,0,0,6978.060600000008,10923.456693721833,22785.909076887794,91.827137096774521,4387.0041599999986,118340.70338704625]
[2004,12,7,22,3.5075457812135627E-2,3.9673410295049005E-2,1.9554499999999784E-3,1.0703439012228936E-4,7.7250068000000085E-3,8.7254396911665595E-3,2.2071790171022346E-2,1.0463208129036905E-4,3.953375999999998E-3,0.11939159724078617,35075.457812135624,39673.410295049005,1955.4499999999784,107.03439012228937,7725.0068000000083,8725.439691166559,22071.790171022345,104.63208129036904,3953.3759999999979,119391.59724078618]
[2004,12,8,9,3.0665826779536814E-2,4.5382444577955081E-2,9.7772999999998916E-4,5.3517468743392045E-5,8.2027470000000085E-3,1.0356582989334829E-2,2.4528378576702765E-2,9.8229641935253215E-5,3.2427628799999979E-3,0.12350821991420811,30665.826779536812,45382.444577955081,977.72999999998922,53.517468743392044,8202.7470000000085,10356.582989334829,24528.378576702766,98.229641935253213,3242.7628799999979,123508.21991420812]
[2004,12,8,15,2.7710551006909494E-2,4.7775252396219561E-2,0,0,7.5004006000000071E-3,1.1350335943683981E-2,2.3251749157562281E-2,9.1827137096774526E-5,3.4904083199999978E-3,0.12117052456147211,27710.551006909493,47775.252396219563,0,0,7500.4006000000072,11350.335943683982,23251.749157562281,91.827137096774521,3490.4083199999977,121170.52456147211]
[2004,12,8,18,3.8237895293583478E-2,4.4683626527034677E-2,0,0,7.7121492000000076E-3,1.0436054710251358E-2,2.266706167448336E-2,9.1827137096774526E-5,3.8638655999999978E-3,0.12769248014244966,38237.895293583475,44683.626527034678,0,0,7712.149200000008,10436.054710251357,22667.061674483361,91.827137096774521,3863.8655999999978,127692.48014244967]
[2004,12,9,3,1.7725254299278122E-2,3.160873430785436E-2,1.9554499999999784E-3,1.0703439012228936E-4,9.1751030000000074E-3,8.1253774564779765E-3,2.1060314092709594E-2,1.0463208129036905E-4,3.8086675199999979E-3,9.3670567147732683E-2,17725.254299278124,31608.73430785436,1955.4499999999784,107.03439012228937,9175.1030000000083,8125.3774564779769,21060.314092709592,104.63208129036904,3808.6675199999977,93670.567147732712]
[2004,12,9,11,2.834583183951251E-2,4.9531094055266969E-2,0,0,9.0413036000000085E-3,1.2212442846649232E-2,2.4044428532193535E-2,9.1827137096774526E-5,3.4202918399999977E-3,0.12668721985071904,28345.83183951251,49531.094055266971,0,0,9041.3036000000084,12212.442846649232,24044.428532193535,91.827137096774521,3420.2918399999976,126687.21985071902]
[2004,12,9,20,4.1993557416977884E-2,4.1984255933627902E-2,1.9554499999999784E-3,1.0703439012228936E-4,6.6485846000000071E-3,1.0493894647297206E-2,2.1918037728139224E-2,1.0463208129036905E-4,3.9787372799999976E-3,0.12918418407745486,41993.557416977885,41984.255933627901,1955.4499999999784,107.03439012228937,6648.5846000000074,10493.894647297206,21918.037728139225,104.63208129036904,3978.7372799999976,129184.18407745486]
[2004,12,10,4,1.9334186741694653E-2,3.0727861647878479E-2,1.9554499999999784E-3,1.0703439012228936E-4,6.3781732000000061E-3,7.5510542847283283E-3,2.0395038393727236E-2,1.0463208129036905E-4,4.1577580799999972E-3,9.0711188819441346E-2,19334.186741694652,30727.861647878479,1955.4499999999784,107.03439012228937,6378.1732000000065,7551.0542847283286,20395.038393727235,104.63208129036904,4157.7580799999969,90711.188819441348]
[2004,12,10,13,3.0378515045748518E-2,4.7506737646945164E-2,0,0,3.2907420000000036E-3,1.2724821677336929E-2,2.2743751897776221E-2,9.1827137096774526E-5,3.9255283199999972E-3,0.12066192372490361,30378.515045748518,47506.737646945163,0,0,3290.7420000000038,12724.821677336929,22743.751897776219,91.827137096774521,3925.5283199999972,120661.92372490361]
[2004,12,10,18,3.9252586997781197E-2,4.3435342178672953E-2,0,0,2.8921564000000026E-3,1.1481175908675735E-2,2.1639984758364188E-2,9.1827137096774526E-5,3.9185663999999976E-3,0.12271163978059087,39252.586997781196,43435.342178672952,0,0,2892.1564000000026,11481.175908675736,21639.984758364189,91.827137096774521,3918.5663999999974,122711.63978059083]
[2004,12,11,6,2.1997313635073148E-2,2.6616703395796536E-2,1.9554499999999784E-3,1.0703439012228936E-4,2.6221468000000026E-3,8.5558960553912856E-3,1.634217189800935E-2,1.0463208129036905E-4,4.0334380799999974E-3,8.2334786335682947E-2,21997.313635073147,26616.703395796536,1955.4499999999784,107.03439012228937,2622.1468000000027,8555.8960553912857,16342.17189800935,104.63208129036904,4033.4380799999972,82334.786335682948]
[2004,12,11,8,2.7085190874315976E-2,3.096891661020067E-2,1.9554499999999784E-3,1.0703439012228936E-4,2.6201378000000027E-3,7.8207280889524052E-3,1.5903520037316751E-2,1.0463208129036905E-4,3.9300038399999971E-3,9.0495613722198429E-2,27085.190874315977,30968.916610200671,1955.4499999999784,107.03439012228937,2620.1378000000027,7820.7280889524054,15903.520037316752,104.63208129036904,3930.0038399999971,90495.613722198425]
[2004,12,11,15,3.2607457834722603E-2,3.302926846568198E-2,0,0,2.9825614000000031E-3,9.990156130204866E-3,1.4053186854580197E-2,9.1827137096774526E-5,3.6435705599999978E-3,9.6398028382286421E-2,32607.457834722602,33029.268465681977,0,0,2982.5614000000032,9990.1561302048667,14053.186854580197,91.827137096774521,3643.5705599999978,96398.028382286415]
[2004,12,11,22,3.7050117992085366E-2,3.0314471894945103E-2,1.9554499999999784E-3,1.0703439012228936E-4,2.7913046000000029E-3,9.9927190988395951E-3,1.2957045185655706E-2,1.0463208129036905E-4,1.8135801599999989E-3,9.7086355402938404E-2,37050.117992085368,30314.471894945102,1955.4499999999784,107.03439012228937,2791.3046000000031,9992.719098839596,12957.045185655707,104.63208129036904,1813.5801599999988,97086.35540293841]
[2004,12,12,8,2.4984732599628613E-2,2.7757631763276829E-2,1.9554499999999784E-3,1.0703439012228936E-4,3.2698484000000033E-3,8.7383347526902074E-3,1.3124052982034137E-2,1.0463208129036905E-4,1.848887039999999E-3,8.1890604009042411E-2,24984.732599628613,27757.63176327683,1955.4499999999784,107.03439012228937,3269.8484000000035,8738.3347526902071,13124.052982034136,104.63208129036904,1848.8870399999989,81890.604009042421]
[2004,12,12,15,3.1943093192256251E-2,3.1085080394518481E-2,0,0,3.3136446000000034E-3,1.0247263603135265E-2,1.4187347944395788E-2,9.1827137096774526E-5,1.785235199999999E-3,9.2653492071402568E-2,31943.093192256252,31085.080394518482,0,0,3313.6446000000033,10247.263603135265,14187.347944395788,91.827137096774521,1785.2351999999989,92653.49207140255]
[2004,12,13,1,2.1608460399234149E-2,3.0687437393821997E-2,1.9554499999999784E-3,1.0703439012228936E-4,4.9441490000000044E-3,9.0375946595245699E-3,1.9421723055302403E-2,1.0463208129036905E-4,1.8299903999999989E-3,8.9696471379295747E-2,21608.460399234147,30687.437393821998,1955.4499999999784,107.03439012228937,4944.1490000000049,9037.5946595245696,19421.723055302402,104.63208129036904,1829.990399999999,89696.471379295748]
[2004,12,13,10,2.9583278621871392E-2,4.7287488824660745E-2,0,0,7.7422842000000073E-3,1.2147182586381018E-2,2.274152454116344E-2,9.1827137096774526E-5,2.0403398399999988E-3,0.12163392575117338,29583.278621871392,47287.488824660744,0,0,7742.2842000000073,12147.182586381017,22741.524541163439,91.827137096774521,2040.3398399999987,121633.92575117337]
[2004,12,13,18,4.1168896812761681E-2,4.3574780716352589E-2,0,0,7.204675800000007E-3,9.930369681672541E-3,2.21049461639851E-2,9.1827137096774526E-5,3.7360646399999982E-3,0.12781156095186871,41168.896812761683,43574.780716352587,0,0,7204.6758000000073,9930.3696816725405,22104.9461639851,91.827137096774521,3736.0646399999982,127811.5609518687]
[2004,12,13,19,4.1257348160891327E-2,4.267301930869586E-2,4.8886999999999466E-4,2.6759008053943393E-5,8.0641260000000083E-3,1.0452363706005335E-2,2.1989092472127915E-2,9.5028422257695307E-5,3.6505324799999974E-3,0.12869713955803205,41257.348160891328,42673.019308695861,488.86999999999466,26.759008053943393,8064.1260000000084,10452.363706005335,21989.092472127915,95.028422257695311,3650.5324799999976,128697.13955803205]
[2004,12,14,4,1.7817867702211172E-2,3.0094428293094697E-2,1.9554499999999784E-3,1.0703439012228936E-4,7.6808088000000089E-3,8.0959814157045267E-3,2.0422670946619422E-2,1.0463208129036905E-4,3.8544172799999978E-3,9.0133290909042457E-2,17817.867702211173,30094.428293094697,1955.4499999999784,107.03439012228937,7680.8088000000089,8095.9814157045266,20422.670946619422,104.63208129036904,3854.4172799999978,90133.290909042451]
[2004,12,14,12,2.7919968121784662E-2,4.7312807034763177E-2,0,0,8.4024416000000081E-3,1.1475505942960349E-2,2.3897380418282328E-2,9.1827137096774526E-5,3.6510297599999979E-3,0.12275096001488728,27919.968121784663,47312.80703476318,0,0,8402.4416000000074,11475.50594296035,23897.38041828233,91.827137096774521,3651.0297599999981,122750.96001488729]
[2004,12,14,18,3.6944946724748809E-2,4.3914817561684381E-2,0,0,7.542589600000006E-3,1.0274887639842304E-2,2.2981345074847375E-2,9.1827137096774526E-5,3.5172614399999981E-3,0.12526767517821966,36944.946724748806,43914.81756168438,0,0,7542.5896000000057,10274.887639842304,22981.345074847373,91.827137096774521,3517.2614399999979,125267.67517821964]
[2004,12,15,5,1.8249621806570939E-2,3.0533203552577604E-2,1.9554499999999784E-3,1.0703439012228936E-4,7.5353572000000082E-3,8.0987668006369442E-3,2.0817185890018124E-2,1.0463208129036905E-4,3.8394988799999976E-3,9.1240750601216253E-2,18249.62180657094,30533.203552577605,1955.4499999999784,107.03439012228937,7535.3572000000086,8098.766800636944,20817.185890018125,104.63208129036904,3839.4988799999974,91240.750601216248]
[2004,12,15,15,2.6816201122099936E-2,4.7099117417500287E-2,0,0,8.5776264000000067E-3,1.1147816838632165E-2,2.3017454435739285E-2,9.1827137096774526E-5,2.5575110399999983E-3,0.11930755439106847,26816.201122099934,47099.117417500289,0,0,8577.6264000000065,11147.816838632165,23017.454435739284,91.827137096774521,2557.511039999998,119307.55439106845]
[2004,12,15,22,3.419213734449484E-2,3.8989114154486748E-2,1.9554499999999784E-3,1.0703439012228936E-4,8.1621652000000086E-3,8.1984768495281905E-3,2.3187311671871377E-2,1.0463208129036905E-4,3.5764377599999974E-3,0.11847275945179381,34192.13734449484,38989.11415448675,1955.4499999999784,107.03439012228937,8162.1652000000086,8198.4768495281896,23187.311671871375,104.63208129036904,3576.4377599999975,118472.7594517938]
[2004,12,16,5,1.8680769387598425E-2,3.1014922547552157E-2,1.9554499999999784E-3,1.0703439012228936E-4,6.789616400000008E-3,8.4197010320521126E-3,2.1004947312603994E-2,1.0463208129036905E-4,3.5033375999999976E-3,9.1580410751219338E-2,18680.769387598426,31014.922547552156,1955.4499999999784,107.03439012228937,6789.6164000000081,8419.7010320521131,21004.947312603996,104.63208129036904,3503.3375999999976,91580.41075121933]
[2004,12,16,7,2.429415955275389E-2,3.7171782799616158E-2,1.9554499999999784E-3,1.0703439012228936E-4,6.5007222000000075E-3,9.8372237115486091E-3,2.1245918793304945E-2,1.0463208129036905E-4,3.8539199999999977E-3,0.10507084352863624,24294.159552753892,37171.782799616158,1955.4499999999784,107.03439012228937,6500.7222000000074,9837.2237115486096,21245.918793304943,104.63208129036904,3853.9199999999978,105070.84352863624]
[2004,12,16,15,2.6891488392013236E-2,4.7005649219334263E-2,0,0,7.7539364000000083E-3,1.1032944438326864E-2,2.3072711972524727E-2,9.1827137096774526E-5,3.9031507199999978E-3,0.11975170827929588,26891.488392013234,47005.649219334264,0,0,7753.9364000000087,11032.944438326864,23072.711972524725,91.827137096774521,3903.1507199999978,119751.70827929585]
[2004,12,16,24,2.4946182022664323E-2,3.5280881646801307E-2,1.9554499999999784E-3,1.0703439012228936E-4,6.1182086000000063E-3,8.2824628783217582E-3,2.1213791317804501E-2,1.0463208129036905E-4,4.0468646399999973E-3,0.10205550757700452,24946.182022664321,35280.88164680131,1955.4499999999784,107.03439012228937,6118.2086000000063,8282.4628783217577,21213.791317804502,104.63208129036904,4046.8646399999975,102055.50757700454]
[2004,12,17,9,2.7734432536459647E-2,4.4149711155046269E-2,9.7772999999998916E-4,5.3517468743392045E-5,5.4765340000000051E-3,1.0369001106365277E-2,2.3768795787952168E-2,9.8229641935253215E-5,3.3785203199999977E-3,0.11600647201650199,27734.432536459648,44149.711155046272,977.72999999998922,53.517468743392044,5476.5340000000051,10369.001106365276,23768.795787952167,98.229641935253213,3378.5203199999978,116006.472016502]
[2004,12,17,18,3.6923591695579315E-2,4.2892090762531296E-2,0,0,3.0910474000000032E-3,1.193199843137774E-2,2.0652195142108792E-2,9.1827137096774526E-5,1.668871679999999E-3,0.11725162224869393,36923.591695579315,42892.090762531298,0,0,3091.0474000000031,11931.99843137774,20652.195142108791,91.827137096774521,1668.8716799999991,117251.62224869392]
[2004,12,18,2,2.045777172542371E-2,2.6482250160130758E-2,1.9554499999999784E-3,1.0703439012228936E-4,3.091047400000004E-3,7.5831149872022637E-3,1.6649486196544293E-2,1.0463208129036905E-4,1.8155692799999988E-3,7.8246356220713659E-2,{"$f":"E8452*1000000","v":20457.77172542371},{"$f":"F8452*1000000","v":26482.250160130759},{"$f":"G8452*1000000","v":1955.4499999999784},{"$f":"H8452*1000000","v":107.03439012228937},{"$f":"I8452*1000000","v":3091.047400000004},{"$f":"J8452*1000000","v":7583.1149872022634},{"$f":"K8452*1000000","v":16649.486196544294},{"$f":"L8452*1000000","v":104.63208129036904},{"$f":"M8452*1000000","v":1815.5692799999988},{"$f":"SUM(O8452:W8452)","v":78246.356220713657}]
[2004,12,18,11,3.0962665948193559E-2,3.3961566069621134E-2,0,0,3.1931046000000032E-3,9.7846768849281906E-3,1.7138406459941968E-2,9.1827137096774526E-5,1.8767347199999988E-3,9.7008981819781626E-2,30962.66594819356,33961.566069621134,0,0,3193.1046000000033,9784.6768849281907,17138.406459941969,91.827137096774521,1876.7347199999988,97008.98181978162]
[2004,12,18,19,4.2378065603095788E-2,3.139348228654297E-2,4.8886999999999466E-4,2.6759008053943393E-5,2.6591124000000027E-3,1.0203999662786312E-2,1.3853388602332137E-2,9.5028422257695307E-5,1.9110470399999987E-3,0.10300975302506885,42378.065603095791,31393.482286542971,488.86999999999466,26.759008053943393,2659.1124000000027,10203.999662786311,13853.388602332137,95.028422257695311,1911.0470399999988,103009.75302506884]
[2004,12,19,1,2.2863275538151144E-2,2.6019217001981398E-2,1.9554499999999784E-3,1.0703439012228936E-4,2.8845222000000027E-3,9.1521079996873481E-3,1.477327625561374E-2,1.0463208129036905E-4,1.8424223999999986E-3,7.9701937866846276E-2,22863.275538151145,26019.217001981397,1955.4499999999784,107.03439012228937,2884.5222000000026,9152.1079996873486,14773.27625561374,104.63208129036904,1842.4223999999986,79701.937866846274]
[2004,12,19,4,1.9734690564908976E-2,2.4610683930523569E-2,1.9554499999999784E-3,1.0703439012228936E-4,2.9946154000000031E-3,8.447587283433455E-3,1.4271967207333801E-2,1.0463208129036905E-4,1.6320729599999988E-3,7.3858733817612446E-2,19734.690564908975,24610.68393052357,1955.4499999999784,107.03439012228937,2994.6154000000033,8447.587283433455,14271.967207333801,104.63208129036904,1632.0729599999988,73858.733817612447]
[2004,12,19,15,3.0322080376112181E-2,2.9773263805617529E-2,0,0,6.0133388000000055E-3,8.6062997721121429E-3,1.5852804326825887E-2,9.1827137096774526E-5,1.1407603199999994E-3,9.1800374537764531E-2,30322.080376112182,29773.263805617527,0,0,6013.3388000000059,8606.2997721121428,15852.804326825888,91.827137096774521,1140.7603199999994,91800.374537764539]
[2004,12,19,21,3.8503807509006685E-2,2.9895436120244232E-2,1.9554499999999784E-3,1.0703439012228936E-4,4.8143676000000045E-3,9.5649968035648979E-3,1.633117696100668E-2,1.0463208129036905E-4,1.2491673599999992E-3,0.10252606882523514,38503.807509006685,29895.436120244231,1955.4499999999784,107.03439012228937,4814.3676000000041,9564.9968035648981,16331.17696100668,104.63208129036904,1249.1673599999992,102526.06882523512]
[2004,12,20,5,1.9830091479606703E-2,3.0133141996591093E-2,1.9554499999999784E-3,1.0703439012228936E-4,6.3066528000000066E-3,9.2781290347452722E-3,1.8961576084157692E-2,1.0463208129036905E-4,1.3068518399999992E-3,8.7983559706513392E-2,19830.091479606701,30133.141996591094,1955.4499999999784,107.03439012228937,6306.6528000000062,9278.1290347452723,18961.576084157692,104.63208129036904,1306.8518399999991,87983.559706513392]
[2004,12,20,14,2.9939014516115879E-2,4.776475764037702E-2,0,0,8.9561220000000073E-3,1.2285395917782696E-2,2.3603256855140822E-2,9.1827137096774526E-5,1.3521043199999992E-3,0.12399247838651323,29939.01451611588,47764.757640377022,0,0,8956.1220000000067,12285.395917782696,23603.256855140822,91.827137096774521,1352.1043199999992,123992.47838651318]
[2004,12,20,22,3.5182689800670339E-2,3.8255643082341938E-2,1.9554499999999784E-3,1.0703439012228936E-4,8.7086132000000083E-3,8.3473420909059067E-3,2.1977961401083438E-2,1.0463208129036905E-4,3.314868479999998E-3,0.11795423452641425,35182.689800670341,38255.643082341936,1955.4499999999784,107.03439012228937,8708.6132000000089,8347.3420909059059,21977.961401083438,104.63208129036904,3314.8684799999978,117954.23452641428]
[2004,12,21,7,2.3887874329357166E-2,3.6337460341387878E-2,1.9554499999999784E-3,1.0703439012228936E-4,8.0725638000000086E-3,9.4139454637672919E-3,2.1886895664230646E-2,1.0463208129036905E-4,3.2183961599999977E-3,0.10498425223015563,23887.874329357168,36337.460341387879,1955.4499999999784,107.03439012228937,8072.563800000009,9413.9454637672916,21886.895664230648,104.63208129036904,3218.3961599999975,104984.25223015563]
[2004,12,21,8,2.8605340278341957E-2,4.19663926027029E-2,1.9554499999999784E-3,1.0703439012228936E-4,7.243248600000007E-3,9.8500122949017697E-3,2.2801658936963443E-2,1.0463208129036905E-4,3.1691654399999985E-3,0.11580293462432271,28605.340278341959,41966.392602702901,1955.4499999999784,107.03439012228937,7243.2486000000072,9850.0122949017696,22801.658936963442,104.63208129036904,3169.1654399999984,115802.93462432272]
[2004,12,21,16,2.8325444782173689E-2,4.5365892738239232E-2,0,0,6.3761642000000071E-3,1.1558476247262103E-2,2.2641814190404917E-2,9.1827137096774526E-5,3.4103462399999976E-3,0.11776996553517673,28325.44478217369,45365.892738239228,0,0,6376.1642000000074,11558.476247262102,22641.814190404919,91.827137096774521,3410.3462399999976,117769.96553517674]
[2004,12,21,17,3.1509035044926047E-2,4.4568825426913053E-2,0,0,7.6607188000000085E-3,1.0252749507143648E-2,2.2864022934577111E-2,9.1827137096774526E-5,3.3506726399999977E-3,0.12029785149065664,31509.035044926048,44568.825426913056,0,0,7660.7188000000087,10252.749507143648,22864.022934577111,91.827137096774521,3350.672639999998,120297.85149065663]
[2004,12,21,18,3.7881561334999578E-2,4.458404365518509E-2,0,0,6.882030400000007E-3,1.091690780516839E-2,2.2335521729710921E-2,9.1827137096774526E-5,3.4013951999999977E-3,0.12609328726216076,37881.561334999577,44584.043655185087,0,0,6882.0304000000069,10916.90780516839,22335.521729710919,91.827137096774521,3401.3951999999977,126093.28726216074]
[2004,12,21,19,4.1336395658284626E-2,4.3474110979427182E-2,4.8886999999999466E-4,2.6759008053943393E-5,6.1137888000000066E-3,1.1093493695204001E-2,2.2137092244447199E-2,9.5028422257695307E-5,3.3516671999999979E-3,0.12811720600767465,41336.395658284629,43474.110979427183,488.86999999999466,26.759008053943393,6113.7888000000066,11093.493695204001,22137.092244447198,95.028422257695311,3351.667199999998,128117.20600767463]
[2004,12,21,20,4.1108117000671129E-2,4.1732683619317548E-2,1.9554499999999784E-3,1.0703439012228936E-4,5.9124870000000062E-3,1.0722740572061568E-2,2.2164691108061435E-2,1.0463208129036905E-4,3.3312787199999976E-3,0.12713911449152435,41108.117000671133,41732.683619317548,1955.4499999999784,107.03439012228937,5912.4870000000064,10722.740572061568,22164.691108061434,104.63208129036904,3331.2787199999975,127139.11449152433]
[2004,12,21,21,3.8430901405288695E-2,4.1073958570594239E-2,1.9554499999999784E-3,1.0703439012228936E-4,6.0720016000000059E-3,9.8931837450536055E-3,2.2057454020675969E-2,1.0463208129036905E-4,3.2611622399999979E-3,0.12295577805302516,38430.901405288692,41073.958570594237,1955.4499999999784,107.03439012228937,6072.001600000006,9893.1837450536059,22057.45402067597,104.63208129036904,3261.1622399999978,122955.77805302516]
[2004,12,21,22,3.5547638133271511E-2,4.0129213928399118E-2,1.9554499999999784E-3,1.0703439012228936E-4,6.2254892000000069E-3,9.6084771366009188E-3,2.1880673894856071E-2,1.0463208129036905E-4,3.257183999999998E-3,0.11881579276454025,35547.63813327151,40129.21392839912,1955.4499999999784,107.03439012228937,6225.4892000000073,9608.477136600919,21880.673894856071,104.63208129036904,3257.1839999999979,118815.79276454027]
[2004,12,21,23,3.2195281554013952E-2,3.6303841182739847E-2,1.9554499999999784E-3,1.0703439012228936E-4,7.1568616000000076E-3,8.5816598192504246E-3,2.0970403700424103E-2,1.0463208129036905E-4,3.4993593599999978E-3,0.11087452368784097,32195.281554013953,36303.841182739845,1955.4499999999784,107.03439012228937,7156.8616000000075,8581.6598192504243,20970.403700424104,104.63208129036904,3499.3593599999977,110874.52368784098]
[2004,12,21,24,2.5238636308685853E-2,3.4927108833298699E-2,1.9554499999999784E-3,1.0703439012228936E-4,6.9406932000000065E-3,8.6787640810641296E-3,2.0675371814422076E-2,1.0463208129036905E-4,3.3437107199999982E-3,0.1019714014288834,25238.636308685855,34927.108833298698,1955.4499999999784,107.03439012228937,6940.6932000000061,8678.7640810641296,20675.371814422077,104.63208129036904,3343.7107199999982,101971.4014288834]
[2004,12,22,1,2.0742100214803098E-2,3.4255562081895188E-2,1.9554499999999784E-3,1.0703439012228936E-4,7.6567008000000079E-3,9.0716762836447751E-3,2.0097353518075824E-2,1.0463208129036905E-4,3.3089011199999982E-3,9.7299410489831539E-2,20742.100214803097,34255.562081895187,1955.4499999999784,107.03439012228937,7656.7008000000078,9071.6762836447742,20097.353518075823,104.63208129036904,3308.9011199999982,97299.410489831513]
[2004,12,22,2,1.8836812346161191E-2,3.2535617046725376E-2,1.9554499999999784E-3,1.0703439012228936E-4,7.5691084000000077E-3,9.2573981879311325E-3,1.9736413789186252E-2,1.0463208129036905E-4,3.2208825599999982E-3,9.33233488014166E-2,18836.81234616119,32535.617046725376,1955.4499999999784,107.03439012228937,7569.1084000000074,9257.3981879311323,19736.413789186252,104.63208129036904,3220.8825599999982,93323.348801416592]
[2004,12,22,3,1.849478219677431E-2,3.2098361199411583E-2,1.9554499999999784E-3,1.0703439012228936E-4,7.6374144000000083E-3,9.5898528351201391E-3,1.9416254216564961E-2,1.0463208129036905E-4,3.1308748799999983E-3,9.2534656199283624E-2,18494.782196774311,32098.361199411582,1955.4499999999784,107.03439012228937,7637.4144000000078,9589.8528351201385,19416.254216564961,104.63208129036904,3130.8748799999985,92534.656199283636]
[2004,12,22,4,1.9303093035685663E-2,3.0863887346598867E-2,1.9554499999999784E-3,1.0703439012228936E-4,6.9848912000000079E-3,9.3349288439792469E-3,1.9302401190447297E-2,1.0463208129036905E-4,3.1124755199999979E-3,9.1068793608123727E-2,19303.093035685662,30863.887346598869,1955.4499999999784,107.03439012228937,6984.8912000000082,9334.9288439792472,19302.401190447297,104.63208129036904,3112.4755199999977,91068.793608123713]
[2004,12,22,5,1.9656665939342562E-2,3.1386390427309292E-2,1.9554499999999784E-3,1.0703439012228936E-4,6.6538080000000067E-3,9.4243673735618597E-3,1.9454958872487476E-2,1.0463208129036905E-4,3.106010879999998E-3,9.184931796411383E-2,19656.665939342562,31386.390427309292,1955.4499999999784,107.03439012228937,6653.8080000000064,9424.3673735618595,19454.958872487477,104.63208129036904,3106.010879999998,91849.317964113841]
[2004,12,22,6,2.0957756085053968E-2,3.2381993373701963E-2,1.9554499999999784E-3,1.0703439012228936E-4,7.1958362000000076E-3,9.7737640814434066E-3,2.0481947689194764E-2,1.0463208129036905E-4,3.201488639999998E-3,9.6159902540806738E-2,20957.756085053967,32381.993373701964,1955.4499999999784,107.03439012228937,7195.8362000000079,9773.7640814434071,20481.947689194763,104.63208129036904,3201.4886399999982,96159.902540806754]
[2004,12,22,7,2.4667098361819764E-2,3.6807095644485498E-2,1.9554499999999784E-3,1.0703439012228936E-4,7.8210370000000081E-3,1.0074255586120327E-2,2.0708902909801815E-2,1.0463208129036905E-4,3.133858559999998E-3,0.10537936453364004,24667.098361819764,36807.095644485496,1955.4499999999784,107.03439012228937,7821.0370000000084,10074.255586120327,20708.902909801815,104.63208129036904,3133.8585599999979,105379.36453364005]
[2004,12,22,8,2.9229505447705931E-2,4.2260511945933735E-2,1.9554499999999784E-3,1.0703439012228936E-4,7.1038240000000068E-3,1.030990608323165E-2,2.2012655096062591E-2,1.0463208129036905E-4,3.1552415999999981E-3,0.11623876064434656,29229.505447705931,42260.511945933737,1955.4499999999784,107.03439012228937,7103.8240000000069,10309.90608323165,22012.65509606259,104.63208129036904,3155.241599999998,116238.76064434655]
[2004,12,22,9,3.1100952082254454E-2,4.5491810773380312E-2,9.7772999999998916E-4,5.3517468743392045E-5,7.7153636000000074E-3,1.1513327757932987E-2,2.2406265314403991E-2,9.8229641935253215E-5,3.0632447999999982E-3,0.12242044143865037,31100.952082254455,45491.810773380312,977.72999999998922,53.517468743392044,7715.363600000007,11513.327757932988,22406.26531440399,98.229641935253213,3063.2447999999981,122420.44143865039]
[2004,12,22,10,2.9152005567308702E-2,4.7984936243984894E-2,0,0,7.242846800000007E-3,1.3634822884869486E-2,2.1795312332123801E-2,9.1827137096774526E-5,2.9946201599999984E-3,0.12289637112538368,29152.005567308701,47984.936243984892,0,0,7242.8468000000066,13634.822884869487,21795.312332123802,91.827137096774521,2994.6201599999986,122896.37112538365]
[2004,12,22,11,2.8817212663296211E-2,4.997688769445837E-2,0,0,7.4899538000000078E-3,1.3558381484702063E-2,2.2179269960177789E-2,9.1827137096774526E-5,3.0373862399999982E-3,0.12515091897973121,28817.21266329621,49976.887694458368,0,0,7489.9538000000075,13558.381484702062,22179.269960177789,91.827137096774521,3037.386239999998,125150.91897973118]
[2004,12,22,12,2.9728868989483279E-2,4.8408567636679778E-2,0,0,7.7760354000000094E-3,1.3000724519650998E-2,2.1851809176108232E-2,9.1827137096774526E-5,3.1671763199999981E-3,0.12402500917901906,29728.868989483279,48408.567636679778,0,0,7776.0354000000098,13000.724519650998,21851.809176108232,91.827137096774521,3167.1763199999982,124025.00917901905]
[2004,12,22,13,2.9925178448760283E-2,4.784660344367727E-2,0,0,6.3243320000000072E-3,1.3003465400725164E-2,2.1406790986442145E-2,9.1827137096774526E-5,3.2348063999999982E-3,0.12183300381670165,29925.178448760282,47846.603443677268,0,0,6324.3320000000076,13003.465400725163,21406.790986442145,91.827137096774521,3234.8063999999981,121833.00381670163]
[2004,12,22,14,2.7600158695117179E-2,4.9043372650943419E-2,0,0,6.8422522000000062E-3,1.2881671501594005E-2,2.152209974690766E-2,9.1827137096774526E-5,3.2696159999999982E-3,0.12125099793165905,27600.158695117178,49043.37265094342,0,0,6842.2522000000063,12881.671501594004,21522.099746907661,91.827137096774521,3269.6159999999982,121250.99793165902]
[2004,12,22,15,2.7755205680003097E-2,4.7281373687424286E-2,0,0,8.3751192000000082E-3,1.1893139570446404E-2,2.1490264099411453E-2,9.1827137096774526E-5,3.2164070399999982E-3,0.12010333641438203,27755.205680003099,47281.373687424282,0,0,8375.1192000000083,11893.139570446405,21490.264099411452,91.827137096774521,3216.4070399999982,120103.33641438204]
[2004,12,22,16,2.8759889841576992E-2,4.5557831196580439E-2,0,0,7.5216960000000074E-3,1.1853745563361367E-2,2.1344573532414347E-2,9.1827137096774526E-5,3.0836332799999986E-3,0.11821319655102992,28759.889841576991,45557.831196580439,0,0,7521.6960000000072,11853.745563361366,21344.573532414346,91.827137096774521,3083.6332799999986,118213.19655102992]
[2004,12,22,17,3.2527747408804403E-2,4.5328154302839804E-2,0,0,7.6603170000000085E-3,1.1223291295743299E-2,2.0811746576216962E-2,9.1827137096774526E-5,3.1075027199999983E-3,0.12075058644070127,32527.747408804404,45328.154302839801,0,0,7660.3170000000082,11223.2912957433,20811.746576216963,91.827137096774521,3107.5027199999981,120750.58644070124]
[2004,12,22,18,3.9164982063739848E-2,4.5531444957946927E-2,0,0,6.0872700000000066E-3,1.2167215796304361E-2,2.0426056568399225E-2,9.1827137096774526E-5,3.0990489599999984E-3,0.12656784548348715,39164.982063739844,45531.444957946929,0,0,6087.2700000000068,12167.215796304361,20426.056568399224,91.827137096774521,3099.0489599999983,126567.84548348712]
[2004,12,22,19,4.2564540728603703E-2,4.4409639842351363E-2,4.8886999999999466E-4,2.6759008053943393E-5,5.850609800000006E-3,1.2260703928926461E-2,1.9807658654578932E-2,9.5028422257695307E-5,3.0955679999999982E-3,0.12859937838477209,42564.540728603701,44409.63984235136,488.86999999999466,26.759008053943393,5850.6098000000056,12260.703928926461,19807.658654578932,95.028422257695311,3095.5679999999984,128599.37838477209]
[2004,12,22,20,4.2331196892907055E-2,4.2806336184363747E-2,1.9554499999999784E-3,1.0703439012228936E-4,5.914897800000006E-3,1.1870849384725895E-2,1.9432635296765522E-2,1.0463208129036905E-4,3.0945734399999984E-3,0.12761760547017487,42331.196892907057,42806.336184363747,1955.4499999999784,107.03439012228937,5914.8978000000061,11870.849384725894,19432.635296765522,104.63208129036904,3094.5734399999983,127617.60547017488]
[2004,12,22,21,3.9797037469558247E-2,4.2034830029656113E-2,1.9554499999999784E-3,1.0703439012228936E-4,5.8871736000000062E-3,1.1263920075046138E-2,1.9172378564078843E-2,1.0463208129036905E-4,3.0960652799999979E-3,0.12341852148975199,39797.03746955825,42034.830029656114,1955.4499999999784,107.03439012228937,5887.1736000000064,11263.920075046139,19172.378564078845,104.63208129036904,3096.065279999998,123418.52148975201]
[2004,12,22,22,3.6905348793406109E-2,4.1057852515282163E-2,1.9554499999999784E-3,1.0703439012228936E-4,5.9566850000000058E-3,1.0962400212494958E-2,1.9188115785644284E-2,1.0463208129036905E-4,3.0254515199999981E-3,0.11926297029824016,36905.348793406112,41057.85251528216,1955.4499999999784,107.03439012228937,5956.6850000000059,10962.400212494958,19188.115785644284,104.63208129036904,3025.4515199999983,119262.97029824018]
[2004,12,22,23,3.3880641437050989E-2,3.764612047664502E-2,1.9554499999999784E-3,1.0703439012228936E-4,5.824492800000006E-3,1.0326550110780524E-2,1.8432866982411727E-2,1.0463208129036905E-4,3.0140140799999981E-3,0.11129180235830091,33880.641437050988,37646.120476645017,1955.4499999999784,107.03439012228937,5824.4928000000064,10326.550110780525,18432.866982411728,104.63208129036904,3014.0140799999981,111291.80235830092]
[2004,12,22,24,2.6667358571343617E-2,3.6289738000099062E-2,1.9554499999999784E-3,1.0703439012228936E-4,6.1081636000000052E-3,1.0138869474545465E-2,1.8031577584445273E-2,1.0463208129036905E-4,2.9523513599999983E-3,0.10235517506184606,26667.358571343619,36289.73800009906,1955.4499999999784,107.03439012228937,6108.1636000000053,10138.869474545465,18031.577584445273,104.63208129036904,2952.3513599999983,102355.17506184606]
[2004,12,23,1,2.0976983604520591E-2,3.4765767828935222E-2,1.9554499999999784E-3,1.0703439012228936E-4,5.9687390000000059E-3,9.9205361554866537E-3,1.7451456972184577E-2,1.0463208129036905E-4,2.9613023999999983E-3,9.4211902432539685E-2,20976.983604520592,34765.767828935219,1955.4499999999784,107.03439012228937,5968.7390000000059,9920.536155486654,17451.456972184576,104.63208129036904,2961.3023999999982,94211.902432539689]
[2004,12,23,2,1.875292045931615E-2,3.2690438672934453E-2,1.9554499999999784E-3,1.0703439012228936E-4,5.965524600000007E-3,9.7127734257504775E-3,1.7203942837775939E-2,1.0463208129036905E-4,3.1905484799999982E-3,8.9683264947189659E-2,18752.920459316152,32690.438672934455,1955.4499999999784,107.03439012228937,5965.524600000007,9712.7734257504781,17203.94283777594,104.63208129036904,3190.5484799999981,89683.264947189673]
[2004,12,23,3,1.7794006987345942E-2,3.1579676381628903E-2,1.9554499999999784E-3,1.0703439012228936E-4,6.0486972000000066E-3,9.2920114490199976E-3,1.6976975986326148E-2,1.0463208129036905E-4,3.2258553599999978E-3,8.7084339835733632E-2,17794.006987345943,31579.676381628902,1955.4499999999784,107.03439012228937,6048.6972000000069,9292.0114490199976,16976.975986326146,104.63208129036904,3225.8553599999977,87084.339835733626]
[2004,12,23,4,1.7264619793840287E-2,2.9028293012110861E-2,1.9554499999999784E-3,1.0703439012228936E-4,5.9165050000000059E-3,7.5166653385173171E-3,1.6828586087764164E-2,1.0463208129036905E-4,8.026596479999995E-3,8.6748382183645265E-2,17264.619793840287,29028.293012110862,1955.4499999999784,107.03439012228937,5916.5050000000056,7516.6653385173167,16828.586087764164,104.63208129036904,8026.5964799999947,86748.38218364527]
[2004,12,23,5,1.7389126309904891E-2,2.9193581873449264E-2,1.9554499999999784E-3,1.0703439012228936E-4,5.824492800000006E-3,7.3434996556425739E-3,1.7420036788898245E-2,1.0463208129036905E-4,8.146938239999995E-3,8.7484792139307599E-2,17389.126309904892,29193.581873449264,1955.4499999999784,107.03439012228937,5824.4928000000064,7343.499655642574,17420.036788898244,104.63208129036904,8146.9382399999949,87484.79213930761]
[2004,12,23,6,1.8668924766818532E-2,3.0272539029134935E-2,1.9554499999999784E-3,1.0703439012228936E-4,5.7336860000000052E-3,7.7320843281360966E-3,1.7649014097158449E-2,1.0463208129036905E-4,8.1479327999999952E-3,9.0371297492660652E-2,18668.924766818531,30272.539029134936,1955.4499999999784,107.03439012228937,5733.6860000000052,7732.0843281360967,17649.014097158448,104.63208129036904,8147.932799999995,90371.29749266064]
[2004,12,23,7,2.2499605242636993E-2,3.462159127391249E-2,1.9554499999999784E-3,1.0703439012228936E-4,5.5335896000000048E-3,8.3304202535070138E-3,1.7853959632780882E-2,1.0463208129036905E-4,7.8794015999999953E-3,9.8885684074250024E-2,22499.605242636993,34621.591273912491,1955.4499999999784,107.03439012228937,5533.5896000000048,8330.4202535070144,17853.959632780883,104.63208129036904,7879.4015999999956,98885.684074250021]
[2004,12,23,8,2.8042058646496209E-2,4.082262713922976E-2,1.9554499999999784E-3,1.0703439012228936E-4,5.7364986000000059E-3,9.7786563147121419E-3,1.839802778989532E-2,1.0463208129036905E-4,7.6421990399999961E-3,0.11258718400174607,28042.058646496211,40822.627139229757,1955.4499999999784,107.03439012228937,5736.4986000000063,9778.6563147121415,18398.027789895321,104.63208129036904,7642.1990399999959,112587.18400174608]
[2004,12,23,9,3.0455517262735574E-2,4.4652908326842836E-2,9.7772999999998916E-4,5.3517468743392045E-5,6.1648174000000066E-3,1.1599784179606323E-2,1.8619047272019081E-2,9.8229641935253215E-5,8.0096889599999953E-3,0.12063124051188245,30455.517262735575,44652.908326842837,977.72999999998922,53.517468743392044,6164.8174000000063,11599.784179606322,18619.047272019081,98.229641935253213,8009.6889599999949,120631.24051188245]
[2004,12,23,10,2.8964140641774962E-2,4.7537634841941317E-2,0,0,5.9884272000000063E-3,1.4215296134777532E-2,1.8561744258801215E-2,9.1827137096774526E-5,8.0484767999999957E-3,0.12340754701439183,{"$f":"E8580*1000000","v":28964.140641774964},{"$f":"F8580*1000000","v":47537.634841941319},{"$f":"G8580*1000000","v":0},{"$f":"H8580*1000000","v":0},{"$f":"I8580*1000000","v":5988.4272000000065},{"$f":"J8580*1000000","v":14215.296134777531},{"$f":"K8580*1000000","v":18561.744258801216},{"$f":"L8580*1000000","v":91.827137096774521},{"$f":"M8580*1000000","v":8048.4767999999958},{"$f":"SUM(O8580:W8580)","v":123407.54701439179}]
[2004,12,23,11,2.9235740537309426E-2,5.0067826688843679E-2,0,0,5.9695426000000067E-3,1.4808817748483083E-2,1.8947857063492668E-2,9.1827137096774526E-5,8.0136671999999944E-3,0.12713527897522564,29235.740537309426,50067.826688843677,0,0,5969.542600000007,14808.817748483083,18947.857063492669,91.827137096774521,8013.6671999999944,127135.27897522562]
[2004,12,23,12,3.0507497158117514E-2,4.8805490860642606E-2,0,0,6.0358396000000048E-3,1.4625216981471272E-2,1.8271969696618623E-2,9.1827137096774526E-5,7.9132166399999947E-3,0.12625105807394679,30507.497158117512,48805.490860642603,0,0,6035.8396000000048,14625.216981471272,18271.969696618624,91.827137096774521,7913.2166399999951,126251.05807394678]
[2004,12,23,13,3.0815879212764241E-2,4.8342959478548976E-2,0,0,5.8747178000000053E-3,1.4799949705427314E-2,1.8791586170557723E-2,9.1827137096774526E-5,8.0609087999999954E-3,0.12677782830439502,30815.879212764241,48342.959478548975,0,0,5874.7178000000049,14799.949705427314,18791.586170557723,91.827137096774521,8060.9087999999956,126777.82830439501]
[2004,12,23,14,2.9241809006192412E-2,5.0254626350570687E-2,0,0,5.6215838000000058E-3,1.5449449893569452E-2,1.7597522670536804E-2,9.1827137096774526E-5,8.0345529599999948E-3,0.12629137181796612,29241.809006192412,50254.626350570688,0,0,5621.5838000000058,15449.449893569452,17597.522670536804,91.827137096774521,8034.5529599999945,126291.37181796615]
[2004,12,23,15,3.0062137928705324E-2,4.9291878807015591E-2,0,0,5.5524742000000061E-3,1.527045521080163E-2,1.6264359867266848E-2,9.1827137096774526E-5,7.7908857599999952E-3,0.12432401891088617,30062.137928705324,49291.878807015593,0,0,5552.474200000006,15270.455210801631,16264.359867266847,91.827137096774521,7790.8857599999956,124324.01891088617]
[2004,12,23,16,3.1213341127254109E-2,4.7833194416422628E-2,0,0,5.3688516000000054E-3,1.5441541134833299E-2,1.5129695008959098E-2,9.1827137096774526E-5,7.915205759999995E-3,0.12299365618456592,31213.341127254109,47833.19441642263,0,0,5368.8516000000054,15441.541134833298,15129.695008959097,91.827137096774521,7915.2057599999953,122993.65618456592]
[2004,12,23,17,3.4707347443158135E-2,4.7602160428953655E-2,0,0,5.2892952000000047E-3,1.4536792718010462E-2,1.5372159661066771E-2,9.1827137096774526E-5,7.7376767999999957E-3,0.1253372593882858,34707.347443158134,47602.160428953655,0,0,5289.295200000005,14536.792718010462,15372.159661066771,91.827137096774521,7737.6767999999956,125337.25938828581]
[2004,12,23,18,4.0772351588676481E-2,4.7149988173282226E-2,0,0,5.2286234000000053E-3,1.4908451201582332E-2,1.4843012204145703E-2,9.1827137096774526E-5,7.8714451199999955E-3,0.13086569882478352,40772.35158867648,47149.988173282225,0,0,5228.6234000000049,14908.451201582333,14843.012204145703,91.827137096774521,7871.4451199999958,130865.69882478351]
[2004,12,23,19,4.3352788596808432E-2,4.4977659001105237E-2,4.8886999999999466E-4,2.6759008053943393E-5,5.1333968000000056E-3,1.4088627065691176E-2,1.3647973191297839E-2,9.5028422257695307E-5,7.8774124799999949E-3,0.12968851456521432,43352.78859680843,44977.659001105239,488.86999999999466,26.759008053943393,5133.3968000000059,14088.627065691177,13647.973191297839,95.028422257695311,7877.4124799999945,129688.51456521431]
[2004,12,23,20,4.2537866549844233E-2,4.2719450777040126E-2,1.9554499999999784E-3,1.0703439012228936E-4,5.1916578000000052E-3,1.3051986124453142E-2,1.2621023952441334E-2,1.0463208129036905E-4,8.1877151999999939E-3,0.12647681687519147,42537.866549844235,42719.450777040125,1955.4499999999784,107.03439012228937,5191.6578000000054,13051.986124453142,12621.023952441334,104.63208129036904,8187.7151999999942,126476.81687519148]
[2004,12,23,21,3.9859544796753632E-2,4.1839093088559223E-2,1.9554499999999784E-3,1.0703439012228936E-4,5.3033582000000063E-3,1.2106974421597243E-2,1.2094091382797425E-2,1.0463208129036905E-4,8.2205356799999966E-3,0.12159071404112018,39859.544796753631,41839.093088559224,1955.4499999999784,107.03439012228937,5303.358200000006,12106.974421597242,12094.091382797425,104.63208129036904,8220.5356799999972,121590.71404112018]
[2004,12,23,22,3.6361217549045206E-2,4.0269332588541394E-2,1.9554499999999784E-3,1.0703439012228936E-4,5.3242518000000058E-3,1.110938127969251E-2,1.116475718699822E-2,1.0463208129036905E-4,8.1772723199999946E-3,0.11457332919568998,36361.217549045206,40269.332588541394,1955.4499999999784,107.03439012228937,5324.2518000000055,11109.38127969251,11164.75718699822,104.63208129036904,8177.2723199999946,114573.32919568998]
[2004,12,23,23,3.2552661417328689E-2,3.5820882709491624E-2,1.9554499999999784E-3,1.0703439012228936E-4,5.2708124000000059E-3,9.5356620277810538E-3,1.0070108149996284E-2,1.0463208129036905E-4,8.198655359999996E-3,0.1036158985360103,32552.661417328691,35820.882709491627,1955.4499999999784,107.03439012228937,5270.8124000000062,9535.6620277810543,10070.108149996284,104.63208129036904,8198.6553599999952,103615.89853601031]
[2004,12,23,24,2.4207317656385962E-2,3.310067786797484E-2,1.9554499999999784E-3,1.0703439012228936E-4,5.2784466000000045E-3,7.9500419287968343E-3,9.6566161181389411E-3,1.0463208129036905E-4,8.2449023999999951E-3,9.0605119042709209E-2,24207.317656385963,33100.677867974839,1955.4499999999784,107.03439012228937,5278.4466000000048,7950.0419287968343,9656.6161181389416,104.63208129036904,8244.9023999999954,90605.119042709208]
[2004,12,24,1,1.7108887713509876E-2,2.615044343220603E-2,1.9554499999999784E-3,1.0703439012228936E-4,5.3294752000000055E-3,3.0981528098496859E-3,9.2644894260031554E-3,1.0463208129036905E-4,8.2394323199999949E-3,7.1357997372981374E-2,17108.887713509877,26150.44343220603,1955.4499999999784,107.03439012228937,5329.4752000000053,3098.152809849686,9264.489426003156,104.63208129036904,8239.4323199999944,71357.997372981394]
[2004,12,24,2,1.5264351046798543E-2,2.5777778514255393E-2,1.9554499999999784E-3,1.0703439012228936E-4,5.2607674000000049E-3,3.2664200904917282E-3,9.1461164138031785E-3,1.0463208129036905E-4,8.2389350399999957E-3,6.9121484976761474E-2,15264.351046798543,25777.778514255391,1955.4499999999784,107.03439012228937,5260.7674000000052,3266.4200904917284,9146.1164138031781,104.63208129036904,8238.9350399999948,69121.48497676148]
[2004,12,24,3,1.4603922903566107E-2,2.4892762819999061E-2,1.9554499999999784E-3,1.0703439012228936E-4,5.2483116000000048E-3,3.720625753625262E-3,8.9850415290788251E-3,1.0463208129036905E-4,7.5303110399999951E-3,6.7148092117681898E-2,14603.922903566108,24892.762819999061,1955.4499999999784,107.03439012228937,5248.3116000000045,3720.625753625262,8985.0415290788242,104.63208129036904,7530.311039999995,67148.092117681881]
[2004,12,24,4,1.4890800761922998E-2,2.4428173245299389E-2,1.9554499999999784E-3,1.0703439012228936E-4,5.1076816000000047E-3,4.0534993714403814E-3,8.9833437935576427E-3,1.0463208129036905E-4,6.588462719999996E-3,6.621907796363305E-2,14890.800761922997,24428.173245299389,1955.4499999999784,107.03439012228937,5107.6816000000044,4053.4993714403813,8983.3437935576421,104.63208129036904,6588.4627199999959,66219.077963633055]
[2004,12,24,5,1.5024851370164873E-2,2.5277879390230129E-2,1.9554499999999784E-3,1.0703439012228936E-4,3.3992280000000037E-3,5.0559439637281869E-3,9.0636355478926605E-3,1.0463208129036905E-4,6.5481830399999955E-3,6.653683778342849E-2,15024.851370164874,25277.87939023013,1955.4499999999784,107.03439012228937,3399.2280000000037,5055.9439637281866,9063.6355478926598,104.63208129036904,6548.1830399999953,66536.837783428477]
[2004,12,24,6,1.5998159116381503E-2,2.6597411558341361E-2,1.9554499999999784E-3,1.0703439012228936E-4,3.1898902000000035E-3,4.8927755263009423E-3,8.8385230030825039E-3,1.0463208129036905E-4,6.5551449599999959E-3,6.8239020835518943E-2,15998.159116381503,26597.411558341362,1955.4499999999784,107.03439012228937,3189.8902000000035,4892.7755263009421,8838.5230030825041,104.63208129036904,6555.144959999996,68239.020835518939]
[2004,12,24,7,1.9015837781852719E-2,2.9266635876225307E-2,1.9554499999999784E-3,1.0703439012228936E-4,2.9267112000000033E-3,5.0480378393630704E-3,8.6180299171336287E-3,1.0463208129036905E-4,6.6108403199999968E-3,7.3653209405987352E-2,19015.837781852719,29266.635876225308,1955.4499999999784,107.03439012228937,2926.7112000000034,5048.0378393630708,8618.0299171336283,104.63208129036904,6610.8403199999966,73653.209405987363]
[2004,12,24,8,2.1585499240447448E-2,3.3385376346112126E-2,1.9554499999999784E-3,1.0703439012228936E-4,2.8949690000000033E-3,5.4027842267431415E-3,8.2892338578821872E-3,1.0463208129036905E-4,6.6904051199999969E-3,8.0415384262597533E-2,21585.499240447447,33385.376346112127,1955.4499999999784,107.03439012228937,2894.9690000000032,5402.7842267431415,8289.2338578821873,104.63208129036904,6690.4051199999967,80415.384262597538]
[2004,12,24,9,2.4070383830177431E-2,3.6098099003584204E-2,9.7772999999998916E-4,5.3517468743392045E-5,2.873673600000003E-3,4.8235122206292122E-3,7.9531453197776887E-3,9.8229641935253215E-5,6.667032959999996E-3,8.3615324044847172E-2,24070.38383017743,36098.099003584204,977.72999999998922,53.517468743392044,2873.6736000000028,4823.5122206292126,7953.1453197776891,98.229641935253213,6667.0329599999959,83615.324044847162]
[2004,12,24,10,2.6732806807483939E-2,3.7836288500984E-2,0,0,2.8660394000000031E-3,6.1731985283803642E-3,7.8670097037950235E-3,9.1827137096774526E-5,6.3855724799999954E-3,8.7952742557740091E-2,26732.806807483939,37836.288500984003,0,0,2866.0394000000033,6173.1985283803642,7867.0097037950236,91.827137096774521,6385.5724799999953,87952.742557740101]
[2004,12,24,11,2.8281135504299799E-2,3.9016799385820936E-2,0,0,2.7884920000000031E-3,6.9562309619516311E-3,7.8043244042192757E-3,9.1827137096774526E-5,6.4243603199999966E-3,9.1363169713388426E-2,28281.1355042998,39016.799385820937,0,0,2788.4920000000029,6956.2309619516309,7804.3244042192755,91.827137096774521,6424.360319999997,91363.169713388415]
[2004,12,24,12,2.9778607811025183E-2,4.0167010326991631E-2,0,0,2.7418832000000028E-3,7.8685424469931552E-3,7.6460791818488963E-3,9.1827137096774526E-5,6.3582220799999955E-3,9.4652172183955635E-2,29778.607811025184,40167.010326991629,0,0,2741.8832000000029,7868.542446993155,7646.079181848896,91.827137096774521,6358.2220799999959,94652.172183955627]
[2004,12,24,13,2.9206390236068559E-2,3.9744842144708761E-2,0,0,2.4493728000000029E-3,8.2298381668088321E-3,7.5242328939292757E-3,9.1827137096774526E-5,6.1548345599999965E-3,9.3401337938612217E-2,29206.390236068561,39744.84214470876,0,0,2449.3728000000028,8229.8381668088314,7524.2328939292756,91.827137096774521,6154.8345599999966,93401.337938612196]
[2004,12,24,14,2.9039635501474797E-2,3.8687928560566243E-2,0,0,2.3203950000000024E-3,7.1184145798776129E-3,7.4123488982251809E-3,9.1827137096774526E-5,5.9862566399999963E-3,9.0656806317240615E-2,29039.635501474797,38687.928560566244,0,0,2320.3950000000023,7118.4145798776126,7412.3488982251811,91.827137096774521,5986.256639999996,90656.806317240611]
[2004,12,24,15,2.9338324843970694E-2,3.9283776501360626E-2,0,0,2.1484246000000018E-3,9.3049234847162373E-3,7.4482514140093176E-3,9.1827137096774526E-5,2.5271769599999987E-3,9.0142704941153659E-2,29338.324843970695,39283.776501360626,0,0,2148.4246000000016,9304.923484716237,7448.2514140093181,91.827137096774521,2527.1769599999989,90142.704941153643]
[2004,12,24,16,3.0095571647152375E-2,3.917334962035797E-2,0,0,2.1452102000000021E-3,9.2617016309450659E-3,7.3168479706241067E-3,9.1827137096774526E-5,7.0414847999999953E-4,8.8788656686176304E-2,30095.571647152374,39173.349620357971,0,0,2145.2102000000023,9261.7016309450664,7316.8479706241069,91.827137096774521,704.14847999999949,88788.656686176299]
[2004,12,24,17,3.4291616280200651E-2,3.847183041493394E-2,0,0,2.1544516000000023E-3,9.3585896978350333E-3,7.314508442736233E-3,9.1827137096774526E-5,7.712812799999996E-4,9.2454104852802643E-2,34291.616280200651,38471.830414933938,0,0,2154.4516000000021,9358.5896978350338,7314.5084427362326,91.827137096774521,771.28127999999958,92454.104852802629]
[2004,12,24,18,3.9862573275330097E-2,3.8937422019748598E-2,0,0,2.1383796000000025E-3,1.0920815739399462E-2,7.3505960052712514E-3,9.1827137096774526E-5,9.7118783999999955E-4,0.10027280161684619,39862.573275330098,38937.422019748599,0,0,2138.3796000000025,10920.815739399462,7350.5960052712517,91.827137096774521,971.1878399999996,100272.80161684618]
[2004,12,24,19,4.1845067395140115E-2,3.7352510711446921E-2,4.8886999999999466E-4,2.6759008053943393E-5,2.2026676000000021E-3,8.9591608521660832E-3,7.3602668337325533E-3,9.5028422257695307E-5,1.0134566399999994E-3,9.9343787462797303E-2,41845.067395140111,37352.510711446921,488.86999999999466,26.759008053943393,2202.667600000002,8959.1608521660837,7360.2668337325531,95.028422257695311,1013.4566399999994,99343.787462797292]
[2004,12,24,20,3.9041627218624919E-2,3.6812056493204431E-2,1.9554499999999784E-3,1.0703439012228936E-4,2.2099000000000025E-3,8.8554497891745985E-3,7.379411148903706E-3,1.0463208129036905E-4,1.0040083199999994E-3,9.7469569441320306E-2,39041.627218624919,36812.056493204429,1955.4499999999784,107.03439012228937,2209.9000000000024,8855.4497891745978,7379.4111489037059,104.63208129036904,1004.0083199999993,97469.569441320302]
[2004,12,24,21,3.6776613028634712E-2,3.6587225695099743E-2,1.9554499999999784E-3,1.0703439012228936E-4,1.942301200000002E-3,1.0325308264935766E-2,7.3539150644356174E-3,1.0463208129036905E-4,1.0318559999999992E-3,9.6184335724518469E-2,36776.613028634711,36587.22569509974,1955.4499999999784,107.03439012228937,1942.3012000000019,10325.308264935766,7353.9150644356178,104.63208129036904,1031.8559999999991,96184.335724518489]
[2004,12,24,22,3.5660980201009579E-2,3.4347632906153606E-2,1.9554499999999784E-3,1.0703439012228936E-4,1.913371600000002E-3,9.395174233053671E-3,7.3576989346591992E-3,1.0463208129036905E-4,1.0089811199999995E-3,9.18509554662887E-2,35660.980201009581,34347.632906153609,1955.4499999999784,107.03439012228937,1913.371600000002,9395.1742330536708,7357.698934659199,104.63208129036904,1008.9811199999995,91850.955466288709]
[2004,12,24,23,3.1955754913585925E-2,3.2590682003878185E-2,1.9554499999999784E-3,1.0703439012228936E-4,1.9181932000000021E-3,8.394178288584922E-3,7.3967487291007605E-3,1.0463208129036905E-4,1.0263859199999992E-3,8.544905952656244E-2,31955.754913585926,32590.682003878184,1955.4499999999784,107.03439012228937,1918.1932000000022,8394.1782885849225,7396.7487291007601,104.63208129036904,1026.3859199999993,85449.059526562443]
[2004,12,24,24,2.9212306257946966E-2,2.8563234517920866E-2,1.9554499999999784E-3,1.0703439012228936E-4,1.9254256000000021E-3,7.4631663569614841E-3,7.3431751452466163E-3,1.0463208129036905E-4,1.0328505599999994E-3,7.7707274909488561E-2,29212.306257946966,28563.234517920864,1955.4499999999784,107.03439012228937,1925.4256000000021,7463.1663569614839,7343.175145246616,104.63208129036904,1032.8505599999994,77707.27490948858]
[2004,12,25,1,2.7631734489903369E-2,3.2694632646646633E-2,1.9554499999999784E-3,1.0703439012228936E-4,1.9322562000000018E-3,1.3625862709886263E-2,7.3685691051656012E-3,1.0463208129036905E-4,1.0776057599999993E-3,8.6497777383014507E-2,27631.734489903371,32694.632646646634,1955.4499999999784,107.03439012228937,1932.2562000000019,13625.862709886263,7368.5691051656013,104.63208129036904,1077.6057599999992,86497.777383014516]
[2004,12,25,2,2.5743541811443678E-2,3.0674705978505679E-2,1.9554499999999784E-3,1.0703439012228936E-4,1.9370778000000022E-3,1.2903404777365575E-2,7.393954294832604E-3,1.0463208129036905E-4,1.1074425599999994E-3,8.1927243693560178E-2,25743.541811443676,30674.705978505681,1955.4499999999784,107.03439012228937,1937.0778000000021,12903.404777365575,7393.9542948326043,104.63208129036904,1107.4425599999995,81927.243693560158]
[2004,12,25,3,2.471467703903904E-2,2.9836652985390049E-2,1.9554499999999784E-3,1.0703439012228936E-4,1.949533600000002E-3,1.2953174166929201E-2,7.3492678160365687E-3,1.0463208129036905E-4,1.1188799999999994E-3,8.0089302078807503E-2,24714.677039039041,29836.65298539005,1955.4499999999784,107.03439012228937,1949.533600000002,12953.174166929201,7349.2678160365685,104.63208129036904,1118.8799999999994,80089.302078807508]
[2004,12,25,4,2.3995881802977698E-2,2.9375303337987484E-2,1.9554499999999784E-3,1.0703439012228936E-4,1.959176800000002E-3,1.2806353830589472E-2,7.4094449989286952E-3,1.0463208129036905E-4,1.0572172799999994E-3,7.8770494521895981E-2,23995.881802977699,29375.303337987483,1955.4499999999784,107.03439012228937,1959.176800000002,12806.353830589471,7409.444998928695,104.63208129036904,1057.2172799999994,78770.494521895991]
[2004,12,25,5,2.4386502203081153E-2,2.9136742422961697E-2,1.9554499999999784E-3,1.0703439012228936E-4,1.9507390000000017E-3,1.3032572424742274E-2,7.402240274467029E-3,1.0463208129036905E-4,1.0303641599999996E-3,7.9106276956664792E-2,24386.502203081152,29136.742422961695,1955.4499999999784,107.03439012228937,1950.7390000000016,13032.572424742273,7402.2402744670289,104.63208129036904,1030.3641599999996,79106.276956664777]
[2004,12,25,6,2.5489175832377534E-2,2.9506915760698808E-2,1.9554499999999784E-3,1.0703439012228936E-4,1.9551588000000018E-3,1.3365462678590404E-2,7.3189970634224485E-3,1.0463208129036905E-4,1.0552281599999992E-3,8.0858054766501833E-2,25489.175832377536,29506.915760698808,1955.4499999999784,107.03439012228937,1955.1588000000017,13365.462678590404,7318.9970634224483,104.63208129036904,1055.2281599999992,80858.054766501824]
[2004,12,25,7,2.6891359491924838E-2,3.1033944029643771E-2,1.9554499999999784E-3,1.0703439012228936E-4,1.9238184000000018E-3,1.3280100904332088E-2,7.3221336444807801E-3,1.0463208129036905E-4,1.0870540799999993E-3,8.370552702179411E-2,26891.359491924839,31033.944029643772,1955.4499999999784,107.03439012228937,1923.8184000000017,13280.100904332088,7322.1336444807803,104.63208129036904,1087.0540799999992,83705.527021794129]
[2004,12,25,8,3.0209209248435103E-2,3.3602901920210121E-2,1.9554499999999784E-3,1.0703439012228936E-4,1.9041302000000022E-3,1.2421882558863983E-2,7.372804516498307E-3,1.0463208129036905E-4,1.1944665599999992E-3,8.8872511475420163E-2,30209.209248435101,33602.901920210119,1955.4499999999784,107.03439012228937,1904.1302000000021,12421.882558863983,7372.8045164983068,104.63208129036904,1194.4665599999992,88872.511475420164]
[2004,12,25,9,3.2831461510346945E-2,3.5833795223338079E-2,9.7772999999998916E-4,5.3517468743392045E-5,1.893683400000002E-3,1.374477922268752E-2,7.3227947123519627E-3,9.8229641935253215E-5,1.0935187199999992E-3,9.3849509899403147E-2,32831.461510346948,35833.795223338078,977.72999999998922,53.517468743392044,1893.6834000000019,13744.779222687519,7322.7947123519625,98.229641935253213,1093.5187199999991,93849.509899403158]
[2004,12,25,10,3.531477216075786E-2,3.8072950030472619E-2,0,0,1.8354224000000023E-3,1.4948919136533297E-2,7.2580150583771248E-3,9.1827137096774526E-5,9.9754367999999928E-4,9.8519449603237705E-2,35314.772160757857,38072.950030472617,0,0,1835.4224000000022,14948.919136533297,7258.0150583771247,91.827137096774521,997.54367999999931,98519.449603237663]
[2004,12,25,11,3.6477849737673151E-2,3.8028361734024983E-2,0,0,1.823368400000002E-3,1.5043958968022256E-2,7.2258339108891871E-3,9.1827137096774526E-5,1.0388179199999994E-3,9.9730017807706364E-2,36477.849737673154,38028.361734024984,0,0,1823.3684000000019,15043.958968022256,7225.8339108891869,91.827137096774521,1038.8179199999995,99730.017807706347]
[2004,12,25,12,3.9031238837719348E-2,3.7587336393611129E-2,0,0,1.8089036000000019E-3,1.5823460883418631E-2,7.1601885974410563E-3,9.1827137096774526E-5,1.0104729599999993E-3,0.10251342840928694,39031.238837719349,37587.336393611127,0,0,1808.9036000000019,15823.460883418631,7160.1885974410561,91.827137096774521,1010.4729599999993,102513.42840928693]
[2004,12,25,13,3.9208863505820764E-2,3.5645510367880287E-2,0,0,1.7940370000000018E-3,1.4360919253515106E-2,7.0364590721066472E-3,9.1827137096774526E-5,9.1201151999999945E-4,9.9049627856419603E-2,39208.863505820766,35645.510367880284,0,0,1794.0370000000019,14360.919253515107,7036.459072106647,91.827137096774521,912.01151999999945,99049.627856419582]
[2004,12,25,14,3.6826681058800166E-2,3.5808137404067068E-2,0,0,1.7872064000000018E-3,1.4272452935478104E-2,7.1969429673451463E-3,9.1827137096774526E-5,8.7720191999999945E-4,9.686044982278727E-2,36826.681058800168,35808.137404067071,0,0,1787.2064000000018,14272.452935478104,7196.9429673451459,91.827137096774521,877.2019199999994,96860.449822787239]
[2004,12,25,15,3.5285308037644528E-2,3.5328965347353032E-2,0,0,1.7626966000000017E-3,1.4001162782283329E-2,7.2289141690763305E-3,9.1827137096774526E-5,9.7019327999999937E-4,9.4669067353454012E-2,35285.308037644529,35328.965347353034,0,0,1762.6966000000018,14001.162782283329,7228.9141690763308,91.827137096774521,970.19327999999939,94669.067353453982]
[2004,12,25,16,3.5418100658075262E-2,3.3840045925575254E-2,0,0,1.7554642000000018E-3,1.3585054265982142E-2,7.2228244385425548E-3,9.1827137096774526E-5,9.2444351999999949E-4,9.283776014527198E-2,35418.100658075266,33840.045925575258,0,0,1755.4642000000017,13585.054265982142,7222.8244385425551,91.827137096774521,924.44351999999947,92837.760145271983]
[2004,12,25,17,3.9429720851201833E-2,3.367159385994823E-2,0,0,1.7655092000000018E-3,1.2897587250071193E-2,7.2730878597109441E-3,9.1827137096774526E-5,9.1598975999999954E-4,9.6045315918028965E-2,39429.720851201833,33671.593859948232,0,0,1765.5092000000018,12897.587250071194,7273.087859710944,91.827137096774521,915.98975999999959,96045.31591802898]
[2004,12,25,18,4.4411816522496921E-2,3.3666844113001693E-2,0,0,1.7707326000000018E-3,1.3473191220115224E-2,7.3207273365973585E-3,9.1827137096774526E-5,1.0139539199999995E-3,0.101749092849308,44411.81652249692,33666.844113001694,0,0,1770.7326000000019,13473.191220115224,7320.7273365973588,91.827137096774521,1013.9539199999995,101749.09284930797]
[2004,12,25,19,4.6010885508634462E-2,3.3670348087827283E-2,4.8886999999999466E-4,2.6759008053943393E-5,1.8101090000000018E-3,1.2995553869290697E-2,7.2818059446159286E-3,9.5028422257695307E-5,9.8013887999999949E-4,0.10335949872068001,46010.885508634463,33670.348087827282,488.86999999999466,26.759008053943393,1810.1090000000017,12995.553869290698,7281.8059446159286,95.028422257695311,980.13887999999952,103359.49872067999]
[2004,12,25,20,4.4494322440383656E-2,3.171226397781856E-2,1.9554499999999784E-3,1.0703439012228936E-4,1.8221630000000019E-3,1.2359134295142024E-2,7.2574031217139488E-3,1.0463208129036905E-4,9.448319999999994E-4,0.10075723530647084,44494.322440383658,31712.263977818558,1955.4499999999784,107.03439012228937,1822.1630000000018,12359.134295142025,7257.4031217139491,104.63208129036904,944.83199999999943,100757.23530647084]
[2004,12,25,21,4.0981116788530739E-2,3.2178626537433433E-2,1.9554499999999784E-3,1.0703439012228936E-4,1.8293954000000016E-3,1.2355784763068763E-2,7.2567068840560262E-3,1.0463208129036905E-4,9.6870143999999952E-4,9.7737448284501607E-2,40981.116788530737,32178.626537433433,1955.4499999999784,107.03439012228937,1829.3954000000017,12355.784763068763,7256.706884056026,104.63208129036904,968.70143999999948,97737.448284501617]
[2004,12,25,22,3.8782008071055668E-2,3.1519387402739886E-2,1.9554499999999784E-3,1.0703439012228936E-4,1.8197522000000016E-3,1.2783159243880416E-2,7.3044263242502423E-3,1.0463208129036905E-4,9.691987199999994E-4,9.5345048433338839E-2,38782.008071055665,31519.387402739885,1955.4499999999784,107.03439012228937,1819.7522000000015,12783.159243880416,7304.426324250242,104.63208129036904,969.19871999999941,95345.048433338874]
[2004,12,25,23,3.6508677652507954E-2,2.9978524617116361E-2,1.9554499999999784E-3,1.0703439012228936E-4,1.8245738000000017E-3,1.2485209998234813E-2,7.2741151038526134E-3,1.0463208129036905E-4,8.786937599999994E-4,9.111691140312439E-2,36508.677652507955,29978.52461711636,1955.4499999999784,107.03439012228937,1824.5738000000017,12485.209998234814,7274.1151038526132,104.63208129036904,878.69375999999943,91116.911403124381]
[2004,12,25,24,3.1316136460545409E-2,2.9179485385583813E-2,1.9554499999999784E-3,1.0703439012228936E-4,1.8173414000000017E-3,1.2300502156159111E-2,7.3953055587163176E-3,1.0463208129036905E-4,9.1250879999999943E-4,8.508839623241729E-2,31316.136460545407,29179.485385583812,1955.4499999999784,107.03439012228937,1817.3414000000018,12300.502156159111,7395.3055587163171,104.63208129036904,912.50879999999938,85088.396232417275]
[2004,12,26,1,2.6718563139091097E-2,2.8918483229305719E-2,1.9554499999999784E-3,1.0703439012228936E-4,1.8145288000000017E-3,1.323163775643478E-2,7.375563976739264E-3,1.0463208129036905E-4,9.3538367999999948E-4,8.1161277052983496E-2,26718.563139091097,28918.483229305719,1955.4499999999784,107.03439012228937,1814.5288000000016,13231.63775643478,7375.563976739264,104.63208129036904,935.38367999999946,81161.277052983482]
[2004,12,26,2,2.491185753166061E-2,2.7933365119386589E-2,1.9554499999999784E-3,1.0703439012228936E-4,1.836627800000002E-3,1.3036145965023343E-2,7.2939607747518629E-3,1.0463208129036905E-4,8.7123455999999942E-4,7.8050308222235049E-2,{"$f":"E8644*1000000","v":24911.857531660611},{"$f":"F8644*1000000","v":27933.365119386588},{"$f":"G8644*1000000","v":1955.4499999999784},{"$f":"H8644*1000000","v":107.03439012228937},{"$f":"I8644*1000000","v":1836.627800000002},{"$f":"J8644*1000000","v":13036.145965023343},{"$f":"K8644*1000000","v":7293.960774751863},{"$f":"L8644*1000000","v":104.63208129036904},{"$f":"M8644*1000000","v":871.23455999999942},{"$f":"SUM(O8644:W8644)","v":78050.308222235035}]
[2004,12,26,3,2.3548389170602767E-2,2.7756061288600267E-2,1.9554499999999784E-3,1.0703439012228936E-4,1.8438602000000019E-3,1.2427877904431813E-2,7.3121137940594079E-3,1.0463208129036905E-4,1.0209158399999993E-3,7.607633466910689E-2,23548.389170602768,27756.061288600267,1955.4499999999784,107.03439012228937,1843.8602000000019,12427.877904431813,7312.1137940594081,104.63208129036904,1020.9158399999993,76076.334669106887]
[2004,12,26,4,2.3334681179015365E-2,2.7287926836876867E-2,1.9554499999999784E-3,1.0703439012228936E-4,1.8631466000000019E-3,1.2236210531127757E-2,7.3334134351560384E-3,1.0463208129036905E-4,9.8859263999999934E-4,7.5211087693588655E-2,23334.681179015366,27287.926836876868,1955.4499999999784,107.03439012228937,1863.1466000000019,12236.210531127757,7333.4134351560388,104.63208129036904,988.59263999999939,75211.087693588663]
[2004,12,26,5,2.291856862387253E-2,2.7720754239863973E-2,1.9554499999999784E-3,1.0703439012228936E-4,1.8486818000000018E-3,1.2546459344412394E-2,7.3712018606398146E-3,1.0463208129036905E-4,9.448319999999994E-4,7.5517614340201336E-2,22918.568623872532,27720.754239863974,1955.4499999999784,107.03439012228937,1848.6818000000019,12546.459344412393,7371.2018606398142,104.63208129036904,944.83199999999943,75517.614340201355]
[2004,12,26,6,2.423903364173818E-2,2.7750412988297023E-2,1.9554499999999784E-3,1.0703439012228936E-4,1.8535034000000019E-3,1.2509874872522805E-2,7.2782973380156827E-3,1.0463208129036905E-4,9.4334015999999934E-4,7.6741578871986335E-2,24239.03364173818,27750.412988297023,1955.4499999999784,107.03439012228937,1853.5034000000019,12509.874872522805,7278.2973380156827,104.63208129036904,943.34015999999929,76741.578871986319]
[2004,12,26,7,2.6096933658028378E-2,2.8574916616024734E-2,1.9554499999999784E-3,1.0703439012228936E-4,1.8482800000000016E-3,1.2164975767256505E-2,7.3470692260680266E-3,1.0463208129036905E-4,9.5975039999999948E-4,7.915904213879027E-2,26096.933658028378,28574.916616024733,1955.4499999999784,107.03439012228937,1848.2800000000016,12164.975767256505,7347.0692260680262,104.63208129036904,959.75039999999944,79159.042138790275]
[2004,12,26,8,2.8092913976773905E-2,3.0012628093771459E-2,1.9554499999999784E-3,1.0703439012228936E-4,1.8579232000000018E-3,1.2119758354440999E-2,7.3713385817519936E-3,1.0463208129036905E-4,1.0005273599999994E-3,8.2622206038151E-2,28092.913976773907,30012.628093771458,1955.4499999999784,107.03439012228937,1857.9232000000018,12119.758354440999,7371.3385817519938,104.63208129036904,1000.5273599999994,82622.20603815098]
[2004,12,26,9,3.2383981130930849E-2,3.0401199236058395E-2,9.7772999999998916E-4,5.3517468743392045E-5,1.8547088000000021E-3,1.1960589154820761E-2,7.216070397658746E-3,9.8229641935253215E-5,1.0393151999999993E-3,8.5985341030147378E-2,32383.98113093085,30401.199236058394,977.72999999998922,53.517468743392044,1854.7088000000022,11960.589154820762,7216.0703976587456,98.229641935253213,1039.3151999999993,85985.341030147363]
[2004,12,26,10,3.5450326442056722E-2,3.1907264320119935E-2,0,0,1.8322080000000021E-3,1.2447060027670214E-2,7.2010719162402754E-3,9.1827137096774526E-5,9.6223679999999951E-4,8.9891994643183926E-2,35450.326442056721,31907.264320119935,0,0,1832.2080000000021,12447.060027670215,7201.0719162402756,91.827137096774521,962.23679999999956,89891.99464318392]
[2004,12,26,11,3.5011928044129927E-2,3.3252520224488366E-2,0,0,1.8876564000000016E-3,1.3298246653769455E-2,7.2407263137836556E-3,9.1827137096774526E-5,1.0656710399999992E-3,9.1848575813268191E-2,35011.928044129927,33252.520224488369,0,0,1887.6564000000017,13298.246653769454,7240.7263137836553,91.827137096774521,1065.6710399999993,91848.57581326818]
[2004,12,26,12,3.6435150708949073E-2,3.4161838738426681E-2,0,0,1.8872546000000023E-3,1.4305585921211974E-2,7.1557204653848886E-3,9.1827137096774526E-5,1.0308614399999992E-3,9.5068239011069394E-2,36435.15070894907,34161.838738426683,0,0,1887.2546000000023,14305.585921211974,7155.7204653848885,91.827137096774521,1030.8614399999992,95068.239011069381]
[2004,12,26,13,3.679246987688347E-2,3.4309312829036487E-2,0,0,1.8703790000000019E-3,1.4511031426883522E-2,7.0359853713713952E-3,9.1827137096774526E-5,1.1094316799999991E-3,9.5720437321271667E-2,36792.469876883471,34309.312829036484,0,0,1870.379000000002,14511.031426883523,7035.9853713713956,91.827137096774521,1109.4316799999992,95720.437321271645]
[2004,12,26,14,3.5794998179433747E-2,3.4181409473225614E-2,0,0,1.8535034000000019E-3,1.4682098605168508E-2,7.010854140902174E-3,9.1827137096774526E-5,1.0383206399999991E-3,9.4653011575826812E-2,35794.998179433744,34181.409473225613,0,0,1853.5034000000019,14682.098605168509,7010.8541409021736,91.827137096774521,1038.320639999999,94653.011575826808]
[2004,12,26,15,3.5287375514260595E-2,3.400523135259248E-2,0,0,1.8852456000000022E-3,1.3934781406712815E-2,7.0997225219785812E-3,9.1827137096774526E-5,1.1770617599999992E-3,9.3481245292641235E-2,35287.375514260595,34005.231352592476,0,0,1885.2456000000022,13934.781406712815,7099.7225219785814,91.827137096774521,1177.0617599999991,93481.245292641252]
[2004,12,26,16,3.7259623610217667E-2,3.3119294534737782E-2,0,0,1.9193986000000018E-3,1.3494585456495999E-2,7.0763971569516903E-3,9.1827137096774526E-5,1.1288255999999993E-3,9.4089952095499904E-2,37259.62361021767,33119.294534737783,0,0,1919.3986000000018,13494.585456495999,7076.3971569516907,91.827137096774521,1128.8255999999992,94089.952095499902]
[2004,12,26,17,3.9880179896840673E-2,3.4242904898893256E-2,0,0,1.907344600000002E-3,1.4145919664079109E-2,7.1126383235656527E-3,9.1827137096774526E-5,1.1636351999999991E-3,9.8544449720475463E-2,39880.179896840673,34242.904898893255,0,0,1907.3446000000019,14145.919664079109,7112.6383235656531,91.827137096774521,1163.635199999999,98544.449720475459]
[2004,12,26,18,4.5996381784773617E-2,3.3613938965254671E-2,0,0,2.0134198000000018E-3,1.3168187855778781E-2,7.0456007848881614E-3,9.1827137096774526E-5,1.1347929599999993E-3,0.10306414928779202,45996.381784773614,33613.938965254674,0,0,2013.4198000000017,13168.18785577878,7045.6007848881618,91.827137096774521,1134.7929599999993,103064.14928779201]
[2004,12,26,19,4.8365579849429595E-2,3.3140503388896049E-2,4.8886999999999466E-4,2.6759008053943393E-5,2.2436512000000028E-3,1.3735223239343553E-2,7.1294707626454578E-3,9.5028422257695307E-5,1.0935187199999992E-3,0.10631860459062629,48365.579849429596,33140.503388896046,488.86999999999466,26.759008053943393,2243.651200000003,13735.223239343553,7129.4707626454574,95.028422257695311,1093.5187199999991,106318.60459062627]
[2004,12,26,20,4.5093325916882483E-2,3.3277077742758773E-2,1.9554499999999784E-3,1.0703439012228936E-4,2.3726290000000024E-3,1.4426299505455991E-2,7.0307080120087257E-3,1.0463208129036905E-4,1.1079398399999993E-3,0.10547509648851862,45093.325916882481,33277.077742758775,1955.4499999999784,107.03439012228937,2372.6290000000022,14426.299505455991,7030.7080120087257,104.63208129036904,1107.9398399999993,105475.09648851861]
[2004,12,26,21,4.3262202460315036E-2,3.3639831115421667E-2,1.9554499999999784E-3,1.0703439012228936E-4,2.3794596000000028E-3,1.456778170698172E-2,7.2158384985760247E-3,1.0463208129036905E-4,1.1710943999999992E-3,0.10440332425270711,43262.202460315035,33639.831115421664,1955.4499999999784,107.03439012228937,2379.4596000000029,14567.781706981719,7215.8384985760249,104.63208129036904,1171.0943999999993,104403.3242527071]
[2004,12,26,22,4.2198638315043814E-2,3.257289367908893E-2,1.9554499999999784E-3,1.0703439012228936E-4,2.3384760000000021E-3,1.3461720369863582E-2,7.2129155326654676E-3,1.0463208129036905E-4,1.1601542399999993E-3,0.10111191460807445,42198.638315043812,32572.893679088931,1955.4499999999784,107.03439012228937,2338.4760000000019,13461.720369863582,7212.9155326654673,104.63208129036904,1160.1542399999994,101111.91460807445]
[2004,12,26,23,3.8753677542091462E-2,3.2031435634669182E-2,1.9554499999999784E-3,1.0703439012228936E-4,2.5397778000000024E-3,1.3024391659035293E-2,7.1566227227834213E-3,1.0463208129036905E-4,1.1974502399999991E-3,9.6870472069991997E-2,38753.677542091464,32031.435634669182,1955.4499999999784,107.03439012228937,2539.7778000000026,13024.391659035293,7156.6227227834215,104.63208129036904,1197.4502399999992,96870.472069992]
[2004,12,26,24,3.0854106753213706E-2,3.4393615558664825E-2,1.9554499999999784E-3,1.0703439012228936E-4,2.5735290000000028E-3,1.4701078236974223E-2,7.1445330234703062E-3,1.0463208129036905E-4,1.0885459199999994E-3,9.2922524963735709E-2,30854.106753213706,34393.615558664824,1955.4499999999784,107.03439012228937,2573.5290000000027,14701.078236974223,7144.533023470306,104.63208129036904,1088.5459199999993,92922.524963735719]
[2004,12,27,1,2.2387555767569994E-2,2.8274811589451547E-2,1.9554499999999784E-3,1.0703439012228936E-4,2.5108482000000027E-3,9.244565569636291E-3,7.1825393984409156E-3,1.0463208129036905E-4,1.1611487999999993E-3,7.2928585796511389E-2,22387.555767569993,28274.811589451547,1955.4499999999784,107.03439012228937,2510.8482000000026,9244.5655696362901,7182.5393984409156,104.63208129036904,1161.1487999999993,72928.585796511368]
[2004,12,27,2,2.0459411731494018E-2,2.8333918300530093E-2,1.9554499999999784E-3,1.0703439012228936E-4,2.5787524000000024E-3,8.8895313597313758E-3,7.1021944945383782E-3,1.0463208129036905E-4,1.1119180799999994E-3,7.0642842837706499E-2,20459.411731494019,28333.918300530095,1955.4499999999784,107.03439012228937,2578.7524000000026,8889.5313597313761,7102.1944945383784,104.63208129036904,1111.9180799999995,70642.842837706499]
[2004,12,27,3,1.9202194834925235E-2,2.7437145247947659E-2,1.9554499999999784E-3,1.0703439012228936E-4,2.5871902000000027E-3,8.9446632875484974E-3,7.1922038878527196E-3,1.0463208129036905E-4,1.0955078399999992E-3,6.862602176968674E-2,19202.194834925234,27437.145247947657,1955.4499999999784,107.03439012228937,2587.1902000000027,8944.6632875484975,7192.2038878527192,104.63208129036904,1095.5078399999991,68626.021769686762]
[2004,12,27,4,1.9683802490214453E-2,2.6728944557693663E-2,1.9554499999999784E-3,1.0703439012228936E-4,2.6289774000000021E-3,8.2168725914331317E-3,7.1269894990092135E-3,1.0463208129036905E-4,1.1238527999999992E-3,6.7676555809763103E-2,19683.802490214453,26728.944557693663,1955.4499999999784,107.03439012228937,2628.977400000002,8216.8725914331317,7126.9894990092134,104.63208129036904,1123.8527999999992,67676.555809763086]
[2004,12,27,5,1.931527545870914E-2,2.7129751976578544E-2,1.9554499999999784E-3,1.0703439012228936E-4,2.5566534000000026E-3,8.5443877872789804E-3,7.1767092546796583E-3,1.0463208129036905E-4,1.1114207999999993E-3,6.8001315148658953E-2,19315.27545870914,27129.751976578544,1955.4499999999784,107.03439012228937,2556.6534000000024,8544.3877872789799,7176.7092546796584,104.63208129036904,1111.4207999999994,68001.315148658963]
[2004,12,27,6,1.9987098167656404E-2,2.8481119433093408E-2,1.9554499999999784E-3,1.0703439012228936E-4,2.6185306000000028E-3,7.9729465674845505E-3,7.2316598180235218E-3,1.0463208129036905E-4,1.2824851199999992E-3,6.9740956177670524E-2,19987.098167656404,28481.119433093409,1955.4499999999784,107.03439012228937,2618.5306000000028,7972.9465674845505,7231.6598180235214,104.63208129036904,1282.4851199999991,69740.956177670523]
[2004,12,27,7,2.3341179588585483E-2,3.0986277516791328E-2,1.9554499999999784E-3,1.0703439012228936E-4,2.6100928000000029E-3,7.406199115245848E-3,7.4158220849710535E-3,1.0463208129036905E-4,1.3476287999999992E-3,7.5274316377006364E-2,23341.179588585481,30986.277516791328,1955.4499999999784,107.03439012228937,2610.0928000000031,7406.1991152458477,7415.8220849710533,104.63208129036904,1347.6287999999993,75274.316377006355]
[2004,12,27,8,2.7219799046859047E-2,3.4687788062498219E-2,1.9554499999999784E-3,1.0703439012228936E-4,2.7177752000000026E-3,6.4572237138858079E-3,7.7461278727133567E-3,1.0463208129036905E-4,1.1894937599999994E-3,8.2185324127369064E-2,27219.799046859047,34687.788062498221,1955.4499999999784,107.03439012228937,2717.7752000000028,6457.2237138858081,7746.1278727133567,104.63208129036904,1189.4937599999994,82185.324127369066]
[2004,12,27,9,2.9159654208666161E-2,3.7651301409705601E-2,9.7772999999998916E-4,5.3517468743392045E-5,3.0906456000000032E-3,5.8903061555953462E-3,7.5208537258555416E-3,9.8229641935253215E-5,1.0134566399999994E-3,8.5455694850501265E-2,29159.654208666161,37651.3014097056,977.72999999998922,53.517468743392044,3090.645600000003,5890.3061555953464,7520.8537258555416,98.229641935253213,1013.4566399999994,85455.694850501299]
[2004,12,27,10,2.817081900228471E-2,4.1175947484280009E-2,0,0,2.9733200000000033E-3,9.0404939173893313E-3,7.4590238793993888E-3,9.1827137096774526E-5,9.7715519999999937E-4,8.9888586620450225E-2,28170.819002284712,41175.947484280012,0,0,2973.3200000000033,9040.4939173893308,7459.0238793993885,91.827137096774521,977.15519999999935,89888.586620450224]
[2004,12,27,11,2.8333142636977265E-2,4.3430476305849675E-2,0,0,2.880906000000003E-3,1.0275168209553416E-2,7.2909187367382541E-3,9.1827137096774526E-5,1.0716383999999995E-3,9.3374077426215396E-2,28333.142636977263,43430.476305849676,0,0,2880.9060000000031,10275.168209553416,7290.9187367382538,91.827137096774521,1071.6383999999994,93374.077426215386]
[2004,12,27,12,2.9246970205637671E-2,4.501510396991857E-2,0,0,2.8821114000000029E-3,1.1239669021180529E-2,7.2890897859190108E-3,9.1827137096774526E-5,9.7069055999999946E-4,9.673546207975256E-2,29246.97020563767,45015.103969918571,0,0,2882.111400000003,11239.669021180529,7289.0897859190109,91.827137096774521,970.69055999999944,96735.462079752571]
[2004,12,27,13,3.0343339427243553E-2,4.3500114123952639E-2,0,0,2.6759880000000028E-3,1.0441741903876865E-2,7.3767102130745188E-3,9.1827137096774526E-5,1.0273804799999994E-3,9.5457101285244372E-2,30343.339427243554,43500.114123952641,0,0,2675.988000000003,10441.741903876866,7376.7102130745188,91.827137096774521,1027.3804799999994,95457.101285244353]
[2004,12,27,14,2.8387818067915439E-2,4.3580054961835681E-2,0,0,2.5779488000000025E-3,9.6899969077132529E-3,7.3299560130018933E-3,9.1827137096774526E-5,9.9455999999999937E-4,9.2652161887563061E-2,28387.818067915439,43580.054961835682,0,0,2577.9488000000024,9689.9969077132537,7329.9560130018936,91.827137096774521,994.55999999999938,92652.161887563037]
[2004,12,27,15,2.8422199049565805E-2,4.243052202069534E-2,0,0,2.5245094000000022E-3,1.0167318751998375E-2,7.4336530026429719E-3,9.1827137096774526E-5,1.0567199999999995E-3,9.2126749361999258E-2,28422.199049565806,42430.522020695338,0,0,2524.5094000000022,10167.318751998375,7433.6530026429718,91.827137096774521,1056.7199999999996,92126.74936199926]
[2004,12,27,16,2.9883229879774365E-2,4.113011385298055E-2,0,0,2.3734326000000023E-3,8.6453325145032529E-3,7.454328236243566E-3,9.1827137096774526E-5,1.1646297599999993E-3,9.074289398059851E-2,29883.229879774364,41130.113852980547,0,0,2373.4326000000024,8645.3325145032522,7454.3282362435657,91.827137096774521,1164.6297599999994,90742.893980598499]
[2004,12,27,17,3.4352188832958354E-2,4.0547039321603612E-2,0,0,2.5056248000000026E-3,8.5851701519515985E-3,7.3643727695341327E-3,9.1827137096774526E-5,1.0427961599999995E-3,9.4489019173144478E-2,34352.188832958353,40547.03932160361,0,0,2505.6248000000028,8585.1701519515991,7364.3727695341331,91.827137096774521,1042.7961599999994,94489.019173144479]
[2004,12,27,18,4.0957758585898556E-2,4.0948226652435409E-2,0,0,2.3674056000000023E-3,1.0122691029661103E-2,6.7989222235726636E-3,9.1827137096774526E-5,1.1929747199999991E-3,0.1024798059486645,40957.758585898555,40948.226652435405,0,0,2367.4056000000023,10122.691029661102,6798.9222235726638,91.827137096774521,1192.9747199999993,102479.80594866449]
[2004,12,27,19,4.0148543001847489E-2,4.0640098582749674E-2,4.8886999999999466E-4,2.6759008053943393E-5,2.4152198000000021E-3,9.6920451244687372E-3,6.7213997293633252E-3,9.5028422257695307E-5,1.3023763199999992E-3,0.10153033998874086,40148.543001847487,40640.098582749677,488.86999999999466,26.759008053943393,2415.2198000000021,9692.0451244687374,6721.3997293633256,95.028422257695311,1302.3763199999992,101530.33998874086]
[2004,12,27,20,4.0155374763865999E-2,3.8383215017043351E-2,1.9554499999999784E-3,1.0703439012228936E-4,2.4212468000000026E-3,8.5072688724481711E-3,6.7185521082094909E-3,1.0463208129036905E-4,1.2620966399999993E-3,9.9614870672979652E-2,40155.374763865999,38383.215017043352,1955.4499999999784,107.03439012228937,2421.2468000000026,8507.2688724481704,6718.5521082094911,104.63208129036904,1262.0966399999993,99614.870672979683]
[2004,12,27,21,3.8528516261956886E-2,3.782334685181965E-2,1.9554499999999784E-3,1.0703439012228936E-4,2.4176306000000024E-3,9.4188468042126286E-3,6.6345701462431836E-3,1.0463208129036905E-4,1.3113273599999994E-3,9.8301354495644991E-2,38528.516261956887,37823.346851819653,1955.4499999999784,107.03439012228937,2417.6306000000022,9418.8468042126278,6634.5701462431834,104.63208129036904,1311.3273599999993,98301.354495645021]
[2004,12,27,22,3.5710629122734726E-2,3.6529624703383098E-2,1.9554499999999784E-3,1.0703439012228936E-4,2.4280774000000026E-3,9.2191155105714479E-3,6.5793050290738056E-3,1.0463208129036905E-4,1.2387244799999992E-3,9.3872592717175712E-2,35710.629122734725,36529.624703383095,1955.4499999999784,107.03439012228937,2428.0774000000024,9219.1155105714479,6579.3050290738056,104.63208129036904,1238.7244799999992,93872.592717175721]
[2004,12,27,23,3.1406529779109051E-2,3.5280940475400112E-2,1.9554499999999784E-3,1.0703439012228936E-4,2.4264702000000023E-3,8.1537312154305753E-3,6.5787043953962916E-3,1.0463208129036905E-4,1.3163001599999992E-3,8.7329792696748676E-2,31406.529779109049,35280.940475400115,1955.4499999999784,107.03439012228937,2426.4702000000025,8153.7312154305755,6578.7043953962911,104.63208129036904,1316.3001599999991,87329.792696748656]
[2004,12,27,24,2.4711237082430091E-2,3.3545236464825663E-2,1.9554499999999784E-3,1.0703439012228936E-4,2.4377206000000028E-3,8.7040418972913099E-3,6.5334651149262096E-3,1.0463208129036905E-4,1.3187865599999992E-3,7.9417604190885907E-2,24711.237082430092,33545.236464825663,1955.4499999999784,107.03439012228937,2437.7206000000028,8704.0418972913103,6533.4651149262099,104.63208129036904,1318.7865599999993,79417.60419088589]
[2004,12,28,1,2.1640969982627326E-2,3.1461458223321449E-2,1.9554499999999784E-3,1.0703439012228936E-4,2.4381224000000028E-3,8.2757159990801601E-3,6.6945419238791624E-3,1.0463208129036905E-4,1.3182892799999991E-3,7.399621428032073E-2,21640.969982627324,31461.45822332145,1955.4499999999784,107.03439012228937,2438.1224000000029,8275.7159990801592,6694.5419238791628,104.63208129036904,1318.2892799999991,73996.214280320739]
[2004,12,28,2,1.9542902326383067E-2,3.0949107132556421E-2,1.9554499999999784E-3,1.0703439012228936E-4,2.4083892000000026E-3,8.2892936838134638E-3,7.0397045861567116E-3,1.0463208129036905E-4,1.2804959999999992E-3,7.1677009400322303E-2,19542.902326383068,30949.107132556419,1955.4499999999784,107.03439012228937,2408.3892000000028,8289.2936838134647,7039.7045861567112,104.63208129036904,1280.4959999999992,71677.009400322306]
[2004,12,28,3,1.8834992046370722E-2,2.96715648994395E-2,1.9554499999999784E-3,1.0703439012228936E-4,2.3963352000000021E-3,8.1420429940562353E-3,7.0878871945222457E-3,1.0463208129036905E-4,1.3307212799999993E-3,6.9630660085801335E-2,18834.99204637072,29671.564899439498,1955.4499999999784,107.03439012228937,2396.3352000000023,8142.0429940562353,7087.8871945222454,104.63208129036904,1330.7212799999993,69630.660085801341]
[2004,12,28,4,1.9496224458721352E-2,2.8581172923857093E-2,1.9554499999999784E-3,1.0703439012228936E-4,2.3911118000000025E-3,7.7506065733422436E-3,7.0120033761053866E-3,1.0463208129036905E-4,1.2690585599999993E-3,6.8667294163438711E-2,19496.224458721354,28581.172923857095,1955.4499999999784,107.03439012228937,2391.1118000000024,7750.6065733422438,7012.0033761053865,104.63208129036904,1269.0585599999993,68667.294163438724]
[2004,12,28,5,1.9581599280339097E-2,2.8558508251091162E-2,1.9554499999999784E-3,1.0703439012228936E-4,2.3830758000000021E-3,7.9284356947738055E-3,7.0965867507588772E-3,1.0463208129036905E-4,1.281490559999999E-3,6.8996812808375579E-2,19581.599280339098,28558.50825109116,1955.4499999999784,107.03439012228937,2383.0758000000023,7928.4356947738052,7096.5867507588773,104.63208129036904,1281.490559999999,68996.812808375587]
[2004,12,28,6,1.9883133036240948E-2,3.0267352309682506E-2,1.9554499999999784E-3,1.0703439012228936E-4,2.3878974000000022E-3,7.3986653054048416E-3,7.4001380043846078E-3,1.0463208129036905E-4,1.2576211199999993E-3,7.0761923647125538E-2,19883.13303624095,30267.352309682505,1955.4499999999784,107.03439012228937,2387.8974000000021,7398.665305404842,7400.1380043846075,104.63208129036904,1257.6211199999993,70761.923647125543]
[2004,12,28,7,2.3064712645303447E-2,3.271398625263857E-2,1.9554499999999784E-3,1.0703439012228936E-4,2.3830758000000021E-3,7.0990224201248524E-3,7.7036765217593168E-3,1.0463208129036905E-4,1.2446918399999993E-3,7.6376281951238828E-2,23064.712645303447,32713.98625263857,1955.4499999999784,107.03439012228937,2383.0758000000023,7099.022420124852,7703.6765217593165,104.63208129036904,1244.6918399999993,76376.281951238823]
[2004,12,28,8,2.6280368061443383E-2,3.6459012637522679E-2,1.9554499999999784E-3,1.0703439012228936E-4,2.3878974000000022E-3,5.7904151395363002E-3,8.2120904250483767E-3,1.0463208129036905E-4,2.0915596799999988E-3,8.3388459814963387E-2,26280.368061443383,36459.012637522683,1955.4499999999784,107.03439012228937,2387.8974000000021,5790.4151395363006,8212.0904250483763,104.63208129036904,2091.5596799999989,83388.459814963382]
[2004,12,28,9,2.7725359573225705E-2,3.9700933813229117E-2,9.7772999999998916E-4,5.3517468743392045E-5,2.5168752000000027E-3,5.5450533693456152E-3,8.4345611082623402E-3,9.8229641935253215E-5,1.6544505599999991E-3,8.6706710734741413E-2,27725.359573225705,39700.933813229116,977.72999999998922,53.517468743392044,2516.8752000000027,5545.0533693456155,8434.56110826234,98.229641935253213,1654.4505599999991,86706.710734741413]
[2004,12,28,10,2.6741528909115995E-2,4.2330810741586365E-2,0,0,2.5309382000000026E-3,8.117175343719675E-3,8.6790497782319159E-3,9.1827137096774526E-5,2.7131596799999987E-3,9.1204489789750723E-2,26741.528909115994,42330.810741586363,0,0,2530.9382000000028,8117.1753437196749,8679.0497782319162,91.827137096774521,2713.1596799999988,91204.489789750718]
[2004,12,28,11,2.692904552284961E-2,4.446854016196302E-2,0,0,2.4525872000000027E-3,9.3681060501676957E-3,8.4666179649957318E-3,9.1827137096774526E-5,2.9642860799999979E-3,9.4741010117072852E-2,26929.04552284961,44468.540161963021,0,0,2452.5872000000027,9368.1060501676966,8466.6179649957321,91.827137096774521,2964.286079999998,94741.010117072845]
[2004,12,28,12,2.8883152544026524E-2,4.5418149151413248E-2,0,0,2.3947280000000022E-3,9.9438054653477066E-3,8.469579695842968E-3,9.1827137096774526E-5,2.9503622399999984E-3,9.8151604233727235E-2,28883.152544026525,45418.14915141325,0,0,2394.7280000000023,9943.8054653477066,8469.5796958429673,91.827137096774521,2950.3622399999986,98151.604233727223]
[2004,12,28,13,2.8955886820429936E-2,4.4461985023493217E-2,0,0,2.3678074000000027E-3,9.5720050755888457E-3,8.5391930320403379E-3,9.1827137096774526E-5,2.8658246399999982E-3,9.6854529128649128E-2,28955.886820429936,44461.985023493216,0,0,2367.8074000000029,9572.005075588846,8539.1930320403371,91.827137096774521,2865.824639999998,96854.529128649097]
[2004,12,28,14,2.6571451667887186E-2,4.4789802408371195E-2,0,0,2.3143680000000024E-3,8.8825391327668375E-3,8.4673522310354955E-3,9.1827137096774526E-5,2.8911859199999982E-3,9.4008526497157477E-2,26571.451667887184,44789.802408371193,0,0,2314.3680000000022,8882.5391327668367,8467.3522310354947,91.827137096774521,2891.1859199999981,94008.52649715748]
[2004,12,28,15,2.670518357539068E-2,4.352542376887316E-2,0,0,2.4642394000000023E-3,9.2123612272380084E-3,8.4956904109299743E-3,9.1827137096774526E-5,2.9806963199999984E-3,9.3475421839528602E-2,26705.183575390682,43525.423768873159,0,0,2464.2394000000022,9212.3612272380087,8495.690410929974,91.827137096774521,2980.6963199999982,93475.421839528615]
[2004,12,28,16,2.7190764262269788E-2,4.2854137947256433E-2,0,0,2.3340562000000024E-3,8.4759151383472543E-3,8.2065712440701592E-3,9.1827137096774526E-5,2.9180390399999984E-3,9.2071310969040421E-2,27190.764262269789,42854.137947256437,0,0,2334.0562000000023,8475.9151383472545,8206.5712440701591,91.827137096774521,2918.0390399999983,92071.310969040409]
[2004,12,28,17,3.2585152208663259E-2,4.2066434256303666E-2,0,0,2.3312436000000021E-3,8.3117468163048363E-3,7.46589464160564E-3,9.1827137096774526E-5,3.0199814399999984E-3,9.5872280099974186E-2,32585.152208663261,42066.434256303663,0,0,2331.2436000000021,8311.7468163048361,7465.8946416056397,91.827137096774521,3019.9814399999982,95872.280099974174]
[2004,12,28,18,3.8203257412576651E-2,4.2563875130558738E-2,0,0,2.3087428000000024E-3,1.0342256707039975E-2,7.4023609829656769E-3,9.1827137096774526E-5,3.0677203199999982E-3,0.10398004049023782,{"$f":"E8708*1000000","v":38203.257412576648},{"$f":"F8708*1000000","v":42563.875130558736},{"$f":"G8708*1000000","v":0},{"$f":"H8708*1000000","v":0},{"$f":"I8708*1000000","v":2308.7428000000023},{"$f":"J8708*1000000","v":10342.256707039975},{"$f":"K8708*1000000","v":7402.3609829656771},{"$f":"L8708*1000000","v":91.827137096774521},{"$f":"M8708*1000000","v":3067.7203199999981},{"$f":"SUM(O8708:W8708)","v":103980.04049023781}]
[2004,12,28,19,4.0249317177779236E-2,4.0651540615845715E-2,4.8886999999999466E-4,2.6759008053943393E-5,2.3505300000000026E-3,8.6335845055982539E-3,7.4374188972856593E-3,9.5028422257695307E-5,3.0836332799999986E-3,0.10301668190682051,40249.317177779238,40651.540615845712,488.86999999999466,26.759008053943393,2350.5300000000025,8633.5845055982536,7437.4188972856591,95.028422257695311,3083.6332799999986,103016.68190682048]
[2004,12,28,20,3.8695755894004973E-2,3.9158469679609703E-2,1.9554499999999784E-3,1.0703439012228936E-4,2.3549498000000023E-3,7.8698499261646779E-3,7.7707430776892232E-3,1.0463208129036905E-4,3.0562828799999987E-3,0.10107316772888124,38695.755894004971,39158.469679609705,1955.4499999999784,107.03439012228937,2354.9498000000021,7869.8499261646775,7770.7430776892234,104.63208129036904,3056.2828799999988,101073.16772888124]
[2004,12,28,21,3.8029210143040997E-2,3.7946578210033791E-2,1.9554499999999784E-3,1.0703439012228936E-4,2.364994800000002E-3,8.4482074485091319E-3,7.8279813375985718E-3,1.0463208129036905E-4,2.9563295999999986E-3,9.9740418010595133E-2,38029.210143040997,37946.578210033789,1955.4499999999784,107.03439012228937,2364.9948000000022,8448.2074485091325,7827.9813375985723,104.63208129036904,2956.3295999999987,99740.418010595124]
[2004,12,28,22,3.50421576487032E-2,3.6816952007557482E-2,1.9554499999999784E-3,1.0703439012228936E-4,2.344904800000003E-3,8.0134723612918912E-3,7.8929627375583997E-3,1.0463208129036905E-4,2.9692588799999984E-3,9.5246824906523628E-2,35042.1576487032,36816.952007557484,1955.4499999999784,107.03439012228937,2344.904800000003,8013.4723612918915,7892.9627375583996,104.63208129036904,2969.2588799999985,95246.824906523616]
[2004,12,28,23,3.12665834142411E-2,3.4937032573259724E-2,1.9554499999999784E-3,1.0703439012228936E-4,2.3465120000000029E-3,6.9329846916356165E-3,7.9330609201561271E-3,1.0463208129036905E-4,3.0249542399999984E-3,8.8608244310705214E-2,31266.5834142411,34937.032573259727,1955.4499999999784,107.03439012228937,2346.5120000000029,6932.9846916356164,7933.0609201561274,104.63208129036904,3024.9542399999987,88608.244310705224]
[2004,12,28,24,2.4787219180138473E-2,3.2907431384955332E-2,1.9554499999999784E-3,1.0703439012228936E-4,2.3593696000000024E-3,7.154071680217193E-3,7.9806588983180674E-3,1.0463208129036905E-4,3.224363519999998E-3,8.0580230735041683E-2,24787.219180138472,32907.431384955329,1955.4499999999784,107.03439012228937,2359.3696000000023,7154.0716802171928,7980.6588983180673,104.63208129036904,3224.3635199999981,80580.23073504171]
[2004,12,29,1,2.1811966852116255E-2,3.1402881202217674E-2,1.9554499999999784E-3,1.0703439012228936E-4,2.3428958000000022E-3,7.3827266291436747E-3,7.9346792555341425E-3,1.0463208129036905E-4,3.1840838399999978E-3,7.6226350050424385E-2,21811.966852116253,31402.881202217675,1955.4499999999784,107.03439012228937,2342.8958000000021,7382.7266291436745,7934.6792555341426,104.63208129036904,3184.083839999998,76226.350050424371]
[2004,12,29,2,1.9707153850773398E-2,3.0937924591222448E-2,1.9554499999999784E-3,1.0703439012228936E-4,2.3497264000000026E-3,7.4201525430055183E-3,8.0885007456104711E-3,1.0463208129036905E-4,3.1666790399999985E-3,7.3837253642024467E-2,19707.153850773397,30937.924591222447,1955.4499999999784,107.03439012228937,2349.7264000000027,7420.1525430055181,8088.5007456104713,104.63208129036904,3166.6790399999986,73837.253642024472]
[2004,12,29,3,1.9038199328426399E-2,2.9711624867893183E-2,1.9554499999999784E-3,1.0703439012228936E-4,2.3517354000000025E-3,7.3475573878507509E-3,8.0885383328065351E-3,1.0463208129036905E-4,3.0244569599999984E-3,7.1729228748389509E-2,19038.199328426399,29711.624867893184,1955.4499999999784,107.03439012228937,2351.7354000000023,7347.5573878507512,8088.5383328065354,104.63208129036904,3024.4569599999982,71729.228748389505]
[2004,12,29,4,1.9704647911247649E-2,2.8517712326848282E-2,1.9554499999999784E-3,1.0703439012228936E-4,2.346913800000002E-3,6.875700890340895E-3,8.0396152732217559E-3,1.0463208129036905E-4,3.0851251199999984E-3,7.073683179307122E-2,19704.647911247648,28517.712326848283,1955.4499999999784,107.03439012228937,2346.9138000000021,6875.7008903408951,8039.6152732217561,104.63208129036904,3085.1251199999983,70736.831793071222]
[2004,12,29,5,1.9800619067302728E-2,2.850414901695841E-2,1.9554499999999784E-3,1.0703439012228936E-4,2.3481192000000027E-3,7.1081320615257746E-3,8.1072715096195958E-3,1.0463208129036905E-4,3.0408671999999979E-3,7.1076274526819139E-2,19800.619067302727,28504.14901695841,1955.4499999999784,107.03439012228937,2348.1192000000028,7108.1320615257746,8107.2715096195961,104.63208129036904,3040.8671999999979,71076.274526819136]
[2004,12,29,6,2.0232078849152325E-2,3.014589452479904E-2,1.9554499999999784E-3,1.0703439012228936E-4,2.3432976000000022E-3,6.6773725296720363E-3,8.3898996878006855E-3,1.0463208129036905E-4,2.938924799999998E-3,7.2894584462836712E-2,20232.078849152327,30145.894524799041,1955.4499999999784,107.03439012228937,2343.2976000000021,6677.3725296720359,8389.8996878006856,104.63208129036904,2938.924799999998,72894.584462836719]
[2004,12,29,7,2.3934411588569741E-2,3.3051930151346484E-2,1.9554499999999784E-3,1.0703439012228936E-4,2.3312436000000021E-3,6.7683584584637647E-3,8.9054088794359859E-3,1.0463208129036905E-4,1.5196876799999993E-3,7.8678156829228602E-2,23934.411588569739,33051.930151346482,1955.4499999999784,107.03439012228937,2331.2436000000021,6768.3584584637647,8905.4088794359868,104.63208129036904,1519.6876799999993,78678.15682922861]
[2004,12,29,8,2.75461055480163E-2,3.6987407565914905E-2,1.9554499999999784E-3,1.0703439012228936E-4,2.3935226000000027E-3,5.8557148021395455E-3,9.4281358896850277E-3,1.0463208129036905E-4,1.5236659199999989E-3,8.5901668797168429E-2,27546.105548016301,36987.407565914902,1955.4499999999784,107.03439012228937,2393.5226000000025,5855.7148021395451,9428.135889685027,104.63208129036904,1523.665919999999,85901.668797168415]
[2004,12,29,9,2.900426148710436E-2,4.0408630417386168E-2,9.7772999999998916E-4,5.3517468743392045E-5,2.4180324000000028E-3,5.5338758004697258E-3,9.4098941492040955E-3,9.8229641935253215E-5,1.4157561599999991E-3,8.9319927524842996E-2,29004.261487104359,40408.630417386172,977.72999999998922,53.517468743392044,2418.0324000000028,5533.8758004697256,9409.8941492040958,98.229641935253213,1415.7561599999992,89319.927524842991]
[2004,12,29,10,2.8517117305029777E-2,4.3524700040130801E-2,0,0,2.4598196000000026E-3,8.670714747665469E-3,9.2713456331725043E-3,9.1827137096774526E-5,1.4177452799999993E-3,9.3953269743095313E-2,28517.117305029777,43524.700040130803,0,0,2459.8196000000025,8670.7147476654682,9271.3456331725047,91.827137096774521,1417.7452799999994,93953.269743095327]
[2004,12,29,11,2.8569009552698837E-2,4.5522637804811486E-2,0,0,2.4481674000000025E-3,9.9264928303506809E-3,9.5896585388916405E-3,9.1827137096774526E-5,1.4485766399999992E-3,9.7596369903849442E-2,28569.009552698837,45522.637804811486,0,0,2448.1674000000025,9926.4928303506804,9589.658538891641,91.827137096774521,1448.5766399999993,97596.369903849409]
[2004,12,29,12,3.0529529482326949E-2,4.6493457991010227E-2,0,0,2.4051748000000019E-3,1.0573249024474278E-2,9.4520701390326638E-3,9.1827137096774526E-5,1.5644428799999992E-3,0.10110975145394091,30529.529482326951,46493.457991010226,0,0,2405.1748000000021,10573.249024474278,9452.0701390326631,91.827137096774521,1564.4428799999991,101109.7514539409]
[2004,12,29,13,3.0547007292800667E-2,4.5333377911767468E-2,0,0,2.6450494000000027E-3,1.0047046079571522E-2,9.5950609527393725E-3,9.1827137096774526E-5,1.5142175999999991E-3,9.9773586373975806E-2,30547.007292800667,45333.377911767471,0,0,2645.0494000000026,10047.046079571523,9595.0609527393717,91.827137096774521,1514.217599999999,99773.586373975806]
[2004,12,29,14,2.7982854574904834E-2,4.5592270937596269E-2,0,0,2.6438440000000028E-3,9.2514936378457965E-3,9.726515926331376E-3,9.1827137096774526E-5,1.553005439999999E-3,9.6841811653775062E-2,27982.854574904835,45592.270937596266,0,0,2643.8440000000028,9251.4936378457969,9726.5159263313762,91.827137096774521,1553.005439999999,96841.811653775047]
[2004,12,29,15,2.813345733848489E-2,4.4418177193649676E-2,0,0,2.6016550000000031E-3,9.7480501654787638E-3,9.766854580654568E-3,9.1827137096774526E-5,1.5326169599999991E-3,9.6292638375364684E-2,28133.457338484892,44418.177193649673,0,0,2601.6550000000029,9748.050165478764,9766.8545806545681,91.827137096774521,1532.6169599999992,96292.638375364681]
[2004,12,29,16,2.8625399102300525E-2,4.3780538363706892E-2,0,0,2.2207486000000022E-3,8.9529292512546474E-3,9.6103184728483469E-3,9.1827137096774526E-5,1.5644428799999992E-3,9.4846203807207208E-2,28625.399102300526,43780.538363706895,0,0,2220.7486000000022,8952.9292512546472,9610.3184728483466,91.827137096774521,1564.4428799999991,94846.203807207203]
[2004,12,29,17,3.429907609204999E-2,4.2891175136213031E-2,0,0,1.978463200000002E-3,8.8500219516255106E-3,9.1314808428884578E-3,9.1827137096774526E-5,1.5196876799999993E-3,9.8761732039873776E-2,34299.076092049989,42891.175136213031,0,0,1978.463200000002,8850.0219516255111,9131.4808428884571,91.827137096774521,1519.6876799999993,98761.732039873765]
[2004,12,29,18,3.9916399243655393E-2,4.3479693281220352E-2,0,0,1.9965442000000021E-3,1.1032243471151245E-2,9.0396662472803004E-3,9.1827137096774526E-5,1.5574809599999992E-3,0.10711385454040406,39916.399243655396,43479.693281220352,0,0,1996.5442000000021,11032.243471151245,9039.6662472803,91.827137096774521,1557.4809599999992,107113.85454040406]
[2004,12,29,19,4.2065196942683639E-2,4.1692703448144339E-2,4.8886999999999466E-4,2.6759008053943393E-5,2.0250720000000023E-3,9.335782176051844E-3,8.9300423878943061E-3,9.5028422257695307E-5,1.4620031999999991E-3,0.10612145758508576,42065.196942683637,41692.703448144341,488.86999999999466,26.759008053943393,2025.0720000000024,9335.7821760518436,8930.0423878943056,95.028422257695311,1462.0031999999992,106121.45758508574]
[2004,12,29,20,4.0476954175620763E-2,4.0330829187874964E-2,1.9554499999999784E-3,1.0703439012228936E-4,2.0443584000000019E-3,8.629482522093888E-3,9.0121064527967192E-3,1.0463208129036905E-4,1.4585222399999991E-3,0.10411936944979898,40476.954175620762,40330.829187874966,1955.4499999999784,107.03439012228937,2044.3584000000019,8629.4825220938874,9012.1064527967192,104.63208129036904,1458.5222399999991,104119.36944979898]
[2004,12,29,21,3.9798672758685476E-2,3.9172690604619538E-2,1.9554499999999784E-3,1.0703439012228936E-4,2.0355188000000021E-3,9.3047713188201698E-3,8.8141333728621388E-3,1.0463208129036905E-4,1.4535494399999991E-3,0.10274645276639996,39798.672758685476,39172.690604619536,1955.4499999999784,107.03439012228937,2035.5188000000021,9304.7713188201706,8814.1333728621394,104.63208129036904,1453.5494399999991,102746.45276639999]
[2004,12,29,22,3.6872831039284133E-2,3.7963492797045896E-2,1.9554499999999784E-3,1.0703439012228936E-4,2.042751200000002E-3,8.9078823331098424E-3,8.7112971592486592E-3,1.0463208129036905E-4,1.4520575999999992E-3,9.811742860010117E-2,36872.83103928413,37963.492797045896,1955.4499999999784,107.03439012228937,2042.751200000002,8907.8823331098429,8711.2971592486592,104.63208129036904,1452.0575999999992,98117.428600101179]
[2004,12,29,23,3.2974501960096089E-2,3.6125935044449095E-2,1.9554499999999784E-3,1.0703439012228936E-4,2.100610400000002E-3,7.7575631560170789E-3,8.6865633381113892E-3,1.0463208129036905E-4,1.4664787199999993E-3,9.1278769090086309E-2,32974.501960096088,36125.935044449092,1955.4499999999784,107.03439012228937,2100.6104000000018,7757.5631560170787,8686.5633381113894,104.63208129036904,1466.4787199999994,91278.769090086294]
[2004,12,29,24,2.6502261377542514E-2,3.4055944391407994E-2,1.9554499999999784E-3,1.0703439012228936E-4,2.2705718000000023E-3,8.0126790702938992E-3,8.5302677875645563E-3,1.0463208129036905E-4,1.4699596799999991E-3,8.3008800578221589E-2,26502.261377542512,34055.944391407997,1955.4499999999784,107.03439012228937,2270.5718000000024,8012.6790702938988,8530.2677875645568,104.63208129036904,1469.959679999999,83008.800578221606]
[2004,12,30,1,2.0229552529439119E-2,3.0695372580972099E-2,1.9554499999999784E-3,1.0703439012228936E-4,2.2661520000000022E-3,7.3333016525890873E-3,8.3846520398666632E-3,1.0463208129036905E-4,1.4396255999999991E-3,7.2515772874279585E-2,20229.552529439119,30695.3725809721,1955.4499999999784,107.03439012228937,2266.1520000000023,7333.3016525890871,8384.6520398666635,104.63208129036904,1439.6255999999989,72515.772874279603]
[2004,12,30,2,1.8267378302811728E-2,3.0313311313642507E-2,1.9554499999999784E-3,1.0703439012228936E-4,2.2641430000000023E-3,7.4864910674693743E-3,8.308883712844807E-3,1.0463208129036905E-4,1.4356473599999992E-3,7.0242971228181045E-2,18267.378302811729,30313.311313642505,1955.4499999999784,107.03439012228937,2264.1430000000023,7486.4910674693747,8308.8837128448067,104.63208129036904,1435.6473599999993,70242.97122818105]
[2004,12,30,3,1.763119289162509E-2,2.9058877127267169E-2,1.9554499999999784E-3,1.0703439012228936E-4,2.2609286000000021E-3,7.4051087368134302E-3,8.2941094651224657E-3,1.0463208129036905E-4,1.4202316799999993E-3,6.8237564972240788E-2,17631.192891625091,29058.877127267169,1955.4499999999784,107.03439012228937,2260.928600000002,7405.1087368134304,8294.1094651224666,104.63208129036904,1420.2316799999994,68237.564972240798]
[2004,12,30,4,1.8254333196257046E-2,2.7940145681582776E-2,1.9554499999999784E-3,1.0703439012228936E-4,2.2637412000000023E-3,7.0260959590699133E-3,8.2188269214427678E-3,1.0463208129036905E-4,1.423215359999999E-3,6.7293474789765134E-2,18254.333196257045,27940.145681582777,1955.4499999999784,107.03439012228937,2263.7412000000022,7026.0959590699131,8218.8269214427673,104.63208129036904,1423.215359999999,67293.47478976514]
[2004,12,30,5,1.8371367295054737E-2,2.7867436435210322E-2,1.9554499999999784E-3,1.0703439012228936E-4,2.2657502000000022E-3,7.21344737746422E-3,8.3219836716115544E-3,1.0463208129036905E-4,1.4092915199999992E-3,6.7616392970753461E-2,18371.367295054737,27867.436435210322,1955.4499999999784,107.03439012228937,2265.7502000000022,7213.4473774642202,8321.9836716115551,104.63208129036904,1409.2915199999993,67616.39297075347]
[2004,12,30,6,1.8682374302882224E-2,2.9409973817895573E-2,1.9554499999999784E-3,1.0703439012228936E-4,2.2561070000000024E-3,6.7311737448118615E-3,8.569318411822905E-3,1.0463208129036905E-4,1.5301305599999991E-3,6.9346194308825188E-2,18682.374302882225,29409.973817895574,1955.4499999999784,107.03439012228937,2256.1070000000022,6731.1737448118611,8569.3184118229055,104.63208129036904,1530.1305599999992,69346.194308825201]
[2004,12,30,7,2.1614669668976714E-2,3.1815317403220272E-2,1.9554499999999784E-3,1.0703439012228936E-4,2.2581160000000023E-3,6.2862534184384743E-3,9.1557371032716401E-3,1.0463208129036905E-4,1.5510163199999991E-3,7.4848226385319738E-2,21614.669668976712,31815.317403220273,1955.4499999999784,107.03439012228937,2258.1160000000023,6286.253418438474,9155.7371032716401,104.63208129036904,1551.016319999999,74848.226385319736]
[2004,12,30,8,2.5216951821111545E-2,3.5536275108620285E-2,1.9554499999999784E-3,1.0703439012228936E-4,2.2950816000000024E-3,5.4830797861422998E-3,9.5213107535184263E-3,1.0463208129036905E-4,1.5002937599999991E-3,8.1720109300805185E-2,25216.951821111546,35536.275108620284,1955.4499999999784,107.03439012228937,2295.0816000000023,5483.0797861422998,9521.3107535184263,104.63208129036904,1500.2937599999991,81720.109300805198]
[2004,12,30,9,2.647690660959675E-2,3.8707884524089319E-2,9.7772999999998916E-4,5.3517468743392045E-5,2.5104464000000022E-3,5.0799531615318945E-3,9.6142549074125574E-3,9.8229641935253215E-5,1.4530521599999992E-3,8.4971974873309167E-2,26476.90660959675,38707.884524089321,977.72999999998922,53.517468743392044,2510.4464000000021,5079.9531615318947,9614.2549074125582,98.229641935253213,1453.0521599999993,84971.974873309169]
[2004,12,30,10,2.6083084853457231E-2,4.1880932063337609E-2,0,0,2.2155252000000025E-3,8.365082709066227E-3,9.4946463246687544E-3,9.1827137096774526E-5,1.2486700799999994E-3,8.9379768367626608E-2,26083.084853457232,41880.932063337612,0,0,2215.5252000000028,8365.0827090662278,9494.6463246687545,91.827137096774521,1248.6700799999994,89379.768367626588]
[2004,12,30,11,2.6403180364894363E-2,4.399294684290949E-2,0,0,2.2219540000000021E-3,9.6631213823320083E-3,9.4669994490303305E-3,9.1827137096774526E-5,1.0055001599999995E-3,9.2845529336262986E-2,26403.180364894364,43992.946842909492,0,0,2221.954000000002,9663.1213823320086,9466.9994490303307,91.827137096774521,1005.5001599999995,92845.529336262975]
[2004,12,30,12,2.831834218185773E-2,4.4748932516123274E-2,0,0,2.0535998000000021E-3,1.0150622282333724E-2,9.5236830461152503E-3,9.1827137096774526E-5,1.3008844799999991E-3,9.6187891443526768E-2,28318.34218185773,44748.932516123277,0,0,2053.5998000000022,10150.622282333723,9523.6830461152495,91.827137096774521,1300.8844799999993,96187.891443526722]
[2004,12,30,13,2.8307626701575321E-2,4.3716704013175969E-2,0,0,2.0817258000000024E-3,9.7392235472050538E-3,9.4932906474206411E-3,9.1827137096774526E-5,1.4863699199999991E-3,9.4916767766473759E-2,28307.626701575322,43716.704013175971,0,0,2081.7258000000024,9739.2235472050543,9493.2906474206411,91.827137096774521,1486.3699199999992,94916.767766473757]
[2004,12,30,14,2.6072013763977948E-2,4.4331676100342866E-2,0,0,1.9881064000000022E-3,9.1550995762781587E-3,9.3303162124589879E-3,9.1827137096774526E-5,1.1586623999999992E-3,9.2127701590154751E-2,26072.01376397795,44331.676100342869,0,0,1988.1064000000022,9155.0995762781586,9330.3162124589871,91.827137096774521,1158.6623999999993,92127.701590154742]
[2004,12,30,15,2.6517501877305647E-2,4.3325305029420329E-2,0,0,1.9523462000000018E-3,9.7562403822879437E-3,9.1052300234400092E-3,9.1827137096774526E-5,8.5681343999999943E-4,9.1605264089550692E-2,26517.501877305647,43325.305029420328,0,0,1952.3462000000018,9756.2403822879442,9105.23002344001,91.827137096774521,856.81343999999945,91605.264089550692]
[2004,12,30,16,2.6851193943597133E-2,4.2539031679329493E-2,0,0,1.919800400000002E-3,8.8840804775849203E-3,9.0850077841450241E-3,9.1827137096774526E-5,8.5830527999999949E-4,9.0229246701753349E-2,26851.193943597133,42539.031679329491,0,0,1919.8004000000021,8884.080477584921,9085.0077841450238,91.827137096774521,858.30527999999947,90229.246701753349]
[2004,12,30,17,3.1994023850186348E-2,4.1510273295118465E-2,0,0,1.929443600000002E-3,8.6009902658378545E-3,8.8837695061851109E-3,9.1827137096774526E-5,9.4383743999999943E-4,9.3954165094424558E-2,31994.02385018635,41510.273295118466,0,0,1929.4436000000021,8600.9902658378542,8883.76950618511,91.827137096774521,943.83743999999945,93954.165094424563]
[2004,12,30,18,3.7482144438679574E-2,4.1925414245443611E-2,0,0,1.9278364000000021E-3,1.037642616292072E-2,8.8195512189464739E-3,9.1827137096774526E-5,1.2765177599999991E-3,0.10189971736308717,37482.144438679577,41925.414245443608,0,0,1927.8364000000022,10376.426162920719,8819.5512189464735,91.827137096774521,1276.517759999999,101899.71736308715]
[2004,12,30,19,3.9527435579826124E-2,3.9996984474748504E-2,4.8886999999999466E-4,2.6759008053943393E-5,1.9539534000000019E-3,8.7394079395660667E-3,8.611486255104531E-3,9.5028422257695307E-5,1.5157094399999992E-3,0.10095563451955687,39527.435579826124,39996.984474748504,488.86999999999466,26.759008053943393,1953.9534000000019,8739.4079395660665,8611.4862551045317,95.028422257695311,1515.7094399999992,100955.63451955686]
[2004,12,30,20,3.8375990694800813E-2,3.8809686667885507E-2,1.9554499999999784E-3,1.0703439012228936E-4,1.9668110000000019E-3,8.3859529940249911E-3,7.806367232647932E-3,1.0463208129036905E-4,1.539081599999999E-3,9.9051006660771893E-2,38375.990694800814,38809.686667885508,1955.4499999999784,107.03439012228937,1966.811000000002,8385.9529940249904,7806.3672326479318,104.63208129036904,1539.0815999999991,99051.006660771891]
[2004,12,30,21,3.7715849307575031E-2,3.770532037998589E-2,1.9554499999999784E-3,1.0703439012228936E-4,1.9736416000000019E-3,8.8983252122955409E-3,7.737624610097164E-3,1.0463208129036905E-4,1.547038079999999E-3,9.7744915661366269E-2,37715.84930757503,37705.320379985889,1955.4499999999784,107.03439012228937,1973.641600000002,8898.32521229554,7737.6246100971639,104.63208129036904,1547.0380799999989,97744.915661366278]
[2004,12,30,22,3.4778003107148327E-2,3.6570093618273049E-2,1.9554499999999784E-3,1.0703439012228936E-4,1.9214076000000019E-3,8.5447318949376707E-3,7.7511775672889993E-3,1.0463208129036905E-4,1.608700799999999E-3,9.3341231059060698E-2,34778.003107148324,36570.093618273051,1955.4499999999784,107.03439012228937,1921.4076000000018,8544.7318949376713,7751.1775672889989,104.63208129036904,1608.7007999999989,93341.231059060709]
[2004,12,30,23,3.1147872519558181E-2,3.4716863480726383E-2,1.9554499999999784E-3,1.0703439012228936E-4,1.910157200000002E-3,7.5862491706962104E-3,7.6686669143326662E-3,1.0463208129036905E-4,1.6385375999999991E-3,8.6835463356726081E-2,31147.872519558183,34716.863480726381,1955.4499999999784,107.03439012228937,1910.1572000000019,7586.2491706962101,7668.6669143326662,104.63208129036904,1638.5375999999992,86835.46335672609]
[2004,12,30,24,2.4833445882675338E-2,3.2962227056344766E-2,1.9554499999999784E-3,1.0703439012228936E-4,1.9025230000000019E-3,7.9854349723241687E-3,7.4683402408764372E-3,1.0463208129036905E-4,1.6489804799999989E-3,7.896806810363334E-2,24833.44588267534,32962.227056344767,1955.4499999999784,107.03439012228937,1902.523000000002,7985.4349723241685,7468.3402408764368,104.63208129036904,1648.980479999999,78968.068103633355]
[2004,12,31,1,2.1624107681871219E-2,2.4999166232007819E-2,1.9554499999999784E-3,1.0703439012228936E-4,1.9049338000000022E-3,9.3997690882668058E-3,7.3363278072930624E-3,1.0463208129036905E-4,1.6489804799999989E-3,6.9080401560851531E-2,21624.107681871221,24999.166232007818,1955.4499999999784,107.03439012228937,1904.9338000000021,9399.7690882668066,7336.3278072930625,104.63208129036904,1648.980479999999,69080.401560851533]
[2004,12,31,2,2.0291384279547256E-2,2.4526326381008511E-2,1.9554499999999784E-3,1.0703439012228936E-4,1.9189968000000021E-3,9.0237722417545185E-3,7.3108470825786328E-3,1.0463208129036905E-4,1.6768281599999991E-3,6.6915271416301561E-2,20291.384279547256,24526.326381008512,1955.4499999999784,107.03439012228937,1918.9968000000022,9023.7722417545192,7310.8470825786326,104.63208129036904,1676.8281599999991,66915.271416301563]
[2004,12,31,3,1.9031176997017792E-2,2.3908609005835666E-2,1.9554499999999784E-3,1.0703439012228936E-4,1.9089518000000019E-3,8.9957436491038371E-3,7.2746646999696093E-3,1.0463208129036905E-4,1.7185996799999989E-3,6.5004862303339545E-2,19031.176997017792,23908.609005835668,1955.4499999999784,107.03439012228937,1908.9518000000019,8995.743649103837,7274.6646999696095,104.63208129036904,1718.5996799999989,65004.862303339549]
[2004,12,31,4,1.8914602071244777E-2,2.3325257947442425E-2,1.9554499999999784E-3,1.0703439012228936E-4,1.894888800000002E-3,8.8816916991079579E-3,7.2500906433908708E-3,1.0463208129036905E-4,1.6718553599999991E-3,6.4105502992598665E-2,18914.602071244775,23325.257947442424,1955.4499999999784,107.03439012228937,1894.888800000002,8881.6916991079579,7250.0906433908704,104.63208129036904,1671.8553599999991,64105.50299259866]
[2004,12,31,5,1.8518496069628982E-2,2.3544845599963758E-2,1.9554499999999784E-3,1.0703439012228936E-4,1.8993086000000021E-3,9.1599223495277566E-3,7.3864405157401079E-3,1.0463208129036905E-4,1.7369990399999989E-3,6.4413128646273229E-2,18518.496069628982,23544.845599963759,1955.4499999999784,107.03439012228937,1899.3086000000021,9159.9223495277565,7386.4405157401079,104.63208129036904,1736.9990399999988,64413.128646273239]
[2004,12,31,6,1.9443000148624275E-2,2.4247319849177641E-2,1.9554499999999784E-3,1.0703439012228936E-4,1.8772096000000018E-3,8.9961741541214578E-3,7.4991662117625492E-3,1.0463208129036905E-4,1.8309849599999989E-3,6.6060971395098561E-2,19443.000148624276,24247.319849177642,1955.4499999999784,107.03439012228937,1877.209600000002,8996.1741541214578,7499.1662117625492,104.63208129036904,1830.9849599999989,66060.971395098561]
[2004,12,31,7,2.2013996549319712E-2,2.5932849745361895E-2,1.9554499999999784E-3,1.0703439012228936E-4,1.8535034000000019E-3,9.9262837444509047E-3,7.6621580537446603E-3,1.0463208129036905E-4,1.7464473599999987E-3,7.1302355324289815E-2,22013.996549319712,25932.849745361895,1955.4499999999784,107.03439012228937,1853.5034000000019,9926.2837444509041,7662.1580537446607,104.63208129036904,1746.4473599999988,71302.35532428982]
[2004,12,31,8,2.5037022287805043E-2,2.8296007310138215E-2,1.9554499999999784E-3,1.0703439012228936E-4,1.822564800000002E-3,1.0890278329029964E-2,7.8857788674486767E-3,1.0463208129036905E-4,1.7499283199999989E-3,7.7848696385834526E-2,25037.022287805044,28296.007310138215,1955.4499999999784,107.03439012228937,1822.5648000000022,10890.278329029965,7885.7788674486765,104.63208129036904,1749.9283199999988,77848.696385834526]
[2004,12,31,9,2.8399417439304252E-2,2.940470472641479E-2,9.7772999999998916E-4,5.3517468743392045E-5,1.7715362000000018E-3,1.0520689289998261E-2,7.9438938596483651E-3,9.8229641935253215E-5,1.776781439999999E-3,8.0946500066044286E-2,28399.417439304252,29404.704726414791,977.72999999998922,53.517468743392044,1771.5362000000018,10520.689289998261,7943.8938596483649,98.229641935253213,1776.7814399999991,80946.500066044304]
[2004,12,31,10,3.2134199285788784E-2,3.0155763294114152E-2,0,0,1.7012212000000017E-3,1.1213038607593527E-2,8.1009934619030964E-3,9.1827137096774526E-5,1.7484364799999991E-3,8.5145479466496352E-2,{"$f":"E8772*1000000","v":32134.199285788785},{"$f":"F8772*1000000","v":30155.763294114153},{"$f":"G8772*1000000","v":0},{"$f":"H8772*1000000","v":0},{"$f":"I8772*1000000","v":1701.2212000000018},{"$f":"J8772*1000000","v":11213.038607593528},{"$f":"K8772*1000000","v":8100.9934619030964},{"$f":"L8772*1000000","v":91.827137096774521},{"$f":"M8772*1000000","v":1748.4364799999992},{"$f":"SUM(O8772:W8772)","v":85145.479466496341}]
[2004,12,31,11,3.2696338458668553E-2,3.1353126689184586E-2,0,0,1.6795240000000017E-3,1.283348395628847E-2,8.0507796344246544E-3,9.1827137096774526E-5,1.741971839999999E-3,8.8447051715663055E-2,32696.338458668553,31353.126689184588,0,0,1679.5240000000017,12833.48395628847,8050.7796344246544,91.827137096774521,1741.971839999999,88447.051715663052]
[2004,12,31,12,3.382066232315057E-2,3.2759606021552798E-2,0,0,1.6767114000000021E-3,1.3449892094046805E-2,8.0908952028224453E-3,9.1827137096774526E-5,1.7414745599999989E-3,9.1631068738669399E-2,33820.662323150573,32759.606021552798,0,0,1676.7114000000022,13449.892094046805,8090.8952028224458,91.827137096774521,1741.474559999999,91631.06873866939]
[2004,12,31,13,3.4041471082878999E-2,3.2181518172929621E-2,0,0,1.6425584000000016E-3,1.2639428057098603E-2,8.0634880074482284E-3,9.1827137096774526E-5,1.759873919999999E-3,9.0420164777452239E-2,34041.471082878998,32181.51817292962,0,0,1642.5584000000015,12639.428057098603,8063.488007448228,91.827137096774521,1759.8739199999991,90420.164777452213]
[2004,12,31,14,3.2134228431489893E-2,3.2068390351482803E-2,0,0,1.5220184000000014E-3,1.2154598273746639E-2,7.9770971309905021E-3,9.1827137096774526E-5,1.815071999999999E-3,8.7763231724806628E-2,32134.228431489893,32068.390351482802,0,0,1522.0184000000015,12154.598273746638,7977.0971309905017,91.827137096774521,1815.071999999999,87763.23172480661]
[2004,12,31,15,3.1750029238835173E-2,3.1593651875198199E-2,0,0,1.4087108000000012E-3,1.2695475859614593E-2,7.949066631818387E-3,9.1827137096774526E-5,1.776781439999999E-3,8.7265542982563143E-2,31750.029238835174,31593.6518751982,0,0,1408.7108000000012,12695.475859614593,7949.0666318183867,91.827137096774521,1776.7814399999991,87265.542982563144]
[2004,12,31,16,3.2987705104119094E-2,3.0645057470790198E-2,0,0,1.3436192000000015E-3,1.143369891939045E-2,7.7774696251877735E-3,9.1827137096774526E-5,1.6753363199999989E-3,8.5954713776584299E-2,32987.705104119093,30645.057470790198,0,0,1343.6192000000015,11433.69891939045,7777.4696251877731,91.827137096774521,1675.336319999999,85954.713776584293]
[2004,12,31,17,3.5944505536059053E-2,3.0697411527366537E-2,0,0,1.3460300000000013E-3,1.2096240914642965E-2,7.6523130738338887E-3,9.1827137096774526E-5,1.6748390399999992E-3,8.9503167228999231E-2,35944.505536059056,30697.411527366537,0,0,1346.0300000000013,12096.240914642965,7652.3130738338887,91.827137096774521,1674.8390399999992,89503.167228999228]
[2004,12,31,18,4.2086014785568844E-2,3.1285809339956908E-2,0,0,1.3343778000000014E-3,1.3117819643722474E-2,7.4955447552480133E-3,9.1827137096774526E-5,1.660915199999999E-3,9.7072308661593026E-2,42086.014785568841,31285.809339956908,0,0,1334.3778000000013,13117.819643722474,7495.5447552480136,91.827137096774521,1660.915199999999,97072.308661593008]
[2004,12,31,19,4.3458911917505894E-2,3.0341170782626034E-2,4.8886999999999466E-4,2.6759008053943393E-5,1.3926388000000017E-3,1.1319825129422272E-2,7.3997629120409495E-3,9.5028422257695307E-5,1.6499750399999989E-3,9.6172942011906778E-2,43458.911917505895,30341.170782626035,488.86999999999466,26.759008053943393,1392.6388000000018,11319.825129422272,7399.7629120409492,95.028422257695311,1649.9750399999989,96172.94201190678]
[2004,12,31,20,4.0052378321253912E-2,3.0118528406773148E-2,1.9554499999999784E-3,1.0703439012228936E-4,1.4054964000000014E-3,1.1575964449885252E-2,7.373669881788775E-3,1.0463208129036905E-4,1.6653907199999992E-3,9.4358544651113721E-2,40052.378321253913,30118.528406773148,1955.4499999999784,107.03439012228937,1405.4964000000014,11575.964449885252,7373.6698817887755,104.63208129036904,1665.3907199999992,94358.544651113756]
[2004,12,31,21,3.8214960317757465E-2,2.9856989368973495E-2,1.9554499999999784E-3,1.0703439012228936E-4,1.4175504000000015E-3,1.2446433949200364E-2,7.2956718834198573E-3,1.0463208129036905E-4,1.715615999999999E-3,9.3114338390763815E-2,38214.960317757468,29856.989368973496,1955.4499999999784,107.03439012228937,1417.5504000000014,12446.433949200364,7295.6718834198573,104.63208129036904,1715.6159999999991,93114.338390763834]
[2004,12,31,22,3.6875340865232878E-2,2.8426378051333218E-2,1.9554499999999784E-3,1.0703439012228936E-4,1.4002730000000016E-3,1.1110076088956762E-2,7.2552960270236503E-3,1.0463208129036905E-4,1.6847846399999991E-3,8.8919265143959175E-2,36875.34086523288,28426.378051333217,1955.4499999999784,107.03439012228937,1400.2730000000015,11110.076088956763,7255.2960270236499,104.63208129036904,1684.7846399999992,88919.265143959157]
[2004,12,31,23,3.2618586045387379E-2,2.8123422472346244E-2,1.9554499999999784E-3,1.0703439012228936E-4,1.4103180000000013E-3,9.5724181940280186E-3,7.2370547661734352E-3,1.0463208129036905E-4,1.5927878399999988E-3,8.272170378934772E-2,32618.586045387379,28123.422472346243,1955.4499999999784,107.03439012228937,1410.3180000000013,9572.4181940280178,7237.0547661734354,104.63208129036904,1592.7878399999988,82721.70378934771]
[2004,12,31,24,2.4761897564127725E-2,2.8391618782605058E-2,1.9554499999999784E-3,1.0703439012228936E-4,1.3974604000000015E-3,9.7199292344392462E-3,7.1912337818244004E-3,1.0463208129036905E-4,1.5977606399999989E-3,7.5227016874409067E-2,24761.897564127725,28391.618782605059,1955.4499999999784,107.03439012228937,1397.4604000000015,9719.929234439247,7191.2337818244005,104.63208129036904,1597.7606399999988,75227.016874409062]
[null,null,null,null,null,null,null,null,null,null,null,null,null,null,{"$f":"SUM(O3:O8786)","v":249594958.99842799},{"$f":"SUM(P3:P8786)","v":290220979.79504627},7885368.9300005054,440186.36999998637,49955028.972799964,107878783.54577878,171967212.21162724,885330.00000005984,32476471.144319925,911304319.96800494]

{"sheet":"Input to CA model","index":2,"n_rows":33,"n_cols":23,"rows_kept":33,"cut":false,"hidden":false,"merged":[]}
[]
[" Feed into OEB Cost Allocation Model (version 50) sheet \"I6 Customer Data\", row 27"]
[null,null,null,1,2,3,4,5,6,7,8,9,10,11,12,13,14,15,16,17,18,19,20]
[null,"ID","Total","Residential","GS>50kW","Street Lighting","Sentinel Lighting","Large User","GS < 50 kW","Intermediate","USL","Stand By"]
[]
["kWh - 30 year weather normalized amount",null,911304319.9679985,249594958.99842656,290220979.79504621,7885368.9299993487,440186.36999997997,49955028.972800136,107878783.5457782,171967212.21162808,885330.00000002864,32476471.144320037]
[]
[]
[" Feed into OEB Cost Allocation Model sheet (version 50) \"I8 Demand Data\", row 40, 45, 50, 55, 61 and 67"]
[null,null,null,1,2,3,4,5,6,7,8,9,10,11,12,13,14,15,16,17,18,19,20]
["Customer Classes",null,"Total","Residential","GS>50kW","Street Lighting","Sentinel Lighting","Large User","GS < 50 kW","Intermediate","USL","Stand By"]
[]
["CO-INCIDENT PEAK (kW)"]
[]
["1 CP"]
["Total Sytem CP ","DCP1",168330.5475613767,61884.63615239221,55667.949488261729,0,0,7737.8643999999986,13413.663499526987,24339.942779529094,94.888041666666894,5191.6031999999987]
[]
["4 CP"]
["Total Sytem CP ","DCP4",628234.83706254058,208253.2400686935,199187.2653839229,0,0,31104.945200000013,70857.132355233611,98114.601617163789,373.4303575268828,20344.222080000014]
[]
["12 CP"]
["Total Sytem CP ","DCP12",1650343.0855676511,509984.32135003922,531985.07410572155,977.73999999999046,53.546127859118073,87374.222600000008,198502.32327492064,269257.74368553795,1127.0155435726126,51081.098880000005]
[]
["NON CO_INCIDENT PEAK (kW)"]
[]
["1 NCP"]
["Classification NCP from \n Load Data Provider","DNCP1",213366.61875034386,69679.859992441561,62957.469780008367,1955.45,115.67603361982205,9881.0655999999981,32150.701534100586,27482.400045934712,118.36376423879763,9025.6320000000014]
[]
["4 NCP"]
["Classification NCP from \n Load Data Provider","DNCP4",782244.04094186868,249471.49690218168,240280.66881814197,7821.7999999999902,449.51131134007829,38489.627399999998,102182.1903581379,107796.42662592794,457.37424613906614,35294.94528]
[]
["12 NCP"]
["Classification NCP from \n Load Data Provider","DNCP12",1925816.0612117329,596300.06706124346,566708.7885371201,23465.399999999867,1314.7857656800609,112506.00900000002,234087.81402863344,304728.63725818024,1323.0754008757026,85381.484160000022]