## prep notes
Notes on LRAM prep
2006-2007 projects (from 2009 application):
- on 2009 year application, LRAM for internal projects (3rd tranche) were calculated using one year of life, so LRAM for current year load for these were included in this application.
- some LRAM for OPA projects on 2009 application was calculated for entire useful life, and some were just for one year of life
- for those prior year OPA projects that were calculated for just one year of life, included these in this file (if measured life extends to this year.)
- excluded those projects on this application that were calculated using the full measured life previously.
- removed items whose useful life did not extend into 2009
- updated assumptions to latest OPA assumptions (Jan 2010)
2008 projects (from 2010 application):
- LRAM was calculated for one year of useful life on 2010 application, so savings for the current year were included in this application.
- removed items whose useful life did not extend into 2009
- moved Direct Installs from Residential to Commercial. These are for small businesses and discussed with Angie, all small businesses would be in C1 rate.
- updated assumptions to latest OPA assumptions (Jan 2010)
- added columns for 2008 Commercial LRAM since this was not submitted in prior year (below rounding threshold.) Added LRAM at 2008 rates for those records.
2009 projects (new to this application):
- ensured ERIP projects were for sites in Oshawa territory so LRAM calculation is applicable.
- looked up rate class for ERIP sites in Harris system.
- received Direct install data details from extract from OPA powerblitz portal from Nedco, Helsa Lo, 905-568-7775
- used latest OPA assumptions (Jan 2010) for KWh savings. For custom projects where measures were not incl in the quasi-prescriptive list, used custom assumptions per contractor worksheets.
Rate/kwh
- Used Distribution Volumetric Rate (DISKWH or DISKW + PIL-DIST) effective May 1, 2009
Shaded grey tabs are from 2009 application file - not updated in this file
Added "Bill Impacts" sheet which calculates the % change of the Volumetric Charge based on 2009 rates less current year LRAM rider. (Not sure if/what is required here.)

## removed 2009 (past useful life)
Rate Class | Source (including Life/ Energy Savings) | Program | Technology | Funding Mechanism | Year (start of program) | # of Units | Duration of Program | Effective Useful Life | Total Energy Savings (kWh) before FR | Annual Operating Time (hrs/yr) | Total Energy Savings (kW) | Total Energy Savings (kWh) before FR with # Units | Free Ridership | Net kWh or kW Saved (After FR) | . | Rate/ kWh or KW 2008 | Lost Revenue 2008
Residential | EnerSpectrum Group Report | Retrofit Non-Profit Housing | 15 W CFL Socket Replace | 3rd Tranche MARR | 2006 | 56 |  | 2.5 | 174 | * |  | 9744 | 10% | 8769.6 |  | 0.0119 | 104.3582
Residential |  | OPA Direct Install | 100W to 50-75W Halogen | OPA2008 | 2008 | 17 |  | 1.1 | 111.25 |  |  | 1891.25 | 10% | 1702.125 |  | 0.0127 | 21.617
Residential |  | OPA Summer Sweepstakes |  | OPA2008 | 2008 | 735 |  |  | 285.7264 |  |  | 210008.9 | 0% | 210008.9 |  | 0.0119 | 2499.1059
2625.0811
Note on J3: S Jackson: assumed 4450 annual operating hours (large/small retail incl restaraunts)

## RateRider
Table 1: LRAM Total Amounts and Rate Rider by Class
Customer Class | Lost Revenue | 2008 | Volume | Metric | Proposed Rate Rider | volume x rounded rate rider | diff
Residential | 25191.11 |  | 490807351 | kWh | 0.0001 | 49080.7351 | -23889.6251
Commercial | 37709.68 |  | 134251798 | kWh | 0.0003 | 40275.5394 | -2565.8594
GS >50KW-200 | 734.61
GS 200KW-1000 | 316.5
GS >50KW-1000 | 1051.11 |  | 861504 | kW | 0.0012 | 1033.8048 | 17.3052
Unmetered Scattered Load | 17129.83 |  | 2963094 | kWh | 0.0058 | 17185.9452 | -56.1152
TOTALS | 81081.73 | 0 |  |  |  | 107576.0245 | -26494.2945
-0.010363

## LRAM Detail (2)
Table 2: Lost Revenue by Class and Program Summary
Rate Class | Program | Technology | Funding Mechanism | Year (start of program) | # of Units | Duration of Program | Effective Useful Life | Energy Savings per unit (kWh) before FR | Annual Operating Time (hrs/yr) | Energy Savings per unit (kW) | Total Energy Savings (kWh) before FR with # Units | Free Ridership | Net kWh Saved (After FR) | . | Rate/ kWh or KW 2009 | Lost Revenue 2009 | Net KWh Saved (After FR) 2008 Note 2 | Lost Revenue not submitted, 2008 Note 2 | Total Net KWh Saved (After FR) | Total LRAM
Residential | Library Watt- Reader Program | CFL 15 w Screw in | 3rd Tranche MARR | 2006 | 140 |  | 8 | 44.35 |  |  | 6209 | 10% | 5588.1 |  | 0.0127 | 70.9689 |  |  | 5588.1 | 70.9689
| Library Watt- Reader Program Total | [18 empty] | 70.9689
Residential | OPA EKC Pgm Coupons (Summer/ Fall 2006) | CFL 15 w Screw in | OPA 2006 | 2006 | 8247 |  | 8 | 44.35 |  |  | 365754.45 | 10% | 329179.005 |  | 0.0127 | 4180.5734 |  |  | 329179.005 | 4180.5734
Residential | OPA EKC Pgm Coupons (Summer/ Fall 2006) | Dimmers | OPA 2006 | 2006 | 326 |  | 10 | 23.65 |  |  | 7709.9 | 10% | 6938.91 |  | 0.0127 | 88.1242 |  |  | 6938.91 | 88.1242
Residential | OPA EKC Pgm Coupons (Summer/ Fall 2006) | Motion Sensors | OPA 2006 | 2006 | 101 |  | 10 | 63.95 |  |  | 6458.95 | 10% | 5813.055 |  | 0.0127 | 73.8258 |  |  | 5813.055 | 73.8258
Residential | OPA EKC Pgm Coupons (Summer/ Fall 2006) | Programmable Thermostats | OPA 2006 | 2006 | 792 |  | 11 | 203 |  |  | 160776 | 10% | 144698.4 |  | 0.0127 | 1837.6697 |  |  | 144698.4 | 1837.6697
Residential | OPA EKC Pgm Coupons (Summer/ Fall 2006) | Baseboard Programmable Thermostats | OPA 2006 | 2006 | 83 |  | 11 | 63.15 |  |  | 5241.45 | 10% | 4717.305 |  | 0.0127 | 59.9098 |  |  | 4717.305 | 59.9098
Residential | OPA EKC Pgm Coupons (Summer/ Fall 2006) | Seasonal LEDS | OPA 2006 | 2006 | 5197 |  | 5 | 13.5 |  |  | 70159.5 | 5% | 66651.525 |  | 0.0127 | 846.4744 |  |  | 66651.525 | 846.4744
| OPA EKC Pgm Coupons (Summer/ Fall 2006) Total | [18 empty] | 7086.5771
Residential | Residential Replace Bulk with Individual Meters | Individual Meters | 3th Tranche MARR | 2006 | 8 |  | 20 | 600 | * |  | 4800 | 0% | 4800 |  | 0.0127 | 60.96 |  |  | 4800 | 60.96
| Residential Replace Bulk with Individual Meters Total | [18 empty] | 60.96
Residential | Retrofit Non-Profit Housing | T8s | 3rd Tranche MARR | 2006 | 143 |  | 18 | 32.85 |  |  | 4697.55 | 0% | 4697.55 |  | 0.0127 | 59.6589 |  |  | 4697.55 | 59.6589
Residential | Retrofit Non-Profit Housing | CFLs | 3rd Tranche MARR | 2006 | 610 |  | 8 | 44.35 |  |  | 27053.5 | 10% | 24348.15 |  | 0.0127 | 309.2215 |  |  | 24348.15 | 309.2215
Residential | Retrofit Non-Profit Housing | Exit Lights | 3rd Tranche MARR | 2006 | 60 |  | 10 | 148.92 |  |  | 8935.2 | 10% | 8041.68 |  | 0.0127 | 102.1293 |  |  | 8041.68 | 102.1293
Residential | Retrofit Non-Profit Housing | Christmas Light Retrofit | 3rd Tranche MARR | 2006 | 900 |  | 5 | 13.5 |  |  | 12150 | 5% | 11542.5 |  | 0.0127 | 146.5898 |  |  | 11542.5 | 146.5898
| Retrofit Non-Profit Housing Total | [18 empty] | 617.5995
Residential | OPA Peaksaver | Programmable Thermostats | OPA2008 | 2008 | 159 |  | 11 | 203 |  |  | 32277 | 10% | 29049.3 |  | 0.0127 | 368.9261 |  |  | 29049.3 | 368.9261
| OPA Peaksaver Total 2008 | [18 empty] | 368.9261
Residential | OPA Refrigerator Roundup | retired refrigerator | OPA2008 | 2008 | 803 |  | 9 | 1101.29 |  |  | 884335.87 | 10% | 795902.283 |  | 0.0127 | 10107.959 |  |  | 795902.283 | 10107.959
| OPA Refrigerator Roundup Total 2008 | [18 empty] | 10107.959
Residential | OPA Peaksaver | Programmable Thermostats | OPA 2009 | 2009 | 165 |  | 11 | 203 |  |  | 33495 | 10% | 30145.5 |  | 0.0127 | 382.8478 |  |  | 30145.5 | 382.8478
| OPA Peaksaver Total 2009 | [18 empty] | 382.8478
Residential | OPA Refrigerator Roundup |  | OPA 2009 | 2009 | 516 |  | 9 | 1101.29 |  |  | 568265.64 | 10% | 511439.076 |  | 0.0127 | 6495.2763 |  |  | 511439.076 | 6495.2763
| OPA Refrigerator Roundup Total 2009 | [18 empty] | 6495.2763
Residential Total | [19 empty] | 25191.1147
Unmetered Scattered Load | Retro Fit Traffic Signal Lights with LED Fixtures | LED Fixtures (Note 1) | 3rd Tranche MARR | 2007 | 156 |  | 10 | 6941 |  |  | 1082796 | 30% | 757957.2 |  | 0.0226 | 17129.8327 |  |  | 757957.2 | 17129.8327
| Retro Fit Traffic Signal Lights with LED Fixtures Total | [18 empty] | 17129.8327
Unmetered Scattered Load Total | [19 empty] | 17129.8327
Commercial | OPA Direct Install | Aerators | OPA2008 | 2008 | 1 |  | 10 | 176.3 |  |  | 176.3 | 10% | 158.67 |  | 0.0179 | 2.8402 |  |  | 158.67 | 2.8402
Commercial | OPA Direct Install | Exit Lights | OPA2008 | 2008 | 42 |  | 10 |  | 8760 | 0.017 | 6254.64 | 10% | 5629.176 |  | 0.0179 | 100.7623 |  |  | 5629.176 | 100.7623
Commercial | OPA Direct Install | from 1 lamp 75W to 2-4 lamp | OPA2008 | 2008 | 1 |  | 6.1482 |  | 3253 | 0.028 | 91.084 | 10% | 81.9756 |  | 0.0179 | 1.4674 |  |  | 81.9756 | 1.4674
Commercial | OPA Direct Install | from 2 lamps 75W to 4 - 4 Lamps | OPA2008 | 2008 | 677 |  | 6.1482 |  | 3253 | 0.03 | 66068.43 | 10% | 59461.587 |  | 0.0179 | 1064.3624 |  |  | 59461.587 | 1064.3624
Commercial | OPA Direct Install | from 2 lamps 60W to 4 32W w/80% BF or 25W | OPA2008 | 2008 | 70 |  | 6.1482 |  | 3253 | 0.084 | 19127.64 | 10% | 17214.876 |  | 0.0179 | 308.1463 |  |  | 17214.876 | 308.1463
Commercial | OPA Direct Install | from 1 lamp 34W to 1-4' 32W w80%BF or 25W | OPA2008 | 2008 | 94 |  | 6.1482 |  | 3253 | 0.017 | 5198.294 | 10% | 4678.4646 |  | 0.0179 | 83.7445 |  |  | 4678.4646 | 83.7445
Commercial | OPA Direct Install | from 2 lamp 34W to 1- 32W + Reflector w/90% BF | OPA2008 | 2008 | 14 |  | 6.1482 |  | 3253 | 0.051 | 2322.642 | 10% | 2090.3778 |  | 0.0179 | 37.4178 |  |  | 2090.3778 | 37.4178
Commercial | OPA Direct Install | from 2 lamp 34W to 2- 32W w/80% BR or 25W | OPA2008 | 2008 | 1077 |  | 6.1482 |  | 3253 | 0.023 | 80580.063 | 10% | 72522.0567 |  | 0.0179 | 1298.1448 |  |  | 72522.0567 | 1298.1448
Commercial | OPA Direct Install | from 4 Lamps 34W to 4 lamps 32W - 80% BF or 25W | OPA2008 | 2008 | 1280 |  | 6.1482 |  | 3253 | 0.037 | 154062.08 | 10% | 138655.872 |  | 0.0179 | 2481.9401 |  |  | 138655.872 | 2481.9401
Commercial | OPA Direct Install | from 2 Ushaped Lamps 34/40W to - 2 Lamps 32W | OPA2008 | 2008 | 34 |  | 6.1482 |  | 3253 | 0.023 | 2543.846 | 10% | 2289.4614 |  | 0.0179 | 40.9814 |  |  | 2289.4614 | 40.9814
Commercial | OPA Direct Install | 11 W CFL | OPA2008 | 2008 | 13 |  | 2.4593 |  | 3253 | 0.029 | 1226.381 | 10% | 1103.7429 |  | 0.0179 | 19.757 |  |  | 1103.7429 | 19.757
Commercial | OPA Direct Install | 13W CFL Screw in | OPA2008 | 2008 | 344 |  | 2.4593 |  | 3253 | 0.027 | 30213.864 | 10% | 27192.4776 |  | 0.0179 | 486.7453 |  |  | 27192.4776 | 486.7453
Commercial | OPA Direct Install | 23W CFL Screw in | OPA2008 | 2008 | 43 |  | 2.4593 |  | 3253 | 0.077 | 10770.683 | 10% | 9693.6147 |  | 0.0179 | 173.5157 |  |  | 9693.6147 | 173.5157
Commercial | OPA Direct Install | from 60W to 15W CFL PAR 38/30 | OPA2008 | 2008 | 41 |  | 2.4593 |  | 3253 | 0.045 | 6001.785 | 5% | 5701.6957 |  | 0.0179 | 102.0604 |  |  | 5701.6957 | 102.0604
Commercial | OPA Direct Install | from 75W to 18W CFL PAR 38/31 | OPA2008 | 2008 | 43 |  | 2.4593 |  | 3253 | 0.057 | 7973.103 | 5% | 7574.4478 |  | 0.0179 | 135.5826 |  |  | 7574.4478 | 135.5826
Commercial | OPA Direct Install | from 100W to 26W CFL PAR 38/32 | OPA2008 | 2008 | 70 |  | 2.4593 |  | 3253 | 0.074 | 16850.54 | 5% | 16008.013 |  | 0.0179 | 286.5434 |  |  | 16008.013 | 286.5434
Commercial | OPA Direct Install | 15W CFL | OPA2008 | 2008 | 50 |  | 2.4593 |  | 3253 | 0.045 | 7319.25 | 10% | 6587.325 |  | 0.0179 | 117.9131 |  |  | 6587.325 | 117.9131
Commercial | OPA Direct Install | 18W CFL | OPA2008 | 2008 | 45 |  | 2.4593 |  | 3253 | 0.057 | 8343.945 | 10% | 7509.5505 |  | 0.0179 | 134.421 |  |  | 7509.5505 | 134.421
Commercial | OPA Direct Install | 28W CFL PAR 38/32 | OPA2008 | 2008 | 8 |  | 2.4593 |  | 3253 | 0.072 | 1873.728 | 5% | 1780.0416 |  | 0.0179 | 31.8627 |  |  | 1780.0416 | 31.8627
Commercial | OPA Direct Install | 26W CFL | OPA2008 | 2008 | 35 |  | 2.4593 |  | 3253 | 0.074 | 8425.27 | 10% | 7582.743 |  | 0.0179 | 135.7311 |  |  | 7582.743 | 135.7311
| OPA Direct Install Total 2008 | [18 empty] | 7043.9394
Commercial | OPA ERIP - Community Baptist Church | Philips 15W Daylight CFL | OPA2008 | 2008 | 44 |  | 3.7209 |  | 2150 | 0.045 | 4257 | 10% | 3831.3 |  | 0.0179 | 68.5803 | 3831.3 | 69.7297 | 7662.6 | 138.3099
Commercial | OPA ERIP - Community Baptist Church | Philips 13W Marathon CFL | OPA2008 | 2008 | 22 |  | 3.7209 |  | 2150 | 0.047 | 2223.1 | 10% | 2000.79 |  | 0.0179 | 35.8141 | 2000.79 | 36.4144 | 4001.58 | 72.2285
Commercial | OPA ERIP - Community Baptist Church | Noma 11W Mini-Spiral CFL | OPA2008 | 2008 | 12 |  | 3.7209 |  | 2150 | 0.029 | 748.2 | 10% | 673.38 |  | 0.0179 | 12.0535 | 673.38 | 12.2555 | 1346.76 | 24.309
Commercial | OPA ERIP - Community Baptist Church | Philips R30 16W | OPA2008 | 2008 | 8 |  | 3.7209 |  | 2150 | 0.044 | 756.8 | 10% | 681.12 |  | 0.0179 | 12.192 | 681.12 | 12.3964 | 1362.24 | 24.5884
Commercial | OPA ERIP - Community Baptist Church | GE Daylight 26W CFL | OPA2008 | 2008 | 4 |  | 3.7209 |  | 2150 | 0.074 | 636.4 | 10% | 572.76 |  | 0.0179 | 10.2524 | 572.76 | 10.4242 | 1145.52 | 20.6766
Commercial | OPA ERIP - Community Baptist Church | Vanity 11W CFL | OPA2008 | 2008 | 1 |  | 3.7209 |  | 2150 | 0.029 | 62.35 | 10% | 56.115 |  | 0.0179 | 1.0045 | 56.115 | 1.0213 | 112.23 | 2.0258
Commercial | OPA ERIP - Community Baptist Church | Eco-Soft 18W CFL | OPA2008 | 2008 | 4 |  | 3.7209 |  | 2150 | 0.057 | 490.2 | 10% | 441.18 |  | 0.0179 | 7.8971 | 441.18 | 8.0295 | 882.36 | 15.9266
Commercial | OPA ERIP - Community Baptist Church | GE Soft White 26W CFL | OPA2008 | 2008 | 2 |  | 3.7209 |  | 2150 | 0.074 | 318.2 | 10% | 286.38 |  | 0.0179 | 5.1262 | 286.38 | 5.2121 | 572.76 | 10.3383
Commercial | OPA ERIP - Community Baptist Church | Philips Outdoor 17W CFL | OPA2008 | 2008 | 1 |  | 3.7209 |  | 2150 | 0.043 | 92.45 | 10% | 83.205 |  | 0.0179 | 1.4894 | 83.205 | 1.5143 | 166.41 | 3.0037
Commercial | OPA ERIP - Community Baptist Church | Energy Star exit signs | OPA2008 | 2008 | 4 |  | 10 |  | 8760 | 0.017 | 595.68 | 10% | 536.112 |  | 0.0179 | 9.5964 | 536.112 | 9.7572 | 1072.224 | 19.3536
Commercial | OPA ERIP - Community Baptist Church | GUI10 7W CFL | OPA2008 | 2008 | 6 |  | 3.7209 |  | 2150 | 0.033 | 425.7 | 10% | 383.13 |  | 0.0179 | 6.858 | 383.13 | 6.973 | 766.26 | 13.831
Commercial | OPA ERIP - Community Baptist Church | Lithonia T-12 2 Bulb fixtures | OPA2008 | 2008 | 3 |  | 8.6207 |  | 2320 | 0.03 | 208.8 | 10% | 187.92 |  | 0.0179 | 3.3638 | 187.92 | 3.4201 | 375.84 | 6.7839
| OPA ERIP - Community Baptist Church Total | [18 empty] | 351.3755
Commercial | OPA ERIP - King Ritson Dental Clinic | T-8 1x32 Ballast | OPA2008 | 2008 | 2 |  | 16 |  | 2594 | 0.021 | 108.948 | 10% | 98.0532 |  | 0.0179 | 1.7552 | 98.0532 | 1.7846 | 196.1064 | 3.5397
Commercial | OPA ERIP - King Ritson Dental Clinic | T-8 2x32 Ballast | OPA2008 | 2008 | 34 |  | 16 |  | 2594 | 0.03 | 2645.88 | 10% | 2381.292 |  | 0.0179 | 42.6251 | 2381.292 | 43.3395 | 4762.584 | 85.9646
Commercial | OPA ERIP - King Ritson Dental Clinic | T-8 3x32 Ballast | OPA2008 | 2008 | 1 |  | 16 |  | 2594 | 0.064 | 166.016 | 10% | 149.4144 |  | 0.0179 | 2.6745 | 149.4144 | 2.7193 | 298.8288 | 5.3939
Commercial | OPA ERIP - King Ritson Dental Clinic | T-8 4x32 Ballast | OPA2008 | 2008 | 61 |  | 16 |  | 2594 | 0.063 | 9968.742 | 10% | 8971.8678 |  | 0.0179 | 160.5964 | 8971.8678 | 163.288 | 17943.7356 | 323.8844
| OPA ERIP - King Ritson Dental Clinic Total | [18 empty] | 418.7826
Commercial | OPA ERIP - Pier 1 Imports | 23W CFL Screw in | OPA2008 | 2008 | 156 |  | 2.15 |  | 3721 | 0.077 | 44696.652 | 10% | 40226.9868 |  | 0.0179 | 720.0631 | 40226.9868 | 732.1312 | 80453.9736 | 1452.1942
| OPA ERIP - Pier 1 Imports Total | [18 empty] | 1452.1942
Commercial | OPA Direct Install | (1) 1 Lamp to 2 – 4’ 32W LBF | OPA 2009 | 2009 | 6 |  | 6.1482 |  | 3253 | 0.045 | 878.31 | 10% | 790.479 |  | 0.0179 | 14.1496 |  |  | 790.479 | 14.1496
Commercial | OPA Direct Install | (2) 1 Lamp to 1 – 8’ 59W LBF | OPA 2009 | 2009 | 11 |  | 6.1482 |  | 3253 | 0.049 | 1753.367 | 10% | 1578.0303 |  | 0.0179 | 28.2467 |  |  | 1578.0303 | 28.2467
Commercial | OPA Direct Install | (4) 2 Lamps to 4 – 4’ 32W LBF | OPA 2009 | 2009 | 58 |  | 6.1482 |  | 3253 | 0.071 | 13395.854 | 10% | 12056.2686 |  | 0.0179 | 215.8072 |  |  | 12056.2686 | 215.8072
Commercial | OPA Direct Install | (48) 2 Lamps to 2 – 8’ 59W NBF | OPA 2009 | 2009 | 655 |  | 6.1482 |  | 3253 | 0.06 | 127842.9 | 10% | 115058.61 |  | 0.0179 | 2059.5491 |  |  | 115058.61 | 2059.5491
Commercial | OPA Direct Install | (49) 4 Lamps to 4 – 8’ 59W lamps with 2 electronic ballasts NBF | OPA 2009 | 2009 | 1 |  | 6.1482 |  | 3253 | 0.14 | 455.42 | 10% | 409.878 |  | 0.0179 | 7.3368 |  |  | 409.878 | 7.3368
Commercial | OPA Direct Install | (50) 2 Lamps to 2 – 8’ 59W NBF | OPA 2009 | 2009 | 529 |  | 6.1482 |  | 3253 | 0.03 | 51625.11 | 10% | 46462.599 |  | 0.0179 | 831.6805 |  |  | 46462.599 | 831.6805
Commercial | OPA Direct Install | (51) 4 Lamps to 4 – 8’ 59W lamps with 2 electronic ballasts NBF | OPA 2009 | 2009 | 8 |  | 6.1482 |  | 3253 | 0.14 | 3643.36 | 10% | 3279.024 |  | 0.0179 | 58.6945 |  |  | 3279.024 | 58.6945
Commercial | OPA Direct Install | (8) 1 Lamp to 1 – 4’ 32W LBF | OPA 2009 | 2009 | 7 |  | 6.1482 |  | 3253 | 0.025 | 569.275 | 10% | 512.3475 |  | 0.0179 | 9.171 |  |  | 512.3475 | 9.171
Commercial | OPA Direct Install | (10) 2 Lamps to 2 – 4’ 32W LBF | OPA 2009 | 2009 | 255 |  | 6.1482 |  | 3253 | 0.038 | 31521.57 | 10% | 28369.413 |  | 0.0179 | 507.8125 |  |  | 28369.413 | 507.8125
Commercial | OPA Direct Install | (12) 4 Lamps to 4 – 4’ 32W LBF | OPA 2009 | 2009 | 493 |  | 6.1482 |  | 3253 | 0.074 | 118675.946 | 10% | 106808.3514 |  | 0.0179 | 1911.8695 |  |  | 106808.3514 | 1911.8695
Commercial | OPA Direct Install | (13) 1 Lamp to 1 – 4’ 32W LBF | OPA 2009 | 2009 | 274 |  | 6.1482 |  | 3253 | 0.021 | 18717.762 | 10% | 16845.9858 |  | 0.0179 | 301.5431 |  |  | 16845.9858 | 301.5431
Commercial | OPA Direct Install | (15) 2 Lamps to 2 – 4’ 32W LBF | OPA 2009 | 2009 | 1746 |  | 6.1482 |  | 3253 | 0.031 | 176071.878 | 10% | 158464.6902 |  | 0.0179 | 2836.518 |  |  | 158464.6902 | 2836.518
Commercial | OPA Direct Install | (16) 4 Lamps to 2 – 4’ 32W BF > 1.1 + reflector | OPA 2009 | 2009 | 40 |  | 6.1482 |  | 3253 | 0.078 | 10149.36 | 10% | 9134.424 |  | 0.0179 | 163.5062 |  |  | 9134.424 | 163.5062
Commercial | OPA Direct Install | (17) 4 Lamps to 4 – 4’ 32W LBF | OPA 2009 | 2009 | 3366 |  | 6.1482 |  | 3253 | 0.048 | 525580.704 | 10% | 473022.6336 |  | 0.0179 | 8467.1051 |  |  | 473022.6336 | 8467.1051
Commercial | OPA Direct Install | (52) 2 Lamps to 2 – 4’ 25W NBF | OPA 2009 | 2009 | 8 |  | 6.1482 |  | 3253 | 0.033 | 858.792 | 10% | 772.9128 |  | 0.0179 | 13.8351 |  |  | 772.9128 | 13.8351
Commercial | OPA Direct Install | (54) 2 – 8’ T12 High Output Lamps to 2 – 8’ High Output T8 lamps with electronic ballasts | OPA 2009 | 2009 | 19 |  | 6.1482 |  | 3253 | 0.033 | 2039.631 | 10% | 1835.6679 |  | 0.0179 | 32.8585 |  |  | 1835.6679 | 32.8585
Commercial | OPA Direct Install | (55) 175W Metal Halide to 1 – 150W Metal Halide Direct Lamp replacement ANSI#M152/O | OPA 2009 | 2009 | 4 |  | 5.3749 |  | 3721 | 0.025 | 372.1 | 10% | 334.89 |  | 0.0179 | 5.9945 |  |  | 334.89 | 5.9945
Commercial | OPA Direct Install | (56) 400W Metal Halide to 1 – 360W Metal Halide Direct Lamp replacement | OPA 2009 | 2009 | 32 |  | 5.3749 |  | 3721 | 0.04 | 4762.88 | 10% | 4286.592 |  | 0.0179 | 76.73 |  |  | 4286.592 | 76.73
Commercial | OPA Direct Install | (18) 2 Lamps to 2 U-Tube Lamps | OPA 2009 | 2009 | 203 |  | 6.1482 |  | 3253 | 0.027 | 17829.693 | 10% | 16046.7237 |  | 0.0179 | 287.2364 |  |  | 16046.7237 | 287.2364
Commercial | OPA Direct Install | (19) 2 Lamps to 2 Linear 2' + Reflector F17T8 | OPA 2009 | 2009 | 2 |  | 6.1482 |  | 3253 | 0.058 | 377.348 | 10% | 339.6132 |  | 0.0179 | 6.0791 |  |  | 339.6132 | 6.0791
Commercial | OPA Direct Install | (20) 2-15W Lamps to 3W LED | OPA 2009 | 2009 | 164 |  | 10 |  | 8760 | 0.027 | 38789.28 | 10% | 34910.352 |  | 0.0179 | 624.8953 |  |  | 34910.352 | 624.8953
Commercial | OPA Direct Install | (21) 2-15W Lamps to Replace entire fixture with LED sign | OPA 2009 | 2009 | 35 |  | 10 |  | 8760 | 0.027 | 8278.2 | 10% | 7450.38 |  | 0.0179 | 133.3618 |  |  | 7450.38 | 133.3618
Commercial | OPA Direct Install | (22) 40W to 11W | OPA 2009 | 2009 | 6 |  | 2.15 |  | 3721 | 0.029 | 647.454 | 10% | 582.7086 |  | 0.0179 | 10.4305 |  |  | 582.7086 | 10.4305
Commercial | OPA Direct Install | (23) 60W to 13W | OPA 2009 | 2009 | 2066 |  | 2.15 |  | 3721 | 0.047 | 361316.542 | 10% | 325184.8878 |  | 0.0179 | 5820.8095 |  |  | 325184.8878 | 5820.8095
Commercial | OPA Direct Install | (24) 100W to 23W | OPA 2009 | 2009 | 50 |  | 2.15 |  | 3721 | 0.077 | 14325.85 | 10% | 12893.265 |  | 0.0179 | 230.7894 |  |  | 12893.265 | 230.7894
Commercial | OPA Direct Install | (25) 150W to 28W-32W | OPA 2009 | 2009 | 6 |  | 2.15 |  | 3721 | 0.12 | 2679.12 | 10% | 2411.208 |  | 0.0179 | 43.1606 |  |  | 2411.208 | 43.1606
Commercial | OPA Direct Install | (59) 40W to 11W | OPA 2009 | 2009 | 1 |  | 2.15 |  | 3721 | 0.029 | 107.909 | 10% | 97.1181 |  | 0.0179 | 1.7384 |  |  | 97.1181 | 1.7384
Commercial | OPA Direct Install | (60) 60W to 13W | OPA 2009 | 2009 | 4 |  | 2.15 |  | 3721 | 0.047 | 699.548 | 10% | 629.5932 |  | 0.0179 | 11.2697 |  |  | 629.5932 | 11.2697
Commercial | OPA Direct Install | (63) 65 – 75W Incandescent R Lamp to 14 – 16W Dimmable CFL Lamp | OPA 2009 | 2009 | 41 |  | 10 |  | 985.5 | 0.055 | 2222.3025 | 10% | 2000.0722 |  | 0.0179 | 35.8013 |  |  | 2000.0722 | 35.8013
Commercial | OPA Direct Install | (64) 100 – 150W Incandescent R Lamp to 22 – 26W Dimmable CFL Lamp | OPA 2009 | 2009 | 4 |  | 10 |  | 985.5 | 0.101 | 398.142 | 10% | 358.3278 |  | 0.0179 | 6.4141 |  |  | 358.3278 | 6.4141
Commercial | OPA Direct Install | (26) 60W PAR38/30/20 to 15W CFL PAR38/30/20 | OPA 2009 | 2009 | 175 |  | 2.15 |  | 3721 | 0.047 | 30605.225 | 10% | 27544.7025 |  | 0.0179 | 493.0502 |  |  | 27544.7025 | 493.0502
Commercial | OPA Direct Install | (27) 75W PAR38/30/20 to 18W CFL PAR38/30/20 | OPA 2009 | 2009 | 91 |  | 2.15 |  | 3721 | 0.057 | 19300.827 | 10% | 17370.7443 |  | 0.0179 | 310.9363 |  |  | 17370.7443 | 310.9363
Commercial | OPA Direct Install | (28) 100W PAR38/30/20 to 26W CFL PAR38/30/20 | OPA 2009 | 2009 | 168 |  | 2.15 |  | 3721 | 0.074 | 46259.472 | 10% | 41633.5248 |  | 0.0179 | 745.2401 |  |  | 41633.5248 | 745.2401
Commercial | OPA Direct Install | (29) 40 - 60W standard incandescent to 15W CFL | OPA 2009 | 2009 | 169 |  | 2.15 |  | 3721 | 0.047 | 29555.903 | 10% | 26600.3127 |  | 0.0179 | 476.1456 |  |  | 26600.3127 | 476.1456
Commercial | OPA Direct Install | (31) 75W standard incandescent to 18W CFL | OPA 2009 | 2009 | 103 |  | 2.15 |  | 3721 | 0.057 | 21845.991 | 10% | 19661.3919 |  | 0.0179 | 351.9389 |  |  | 19661.3919 | 351.9389
Commercial | OPA Direct Install | (32) 75W standard incandescent to 50W Halogen | OPA 2009 | 2009 | 5 |  | 2.15 |  | 3721 | 0.025 | 465.125 | 10% | 418.6125 |  | 0.0179 | 7.4932 |  |  | 418.6125 | 7.4932
Commercial | OPA Direct Install | (33) 90 Watt Halogen to 23 to 28W CFL Par 38/30 | OPA 2009 | 2009 | 23 |  | 2.15 |  | 3721 | 0.0645 | 5520.1035 | 10% | 4968.0931 |  | 0.0179 | 88.9289 |  |  | 4968.0931 | 88.9289
Commercial | OPA Direct Install | (35) 100W standard incandescent or greater to 26W CFL | OPA 2009 | 2009 | 1 |  | 2.15 |  | 3721 | 0.074 | 275.354 | 10% | 247.8186 |  | 0.0179 | 4.436 |  |  | 247.8186 | 4.436
Commercial | OPA Direct Install | (65) 40 - 60W standard halogen to 29W - 32W Halogen IR (for all types including MR16) | OPA 2009 | 2009 | 70 |  | 2.15 |  | 3721 | 0.0295 | 7683.865 | 10% | 6915.4785 |  | 0.0179 | 123.7871 |  |  | 6915.4785 | 123.7871
| OPA Direct Install Total 2009 | [18 empty] | 27356.3503
Commercial | OPA ERIP, prescriptive - TD Bank Branch 3203 | Single lamp high perf T-8 fixtures | OPA2009 | 2009 | 7 |  | 6.1482 |  | 3253 | 0.023 | 523.733 | 10% | 471.3597 |  | 0.0179 | 8.4373 |  |  | 471.3597 | 8.4373
Commercial | OPA ERIP, prescriptive - TD Bank Branch 3203 | Two lamp high perf T-8 fixtures | OPA2009 | 2009 | 3 |  | 6.1482 |  | 3253 | 0.033 | 322.047 | 10% | 289.8423 |  | 0.0179 | 5.1882 |  |  | 289.8423 | 5.1882
Commercial | OPA ERIP, prescriptive - TD Bank Branch 3203 | Three lamp high perf T-8 fixtures | OPA2009 | 2009 | 26 |  | 6.1482 |  | 3253 | 0.064 | 5412.992 | 10% | 4871.6928 |  | 0.0179 | 87.2033 |  |  | 4871.6928 | 87.2033
Commercial | OPA ERIP, prescriptive - TD Bank Branch 3203 | Switch plate mounted occupancy sensor | OPA2009 | 2009 | 8 |  |  |  | 1780 | 0.3 | 4272 | 10% | 3844.8 |  | 0.0179 | 68.8219 |  |  | 3844.8 | 68.8219
| OPA ERIP, prescriptive - TD Bank Branch 3203 Total | [18 empty] | 169.6507
Commercial | OPA ERIP, custom - TD Bank Branch 3200 | 4' 1-Lamp high effeciency T8 | OPA2009 | 2009 | 46 |  | 5.8326 |  | 3429 | 0.023 | 3627.882 | 10% | 3265.0938 |  | 0.0179 | 58.4452 |  |  | 3265.0938 | 58.4452
Commercial | OPA ERIP, custom - TD Bank Branch 3200 | 4' 2-Lamp high effeciency T8 | OPA2009 | 2009 | 4 |  | 5.8326 |  | 3429 | 0.033 | 452.628 | 10% | 407.3652 |  | 0.0179 | 7.2918 |  |  | 407.3652 | 7.2918
Commercial | OPA ERIP, custom - TD Bank Branch 3200 | 2' 3-Lamp high effeciency T8 | OPA2009 | 2009 | 3 |  | 5.8326 |  | 3429 | 0.064 | 658.368 | 10% | 592.5312 |  | 0.0179 | 10.6063 |  |  | 592.5312 | 10.6063
Commercial | OPA ERIP, custom - TD Bank Branch 3200 | 4' 3-Lamp high effeciency T8 | OPA2009 | 2009 | 60 |  | 5.8326 |  | 3429 | 0.064 | 13167.36 | 10% | 11850.624 |  | 0.0179 | 212.1262 |  |  | 11850.624 | 212.1262
| OPA ERIP, custom - TD Bank Branch 3200 Total | [18 empty] | 288.4695
Commercial | OPA ERIP, prescriptive - German Club Loreley | Energy Star exit signs | OPA2009 | 2009 | 6 |  | 10 |  | 8760 | 0.017 | 893.52 | 10% | 804.168 |  | 0.0179 | 14.3946 |  |  | 804.168 | 14.3946
Commercial | OPA ERIP, prescriptive - German Club Loreley | Energy star CFL's, screw in < 40W | OPA2009 | 2009 | 140 |  | 2.0981 |  | 3813 | 0.027 | 14413.14 | 10% | 12971.826 |  | 0.0179 | 232.1957 |  |  | 12971.826 | 232.1957
Commercial | OPA ERIP, prescriptive - German Club Loreley | Energy star CFL's, hard wired < 40W | OPA2009 | 2009 | 2 |  | 2.0981 |  | 3813 | 0.027 | 205.902 | 10% | 185.3118 |  | 0.0179 | 3.3171 |  |  | 185.3118 | 3.3171
Commercial | OPA ERIP, prescriptive - German Club Loreley | Single lamp high perf T-8 fixtures | OPA2009 | 2009 | 28 |  | 5.8326 |  | 3429 | 0.023 | 2208.276 | 10% | 1987.4484 |  | 0.0179 | 35.5753 |  |  | 1987.4484 | 35.5753
Commercial | OPA ERIP, prescriptive - German Club Loreley | Two lamp high perf T-8 fixtures | OPA2009 | 2009 | 20 |  | 5.8326 |  | 3429 | 0.026 | 1783.08 | 10% | 1604.772 |  | 0.0179 | 28.7254 |  |  | 1604.772 | 28.7254
| OPA ERIP, prescriptive - German Club Loreley Total | [18 empty] | 314.2081
Commercial | OPA ERIP, prescriptive - H. Kassinger Construction | Energy Star exit signs | OPA2009 | 2009 | 34 |  | 10 |  | 8760 | 0.017 | 5063.28 | 10% | 4556.952 |  | 0.0179 | 81.5694 |  |  | 4556.952 | 81.5694
Commercial | OPA ERIP, prescriptive - H. Kassinger Construction | Single lamp high perf T-8 fixtures | OPA2009 | 2009 | 203 |  | 7.7101 |  | 2594 | 0.023 | 12111.386 | 10% | 10900.2474 |  | 0.0179 | 195.1144 |  |  | 10900.2474 | 195.1144
Commercial | OPA ERIP, prescriptive - H. Kassinger Construction | Two lamp high perf T-8 fixtures | OPA2009 | 2009 | 35 |  | 7.7101 |  | 2594 | 0.026 | 2360.54 | 10% | 2124.486 |  | 0.0179 | 38.0283 |  |  | 2124.486 | 38.0283
| OPA ERIP, prescriptive - H. Kassinger Construction Total | [18 empty] | 314.7122
Commercial Total | [19 empty] | 37709.6826
GS >50KW-200 | OPA ERIP - Foley Group | 15W CFL Screw in | OPA2008 | 2008 | 600 |  | 2.5957 |  | 3082 | 0.025 | 46230 | 10% | 41607 |  | 2.8065 | 37.8877 |  |  | 41607 | 37.8877
| OPA ERIP - Foley Group Total | [18 empty] | 37.8877
GS >50KW-200 | OPA ERIP - Kassinger Construction, Jul 08 lighting | 13W CFL Screw in | OPA2008 | 2008 | 8481 |  | 2.5957 |  | 3082 | 0.027 | 705737.934 | 10% | 635164.1406 |  | 2.8065 | 578.3868 |  |  | 635164.1406 | 578.3868
| OPA ERIP - Kassinger Construction, Jul 08 lighting Total | [18 empty] | 578.3868
GS >50KW-200 | OPA ERIP - Nordco Inc | 30W CFL Screw in | OPA2008 | 2008 | 19 |  | 2.5957 |  | 3082 | 0.12 | 7026.96 | 10% | 6324.264 |  | 2.8065 | 5.7589 |  |  | 6324.264 | 5.7589
GS >50KW-200 | OPA ERIP - Nordco Inc | T-8 2x32 Ballast | OPA2008 | 2008 | 15 |  | 6.4893 |  | 3082 | 0.023 | 1063.29 | 10% | 956.961 |  | 2.8065 | 0.87142 |  |  | 956.961 | 0.87142
GS >50KW-200 | OPA ERIP - Nordco Inc | T-8 4x32 Ballast | OPA2008 | 2008 | 121 |  | 6.4893 |  | 3082 | 0.037 | 13798.114 | 10% | 12418.3026 |  | 2.8065 | 11.3082 |  |  | 12418.3026 | 11.3082
| OPA ERIP - Nordco Inc Total | [18 empty] | 17.9386
GS >50KW-200 | OPA ERIP - Syran Developments Ltd | Energy Star exit signs | OPA2008 | 2008 | 40 |  | 10 |  | 8760 | 0.017 | 5956.8 | 10% | 5361.12 |  | 2.8065 | 1.7176 |  |  | 5361.12 | 1.7176
GS >50KW-200 | OPA ERIP - Syran Developments Ltd | 13W, 15W CFL screw ins | OPA2008 | 2008 | 42 |  | 2.5957 |  | 3082 | 0.025 | 3236.1 | 10% | 2912.49 |  | 2.8065 | 2.6521 |  |  | 2912.49 | 2.6521
GS >50KW-200 | OPA ERIP - Syran Developments Ltd | T-8 2x32 Ballast | OPA2008 | 2008 | 70 |  | 6.4893 |  | 3082 | 0.023 | 4962.02 | 10% | 4465.818 |  | 2.8065 | 4.0666 |  |  | 4465.818 | 4.0666
GS >50KW-200 | OPA ERIP - Syran Developments Ltd | T-8 4x32 Ballast | OPA2008 | 2008 | 231 |  | 6.4893 |  | 3082 | 0.037 | 26341.854 | 10% | 23707.6686 |  | 2.8065 | 21.5884 |  |  | 23707.6686 | 21.5884
| OPA ERIP - Syran Developments Ltd Total | [18 empty] | 30.0248
GS >50KW-200 | OPA ERIP, custom - TD Bank Branch 3184 | 2x4k 4 lamp | OPA2009 | 2009 | 60 |  | 5.4945 |  | 3640 | 0.093 | 20311.2 | 10% | 18280.08 |  | 2.8065 | 14.0942 |  |  | 18280.08 | 14.0942
GS >50KW-200 | OPA ERIP, custom - TD Bank Branch 3184 | 2x2k 2u | OPA2009 | 2009 | 73 |  |  |  | 3640 | 0.033 | 8768.76 | 10% | 7891.884 |  | 2.8065 | 6.0848 |  |  | 7891.884 | 6.0848
GS >50KW-200 | OPA ERIP, custom - TD Bank Branch 3184 | Wrap 1x4 2 lamp | OPA2009 | 2009 | 4 |  |  |  | 3640 | 0.036 | 524.16 | 10% | 471.744 |  | 2.8065 | 0.36372 |  |  | 471.744 | 0.36372
GS >50KW-200 | OPA ERIP, custom - TD Bank Branch 3184 | 1x4k 2 lamp | OPA2009 | 2009 | 22 |  |  |  | 3640 | 0.064 | 5125.12 | 10% | 4612.608 |  | 2.8065 | 3.5564 |  |  | 4612.608 | 3.5564
GS >50KW-200 | OPA ERIP, custom - TD Bank Branch 3184 | Exit 2-15T6 145V | OPA2009 | 2009 | 10 |  |  |  | 8760 | 0.017 | 1489.2 | 10% | 1340.28 |  | 2.8065 | 0.42939 |  |  | 1340.28 | 0.42939
GS >50KW-200 | OPA ERIP, custom - TD Bank Branch 3184 | 2x4k 2 lamp | OPA2009 | 2009 | 2 |  |  |  | 3640 | 0.036 | 262.08 | 10% | 235.872 |  | 2.8065 | 0.18186 |  |  | 235.872 | 0.18186
GS >50KW-200 | OPA ERIP, custom - TD Bank Branch 3184 | Strip 4' 2 lamp | OPA2009 | 2009 | 37 |  |  |  | 3640 | 0.020667 | 2783.3867 | 10% | 2505.048 |  | 2.8065 | 1.9314 |  |  | 2505.048 | 1.9314
GS >50KW-200 | OPA ERIP, custom - TD Bank Branch 3184 | Wall bracket 4' lamp | OPA2009 | 2009 | 3 |  |  |  | 3640 | 0.020667 | 225.68 | 10% | 203.112 |  | 2.8065 | 0.1566 |  |  | 203.112 | 0.1566
| OPA ERIP, custom - TD Bank Branch 3184 Total | [18 empty] | 26.7984
GS >50KW-200 | OPA ERIP, custom - Durham Catholic District School Board (OP-004) | Four lamp std T-8 fixtures | OPA2009 | 2009 | 16 |  | 8.6207 |  | 2320 | 0.037 | 1373.44 | 10% | 1236.096 |  | 2.8065 | 1.4953 |  |  | 1236.096 | 1.4953
| OPA ERIP, custom - Durham Catholic District School Board (OP-004) Total | [18 empty] | 1.4953
GS >50KW-200 | OPA ERIP, prescriptive - Merit Paper and Bag Co. Ltd | 4 lamp T-8 | OPA2009 | 2009 | 108 |  | 6.1482 |  | 3253 | 0.037 | 12998.988 | 10% | 11699.0892 |  | 2.8065 | 10.0933 |  |  | 11699.0892 | 10.0933
| OPA ERIP, prescriptive - Merit Paper and Bag Co. Ltd Total | [18 empty] | 10.0933
GS >50KW-200 | OPA ERIP, prescriptive - Conseil Scolaire de District Catholique | Energy star CFL's, screw in < 40W | OPA2009 | 2009 | 18 |  | 3.7209 |  | 2150 | 0.025 | 967.5 | 10% | 870.75 |  | 2.8065 | 1.1366 |  |  | 870.75 | 1.1366
GS >50KW-200 | OPA ERIP, prescriptive - Conseil Scolaire de District Catholique | Single lamp std T-8 fixtures | OPA2009 | 2009 | 1 |  | 8.6207 |  | 2320 | 0.023 | 53.36 | 10% | 48.024 |  | 2.8065 | 0.058095 |  |  | 48.024 | 0.058095
GS >50KW-200 | OPA ERIP, prescriptive - Conseil Scolaire de District Catholique | Two lamp std T-8 fixtures | OPA2009 | 2009 | 466 |  | 8.6207 |  | 2320 | 0.026 | 28109.12 | 10% | 25298.208 |  | 2.8065 | 30.6032 |  |  | 25298.208 | 30.6032
GS >50KW-200 | OPA ERIP, prescriptive - Conseil Scolaire de District Catholique | Four lamp std T-8 fixtures | OPA2009 | 2009 | 2 |  | 8.6207 |  | 2320 | 0.037 | 171.68 | 10% | 154.512 |  | 2.8065 | 0.18691 |  |  | 154.512 | 0.18691
| OPA ERIP, prescriptive - Conseil Scolaire de District Catholique Total | [18 empty] | 31.9848
GS >50KW-200 Total | [19 empty] | 734.6098
GS 200KW-1000 | OPA ERIP - Canadian Tire | 187W Fluorescent Grand Bulbs | OPA2008 | 2008 | 368 |  | 16 | 1170.35 | 4000 | 0.29259 | 430688.8 | 10% | 387619.92 |  | 2.8065 | 271.9638 |  |  | 387619.92 | 271.9638
| OPA ERIP - Canadian Tire Total | [18 empty] | 271.9638
GS 200KW-1000 | OPA ERIP - Kassinger Construction, 2007 | Single lamp High Perf. T-8 fixtures | OPA2008 | 2008 | 260 |  | 24 | 92 | 6500 | 0.014154 | 23920 | 10% | 21528 |  | 2.8065 | 9.2951 |  |  | 21528 | 9.2951
GS 200KW-1000 | OPA ERIP - Kassinger Construction, 2007 | Two-lamp High Perf. T-8 fixtures | OPA2008 | 2008 | 76 |  | 24 | 132 | 6500 | 0.020308 | 10032 | 10% | 9028.8 |  | 2.8065 | 3.8984 |  |  | 9028.8 | 3.8984
GS 200KW-1000 | OPA ERIP - Kassinger Construction, 2007 | Switch plate mounted occupancy sensor | OPA2008 | 2008 | 11 |  | 8 | 459 | 1530 | 0.3 | 5049 | 10% | 4544.1 |  | 2.8065 | 8.3353 |  |  | 4544.1 | 8.3353
GS 200KW-1000 | OPA ERIP - Kassinger Construction, 2007 | Ceiling mounted occupancy sensor | OPA2008 | 2008 | 3 |  | 8 | 459 | 1530 | 0.3 | 1377 | 10% | 1239.3 |  | 2.8065 | 2.2733 |  |  | 1239.3 | 2.2733
GS 200KW-1000 | OPA ERIP - Kassinger Construction, 2007 | Energy Star exit signs | OPA2008 | 2008 | 37 |  | 10 |  | 8760 | 0.017 | 5510.04 | 10% | 4959.036 |  | 2.8065 | 1.5888 |  |  | 4959.036 | 1.5888
| OPA ERIP - Kassinger Construction, 2007 Total | [18 empty] | 25.3908
GS 200KW-1000 | OPA ERIP, prescriptive - Escalator Handrail Co Inc | 6 lamp high bay T5 | OPA2009 | 2009 | 41 |  | 6.3898 |  | 3130 | 0.156 | 20019.48 | 10% | 18017.532 |  | 2.8065 | 16.1553 |  |  | 18017.532 | 16.1553
| OPA ERIP, prescriptive - Escalator Handrail Co Inc Total | [18 empty] | 16.1553
GS 200KW-1000 | OPA ERIP, custom - Durham Catholic District School Board (OP-004) | Four lamp std T-8 fixtures | OPA2009 | 2009 | 32 |  |  |  | 3130 | 0.037 | 3705.92 | 10% | 3335.328 |  | 2.8065 | 2.9906 |  |  | 3335.328 | 2.9906
| OPA ERIP, custom - Durham Catholic District School Board (OP-004) Total | [18 empty] | 2.9906
GS 200KW-1000 Total | [19 empty] | 316.5006
Grand Total | [19 empty] | 81081.7404
0
Note on C99: : Assumed 15W (replacement of 60W bulbs, apartment bldg)
Note on H105: : assumed average of 13W and 15W
Note on I8: S Jackson: assumed gas forced-air
Note on I14: S Jackson: assumed 2 lamp
Note on I15: S Jackson: assumed 15w
Note on I19: S Jackson: assumed gas forced-air
Note on I23: S Jackson: assumed gas forced-air
Note on J21: S Jackson: assumed avg between kitchen and bathroom
Note on J23: S Jackson: - assumed similar lumination for base equipment - assumed 4450 annual operating hours (large/small retail)
Note on J25: S Jackson: - assumed similar lumination for base equipment - assumed 4450 annual operating hours (large/small retail)
Note on J28: S Jackson: - assumed similar lumination for base equipment - assumed 4450 annual operating hours (large/small retail)
Note on J31: S Jackson: - assumed similar lumination for base equipment - assumed 4450 annual operating hours (large/small retail)
Note on J32: S Jackson: - assumed similar lumination for base equipment - assumed 4450 annual operating hours (large/small retail)
Note on J33: S Jackson: - assumed similar lumination for base equipment - assumed 4450 annual operating hours (large/small retail)
Note on J34: S Jackson: assumed small retail
Note on J35: S Jackson: assumed small retail
Note on J36: S Jackson: assumed small retail
Note on J37: S Jackson: assumed small retail
Note on J38: S Jackson: assumed small retail
Note on J39: S Jackson: assumed small retail
Note on J40: S Jackson: assumed small retail
Note on J41: S Jackson: assumed 2150 annual operating hours (Schools)
Note on J42: S Jackson: assumed 2150 annual operating hours (Schools)
Note on J43: S Jackson: assumed 2150 annual operating hours (Schools)
Note on J44: S Jackson: assumed 2150 annual operating hours (Schools)
Note on J45: S Jackson: assumed 2150 annual operating hours (Schools)
Note on J46: S Jackson: assumed 2150 annual operating hours (Schools)
Note on J47: S Jackson: assumed 2150 annual operating hours (Schools)
Note on J48: S Jackson: assumed 2150 annual operating hours (Schools)
Note on J49: S Jackson: assumed 2150 annual operating hours (Schools)
Note on J50: S Jackson: assumed small retail
Note on J52: S Jackson: assumed 2150 annual operating hours (Schools)
Note on J53: S Jackson: assumed 2150 annual operating hours (Schools)
Note on J54: S Jackson: - assumed similar lumination for base equipment - assumed 4000 annual operating hours (large/small Office)
Note on J55: S Jackson: - assumed similar lumination for base equipment - assumed 4000 annual operating hours (large/small Office)
Note on J56: S Jackson: - assumed similar lumination for base equipment - assumed 4000 annual operating hours (large/small Office)
Note on J57: S Jackson: - assumed similar lumination for base equipment - assumed 4000 annual operating hours (large/small Office)
Note on J58: S Jackson: assumed 4450 annual operating hours (large/small retail incl restaraunts)
Note on J59: S Jackson: assumed school hours
Note on J60: S Jackson: assumed school hours
Note on J62: S Jackson: assumed school hours
Note on J63: S Jackson: assumed school hours
Note on J65: S Jackson: assumed small office
Note on J66: S Jackson: assumed small office
Note on J67: S Jackson: assumed small office
Note on J68: S Jackson: assumed small office
Note on J72: S Jackson: assumed T8 hours, small retail
Note on J73: S Jackson: assumed T8 hours, small retail
Note on J74: S Jackson: assumed T8 hours, small retail
Note on J75: S Jackson: assumed T8 hours, small retail
Note on J76: S Jackson: assumed T8 hours, small retail
Note on J77: S Jackson: assumed T8 hours, small retail
Note on J78: S Jackson: assumed T8 hours, small retail
Note on J79: S Jackson: assumed T8 hours, small retail
Note on J80: S Jackson: assumed T8 hours, small retail
Note on J81: S Jackson: assumed T8 hours, small retail
Note on J82: S Jackson: assumed T8 hours, small retail
Note on J83: S Jackson: assumed T8 hours, small retail
Note on J84: S Jackson: assumed T8 hours, small retail
Note on J85: S Jackson: assumed T8 hours, small retail
Note on J86: S Jackson: assumed T8 hours, small retail
Note on J87: S Jackson: assumed T8 hours, small retail
Note on J88: S Jackson: assumed ceramic metal halide hours, small retail
Note on J89: S Jackson: assumed ceramic metal halide hours, small retail
Note on J90: S Jackson: assumed T8 hours, small retail
Note on J91: S Jackson: assumed T8 hours, small retail
Note on J94: S Jackson: assumed CFL hours, small retail
Note on J95: S Jackson: assumed CFL hours, small retail
Note on J96: S Jackson: assumed CFL hours, small retail
Note on J97: S Jackson: assumed CFL hours, small retail
Note on J98: S Jackson: assumed CFL hours, small retail
Note on J99: S Jackson: assumed CFL hours, small retail
Note on J100: S Jackson: assumed 4450 annual operating hours (large/small retail incl restaraunts)
Note on J101: S Jackson: assumed 4450 annual operating hours (large/small retail incl restaraunts)
Note on J102: S Jackson: assumed 4450 annual operating hours (large/small retail incl restaraunts)
Note on J103: S Jackson: - assumed similar lumination for base equipment - assumed 4450 annual operating hours (large/small retail)
Note on J104: S Jackson: - assumed similar lumination for base equipment - assumed 4450 annual operating hours (large/small retail)
Note on J105: S Jackson: assumed CFL hours, small retail
Note on J106: S Jackson: assumed CFL hours, small retail
Note on J107: S Jackson: - assumed similar lumination for base equipment - assumed 4450 annual operating hours (large/small retail)
Note on J108: S Jackson: - assumed similar lumination for base equipment - assumed 4450 annual operating hours (large/small retail)
Note on J109: S Jackson: assumed CFL hours, small retail
Note on J110: S Jackson: assumed CFL hours, small retail
Note on J112: S Jackson: - assumed similar lumination for base equipment - assumed 4000 annual operating hours (large/small Office)
Note on J113: S Jackson: - assumed similar lumination for base equipment - assumed 4000 annual operating hours (large/small Office)
Note on J117: S Jackson: assumed large retail
Note on J118: S Jackson: assumed large retail
Note on J119: S Jackson: assumed large retail
Note on J120: S Jackson: assumed large retail
Note on J123: S Jackson: assumed large retail
Note on J124: S Jackson: assumed large retail
Note on J125: S Jackson: assumed large retail
Note on J126: S Jackson: assumed large retail
Note on J146: S Jackson: based on 14 hrs per day, M-F, per verification sheet.
Note on J147: S Jackson: based on 14 hrs per day, M-F, per verification sheet.
Note on J148: S Jackson: based on 14 hrs per day, M-F, per verification sheet.
Note on J149: S Jackson: based on 14 hrs per day, M-F, per verification sheet.
Note on J151: S Jackson: based on 14 hrs per day, M-F, per verification sheet.
Note on J152: S Jackson: based on 14 hrs per day, M-F, per verification sheet.
Note on J153: S Jackson: based on 14 hrs per day, M-F, per verification sheet.
Note on K33: S Jackson: assumed standard perform, 2 lamp
Note on K34: S Jackson: assumed standard perform
Note on K35: : used summer savings assumption
Note on K36: S Jackson: assumed standard perform
Note on K37: S Jackson: assumed standard perform
Note on K38: S Jackson: assumed standard perform
Note on K39: S Jackson: assumed standard perform
Note on K40: S Jackson: assumed standard perform
Note on K58: S Jackson: - W not specified on base or replacement bulb. Assumed mid bulbs (75 and 18W)
Note on K59: S Jackson: - assumed replacing same number of lamps
Note on K72: S Jackson: per 2009 portal assumptions
Note on K146: S Jackson: used custom project worksheets for assumptions since this lighting not on quasi-prescriptive assumptions list.
Note on K147: S Jackson: used custom project worksheets for assumptions since this lighting not on quasi-prescriptive assumptions list.
Note on K148: S Jackson: used custom project worksheets for assumptions since this lighting not on quasi-prescriptive assumptions list.
Note on K149: S Jackson: used custom project worksheets for assumptions since this lighting not on quasi-prescriptive assumptions list.
Note on K151: S Jackson: used custom project worksheets for assumptions since this lighting not on quasi-prescriptive assumptions list.
Note on K152: S Jackson: used custom project worksheets for assumptions since this lighting not on quasi-prescriptive assumptions list.
Note on K153: S Jackson: used custom project worksheets for assumptions since this lighting not on quasi-prescriptive assumptions list.
Note on K173: S Jackson: assumed base 400W
Note on L38: S Jackson: no OPA assumptions available; previous inputs used.
Note on L99: S Jackson: used prescriptive annual hours (not on quasi-prescriptive assumptions.)
Note on L100: S Jackson: used prescriptive annual hours (not on quasi-prescriptive assumptions.)
Note on L101: S Jackson: assumed CFL hours, small retail
Note on L102: S Jackson: assumed CFL hours, small retail
Note on L103: S Jackson: assumed CFL hours, small retail
Note on L106: S Jackson: assumed CFL hours, small retail
Note on L107: S Jackson: assumed CFL hours, small retail
Note on M37: : Assume 0% free ridership due to need for specific application.
Note on N37: S Jackson: total KWh reductions saved per Harris
Note on P9: : updated per Mar 08 assumptions.
Note on P32: S Jackson: assumed small retail
Note on P40: S Jackson: assumed small retail
Note on P41: S Jackson: assumed small retail
Note on P42: S Jackson: assumed small retail
Note on P43: S Jackson: assumed small retail
Note on P44: S Jackson: assumed small retail
Note on P45: S Jackson: assumed small retail
Note on P46: S Jackson: assumed small retail
Note on P47: S Jackson: assumed small retail
Note on P48: S Jackson: assumed small retail
Note on P50: S Jackson: assumed school hours
Note on P52: S Jackson: assumed school hours
Note on P53: S Jackson: assumed school hours
Note on P54: S Jackson: assumed school hours
Note on P55: S Jackson: assumed school hours
Note on P56: S Jackson: assumed school hours
Note on P57: S Jackson: assumed school hours
Note on Q34: S Jackson: assumed standard perform
Note on R2: S Jackson: No LRAM was claimed for 2008 for the commercial rate class since the rider was more than 4 decimal places. Therefore included this revenue along with the 2009 LRAM.
Note on R38: S Jackson: no OPA assumptions available; previous inputs used.
Note on S2: S Jackson: No LRAM was claimed for 2008 for the commercial rate class since the rider was more than 4 decimal places. Therefore included this revenue along with the 2009 LRAM.
Note on T2: S Jackson: No LRAM was claimed for 2008 for the commercial rate class since the rider was more than 4 decimal places. Therefore included this revenue along with the 2009 LRAM.

## LRAM Detail (3)
Table 3: Lost Load by Class and Program Summary
Rate Class | Program | Technology | Funding Mechanism | Year (start of program) | # of Units | Duration of Program | Effective Useful Life | Energy Savings per unit (kWh) before FR | Annual Operating Time (hrs/yr) | Energy Savings per unit (kW) | Total Energy Savings (kWh) before FR with # Units | Free Ridership | Net kWh Saved (After FR) | . | Rate/ kWh or KW 2009 | Lost Revenue 2009 | Net KWh Saved (After FR) 2008 Note 2 | Lost Revenue not submitted, 2008 Note 2 | Total Net KWh Saved (After FR) | Total LRAM
Residential | Library Watt- Reader Program | CFL 15 w Screw in | 3rd Tranche MARR | 2006 | 140 |  | 8 | 44.35 |  |  | 6209 | 10% | 5588.1 |  | 0.0127 | 70.9689 |  |  | 5588.1 | 70.9689
| Library Watt- Reader Program Total | [17 empty] | 5588.1
Residential | OPA EKC Pgm Coupons (Summer/ Fall 2006) | CFL 15 w Screw in | OPA 2006 | 2006 | 8247 |  | 8 | 44.35 |  |  | 365754.45 | 10% | 329179.005 |  | 0.0127 | 4180.5734 |  |  | 329179.005 | 4180.5734
Residential | OPA EKC Pgm Coupons (Summer/ Fall 2006) | Dimmers | OPA 2006 | 2006 | 326 |  | 10 | 23.65 |  |  | 7709.9 | 10% | 6938.91 |  | 0.0127 | 88.1242 |  |  | 6938.91 | 88.1242
Residential | OPA EKC Pgm Coupons (Summer/ Fall 2006) | Motion Sensors | OPA 2006 | 2006 | 101 |  | 10 | 63.95 |  |  | 6458.95 | 10% | 5813.055 |  | 0.0127 | 73.8258 |  |  | 5813.055 | 73.8258
Residential | OPA EKC Pgm Coupons (Summer/ Fall 2006) | Programmable Thermostats | OPA 2006 | 2006 | 792 |  | 11 | 203 |  |  | 160776 | 10% | 144698.4 |  | 0.0127 | 1837.6697 |  |  | 144698.4 | 1837.6697
Residential | OPA EKC Pgm Coupons (Summer/ Fall 2006) | Baseboard Programmable Thermostats | OPA 2006 | 2006 | 83 |  | 11 | 63.15 |  |  | 5241.45 | 10% | 4717.305 |  | 0.0127 | 59.9098 |  |  | 4717.305 | 59.9098
Residential | OPA EKC Pgm Coupons (Summer/ Fall 2006) | Seasonal LEDS | OPA 2006 | 2006 | 5197 |  | 5 | 13.5 |  |  | 70159.5 | 5% | 66651.525 |  | 0.0127 | 846.4744 |  |  | 66651.525 | 846.4744
| OPA EKC Pgm Coupons (Summer/ Fall 2006) Total | [17 empty] | 557998.2
Residential | Residential Replace Bulk with Individual Meters | Individual Meters | 3th Tranche MARR | 2006 | 8 |  | 20 | 600 | * |  | 4800 | 0% | 4800 |  | 0.0127 | 60.96 |  |  | 4800 | 60.96
| Residential Replace Bulk with Individual Meters Total | [17 empty] | 4800
Residential | Retrofit Non-Profit Housing | T8s | 3rd Tranche MARR | 2006 | 143 |  | 18 | 32.85 |  |  | 4697.55 | 0% | 4697.55 |  | 0.0127 | 59.6589 |  |  | 4697.55 | 59.6589
Residential | Retrofit Non-Profit Housing | CFLs | 3rd Tranche MARR | 2006 | 610 |  | 8 | 44.35 |  |  | 27053.5 | 10% | 24348.15 |  | 0.0127 | 309.2215 |  |  | 24348.15 | 309.2215
Residential | Retrofit Non-Profit Housing | Exit Lights | 3rd Tranche MARR | 2006 | 60 |  | 10 | 148.92 |  |  | 8935.2 | 10% | 8041.68 |  | 0.0127 | 102.1293 |  |  | 8041.68 | 102.1293
Residential | Retrofit Non-Profit Housing | Christmas Light Retrofit | 3rd Tranche MARR | 2006 | 900 |  | 5 | 13.5 |  |  | 12150 | 5% | 11542.5 |  | 0.0127 | 146.5898 |  |  | 11542.5 | 146.5898
| Retrofit Non-Profit Housing Total | [17 empty] | 48629.88
Residential | OPA Peaksaver | Programmable Thermostats | OPA2008 | 2008 | 159 |  | 11 | 203 |  |  | 32277 | 10% | 29049.3 |  | 0.0127 | 368.9261 |  |  | 29049.3 | 368.9261
| OPA Peaksaver Total 2008 | [17 empty] | 29049.3
Residential | OPA Refrigerator Roundup | retired refrigerator | OPA2008 | 2008 | 803 |  | 9 | 1101.29 |  |  | 884335.87 | 10% | 795902.283 |  | 0.0127 | 10107.959 |  |  | 795902.283 | 10107.959
| OPA Refrigerator Roundup Total 2008 | [17 empty] | 795902.283
Residential | OPA Peaksaver | Programmable Thermostats | OPA 2009 | 2009 | 165 |  | 11 | 203 |  |  | 33495 | 10% | 30145.5 |  | 0.0127 | 382.8478 |  |  | 30145.5 | 382.8478
| OPA Peaksaver Total 2009 | [17 empty] | 30145.5
Residential | OPA Refrigerator Roundup |  | OPA 2009 | 2009 | 516 |  | 9 | 1101.29 |  |  | 568265.64 | 10% | 511439.076 |  | 0.0127 | 6495.2763 |  |  | 511439.076 | 6495.2763
| OPA Refrigerator Roundup Total 2009 | [17 empty] | 511439.076
Residential Total | [18 empty] | 1983552.339
Unmetered Scattered Load | Retro Fit Traffic Signal Lights with LED Fixtures | LED Fixtures (Note 1) | 3rd Tranche MARR | 2007 | 156 |  | 10 | 6941 |  |  | 1082796 | 30% | 757957.2 |  | 0.0226 | 17129.8327 |  |  | 757957.2 | 17129.8327
| Retro Fit Traffic Signal Lights with LED Fixtures Total | [17 empty] | 757957.2
Unmetered Scattered Load Total | [18 empty] | 757957.2
Commercial | OPA Direct Install | Aerators | OPA2008 | 2008 | 1 |  | 10 | 176.3 |  |  | 176.3 | 10% | 158.67 |  | 0.0179 | 2.8402 |  |  | 158.67 | 2.8402
Commercial | OPA Direct Install | Exit Lights | OPA2008 | 2008 | 42 |  | 10 |  | 8760 | 0.017 | 6254.64 | 10% | 5629.176 |  | 0.0179 | 100.7623 |  |  | 5629.176 | 100.7623
Commercial | OPA Direct Install | from 1 lamp 75W to 2-4 lamp | OPA2008 | 2008 | 1 |  | 6.1482 |  | 3253 | 0.028 | 91.084 | 10% | 81.9756 |  | 0.0179 | 1.4674 |  |  | 81.9756 | 1.4674
Commercial | OPA Direct Install | from 2 lamps 75W to 4 - 4 Lamps | OPA2008 | 2008 | 677 |  | 6.1482 |  | 3253 | 0.03 | 66068.43 | 10% | 59461.587 |  | 0.0179 | 1064.3624 |  |  | 59461.587 | 1064.3624
Commercial | OPA Direct Install | from 2 lamps 60W to 4 32W w/80% BF or 25W | OPA2008 | 2008 | 70 |  | 6.1482 |  | 3253 | 0.084 | 19127.64 | 10% | 17214.876 |  | 0.0179 | 308.1463 |  |  | 17214.876 | 308.1463
Commercial | OPA Direct Install | from 1 lamp 34W to 1-4' 32W w80%BF or 25W | OPA2008 | 2008 | 94 |  | 6.1482 |  | 3253 | 0.017 | 5198.294 | 10% | 4678.4646 |  | 0.0179 | 83.7445 |  |  | 4678.4646 | 83.7445
Commercial | OPA Direct Install | from 2 lamp 34W to 1- 32W + Reflector w/90% BF | OPA2008 | 2008 | 14 |  | 6.1482 |  | 3253 | 0.051 | 2322.642 | 10% | 2090.3778 |  | 0.0179 | 37.4178 |  |  | 2090.3778 | 37.4178
Commercial | OPA Direct Install | from 2 lamp 34W to 2- 32W w/80% BR or 25W | OPA2008 | 2008 | 1077 |  | 6.1482 |  | 3253 | 0.023 | 80580.063 | 10% | 72522.0567 |  | 0.0179 | 1298.1448 |  |  | 72522.0567 | 1298.1448
Commercial | OPA Direct Install | from 4 Lamps 34W to 4 lamps 32W - 80% BF or 25W | OPA2008 | 2008 | 1280 |  | 6.1482 |  | 3253 | 0.037 | 154062.08 | 10% | 138655.872 |  | 0.0179 | 2481.9401 |  |  | 138655.872 | 2481.9401
Commercial | OPA Direct Install | from 2 Ushaped Lamps 34/40W to - 2 Lamps 32W | OPA2008 | 2008 | 34 |  | 6.1482 |  | 3253 | 0.023 | 2543.846 | 10% | 2289.4614 |  | 0.0179 | 40.9814 |  |  | 2289.4614 | 40.9814
Commercial | OPA Direct Install | 11 W CFL | OPA2008 | 2008 | 13 |  | 2.4593 |  | 3253 | 0.029 | 1226.381 | 10% | 1103.7429 |  | 0.0179 | 19.757 |  |  | 1103.7429 | 19.757
Commercial | OPA Direct Install | 13W CFL Screw in | OPA2008 | 2008 | 344 |  | 2.4593 |  | 3253 | 0.027 | 30213.864 | 10% | 27192.4776 |  | 0.0179 | 486.7453 |  |  | 27192.4776 | 486.7453
Commercial | OPA Direct Install | 23W CFL Screw in | OPA2008 | 2008 | 43 |  | 2.4593 |  | 3253 | 0.077 | 10770.683 | 10% | 9693.6147 |  | 0.0179 | 173.5157 |  |  | 9693.6147 | 173.5157
Commercial | OPA Direct Install | from 60W to 15W CFL PAR 38/30 | OPA2008 | 2008 | 41 |  | 2.4593 |  | 3253 | 0.045 | 6001.785 | 5% | 5701.6957 |  | 0.0179 | 102.0604 |  |  | 5701.6957 | 102.0604
Commercial | OPA Direct Install | from 75W to 18W CFL PAR 38/31 | OPA2008 | 2008 | 43 |  | 2.4593 |  | 3253 | 0.057 | 7973.103 | 5% | 7574.4478 |  | 0.0179 | 135.5826 |  |  | 7574.4478 | 135.5826
Commercial | OPA Direct Install | from 100W to 26W CFL PAR 38/32 | OPA2008 | 2008 | 70 |  | 2.4593 |  | 3253 | 0.074 | 16850.54 | 5% | 16008.013 |  | 0.0179 | 286.5434 |  |  | 16008.013 | 286.5434
Commercial | OPA Direct Install | 15W CFL | OPA2008 | 2008 | 50 |  | 2.4593 |  | 3253 | 0.045 | 7319.25 | 10% | 6587.325 |  | 0.0179 | 117.9131 |  |  | 6587.325 | 117.9131
Commercial | OPA Direct Install | 18W CFL | OPA2008 | 2008 | 45 |  | 2.4593 |  | 3253 | 0.057 | 8343.945 | 10% | 7509.5505 |  | 0.0179 | 134.421 |  |  | 7509.5505 | 134.421
Commercial | OPA Direct Install | 28W CFL PAR 38/32 | OPA2008 | 2008 | 8 |  | 2.4593 |  | 3253 | 0.072 | 1873.728 | 5% | 1780.0416 |  | 0.0179 | 31.8627 |  |  | 1780.0416 | 31.8627
Commercial | OPA Direct Install | 26W CFL | OPA2008 | 2008 | 35 |  | 2.4593 |  | 3253 | 0.074 | 8425.27 | 10% | 7582.743 |  | 0.0179 | 135.7311 |  |  | 7582.743 | 135.7311
| OPA Direct Install Total 2008 | [17 empty] | 393516.169
Commercial | OPA ERIP - Community Baptist Church | Philips 15W Daylight CFL | OPA2008 | 2008 | 44 |  | 3.7209 |  | 2150 | 0.045 | 4257 | 10% | 3831.3 |  | 0.0179 | 68.5803 | 3831.3 | 69.7297 | 7662.6 | 138.3099
Commercial | OPA ERIP - Community Baptist Church | Philips 13W Marathon CFL | OPA2008 | 2008 | 22 |  | 3.7209 |  | 2150 | 0.047 | 2223.1 | 10% | 2000.79 |  | 0.0179 | 35.8141 | 2000.79 | 36.4144 | 4001.58 | 72.2285
Commercial | OPA ERIP - Community Baptist Church | Noma 11W Mini-Spiral CFL | OPA2008 | 2008 | 12 |  | 3.7209 |  | 2150 | 0.029 | 748.2 | 10% | 673.38 |  | 0.0179 | 12.0535 | 673.38 | 12.2555 | 1346.76 | 24.309
Commercial | OPA ERIP - Community Baptist Church | Philips R30 16W | OPA2008 | 2008 | 8 |  | 3.7209 |  | 2150 | 0.044 | 756.8 | 10% | 681.12 |  | 0.0179 | 12.192 | 681.12 | 12.3964 | 1362.24 | 24.5884
Commercial | OPA ERIP - Community Baptist Church | GE Daylight 26W CFL | OPA2008 | 2008 | 4 |  | 3.7209 |  | 2150 | 0.074 | 636.4 | 10% | 572.76 |  | 0.0179 | 10.2524 | 572.76 | 10.4242 | 1145.52 | 20.6766
Commercial | OPA ERIP - Community Baptist Church | Vanity 11W CFL | OPA2008 | 2008 | 1 |  | 3.7209 |  | 2150 | 0.029 | 62.35 | 10% | 56.115 |  | 0.0179 | 1.0045 | 56.115 | 1.0213 | 112.23 | 2.0258
Commercial | OPA ERIP - Community Baptist Church | Eco-Soft 18W CFL | OPA2008 | 2008 | 4 |  | 3.7209 |  | 2150 | 0.057 | 490.2 | 10% | 441.18 |  | 0.0179 | 7.8971 | 441.18 | 8.0295 | 882.36 | 15.9266
Commercial | OPA ERIP - Community Baptist Church | GE Soft White 26W CFL | OPA2008 | 2008 | 2 |  | 3.7209 |  | 2150 | 0.074 | 318.2 | 10% | 286.38 |  | 0.0179 | 5.1262 | 286.38 | 5.2121 | 572.76 | 10.3383
Commercial | OPA ERIP - Community Baptist Church | Philips Outdoor 17W CFL | OPA2008 | 2008 | 1 |  | 3.7209 |  | 2150 | 0.043 | 92.45 | 10% | 83.205 |  | 0.0179 | 1.4894 | 83.205 | 1.5143 | 166.41 | 3.0037
Commercial | OPA ERIP - Community Baptist Church | Energy Star exit signs | OPA2008 | 2008 | 4 |  | 10 |  | 8760 | 0.017 | 595.68 | 10% | 536.112 |  | 0.0179 | 9.5964 | 536.112 | 9.7572 | 1072.224 | 19.3536
Commercial | OPA ERIP - Community Baptist Church | GUI10 7W CFL | OPA2008 | 2008 | 6 |  | 3.7209 |  | 2150 | 0.033 | 425.7 | 10% | 383.13 |  | 0.0179 | 6.858 | 383.13 | 6.973 | 766.26 | 13.831
Commercial | OPA ERIP - Community Baptist Church | Lithonia T-12 2 Bulb fixtures | OPA2008 | 2008 | 3 |  | 8.6207 |  | 2320 | 0.03 | 208.8 | 10% | 187.92 |  | 0.0179 | 3.3638 | 187.92 | 3.4201 | 375.84 | 6.7839
| OPA ERIP - Community Baptist Church Total | [17 empty] | 19466.784
Commercial | OPA ERIP - King Ritson Dental Clinic | T-8 1x32 Ballast | OPA2008 | 2008 | 2 |  | 16 |  | 2594 | 0.021 | 108.948 | 10% | 98.0532 |  | 0.0179 | 1.7552 | 98.0532 | 1.7846 | 196.1064 | 3.5397
Commercial | OPA ERIP - King Ritson Dental Clinic | T-8 2x32 Ballast | OPA2008 | 2008 | 34 |  | 16 |  | 2594 | 0.03 | 2645.88 | 10% | 2381.292 |  | 0.0179 | 42.6251 | 2381.292 | 43.3395 | 4762.584 | 85.9646
Commercial | OPA ERIP - King Ritson Dental Clinic | T-8 3x32 Ballast | OPA2008 | 2008 | 1 |  | 16 |  | 2594 | 0.064 | 166.016 | 10% | 149.4144 |  | 0.0179 | 2.6745 | 149.4144 | 2.7193 | 298.8288 | 5.3939
Commercial | OPA ERIP - King Ritson Dental Clinic | T-8 4x32 Ballast | OPA2008 | 2008 | 61 |  | 16 |  | 2594 | 0.063 | 9968.742 | 10% | 8971.8678 |  | 0.0179 | 160.5964 | 8971.8678 | 163.288 | 17943.7356 | 323.8844
| OPA ERIP - King Ritson Dental Clinic Total | [17 empty] | 23201.2548
Commercial | OPA ERIP - Pier 1 Imports | 23W CFL Screw in | OPA2008 | 2008 | 156 |  | 2.15 |  | 3721 | 0.077 | 44696.652 | 10% | 40226.9868 |  | 0.0179 | 720.0631 | 40226.9868 | 732.1312 | 80453.9736 | 1452.1942
| OPA ERIP - Pier 1 Imports Total | [17 empty] | 80453.9736
Commercial | OPA Direct Install | (1) 1 Lamp to 2 – 4’ 32W LBF | OPA 2009 | 2009 | 6 |  | 6.1482 |  | 3253 | 0.045 | 878.31 | 10% | 790.479 |  | 0.0179 | 14.1496 |  |  | 790.479 | 14.1496
Commercial | OPA Direct Install | (2) 1 Lamp to 1 – 8’ 59W LBF | OPA 2009 | 2009 | 11 |  | 6.1482 |  | 3253 | 0.049 | 1753.367 | 10% | 1578.0303 |  | 0.0179 | 28.2467 |  |  | 1578.0303 | 28.2467
Commercial | OPA Direct Install | (4) 2 Lamps to 4 – 4’ 32W LBF | OPA 2009 | 2009 | 58 |  | 6.1482 |  | 3253 | 0.071 | 13395.854 | 10% | 12056.2686 |  | 0.0179 | 215.8072 |  |  | 12056.2686 | 215.8072
Commercial | OPA Direct Install | (48) 2 Lamps to 2 – 8’ 59W NBF | OPA 2009 | 2009 | 655 |  | 6.1482 |  | 3253 | 0.06 | 127842.9 | 10% | 115058.61 |  | 0.0179 | 2059.5491 |  |  | 115058.61 | 2059.5491
Commercial | OPA Direct Install | (49) 4 Lamps to 4 – 8’ 59W lamps with 2 electronic ballasts NBF | OPA 2009 | 2009 | 1 |  | 6.1482 |  | 3253 | 0.14 | 455.42 | 10% | 409.878 |  | 0.0179 | 7.3368 |  |  | 409.878 | 7.3368
Commercial | OPA Direct Install | (50) 2 Lamps to 2 – 8’ 59W NBF | OPA 2009 | 2009 | 529 |  | 6.1482 |  | 3253 | 0.03 | 51625.11 | 10% | 46462.599 |  | 0.0179 | 831.6805 |  |  | 46462.599 | 831.6805
Commercial | OPA Direct Install | (51) 4 Lamps to 4 – 8’ 59W lamps with 2 electronic ballasts NBF | OPA 2009 | 2009 | 8 |  | 6.1482 |  | 3253 | 0.14 | 3643.36 | 10% | 3279.024 |  | 0.0179 | 58.6945 |  |  | 3279.024 | 58.6945
Commercial | OPA Direct Install | (8) 1 Lamp to 1 – 4’ 32W LBF | OPA 2009 | 2009 | 7 |  | 6.1482 |  | 3253 | 0.025 | 569.275 | 10% | 512.3475 |  | 0.0179 | 9.171 |  |  | 512.3475 | 9.171
Commercial | OPA Direct Install | (10) 2 Lamps to 2 – 4’ 32W LBF | OPA 2009 | 2009 | 255 |  | 6.1482 |  | 3253 | 0.038 | 31521.57 | 10% | 28369.413 |  | 0.0179 | 507.8125 |  |  | 28369.413 | 507.8125
Commercial | OPA Direct Install | (12) 4 Lamps to 4 – 4’ 32W LBF | OPA 2009 | 2009 | 493 |  | 6.1482 |  | 3253 | 0.074 | 118675.946 | 10% | 106808.3514 |  | 0.0179 | 1911.8695 |  |  | 106808.3514 | 1911.8695
Commercial | OPA Direct Install | (13) 1 Lamp to 1 – 4’ 32W LBF | OPA 2009 | 2009 | 274 |  | 6.1482 |  | 3253 | 0.021 | 18717.762 | 10% | 16845.9858 |  | 0.0179 | 301.5431 |  |  | 16845.9858 | 301.5431
Commercial | OPA Direct Install | (15) 2 Lamps to 2 – 4’ 32W LBF | OPA 2009 | 2009 | 1746 |  | 6.1482 |  | 3253 | 0.031 | 176071.878 | 10% | 158464.6902 |  | 0.0179 | 2836.518 |  |  | 158464.6902 | 2836.518
Commercial | OPA Direct Install | (16) 4 Lamps to 2 – 4’ 32W BF > 1.1 + reflector | OPA 2009 | 2009 | 40 |  | 6.1482 |  | 3253 | 0.078 | 10149.36 | 10% | 9134.424 |  | 0.0179 | 163.5062 |  |  | 9134.424 | 163.5062
Commercial | OPA Direct Install | (17) 4 Lamps to 4 – 4’ 32W LBF | OPA 2009 | 2009 | 3366 |  | 6.1482 |  | 3253 | 0.048 | 525580.704 | 10% | 473022.6336 |  | 0.0179 | 8467.1051 |  |  | 473022.6336 | 8467.1051
Commercial | OPA Direct Install | (52) 2 Lamps to 2 – 4’ 25W NBF | OPA 2009 | 2009 | 8 |  | 6.1482 |  | 3253 | 0.033 | 858.792 | 10% | 772.9128 |  | 0.0179 | 13.8351 |  |  | 772.9128 | 13.8351
Commercial | OPA Direct Install | (54) 2 – 8’ T12 High Output Lamps to 2 – 8’ High Output T8 lamps with electronic ballasts | OPA 2009 | 2009 | 19 |  | 6.1482 |  | 3253 | 0.033 | 2039.631 | 10% | 1835.6679 |  | 0.0179 | 32.8585 |  |  | 1835.6679 | 32.8585
Commercial | OPA Direct Install | (55) 175W Metal Halide to 1 – 150W Metal Halide Direct Lamp replacement ANSI#M152/O | OPA 2009 | 2009 | 4 |  | 5.3749 |  | 3721 | 0.025 | 372.1 | 10% | 334.89 |  | 0.0179 | 5.9945 |  |  | 334.89 | 5.9945
Commercial | OPA Direct Install | (56) 400W Metal Halide to 1 – 360W Metal Halide Direct Lamp replacement | OPA 2009 | 2009 | 32 |  | 5.3749 |  | 3721 | 0.04 | 4762.88 | 10% | 4286.592 |  | 0.0179 | 76.73 |  |  | 4286.592 | 76.73
Commercial | OPA Direct Install | (18) 2 Lamps to 2 U-Tube Lamps | OPA 2009 | 2009 | 203 |  | 6.1482 |  | 3253 | 0.027 | 17829.693 | 10% | 16046.7237 |  | 0.0179 | 287.2364 |  |  | 16046.7237 | 287.2364
Commercial | OPA Direct Install | (19) 2 Lamps to 2 Linear 2' + Reflector F17T8 | OPA 2009 | 2009 | 2 |  | 6.1482 |  | 3253 | 0.058 | 377.348 | 10% | 339.6132 |  | 0.0179 | 6.0791 |  |  | 339.6132 | 6.0791
Commercial | OPA Direct Install | (20) 2-15W Lamps to 3W LED | OPA 2009 | 2009 | 164 |  | 10 |  | 8760 | 0.027 | 38789.28 | 10% | 34910.352 |  | 0.0179 | 624.8953 |  |  | 34910.352 | 624.8953
Commercial | OPA Direct Install | (21) 2-15W Lamps to Replace entire fixture with LED sign | OPA 2009 | 2009 | 35 |  | 10 |  | 8760 | 0.027 | 8278.2 | 10% | 7450.38 |  | 0.0179 | 133.3618 |  |  | 7450.38 | 133.3618
Commercial | OPA Direct Install | (22) 40W to 11W | OPA 2009 | 2009 | 6 |  | 2.15 |  | 3721 | 0.029 | 647.454 | 10% | 582.7086 |  | 0.0179 | 10.4305 |  |  | 582.7086 | 10.4305
Commercial | OPA Direct Install | (23) 60W to 13W | OPA 2009 | 2009 | 2066 |  | 2.15 |  | 3721 | 0.047 | 361316.542 | 10% | 325184.8878 |  | 0.0179 | 5820.8095 |  |  | 325184.8878 | 5820.8095
Commercial | OPA Direct Install | (24) 100W to 23W | OPA 2009 | 2009 | 50 |  | 2.15 |  | 3721 | 0.077 | 14325.85 | 10% | 12893.265 |  | 0.0179 | 230.7894 |  |  | 12893.265 | 230.7894
Commercial | OPA Direct Install | (25) 150W to 28W-32W | OPA 2009 | 2009 | 6 |  | 2.15 |  | 3721 | 0.12 | 2679.12 | 10% | 2411.208 |  | 0.0179 | 43.1606 |  |  | 2411.208 | 43.1606
Commercial | OPA Direct Install | (59) 40W to 11W | OPA 2009 | 2009 | 1 |  | 2.15 |  | 3721 | 0.029 | 107.909 | 10% | 97.1181 |  | 0.0179 | 1.7384 |  |  | 97.1181 | 1.7384
Commercial | OPA Direct Install | (60) 60W to 13W | OPA 2009 | 2009 | 4 |  | 2.15 |  | 3721 | 0.047 | 699.548 | 10% | 629.5932 |  | 0.0179 | 11.2697 |  |  | 629.5932 | 11.2697
Commercial | OPA Direct Install | (63) 65 – 75W Incandescent R Lamp to 14 – 16W Dimmable CFL Lamp | OPA 2009 | 2009 | 41 |  | 10 |  | 985.5 | 0.055 | 2222.3025 | 10% | 2000.0722 |  | 0.0179 | 35.8013 |  |  | 2000.0722 | 35.8013
Commercial | OPA Direct Install | (64) 100 – 150W Incandescent R Lamp to 22 – 26W Dimmable CFL Lamp | OPA 2009 | 2009 | 4 |  | 10 |  | 985.5 | 0.101 | 398.142 | 10% | 358.3278 |  | 0.0179 | 6.4141 |  |  | 358.3278 | 6.4141
Commercial | OPA Direct Install | (26) 60W PAR38/30/20 to 15W CFL PAR38/30/20 | OPA 2009 | 2009 | 175 |  | 2.15 |  | 3721 | 0.047 | 30605.225 | 10% | 27544.7025 |  | 0.0179 | 493.0502 |  |  | 27544.7025 | 493.0502
Commercial | OPA Direct Install | (27) 75W PAR38/30/20 to 18W CFL PAR38/30/20 | OPA 2009 | 2009 | 91 |  | 2.15 |  | 3721 | 0.057 | 19300.827 | 10% | 17370.7443 |  | 0.0179 | 310.9363 |  |  | 17370.7443 | 310.9363
Commercial | OPA Direct Install | (28) 100W PAR38/30/20 to 26W CFL PAR38/30/20 | OPA 2009 | 2009 | 168 |  | 2.15 |  | 3721 | 0.074 | 46259.472 | 10% | 41633.5248 |  | 0.0179 | 745.2401 |  |  | 41633.5248 | 745.2401
Commercial | OPA Direct Install | (29) 40 - 60W standard incandescent to 15W CFL | OPA 2009 | 2009 | 169 |  | 2.15 |  | 3721 | 0.047 | 29555.903 | 10% | 26600.3127 |  | 0.0179 | 476.1456 |  |  | 26600.3127 | 476.1456
Commercial | OPA Direct Install | (31) 75W standard incandescent to 18W CFL | OPA 2009 | 2009 | 103 |  | 2.15 |  | 3721 | 0.057 | 21845.991 | 10% | 19661.3919 |  | 0.0179 | 351.9389 |  |  | 19661.3919 | 351.9389
Commercial | OPA Direct Install | (32) 75W standard incandescent to 50W Halogen | OPA 2009 | 2009 | 5 |  | 2.15 |  | 3721 | 0.025 | 465.125 | 10% | 418.6125 |  | 0.0179 | 7.4932 |  |  | 418.6125 | 7.4932
Commercial | OPA Direct Install | (33) 90 Watt Halogen to 23 to 28W CFL Par 38/30 | OPA 2009 | 2009 | 23 |  | 2.15 |  | 3721 | 0.0645 | 5520.1035 | 10% | 4968.0931 |  | 0.0179 | 88.9289 |  |  | 4968.0931 | 88.9289
Commercial | OPA Direct Install | (35) 100W standard incandescent or greater to 26W CFL | OPA 2009 | 2009 | 1 |  | 2.15 |  | 3721 | 0.074 | 275.354 | 10% | 247.8186 |  | 0.0179 | 4.436 |  |  | 247.8186 | 4.436
Commercial | OPA Direct Install | (65) 40 - 60W standard halogen to 29W - 32W Halogen IR (for all types including MR16) | OPA 2009 | 2009 | 70 |  | 2.15 |  | 3721 | 0.0295 | 7683.865 | 10% | 6915.4785 |  | 0.0179 | 123.7871 |  |  | 6915.4785 | 123.7871
| OPA Direct Install Total 2009 | [17 empty] | 1528287.7257
Commercial | OPA ERIP, prescriptive - TD Bank Branch 3203 | Single lamp high perf T-8 fixtures | OPA2009 | 2009 | 7 |  | 6.1482 |  | 3253 | 0.023 | 523.733 | 10% | 471.3597 |  | 0.0179 | 8.4373 |  |  | 471.3597 | 8.4373
Commercial | OPA ERIP, prescriptive - TD Bank Branch 3203 | Two lamp high perf T-8 fixtures | OPA2009 | 2009 | 3 |  | 6.1482 |  | 3253 | 0.033 | 322.047 | 10% | 289.8423 |  | 0.0179 | 5.1882 |  |  | 289.8423 | 5.1882
Commercial | OPA ERIP, prescriptive - TD Bank Branch 3203 | Three lamp high perf T-8 fixtures | OPA2009 | 2009 | 26 |  | 6.1482 |  | 3253 | 0.064 | 5412.992 | 10% | 4871.6928 |  | 0.0179 | 87.2033 |  |  | 4871.6928 | 87.2033
Commercial | OPA ERIP, prescriptive - TD Bank Branch 3203 | Switch plate mounted occupancy sensor | OPA2009 | 2009 | 8 |  |  |  | 1780 | 0.3 | 4272 | 10% | 3844.8 |  | 0.0179 | 68.8219 |  |  | 3844.8 | 68.8219
| OPA ERIP, prescriptive - TD Bank Branch 3203 Total | [17 empty] | 9477.6948
Commercial | OPA ERIP, custom - TD Bank Branch 3200 | 4' 1-Lamp high effeciency T8 | OPA2009 | 2009 | 46 |  | 5.8326 |  | 3429 | 0.023 | 3627.882 | 10% | 3265.0938 |  | 0.0179 | 58.4452 |  |  | 3265.0938 | 58.4452
Commercial | OPA ERIP, custom - TD Bank Branch 3200 | 4' 2-Lamp high effeciency T8 | OPA2009 | 2009 | 4 |  | 5.8326 |  | 3429 | 0.033 | 452.628 | 10% | 407.3652 |  | 0.0179 | 7.2918 |  |  | 407.3652 | 7.2918
Commercial | OPA ERIP, custom - TD Bank Branch 3200 | 2' 3-Lamp high effeciency T8 | OPA2009 | 2009 | 3 |  | 5.8326 |  | 3429 | 0.064 | 658.368 | 10% | 592.5312 |  | 0.0179 | 10.6063 |  |  | 592.5312 | 10.6063
Commercial | OPA ERIP, custom - TD Bank Branch 3200 | 4' 3-Lamp high effeciency T8 | OPA2009 | 2009 | 60 |  | 5.8326 |  | 3429 | 0.064 | 13167.36 | 10% | 11850.624 |  | 0.0179 | 212.1262 |  |  | 11850.624 | 212.1262
| OPA ERIP, custom - TD Bank Branch 3200 Total | [17 empty] | 16115.6142
Commercial | OPA ERIP, prescriptive - German Club Loreley | Energy Star exit signs | OPA2009 | 2009 | 6 |  | 10 |  | 8760 | 0.017 | 893.52 | 10% | 804.168 |  | 0.0179 | 14.3946 |  |  | 804.168 | 14.3946
Commercial | OPA ERIP, prescriptive - German Club Loreley | Energy star CFL's, screw in < 40W | OPA2009 | 2009 | 140 |  | 2.0981 |  | 3813 | 0.027 | 14413.14 | 10% | 12971.826 |  | 0.0179 | 232.1957 |  |  | 12971.826 | 232.1957
Commercial | OPA ERIP, prescriptive - German Club Loreley | Energy star CFL's, hard wired < 40W | OPA2009 | 2009 | 2 |  | 2.0981 |  | 3813 | 0.027 | 205.902 | 10% | 185.3118 |  | 0.0179 | 3.3171 |  |  | 185.3118 | 3.3171
Commercial | OPA ERIP, prescriptive - German Club Loreley | Single lamp high perf T-8 fixtures | OPA2009 | 2009 | 28 |  | 5.8326 |  | 3429 | 0.023 | 2208.276 | 10% | 1987.4484 |  | 0.0179 | 35.5753 |  |  | 1987.4484 | 35.5753
Commercial | OPA ERIP, prescriptive - German Club Loreley | Two lamp high perf T-8 fixtures | OPA2009 | 2009 | 20 |  | 5.8326 |  | 3429 | 0.026 | 1783.08 | 10% | 1604.772 |  | 0.0179 | 28.7254 |  |  | 1604.772 | 28.7254
| OPA ERIP, prescriptive - German Club Loreley Total | [17 empty] | 17553.5262
Commercial | OPA ERIP, prescriptive - H. Kassinger Construction | Energy Star exit signs | OPA2009 | 2009 | 34 |  | 10 |  | 8760 | 0.017 | 5063.28 | 10% | 4556.952 |  | 0.0179 | 81.5694 |  |  | 4556.952 | 81.5694
Commercial | OPA ERIP, prescriptive - H. Kassinger Construction | Single lamp high perf T-8 fixtures | OPA2009 | 2009 | 203 |  | 7.7101 |  | 2594 | 0.023 | 12111.386 | 10% | 10900.2474 |  | 0.0179 | 195.1144 |  |  | 10900.2474 | 195.1144
Commercial | OPA ERIP, prescriptive - H. Kassinger Construction | Two lamp high perf T-8 fixtures | OPA2009 | 2009 | 35 |  | 7.7101 |  | 2594 | 0.026 | 2360.54 | 10% | 2124.486 |  | 0.0179 | 38.0283 |  |  | 2124.486 | 38.0283
| OPA ERIP, prescriptive - H. Kassinger Construction Total | [17 empty] | 17581.6854
Commercial Total | [18 empty] | 2105654.4277
GS >50KW-200 | OPA ERIP - Foley Group | 15W CFL Screw in | OPA2008 | 2008 | 600 |  | 2.5957 |  | 3082 | 0.025 | 46230 | 10% | 41607 |  | 2.8065 | 37.8877 |  |  | 41607 | 37.8877
| OPA ERIP - Foley Group Total | [17 empty] | 41607
GS >50KW-200 | OPA ERIP - Kassinger Construction, Jul 08 lighting | 13W CFL Screw in | OPA2008 | 2008 | 8481 |  | 2.5957 |  | 3082 | 0.027 | 705737.934 | 10% | 635164.1406 |  | 2.8065 | 578.3868 |  |  | 635164.1406 | 578.3868
| OPA ERIP - Kassinger Construction, Jul 08 lighting Total | [17 empty] | 635164.1406
GS >50KW-200 | OPA ERIP - Nordco Inc | 30W CFL Screw in | OPA2008 | 2008 | 19 |  | 2.5957 |  | 3082 | 0.12 | 7026.96 | 10% | 6324.264 |  | 2.8065 | 5.7589 |  |  | 6324.264 | 5.7589
GS >50KW-200 | OPA ERIP - Nordco Inc | T-8 2x32 Ballast | OPA2008 | 2008 | 15 |  | 6.4893 |  | 3082 | 0.023 | 1063.29 | 10% | 956.961 |  | 2.8065 | 0.87142 |  |  | 956.961 | 0.87142
GS >50KW-200 | OPA ERIP - Nordco Inc | T-8 4x32 Ballast | OPA2008 | 2008 | 121 |  | 6.4893 |  | 3082 | 0.037 | 13798.114 | 10% | 12418.3026 |  | 2.8065 | 11.3082 |  |  | 12418.3026 | 11.3082
| OPA ERIP - Nordco Inc Total | [17 empty] | 19699.5276
GS >50KW-200 | OPA ERIP - Syran Developments Ltd | Energy Star exit signs | OPA2008 | 2008 | 40 |  | 10 |  | 8760 | 0.017 | 5956.8 | 10% | 5361.12 |  | 2.8065 | 1.7176 |  |  | 5361.12 | 1.7176
GS >50KW-200 | OPA ERIP - Syran Developments Ltd | 13W, 15W CFL screw ins | OPA2008 | 2008 | 42 |  | 2.5957 |  | 3082 | 0.025 | 3236.1 | 10% | 2912.49 |  | 2.8065 | 2.6521 |  |  | 2912.49 | 2.6521
GS >50KW-200 | OPA ERIP - Syran Developments Ltd | T-8 2x32 Ballast | OPA2008 | 2008 | 70 |  | 6.4893 |  | 3082 | 0.023 | 4962.02 | 10% | 4465.818 |  | 2.8065 | 4.0666 |  |  | 4465.818 | 4.0666
GS >50KW-200 | OPA ERIP - Syran Developments Ltd | T-8 4x32 Ballast | OPA2008 | 2008 | 231 |  | 6.4893 |  | 3082 | 0.037 | 26341.854 | 10% | 23707.6686 |  | 2.8065 | 21.5884 |  |  | 23707.6686 | 21.5884
| OPA ERIP - Syran Developments Ltd Total | [17 empty] | 36447.0966
GS >50KW-200 | OPA ERIP, custom - TD Bank Branch 3184 | 2x4k 4 lamp | OPA2009 | 2009 | 60 |  | 5.4945 |  | 3640 | 0.093 | 20311.2 | 10% | 18280.08 |  | 2.8065 | 14.0942 |  |  | 18280.08 | 14.0942
GS >50KW-200 | OPA ERIP, custom - TD Bank Branch 3184 | 2x2k 2u | OPA2009 | 2009 | 73 |  |  |  | 3640 | 0.033 | 8768.76 | 10% | 7891.884 |  | 2.8065 | 6.0848 |  |  | 7891.884 | 6.0848
GS >50KW-200 | OPA ERIP, custom - TD Bank Branch 3184 | Wrap 1x4 2 lamp | OPA2009 | 2009 | 4 |  |  |  | 3640 | 0.036 | 524.16 | 10% | 471.744 |  | 2.8065 | 0.36372 |  |  | 471.744 | 0.36372
GS >50KW-200 | OPA ERIP, custom - TD Bank Branch 3184 | 1x4k 2 lamp | OPA2009 | 2009 | 22 |  |  |  | 3640 | 0.064 | 5125.12 | 10% | 4612.608 |  | 2.8065 | 3.5564 |  |  | 4612.608 | 3.5564
GS >50KW-200 | OPA ERIP, custom - TD Bank Branch 3184 | Exit 2-15T6 145V | OPA2009 | 2009 | 10 |  |  |  | 8760 | 0.017 | 1489.2 | 10% | 1340.28 |  | 2.8065 | 0.42939 |  |  | 1340.28 | 0.42939
GS >50KW-200 | OPA ERIP, custom - TD Bank Branch 3184 | 2x4k 2 lamp | OPA2009 | 2009 | 2 |  |  |  | 3640 | 0.036 | 262.08 | 10% | 235.872 |  | 2.8065 | 0.18186 |  |  | 235.872 | 0.18186
GS >50KW-200 | OPA ERIP, custom - TD Bank Branch 3184 | Strip 4' 2 lamp | OPA2009 | 2009 | 37 |  |  |  | 3640 | 0.020667 | 2783.3867 | 10% | 2505.048 |  | 2.8065 | 1.9314 |  |  | 2505.048 | 1.9314
GS >50KW-200 | OPA ERIP, custom - TD Bank Branch 3184 | Wall bracket 4' lamp | OPA2009 | 2009 | 3 |  |  |  | 3640 | 0.020667 | 225.68 | 10% | 203.112 |  | 2.8065 | 0.1566 |  |  | 203.112 | 0.1566
| OPA ERIP, custom - TD Bank Branch 3184 Total | [17 empty] | 35540.628
GS >50KW-200 | OPA ERIP, custom - Durham Catholic District School Board (OP-004) | Four lamp std T-8 fixtures | OPA2009 | 2009 | 16 |  | 8.6207 |  | 2320 | 0.037 | 1373.44 | 10% | 1236.096 |  | 2.8065 | 1.4953 |  |  | 1236.096 | 1.4953
| OPA ERIP, custom - Durham Catholic District School Board (OP-004) Total | [17 empty] | 1236.096
GS >50KW-200 | OPA ERIP, prescriptive - Merit Paper and Bag Co. Ltd | 4 lamp T-8 | OPA2009 | 2009 | 108 |  | 6.1482 |  | 3253 | 0.037 | 12998.988 | 10% | 11699.0892 |  | 2.8065 | 10.0933 |  |  | 11699.0892 | 10.0933
| OPA ERIP, prescriptive - Merit Paper and Bag Co. Ltd Total | [17 empty] | 11699.0892
GS >50KW-200 | OPA ERIP, prescriptive - Conseil Scolaire de District Catholique | Energy star CFL's, screw in < 40W | OPA2009 | 2009 | 18 |  | 3.7209 |  | 2150 | 0.025 | 967.5 | 10% | 870.75 |  | 2.8065 | 1.1366 |  |  | 870.75 | 1.1366
GS >50KW-200 | OPA ERIP, prescriptive - Conseil Scolaire de District Catholique | Single lamp std T-8 fixtures | OPA2009 | 2009 | 1 |  | 8.6207 |  | 2320 | 0.023 | 53.36 | 10% | 48.024 |  | 2.8065 | 0.058095 |  |  | 48.024 | 0.058095
GS >50KW-200 | OPA ERIP, prescriptive - Conseil Scolaire de District Catholique | Two lamp std T-8 fixtures | OPA2009 | 2009 | 466 |  | 8.6207 |  | 2320 | 0.026 | 28109.12 | 10% | 25298.208 |  | 2.8065 | 30.6032 |  |  | 25298.208 | 30.6032
GS >50KW-200 | OPA ERIP, prescriptive - Conseil Scolaire de District Catholique | Four lamp std T-8 fixtures | OPA2009 | 2009 | 2 |  | 8.6207 |  | 2320 | 0.037 | 171.68 | 10% | 154.512 |  | 2.8065 | 0.18691 |  |  | 154.512 | 0.18691
| OPA ERIP, prescriptive - Conseil Scolaire de District Catholique Total | [17 empty] | 26371.494
GS >50KW-200 Total | [18 empty] | 807765.072
GS 200KW-1000 | OPA ERIP - Canadian Tire | 187W Fluorescent Grand Bulbs | OPA2008 | 2008 | 368 |  | 16 | 1170.35 | 4000 | 0.29259 | 430688.8 | 10% | 387619.92 |  | 2.8065 | 271.9638 |  |  | 387619.92 | 271.9638
| OPA ERIP - Canadian Tire Total | [17 empty] | 387619.92
GS 200KW-1000 | OPA ERIP - Kassinger Construction, 2007 | Single lamp High Perf. T-8 fixtures | OPA2008 | 2008 | 260 |  | 24 | 92 | 6500 | 0.014154 | 23920 | 10% | 21528 |  | 2.8065 | 9.2951 |  |  | 21528 | 9.2951
GS 200KW-1000 | OPA ERIP - Kassinger Construction, 2007 | Two-lamp High Perf. T-8 fixtures | OPA2008 | 2008 | 76 |  | 24 | 132 | 6500 | 0.020308 | 10032 | 10% | 9028.8 |  | 2.8065 | 3.8984 |  |  | 9028.8 | 3.8984
GS 200KW-1000 | OPA ERIP - Kassinger Construction, 2007 | Switch plate mounted occupancy sensor | OPA2008 | 2008 | 11 |  | 8 | 459 | 1530 | 0.3 | 5049 | 10% | 4544.1 |  | 2.8065 | 8.3353 |  |  | 4544.1 | 8.3353
GS 200KW-1000 | OPA ERIP - Kassinger Construction, 2007 | Ceiling mounted occupancy sensor | OPA2008 | 2008 | 3 |  | 8 | 459 | 1530 | 0.3 | 1377 | 10% | 1239.3 |  | 2.8065 | 2.2733 |  |  | 1239.3 | 2.2733
GS 200KW-1000 | OPA ERIP - Kassinger Construction, 2007 | Energy Star exit signs | OPA2008 | 2008 | 37 |  | 10 |  | 8760 | 0.017 | 5510.04 | 10% | 4959.036 |  | 2.8065 | 1.5888 |  |  | 4959.036 | 1.5888
| OPA ERIP - Kassinger Construction, 2007 Total | [17 empty] | 41299.236
GS 200KW-1000 | OPA ERIP, prescriptive - Escalator Handrail Co Inc | 6 lamp high bay T5 | OPA2009 | 2009 | 41 |  | 6.3898 |  | 3130 | 0.156 | 20019.48 | 10% | 18017.532 |  | 2.8065 | 16.1553 |  |  | 18017.532 | 16.1553
| OPA ERIP, prescriptive - Escalator Handrail Co Inc Total | [17 empty] | 18017.532
GS 200KW-1000 | OPA ERIP, custom - Durham Catholic District School Board (OP-004) | Four lamp std T-8 fixtures | OPA2009 | 2009 | 32 |  |  |  | 3130 | 0.037 | 3705.92 | 10% | 3335.328 |  | 2.8065 | 2.9906 |  |  | 3335.328 | 2.9906
| OPA ERIP, custom - Durham Catholic District School Board (OP-004) Total | [17 empty] | 3335.328
GS 200KW-1000 Total | [18 empty] | 450272.016
Grand Total | [18 empty] | 6105201.0547
0
Note on C99: : Assumed 15W (replacement of 60W bulbs, apartment bldg)
Note on H105: : assumed average of 13W and 15W
Note on I8: S Jackson: assumed gas forced-air
Note on I14: S Jackson: assumed 2 lamp
Note on I15: S Jackson: assumed 15w
Note on I19: S Jackson: assumed gas forced-air
Note on I23: S Jackson: assumed gas forced-air
Note on J21: S Jackson: assumed avg between kitchen and bathroom
Note on J23: S Jackson: - assumed similar lumination for base equipment - assumed 4450 annual operating hours (large/small retail)
Note on J25: S Jackson: - assumed similar lumination for base equipment - assumed 4450 annual operating hours (large/small retail)
Note on J28: S Jackson: - assumed similar lumination for base equipment - assumed 4450 annual operating hours (large/small retail)
Note on J31: S Jackson: - assumed similar lumination for base equipment - assumed 4450 annual operating hours (large/small retail)
Note on J32: S Jackson: - assumed similar lumination for base equipment - assumed 4450 annual operating hours (large/small retail)
Note on J33: S Jackson: - assumed similar lumination for base equipment - assumed 4450 annual operating hours (large/small retail)
Note on J34: S Jackson: assumed small retail
Note on J35: S Jackson: assumed small retail
Note on J36: S Jackson: assumed small retail
Note on J37: S Jackson: assumed small retail
Note on J38: S Jackson: assumed small retail
Note on J39: S Jackson: assumed small retail
Note on J40: S Jackson: assumed small retail
Note on J41: S Jackson: assumed 2150 annual operating hours (Schools)
Note on J42: S Jackson: assumed 2150 annual operating hours (Schools)
Note on J43: S Jackson: assumed 2150 annual operating hours (Schools)
Note on J44: S Jackson: assumed 2150 annual operating hours (Schools)
Note on J45: S Jackson: assumed 2150 annual operating hours (Schools)
Note on J46: S Jackson: assumed 2150 annual operating hours (Schools)
Note on J47: S Jackson: assumed 2150 annual operating hours (Schools)
Note on J48: S Jackson: assumed 2150 annual operating hours (Schools)
Note on J49: S Jackson: assumed 2150 annual operating hours (Schools)
Note on J50: S Jackson: assumed small retail
Note on J52: S Jackson: assumed 2150 annual operating hours (Schools)
Note on J53: S Jackson: assumed 2150 annual operating hours (Schools)
Note on J54: S Jackson: - assumed similar lumination for base equipment - assumed 4000 annual operating hours (large/small Office)
Note on J55: S Jackson: - assumed similar lumination for base equipment - assumed 4000 annual operating hours (large/small Office)
Note on J56: S Jackson: - assumed similar lumination for base equipment - assumed 4000 annual operating hours (large/small Office)
Note on J57: S Jackson: - assumed similar lumination for base equipment - assumed 4000 annual operating hours (large/small Office)
Note on J58: S Jackson: assumed 4450 annual operating hours (large/small retail incl restaraunts)
Note on J59: S Jackson: assumed school hours
Note on J60: S Jackson: assumed school hours
Note on J62: S Jackson: assumed school hours
Note on J63: S Jackson: assumed school hours
Note on J65: S Jackson: assumed small office
Note on J66: S Jackson: assumed small office
Note on J67: S Jackson: assumed small office
Note on J68: S Jackson: assumed small office
Note on J72: S Jackson: assumed T8 hours, small retail
Note on J73: S Jackson: assumed T8 hours, small retail
Note on J74: S Jackson: assumed T8 hours, small retail
Note on J75: S Jackson: assumed T8 hours, small retail
Note on J76: S Jackson: assumed T8 hours, small retail
Note on J77: S Jackson: assumed T8 hours, small retail
Note on J78: S Jackson: assumed T8 hours, small retail
Note on J79: S Jackson: assumed T8 hours, small retail
Note on J80: S Jackson: assumed T8 hours, small retail
Note on J81: S Jackson: assumed T8 hours, small retail
Note on J82: S Jackson: assumed T8 hours, small retail
Note on J83: S Jackson: assumed T8 hours, small retail
Note on J84: S Jackson: assumed T8 hours, small retail
Note on J85: S Jackson: assumed T8 hours, small retail
Note on J86: S Jackson: assumed T8 hours, small retail
Note on J87: S Jackson: assumed T8 hours, small retail
Note on J88: S Jackson: assumed ceramic metal halide hours, small retail
Note on J89: S Jackson: assumed ceramic metal halide hours, small retail
Note on J90: S Jackson: assumed T8 hours, small retail
Note on J91: S Jackson: assumed T8 hours, small retail
Note on J94: S Jackson: assumed CFL hours, small retail
Note on J95: S Jackson: assumed CFL hours, small retail
Note on J96: S Jackson: assumed CFL hours, small retail
Note on J97: S Jackson: assumed CFL hours, small retail
Note on J98: S Jackson: assumed CFL hours, small retail
Note on J99: S Jackson: assumed CFL hours, small retail
Note on J100: S Jackson: assumed 4450 annual operating hours (large/small retail incl restaraunts)
Note on J101: S Jackson: assumed 4450 annual operating hours (large/small retail incl restaraunts)
Note on J102: S Jackson: assumed 4450 annual operating hours (large/small retail incl restaraunts)
Note on J103: S Jackson: - assumed similar lumination for base equipment - assumed 4450 annual operating hours (large/small retail)
Note on J104: S Jackson: - assumed similar lumination for base equipment - assumed 4450 annual operating hours (large/small retail)
Note on J105: S Jackson: assumed CFL hours, small retail
Note on J106: S Jackson: assumed CFL hours, small retail
Note on J107: S Jackson: - assumed similar lumination for base equipment - assumed 4450 annual operating hours (large/small retail)
Note on J108: S Jackson: - assumed similar lumination for base equipment - assumed 4450 annual operating hours (large/small retail)
Note on J109: S Jackson: assumed CFL hours, small retail
Note on J110: S Jackson: assumed CFL hours, small retail
Note on J112: S Jackson: - assumed similar lumination for base equipment - assumed 4000 annual operating hours (large/small Office)
Note on J113: S Jackson: - assumed similar lumination for base equipment - assumed 4000 annual operating hours (large/small Office)
Note on J117: S Jackson: assumed large retail
Note on J118: S Jackson: assumed large retail
Note on J119: S Jackson: assumed large retail
Note on J120: S Jackson: assumed large retail
Note on J123: S Jackson: assumed large retail
Note on J124: S Jackson: assumed large retail
Note on J125: S Jackson: assumed large retail
Note on J126: S Jackson: assumed large retail
Note on J146: S Jackson: based on 14 hrs per day, M-F, per verification sheet.
Note on J147: S Jackson: based on 14 hrs per day, M-F, per verification sheet.
Note on J148: S Jackson: based on 14 hrs per day, M-F, per verification sheet.
Note on J149: S Jackson: based on 14 hrs per day, M-F, per verification sheet.
Note on J151: S Jackson: based on 14 hrs per day, M-F, per verification sheet.
Note on J152: S Jackson: based on 14 hrs per day, M-F, per verification sheet.
Note on J153: S Jackson: based on 14 hrs per day, M-F, per verification sheet.
Note on K33: S Jackson: assumed standard perform, 2 lamp
Note on K34: S Jackson: assumed standard perform
Note on K35: : used summer savings assumption
Note on K36: S Jackson: assumed standard perform
Note on K37: S Jackson: assumed standard perform
Note on K38: S Jackson: assumed standard perform
Note on K39: S Jackson: assumed standard perform
Note on K40: S Jackson: assumed standard perform
Note on K58: S Jackson: - W not specified on base or replacement bulb. Assumed mid bulbs (75 and 18W)
Note on K59: S Jackson: - assumed replacing same number of lamps
Note on K72: S Jackson: per 2009 portal assumptions
Note on K146: S Jackson: used custom project worksheets for assumptions since this lighting not on quasi-prescriptive assumptions list.
Note on K147: S Jackson: used custom project worksheets for assumptions since this lighting not on quasi-prescriptive assumptions list.
Note on K148: S Jackson: used custom project worksheets for assumptions since this lighting not on quasi-prescriptive assumptions list.
Note on K149: S Jackson: used custom project worksheets for assumptions since this lighting not on quasi-prescriptive assumptions list.
Note on K151: S Jackson: used custom project worksheets for assumptions since this lighting not on quasi-prescriptive assumptions list.
Note on K152: S Jackson: used custom project worksheets for assumptions since this lighting not on quasi-prescriptive assumptions list.
Note on K153: S Jackson: used custom project worksheets for assumptions since this lighting not on quasi-prescriptive assumptions list.
Note on K173: S Jackson: assumed base 400W
Note on L38: S Jackson: no OPA assumptions available; previous inputs used.
Note on L99: S Jackson: used prescriptive annual hours (not on quasi-prescriptive assumptions.)
Note on L100: S Jackson: used prescriptive annual hours (not on quasi-prescriptive assumptions.)
Note on L101: S Jackson: assumed CFL hours, small retail
Note on L102: S Jackson: assumed CFL hours, small retail
Note on L103: S Jackson: assumed CFL hours, small retail
Note on L106: S Jackson: assumed CFL hours, small retail
Note on L107: S Jackson: assumed CFL hours, small retail
Note on M37: : Assume 0% free ridership due to need for specific application.
Note on N37: S Jackson: total KWh reductions saved per Harris
Note on P9: : updated per Mar 08 assumptions.
Note on P32: S Jackson: assumed small retail
Note on P40: S Jackson: assumed small retail
Note on P41: S Jackson: assumed small retail
Note on P42: S Jackson: assumed small retail
Note on P43: S Jackson: assumed small retail
Note on P44: S Jackson: assumed small retail
Note on P45: S Jackson: assumed small retail
Note on P46: S Jackson: assumed small retail
Note on P47: S Jackson: assumed small retail
Note on P48: S Jackson: assumed small retail
Note on P50: S Jackson: assumed school hours
Note on P52: S Jackson: assumed school hours
Note on P53: S Jackson: assumed school hours
Note on P54: S Jackson: assumed school hours
Note on P55: S Jackson: assumed school hours
Note on P56: S Jackson: assumed school hours
Note on P57: S Jackson: assumed school hours
Note on Q34: S Jackson: assumed standard perform
Note on R2: S Jackson: No LRAM was claimed for 2008 for the commercial rate class since the rider was more than 4 decimal places. Therefore included this revenue along with the 2009 LRAM.
Note on R38: S Jackson: no OPA assumptions available; previous inputs used.
Note on S2: S Jackson: No LRAM was claimed for 2008 for the commercial rate class since the rider was more than 4 decimal places. Therefore included this revenue along with the 2009 LRAM.
Note on T2: S Jackson: No LRAM was claimed for 2008 for the commercial rate class since the rider was more than 4 decimal places. Therefore included this revenue along with the 2009 LRAM.

## LRAM Detail
Table 4: LRAM Detail
Rate Class | Program | Technology | Funding Mechanism | Year (start of program) | # of Units | Duration of Program | Effective Useful Life | Energy Savings per unit (kWh) before FR | Annual Operating Time (hrs/yr) | Energy Savings per unit (kW) | Total Energy Savings (kWh) before FR with # Units | Free Ridership | Net kWh Saved (After FR) | . | Rate/ kWh or KW 2009 | Lost Revenue 2009 | Net KWh Saved (After FR) 2008 Note 2 | Lost Revenue not submitted, 2008 Note 2 | Total Net KWh Saved (After FR) | Total LRAM |  | 2008 Kwh or KW savings | 2008 rev | total difference | from assumptions update | from rate update
Residential | Library Watt- Reader Program | CFL 15 w Screw in | 3rd Tranche MARR | 2006 | 140 |  | 8 | 44.35 |  |  | 6209 | 10% | 5588.1 |  | 0.0127 | 70.9689 |  |  | 5588.1 | 70.9689 |  | 5418 | 64.4742 | 6.4947 | 2.1603 | 4.3344
Residential | OPA EKC Pgm Coupons (Summer/ Fall 2006) | CFL 15 w Screw in | OPA 2006 | 2006 | 8247 |  | 8 | 44.35 |  |  | 365754.45 | 10% | 329179.005 |  | 0.0127 | 4180.5734 |  |  | 329179.005 | 4180.5734 |  | 319158.9 | 3797.9909 | 382.5825 | 127.2553 | 255.3271
Residential | OPA EKC Pgm Coupons (Summer/ Fall 2006) | Dimmers | OPA 2006 | 2006 | 326 |  | 10 | 23.65 |  |  | 7709.9 | 10% | 6938.91 |  | 0.0127 | 88.1242 |  |  | 6938.91 | 88.1242 |  | 6953.58 | 82.7476 | 5.3766 | -0.18631 | 5.5629
Residential | OPA EKC Pgm Coupons (Summer/ Fall 2006) | Motion Sensors | OPA 2006 | 2006 | 101 |  | 10 | 63.95 |  |  | 6458.95 | 10% | 5813.055 |  | 0.0127 | 73.8258 |  |  | 5813.055 | 73.8258 |  | 14525.82 | 172.8573 | -99.0315 | -110.6521 | 11.6207
Residential | OPA EKC Pgm Coupons (Summer/ Fall 2006) | Programmable Thermostats | OPA 2006 | 2006 | 792 |  | 11 | 203 |  |  | 160776 | 10% | 144698.4 |  | 0.0127 | 1837.6697 |  |  | 144698.4 | 1837.6697 |  | 98366.4 | 1170.5602 | 667.1095 | 588.4164 | 78.6931
Residential | OPA EKC Pgm Coupons (Summer/ Fall 2006) | Baseboard Programmable Thermostats | OPA 2006 | 2006 | 83 |  | 11 | 63.15 |  |  | 5241.45 | 10% | 4717.305 |  | 0.0127 | 59.9098 |  |  | 4717.305 | 59.9098 |  | 5609.97 | 66.7586 | -6.8489 | -11.3368 | 4.488
Residential | OPA EKC Pgm Coupons (Summer/ Fall 2006) | Seasonal LEDS | OPA 2006 | 2006 | 5197 |  | 5 | 13.5 |  |  | 70159.5 | 5% | 66651.525 |  | 0.0127 | 846.4744 |  |  | 66651.525 | 846.4744 |  | 67638.955 | 804.9036 | 41.5708 | -12.5404 | 54.1112
Residential | Residential Replace Bulk with Individual Meters | Individual Meters | 3th Tranche MARR | 2006 | 8 |  | 20 | 600 | * |  | 4800 | 0% | 4800 |  | 0.0127 | 60.96 |  |  | 4800 | 60.96 |  | 4800 | 57.12 | 3.84 | 0 | 3.84
Residential | Retrofit Non-Profit Housing | T8s | 3rd Tranche MARR | 2006 | 143 |  | 18 | 32.85 |  |  | 4697.55 | 0% | 4697.55 |  | 0.0127 | 59.6589 |  |  | 4697.55 | 59.6589 |  | 5319.6 | 63.3032 | -3.6444 | -7.9 | 4.2557
Residential | Retrofit Non-Profit Housing | CFLs | 3rd Tranche MARR | 2006 | 610 |  | 8 | 44.35 |  |  | 27053.5 | 10% | 24348.15 |  | 0.0127 | 309.2215 |  |  | 24348.15 | 309.2215 |  | 23607 | 280.9233 | 28.2982 | 9.4126 | 18.8856
Residential | Retrofit Non-Profit Housing | Exit Lights | 3rd Tranche MARR | 2006 | 60 |  | 10 | 148.92 |  |  | 8935.2 | 10% | 8041.68 |  | 0.0127 | 102.1293 |  |  | 8041.68 | 102.1293 |  | 8046 | 95.7474 | 6.3819 | -0.054864 | 6.4368
Residential | Retrofit Non-Profit Housing | Christmas Light Retrofit | 3rd Tranche MARR | 2006 | 900 |  | 5 | 13.5 |  |  | 12150 | 5% | 11542.5 |  | 0.0127 | 146.5898 |  |  | 11542.5 | 146.5898 |  | 11713.5 | 139.3906 | 7.1991 | -2.1717 | 9.3708
Residential | OPA Peaksaver | Programmable Thermostats | OPA2008 | 2008 | 159 |  | 11 | 203 |  |  | 32277 | 10% | 29049.3 |  | 0.0127 | 368.9261 |  |  | 29049.3 | 368.9261 |  | 19747.8 | 234.9988 | 133.9273 | 118.1291 | 15.7982
Residential | OPA Refrigerator Roundup | retired refrigerator | OPA2008 | 2008 | 803 |  | 9 | 1101.29 |  |  | 884335.87 | 10% | 795902.283 |  | 0.0127 | 10107.959 |  |  | 795902.283 | 10107.959 |  | 679554.81 | 8086.7022 | 2021.2568 | 1477.6129 | 543.6438
Residential | OPA Peaksaver | Programmable Thermostats | OPA 2009 | 2009 | 165 |  | 11 | 203 |  |  | 33495 | 10% | 30145.5 |  | 0.0127 | 382.8478 |  |  | 30145.5 | 382.8478
Residential | OPA Refrigerator Roundup |  | OPA 2009 | 2009 | 516 |  | 9 | 1101.29 |  |  | 568265.64 | 10% | 511439.076 |  | 0.0127 | 6495.2763 |  |  | 511439.076 | 6495.2763
Residential Total | [10 empty] | 2198319.01 |  | 1983552.339 |  |  | 25191.1147 | 0 | 0 | 1983552.339 | 25191.1147
Unmetered Scattered Load | Retro Fit Traffic Signal Lights with LED Fixtures | LED Fixtures (Note 1) | 3rd Tranche MARR | 2007 | 156 |  | 10 | 6941 |  |  | 1082796 | 30% | 757957.2 |  | 0.0226 | 17129.8327 |  |  | 757957.2 | 17129.8327 |  | 757957.2 | 14780.1654 | 2349.6673 | 0 | 2349.6673
Unmetered Scattered Load Total | [10 empty] | 1082796 |  | 757957.2 |  |  | 17129.8327 | 0 |  | 757957.2 | 17129.8327
Commercial | OPA Direct Install | Aerators | OPA2008 | 2008 | 1 |  | 10 | 176.3 |  |  | 176.3 | 10% | 158.67 |  | 0.0179 | 2.8402 |  |  | 158.67 | 2.8402 |  | 12.6 | 0.14994 | 2.6903 | 2.6147 | 0.0756
Commercial | OPA Direct Install | Exit Lights | OPA2008 | 2008 | 42 |  | 10 |  | 8760 | 0.017 | 6254.64 | 10% | 5629.176 |  | 0.0179 | 100.7623 |  |  | 5629.176 | 100.7623 |  | 1509.885 | 17.9676 | 82.7946 | 73.7353 | 9.0593
Commercial | OPA Direct Install | from 1 lamp 75W to 2-4 lamp | OPA2008 | 2008 | 1 |  | 6.1482 |  | 3253 | 0.028 | 91.084 | 10% | 81.9756 |  | 0.0179 | 1.4674 |  |  | 81.9756 | 1.4674 |  | 64752.84 | 770.5588 | -769.0914 | -1157.6085 | 388.517
Commercial | OPA Direct Install | from 2 lamps 75W to 4 - 4 Lamps | OPA2008 | 2008 | 677 |  | 6.1482 |  | 3253 | 0.03 | 66068.43 | 10% | 59461.587 |  | 0.0179 | 1064.3624 |  |  | 59461.587 | 1064.3624 |  | 13260.555 | 157.8006 | 906.5618 | 826.9985 | 79.5633
Commercial | OPA Direct Install | from 2 lamps 60W to 4 32W w/80% BF or 25W | OPA2008 | 2008 | 70 |  | 6.1482 |  | 3253 | 0.084 | 19127.64 | 10% | 17214.876 |  | 0.0179 | 308.1463 |  |  | 17214.876 | 308.1463 |  | 7799.7375 | 92.8169 | 215.3294 | 168.531 | 46.7984
Commercial | OPA Direct Install | from 1 lamp 34W to 1-4' 32W w80%BF or 25W | OPA2008 | 2008 | 94 |  | 6.1482 |  | 3253 | 0.017 | 5198.294 | 10% | 4678.4646 |  | 0.0179 | 83.7445 |  |  | 4678.4646 | 83.7445 |  | 10361.6025 | 123.3031 | -39.5586 | -101.7282 | 62.1696
Commercial | OPA Direct Install | from 2 lamp 34W to 1- 32W + Reflector w/90% BF | OPA2008 | 2008 | 14 |  | 6.1482 |  | 3253 | 0.051 | 2322.642 | 10% | 2090.3778 |  | 0.0179 | 37.4178 |  |  | 2090.3778 | 37.4178 |  | 21898.45 | 260.5916 | -223.1738 | -354.5645 | 131.3907
Commercial | OPA Direct Install | from 2 lamp 34W to 2- 32W w/80% BR or 25W | OPA2008 | 2008 | 1077 |  | 6.1482 |  | 3253 | 0.023 | 80580.063 | 10% | 72522.0567 |  | 0.0179 | 1298.1448 |  |  | 72522.0567 | 1298.1448 |  | 9011.25 | 107.2339 | 1190.9109 | 1136.8434 | 54.0675
Commercial | OPA Direct Install | from 4 Lamps 34W to 4 lamps 32W - 80% BF or 25W | OPA2008 | 2008 | 1280 |  | 6.1482 |  | 3253 | 0.037 | 154062.08 | 10% | 138655.872 |  | 0.0179 | 2481.9401 |  |  | 138655.872 | 2481.9401 |  | 10272.825 | 122.2466 | 2359.6935 | 2298.0565 | 61.6369
Commercial | OPA Direct Install | from 2 Ushaped Lamps 34/40W to - 2 Lamps 32W | OPA2008 | 2008 | 34 |  | 6.1482 |  | 3253 | 0.023 | 2543.846 | 10% | 2289.4614 |  | 0.0179 | 40.9814 |  |  | 2289.4614 | 40.9814 |  | 2435.04 | 28.977 | 12.0044 | -2.6059 | 14.6102
Commercial | OPA Direct Install | 11 W CFL | OPA2008 | 2008 | 13 |  | 2.4593 |  | 3253 | 0.029 | 1226.381 | 10% | 1103.7429 |  | 0.0179 | 19.757 |  |  | 1103.7429 | 19.757 |  | 10372.95 | 123.4381 | -103.6811 | -165.9188 | 62.2377
Commercial | OPA Direct Install | 13W CFL Screw in | OPA2008 | 2008 | 344 |  | 2.4593 |  | 3253 | 0.027 | 30213.864 | 10% | 27192.4776 |  | 0.0179 | 486.7453 |  |  | 27192.4776 | 486.7453 |  | 5632.2 | 67.0232 | 419.7222 | 385.929 | 33.7932
Commercial | OPA Direct Install | 23W CFL Screw in | OPA2008 | 2008 | 43 |  | 2.4593 |  | 3253 | 0.077 | 10770.683 | 10% | 9693.6147 |  | 0.0179 | 173.5157 |  |  | 9693.6147 | 173.5157 |  | 224.28 | 2.6689 | 170.8468 | 169.5011 | 1.3457
Commercial | OPA Direct Install | from 60W to 15W CFL PAR 38/30 | OPA2008 | 2008 | 41 |  | 2.4593 |  | 3253 | 0.045 | 6001.785 | 5% | 5701.6957 |  | 0.0179 | 102.0604 |  |  | 5701.6957 | 102.0604 |  | 162683.1 | 1935.9289 | -1833.8685 | -2809.9671 | 976.0986
Commercial | OPA Direct Install | from 75W to 18W CFL PAR 38/31 | OPA2008 | 2008 | 43 |  | 2.4593 |  | 3253 | 0.057 | 7973.103 | 5% | 7574.4478 |  | 0.0179 | 135.5826 |  |  | 7574.4478 | 135.5826 |  | 8410.5 | 100.085 | 35.4977 | -14.9653 | 50.463
Commercial | OPA Direct Install | from 100W to 26W CFL PAR 38/32 | OPA2008 | 2008 | 70 |  | 2.4593 |  | 3253 | 0.074 | 16850.54 | 5% | 16008.013 |  | 0.0179 | 286.5434 |  |  | 16008.013 | 286.5434 |  | 6399.99 | 76.1599 | 210.3836 | 171.9836 | 38.3999
Commercial | OPA Direct Install | 15W CFL | OPA2008 | 2008 | 50 |  | 2.4593 |  | 3253 | 0.045 | 7319.25 | 10% | 6587.325 |  | 0.0179 | 117.9131 |  |  | 6587.325 | 117.9131 |  | 2859.57 | 34.0289 | 83.8842 | 66.7268 | 17.1574
Commercial | OPA Direct Install | 18W CFL | OPA2008 | 2008 | 45 |  | 2.4593 |  | 3253 | 0.057 | 8343.945 | 10% | 7509.5505 |  | 0.0179 | 134.421 |  |  | 7509.5505 | 134.421 |  | 99207.855 | 1180.5735 | -1046.1525 | -1641.3997 | 595.2471
Commercial | OPA Direct Install | 28W CFL PAR 38/32 | OPA2008 | 2008 | 8 |  | 2.4593 |  | 3253 | 0.072 | 1873.728 | 5% | 1780.0416 |  | 0.0179 | 31.8627 |  |  | 1780.0416 | 31.8627 |  | 189676.8 | 2257.1539 | -2225.2912 | -3363.352 | 1138.0608
Commercial | OPA Direct Install | 26W CFL | OPA2008 | 2008 | 35 |  | 2.4593 |  | 3253 | 0.074 | 8425.27 | 10% | 7582.743 |  | 0.0179 | 135.7311 |  |  | 7582.743 | 135.7311 |  | 4765.95 | 56.7148 | 79.0163 |  | 28.5957
Commercial | OPA ERIP - Community Baptist Church | Philips 15W Daylight CFL | OPA2008 | 2008 | 44 |  | 3.7209 |  | 2150 | 0.045 | 4257 | 10% | 3831.3 |  | 0.0179 | 68.5803 | 3831.3 | 69.7297 | 7662.6 | 138.3099 |  | 3831.3 | 69.7297 | -1.1494 |  | -1.1494
Commercial | OPA ERIP - Community Baptist Church | Philips 13W Marathon CFL | OPA2008 | 2008 | 22 |  | 3.7209 |  | 2150 | 0.047 | 2223.1 | 10% | 2000.79 |  | 0.0179 | 35.8141 | 2000.79 | 36.4144 | 4001.58 | 72.2285 |  | 2000.79 | 36.4144 | -0.60024 |  | -0.60024
Commercial | OPA ERIP - Community Baptist Church | Noma 11W Mini-Spiral CFL | OPA2008 | 2008 | 12 |  | 3.7209 |  | 2150 | 0.029 | 748.2 | 10% | 673.38 |  | 0.0179 | 12.0535 | 673.38 | 12.2555 | 1346.76 | 24.309 |  | 673.38 | 12.2555 | -0.20201 |  | -0.20201
Commercial | OPA ERIP - Community Baptist Church | Philips R30 16W | OPA2008 | 2008 | 8 |  | 3.7209 |  | 2150 | 0.044 | 756.8 | 10% | 681.12 |  | 0.0179 | 12.192 | 681.12 | 12.3964 | 1362.24 | 24.5884 |  | 681.12 | 12.3964 | -0.20434 |  | -0.20434
Commercial | OPA ERIP - Community Baptist Church | GE Daylight 26W CFL | OPA2008 | 2008 | 4 |  | 3.7209 |  | 2150 | 0.074 | 636.4 | 10% | 572.76 |  | 0.0179 | 10.2524 | 572.76 | 10.4242 | 1145.52 | 20.6766 |  | 572.76 | 10.4242 | -0.17183 |  | -0.17183
Commercial | OPA ERIP - Community Baptist Church | Vanity 11W CFL | OPA2008 | 2008 | 1 |  | 3.7209 |  | 2150 | 0.029 | 62.35 | 10% | 56.115 |  | 0.0179 | 1.0045 | 56.115 | 1.0213 | 112.23 | 2.0258 |  | 56.115 | 1.0213 | -0.016835 |  | -0.016835
Commercial | OPA ERIP - Community Baptist Church | Eco-Soft 18W CFL | OPA2008 | 2008 | 4 |  | 3.7209 |  | 2150 | 0.057 | 490.2 | 10% | 441.18 |  | 0.0179 | 7.8971 | 441.18 | 8.0295 | 882.36 | 15.9266 |  | 441.18 | 8.0295 | -0.13235 |  | -0.13235
Commercial | OPA ERIP - Community Baptist Church | GE Soft White 26W CFL | OPA2008 | 2008 | 2 |  | 3.7209 |  | 2150 | 0.074 | 318.2 | 10% | 286.38 |  | 0.0179 | 5.1262 | 286.38 | 5.2121 | 572.76 | 10.3383 |  | 286.38 | 5.2121 | -0.085914 |  | -0.085914
Commercial | OPA ERIP - Community Baptist Church | Philips Outdoor 17W CFL | OPA2008 | 2008 | 1 |  | 3.7209 |  | 2150 | 0.043 | 92.45 | 10% | 83.205 |  | 0.0179 | 1.4894 | 83.205 | 1.5143 | 166.41 | 3.0037 |  | 83.205 | 1.5143 | -0.024962 |  | -0.024962
Commercial | OPA ERIP - Community Baptist Church | Energy Star exit signs | OPA2008 | 2008 | 4 |  | 10 |  | 8760 | 0.017 | 595.68 | 10% | 536.112 |  | 0.0179 | 9.5964 | 536.112 | 9.7572 | 1072.224 | 19.3536 |  | 536.4 | 9.7625 | -0.16608 |  | -0.16092
Commercial | OPA ERIP - Community Baptist Church | GUI10 7W CFL | OPA2008 | 2008 | 6 |  | 3.7209 |  | 2150 | 0.033 | 425.7 | 10% | 383.13 |  | 0.0179 | 6.858 | 383.13 | 6.973 | 766.26 | 13.831 |  | 383.13 | 6.973 | -0.11494 |  | -0.11494
Commercial | OPA ERIP - Community Baptist Church | Lithonia T-12 2 Bulb fixtures | OPA2008 | 2008 | 3 |  | 8.6207 |  | 2320 | 0.03 | 208.8 | 10% | 187.92 |  | 0.0179 | 3.3638 | 187.92 | 3.4201 | 375.84 | 6.7839 |  | 174.15 | 3.1695 | 0.19424 |  | -0.052245
Commercial | OPA ERIP - King Ritson Dental Clinic | T-8 1x32 Ballast | OPA2008 | 2008 | 2 |  | 16 |  | 2594 | 0.021 | 108.948 | 10% | 98.0532 |  | 0.0179 | 1.7552 | 98.0532 | 1.7846 | 196.1064 | 3.5397 |  | 151.2 | 2.7518 | -0.99669 |  | -0.04536
Commercial | OPA ERIP - King Ritson Dental Clinic | T-8 2x32 Ballast | OPA2008 | 2008 | 34 |  | 16 |  | 2594 | 0.03 | 2645.88 | 10% | 2381.292 |  | 0.0179 | 42.6251 | 2381.292 | 43.3395 | 4762.584 | 85.9646 |  | 3672 | 66.8304 | -24.2053 |  | -1.1016
Commercial | OPA ERIP - King Ritson Dental Clinic | T-8 3x32 Ballast | OPA2008 | 2008 | 1 |  | 16 |  | 2594 | 0.064 | 166.016 | 10% | 149.4144 |  | 0.0179 | 2.6745 | 149.4144 | 2.7193 | 298.8288 | 5.3939 |  | 230.4 | 4.1933 | -1.5188 |  | -0.06912
Commercial | OPA ERIP - King Ritson Dental Clinic | T-8 4x32 Ballast | OPA2008 | 2008 | 61 |  | 16 |  | 2594 | 0.063 | 9968.742 | 10% | 8971.8678 |  | 0.0179 | 160.5964 | 8971.8678 | 163.288 | 17943.7356 | 323.8844 |  | 13834.8 | 251.7934 | -91.1969 |  | -4.1504
Commercial | OPA ERIP - Pier 1 Imports | 23W CFL Screw in | OPA2008 | 2008 | 156 |  | 2.15 |  | 3721 | 0.077 | 44696.652 | 10% | 40226.9868 |  | 0.0179 | 720.0631 | 40226.9868 | 732.1312 | 80453.9736 | 1452.1942 |  | 48108.06 | 875.5667 | -155.5036 |  | -14.4324
Commercial | OPA Direct Install | (1) 1 Lamp to 2 – 4’ 32W LBF | OPA 2009 | 2009 | 6 |  | 6.1482 |  | 3253 | 0.045 | 878.31 | 10% | 790.479 |  | 0.0179 | 14.1496 |  |  | 790.479 | 14.1496
Commercial | OPA Direct Install | (2) 1 Lamp to 1 – 8’ 59W LBF | OPA 2009 | 2009 | 11 |  | 6.1482 |  | 3253 | 0.049 | 1753.367 | 10% | 1578.0303 |  | 0.0179 | 28.2467 |  |  | 1578.0303 | 28.2467
Commercial | OPA Direct Install | (4) 2 Lamps to 4 – 4’ 32W LBF | OPA 2009 | 2009 | 58 |  | 6.1482 |  | 3253 | 0.071 | 13395.854 | 10% | 12056.2686 |  | 0.0179 | 215.8072 |  |  | 12056.2686 | 215.8072
Commercial | OPA Direct Install | (48) 2 Lamps to 2 – 8’ 59W NBF | OPA 2009 | 2009 | 655 |  | 6.1482 |  | 3253 | 0.06 | 127842.9 | 10% | 115058.61 |  | 0.0179 | 2059.5491 |  |  | 115058.61 | 2059.5491
Commercial | OPA Direct Install | (49) 4 Lamps to 4 – 8’ 59W lamps with 2 electronic ballasts NBF | OPA 2009 | 2009 | 1 |  | 6.1482 |  | 3253 | 0.14 | 455.42 | 10% | 409.878 |  | 0.0179 | 7.3368 |  |  | 409.878 | 7.3368
Commercial | OPA Direct Install | (50) 2 Lamps to 2 – 8’ 59W NBF | OPA 2009 | 2009 | 529 |  | 6.1482 |  | 3253 | 0.03 | 51625.11 | 10% | 46462.599 |  | 0.0179 | 831.6805 |  |  | 46462.599 | 831.6805
Commercial | OPA Direct Install | (51) 4 Lamps to 4 – 8’ 59W lamps with 2 electronic ballasts NBF | OPA 2009 | 2009 | 8 |  | 6.1482 |  | 3253 | 0.14 | 3643.36 | 10% | 3279.024 |  | 0.0179 | 58.6945 |  |  | 3279.024 | 58.6945
Commercial | OPA Direct Install | (8) 1 Lamp to 1 – 4’ 32W LBF | OPA 2009 | 2009 | 7 |  | 6.1482 |  | 3253 | 0.025 | 569.275 | 10% | 512.3475 |  | 0.0179 | 9.171 |  |  | 512.3475 | 9.171
Commercial | OPA Direct Install | (10) 2 Lamps to 2 – 4’ 32W LBF | OPA 2009 | 2009 | 255 |  | 6.1482 |  | 3253 | 0.038 | 31521.57 | 10% | 28369.413 |  | 0.0179 | 507.8125 |  |  | 28369.413 | 507.8125
Commercial | OPA Direct Install | (12) 4 Lamps to 4 – 4’ 32W LBF | OPA 2009 | 2009 | 493 |  | 6.1482 |  | 3253 | 0.074 | 118675.946 | 10% | 106808.3514 |  | 0.0179 | 1911.8695 |  |  | 106808.3514 | 1911.8695
Commercial | OPA Direct Install | (13) 1 Lamp to 1 – 4’ 32W LBF | OPA 2009 | 2009 | 274 |  | 6.1482 |  | 3253 | 0.021 | 18717.762 | 10% | 16845.9858 |  | 0.0179 | 301.5431 |  |  | 16845.9858 | 301.5431
Commercial | OPA Direct Install | (15) 2 Lamps to 2 – 4’ 32W LBF | OPA 2009 | 2009 | 1746 |  | 6.1482 |  | 3253 | 0.031 | 176071.878 | 10% | 158464.6902 |  | 0.0179 | 2836.518 |  |  | 158464.6902 | 2836.518
Commercial | OPA Direct Install | (16) 4 Lamps to 2 – 4’ 32W BF > 1.1 + reflector | OPA 2009 | 2009 | 40 |  | 6.1482 |  | 3253 | 0.078 | 10149.36 | 10% | 9134.424 |  | 0.0179 | 163.5062 |  |  | 9134.424 | 163.5062
Commercial | OPA Direct Install | (17) 4 Lamps to 4 – 4’ 32W LBF | OPA 2009 | 2009 | 3366 |  | 6.1482 |  | 3253 | 0.048 | 525580.704 | 10% | 473022.6336 |  | 0.0179 | 8467.1051 |  |  | 473022.6336 | 8467.1051
Commercial | OPA Direct Install | (52) 2 Lamps to 2 – 4’ 25W NBF | OPA 2009 | 2009 | 8 |  | 6.1482 |  | 3253 | 0.033 | 858.792 | 10% | 772.9128 |  | 0.0179 | 13.8351 |  |  | 772.9128 | 13.8351
Commercial | OPA Direct Install | (54) 2 – 8’ T12 High Output Lamps to 2 – 8’ High Output T8 lamps with electronic ballasts | OPA 2009 | 2009 | 19 |  | 6.1482 |  | 3253 | 0.033 | 2039.631 | 10% | 1835.6679 |  | 0.0179 | 32.8585 |  |  | 1835.6679 | 32.8585
Commercial | OPA Direct Install | (55) 175W Metal Halide to 1 – 150W Metal Halide Direct Lamp replacement ANSI#M152/O | OPA 2009 | 2009 | 4 |  | 5.3749 |  | 3721 | 0.025 | 372.1 | 10% | 334.89 |  | 0.0179 | 5.9945 |  |  | 334.89 | 5.9945
Commercial | OPA Direct Install | (56) 400W Metal Halide to 1 – 360W Metal Halide Direct Lamp replacement | OPA 2009 | 2009 | 32 |  | 5.3749 |  | 3721 | 0.04 | 4762.88 | 10% | 4286.592 |  | 0.0179 | 76.73 |  |  | 4286.592 | 76.73
Commercial | OPA Direct Install | (18) 2 Lamps to 2 U-Tube Lamps | OPA 2009 | 2009 | 203 |  | 6.1482 |  | 3253 | 0.027 | 17829.693 | 10% | 16046.7237 |  | 0.0179 | 287.2364 |  |  | 16046.7237 | 287.2364
Commercial | OPA Direct Install | (19) 2 Lamps to 2 Linear 2' + Reflector F17T8 | OPA 2009 | 2009 | 2 |  | 6.1482 |  | 3253 | 0.058 | 377.348 | 10% | 339.6132 |  | 0.0179 | 6.0791 |  |  | 339.6132 | 6.0791
Commercial | OPA Direct Install | (20) 2-15W Lamps to 3W LED | OPA 2009 | 2009 | 164 |  | 10 |  | 8760 | 0.027 | 38789.28 | 10% | 34910.352 |  | 0.0179 | 624.8953 |  |  | 34910.352 | 624.8953
Commercial | OPA Direct Install | (21) 2-15W Lamps to Replace entire fixture with LED sign | OPA 2009 | 2009 | 35 |  | 10 |  | 8760 | 0.027 | 8278.2 | 10% | 7450.38 |  | 0.0179 | 133.3618 |  |  | 7450.38 | 133.3618
Commercial | OPA Direct Install | (22) 40W to 11W | OPA 2009 | 2009 | 6 |  | 2.15 |  | 3721 | 0.029 | 647.454 | 10% | 582.7086 |  | 0.0179 | 10.4305 |  |  | 582.7086 | 10.4305
Commercial | OPA Direct Install | (23) 60W to 13W | OPA 2009 | 2009 | 2066 |  | 2.15 |  | 3721 | 0.047 | 361316.542 | 10% | 325184.8878 |  | 0.0179 | 5820.8095 |  |  | 325184.8878 | 5820.8095
Commercial | OPA Direct Install | (24) 100W to 23W | OPA 2009 | 2009 | 50 |  | 2.15 |  | 3721 | 0.077 | 14325.85 | 10% | 12893.265 |  | 0.0179 | 230.7894 |  |  | 12893.265 | 230.7894
Commercial | OPA Direct Install | (25) 150W to 28W-32W | OPA 2009 | 2009 | 6 |  | 2.15 |  | 3721 | 0.12 | 2679.12 | 10% | 2411.208 |  | 0.0179 | 43.1606 |  |  | 2411.208 | 43.1606
Commercial | OPA Direct Install | (59) 40W to 11W | OPA 2009 | 2009 | 1 |  | 2.15 |  | 3721 | 0.029 | 107.909 | 10% | 97.1181 |  | 0.0179 | 1.7384 |  |  | 97.1181 | 1.7384
Commercial | OPA Direct Install | (60) 60W to 13W | OPA 2009 | 2009 | 4 |  | 2.15 |  | 3721 | 0.047 | 699.548 | 10% | 629.5932 |  | 0.0179 | 11.2697 |  |  | 629.5932 | 11.2697
Commercial | OPA Direct Install | (63) 65 – 75W Incandescent R Lamp to 14 – 16W Dimmable CFL Lamp | OPA 2009 | 2009 | 41 |  | 10 |  | 985.5 | 0.055 | 2222.3025 | 10% | 2000.0722 |  | 0.0179 | 35.8013 |  |  | 2000.0722 | 35.8013
Commercial | OPA Direct Install | (64) 100 – 150W Incandescent R Lamp to 22 – 26W Dimmable CFL Lamp | OPA 2009 | 2009 | 4 |  | 10 |  | 985.5 | 0.101 | 398.142 | 10% | 358.3278 |  | 0.0179 | 6.4141 |  |  | 358.3278 | 6.4141
Commercial | OPA Direct Install | (26) 60W PAR38/30/20 to 15W CFL PAR38/30/20 | OPA 2009 | 2009 | 175 |  | 2.15 |  | 3721 | 0.047 | 30605.225 | 10% | 27544.7025 |  | 0.0179 | 493.0502 |  |  | 27544.7025 | 493.0502
Commercial | OPA Direct Install | (27) 75W PAR38/30/20 to 18W CFL PAR38/30/20 | OPA 2009 | 2009 | 91 |  | 2.15 |  | 3721 | 0.057 | 19300.827 | 10% | 17370.7443 |  | 0.0179 | 310.9363 |  |  | 17370.7443 | 310.9363
Commercial | OPA Direct Install | (28) 100W PAR38/30/20 to 26W CFL PAR38/30/20 | OPA 2009 | 2009 | 168 |  | 2.15 |  | 3721 | 0.074 | 46259.472 | 10% | 41633.5248 |  | 0.0179 | 745.2401 |  |  | 41633.5248 | 745.2401
Commercial | OPA Direct Install | (29) 40 - 60W standard incandescent to 15W CFL | OPA 2009 | 2009 | 169 |  | 2.15 |  | 3721 | 0.047 | 29555.903 | 10% | 26600.3127 |  | 0.0179 | 476.1456 |  |  | 26600.3127 | 476.1456
Commercial | OPA Direct Install | (31) 75W standard incandescent to 18W CFL | OPA 2009 | 2009 | 103 |  | 2.15 |  | 3721 | 0.057 | 21845.991 | 10% | 19661.3919 |  | 0.0179 | 351.9389 |  |  | 19661.3919 | 351.9389
Commercial | OPA Direct Install | (32) 75W standard incandescent to 50W Halogen | OPA 2009 | 2009 | 5 |  | 2.15 |  | 3721 | 0.025 | 465.125 | 10% | 418.6125 |  | 0.0179 | 7.4932 |  |  | 418.6125 | 7.4932
Commercial | OPA Direct Install | (33) 90 Watt Halogen to 23 to 28W CFL Par 38/30 | OPA 2009 | 2009 | 23 |  | 2.15 |  | 3721 | 0.0645 | 5520.1035 | 10% | 4968.0931 |  | 0.0179 | 88.9289 |  |  | 4968.0931 | 88.9289
Commercial | OPA Direct Install | (35) 100W standard incandescent or greater to 26W CFL | OPA 2009 | 2009 | 1 |  | 2.15 |  | 3721 | 0.074 | 275.354 | 10% | 247.8186 |  | 0.0179 | 4.436 |  |  | 247.8186 | 4.436
Commercial | OPA Direct Install | (65) 40 - 60W standard halogen to 29W - 32W Halogen IR (for all types including MR16) | OPA 2009 | 2009 | 70 |  | 2.15 |  | 3721 | 0.0295 | 7683.865 | 10% | 6915.4785 |  | 0.0179 | 123.7871 |  |  | 6915.4785 | 123.7871
Commercial | OPA ERIP, prescriptive - TD Bank Branch 3203 | Single lamp high perf T-8 fixtures | OPA2009 | 2009 | 7 |  | 6.1482 |  | 3253 | 0.023 | 523.733 | 10% | 471.3597 |  | 0.0179 | 8.4373 |  |  | 471.3597 | 8.4373
Commercial | OPA ERIP, prescriptive - TD Bank Branch 3203 | Two lamp high perf T-8 fixtures | OPA2009 | 2009 | 3 |  | 6.1482 |  | 3253 | 0.033 | 322.047 | 10% | 289.8423 |  | 0.0179 | 5.1882 |  |  | 289.8423 | 5.1882
Commercial | OPA ERIP, prescriptive - TD Bank Branch 3203 | Three lamp high perf T-8 fixtures | OPA2009 | 2009 | 26 |  | 6.1482 |  | 3253 | 0.064 | 5412.992 | 10% | 4871.6928 |  | 0.0179 | 87.2033 |  |  | 4871.6928 | 87.2033
Commercial | OPA ERIP, prescriptive - TD Bank Branch 3203 | Switch plate mounted occupancy sensor | OPA2009 | 2009 | 8 |  |  |  | 1780 | 0.3 | 4272 | 10% | 3844.8 |  | 0.0179 | 68.8219 |  |  | 3844.8 | 68.8219
Commercial | OPA ERIP, custom - TD Bank Branch 3200 | 4' 1-Lamp high effeciency T8 | OPA2009 | 2009 | 46 |  | 5.8326 |  | 3429 | 0.023 | 3627.882 | 10% | 3265.0938 |  | 0.0179 | 58.4452 |  |  | 3265.0938 | 58.4452
Commercial | OPA ERIP, custom - TD Bank Branch 3200 | 4' 2-Lamp high effeciency T8 | OPA2009 | 2009 | 4 |  | 5.8326 |  | 3429 | 0.033 | 452.628 | 10% | 407.3652 |  | 0.0179 | 7.2918 |  |  | 407.3652 | 7.2918
Commercial | OPA ERIP, custom - TD Bank Branch 3200 | 2' 3-Lamp high effeciency T8 | OPA2009 | 2009 | 3 |  | 5.8326 |  | 3429 | 0.064 | 658.368 | 10% | 592.5312 |  | 0.0179 | 10.6063 |  |  | 592.5312 | 10.6063
Commercial | OPA ERIP, custom - TD Bank Branch 3200 | 4' 3-Lamp high effeciency T8 | OPA2009 | 2009 | 60 |  | 5.8326 |  | 3429 | 0.064 | 13167.36 | 10% | 11850.624 |  | 0.0179 | 212.1262 |  |  | 11850.624 | 212.1262
Commercial | OPA ERIP, prescriptive - German Club Loreley | Energy Star exit signs | OPA2009 | 2009 | 6 |  | 10 |  | 8760 | 0.017 | 893.52 | 10% | 804.168 |  | 0.0179 | 14.3946 |  |  | 804.168 | 14.3946
Commercial | OPA ERIP, prescriptive - German Club Loreley | Energy star CFL's, screw in < 40W | OPA2009 | 2009 | 140 |  | 2.0981 |  | 3813 | 0.027 | 14413.14 | 10% | 12971.826 |  | 0.0179 | 232.1957 |  |  | 12971.826 | 232.1957
Commercial | OPA ERIP, prescriptive - German Club Loreley | Energy star CFL's, hard wired < 40W | OPA2009 | 2009 | 2 |  | 2.0981 |  | 3813 | 0.027 | 205.902 | 10% | 185.3118 |  | 0.0179 | 3.3171 |  |  | 185.3118 | 3.3171
Commercial | OPA ERIP, prescriptive - German Club Loreley | Single lamp high perf T-8 fixtures | OPA2009 | 2009 | 28 |  | 5.8326 |  | 3429 | 0.023 | 2208.276 | 10% | 1987.4484 |  | 0.0179 | 35.5753 |  |  | 1987.4484 | 35.5753
Commercial | OPA ERIP, prescriptive - German Club Loreley | Two lamp high perf T-8 fixtures | OPA2009 | 2009 | 20 |  | 5.8326 |  | 3429 | 0.026 | 1783.08 | 10% | 1604.772 |  | 0.0179 | 28.7254 |  |  | 1604.772 | 28.7254
Commercial | OPA ERIP, prescriptive - H. Kassinger Construction | Energy Star exit signs | OPA2009 | 2009 | 34 |  | 10 |  | 8760 | 0.017 | 5063.28 | 10% | 4556.952 |  | 0.0179 | 81.5694 |  |  | 4556.952 | 81.5694
Commercial | OPA ERIP, prescriptive - H. Kassinger Construction | Single lamp high perf T-8 fixtures | OPA2009 | 2009 | 203 |  | 7.7101 |  | 2594 | 0.023 | 12111.386 | 10% | 10900.2474 |  | 0.0179 | 195.1144 |  |  | 10900.2474 | 195.1144
Commercial | OPA ERIP, prescriptive - H. Kassinger Construction | Two lamp high perf T-8 fixtures | OPA2009 | 2009 | 35 |  | 7.7101 |  | 2594 | 0.026 | 2360.54 | 10% | 2124.486 |  | 0.0179 | 38.0283 |  |  | 2124.486 | 38.0283
Commercial Total | [10 empty] | 2269398.293 |  | 2044093.4215 |  |  | 36589.2722 | 61561.0062 | 1120.4103 | 2105654.4277 | 37709.6826 | kw
GS >50KW-200 | OPA ERIP - Foley Group | 15W CFL Screw in | OPA2008 | 2008 | 600 |  | 2.5957 |  | 3082 | 0.025 | 46230 | 10% | 41607 |  | 2.8065 | 37.8877 |  |  | 41607 | 37.8877 | 13.5 | 27.0338 | 101.363 | -63.4753 | -37.9825 | -25.4928
GS >50KW-200 | OPA ERIP - Kassinger Construction, Jul 08 lighting | 13W CFL Screw in | OPA2008 | 2008 | 8481 |  | 2.5957 |  | 3082 | 0.027 | 705737.934 | 10% | 635164.1406 |  | 2.8065 | 578.3868 |  |  | 635164.1406 | 578.3868 | 206.0883 | 399.1053 | 1496.4452 | -918.0584 | -541.7021 | -376.3563
GS >50KW-200 | OPA ERIP - Nordco Inc | 30W CFL Screw in | OPA2008 | 2008 | 19 |  | 2.5957 |  | 3082 | 0.12 | 7026.96 | 10% | 6324.264 |  | 2.8065 | 5.7589 |  |  | 6324.264 | 5.7589 | 2.052 | 2.2828 | 8.5595 | -2.8006 | -0.64788 | -2.1527
GS >50KW-200 | OPA ERIP - Nordco Inc | T-8 2x32 Ballast | OPA2008 | 2008 | 15 |  | 6.4893 |  | 3082 | 0.023 | 1063.29 | 10% | 956.961 |  | 2.8065 | 0.87142 |  |  | 956.961 | 0.87142 | 0.3105 | 0.27727 | 1.0396 | -0.1682 | 0.093262 | -0.26146
GS >50KW-200 | OPA ERIP - Nordco Inc | T-8 4x32 Ballast | OPA2008 | 2008 | 121 |  | 6.4893 |  | 3082 | 0.037 | 13798.114 | 10% | 12418.3026 |  | 2.8065 | 11.3082 |  |  | 12418.3026 | 11.3082 | 4.0293 | 4.6969 | 17.6112 | -6.3029 | -1.8737 | -4.4292
GS >50KW-200 | OPA ERIP - Syran Developments Ltd | Energy Star exit signs | OPA2008 | 2008 | 40 |  | 10 |  | 8760 | 0.017 | 5956.8 | 10% | 5361.12 |  | 2.8065 | 1.7176 |  |  | 5361.12 | 1.7176 | 0.612 | 0.61233 | 2.2959 | -0.57835 | -0.00092268 | -0.57743
GS >50KW-200 | OPA ERIP - Syran Developments Ltd | 13W, 15W CFL screw ins | OPA2008 | 2008 | 42 |  | 2.5957 |  | 3082 | 0.025 | 3236.1 | 10% | 2912.49 |  | 2.8065 | 2.6521 |  |  | 2912.49 | 2.6521 | 0.945 | 1.9344 | 7.2531 | -4.6009 | -2.7768 | -1.8242
GS >50KW-200 | OPA ERIP - Syran Developments Ltd | T-8 2x32 Ballast | OPA2008 | 2008 | 70 |  | 6.4893 |  | 3082 | 0.023 | 4962.02 | 10% | 4465.818 |  | 2.8065 | 4.0666 |  |  | 4465.818 | 4.0666 | 1.449 | 1.2939 | 4.8516 | -0.78495 | 0.43522 | -1.2202
GS >50KW-200 | OPA ERIP - Syran Developments Ltd | T-8 4x32 Ballast | OPA2008 | 2008 | 231 |  | 6.4893 |  | 3082 | 0.037 | 26341.854 | 10% | 23707.6686 |  | 2.8065 | 21.5884 |  |  | 23707.6686 | 21.5884 | 7.6923 | 8.9669 | 33.6213 | -12.0329 | -3.5771 | -8.4558
GS >50KW-200 | OPA ERIP, custom - TD Bank Branch 3184 | 2x4k 4 lamp | OPA2009 | 2009 | 60 |  | 5.4945 |  | 3640 | 0.093 | 20311.2 | 10% | 18280.08 |  | 2.8065 | 14.0942 |  |  | 18280.08 | 14.0942 | 5.022
GS >50KW-200 | OPA ERIP, custom - TD Bank Branch 3184 | 2x2k 2u | OPA2009 | 2009 | 73 |  |  |  | 3640 | 0.033 | 8768.76 | 10% | 7891.884 |  | 2.8065 | 6.0848 |  |  | 7891.884 | 6.0848 | 2.1681
GS >50KW-200 | OPA ERIP, custom - TD Bank Branch 3184 | Wrap 1x4 2 lamp | OPA2009 | 2009 | 4 |  |  |  | 3640 | 0.036 | 524.16 | 10% | 471.744 |  | 2.8065 | 0.36372 |  |  | 471.744 | 0.36372 | 0.1296
GS >50KW-200 | OPA ERIP, custom - TD Bank Branch 3184 | 1x4k 2 lamp | OPA2009 | 2009 | 22 |  |  |  | 3640 | 0.064 | 5125.12 | 10% | 4612.608 |  | 2.8065 | 3.5564 |  |  | 4612.608 | 3.5564 | 1.2672
GS >50KW-200 | OPA ERIP, custom - TD Bank Branch 3184 | Exit 2-15T6 145V | OPA2009 | 2009 | 10 |  |  |  | 8760 | 0.017 | 1489.2 | 10% | 1340.28 |  | 2.8065 | 0.42939 |  |  | 1340.28 | 0.42939 | 0.153
GS >50KW-200 | OPA ERIP, custom - TD Bank Branch 3184 | 2x4k 2 lamp | OPA2009 | 2009 | 2 |  |  |  | 3640 | 0.036 | 262.08 | 10% | 235.872 |  | 2.8065 | 0.18186 |  |  | 235.872 | 0.18186 | 0.0648
GS >50KW-200 | OPA ERIP, custom - TD Bank Branch 3184 | Strip 4' 2 lamp | OPA2009 | 2009 | 37 |  |  |  | 3640 | 0.020667 | 2783.3867 | 10% | 2505.048 |  | 2.8065 | 1.9314 |  |  | 2505.048 | 1.9314 | 0.6882
GS >50KW-200 | OPA ERIP, custom - TD Bank Branch 3184 | Wall bracket 4' lamp | OPA2009 | 2009 | 3 |  |  |  | 3640 | 0.020667 | 225.68 | 10% | 203.112 |  | 2.8065 | 0.1566 |  |  | 203.112 | 0.1566 | 0.0558
GS >50KW-200 | OPA ERIP, custom - Durham Catholic District School Board (OP-004) | Four lamp std T-8 fixtures | OPA2009 | 2009 | 16 |  | 8.6207 |  | 2320 | 0.037 | 1373.44 | 10% | 1236.096 |  | 2.8065 | 1.4953 |  |  | 1236.096 | 1.4953 | 0.5328
GS >50KW-200 | OPA ERIP, prescriptive - Merit Paper and Bag Co. Ltd | 4 lamp T-8 | OPA2009 | 2009 | 108 |  | 6.1482 |  | 3253 | 0.037 | 12998.988 | 10% | 11699.0892 |  | 2.8065 | 10.0933 |  |  | 11699.0892 | 10.0933 | 3.5964
GS >50KW-200 | OPA ERIP, prescriptive - Conseil Scolaire de District Catholique | Energy star CFL's, screw in < 40W | OPA2009 | 2009 | 18 |  | 3.7209 |  | 2150 | 0.025 | 967.5 | 10% | 870.75 |  | 2.8065 | 1.1366 |  |  | 870.75 | 1.1366 | 0.405
GS >50KW-200 | OPA ERIP, prescriptive - Conseil Scolaire de District Catholique | Single lamp std T-8 fixtures | OPA2009 | 2009 | 1 |  | 8.6207 |  | 2320 | 0.023 | 53.36 | 10% | 48.024 |  | 2.8065 | 0.058095 |  |  | 48.024 | 0.058095 | 0.0207
GS >50KW-200 | OPA ERIP, prescriptive - Conseil Scolaire de District Catholique | Two lamp std T-8 fixtures | OPA2009 | 2009 | 466 |  | 8.6207 |  | 2320 | 0.026 | 28109.12 | 10% | 25298.208 |  | 2.8065 | 30.6032 |  |  | 25298.208 | 30.6032 | 10.9044
GS >50KW-200 | OPA ERIP, prescriptive - Conseil Scolaire de District Catholique | Four lamp std T-8 fixtures | OPA2009 | 2009 | 2 |  | 8.6207 |  | 2320 | 0.037 | 171.68 | 10% | 154.512 |  | 2.8065 | 0.18691 |  |  | 154.512 | 0.18691 | 0.0666
GS >50KW-200 Total | [10 empty] | 897516.7467 |  | 807765.072 |  |  | 734.6098 | 0 | 0 | 807765.072 | 734.6098 | kw
GS 200KW-1000 | OPA ERIP - Canadian Tire | 187W Fluorescent Grand Bulbs | OPA2008 | 2008 | 368 |  | 16 | 1170.35 | 4000 | 0.29259 | 430688.8 | 10% | 387619.92 |  | 2.8065 | 271.9638 |  |  | 387619.92 | 271.9638 | 96.905 | 96.905 | 363.3452 | -91.3814 | 0 | -91.3814
GS 200KW-1000 | OPA ERIP - Kassinger Construction, 2007 | Single lamp High Perf. T-8 fixtures | OPA2008 | 2008 | 260 |  | 24 | 92 | 6500 | 0.014154 | 23920 | 10% | 21528 |  | 2.8065 | 9.2951 |  |  | 21528 | 9.2951 | 3.312 | 3.312 | 12.4183 | -3.1232 | 0 | -3.1232
GS 200KW-1000 | OPA ERIP - Kassinger Construction, 2007 | Two-lamp High Perf. T-8 fixtures | OPA2008 | 2008 | 76 |  | 24 | 132 | 6500 | 0.020308 | 10032 | 10% | 9028.8 |  | 2.8065 | 3.8984 |  |  | 9028.8 | 3.8984 | 1.389 | 1.389 | 5.2082 | -1.3099 | 0 | -1.3099
GS 200KW-1000 | OPA ERIP - Kassinger Construction, 2007 | Switch plate mounted occupancy sensor | OPA2008 | 2008 | 11 |  | 8 | 459 | 1530 | 0.3 | 5049 | 10% | 4544.1 |  | 2.8065 | 8.3353 |  |  | 4544.1 | 8.3353 | 2.97 | 2.97 | 11.136 | -2.8007 | 0 | -2.8007
GS 200KW-1000 | OPA ERIP - Kassinger Construction, 2007 | Ceiling mounted occupancy sensor | OPA2008 | 2008 | 3 |  | 8 | 459 | 1530 | 0.3 | 1377 | 10% | 1239.3 |  | 2.8065 | 2.2733 |  |  | 1239.3 | 2.2733 | 0.81 | 0.81 | 3.0371 | -0.76383 | 0 | -0.76383
GS 200KW-1000 | OPA ERIP - Kassinger Construction, 2007 | Energy Star exit signs | OPA2008 | 2008 | 37 |  | 10 |  | 8760 | 0.017 | 5510.04 | 10% | 4959.036 |  | 2.8065 | 1.5888 |  |  | 4959.036 | 1.5888 | 0.5661 | 0.5664 | 2.1237 | -0.53497 | -0.00085348 | -0.53412
GS 200KW-1000 | OPA ERIP, prescriptive - Escalator Handrail Co Inc | 6 lamp high bay T5 | OPA2009 | 2009 | 41 |  | 6.3898 |  | 3130 | 0.156 | 20019.48 | 10% | 18017.532 |  | 2.8065 | 16.1553 |  |  | 18017.532 | 16.1553 | 5.7564
GS 200KW-1000 | OPA ERIP, custom - Durham Catholic District School Board (OP-004) | Four lamp std T-8 fixtures | OPA2009 | 2009 | 32 |  |  |  | 3130 | 0.037 | 3705.92 | 10% | 3335.328 |  | 2.8065 | 2.9906 |  |  | 3335.328 | 2.9906 | 1.0656
GS 200KW-1000 Total | [10 empty] | 500302.24 |  | 450272.016 |  |  | 316.5006 | 0 | 0 | 450272.016 | 316.5006
Grand Total | [10 empty] | 6948332.2897 |  | 6043640.0485 |  |  | 79961.33 | 61561.0062 | 1120.4103 | 6105201.0547 | 81081.7404 |  | 2736234.0411 | 40862.4114 | 3687.8859 | -2721.0791 | 6611.9254
[21 empty] | 0 | [5 empty] | 0
Note 1: Freerider rate of 30% used in SSM and LRAM was based on Toronto Hydro decision. No OPA inputs found, previous inputs used.
Note 2: No LRAM rate rider for Commercial Rate Class was submitted in prior year application due to amounts below rounding threshold. Included this 2008 LRAM in this application (2009 load at 2008 rates.)
reconcile to last year
[19 empty] | 2010 application | 43486.1308
[19 empty] | remove expired programs | -2625.0811
[19 empty] | add 2008 Commercial LRAM not submitted | 1120.4103
[19 empty] | updated assumptions for existing programs | -2721.0791
[19 empty] | updated rates for existing programs | 6784.9254 | incl moving Direct install pgm from Residential to Commercial
[19 empty] | add 2009 residential OPA programs | 6878.1241
[19 empty] | add 2009 commercial OPA programs | 28443.3908
[19 empty] | add 2009 industrial OPA programs | 89.5178 | [6 empty] | 37970.2082
[19 empty] | 2011 application | 81456.3391
-374.5987
Note on C86: : Assumed 15W (replacement of 60W bulbs, apartment bldg)
Note on H92: : assumed average of 13W and 15W
Note on I7: S Jackson: assumed gas forced-air
Note on I11: S Jackson: assumed 2 lamp
Note on I12: S Jackson: assumed 15w
Note on I15: S Jackson: assumed gas forced-air
Note on I17: S Jackson: assumed gas forced-air
Note on J16: S Jackson: assumed avg between kitchen and bathroom
Note on J17: S Jackson: - assumed similar lumination for base equipment - assumed 4450 annual operating hours (large/small retail)
Note on J18: S Jackson: - assumed similar lumination for base equipment - assumed 4450 annual operating hours (large/small retail)
Note on J19: S Jackson: - assumed similar lumination for base equipment - assumed 4450 annual operating hours (large/small retail)
Note on J20: S Jackson: - assumed similar lumination for base equipment - assumed 4450 annual operating hours (large/small retail)
Note on J21: S Jackson: - assumed similar lumination for base equipment - assumed 4450 annual operating hours (large/small retail)
Note on J22: S Jackson: - assumed similar lumination for base equipment - assumed 4450 annual operating hours (large/small retail)
Note on J23: S Jackson: - assumed similar lumination for base equipment - assumed 4450 annual operating hours (large/small retail)
Note on J24: S Jackson: - assumed similar lumination for base equipment - assumed 4450 annual operating hours (large/small retail)
Note on J25: S Jackson: assumed small retail
Note on J26: S Jackson: assumed small retail
Note on J27: S Jackson: assumed small retail
Note on J28: S Jackson: assumed small retail
Note on J29: S Jackson: assumed small retail
Note on J30: S Jackson: assumed small retail
Note on J31: S Jackson: assumed small retail
Note on J32: S Jackson: assumed 2150 annual operating hours (Schools)
Note on J33: S Jackson: assumed 2150 annual operating hours (Schools)
Note on J34: S Jackson: assumed 2150 annual operating hours (Schools)
Note on J35: S Jackson: assumed 2150 annual operating hours (Schools)
Note on J36: S Jackson: assumed 2150 annual operating hours (Schools)
Note on J37: S Jackson: assumed 2150 annual operating hours (Schools)
Note on J38: S Jackson: assumed 2150 annual operating hours (Schools)
Note on J39: S Jackson: assumed 2150 annual operating hours (Schools)
Note on J40: S Jackson: assumed 2150 annual operating hours (Schools)
Note on J41: S Jackson: assumed small retail
Note on J42: S Jackson: assumed 2150 annual operating hours (Schools)
Note on J43: S Jackson: assumed 2150 annual operating hours (Schools)
Note on J44: S Jackson: - assumed similar lumination for base equipment - assumed 4000 annual operating hours (large/small Office)
Note on J45: S Jackson: - assumed similar lumination for base equipment - assumed 4000 annual operating hours (large/small Office)
Note on J46: S Jackson: - assumed similar lumination for base equipment - assumed 4000 annual operating hours (large/small Office)
Note on J47: S Jackson: - assumed similar lumination for base equipment - assumed 4000 annual operating hours (large/small Office)
Note on J48: S Jackson: assumed 4450 annual operating hours (large/small retail incl restaraunts)
Note on J49: S Jackson: assumed school hours
Note on J50: S Jackson: assumed school hours
Note on J52: S Jackson: assumed school hours
Note on J53: S Jackson: assumed school hours
Note on J54: S Jackson: assumed small office
Note on J55: S Jackson: assumed small office
Note on J56: S Jackson: assumed small office
Note on J57: S Jackson: assumed small office
Note on J59: S Jackson: assumed T8 hours, small retail
Note on J60: S Jackson: assumed T8 hours, small retail
Note on J61: S Jackson: assumed T8 hours, small retail
Note on J62: S Jackson: assumed T8 hours, small retail
Note on J63: S Jackson: assumed T8 hours, small retail
Note on J64: S Jackson: assumed T8 hours, small retail
Note on J65: S Jackson: assumed T8 hours, small retail
Note on J66: S Jackson: assumed T8 hours, small retail
Note on J67: S Jackson: assumed T8 hours, small retail
Note on J68: S Jackson: assumed T8 hours, small retail
Note on J69: S Jackson: assumed T8 hours, small retail
Note on J70: S Jackson: assumed T8 hours, small retail
Note on J71: S Jackson: assumed T8 hours, small retail
Note on J72: S Jackson: assumed T8 hours, small retail
Note on J73: S Jackson: assumed T8 hours, small retail
Note on J74: S Jackson: assumed T8 hours, small retail
Note on J75: S Jackson: assumed ceramic metal halide hours, small retail
Note on J76: S Jackson: assumed ceramic metal halide hours, small retail
Note on J77: S Jackson: assumed T8 hours, small retail
Note on J78: S Jackson: assumed T8 hours, small retail
Note on J81: S Jackson: assumed CFL hours, small retail
Note on J82: S Jackson: assumed CFL hours, small retail
Note on J83: S Jackson: assumed CFL hours, small retail
Note on J84: S Jackson: assumed CFL hours, small retail
Note on J85: S Jackson: assumed CFL hours, small retail
Note on J86: S Jackson: assumed CFL hours, small retail
Note on J87: S Jackson: assumed 4450 annual operating hours (large/small retail incl restaraunts)
Note on J88: S Jackson: assumed 4450 annual operating hours (large/small retail incl restaraunts)
Note on J89: S Jackson: assumed 4450 annual operating hours (large/small retail incl restaraunts)
Note on J90: S Jackson: - assumed similar lumination for base equipment - assumed 4450 annual operating hours (large/small retail)
Note on J91: S Jackson: - assumed similar lumination for base equipment - assumed 4450 annual operating hours (large/small retail)
Note on J92: S Jackson: assumed CFL hours, small retail
Note on J93: S Jackson: assumed CFL hours, small retail
Note on J94: S Jackson: - assumed similar lumination for base equipment - assumed 4450 annual operating hours (large/small retail)
Note on J95: S Jackson: - assumed similar lumination for base equipment - assumed 4450 annual operating hours (large/small retail)
Note on J96: S Jackson: assumed CFL hours, small retail
Note on J97: S Jackson: assumed CFL hours, small retail
Note on J98: S Jackson: - assumed similar lumination for base equipment - assumed 4000 annual operating hours (large/small Office)
Note on J99: S Jackson: - assumed similar lumination for base equipment - assumed 4000 annual operating hours (large/small Office)
Note on J102: S Jackson: assumed large retail
Note on J103: S Jackson: assumed large retail
Note on J104: S Jackson: assumed large retail
Note on J105: S Jackson: assumed large retail
Note on J107: S Jackson: assumed large retail
Note on J108: S Jackson: assumed large retail
Note on J109: S Jackson: assumed large retail
Note on J110: S Jackson: assumed large retail
Note on J124: S Jackson: based on 14 hrs per day, M-F, per verification sheet.
Note on J125: S Jackson: based on 14 hrs per day, M-F, per verification sheet.
Note on J126: S Jackson: based on 14 hrs per day, M-F, per verification sheet.
Note on J127: S Jackson: based on 14 hrs per day, M-F, per verification sheet.
Note on J129: S Jackson: based on 14 hrs per day, M-F, per verification sheet.
Note on J130: S Jackson: based on 14 hrs per day, M-F, per verification sheet.
Note on J131: S Jackson: based on 14 hrs per day, M-F, per verification sheet.
Note on K24: S Jackson: assumed standard perform, 2 lamp
Note on K25: S Jackson: assumed standard perform
Note on K26: : used summer savings assumption
Note on K27: S Jackson: assumed standard perform
Note on K28: S Jackson: assumed standard perform
Note on K29: S Jackson: assumed standard perform
Note on K30: S Jackson: assumed standard perform
Note on K31: S Jackson: assumed standard perform
Note on K48: S Jackson: - W not specified on base or replacement bulb. Assumed mid bulbs (75 and 18W)
Note on K49: S Jackson: - assumed replacing same number of lamps
Note on K59: S Jackson: per 2009 portal assumptions
Note on K124: S Jackson: used custom project worksheets for assumptions since this lighting not on quasi-prescriptive assumptions list.
Note on K125: S Jackson: used custom project worksheets for assumptions since this lighting not on quasi-prescriptive assumptions list.
Note on K126: S Jackson: used custom project worksheets for assumptions since this lighting not on quasi-prescriptive assumptions list.
Note on K127: S Jackson: used custom project worksheets for assumptions since this lighting not on quasi-prescriptive assumptions list.
Note on K129: S Jackson: used custom project worksheets for assumptions since this lighting not on quasi-prescriptive assumptions list.
Note on K130: S Jackson: used custom project worksheets for assumptions since this lighting not on quasi-prescriptive assumptions list.
Note on K131: S Jackson: used custom project worksheets for assumptions since this lighting not on quasi-prescriptive assumptions list.
Note on K145: S Jackson: assumed base 400W
Note on L29: S Jackson: no OPA assumptions available; previous inputs used.
Note on L86: S Jackson: used prescriptive annual hours (not on quasi-prescriptive assumptions.)
Note on L87: S Jackson: used prescriptive annual hours (not on quasi-prescriptive assumptions.)
Note on L88: S Jackson: assumed CFL hours, small retail
Note on L89: S Jackson: assumed CFL hours, small retail
Note on L90: S Jackson: assumed CFL hours, small retail
Note on L93: S Jackson: assumed CFL hours, small retail
Note on L94: S Jackson: assumed CFL hours, small retail
Note on M28: : Assume 0% free ridership due to need for specific application.
Note on N28: S Jackson: total KWh reductions saved per Harris
Note on P8: : updated per Mar 08 assumptions.
Note on P23: S Jackson: assumed small retail
Note on P31: S Jackson: assumed small retail
Note on P32: S Jackson: assumed small retail
Note on P33: S Jackson: assumed small retail
Note on P34: S Jackson: assumed small retail
Note on P35: S Jackson: assumed small retail
Note on P36: S Jackson: assumed small retail
Note on P37: S Jackson: assumed small retail
Note on P38: S Jackson: assumed small retail
Note on P39: S Jackson: assumed small retail
Note on P41: S Jackson: assumed school hours
Note on P42: S Jackson: assumed school hours
Note on P43: S Jackson: assumed school hours
Note on P44: S Jackson: assumed school hours
Note on P45: S Jackson: assumed school hours
Note on P46: S Jackson: assumed school hours
Note on P47: S Jackson: assumed school hours
Note on Q25: S Jackson: assumed standard perform
Note on R2: S Jackson: No LRAM was claimed for 2008 for the commercial rate class since the rider was more than 4 decimal places. Therefore included this revenue along with the 2009 LRAM.
Note on R29: S Jackson: no OPA assumptions available; previous inputs used.
Note on S2: S Jackson: No LRAM was claimed for 2008 for the commercial rate class since the rider was more than 4 decimal places. Therefore included this revenue along with the 2009 LRAM.
Note on T2: S Jackson: No LRAM was claimed for 2008 for the commercial rate class since the rider was more than 4 decimal places. Therefore included this revenue along with the 2009 LRAM.

## Summary by Rate Class
Sum of Total Net KWh Saved (After FR) | Year (start of program)
Rate Class | 2006 | 2007 | 2008 | 2009 | Grand Total
Residential | 617016.18 |  | 824951.583 | 541584.576 | 1983552.339
Commercial |  |  | 516638.1814 | 1589016.2463 | 2105654.4277
GS >50KW-200 |  |  | 732917.7648 | 74847.3072 | 807765.072
GS 200KW-1000 |  |  | 428919.156 | 21352.86 | 450272.016
Unmetered Scattered Load |  | 757957.2 |  |  | 757957.2
Grand Total | 617016.18 | 757957.2 | 2503426.6852 | 2226800.9895 | 6105201.0547 | 0
Sum of Total LRAM | Year (start of program)
Rate Class | 2006 | 2007 | 2008 | 2009 | Grand Total
Residential | 7836.1055 |  | 10476.8851 | 6878.1241 | 25191.1147
Commercial |  |  | 9266.2917 | 28443.3908 | 37709.6826
GS >50KW-200 |  |  | 664.2379 | 70.3719 | 734.6098
GS 200KW-1000 |  |  | 297.3546 | 19.1459 | 316.5006
Unmetered Scattered Load |  | 17129.8327 |  |  | 17129.8327
Grand Total | 7836.1055 | 17129.8327 | 20704.7694 | 35411.0327 | 81081.7404 | 0