## VECC IR#2
Wasaga Distribution |  | VECC IR#2
Lighten Your Electricty Bill - 15W CFL
| Number Of units | Free Ridership | Efficient Equipment & Technologies | Base Equipment & Technologies | Load Type (Base, Weather Winter, Weather Summer, Load shifting) | Decision Type | Annual Operating Time, hrs/yr | Base Annual Energy Usage (kWh/yr) | Energy Efficient Technology Annual Energy Usage (kWh/yr) | Annual Energy Savings with Upgrade (kWh/yr) | Winter On Peak (kW) | Summer On Peak (kW) | Winter On Peak (kW) | Summer On Peak (kW) | Annual Water Savings Litres/yr | Alternative Fuel Increase m3/yr | EE Technology Life | Incremental Equipment Cost, $ | Lifespan Hours | Free Ridership | Energy Savings Winter Peak (kW.h) | Energy Savings Winter Mid (kW.h) | Energy Savings Winter Off Peak (kW.h) | Energy Savings Summer Peak (kW.h) | Energy Savings Summer Mid (kW.h) | Energy Savings Summer Off Peak (kW.h) | Energy Savings Shoulder Mid (kW.h) | Energy Savings Shoulder Off (kW.h)
2006-2008 Per Unit | 681 | 10% | CFL Screw-in 15W | 60W Incandescent, studies have shown that the average wattage for incandescent bulbs remains the 60W bulb | OPA Res Lighting | New / Replacement / Retrofit | 2320 | 139.2 | 34.8 | 104.4 | 0.0225 | 0 | 0.0225 | 0 |  |  | 4.3103 | 2 | 10000 | 0.1 | 15.48 | 7.74 | 20.34 | 0 | 11.745 | 13.95 | 17.46 | 17.685
2006-2008 Program Savings Per Year |  |  | CFL Screw-in 15W | 60W Incandescent, studies have shown that the average wattage for incandescent bulbs remains the 60W bulb | OPA Res Lighting | New / Replacement / Retrofit | 2320 | 85315.68 | 21328.92 | 63986.76 | 13.7903 | 0 | 13.7903 | 0 | 0 | 0 | 4.3103 | 1225.8 | 10000 | 0.1 | 9487.692 | 4743.846 | 12466.386 | 0 | 7198.5105 | 8549.955 | 10701.234 | 10839.1365
[21 empty] | Total kWh savings | [7 empty] | 63986.76
2009 Per Unit |  |  | CFL Screw-in 15W | 60W Incandescent, studies have shown that the average wattage for incandescent bulbs remains the 60W bulb | OPA Res Lighting | New / Replacement / Retrofit | 985.5 |  |  | 43 | 0.006 | 0.001 | 0.012 | 0.001 | 0 | 0 | 8 | -2 |  | 10% | 3.8 | 3.5 | 8.4 | 0.8 | 4.2 | 7.6 | 6.4 | 8.5
2009 Program Savings Per Year | 681 | 10% | CFL Screw-in 15W | 60W Incandescent, studies have shown that the average wattage for incandescent bulbs remains the 60W bulb | OPA Res Lighting | New / Replacement / Retrofit | 985.5 | 0 | 0 | 26354.7 | 3.6774 | 0.6129 | 7.3548 | 0.6129 | 0 | 0 | 8 | -1225.8 | 0 | 0.1 | 2329.02 | 2145.15 | 5148.36 | 490.32 | 2574.18 | 4658.04 | 3922.56 | 5209.65
[21 empty] | Total kWh savings | [7 empty] | 26477.28
Lighten Your Electricty Bill - 5W SLED
2006-2008 Per Unit |  |  | LED Christmas Lights (indoor or outdoor) | LED Christmas Lights (indoor or outdoor) | OPA Res Lighting | New / Replacement / Retrofit | 155.2 | 19.4 | 0.5432 | 18.8568 | 0.0082224 | 0 | 0.0082224 | 0 |  |  | 30 | 2 | 200000 | 0.05 | 5.657 | 3.7714 | 9.4284 | 0 | 0 | 0 | 0 | 0
2006-2008 Program Savings Per Year | 135 | 5% | LED Christmas Lights (indoor or outdoor) | LED Christmas Lights (indoor or outdoor) | OPA Res Lighting | New / Replacement / Retrofit | 155.2 | 2488.05 | 69.6654 | 2418.3846 | 1.0545 | 0 | 1.0545 | 0 | 0 | 0 | 30 | 256.5 | 200000 | 0.05 | 725.5154 | 483.6769 | 1209.1923 | 0 | 0 | 0 | 0 | 0
2418.3846
2009 Per Unit |  |  | LED Christmas Lights (indoor or outdoor) | LED Christmas Lights (indoor or outdoor) | OPA Res Lighting | New / Replacement / Retrofit | 155.2 | 19.4 | 0.5432 | 56 |  |  | 0.024667 | 0 | 0 | 0 | 30 | 2 | 200000 | 0.05 | 18 | 12 | 27 | 0 | 0 | 0 | 0 | 0
2009 Program Savings Per Year | 135 | 5% | LED Christmas Lights (indoor or outdoor) | LED Christmas Lights (indoor or outdoor) | OPA Res Lighting | New / Replacement / Retrofit | 155.2 | 2488.05 | 69.6654 | 7182 | 0 | 0 | 3.1636 | 0 | 0 | 0 | 30 | 256.5 | 200000 | 0.05 | 2308.5 | 1539 | 3462.75 | 0 | 0 | 0 | 0 | 0
[21 empty] | Total kWh savings | [7 empty] | 7310.25
Project Porchlight
2008 Per Unit |  |  | CFL Screw-in 15W | 60W Incandescent, studies have shown that the average wattage for incandescent bulbs remains the 60W bulb | OPA Res Lighting | New / Replacement / Retrofit | 2320 | 139.2 | 34.8 | 104.4 | 0.0225 | 0 | 0.0225 | 0 |  |  | 4.3103 | 2 | 10000 | 0.1 | 15.48 | 7.74 | 20.34 | 0 | 11.745 | 13.95 | 17.46 | 17.685
2008 Program Savings Per Year |  |  | CFL Screw-in 15W | 60W Incandescent, studies have shown that the average wattage for incandescent bulbs remains the 60W bulb | OPA Res Lighting | New / Replacement / Retrofit | 2320 | 814320 | 203580 | 610740 | 131.625 | 0 | 131.625 | 0 | 0 | 0 | 4.3103 | 11700 | 10000 | 0.1 | 90558 | 45279 | 118989 | 0 | 68708.25 | 81607.5 | 102141 | 103457.25
[21 empty] | Total kWh savings | [7 empty] | 610740
2009 Per Unit |  |  | CFL Screw-in 15W | 60W Incandescent, studies have shown that the average wattage for incandescent bulbs remains the 60W bulb | OPA Res Lighting | New / Replacement / Retrofit | 985.5 |  |  | 43 | 0.006 | 0.001 | 0.012 | 0.001 | 0 | 0 | 8 | -2 |  | 10% | 3.8 | 3.5 | 8.4 | 0.8 | 4.2 | 7.6 | 6.4 | 8.5
2009 Program Savings Per Year | 6500 | 10% | CFL Screw-in 15W | 60W Incandescent, studies have shown that the average wattage for incandescent bulbs remains the 60W bulb | OPA Res Lighting | New / Replacement / Retrofit | 985.5 | 0 | 0 | 251550 | 35.1 | 5.85 | 70.2 | 5.85 | 0 | 0 | 8 | -11700 | 0 | 0.1 | 22230 | 20475 | 49140 | 4680 | 24570 | 44460 | 37440 | 49725
[21 empty] | Total kWh savings | [7 empty] | 252720

## VECC IR #4
OPA Conservation & Demand Management Programs
Measure Results at End-User Level
For: | Wasaga Distribution Inc. |  | VECC IR#4
# | Initiative Number | Initiative Name | Program Name | Program Year | Results Status | # | Measure Name | Unit Savings Assumptions | [7 empty] | Province Wide Results
[8 empty] | Gross Summer Peak Demand Savings (kW) | Gross Annual Energy Savings (kWh) | Gross Lifetime Energy Savings (kWh) | Net Summer Peak Demand Savings (kW) | Net Annual Energy Savings (kWh) | Net Lifetime Energy Savings (kWh) | Aggregate Net-to-Gross Adjustment (%) | Effective Useful Life (EUL) | Activity Results (#) | Gross Summer Peak Demand Savings (kW) | Gross Annual Energy Savings (kWh) | Gross Lifetime Energy Savings (kWh) | Net Summer Peak Demand Savings (kW) | Net Annual Energy Savings (kWh) | Net Lifetime Energy Savings (kWh)
1 | 1 | Secondary Refrigerator Retirement Pilot | Consumer | 2006 | Final | 1 | Refrigerator Retirement | 0.272 | 1200 | 7200 | 0.2448 | 1080 | 6480 | 90 | 6 | 9.1479 | 2.4882 | 10977.4784 | 65864.8706 | 2.2394 | 9879.7306 | 59278.3835
2 | 1 | Secondary Refrigerator Retirement Pilot | Consumer | 2006 | Final | 2 | Freezer Retirement | 0.204 | 900 | 5400 | 0.1836 | 810 | 4860 | 90 | 6 | 0.39559 | 0.080701 | 356.0352 | 2136.2112 | 0.072631 | 320.4317 | 1922.5901
3 | 2 | Cool & Hot Savings Rebate | Consumer | 2006 | Final | 1 | Energy Star® Central Air Conditioner - Cool Savings | 0.39888 | 390.0044 | 5460.0616 | 0.35899 | 351.004 | 4914.0554 | 90 | 14 | 26.2387 | 146.526 | 143264.8197 | 143264.8197 | 9.4195 | 9209.8813 | 128938.3377
4 | 2 | Cool & Hot Savings Rebate | Consumer | 2006 | Final | 2 | Programmable Thermostat - Cool Savings | 0.18108 | 176.6226 | 3179.2066 | 0.16297 | 158.9603 | 2861.2859 | 90 | 18 | 19.9894 | 65.1546 | 63550.3683 | 63550.3683 | 3.2577 | 3177.5184 | 57195.3315
5 | 2 | Cool & Hot Savings Rebate | Consumer | 2006 | Final | 3 | Central Air Conditioner Tune-ups - Cool Savings | 0.41995 | 409.9882 | 3279.9058 | 0.37795 | 368.9894 | 2951.9152 | 90 | 8 | 17.8947 | 60.119 | 58693.0412 | 58693.0412 | 6.7634 | 6602.9671 | 52823.737
6 | 2 | Cool & Hot Savings Rebate | Consumer | 2006 | Final | 4 | Energy Star® Central Air Conditioner - Hot Savings | 0.16941 | 154.9283 | 2788.7089 | 0.096905 | 88.619 | 1595.1415 | 57.2 | 18 | 5.3442 | 16.2968 | 14903.3454 | 14903.3454 | 0.51788 | 473.5952 | 8524.7136
7 | 2 | Cool & Hot Savings Rebate | Consumer | 2006 | Final | 5 | Efficient Furnace with ECM - Hot Savings | 0.49614 | 836.6963 | 12550.4445 | 0.29322 | 494.4875 | 7417.3127 | 59.1 | 15 | 11.2498 | 83.7228 | 141190.4568 | 141190.4568 | 3.2987 | 5562.904 | 83443.56
8 | 2 | Cool & Hot Savings Rebate | Consumer | 2006 | Final | 6 | Programmable Thermostat - Hot Savings | 0.027593 | 53.6 | 804 | 0.0075776 | 14.7196 | 220.7945 | 27.462 | 15 | 10.3976 | 4.3035 | 8359.6517 | 8359.6517 | 0.078788 | 153.0485 | 2295.7276
9 | 3 | Every Kilowatt Counts | Consumer | 2006 | Final | 1 | Energy Star® Compact Fluorescent Light Bulb - Spring Campaign | 0 | 104.4 | 417.6 | 0 | 93.96 | 375.84 | 90 | 4 | 2439.6991 | 0 | 254704.5838 | 1018818.3351 | 0 | 229234.1254 | 916936.5016
10 | 3 | Every Kilowatt Counts | Consumer | 2006 | Final | 2 | Electric Timers - Spring Campaign | 0 | 183 | 3660 | 0 | 164.7 | 3294 | 90 | 20 | 68.3959 | 0 | 12516.4583 | 250329.1668 | 0 | 11264.8125 | 225296.2501
11 | 3 | Every Kilowatt Counts | Consumer | 2006 | Final | 3 | Programmable Thermostats - Spring Campaign | 0.05 | 216 | 3240 | 0.045 | 194.4 | 2916 | 90 | 15 | 29.7516 | 1.4876 | 6426.3533 | 96395.2988 | 1.3388 | 5783.7179 | 86755.7689
12 | 3 | Every Kilowatt Counts | Consumer | 2006 | Final | 4 | Energy Star® Ceiling Fans - Spring Campaign | 0.014 | 141 | 2820 | 0.0126 | 126.9 | 2538 | 90 | 20 | 22.6328 | 0.31686 | 3191.2184 | 63824.3678 | 0.28517 | 2872.0966 | 57441.931
13 | 3 | Every Kilowatt Counts | Consumer | 2006 | Final | 5 | Energy Star® Compact Fluorescent Light Bulb - Autumn Campaign | 0 | 104.4 | 417.6 | 0 | 93.96 | 375.84 | 90 | 4 | 3617.3523 | 0 | 377651.5804 | 1510606.3218 | 0 | 339886.4224 | 1359545.6896
14 | 3 | Every Kilowatt Counts | Consumer | 2006 | Final | 6 | Seasonal Light Emitting Diode Light String - Autumn Campaign | 0 | 30.75 | 922.5 | 0 | 27.675 | 830.25 | 90 | 30 | 870.6947 | 0 | 26773.8632 | 803215.8947 | 0 | 24096.4768 | 722894.3053
15 | 3 | Every Kilowatt Counts | Consumer | 2006 | Final | 7 | Programmable Thermostats - Autumn Campaign | 0.11774 | 522.0945 | 9397.7018 | 0.10596 | 469.8851 | 8457.9316 | 90 | 18 | 57.3957 | 6.7575 | 29965.9985 | 539387.973 | 6.0818 | 26969.3986 | 485449.1757
16 | 3 | Every Kilowatt Counts | Consumer | 2006 | Final | 8 | Dimmers - Autumn Campaign | 0 | 139 | 1390 | 0 | 125.1 | 1251 | 90 | 10 | 45.384 | 0 | 6308.3767 | 63083.7672 | 0 | 5677.539 | 56775.3905
17 | 3 | Every Kilowatt Counts | Consumer | 2006 | Final | 9 | Indoor Motion Sensors - Autumn Campaign | 0 | 209 | 4180 | 0 | 188.1 | 3762 | 90 | 20 | 16.285 | 0 | 3403.567 | 68071.3408 | 0 | 3063.2103 | 61264.2067
18 | 3 | Every Kilowatt Counts | Consumer | 2006 | Final | 10 | Programmable Basebaord Thermostats - Autumn Campaign | 0 | 1466.3 | 26393.4 | 0 | 1319.67 | 23754.06 | 90 | 18 | 3.4186 | 0 | 5012.7114 | 90228.8045 | 0 | 4511.4402 | 81205.9241
19 | 4 | Demand Response 1 | Business, Industrial | 2006 | Final | 1 | Voluntary Load Shedding Project | Custom | Custom | Custom | Custom | Custom | Custom | 100 | 1 | 0.003648 | 107.6573 | 0 | 0 | 107.6573 | 0 | 0
20 | 5 | Electricity Resources Demand Response | Consumer | 2006 | Final | 1 | Rodan Contract | 3000 | 0 | 0 | 3000 | 0 | 0 | 100 | 6 | 0.00040534 | 1.216 | 0 | 0 | 1.216 | 0 | 0
21 | 5 | Electricity Resources Demand Response | Consumer | 2006 | Final | 2 | Loblaw Contract | 10000 | 0 | 0 | 10000 | 0 | 0 | 100 | 5 | 0.00040534 | 4.0534 | 0 | 0 | 4.0534 | 0 | 0
22 | 6 | Great Refrigerator Roundup | Consumer | 2007 | Final | 1 | Bottom Freezer Fridge | 0.11547 | 1064.2666 | 9578.3997 | 0.084403 | 777.9576 | 7001.6186 | 73.098 | 9 | 1.0171 | 0.11744 | 1082.429 | 9741.8609 | 0.085844 | 791.2339 | 7121.1055
23 | 6 | Great Refrigerator Roundup | Consumer | 2007 | Final | 2 | Chest Freezer | 0.067448 | 471.4632 | 3771.7059 | 0.030835 | 215.5353 | 1724.2825 | 45.7163 | 8 | 21.9539 | 1.4808 | 10350.4763 | 82803.8107 | 0.67695 | 4731.8496 | 37854.7971
24 | 6 | Great Refrigerator Roundup | Consumer | 2007 | Final | 3 | Side by Side Fridge-Freezer | 0.096667 | 899.9205 | 8099.2847 | 0.037843 | 352.3012 | 3170.7112 | 39.148 | 9 | 8.4124 | 0.8132 | 7570.4874 | 68134.387 | 0.31835 | 2963.6975 | 26673.2771
25 | 6 | Great Refrigerator Roundup | Consumer | 2007 | Final | 4 | Single Door Fridge | 0.077752 | 721.2566 | 6491.3094 | 0.030439 | 282.3578 | 2541.2204 | 39.148 | 9 | 23.3094 | 1.8124 | 16812.0698 | 151308.6284 | 0.7095 | 6581.5958 | 59234.3624
26 | 6 | Great Refrigerator Roundup | Consumer | 2007 | Final | 5 | Small Freezer (under 10 cubic feet) | 0.048427 | 338.507 | 2708.0561 | 0.014577 | 101.896 | 815.1682 | 30.1016 | 8 | 0.80224 | 0.03885 | 271.5634 | 2172.5069 | 0.011695 | 81.7449 | 653.9593
27 | 6 | Great Refrigerator Roundup | Consumer | 2007 | Final | 6 | Small Fridge (under 10 cubic feet) | 0.051557 | 489.9515 | 4409.5635 | 0.015519 | 147.4832 | 1327.3492 | 30.1016 | 9 | 1.8281 | 0.094248 | 895.6603 | 8060.9427 | 0.02837 | 269.6081 | 2426.4727
28 | 6 | Great Refrigerator Roundup | Consumer | 2007 | Final | 7 | Top Freezer Fridge | 0.078954 | 731.8194 | 6586.375 | 0.030909 | 286.493 | 2578.4367 | 39.148 | 9 | 84.4331 | 6.6663 | 61789.7583 | 556107.8245 | 2.6097 | 24189.4793 | 217705.3136
29 | 6 | Great Refrigerator Roundup | Consumer | 2007 | Final | 8 | Upright Freezer | 0.10628 | 742.9258 | 5943.4061 | 0.048589 | 339.6378 | 2717.1024 | 45.7163 | 8 | 4.2438 | 0.45105 | 3152.8432 | 25222.7454 | 0.2062 | 1441.3617 | 11530.8934
30 | 6 | Great Refrigerator Roundup | Consumer | 2007 | Final | 9 | Window Air Conditioner | 0.56157 | 240.1722 | 1080.7748 | 0.24204 | 103.5142 | 465.8139 | 43.1 | 4.5 | 0 | 0 | 0 | 0 | 0 | 0 | 0
31 | 7 | Cool & Hot Savings Rebate | Consumer | 2007 | Final | 1 | Energy Star® Central Air Conditioner - Hot Savings | 0.16941 | 154.9283 | 2788.7089 | 0.096905 | 88.619 | 1595.1415 | 57.2 | 18 | 5.56 | 0.94195 | 861.406 | 15505.3075 | 0.53879 | 492.7242 | 8869.0359
32 | 7 | Cool & Hot Savings Rebate | Consumer | 2007 | Final | 2 | Efficient Furnace with ECM - Hot Savings | 0.49614 | 836.6963 | 12550.4445 | 0.29322 | 494.4875 | 7417.3127 | 59.1 | 15 | 11.7042 | 5.807 | 9792.8861 | 146893.291 | 3.4319 | 5787.5957 | 86813.935
33 | 7 | Cool & Hot Savings Rebate | Consumer | 2007 | Final | 3 | Programmable Thermostat - Hot Savings | 0.027593 | 53.6 | 804 | 0.0075776 | 14.7196 | 220.7945 | 27.462 | 15 | 10.8175 | 0.29849 | 579.8205 | 8697.307 | 0.081971 | 159.2303 | 2388.4545
34 | 7 | Cool & Hot Savings Rebate | Consumer | 2007 | Final | 4 | Energy Star® Central Air Conditioner, Tier 2 - Cool Savings | 0.16941 | 154.9283 | 2788.7089 | 0.096905 | 88.619 | 1595.1415 | 57.2 | 18 | 43.2721 | 7.3309 | 6704.0687 | 120673.2359 | 4.1933 | 3834.7273 | 69025.0909
35 | 7 | Cool & Hot Savings Rebate | Consumer | 2007 | Final | 5 | Energy Star® Central Air Conditioner, Tier 1 - Cool Savings | 0.16941 | 154.9283 | 2788.7089 | 0.096905 | 88.619 | 1595.1415 | 57.2 | 18 | 0 | 0 | 0 | 0 | 0 | 0 | 0
36 | 7 | Cool & Hot Savings Rebate | Consumer | 2007 | Final | 6 | Medium Efficiency Furnace with ECM - Cool Savings | 0.49614 | 836.6963 | 12550.4445 | 0.29322 | 494.4875 | 7417.3127 | 59.1 | 15 | 57.4306 | 28.4937 | 48051.9511 | 720779.266 | 16.8398 | 28398.7031 | 425980.5462
37 | 7 | Cool & Hot Savings Rebate | Consumer | 2007 | Final | 7 | High Efficiency Furnace with ECM - Cool Savings | 0.49614 | 836.6963 | 12550.4445 | 0.29322 | 494.4875 | 7417.3127 | 59.1 | 15 | 0 | 0 | 0 | 0 | 0 | 0 | 0
38 | 7 | Cool & Hot Savings Rebate | Consumer | 2007 | Final | 8 | Programmable Thermostat - Cool Savings | 0.027593 | 53.612 | 804.1795 | 0.0075776 | 14.7229 | 220.8438 | 27.462 | 15 | 53.6543 | 1.4805 | 2876.5151 | 43147.7267 | 0.40657 | 789.9486 | 11849.2287
39 | 7 | Cool & Hot Savings Rebate | Consumer | 2007 | Final | 9 | Central Air Conditioner Tune-ups - Cool Savings | 0.25694 | 234.9713 | 1174.8563 | 0.040372 | 36.9199 | 184.5993 | 15.7125 | 5 | 53.1973 | 13.6686 | 12499.8258 | 62499.1288 | 2.1477 | 1964.0351 | 9820.1756
40 | 8 | Every Kilowatt Counts | Consumer | 2007 | Final | 1 | 15 W CFL | 0.0013 | 43 | 344 | 0.001014 | 33.54 | 268.32 | 78 | 8 | 4506.5421 | 5.8585 | 193781.3093 | 1550250.4747 | 4.5696 | 151149.4213 | 4506.5421
41 | 8 | Every Kilowatt Counts | Consumer | 2007 | Final | 2 | 20+ W CFL | 0.0019 | 62.1 | 496.8 | 0.001482 | 48.438 | 387.504 | 78 | 8 | 733.6225 | 1.3939 | 45557.958 | 364463.6637 | 1.0872 | 35535.2072 | 733.6225
42 | 8 | Every Kilowatt Counts | Consumer | 2007 | Final | 3 | Energy Star® Light Fixture | 0.0056 | 122.9 | 1966.4 | 0.00308 | 67.595 | 1081.52 | 55 | 16 | 17.5042 | 0.098023 | 2151.2646 | 34420.234 | 0.053913 | 1183.1955 | 17.5042
43 | 8 | Every Kilowatt Counts | Consumer | 2007 | Final | 4 | T8 Fluorescent Tube | 0.0012 | 37.2 | 669.6 | 0.000924 | 28.644 | 515.592 | 77 | 18 | 34.3066 | 0.041168 | 1276.206 | 22971.7087 | 0.031699 | 982.6787 | 34.3066
44 | 8 | Every Kilowatt Counts | Consumer | 2007 | Final | 5 | Seasonal LED Light String | 0 | 13.7 | 68.5 | 0 | 6.713 | 33.565 | 49 | 5 | 1193.9377 | 0 | 16356.9463 | 81784.7316 | 0 | 8014.9037 | 1193.9377
45 | 8 | Every Kilowatt Counts | Consumer | 2007 | Final | 6 | Project Porchlight CFL | 0.0013 | 43 | 344 | 0.000988 | 32.68 | 261.44 | 76 | 8 | 948.3252 | 1.2328 | 40777.9855 | 326223.8836 | 0.93695 | 30991.2689 | 948.3252
46 | 8 | Every Kilowatt Counts | Consumer | 2007 | Final | 7 | Solar Light | 0 | 4.81 | 24.05 | 0 | 0.6253 | 3.1265 | 13 | 5 | 578.5694 | 0 | 2782.919 | 13914.595 | 0 | 361.7795 | 578.5694
47 | 8 | Every Kilowatt Counts | Consumer | 2007 | Final | 8 | Energy Star® Ceiling Fan | 0.0028 | 89.8 | 898 | 0.00154 | 49.39 | 493.9 | 55 | 10 | 36.3512 | 0.10178 | 3264.338 | 32643.3805 | 0.055981 | 1795.3859 | 36.3512
48 | 8 | Every Kilowatt Counts | Consumer | 2007 | Final | 9 | Furnace Filter | 0.0112 | 37.7 | 37.7 | 0.00616 | 20.735 | 20.735 | 55 | 1 | 146.4707 | 1.6405 | 5521.9465 | 5521.9465 | 0.90226 | 3037.0706 | 146.4707
49 | 8 | Every Kilowatt Counts | Consumer | 2007 | Final | 10 | Power Bar with Timer | 0.0063 | 72.4 | 724 | 0.004851 | 55.748 | 557.48 | 77 | 10 | 16.0115 | 0.10087 | 1159.2343 | 11592.3429 | 0.077672 | 892.6104 | 16.0115
50 | 8 | Every Kilowatt Counts | Consumer | 2007 | Final | 11 | Lighting Control Device | 0.0185 | 72.2 | 722 | 0.010175 | 39.71 | 397.1 | 55 | 10 | 185.3824 | 3.4296 | 13384.6101 | 133846.1013 | 1.8863 | 7361.5356 | 185.3824
51 | 8 | Every Kilowatt Counts | Consumer | 2007 | Final | 12 | Outdoor Motion Sensor | 0 | 159.8 | 1598 | 0 | 87.89 | 878.9 | 55 | 10 | 57.8782 | 0 | 9248.9342 | 92489.3416 | 0 | 5086.9138 | 57.8782
52 | 8 | Every Kilowatt Counts | Consumer | 2007 | Final | 13 | Dimmer Switch | 0.0007 | 23.7 | 237 | 0.000385 | 13.035 | 130.35 | 55 | 10 | 36.7761 | 0.025743 | 871.5925 | 8715.9245 | 0.014159 | 479.3758 | 36.7761
53 | 8 | Every Kilowatt Counts | Consumer | 2007 | Final | 14 | Programmable Thermostat | 0 | 75.1 | 1126.5 | 0 | 41.305 | 619.575 | 55 | 15 | 35.3403 | 0 | 2654.0557 | 39810.835 | 0 | 1459.7306 | 35.3403
54 | 9 | peaksaver® | Consumer, Business | 2007 | Final | 1 | Residential Air Conditioner - Switch | 0.63 | 0 | 0 | 0.567 | 0 | 0 | 90 | 12 | 0 | 0 | 0 | 0 | 0 | 0 | 0
55 | 9 | peaksaver® | Consumer, Business | 2007 | Final | 2 | Residential Air Conditioner - Thermostat | 0.63 | 0 | 0 | 0.567 | 0 | 0 | 90 | 12 | 0 | 0 | 0 | 0 | 0 | 0 | 0
56 | 9 | peaksaver® | Consumer, Business | 2007 | Final | 3 | Residential Electric Water Heater | 0.3 | 0 | 0 | 0.27 | 0 | 0 | 90 | 12 | 0 | 0 | 0 | 0 | 0 | 0 | 0
57 | 9 | peaksaver® | Consumer, Business | 2007 | Final | 4 | Commercial Air Conditioner - Switch | 4 | 0 | 0 | 3.6 | 0 | 0 | 90 | 12 | 0 | 0 | 0 | 0 | 0 | 0 | 0
58 | 9 | peaksaver® | Consumer, Business | 2007 | Final | 5 | Commercial Air Conditioner - Thermostat | 4 | 0 | 0 | 3.6 | 0 | 0 | 90 | 12 | 0 | 0 | 0 | 0 | 0 | 0 | 0
59 | 9 | peaksaver® | Consumer, Business | 2007 | Final | 6 | Commercial Electric Water Heater | 0.3 | 0 | 0 | 0.27 | 0 | 0 | 90 | 12 | 0 | 0 | 0 | 0 | 0 | 0 | 0
60 | 10 | Summer Savings | Consumer | 2007 | Final | 1 | Households, Change in Behaviour Only - Behaviour Related | 2.9246 | 5.4527 | 5.4527 | 0.35096 | 0.65432 | 0.65432 | 12 | 1 | 211.9371 | 619.8379 | 1155.6295 | 1155.6295 | 74.3805 | 138.6755 | 138.6755
61 | 10 | Summer Savings | Consumer | 2007 | Final | 2 | Households, Change in Behaviour Only - Equipment Related | 0 | 0 | 0 | 0 | 0 | 0 | 12 | 0 | 211.9371 | 0 | 0 | 0 | 0 | 0 | 0
62 | 10 | Summer Savings | Consumer | 2007 | Final | 3 | Households, Change in Behaviour Only - Compact Fluorescent Light Bulb Related | 0 | 0 | 0 | 0 | 0 | 0 | 12 | 0 | 211.9371 | 0 | 0 | 0 | 0 | 0 | 0
63 | 10 | Summer Savings | Consumer | 2007 | Final | 4 | Households, Combination of Change in Behaviour and "Pulled Forward" Equipment - Behaviour Related | 1.5655 | 2.9188 | 2.9188 | 0.18787 | 0.35026 | 0.35026 | 12 | 1 | 211.9371 | 331.797 | 618.6043 | 618.6043 | 39.8156 | 74.2325 | 74.2325
64 | 10 | Summer Savings | Consumer | 2007 | Final | 5 | Households, Combination of Change in Behaviour and "Pulled Forward" Equipment - Equipment Related | 1.3737 | 1.6623 | 3.3245 | 0.16485 | 0.19947 | 0.39894 | 12 | 2 | 211.9371 | 291.1466 | 352.293 | 704.5861 | 34.9376 | 42.2752 | 84.5503
65 | 10 | Summer Savings | Consumer | 2007 | Final | 6 | Households, Combination of Change in Behaviour and "Pulled Forward" Equipment - Compact Fluorescent Light Bulb Related | 0.0053099 | 0.17091 | 1.3673 | 0.00063718 | 0.020509 | 0.16408 | 12 | 8 | 211.9371 | 1.1254 | 36.2226 | 289.7811 | 0.13504 | 4.3467 | 34.7737
66 | 10 | Summer Savings | Consumer | 2007 | Final | 7 | Households, Change in Behaviour and Incremental Equipment (With Full Equipment Life) - Behaviour Related | 1.7442 | 4.8222 | 4.8222 | 0.2093 | 0.57866 | 0.57866 | 12 | 1 | 211.9371 | 369.6534 | 1022.0034 | 1022.0034 | 44.3584 | 122.6404 | 122.6404
67 | 10 | Summer Savings | Consumer | 2007 | Final | 8 | Households, Change in Behaviour and Incremental Equipment (With Full Equipment Life) - Equipment Related | 1.2641 | 0.64298 | 9.0017 | 0.15169 | 0.077157 | 1.0802 | 12 | 14 | 211.9371 | 267.9146 | 136.2711 | 1907.7955 | 32.1498 | 16.3525 | 228.9355
68 | 10 | Summer Savings | Consumer | 2007 | Final | 9 | Households, Change in Behaviour and Incremental Equipment (With Full Equipment Life) - Compact Fluorescent Light Bulb Related | 0.0061672 | 0.19851 | 1.5881 | 0.00074006 | 0.023821 | 0.19057 | 12 | 8 | 211.9371 | 1.3071 | 42.0711 | 336.5687 | 0.15685 | 5.0485 | 40.3882
69 | 11 | Aboriginal | Consumer | 2007 | Final | 1 | Conservation Kits | 0.043 | 900 | 3600 | 0.043 | 900 | 3600 | 100 | 4 | 0 | 0 | 0 | 0 | 0 | 0 | 0
70 | 12 | Affordable Housing Pilot | Consumer Low-Income | 2007 | Final | 1 | 1 - T8 32W w/EL ballast | 0.013 | 30.16 | 422.24 | 0.013 | 30.16 | 422.24 | 100 | 14 | 0 | 0 | 0 | 0 | 0 | 0 | 0
71 | 12 | Affordable Housing Pilot | Consumer Low-Income | 2007 | Final | 2 | 2 - T8 32W w/EL ballast | 0.02 | 46.4 | 649.6 | 0.02 | 46.4 | 649.6 | 100 | 14 | 0 | 0 | 0 | 0 | 0 | 0 | 0
72 | 12 | Affordable Housing Pilot | Consumer Low-Income | 2007 | Final | 3 | Air-source Heat Pump - Split | 6.0787 | 4437 | 62118 | 6.0787 | 4437 | 62118 | 100 | 14 | 0 | 0 | 0 | 0 | 0 | 0 | 0
73 | 12 | Affordable Housing Pilot | Consumer Low-Income | 2007 | Final | 4 | Automated Controls for HVAC | 0 | 18565 | 259910 | 0 | 18565 | 259910 | 100 | 14 | 0 | 0 | 0 | 0 | 0 | 0 | 0
74 | 12 | Affordable Housing Pilot | Consumer Low-Income | 2007 | Final | 5 | Boiler | 0.01122 | 17 | 238 | 0.01122 | 17 | 238 | 100 | 14 | 0 | 0 | 0 | 0 | 0 | 0 | 0
75 | 12 | Affordable Housing Pilot | Consumer Low-Income | 2007 | Final | 6 | Ceiling Fan (common area) | 0.00462 | 7 | 98 | 0.00462 | 7 | 98 | 100 | 14 | 0 | 0 | 0 | 0 | 0 | 0 | 0
76 | 12 | Affordable Housing Pilot | Consumer Low-Income | 2007 | Final | 7 | Ceiling Fan (in-suite) | 0.00462 | 7 | 98 | 0.00462 | 7 | 98 | 100 | 14 | 0 | 0 | 0 | 0 | 0 | 0 | 0
77 | 12 | Affordable Housing Pilot | Consumer Low-Income | 2007 | Final | 8 | Central Air Conditioning System - Single | 1.0733 | 807 | 11298 | 1.0733 | 807 | 11298 | 100 | 14 | 0 | 0 | 0 | 0 | 0 | 0 | 0
78 | 12 | Affordable Housing Pilot | Consumer Low-Income | 2007 | Final | 9 | Central Air Conditioning System - Split | 1.9365 | 1456 | 20384 | 1.9365 | 1456 | 20384 | 100 | 14 | 0 | 0 | 0 | 0 | 0 | 0 | 0
79 | 12 | Affordable Housing Pilot | Consumer Low-Income | 2007 | Final | 10 | CFL Screw-In 15W - in suite | 0.0054 | 180 | 2520 | 0.0054 | 180 | 2520 | 100 | 14 | 0 | 0 | 0 | 0 | 0 | 0 | 0
80 | 12 | Affordable Housing Pilot | Consumer Low-Income | 2007 | Final | 11 | CFL Screw-In 25W - in suite | 0.009 | 300 | 4200 | 0.009 | 300 | 4200 | 100 | 14 | 0 | 0 | 0 | 0 | 0 | 0 | 0
81 | 12 | Affordable Housing Pilot | Consumer Low-Income | 2007 | Final | 12 | Dimmer Switch | 0.004 | 139 | 1946 | 0.004 | 139 | 1946 | 100 | 14 | 0 | 0 | 0 | 0 | 0 | 0 | 0
82 | 12 | Affordable Housing Pilot | Consumer Low-Income | 2007 | Final | 13 | Energy Star Clotheswasher | 0.0287 | 287 | 4018 | 0.0287 | 287 | 4018 | 100 | 14 | 0 | 0 | 0 | 0 | 0 | 0 | 0
83 | 12 | Affordable Housing Pilot | Consumer Low-Income | 2007 | Final | 14 | Energy Star Dishwasher | 0.00952 | 136 | 1904 | 0.00952 | 136 | 1904 | 100 | 14 | 0 | 0 | 0 | 0 | 0 | 0 | 0
84 | 12 | Affordable Housing Pilot | Consumer Low-Income | 2007 | Final | 15 | Energy Star Refrigerator | 0.0069 | 69 | 966 | 0.0069 | 69 | 966 | 100 | 14 | 0 | 0 | 0 | 0 | 0 | 0 | 0
85 | 12 | Affordable Housing Pilot | Consumer Low-Income | 2007 | Final | 16 | Flood Light, 26W Fluorescent Fixture | 0.013 | 128 | 1792 | 0.013 | 128 | 1792 | 100 | 14 | 0 | 0 | 0 | 0 | 0 | 0 | 0
86 | 12 | Affordable Housing Pilot | Consumer Low-Income | 2007 | Final | 17 | Front Loading Washing Machine | 0.1108 | 1108 | 15512 | 0.1108 | 1108 | 15512 | 100 | 14 | 0 | 0 | 0 | 0 | 0 | 0 | 0
87 | 12 | Affordable Housing Pilot | Consumer Low-Income | 2007 | Final | 18 | Furnace | 0.0165 | 25 | 350 | 0.0165 | 25 | 350 | 100 | 14 | 0 | 0 | 0 | 0 | 0 | 0 | 0
88 | 12 | Affordable Housing Pilot | Consumer Low-Income | 2007 | Final | 19 | Furnace with DC Motor | 0.0297 | 45 | 630 | 0.0297 | 45 | 630 | 100 | 14 | 0 | 0 | 0 | 0 | 0 | 0 | 0
89 | 12 | Affordable Housing Pilot | Consumer Low-Income | 2007 | Final | 20 | Ground-source Heat Pump | 4.7149 | 3545 | 49630 | 4.7149 | 3545 | 49630 | 100 | 14 | 0 | 0 | 0 | 0 | 0 | 0 | 0
90 | 12 | Affordable Housing Pilot | Consumer Low-Income | 2007 | Final | 21 | High Pressure Sodium | 0.0855 | 748.98 | 10485.72 | 0.0855 | 748.98 | 10485.72 | 100 | 14 | 0 | 0 | 0 | 0 | 0 | 0 | 0
91 | 12 | Affordable Housing Pilot | Consumer Low-Income | 2007 | Final | 22 | Motion Detector | 0 | 209 | 2926 | 0 | 209 | 2926 | 100 | 14 | 0 | 0 | 0 | 0 | 0 | 0 | 0
92 | 12 | Affordable Housing Pilot | Consumer Low-Income | 2007 | Final | 23 | Occupancy Sensors | 0 | 209 | 2926 | 0 | 209 | 2926 | 100 | 14 | 0 | 0 | 0 | 0 | 0 | 0 | 0
93 | 12 | Affordable Housing Pilot | Consumer Low-Income | 2007 | Final | 24 | Other CFL Screw-in Light (please specify) | 0.011482 | 382.75 | 5358.5 | 0.011482 | 382.75 | 5358.5 | 100 | 14 | 0 | 0 | 0 | 0 | 0 | 0 | 0
94 | 12 | Affordable Housing Pilot | Consumer Low-Income | 2007 | Final | 25 | Other Exterior Lighting (please specify) | 0.013 | 160 | 2240 | 0.013 | 160 | 2240 | 100 | 14 | 0 | 0 | 0 | 0 | 0 | 0 | 0
95 | 12 | Affordable Housing Pilot | Consumer Low-Income | 2007 | Final | 26 | Other Parking Garage Lighting (please specify) | 0.0505 | 442.38 | 6193.32 | 0.0505 | 442.38 | 6193.32 | 100 | 14 | 0 | 0 | 0 | 0 | 0 | 0 | 0
96 | 12 | Affordable Housing Pilot | Consumer Low-Income | 2007 | Final | 27 | Photo Sensors | 0 | 292 | 4088 | 0 | 292 | 4088 | 100 | 14 | 0 | 0 | 0 | 0 | 0 | 0 | 0
97 | 12 | Affordable Housing Pilot | Consumer Low-Income | 2007 | Final | 28 | Programmable Thermostat | 0.013 | 631 | 8834 | 0.013 | 631 | 8834 | 100 | 14 | 0 | 0 | 0 | 0 | 0 | 0 | 0
98 | 12 | Affordable Housing Pilot | Consumer Low-Income | 2007 | Final | 29 | Timer - Outdoor Light | 0 | 292 | 4088 | 0 | 292 | 4088 | 100 | 14 | 0 | 0 | 0 | 0 | 0 | 0 | 0
99 | 12 | Affordable Housing Pilot | Consumer Low-Income | 2007 | Final | 30 | Ventilating Fan (in-suite) | 0.0012 | 12 | 168 | 0.0012 | 12 | 168 | 100 | 14 | 0 | 0 | 0 | 0 | 0 | 0 | 0
100 | 13 | Social Housing Pilot | Consumer Low-Income | 2007 | Final | 1 | Custom Retrofit Projects | Custom | Custom | Custom | Custom | Custom | Custom | 100 | 10 | 18.3596 | 2.6553 | 22570.1408 | 225701.4079 | 2.6553 | 22570.1408 | 225701.4079
101 | 14 | Energy Efficiency Assistance for Houses Pilot | Consumer Low-Income | 2007 | Final | 1 | Custom Retrofit Projects | Custom | Custom | Custom | Custom | Custom | Custom | 100 | 19 | 0 | 0 | 0 | 0 | 0 | 0 | 0
102 | 15 | Electricity Retrofit Incentive | Business, Industrial | 2007 | Final | 1 | Custom Project | Custom | Custom | Custom | Custom | Custom | Custom | 90 | 5 | 0 | 0 | 0 | 0 | 0 | 0 | 0
103 | 16 | Toronto Comprehensive | Consumer Business, Industrial | 2007 | Final | 1 | Toronto Hydro-Electric System Limited Project | Custom | Custom | Custom | Custom | Custom | Custom | 90 | 5 | 0 | 0 | 0 | 0 | 0 | 0 | 0
104 | 16 | Toronto Comprehensive | Consumer Business, Industrial | 2007 | Final | 2 | City of Toronto Project | Custom | Custom | Custom | Custom | Custom | Custom | 90 | 5 | 0 | 0 | 0 | 0 | 0 | 0 | 0
105 | 16 | Toronto Comprehensive | Consumer Business, Industrial | 2007 | Final | 3 | Building Owners & Managers Association Project | Custom | Custom | Custom | Custom | Custom | Custom | 90 | 5 | 0 | 0 | 0 | 0 | 0 | 0 | 0
106 | 17 | Demand Response 1 | Business, Industrial | 2007 | Final | 1 | Voluntary Load Shedding Project | Custom | Custom | Custom | Custom | Custom | Custom | 100 | 1 | 0.0068715 | 136.2922 | 0 | 0 | 136.2922 | 0 | 0
107 | 18 | Electricity Resources Demand Response | Business, Industrial | 2007 | Final | 1 | Rodan Contract | 13400 | 0 | 0 | 13400 | 0 | 0 | 100 | 5 | 0.00042947 | 5.7549 | 0 | 0 | 5.7549 | 0 | 0
108 | 18 | Electricity Resources Demand Response | Business, Industrial | 2007 | Final | 2 | Loblaw Contract | 0 | 0 | 0 | 0 | 0 | 0 | 100 | 4 | 0 | 0 | 0 | 0 | 0 | 0 | 0
109 | 19 | Renewable Energy Standard Offer | Consumer, Business, Industrial | 2007 | Final | 1 | Water | Custom | Custom | Custom | Custom | Custom | Custom | 100 | 20 | 0 | 0 | 0 | 0 | 0 | 0 | 0
110 | 19 | Renewable Energy Standard Offer | Consumer, Business, Industrial | 2007 | Final | 2 | SolarPV | Custom | Custom | Custom | Custom | Custom | Custom | 100 | 20 | 0 | 0 | 0 | 0 | 0 | 0 | 0
111 | 19 | Renewable Energy Standard Offer | Consumer, Business, Industrial | 2007 | Final | 3 | Wind | Custom | Custom | Custom | Custom | Custom | Custom | 100 | 20 | 0 | 0 | 0 | 0 | 0 | 0 | 0
112 | 19 | Renewable Energy Standard Offer | Consumer, Business, Industrial | 2007 | Final | 4 | Biogas | Custom | Custom | Custom | Custom | Custom | Custom | 100 | 20 | 0 | 0 | 0 | 0 | 0 | 0 | 0
113 | 20 | Great Refrigerator Roundup | Consumer | 2008 | Final | 1 | Bottom Freezer Fridge | 0.079387 | 775 | 6975 | 0.043663 | 426.25 | 3836.25 | 55 | 9 | 1.5016 | 0.11921 | 1163.7436 | 10473.692 | 0.065564 | 640.059 | 5760.5306
114 | 20 | Great Refrigerator Roundup | Consumer | 2008 | Final | 2 | Chest Freezer | 0.084636 | 740 | 5920 | 0.044011 | 384.8 | 3078.4 | 52 | 8 | 21.5316 | 1.8223 | 15933.3871 | 127467.0968 | 0.94762 | 8285.3613 | 66282.8903
115 | 20 | Great Refrigerator Roundup | Consumer | 2008 | Final | 3 | Side by Side Fridge-Freezer | 0.079387 | 775 | 6975 | 0.043663 | 426.25 | 3836.25 | 55 | 9 | 14.0141 | 1.1125 | 10860.9012 | 97748.1108 | 0.61189 | 5973.4957 | 53761.461
116 | 20 | Great Refrigerator Roundup | Consumer | 2008 | Final | 4 | Single Door Fridge | 0.079387 | 775 | 6975 | 0.043663 | 426.25 | 3836.25 | 55 | 9 | 27.2091 | 2.16 | 21087.0332 | 189783.2987 | 1.188 | 11597.8683 | 104380.8143
117 | 20 | Great Refrigerator Roundup | Consumer | 2008 | Final | 5 | Small Freezer (under 10 cubic feet) | 0.084636 | 740 | 5920 | 0.044011 | 384.8 | 3078.4 | 52 | 8 | 0.24793 | 0.020984 | 183.4677 | 1467.7419 | 0.010912 | 95.4032 | 763.2258
118 | 20 | Great Refrigerator Roundup | Consumer | 2008 | Final | 6 | Small Fridge (under 10 cubic feet) | 0.079387 | 775 | 6975 | 0.043663 | 426.25 | 3836.25 | 55 | 9 | 0.81633 | 0.064806 | 632.6533 | 5693.8798 | 0.035643 | 347.9593 | 3131.6339
119 | 20 | Great Refrigerator Roundup | Consumer | 2008 | Final | 7 | Top Freezer Fridge | 0.079387 | 775 | 6975 | 0.043663 | 426.25 | 3836.25 | 55 | 9 | 127.4589 | 10.1186 | 98780.6687 | 889026.0186 | 5.5652 | 54329.3678 | 488964.3102
120 | 20 | Great Refrigerator Roundup | Consumer | 2008 | Final | 8 | Upright Freezer | 0.084636 | 740 | 5920 | 0.044011 | 384.8 | 3078.4 | 52 | 8 | 4.2205 | 0.3572 | 3123.1452 | 24985.1613 | 0.18575 | 1624.0355 | 12992.2839
121 | 20 | Great Refrigerator Roundup | Consumer | 2008 | Final | 9 | Window Air Conditioner | 0.199 | 197 | 886.5 | 0.07164 | 70.92 | 319.14 | 36 | 4.5 | 3 | 0.597 | 591 | 2659.5 | 0.21492 | 212.76 | 957.42
122 | 21 | Cool Savings Rebate | Consumer | 2008 | Final | 1 | Energy Star® Central Air Conditioner, Tier 2 | 0.16977 | 155.2554 | 2794.5972 | 0.09711 | 88.8061 | 1598.5096 | 57.2 | 18 | 8.5224 | 5.7705 | 5277.0984 | 118804.3648 | 3.3007 | 3018.5003 | 67956.0967
123 | 21 | Cool Savings Rebate | Consumer | 2008 | Final | 2 | Energy Star® Central Air Conditioner, Tier 1 | 0.16977 | 155.2554 | 2794.5972 | 0.09711 | 88.8061 | 1598.5096 | 57.2 | 18 | 0 | 0 | 0 | 0 | 0 | 0 | 0
124 | 21 | Cool Savings Rebate | Consumer | 2008 | Final | 3 | Medium Efficiency Furnace with ECM | 0.49614 | 836.6963 | 12550.4445 | 0.29322 | 494.4875 | 7417.3127 | 59.1 | 15 | 17.7418 | 8.8025 | 14844.5292 | 222667.9382 | 5.2023 | 8773.1168 | 131596.7515
125 | 21 | Cool Savings Rebate | Consumer | 2008 | Final | 4 | High Efficiency Furnace with ECM | 0.49614 | 836.6963 | 12550.4445 | 0.29322 | 494.4875 | 7417.3127 | 59.1 | 15 | 0 | 0 | 0 | 0 | 0 | 0 | 0
126 | 21 | Cool Savings Rebate | Consumer | 2008 | Final | 5 | Programmable Thermostat | 0.027697 | 53.7071 | 805.6062 | 0.0076061 | 14.749 | 221.2356 | 27.462 | 15 | 13.8112 | 1.4955 | 2899.9934 | 63326.2717 | 0.4107 | 796.3962 | 17390.6607
127 | 21 | Cool Savings Rebate | Consumer | 2008 | Final | 6 | Central Air Conditioner Tune-ups | 0.25694 | 234.9713 | 1174.8563 | 0.040372 | 36.9199 | 184.5993 | 15.7125 | 5 | 0 | 0 | 0 | 0 | 0 | 0 | 0
128 | 21 | Cool Savings Rebate | Consumer | 2008 | Final | 7 | Energy Star® Central Air Conditioner, Tier 2 | 0.13697 | 125.2554 | 2254.5972 | 0.078345 | 71.6461 | 1289.6296 | 57.2 | 18 | 42.1307 | 5.7705 | 5277.0984 | 118804.3648 | 3.3007 | 3018.5003 | 67956.0967
129 | 21 | Cool Savings Rebate | Consumer | 2008 | Final | 8 | Energy Star® Central Air Conditioner, Tier 1 | 0.13697 | 125.2554 | 2254.5972 | 0.078345 | 71.6461 | 1289.6296 | 57.2 | 18 | 0 | 0 | 0 | 0 | 0 | 0 | 0
130 | 21 | Cool Savings Rebate | Consumer | 2008 | Final | 9 | Efficient Furnace with ECM | 0.48529 | 819.2223 | 14746.0011 | 0.28681 | 484.1604 | 8714.8866 | 59.1 | 18 | 63.5456 | 30.8382 | 52057.9337 | 937042.8058 | 18.2254 | 30766.2388 | 553792.2982
131 | 21 | Cool Savings Rebate | Consumer | 2008 | Final | 10 | Programmable Thermostat | 0.027697 | 53.7071 | 966.7274 | 0.0076061 | 14.749 | 265.4827 | 27.462 | 18 | 53.9965 | 1.4955 | 2899.9934 | 63326.2717 | 0.4107 | 796.3962 | 17390.6607
132 | 22 | Every Kilowatt Counts Power Savings Event | Consumer | 2008 | Final | 1 | Energy Star® Qualified Compact Fluorescent Light Bulbs | 0.0022 | 52.96 | 423.68 | 0.0011496 | 27.6746 | 221.3966 | 52.2556 | 8 | 1711.3684 | 3.765 | 90634.0682 | 725072.5458 | 1.9674 | 47361.3828 | 378891.0627
133 | 22 | Every Kilowatt Counts Power Savings Event | Consumer | 2008 | Final | 2 | Energy Star® Qualified Dimmable CFLs | 0.0030822 | 97.7955 | 586.7731 | 0.0011611 | 36.8408 | 221.0446 | 37.6712 | 6 | 186.3918 | 0.57451 | 18228.2779 | 109369.6676 | 0.21642 | 6866.817 | 41200.9022
134 | 22 | Every Kilowatt Counts Power Savings Event | Consumer | 2008 | Final | 3 | Energy Star® Qualified Decorative CFLs | 0.00095742 | 30.3777 | 121.5106 | 0.00036925 | 11.7159 | 46.8636 | 38.5675 | 4 | 2891.1433 | 2.768 | 87826.1599 | 351304.6395 | 1.0676 | 33872.3482 | 135489.3926
135 | 22 | Every Kilowatt Counts Power Savings Event | Consumer | 2008 | Final | 4 | Energy Star® Qualified Compact Fluorescent Floods (Indoor & Outdoor) | 0.0027615 | 87.6192 | 613.3345 | 0.0010347 | 32.829 | 229.8029 | 37.4678 | 7 | 802.6836 | 2.2166 | 70330.5112 | 492313.5782 | 0.83052 | 26351.2862 | 184459.0034
136 | 22 | Every Kilowatt Counts Power Savings Event | Consumer | 2008 | Final | 5 | Energy Star® Qualified Light Fixtures | 0.0042068 | 133.4769 | 2135.6299 | 0.001404 | 44.547 | 712.7521 | 33.3743 | 16 | 1245.6961 | 5.2404 | 166271.6188 | 2660345.9004 | 1.749 | 55492.0314 | 887872.5016
137 | 22 | Every Kilowatt Counts Power Savings Event | Consumer | 2008 | Final | 6 | T8 Fluorescent Fixtures | 0.001 | 37.2 | 595.2 | 0.00032847 | 12.2192 | 195.5074 | 32.8473 | 16 | 226.6429 | 0.22664 | 8431.1141 | 134897.8251 | 0.074446 | 2769.3975 | 44310.3597
138 | 22 | Every Kilowatt Counts Power Savings Event | Consumer | 2008 | Final | 7 | Lighting Control Devices | 0.003 | 102.2333 | 1022.3333 | 0.0013609 | 46.3777 | 463.7774 | 45.3646 | 10 | 243.6208 | 0.73086 | 24906.1645 | 249061.6452 | 0.33155 | 11298.581 | 112985.81
139 | 22 | Every Kilowatt Counts Power Savings Event | Consumer | 2008 | Final | 8 | Power Bars with Timers | 0.004156 | 53.3039 | 533.0391 | 0.0016932 | 21.7164 | 217.1641 | 40.7407 | 10 | 13.3634 | 0.055539 | 712.3241 | 7123.2409 | 0.022627 | 290.2061 | 2902.0611
140 | 22 | Every Kilowatt Counts Power Savings Event | Consumer | 2008 | Final | 9 | Car block heater timer | 0 | 0 | 0 | 0 | 0 | 0 | 0 | 0 | 0 | 0 | 0 | 0 | 0 | 0 | 0
141 | 22 | Every Kilowatt Counts Power Savings Event | Consumer | 2008 | Final | 10 | Heavy Duty Timers | 0.017281 | 301.2009 | 3012.0091 | 0.0057492 | 100.2046 | 1002.0459 | 33.2684 | 10 | 28.1956 | 0.48725 | 8492.5342 | 84925.3424 | 0.1621 | 2825.3265 | 28253.2653
142 | 22 | Every Kilowatt Counts Power Savings Event | Consumer | 2008 | Final | 11 | Programmable Thermostats - Baseboard | 0 | 63.6581 | 954.8718 | 0 | 29.6084 | 444.1264 | 46.5116 | 15 | 78.6028 | 0 | 5003.7086 | 75055.6293 | 0 | 2327.3063 | 34909.595
143 | 22 | Every Kilowatt Counts Power Savings Event | Consumer | 2008 | Final | 12 | Air Conditioner/Furnace Filters | 0.021 | 37.7 | 37.7 | 0.0073684 | 13.2281 | 13.2281 | 35.0877 | 1 | 73.9774 | 1.5535 | 2788.9465 | 2788.9465 | 0.5451 | 978.5777 | 978.5777
144 | 22 | Every Kilowatt Counts Power Savings Event | Consumer | 2008 | Final | 13 | Awnings | 0 | 0 | 0 | 0 | 0 | 0 | 0 | 0 | 53.7518 | 0 | 0 | 0 | 0 | 0 | 0
145 | 22 | Every Kilowatt Counts Power Savings Event | Consumer | 2008 | Final | 14 | Window Films | 0 | 0 | 0 | 0 | 0 | 0 | 0 | 0 | 866.9159 | 0 | 0 | 0 | 0 | 0 | 0
146 | 22 | Every Kilowatt Counts Power Savings Event | Consumer | 2008 | Final | 15 | Electric Water Heater Blankets | 0 | 0 | 0 | 0 | 0 | 0 | 0 | 0 | 26.5746 | 0 | 0 | 0 | 0 | 0 | 0
147 | 22 | Every Kilowatt Counts Power Savings Event | Consumer | 2008 | Final | 16 | Pipe Wrap | 0.003 | 38 | 228 | 0.0014047 | 17.7928 | 106.757 | 46.8233 | 6 | 1596.4478 | 4.7893 | 60665.0175 | 363990.1048 | 2.2425 | 28405.3374 | 170432.0244
148 | 22 | Every Kilowatt Counts Power Savings Event | Consumer | 2008 | Final | 17 | Low-Flow Toilets | 0 | 0 | 0 | 0 | 0 | 0 | 0 | 0 | 208.8408 | 0 | 0 | 0 | 0 | 0 | 0
149 | 22 | Every Kilowatt Counts Power Savings Event | Consumer | 2008 | Final | 18 | Keep Cool Pilot – Dehumidifier | 0.29 | 499.8 | 5997.6 | 0.1015 | 174.93 | 2099.16 | 35 | 12 | 0.4982 | 0.14448 | 248.9983 | 2987.9799 | 0.050567 | 87.1494 | 1045.793
150 | 22 | Every Kilowatt Counts Power Savings Event | Consumer | 2008 | Final | 19 | Keep Cool Pilot – Room Air Conditioner | 0.142 | 140.7 | 1266.3 | 0.05964 | 59.094 | 531.846 | 42 | 9 | 0.55881 | 0.079351 | 78.625 | 707.6248 | 0.033328 | 33.0225 | 297.2024
151 | 22 | Every Kilowatt Counts Power Savings Event | Consumer | 2008 | Final | 20 | Rewards for Recycling – Dehumidifier | 0.29 | 499.8 | 5997.6 | 0.1276 | 219.912 | 2638.944 | 44 | 12 | 14.9591 | 4.3381 | 7476.5771 | 89718.9253 | 1.9088 | 3289.6939 | 39476.3271
152 | 22 | Every Kilowatt Counts Power Savings Event | Consumer | 2008 | Final | 21 | Rewards for Recycling – Room Air Conditioner | 0.142 | 140.7 | 1266.3 | 0.06248 | 61.908 | 557.172 | 44 | 9 | 16.1677 | 2.2958 | 2274.7939 | 20473.1448 | 1.0102 | 1000.9093 | 9008.1837
153 | 22 | Every Kilowatt Counts Power Savings Event | Consumer | 2008 | Final | 22 | Rewards for Recycling – Halogen Lamp | 0.009 | 275.2 | 4403.2 | 0.00432 | 132.096 | 2113.536 | 48 | 16 | 12.8963 | 0.11607 | 3549.0523 | 56784.8373 | 0.055712 | 1703.5451 | 27256.7219
154 | 23 | peaksaver® | Consumer, Business | 2008 | Final | 1 | Residential Air Conditioner - Switch | 0.865 | 17.3 | 224.9 | 0.7785 | 15.57 | 202.41 | 90 | 13 | 0 | 0 | 0 | 0 | 0 | 0 | 0
155 | 23 | peaksaver® | Consumer, Business | 2008 | Final | 2 | Residential Air Conditioner - Thermostat | 0.865 | 17.3 | 224.9 | 0.7785 | 15.57 | 202.41 | 90 | 13 | 0 | 0 | 0 | 0 | 0 | 0 | 0
156 | 23 | peaksaver® | Consumer, Business | 2008 | Final | 3 | Residential Electric Water Heater | 0.3 | 6 | 78 | 0.27 | 5.4 | 70.2 | 90 | 13 | 0 | 0 | 0 | 0 | 0 | 0 | 0
157 | 23 | peaksaver® | Consumer, Business | 2008 | Final | 4 | Commercial Air Conditioner - Switch | 3.7 | 74 | 962 | 3.33 | 66.6 | 865.8 | 90 | 13 | 0 | 0 | 0 | 0 | 0 | 0 | 0
158 | 23 | peaksaver® | Consumer, Business | 2008 | Final | 5 | Commercial Air Conditioner - Thermostat | 3.7 | 74 | 962 | 3.33 | 66.6 | 865.8 | 90 | 13 | 0 | 0 | 0 | 0 | 0 | 0 | 0
159 | 23 | peaksaver® | Consumer, Business | 2008 | Final | 6 | Commercial Electric Water Heater | 1.85 | 37 | 481 | 1.665 | 33.3 | 432.9 | 90 | 13 | 0 | 0 | 0 | 0 | 0 | 0 | 0
160 | 24 | Summer Sweepstakes | Consumer | 2008 | Final | 1 | Registered qualified active households | 0.11106 | 421.0624 | 2202.2964 | 0.086166 | 326.6854 | 1708.6737 | 77.586 | 5.2303 | 56.112 | 6.2317 | 23626.6514 | 123575.2556 | 4.8349 | 4.8349 | 25.2883
161 | 24 | Summer Sweepstakes | Consumer | 2008 | Final | 2 | Registered unqualified active households | 0.11106 | 421.0624 | 2202.2964 | 0.086166 | 326.6854 | 1708.6737 | 77.586 | 5.2303 | 84.168 | 9.3475 | 35439.9771 | 185362.8834 | 7.2524 | 7.2524 | 37.9324
162 | 24 | Summer Sweepstakes | Consumer | 2008 | Final | 3 | Registered qualified inactive households | 0.11106 | 421.0624 | 2202.2964 | 0.086166 | 326.6854 | 1708.6737 | 77.586 | 5.2303 | 5.6112 | 0.62317 | 2362.6651 | 12357.5256 | 0.48349 | 0.48349 | 2.5288
163 | 24 | Summer Sweepstakes | Consumer | 2008 | Final | 4 | Registered unqualified inactive households | 0.11106 | 421.0624 | 2202.2964 | 0.086166 | 326.6854 | 1708.6737 | 77.586 | 5.2303 | 21.1088 | 2.3443 | 8888.1212 | 46487.8342 | 1.8189 | 1.8189 | 9.5132
164 | 24 | Summer Sweepstakes | Consumer | 2008 | Final | 5 | Non-registered active households | 0.0051514 | 21.4567 | 112.2256 | 0.0039968 | 16.6474 | 87.0713 | 77.586 | 5.2303 | 2733.571 | 14.0818 | 58653.349 | 306776.5494 | 10.9255 | 10.9255 | 57.1439
165 | 25 | Electricity Retrofit Incentive | Business, Industrial | 2008 | Final | 1 | Agribusiness ENERGY STAR® Rated Exit Signs, All sizes - Commercial Sector | Quasi-Prescriptive | Quasi-Prescriptive | Quasi-Prescriptive | Quasi-Prescriptive | Quasi-Prescriptive | Quasi-Prescriptive | 58 | 15.3198 | 0 | n/a | n/a | n/a | n/a | n/a | n/a
166 | 25 | Electricity Retrofit Incentive | Business, Industrial | 2008 | Final | 2 | Agribusiness ENERGY STAR® Rated CFLs, Screw in. All sizes < 40 W - Commercial Sector | Quasi-Prescriptive | Quasi-Prescriptive | Quasi-Prescriptive | Quasi-Prescriptive | Quasi-Prescriptive | Quasi-Prescriptive | 58 | 15.3198 | 0 | n/a | n/a | n/a | n/a | n/a | n/a
167 | 25 | Electricity Retrofit Incentive | Business, Industrial | 2008 | Final | 3 | Agribusiness ENERGY STAR® Rated CFLs, Hard wired. All sizes < 40 W - Commercial Sector | Quasi-Prescriptive | Quasi-Prescriptive | Quasi-Prescriptive | Quasi-Prescriptive | Quasi-Prescriptive | Quasi-Prescriptive | 58 | 15.3198 | 0 | n/a | n/a | n/a | n/a | n/a | n/a
168 | 25 | Electricity Retrofit Incentive | Business, Industrial | 2008 | Final | 4 | Agribusiness Standard Performance T8, Single lamp standard T8 fixture - Commercial Sector | Quasi-Prescriptive | Quasi-Prescriptive | Quasi-Prescriptive | Quasi-Prescriptive | Quasi-Prescriptive | Quasi-Prescriptive | 58 | 15.3198 | 0 | n/a | n/a | n/a | n/a | n/a | n/a
169 | 25 | Electricity Retrofit Incentive | Business, Industrial | 2008 | Final | 5 | Agribusiness Standard Performance T8, Double lamp standard T8 fixture - Commercial Sector | Quasi-Prescriptive | Quasi-Prescriptive | Quasi-Prescriptive | Quasi-Prescriptive | Quasi-Prescriptive | Quasi-Prescriptive | 58 | 15.3198 | 0 | n/a | n/a | n/a | n/a | n/a | n/a
170 | 25 | Electricity Retrofit Incentive | Business, Industrial | 2008 | Final | 6 | Agribusiness Standard Performance T8, Triple lamp standard T8 fixture - Commercial Sector | Quasi-Prescriptive | Quasi-Prescriptive | Quasi-Prescriptive | Quasi-Prescriptive | Quasi-Prescriptive | Quasi-Prescriptive | 58 | 15.3198 | 0 | n/a | n/a | n/a | n/a | n/a | n/a
171 | 25 | Electricity Retrofit Incentive | Business, Industrial | 2008 | Final | 7 | Agribusiness Standard Performance T8, Quadruple lamp standard T8 fixture - Commercial Sector | Quasi-Prescriptive | Quasi-Prescriptive | Quasi-Prescriptive | Quasi-Prescriptive | Quasi-Prescriptive | Quasi-Prescriptive | 58 | 15.3198 | 0 | n/a | n/a | n/a | n/a | n/a | n/a
172 | 25 | Electricity Retrofit Incentive | Business, Industrial | 2008 | Final | 8 | Agribusiness High Performance T8 (Consortium for Energy Efficiency qualifying list compliance), Single lamp high performance T8 fixture - Commercial Sector | Quasi-Prescriptive | Quasi-Prescriptive | Quasi-Prescriptive | Quasi-Prescriptive | Quasi-Prescriptive | Quasi-Prescriptive | 58 | 15.3198 | 0 | n/a | n/a | n/a | n/a | n/a | n/a
173 | 25 | Electricity Retrofit Incentive | Business, Industrial | 2008 | Final | 9 | Agribusiness High Performance T8 (Consortium for Energy Efficiency qualifying list compliance), Double lamp high performance T8 fixture - Commercial Sector | Quasi-Prescriptive | Quasi-Prescriptive | Quasi-Prescriptive | Quasi-Prescriptive | Quasi-Prescriptive | Quasi-Prescriptive | 58 | 15.3198 | 0 | n/a | n/a | n/a | n/a | n/a | n/a
174 | 25 | Electricity Retrofit Incentive | Business, Industrial | 2008 | Final | 10 | Agribusiness High Performance T8 (Consortium for Energy Efficiency qualifying list compliance), Triple lamp high performance T8 fixture - Commercial Sector | Quasi-Prescriptive | Quasi-Prescriptive | Quasi-Prescriptive | Quasi-Prescriptive | Quasi-Prescriptive | Quasi-Prescriptive | 58 | 15.3198 | 0 | n/a | n/a | n/a | n/a | n/a | n/a
175 | 25 | Electricity Retrofit Incentive | Business, Industrial | 2008 | Final | 11 | Agribusiness High Performance T8 (Consortium for Energy Efficiency qualifying list compliance), Quadruple lamp high performance T8 fixture - Commercial Sector | Quasi-Prescriptive | Quasi-Prescriptive | Quasi-Prescriptive | Quasi-Prescriptive | Quasi-Prescriptive | Quasi-Prescriptive | 58 | 15.3198 | 0 | n/a | n/a | n/a | n/a | n/a | n/a
176 | 25 | Electricity Retrofit Incentive | Business, Industrial | 2008 | Final | 12 | Agribusiness T5 Fixtures, T5 fixture with 1, 2, or 3 lamps and 1 electronic ballast - Commercial Sector | Quasi-Prescriptive | Quasi-Prescriptive | Quasi-Prescriptive | Quasi-Prescriptive | Quasi-Prescriptive | Quasi-Prescriptive | 58 | 15.3198 | 0 | n/a | n/a | n/a | n/a | n/a | n/a
177 | 25 | Electricity Retrofit Incentive | Business, Industrial | 2008 | Final | 13 | Agribusiness T5 Fixtures, High Bay T5. Maximum 6 lamps/fixture. - Commercial Sector | Quasi-Prescriptive | Quasi-Prescriptive | Quasi-Prescriptive | Quasi-Prescriptive | Quasi-Prescriptive | Quasi-Prescriptive | 58 | 15.3198 | 0 | n/a | n/a | n/a | n/a | n/a | n/a
178 | 25 | Electricity Retrofit Incentive | Business, Industrial | 2008 | Final | 14 | Agribusiness Metal Halide, 320 W Ceramic pulse start - Commercial Sector | Quasi-Prescriptive | Quasi-Prescriptive | Quasi-Prescriptive | Quasi-Prescriptive | Quasi-Prescriptive | Quasi-Prescriptive | 58 | 15.3198 | 0 | n/a | n/a | n/a | n/a | n/a | n/a
179 | 25 | Electricity Retrofit Incentive | Business, Industrial | 2008 | Final | 15 | Agribusiness Occupancy Sensors, Switch plate mounted occupancy sensor - Commercial Sector | Quasi-Prescriptive | Quasi-Prescriptive | Quasi-Prescriptive | Quasi-Prescriptive | Quasi-Prescriptive | Quasi-Prescriptive | 58 | 15.3198 | 0 | n/a | n/a | n/a | n/a | n/a | n/a
180 | 25 | Electricity Retrofit Incentive | Business, Industrial | 2008 | Final | 16 | Agribusiness Occupancy Sensors, Ceiling mounted occupancy sensor - Commercial Sector | Quasi-Prescriptive | Quasi-Prescriptive | Quasi-Prescriptive | Quasi-Prescriptive | Quasi-Prescriptive | Quasi-Prescriptive | 58 | 15.3198 | 0 | n/a | n/a | n/a | n/a | n/a | n/a
181 | 25 | Electricity Retrofit Incentive | Business, Industrial | 2008 | Final | 17 | Agribusiness Creep Heat Pads, up to 100W maximum - Commercial Sector | Quasi-Prescriptive | Quasi-Prescriptive | Quasi-Prescriptive | Quasi-Prescriptive | Quasi-Prescriptive | Quasi-Prescriptive | 58 | 15.3198 | 0 | n/a | n/a | n/a | n/a | n/a | n/a
182 | 25 | Electricity Retrofit Incentive | Business, Industrial | 2008 | Final | 18 | Agribusiness Creep Heat Pads, up to 200W maximum - Commercial Sector | Quasi-Prescriptive | Quasi-Prescriptive | Quasi-Prescriptive | Quasi-Prescriptive | Quasi-Prescriptive | Quasi-Prescriptive | 58 | 15.3198 | 0 | n/a | n/a | n/a | n/a | n/a | n/a
183 | 25 | Electricity Retrofit Incentive | Business, Industrial | 2008 | Final | 19 | Agribusiness High Temperature Cutout Thermostat - Commercial Sector | Quasi-Prescriptive | Quasi-Prescriptive | Quasi-Prescriptive | Quasi-Prescriptive | Quasi-Prescriptive | Quasi-Prescriptive | 58 | 15.3198 | 0 | n/a | n/a | n/a | n/a | n/a | n/a
184 | 25 | Electricity Retrofit Incentive | Business, Industrial | 2008 | Final | 20 | Agribusiness Creep Heat Controller - Commercial Sector | Quasi-Prescriptive | Quasi-Prescriptive | Quasi-Prescriptive | Quasi-Prescriptive | Quasi-Prescriptive | Quasi-Prescriptive | 58 | 15.3198 | 0 | n/a | n/a | n/a | n/a | n/a | n/a
185 | 25 | Electricity Retrofit Incentive | Business, Industrial | 2008 | Final | 21 | Agribusiness Energy Efficient Ventilation Exhaust Fans - Commercial Sector | Quasi-Prescriptive | Quasi-Prescriptive | Quasi-Prescriptive | Quasi-Prescriptive | Quasi-Prescriptive | Quasi-Prescriptive | 58 | 15.3198 | 0 | n/a | n/a | n/a | n/a | n/a | n/a
186 | 25 | Electricity Retrofit Incentive | Business, Industrial | 2008 | Final | 22 | Agribusiness Low Energy Livestock Waterers - Commercial Sector | Quasi-Prescriptive | Quasi-Prescriptive | Quasi-Prescriptive | Quasi-Prescriptive | Quasi-Prescriptive | Quasi-Prescriptive | 58 | 15.3198 | 0 | n/a | n/a | n/a | n/a | n/a | n/a
187 | 25 | Electricity Retrofit Incentive | Business, Industrial | 2008 | Final | 23 | Agribusiness Photocell and Timer for Lighting Control - Commercial Sector | Quasi-Prescriptive | Quasi-Prescriptive | Quasi-Prescriptive | Quasi-Prescriptive | Quasi-Prescriptive | Quasi-Prescriptive | 58 | 15.3198 | 0 | n/a | n/a | n/a | n/a | n/a | n/a
188 | 25 | Electricity Retrofit Incentive | Business, Industrial | 2008 | Final | 24 | Lighting System Exit Signs, 5 W or less - Commercial Sector | Quasi-Prescriptive | Quasi-Prescriptive | Quasi-Prescriptive | Quasi-Prescriptive | Quasi-Prescriptive | Quasi-Prescriptive | 58 | 15.3198 | 0 | n/a | n/a | n/a | n/a | n/a | n/a
189 | 25 | Electricity Retrofit Incentive | Business, Industrial | 2008 | Final | 25 | Lighting System ENERGY STAR® Rated CFLs, Screw in. All sizes < 40 W - Commercial Sector | Quasi-Prescriptive | Quasi-Prescriptive | Quasi-Prescriptive | Quasi-Prescriptive | Quasi-Prescriptive | Quasi-Prescriptive | 58 | 15.3198 | 0 | n/a | n/a | n/a | n/a | n/a | n/a
190 | 25 | Electricity Retrofit Incentive | Business, Industrial | 2008 | Final | 26 | Lighting System ENERGY STAR® Rated CFLs, Hard wired. All sizes < 40 W - Commercial Sector | Quasi-Prescriptive | Quasi-Prescriptive | Quasi-Prescriptive | Quasi-Prescriptive | Quasi-Prescriptive | Quasi-Prescriptive | 58 | 15.3198 | 0 | n/a | n/a | n/a | n/a | n/a | n/a
191 | 25 | Electricity Retrofit Incentive | Business, Industrial | 2008 | Final | 27 | Lighting System Standard Performance T8, Single lamp standard T8 fixture - Commercial Sector | Quasi-Prescriptive | Quasi-Prescriptive | Quasi-Prescriptive | Quasi-Prescriptive | Quasi-Prescriptive | Quasi-Prescriptive | 58 | 15.3198 | 0 | n/a | n/a | n/a | n/a | n/a | n/a
192 | 25 | Electricity Retrofit Incentive | Business, Industrial | 2008 | Final | 28 | Lighting System Standard Performance T8, Double lamp standard T8 fixture - Commercial Sector | Quasi-Prescriptive | Quasi-Prescriptive | Quasi-Prescriptive | Quasi-Prescriptive | Quasi-Prescriptive | Quasi-Prescriptive | 58 | 15.3198 | 0 | n/a | n/a | n/a | n/a | n/a | n/a
193 | 25 | Electricity Retrofit Incentive | Business, Industrial | 2008 | Final | 29 | Lighting System Standard Performance T8, Triple lamp standard T8 fixture - Commercial Sector | Quasi-Prescriptive | Quasi-Prescriptive | Quasi-Prescriptive | Quasi-Prescriptive | Quasi-Prescriptive | Quasi-Prescriptive | 58 | 15.3198 | 0 | n/a | n/a | n/a | n/a | n/a | n/a
194 | 25 | Electricity Retrofit Incentive | Business, Industrial | 2008 | Final | 30 | Lighting System Standard Performance T8, Quadruple lamp standard T8 fixture - Commercial Sector | Quasi-Prescriptive | Quasi-Prescriptive | Quasi-Prescriptive | Quasi-Prescriptive | Quasi-Prescriptive | Quasi-Prescriptive | 58 | 15.3198 | 0 | n/a | n/a | n/a | n/a | n/a | n/a
195 | 25 | Electricity Retrofit Incentive | Business, Industrial | 2008 | Final | 31 | Lighting System High Performance T8 (Consortium for Energy Efficiency qualifying list compliance), Single lamp high performance T8 fixture - Commercial Sector | Quasi-Prescriptive | Quasi-Prescriptive | Quasi-Prescriptive | Quasi-Prescriptive | Quasi-Prescriptive | Quasi-Prescriptive | 58 | 15.3198 | 0 | n/a | n/a | n/a | n/a | n/a | n/a
196 | 25 | Electricity Retrofit Incentive | Business, Industrial | 2008 | Final | 32 | Lighting System High Performance T8 (Consortium for Energy Efficiency qualifying list compliance), Double lamp high performance T8 fixture - Commercial Sector | Quasi-Prescriptive | Quasi-Prescriptive | Quasi-Prescriptive | Quasi-Prescriptive | Quasi-Prescriptive | Quasi-Prescriptive | 58 | 15.3198 | 0 | n/a | n/a | n/a | n/a | n/a | n/a
197 | 25 | Electricity Retrofit Incentive | Business, Industrial | 2008 | Final | 33 | Lighting System High Performance T8 (Consortium for Energy Efficiency qualifying list compliance), Triple lamp high performance T8 fixture - Commercial Sector | Quasi-Prescriptive | Quasi-Prescriptive | Quasi-Prescriptive | Quasi-Prescriptive | Quasi-Prescriptive | Quasi-Prescriptive | 58 | 15.3198 | 0 | n/a | n/a | n/a | n/a | n/a | n/a
198 | 25 | Electricity Retrofit Incentive | Business, Industrial | 2008 | Final | 34 | Lighting System High Performance T8 (Consortium for Energy Efficiency qualifying list compliance), Quadruple lamp high performance T8 fixture - Commercial Sector | Quasi-Prescriptive | Quasi-Prescriptive | Quasi-Prescriptive | Quasi-Prescriptive | Quasi-Prescriptive | Quasi-Prescriptive | 58 | 15.3198 | 0 | n/a | n/a | n/a | n/a | n/a | n/a
199 | 25 | Electricity Retrofit Incentive | Business, Industrial | 2008 | Final | 35 | Lighting System T5 Fixtures, T5 fixture with 1, 2, or 3 lamps and 1 electronic ballast - Commercial Sector | Quasi-Prescriptive | Quasi-Prescriptive | Quasi-Prescriptive | Quasi-Prescriptive | Quasi-Prescriptive | Quasi-Prescriptive | 58 | 15.3198 | 0 | n/a | n/a | n/a | n/a | n/a | n/a
200 | 25 | Electricity Retrofit Incentive | Business, Industrial | 2008 | Final | 36 | Lighting System T5 Fixtures, High Bay T5. Maximum 6 lamps/fixture. - Commercial Sector | Quasi-Prescriptive | Quasi-Prescriptive | Quasi-Prescriptive | Quasi-Prescriptive | Quasi-Prescriptive | Quasi-Prescriptive | 58 | 15.3198 | 0 | n/a | n/a | n/a | n/a | n/a | n/a
201 | 25 | Electricity Retrofit Incentive | Business, Industrial | 2008 | Final | 37 | Lighting System Metal Halide, 320 W Ceramic pulse start - Commercial Sector | Quasi-Prescriptive | Quasi-Prescriptive | Quasi-Prescriptive | Quasi-Prescriptive | Quasi-Prescriptive | Quasi-Prescriptive | 58 | 15.3198 | 0 | n/a | n/a | n/a | n/a | n/a | n/a
202 | 25 | Electricity Retrofit Incentive | Business, Industrial | 2008 | Final | 38 | Lighting System Occupancy Sensors, Switch plate mounted occupancy sensor - Commercial Sector | Quasi-Prescriptive | Quasi-Prescriptive | Quasi-Prescriptive | Quasi-Prescriptive | Quasi-Prescriptive | Quasi-Prescriptive | 58 | 15.3198 | 0 | n/a | n/a | n/a | n/a | n/a | n/a
203 | 25 | Electricity Retrofit Incentive | Business, Industrial | 2008 | Final | 39 | Lighting System Occupancy Sensors, Ceiling mounted occupancy sensor - Commercial Sector | Quasi-Prescriptive | Quasi-Prescriptive | Quasi-Prescriptive | Quasi-Prescriptive | Quasi-Prescriptive | Quasi-Prescriptive | 58 | 15.3198 | 0 | n/a | n/a | n/a | n/a | n/a | n/a
204 | 25 | Electricity Retrofit Incentive | Business, Industrial | 2008 | Final | 40 | Motor Open Drip-Proof (ODP), 1 HP - Commercial Sector | Quasi-Prescriptive | Quasi-Prescriptive | Quasi-Prescriptive | Quasi-Prescriptive | Quasi-Prescriptive | Quasi-Prescriptive | 58 | 15.3198 | 0 | n/a | n/a | n/a | n/a | n/a | n/a
205 | 25 | Electricity Retrofit Incentive | Business, Industrial | 2008 | Final | 41 | Motor Open Drip-Proof (ODP), 1.5 HP - Commercial Sector | Quasi-Prescriptive | Quasi-Prescriptive | Quasi-Prescriptive | Quasi-Prescriptive | Quasi-Prescriptive | Quasi-Prescriptive | 58 | 15.3198 | 0 | n/a | n/a | n/a | n/a | n/a | n/a
206 | 25 | Electricity Retrofit Incentive | Business, Industrial | 2008 | Final | 42 | Motor Open Drip-Proof (ODP), 2 HP - Commercial Sector | Quasi-Prescriptive | Quasi-Prescriptive | Quasi-Prescriptive | Quasi-Prescriptive | Quasi-Prescriptive | Quasi-Prescriptive | 58 | 15.3198 | 0 | n/a | n/a | n/a | n/a | n/a | n/a
207 | 25 | Electricity Retrofit Incentive | Business, Industrial | 2008 | Final | 43 | Motor Open Drip-Proof (ODP), 3 HP - Commercial Sector | Quasi-Prescriptive | Quasi-Prescriptive | Quasi-Prescriptive | Quasi-Prescriptive | Quasi-Prescriptive | Quasi-Prescriptive | 58 | 15.3198 | 0 | n/a | n/a | n/a | n/a | n/a | n/a
208 | 25 | Electricity Retrofit Incentive | Business, Industrial | 2008 | Final | 44 | Motor Open Drip-Proof (ODP), 5 HP - Commercial Sector | Quasi-Prescriptive | Quasi-Prescriptive | Quasi-Prescriptive | Quasi-Prescriptive | Quasi-Prescriptive | Quasi-Prescriptive | 58 | 15.3198 | 0 | n/a | n/a | n/a | n/a | n/a | n/a
209 | 25 | Electricity Retrofit Incentive | Business, Industrial | 2008 | Final | 45 | Motor Open Drip-Proof (ODP), 7.5 HP - Commercial Sector | Quasi-Prescriptive | Quasi-Prescriptive | Quasi-Prescriptive | Quasi-Prescriptive | Quasi-Prescriptive | Quasi-Prescriptive | 58 | 15.3198 | 0 | n/a | n/a | n/a | n/a | n/a | n/a
210 | 25 | Electricity Retrofit Incentive | Business, Industrial | 2008 | Final | 46 | Motor Open Drip-Proof (ODP), 10 HP - Commercial Sector | Quasi-Prescriptive | Quasi-Prescriptive | Quasi-Prescriptive | Quasi-Prescriptive | Quasi-Prescriptive | Quasi-Prescriptive | 58 | 15.3198 | 0 | n/a | n/a | n/a | n/a | n/a | n/a
211 | 25 | Electricity Retrofit Incentive | Business, Industrial | 2008 | Final | 47 | Motor Open Drip-Proof (ODP), 15 HP - Commercial Sector | Quasi-Prescriptive | Quasi-Prescriptive | Quasi-Prescriptive | Quasi-Prescriptive | Quasi-Prescriptive | Quasi-Prescriptive | 58 | 15.3198 | 0 | n/a | n/a | n/a | n/a | n/a | n/a
212 | 25 | Electricity Retrofit Incentive | Business, Industrial | 2008 | Final | 48 | Motor Open Drip-Proof (ODP), 20 HP - Commercial Sector | Quasi-Prescriptive | Quasi-Prescriptive | Quasi-Prescriptive | Quasi-Prescriptive | Quasi-Prescriptive | Quasi-Prescriptive | 58 | 15.3198 | 0 | n/a | n/a | n/a | n/a | n/a | n/a
213 | 25 | Electricity Retrofit Incentive | Business, Industrial | 2008 | Final | 49 | Motor Open Drip-Proof (ODP), 25 HP - Commercial Sector | Quasi-Prescriptive | Quasi-Prescriptive | Quasi-Prescriptive | Quasi-Prescriptive | Quasi-Prescriptive | Quasi-Prescriptive | 58 | 15.3198 | 0 | n/a | n/a | n/a | n/a | n/a | n/a
214 | 25 | Electricity Retrofit Incentive | Business, Industrial | 2008 | Final | 50 | Motor Open Drip-Proof (ODP), 30 HP - Commercial Sector | Quasi-Prescriptive | Quasi-Prescriptive | Quasi-Prescriptive | Quasi-Prescriptive | Quasi-Prescriptive | Quasi-Prescriptive | 58 | 15.3198 | 0 | n/a | n/a | n/a | n/a | n/a | n/a
215 | 25 | Electricity Retrofit Incentive | Business, Industrial | 2008 | Final | 51 | Motor Open Drip-Proof (ODP), 40 HP - Commercial Sector | Quasi-Prescriptive | Quasi-Prescriptive | Quasi-Prescriptive | Quasi-Prescriptive | Quasi-Prescriptive | Quasi-Prescriptive | 58 | 15.3198 | 0 | n/a | n/a | n/a | n/a | n/a | n/a
216 | 25 | Electricity Retrofit Incentive | Business, Industrial | 2008 | Final | 52 | Motor Open Drip-Proof (ODP), 50 HP - Commercial Sector | Quasi-Prescriptive | Quasi-Prescriptive | Quasi-Prescriptive | Quasi-Prescriptive | Quasi-Prescriptive | Quasi-Prescriptive | 58 | 15.3198 | 0 | n/a | n/a | n/a | n/a | n/a | n/a
217 | 25 | Electricity Retrofit Incentive | Business, Industrial | 2008 | Final | 53 | Motor Open Drip-Proof (ODP), 60 HP - Commercial Sector | Quasi-Prescriptive | Quasi-Prescriptive | Quasi-Prescriptive | Quasi-Prescriptive | Quasi-Prescriptive | Quasi-Prescriptive | 58 | 15.3198 | 0 | n/a | n/a | n/a | n/a | n/a | n/a
218 | 25 | Electricity Retrofit Incentive | Business, Industrial | 2008 | Final | 54 | Motor Open Drip-Proof (ODP), 75 HP - Commercial Sector | Quasi-Prescriptive | Quasi-Prescriptive | Quasi-Prescriptive | Quasi-Prescriptive | Quasi-Prescriptive | Quasi-Prescriptive | 58 | 15.3198 | 0 | n/a | n/a | n/a | n/a | n/a | n/a
219 | 25 | Electricity Retrofit Incentive | Business, Industrial | 2008 | Final | 55 | Motor Open Drip-Proof (ODP), 100 HP - Commercial Sector | Quasi-Prescriptive | Quasi-Prescriptive | Quasi-Prescriptive | Quasi-Prescriptive | Quasi-Prescriptive | Quasi-Prescriptive | 58 | 15.3198 | 0 | n/a | n/a | n/a | n/a | n/a | n/a
220 | 25 | Electricity Retrofit Incentive | Business, Industrial | 2008 | Final | 56 | Motor Open Drip-Proof (ODP), 125 HP - Commercial Sector | Quasi-Prescriptive | Quasi-Prescriptive | Quasi-Prescriptive | Quasi-Prescriptive | Quasi-Prescriptive | Quasi-Prescriptive | 58 | 15.3198 | 0 | n/a | n/a | n/a | n/a | n/a | n/a
221 | 25 | Electricity Retrofit Incentive | Business, Industrial | 2008 | Final | 57 | Motor Open Drip-Proof (ODP), 150 HP - Commercial Sector | Quasi-Prescriptive | Quasi-Prescriptive | Quasi-Prescriptive | Quasi-Prescriptive | Quasi-Prescriptive | Quasi-Prescriptive | 58 | 15.3198 | 0 | n/a | n/a | n/a | n/a | n/a | n/a
222 | 25 | Electricity Retrofit Incentive | Business, Industrial | 2008 | Final | 58 | Motor Open Drip-Proof (ODP), 200 HP - Commercial Sector | Quasi-Prescriptive | Quasi-Prescriptive | Quasi-Prescriptive | Quasi-Prescriptive | Quasi-Prescriptive | Quasi-Prescriptive | 58 | 15.3198 | 0 | n/a | n/a | n/a | n/a | n/a | n/a
223 | 25 | Electricity Retrofit Incentive | Business, Industrial | 2008 | Final | 59 | Motor Totally Enclosed Fan-Cooled (TEFC), 1 HP - Commercial Sector | Quasi-Prescriptive | Quasi-Prescriptive | Quasi-Prescriptive | Quasi-Prescriptive | Quasi-Prescriptive | Quasi-Prescriptive | 58 | 15.3198 | 0 | n/a | n/a | n/a | n/a | n/a | n/a
224 | 25 | Electricity Retrofit Incentive | Business, Industrial | 2008 | Final | 60 | Motor Totally Enclosed Fan-Cooled (TEFC), 1.5 HP - Commercial Sector | Quasi-Prescriptive | Quasi-Prescriptive | Quasi-Prescriptive | Quasi-Prescriptive | Quasi-Prescriptive | Quasi-Prescriptive | 58 | 15.3198 | 0 | n/a | n/a | n/a | n/a | n/a | n/a
225 | 25 | Electricity Retrofit Incentive | Business, Industrial | 2008 | Final | 61 | Motor Totally Enclosed Fan-Cooled (TEFC), 2 HP - Commercial Sector | Quasi-Prescriptive | Quasi-Prescriptive | Quasi-Prescriptive | Quasi-Prescriptive | Quasi-Prescriptive | Quasi-Prescriptive | 58 | 15.3198 | 0 | n/a | n/a | n/a | n/a | n/a | n/a
226 | 25 | Electricity Retrofit Incentive | Business, Industrial | 2008 | Final | 62 | Motor Totally Enclosed Fan-Cooled (TEFC), 3 HP - Commercial Sector | Quasi-Prescriptive | Quasi-Prescriptive | Quasi-Prescriptive | Quasi-Prescriptive | Quasi-Prescriptive | Quasi-Prescriptive | 58 | 15.3198 | 0 | n/a | n/a | n/a | n/a | n/a | n/a
227 | 25 | Electricity Retrofit Incentive | Business, Industrial | 2008 | Final | 63 | Motor Totally Enclosed Fan-Cooled (TEFC), 5 HP - Commercial Sector | Quasi-Prescriptive | Quasi-Prescriptive | Quasi-Prescriptive | Quasi-Prescriptive | Quasi-Prescriptive | Quasi-Prescriptive | 58 | 15.3198 | 0 | n/a | n/a | n/a | n/a | n/a | n/a
228 | 25 | Electricity Retrofit Incentive | Business, Industrial | 2008 | Final | 64 | Motor Totally Enclosed Fan-Cooled (TEFC), 7.5 HP - Commercial Sector | Quasi-Prescriptive | Quasi-Prescriptive | Quasi-Prescriptive | Quasi-Prescriptive | Quasi-Prescriptive | Quasi-Prescriptive | 58 | 15.3198 | 0 | n/a | n/a | n/a | n/a | n/a | n/a
229 | 25 | Electricity Retrofit Incentive | Business, Industrial | 2008 | Final | 65 | Motor Totally Enclosed Fan-Cooled (TEFC), 10 HP - Commercial Sector | Quasi-Prescriptive | Quasi-Prescriptive | Quasi-Prescriptive | Quasi-Prescriptive | Quasi-Prescriptive | Quasi-Prescriptive | 58 | 15.3198 | 0 | n/a | n/a | n/a | n/a | n/a | n/a
230 | 25 | Electricity Retrofit Incentive | Business, Industrial | 2008 | Final | 66 | Motor Totally Enclosed Fan-Cooled (TEFC), 15 HP - Commercial Sector | Quasi-Prescriptive | Quasi-Prescriptive | Quasi-Prescriptive | Quasi-Prescriptive | Quasi-Prescriptive | Quasi-Prescriptive | 58 | 15.3198 | 0 | n/a | n/a | n/a | n/a | n/a | n/a
231 | 25 | Electricity Retrofit Incentive | Business, Industrial | 2008 | Final | 67 | Motor Totally Enclosed Fan-Cooled (TEFC), 20 HP - Commercial Sector | Quasi-Prescriptive | Quasi-Prescriptive | Quasi-Prescriptive | Quasi-Prescriptive | Quasi-Prescriptive | Quasi-Prescriptive | 58 | 15.3198 | 0 | n/a | n/a | n/a | n/a | n/a | n/a
232 | 25 | Electricity Retrofit Incentive | Business, Industrial | 2008 | Final | 68 | Motor Totally Enclosed Fan-Cooled (TEFC), 25 HP - Commercial Sector | Quasi-Prescriptive | Quasi-Prescriptive | Quasi-Prescriptive | Quasi-Prescriptive | Quasi-Prescriptive | Quasi-Prescriptive | 58 | 15.3198 | 0 | n/a | n/a | n/a | n/a | n/a | n/a
233 | 25 | Electricity Retrofit Incentive | Business, Industrial | 2008 | Final | 69 | Motor Totally Enclosed Fan-Cooled (TEFC), 30 HP - Commercial Sector | Quasi-Prescriptive | Quasi-Prescriptive | Quasi-Prescriptive | Quasi-Prescriptive | Quasi-Prescriptive | Quasi-Prescriptive | 58 | 15.3198 | 0 | n/a | n/a | n/a | n/a | n/a | n/a
234 | 25 | Electricity Retrofit Incentive | Business, Industrial | 2008 | Final | 70 | Motor Totally Enclosed Fan-Cooled (TEFC), 40 HP - Commercial Sector | Quasi-Prescriptive | Quasi-Prescriptive | Quasi-Prescriptive | Quasi-Prescriptive | Quasi-Prescriptive | Quasi-Prescriptive | 58 | 15.3198 | 0 | n/a | n/a | n/a | n/a | n/a | n/a
235 | 25 | Electricity Retrofit Incentive | Business, Industrial | 2008 | Final | 71 | Motor Totally Enclosed Fan-Cooled (TEFC), 50 HP - Commercial Sector | Quasi-Prescriptive | Quasi-Prescriptive | Quasi-Prescriptive | Quasi-Prescriptive | Quasi-Prescriptive | Quasi-Prescriptive | 58 | 15.3198 | 0 | n/a | n/a | n/a | n/a | n/a | n/a
236 | 25 | Electricity Retrofit Incentive | Business, Industrial | 2008 | Final | 72 | Motor Totally Enclosed Fan-Cooled (TEFC), 60 HP - Commercial Sector | Quasi-Prescriptive | Quasi-Prescriptive | Quasi-Prescriptive | Quasi-Prescriptive | Quasi-Prescriptive | Quasi-Prescriptive | 58 | 15.3198 | 0 | n/a | n/a | n/a | n/a | n/a | n/a
237 | 25 | Electricity Retrofit Incentive | Business, Industrial | 2008 | Final | 73 | Motor Totally Enclosed Fan-Cooled (TEFC), 75 HP - Commercial Sector | Quasi-Prescriptive | Quasi-Prescriptive | Quasi-Prescriptive | Quasi-Prescriptive | Quasi-Prescriptive | Quasi-Prescriptive | 58 | 15.3198 | 0 | n/a | n/a | n/a | n/a | n/a | n/a
238 | 25 | Electricity Retrofit Incentive | Business, Industrial | 2008 | Final | 74 | Motor Totally Enclosed Fan-Cooled (TEFC), 100 HP - Commercial Sector | Quasi-Prescriptive | Quasi-Prescriptive | Quasi-Prescriptive | Quasi-Prescriptive | Quasi-Prescriptive | Quasi-Prescriptive | 58 | 15.3198 | 0 | n/a | n/a | n/a | n/a | n/a | n/a
239 | 25 | Electricity Retrofit Incentive | Business, Industrial | 2008 | Final | 75 | Motor Totally Enclosed Fan-Cooled (TEFC), 125 HP - Commercial Sector | Quasi-Prescriptive | Quasi-Prescriptive | Quasi-Prescriptive | Quasi-Prescriptive | Quasi-Prescriptive | Quasi-Prescriptive | 58 | 15.3198 | 0 | n/a | n/a | n/a | n/a | n/a | n/a
240 | 25 | Electricity Retrofit Incentive | Business, Industrial | 2008 | Final | 76 | Motor Totally Enclosed Fan-Cooled (TEFC), 150 HP - Commercial Sector | Quasi-Prescriptive | Quasi-Prescriptive | Quasi-Prescriptive | Quasi-Prescriptive | Quasi-Prescriptive | Quasi-Prescriptive | 58 | 15.3198 | 0 | n/a | n/a | n/a | n/a | n/a | n/a
241 | 25 | Electricity Retrofit Incentive | Business, Industrial | 2008 | Final | 77 | Motor Totally Enclosed Fan-Cooled (TEFC), 200 HP - Commercial Sector | Quasi-Prescriptive | Quasi-Prescriptive | Quasi-Prescriptive | Quasi-Prescriptive | Quasi-Prescriptive | Quasi-Prescriptive | 58 | 15.3198 | 0 | n/a | n/a | n/a | n/a | n/a | n/a
242 | 25 | Electricity Retrofit Incentive | Business, Industrial | 2008 | Final | 78 | Transformer Size 15 - Commercial Sector | Quasi-Prescriptive | Quasi-Prescriptive | Quasi-Prescriptive | Quasi-Prescriptive | Quasi-Prescriptive | Quasi-Prescriptive | 58 | 15.3198 | 0 | n/a | n/a | n/a | n/a | n/a | n/a
243 | 25 | Electricity Retrofit Incentive | Business, Industrial | 2008 | Final | 79 | Transformer Size 30 - Commercial Sector | Quasi-Prescriptive | Quasi-Prescriptive | Quasi-Prescriptive | Quasi-Prescriptive | Quasi-Prescriptive | Quasi-Prescriptive | 58 | 15.3198 | 0 | n/a | n/a | n/a | n/a | n/a | n/a
244 | 25 | Electricity Retrofit Incentive | Business, Industrial | 2008 | Final | 80 | Transformer Size 45 - Commercial Sector | Quasi-Prescriptive | Quasi-Prescriptive | Quasi-Prescriptive | Quasi-Prescriptive | Quasi-Prescriptive | Quasi-Prescriptive | 58 | 15.3198 | 0 | n/a | n/a | n/a | n/a | n/a | n/a
245 | 25 | Electricity Retrofit Incentive | Business, Industrial | 2008 | Final | 81 | Transformer Size 75 - Commercial Sector | Quasi-Prescriptive | Quasi-Prescriptive | Quasi-Prescriptive | Quasi-Prescriptive | Quasi-Prescriptive | Quasi-Prescriptive | 58 | 15.3198 | 0 | n/a | n/a | n/a | n/a | n/a | n/a
246 | 25 | Electricity Retrofit Incentive | Business, Industrial | 2008 | Final | 82 | Transformer Size 112.5 - Commercial Sector | Quasi-Prescriptive | Quasi-Prescriptive | Quasi-Prescriptive | Quasi-Prescriptive | Quasi-Prescriptive | Quasi-Prescriptive | 58 | 15.3198 | 0 | n/a | n/a | n/a | n/a | n/a | n/a
247 | 25 | Electricity Retrofit Incentive | Business, Industrial | 2008 | Final | 83 | Transformer Size 150 - Commercial Sector | Quasi-Prescriptive | Quasi-Prescriptive | Quasi-Prescriptive | Quasi-Prescriptive | Quasi-Prescriptive | Quasi-Prescriptive | 58 | 15.3198 | 0 | n/a | n/a | n/a | n/a | n/a | n/a
248 | 25 | Electricity Retrofit Incentive | Business, Industrial | 2008 | Final | 84 | Transformer Size 225 - Commercial Sector | Quasi-Prescriptive | Quasi-Prescriptive | Quasi-Prescriptive | Quasi-Prescriptive | Quasi-Prescriptive | Quasi-Prescriptive | 58 | 15.3198 | 0 | n/a | n/a | n/a | n/a | n/a | n/a
249 | 25 | Electricity Retrofit Incentive | Business, Industrial | 2008 | Final | 85 | Transformer Size 300 - Commercial Sector | Quasi-Prescriptive | Quasi-Prescriptive | Quasi-Prescriptive | Quasi-Prescriptive | Quasi-Prescriptive | Quasi-Prescriptive | 58 | 15.3198 | 0 | n/a | n/a | n/a | n/a | n/a | n/a
250 | 25 | Electricity Retrofit Incentive | Business, Industrial | 2008 | Final | 86 | Transformer Size 500 - Commercial Sector | Quasi-Prescriptive | Quasi-Prescriptive | Quasi-Prescriptive | Quasi-Prescriptive | Quasi-Prescriptive | Quasi-Prescriptive | 58 | 15.3198 | 0 | n/a | n/a | n/a | n/a | n/a | n/a
251 | 25 | Electricity Retrofit Incentive | Business, Industrial | 2008 | Final | 87 | Transformer Size 750 - Commercial Sector | Quasi-Prescriptive | Quasi-Prescriptive | Quasi-Prescriptive | Quasi-Prescriptive | Quasi-Prescriptive | Quasi-Prescriptive | 58 | 15.3198 | 0 | n/a | n/a | n/a | n/a | n/a | n/a
252 | 25 | Electricity Retrofit Incentive | Business, Industrial | 2008 | Final | 88 | Transformer Size 1000 - Commercial Sector | Quasi-Prescriptive | Quasi-Prescriptive | Quasi-Prescriptive | Quasi-Prescriptive | Quasi-Prescriptive | Quasi-Prescriptive | 58 | 15.3198 | 0 | n/a | n/a | n/a | n/a | n/a | n/a
253 | 25 | Electricity Retrofit Incentive | Business, Industrial | 2008 | Final | 89 | Unitary AC Single Phase <= 5.4 Tons - Commercial Sector | Quasi-Prescriptive | Quasi-Prescriptive | Quasi-Prescriptive | Quasi-Prescriptive | Quasi-Prescriptive | Quasi-Prescriptive | 58 | 15.3198 | 0 | n/a | n/a | n/a | n/a | n/a | n/a
254 | 25 | Electricity Retrofit Incentive | Business, Industrial | 2008 | Final | 90 | Unitary AC 3 Phase <= 5.4 Tons - Commercial Sector | Quasi-Prescriptive | Quasi-Prescriptive | Quasi-Prescriptive | Quasi-Prescriptive | Quasi-Prescriptive | Quasi-Prescriptive | 58 | 15.3198 | 0 | n/a | n/a | n/a | n/a | n/a | n/a
255 | 25 | Electricity Retrofit Incentive | Business, Industrial | 2008 | Final | 91 | Unitary AC >5.4 & <= 11.25 tons - Commercial Sector | Quasi-Prescriptive | Quasi-Prescriptive | Quasi-Prescriptive | Quasi-Prescriptive | Quasi-Prescriptive | Quasi-Prescriptive | 58 | 15.3198 | 0 | n/a | n/a | n/a | n/a | n/a | n/a
256 | 25 | Electricity Retrofit Incentive | Business, Industrial | 2008 | Final | 92 | Unitary AC >11.25 & <= 20 tons - Commercial Sector | Quasi-Prescriptive | Quasi-Prescriptive | Quasi-Prescriptive | Quasi-Prescriptive | Quasi-Prescriptive | Quasi-Prescriptive | 58 | 15.3198 | 0 | n/a | n/a | n/a | n/a | n/a | n/a
257 | 25 | Electricity Retrofit Incentive | Business, Industrial | 2008 | Final | 93 | Unitary AC 25 tons - Commercial Sector | Quasi-Prescriptive | Quasi-Prescriptive | Quasi-Prescriptive | Quasi-Prescriptive | Quasi-Prescriptive | Quasi-Prescriptive | 58 | 15.3198 | 0 | n/a | n/a | n/a | n/a | n/a | n/a
258 | 25 | Electricity Retrofit Incentive | Business, Industrial | 2008 | Final | 94 | Custom Project - Commercial Sector | Quasi-Prescriptive | Quasi-Prescriptive | Quasi-Prescriptive | Quasi-Prescriptive | Quasi-Prescriptive | Quasi-Prescriptive | 58 | 15.3198 | 0 | n/a | n/a | n/a | n/a | n/a | n/a
259 | 25 | Electricity Retrofit Incentive | Business, Industrial | 2008 | Final | 95 | Agribusiness ENERGY STAR® Rated Exit Signs, All sizes - Multi-Family Sector | Quasi-Prescriptive | Quasi-Prescriptive | Quasi-Prescriptive | Quasi-Prescriptive | Quasi-Prescriptive | Quasi-Prescriptive | 41 | 15.3198 | 0 | n/a | n/a | n/a | n/a | n/a | n/a
260 | 25 | Electricity Retrofit Incentive | Business, Industrial | 2008 | Final | 96 | Agribusiness ENERGY STAR® Rated CFLs, Screw in. All sizes < 40 W - Multi-Family Sector | Quasi-Prescriptive | Quasi-Prescriptive | Quasi-Prescriptive | Quasi-Prescriptive | Quasi-Prescriptive | Quasi-Prescriptive | 41 | 15.3198 | 0 | n/a | n/a | n/a | n/a | n/a | n/a
261 | 25 | Electricity Retrofit Incentive | Business, Industrial | 2008 | Final | 97 | Agribusiness ENERGY STAR® Rated CFLs, Hard wired. All sizes < 40 W - Multi-Family Sector | Quasi-Prescriptive | Quasi-Prescriptive | Quasi-Prescriptive | Quasi-Prescriptive | Quasi-Prescriptive | Quasi-Prescriptive | 41 | 15.3198 | 0 | n/a | n/a | n/a | n/a | n/a | n/a
262 | 25 | Electricity Retrofit Incentive | Business, Industrial | 2008 | Final | 98 | Agribusiness Standard Performance T8, Single lamp standard T8 fixture - Multi-Family Sector | Quasi-Prescriptive | Quasi-Prescriptive | Quasi-Prescriptive | Quasi-Prescriptive | Quasi-Prescriptive | Quasi-Prescriptive | 41 | 15.3198 | 0 | n/a | n/a | n/a | n/a | n/a | n/a
263 | 25 | Electricity Retrofit Incentive | Business, Industrial | 2008 | Final | 99 | Agribusiness Standard Performance T8, Double lamp standard T8 fixture - Multi-Family Sector | Quasi-Prescriptive | Quasi-Prescriptive | Quasi-Prescriptive | Quasi-Prescriptive | Quasi-Prescriptive | Quasi-Prescriptive | 41 | 15.3198 | 0 | n/a | n/a | n/a | n/a | n/a | n/a
264 | 25 | Electricity Retrofit Incentive | Business, Industrial | 2008 | Final | 100 | Agribusiness Standard Performance T8, Triple lamp standard T8 fixture - Multi-Family Sector | Quasi-Prescriptive | Quasi-Prescriptive | Quasi-Prescriptive | Quasi-Prescriptive | Quasi-Prescriptive | Quasi-Prescriptive | 41 | 15.3198 | 0 | n/a | n/a | n/a | n/a | n/a | n/a
265 | 25 | Electricity Retrofit Incentive | Business, Industrial | 2008 | Final | 101 | Agribusiness Standard Performance T8, Quadruple lamp standard T8 fixture - Multi-Family Sector | Quasi-Prescriptive | Quasi-Prescriptive | Quasi-Prescriptive | Quasi-Prescriptive | Quasi-Prescriptive | Quasi-Prescriptive | 41 | 15.3198 | 0 | n/a | n/a | n/a | n/a | n/a | n/a
266 | 25 | Electricity Retrofit Incentive | Business, Industrial | 2008 | Final | 102 | Agribusiness High Performance T8 (Consortium for Energy Efficiency qualifying list compliance), Single lamp high performance T8 fixture - Multi-Family Sector | Quasi-Prescriptive | Quasi-Prescriptive | Quasi-Prescriptive | Quasi-Prescriptive | Quasi-Prescriptive | Quasi-Prescriptive | 41 | 15.3198 | 0 | n/a | n/a | n/a | n/a | n/a | n/a
267 | 25 | Electricity Retrofit Incentive | Business, Industrial | 2008 | Final | 103 | Agribusiness High Performance T8 (Consortium for Energy Efficiency qualifying list compliance), Double lamp high performance T8 fixture - Multi-Family Sector | Quasi-Prescriptive | Quasi-Prescriptive | Quasi-Prescriptive | Quasi-Prescriptive | Quasi-Prescriptive | Quasi-Prescriptive | 41 | 15.3198 | 0 | n/a | n/a | n/a | n/a | n/a | n/a
268 | 25 | Electricity Retrofit Incentive | Business, Industrial | 2008 | Final | 104 | Agribusiness High Performance T8 (Consortium for Energy Efficiency qualifying list compliance), Triple lamp high performance T8 fixture - Multi-Family Sector | Quasi-Prescriptive | Quasi-Prescriptive | Quasi-Prescriptive | Quasi-Prescriptive | Quasi-Prescriptive | Quasi-Prescriptive | 41 | 15.3198 | 0 | n/a | n/a | n/a | n/a | n/a | n/a
269 | 25 | Electricity Retrofit Incentive | Business, Industrial | 2008 | Final | 105 | Agribusiness High Performance T8 (Consortium for Energy Efficiency qualifying list compliance), Quadruple lamp high performance T8 fixture - Multi-Family Sector | Quasi-Prescriptive | Quasi-Prescriptive | Quasi-Prescriptive | Quasi-Prescriptive | Quasi-Prescriptive | Quasi-Prescriptive | 41 | 15.3198 | 0 | n/a | n/a | n/a | n/a | n/a | n/a
270 | 25 | Electricity Retrofit Incentive | Business, Industrial | 2008 | Final | 106 | Agribusiness T5 Fixtures, T5 fixture with 1, 2, or 3 lamps and 1 electronic ballast - Multi-Family Sector | Quasi-Prescriptive | Quasi-Prescriptive | Quasi-Prescriptive | Quasi-Prescriptive | Quasi-Prescriptive | Quasi-Prescriptive | 41 | 15.3198 | 0 | n/a | n/a | n/a | n/a | n/a | n/a
271 | 25 | Electricity Retrofit Incentive | Business, Industrial | 2008 | Final | 107 | Agribusiness T5 Fixtures, High Bay T5. Maximum 6 lamps/fixture. - Multi-Family Sector | Quasi-Prescriptive | Quasi-Prescriptive | Quasi-Prescriptive | Quasi-Prescriptive | Quasi-Prescriptive | Quasi-Prescriptive | 41 | 15.3198 | 0 | n/a | n/a | n/a | n/a | n/a | n/a
272 | 25 | Electricity Retrofit Incentive | Business, Industrial | 2008 | Final | 108 | Agribusiness Metal Halide, 320 W Ceramic pulse start - Multi-Family Sector | Quasi-Prescriptive | Quasi-Prescriptive | Quasi-Prescriptive | Quasi-Prescriptive | Quasi-Prescriptive | Quasi-Prescriptive | 41 | 15.3198 | 0 | n/a | n/a | n/a | n/a | n/a | n/a
273 | 25 | Electricity Retrofit Incentive | Business, Industrial | 2008 | Final | 109 | Agribusiness Occupancy Sensors, Switch plate mounted occupancy sensor - Multi-Family Sector | Quasi-Prescriptive | Quasi-Prescriptive | Quasi-Prescriptive | Quasi-Prescriptive | Quasi-Prescriptive | Quasi-Prescriptive | 41 | 15.3198 | 0 | n/a | n/a | n/a | n/a | n/a | n/a
274 | 25 | Electricity Retrofit Incentive | Business, Industrial | 2008 | Final | 110 | Agribusiness Occupancy Sensors, Ceiling mounted occupancy sensor - Multi-Family Sector | Quasi-Prescriptive | Quasi-Prescriptive | Quasi-Prescriptive | Quasi-Prescriptive | Quasi-Prescriptive | Quasi-Prescriptive | 41 | 15.3198 | 0 | n/a | n/a | n/a | n/a | n/a | n/a
275 | 25 | Electricity Retrofit Incentive | Business, Industrial | 2008 | Final | 111 | Agribusiness Creep Heat Pads, up to 100W maximum - Multi-Family Sector | Quasi-Prescriptive | Quasi-Prescriptive | Quasi-Prescriptive | Quasi-Prescriptive | Quasi-Prescriptive | Quasi-Prescriptive | 41 | 15.3198 | 0 | n/a | n/a | n/a | n/a | n/a | n/a
276 | 25 | Electricity Retrofit Incentive | Business, Industrial | 2008 | Final | 112 | Agribusiness Creep Heat Pads, up to 200W maximum - Multi-Family Sector | Quasi-Prescriptive | Quasi-Prescriptive | Quasi-Prescriptive | Quasi-Prescriptive | Quasi-Prescriptive | Quasi-Prescriptive | 41 | 15.3198 | 0 | n/a | n/a | n/a | n/a | n/a | n/a
277 | 25 | Electricity Retrofit Incentive | Business, Industrial | 2008 | Final | 113 | Agribusiness High Temperature Cutout Thermostat - Multi-Family Sector | Quasi-Prescriptive | Quasi-Prescriptive | Quasi-Prescriptive | Quasi-Prescriptive | Quasi-Prescriptive | Quasi-Prescriptive | 41 | 15.3198 | 0 | n/a | n/a | n/a | n/a | n/a | n/a
278 | 25 | Electricity Retrofit Incentive | Business, Industrial | 2008 | Final | 114 | Agribusiness Creep Heat Controller - Multi-Family Sector | Quasi-Prescriptive | Quasi-Prescriptive | Quasi-Prescriptive | Quasi-Prescriptive | Quasi-Prescriptive | Quasi-Prescriptive | 41 | 15.3198 | 0 | n/a | n/a | n/a | n/a | n/a | n/a
279 | 25 | Electricity Retrofit Incentive | Business, Industrial | 2008 | Final | 115 | Agribusiness Energy Efficient Ventilation Exhaust Fans - Multi-Family Sector | Quasi-Prescriptive | Quasi-Prescriptive | Quasi-Prescriptive | Quasi-Prescriptive | Quasi-Prescriptive | Quasi-Prescriptive | 41 | 15.3198 | 0 | n/a | n/a | n/a | n/a | n/a | n/a
280 | 25 | Electricity Retrofit Incentive | Business, Industrial | 2008 | Final | 116 | Agribusiness Low Energy Livestock Waterers - Multi-Family Sector | Quasi-Prescriptive | Quasi-Prescriptive | Quasi-Prescriptive | Quasi-Prescriptive | Quasi-Prescriptive | Quasi-Prescriptive | 41 | 15.3198 | 0 | n/a | n/a | n/a | n/a | n/a | n/a
281 | 25 | Electricity Retrofit Incentive | Business, Industrial | 2008 | Final | 117 | Agribusiness Photocell and Timer for Lighting Control - Multi-Family Sector | Quasi-Prescriptive | Quasi-Prescriptive | Quasi-Prescriptive | Quasi-Prescriptive | Quasi-Prescriptive | Quasi-Prescriptive | 41 | 15.3198 | 0 | n/a | n/a | n/a | n/a | n/a | n/a
282 | 25 | Electricity Retrofit Incentive | Business, Industrial | 2008 | Final | 118 | Lighting System Exit Signs, 5 W or less - Multi-Family Sector | Quasi-Prescriptive | Quasi-Prescriptive | Quasi-Prescriptive | Quasi-Prescriptive | Quasi-Prescriptive | Quasi-Prescriptive | 41 | 15.3198 | 0 | n/a | n/a | n/a | n/a | n/a | n/a
283 | 25 | Electricity Retrofit Incentive | Business, Industrial | 2008 | Final | 119 | Lighting System ENERGY STAR® Rated CFLs, Screw in. All sizes < 40 W - Multi-Family Sector | Quasi-Prescriptive | Quasi-Prescriptive | Quasi-Prescriptive | Quasi-Prescriptive | Quasi-Prescriptive | Quasi-Prescriptive | 41 | 15.3198 | 0 | n/a | n/a | n/a | n/a | n/a | n/a
284 | 25 | Electricity Retrofit Incentive | Business, Industrial | 2008 | Final | 120 | Lighting System ENERGY STAR® Rated CFLs, Hard wired. All sizes < 40 W - Multi-Family Sector | Quasi-Prescriptive | Quasi-Prescriptive | Quasi-Prescriptive | Quasi-Prescriptive | Quasi-Prescriptive | Quasi-Prescriptive | 41 | 15.3198 | 0 | n/a | n/a | n/a | n/a | n/a | n/a
285 | 25 | Electricity Retrofit Incentive | Business, Industrial | 2008 | Final | 121 | Lighting System Standard Performance T8, Single lamp standard T8 fixture - Multi-Family Sector | Quasi-Prescriptive | Quasi-Prescriptive | Quasi-Prescriptive | Quasi-Prescriptive | Quasi-Prescriptive | Quasi-Prescriptive | 41 | 15.3198 | 0 | n/a | n/a | n/a | n/a | n/a | n/a
286 | 25 | Electricity Retrofit Incentive | Business, Industrial | 2008 | Final | 122 | Lighting System Standard Performance T8, Double lamp standard T8 fixture - Multi-Family Sector | Quasi-Prescriptive | Quasi-Prescriptive | Quasi-Prescriptive | Quasi-Prescriptive | Quasi-Prescriptive | Quasi-Prescriptive | 41 | 15.3198 | 0 | n/a | n/a | n/a | n/a | n/a | n/a
287 | 25 | Electricity Retrofit Incentive | Business, Industrial | 2008 | Final | 123 | Lighting System Standard Performance T8, Triple lamp standard T8 fixture - Multi-Family Sector | Quasi-Prescriptive | Quasi-Prescriptive | Quasi-Prescriptive | Quasi-Prescriptive | Quasi-Prescriptive | Quasi-Prescriptive | 41 | 15.3198 | 0 | n/a | n/a | n/a | n/a | n/a | n/a
288 | 25 | Electricity Retrofit Incentive | Business, Industrial | 2008 | Final | 124 | Lighting System Standard Performance T8, Quadruple lamp standard T8 fixture - Multi-Family Sector | Quasi-Prescriptive | Quasi-Prescriptive | Quasi-Prescriptive | Quasi-Prescriptive | Quasi-Prescriptive | Quasi-Prescriptive | 41 | 15.3198 | 0 | n/a | n/a | n/a | n/a | n/a | n/a
289 | 25 | Electricity Retrofit Incentive | Business, Industrial | 2008 | Final | 125 | Lighting System High Performance T8 (Consortium for Energy Efficiency qualifying list compliance), Single lamp high performance T8 fixture - Multi-Family Sector | Quasi-Prescriptive | Quasi-Prescriptive | Quasi-Prescriptive | Quasi-Prescriptive | Quasi-Prescriptive | Quasi-Prescriptive | 41 | 15.3198 | 0 | n/a | n/a | n/a | n/a | n/a | n/a
290 | 25 | Electricity Retrofit Incentive | Business, Industrial | 2008 | Final | 126 | Lighting System High Performance T8 (Consortium for Energy Efficiency qualifying list compliance), Double lamp high performance T8 fixture - Multi-Family Sector | Quasi-Prescriptive | Quasi-Prescriptive | Quasi-Prescriptive | Quasi-Prescriptive | Quasi-Prescriptive | Quasi-Prescriptive | 41 | 15.3198 | 0 | n/a | n/a | n/a | n/a | n/a | n/a
291 | 25 | Electricity Retrofit Incentive | Business, Industrial | 2008 | Final | 127 | Lighting System High Performance T8 (Consortium for Energy Efficiency qualifying list compliance), Triple lamp high performance T8 fixture - Multi-Family Sector | Quasi-Prescriptive | Quasi-Prescriptive | Quasi-Prescriptive | Quasi-Prescriptive | Quasi-Prescriptive | Quasi-Prescriptive | 41 | 15.3198 | 0 | n/a | n/a | n/a | n/a | n/a | n/a
292 | 25 | Electricity Retrofit Incentive | Business, Industrial | 2008 | Final | 128 | Lighting System High Performance T8 (Consortium for Energy Efficiency qualifying list compliance), Quadruple lamp high performance T8 fixture - Multi-Family Sector | Quasi-Prescriptive | Quasi-Prescriptive | Quasi-Prescriptive | Quasi-Prescriptive | Quasi-Prescriptive | Quasi-Prescriptive | 41 | 15.3198 | 0 | n/a | n/a | n/a | n/a | n/a | n/a
293 | 25 | Electricity Retrofit Incentive | Business, Industrial | 2008 | Final | 129 | Lighting System T5 Fixtures, T5 fixture with 1, 2, or 3 lamps and 1 electronic ballast - Multi-Family Sector | Quasi-Prescriptive | Quasi-Prescriptive | Quasi-Prescriptive | Quasi-Prescriptive | Quasi-Prescriptive | Quasi-Prescriptive | 41 | 15.3198 | 0 | n/a | n/a | n/a | n/a | n/a | n/a
294 | 25 | Electricity Retrofit Incentive | Business, Industrial | 2008 | Final | 130 | Lighting System T5 Fixtures, High Bay T5. Maximum 6 lamps/fixture. - Multi-Family Sector | Quasi-Prescriptive | Quasi-Prescriptive | Quasi-Prescriptive | Quasi-Prescriptive | Quasi-Prescriptive | Quasi-Prescriptive | 41 | 15.3198 | 0 | n/a | n/a | n/a | n/a | n/a | n/a
295 | 25 | Electricity Retrofit Incentive | Business, Industrial | 2008 | Final | 131 | Lighting System Metal Halide, 320 W Ceramic pulse start - Multi-Family Sector | Quasi-Prescriptive | Quasi-Prescriptive | Quasi-Prescriptive | Quasi-Prescriptive | Quasi-Prescriptive | Quasi-Prescriptive | 41 | 15.3198 | 0 | n/a | n/a | n/a | n/a | n/a | n/a
296 | 25 | Electricity Retrofit Incentive | Business, Industrial | 2008 | Final | 132 | Lighting System Occupancy Sensors, Switch plate mounted occupancy sensor - Multi-Family Sector | Quasi-Prescriptive | Quasi-Prescriptive | Quasi-Prescriptive | Quasi-Prescriptive | Quasi-Prescriptive | Quasi-Prescriptive | 41 | 15.3198 | 0 | n/a | n/a | n/a | n/a | n/a | n/a
297 | 25 | Electricity Retrofit Incentive | Business, Industrial | 2008 | Final | 133 | Lighting System Occupancy Sensors, Ceiling mounted occupancy sensor - Multi-Family Sector | Quasi-Prescriptive | Quasi-Prescriptive | Quasi-Prescriptive | Quasi-Prescriptive | Quasi-Prescriptive | Quasi-Prescriptive | 41 | 15.3198 | 0 | n/a | n/a | n/a | n/a | n/a | n/a
298 | 25 | Electricity Retrofit Incentive | Business, Industrial | 2008 | Final | 134 | Motor Open Drip-Proof (ODP), 1 HP - Multi-Family Sector | Quasi-Prescriptive | Quasi-Prescriptive | Quasi-Prescriptive | Quasi-Prescriptive | Quasi-Prescriptive | Quasi-Prescriptive | 41 | 15.3198 | 0 | n/a | n/a | n/a | n/a | n/a | n/a
299 | 25 | Electricity Retrofit Incentive | Business, Industrial | 2008 | Final | 135 | Motor Open Drip-Proof (ODP), 1.5 HP - Multi-Family Sector | Quasi-Prescriptive | Quasi-Prescriptive | Quasi-Prescriptive | Quasi-Prescriptive | Quasi-Prescriptive | Quasi-Prescriptive | 41 | 15.3198 | 0 | n/a | n/a | n/a | n/a | n/a | n/a
300 | 25 | Electricity Retrofit Incentive | Business, Industrial | 2008 | Final | 136 | Motor Open Drip-Proof (ODP), 2 HP - Multi-Family Sector | Quasi-Prescriptive | Quasi-Prescriptive | Quasi-Prescriptive | Quasi-Prescriptive | Quasi-Prescriptive | Quasi-Prescriptive | 41 | 15.3198 | 0 | n/a | n/a | n/a | n/a | n/a | n/a
301 | 25 | Electricity Retrofit Incentive | Business, Industrial | 2008 | Final | 137 | Motor Open Drip-Proof (ODP), 3 HP - Multi-Family Sector | Quasi-Prescriptive | Quasi-Prescriptive | Quasi-Prescriptive | Quasi-Prescriptive | Quasi-Prescriptive | Quasi-Prescriptive | 41 | 15.3198 | 0 | n/a | n/a | n/a | n/a | n/a | n/a
302 | 25 | Electricity Retrofit Incentive | Business, Industrial | 2008 | Final | 138 | Motor Open Drip-Proof (ODP), 5 HP - Multi-Family Sector | Quasi-Prescriptive | Quasi-Prescriptive | Quasi-Prescriptive | Quasi-Prescriptive | Quasi-Prescriptive | Quasi-Prescriptive | 41 | 15.3198 | 0 | n/a | n/a | n/a | n/a | n/a | n/a
303 | 25 | Electricity Retrofit Incentive | Business, Industrial | 2008 | Final | 139 | Motor Open Drip-Proof (ODP), 7.5 HP - Multi-Family Sector | Quasi-Prescriptive | Quasi-Prescriptive | Quasi-Prescriptive | Quasi-Prescriptive | Quasi-Prescriptive | Quasi-Prescriptive | 41 | 15.3198 | 0 | n/a | n/a | n/a | n/a | n/a | n/a
304 | 25 | Electricity Retrofit Incentive | Business, Industrial | 2008 | Final | 140 | Motor Open Drip-Proof (ODP), 10 HP - Multi-Family Sector | Quasi-Prescriptive | Quasi-Prescriptive | Quasi-Prescriptive | Quasi-Prescriptive | Quasi-Prescriptive | Quasi-Prescriptive | 41 | 15.3198 | 0 | n/a | n/a | n/a | n/a | n/a | n/a
305 | 25 | Electricity Retrofit Incentive | Business, Industrial | 2008 | Final | 141 | Motor Open Drip-Proof (ODP), 15 HP - Multi-Family Sector | Quasi-Prescriptive | Quasi-Prescriptive | Quasi-Prescriptive | Quasi-Prescriptive | Quasi-Prescriptive | Quasi-Prescriptive | 41 | 15.3198 | 0 | n/a | n/a | n/a | n/a | n/a | n/a
306 | 25 | Electricity Retrofit Incentive | Business, Industrial | 2008 | Final | 142 | Motor Open Drip-Proof (ODP), 20 HP - Multi-Family Sector | Quasi-Prescriptive | Quasi-Prescriptive | Quasi-Prescriptive | Quasi-Prescriptive | Quasi-Prescriptive | Quasi-Prescriptive | 41 | 15.3198 | 0 | n/a | n/a | n/a | n/a | n/a | n/a
307 | 25 | Electricity Retrofit Incentive | Business, Industrial | 2008 | Final | 143 | Motor Open Drip-Proof (ODP), 25 HP - Multi-Family Sector | Quasi-Prescriptive | Quasi-Prescriptive | Quasi-Prescriptive | Quasi-Prescriptive | Quasi-Prescriptive | Quasi-Prescriptive | 41 | 15.3198 | 0 | n/a | n/a | n/a | n/a | n/a | n/a
308 | 25 | Electricity Retrofit Incentive | Business, Industrial | 2008 | Final | 144 | Motor Open Drip-Proof (ODP), 30 HP - Multi-Family Sector | Quasi-Prescriptive | Quasi-Prescriptive | Quasi-Prescriptive | Quasi-Prescriptive | Quasi-Prescriptive | Quasi-Prescriptive | 41 | 15.3198 | 0 | n/a | n/a | n/a | n/a | n/a | n/a
309 | 25 | Electricity Retrofit Incentive | Business, Industrial | 2008 | Final | 145 | Motor Open Drip-Proof (ODP), 40 HP - Multi-Family Sector | Quasi-Prescriptive | Quasi-Prescriptive | Quasi-Prescriptive | Quasi-Prescriptive | Quasi-Prescriptive | Quasi-Prescriptive | 41 | 15.3198 | 0 | n/a | n/a | n/a | n/a | n/a | n/a
310 | 25 | Electricity Retrofit Incentive | Business, Industrial | 2008 | Final | 146 | Motor Open Drip-Proof (ODP), 50 HP - Multi-Family Sector | Quasi-Prescriptive | Quasi-Prescriptive | Quasi-Prescriptive | Quasi-Prescriptive | Quasi-Prescriptive | Quasi-Prescriptive | 41 | 15.3198 | 0 | n/a | n/a | n/a | n/a | n/a | n/a
311 | 25 | Electricity Retrofit Incentive | Business, Industrial | 2008 | Final | 147 | Motor Open Drip-Proof (ODP), 60 HP - Multi-Family Sector | Quasi-Prescriptive | Quasi-Prescriptive | Quasi-Prescriptive | Quasi-Prescriptive | Quasi-Prescriptive | Quasi-Prescriptive | 41 | 15.3198 | 0 | n/a | n/a | n/a | n/a | n/a | n/a
312 | 25 | Electricity Retrofit Incentive | Business, Industrial | 2008 | Final | 148 | Motor Open Drip-Proof (ODP), 75 HP - Multi-Family Sector | Quasi-Prescriptive | Quasi-Prescriptive | Quasi-Prescriptive | Quasi-Prescriptive | Quasi-Prescriptive | Quasi-Prescriptive | 41 | 15.3198 | 0 | n/a | n/a | n/a | n/a | n/a | n/a
313 | 25 | Electricity Retrofit Incentive | Business, Industrial | 2008 | Final | 149 | Motor Open Drip-Proof (ODP), 100 HP - Multi-Family Sector | Quasi-Prescriptive | Quasi-Prescriptive | Quasi-Prescriptive | Quasi-Prescriptive | Quasi-Prescriptive | Quasi-Prescriptive | 41 | 15.3198 | 0 | n/a | n/a | n/a | n/a | n/a | n/a
314 | 25 | Electricity Retrofit Incentive | Business, Industrial | 2008 | Final | 150 | Motor Open Drip-Proof (ODP), 125 HP - Multi-Family Sector | Quasi-Prescriptive | Quasi-Prescriptive | Quasi-Prescriptive | Quasi-Prescriptive | Quasi-Prescriptive | Quasi-Prescriptive | 41 | 15.3198 | 0 | n/a | n/a | n/a | n/a | n/a | n/a
315 | 25 | Electricity Retrofit Incentive | Business, Industrial | 2008 | Final | 151 | Motor Open Drip-Proof (ODP), 150 HP - Multi-Family Sector | Quasi-Prescriptive | Quasi-Prescriptive | Quasi-Prescriptive | Quasi-Prescriptive | Quasi-Prescriptive | Quasi-Prescriptive | 41 | 15.3198 | 0 | n/a | n/a | n/a | n/a | n/a | n/a
316 | 25 | Electricity Retrofit Incentive | Business, Industrial | 2008 | Final | 152 | Motor Open Drip-Proof (ODP), 200 HP - Multi-Family Sector | Quasi-Prescriptive | Quasi-Prescriptive | Quasi-Prescriptive | Quasi-Prescriptive | Quasi-Prescriptive | Quasi-Prescriptive | 41 | 15.3198 | 0 | n/a | n/a | n/a | n/a | n/a | n/a
317 | 25 | Electricity Retrofit Incentive | Business, Industrial | 2008 | Final | 153 | Motor Totally Enclosed Fan-Cooled (TEFC), 1 HP - Multi-Family Sector | Quasi-Prescriptive | Quasi-Prescriptive | Quasi-Prescriptive | Quasi-Prescriptive | Quasi-Prescriptive | Quasi-Prescriptive | 41 | 15.3198 | 0 | n/a | n/a | n/a | n/a | n/a | n/a
318 | 25 | Electricity Retrofit Incentive | Business, Industrial | 2008 | Final | 154 | Motor Totally Enclosed Fan-Cooled (TEFC), 1.5 HP - Multi-Family Sector | Quasi-Prescriptive | Quasi-Prescriptive | Quasi-Prescriptive | Quasi-Prescriptive | Quasi-Prescriptive | Quasi-Prescriptive | 41 | 15.3198 | 0 | n/a | n/a | n/a | n/a | n/a | n/a
319 | 25 | Electricity Retrofit Incentive | Business, Industrial | 2008 | Final | 155 | Motor Totally Enclosed Fan-Cooled (TEFC), 2 HP - Multi-Family Sector | Quasi-Prescriptive | Quasi-Prescriptive | Quasi-Prescriptive | Quasi-Prescriptive | Quasi-Prescriptive | Quasi-Prescriptive | 41 | 15.3198 | 0 | n/a | n/a | n/a | n/a | n/a | n/a
320 | 25 | Electricity Retrofit Incentive | Business, Industrial | 2008 | Final | 156 | Motor Totally Enclosed Fan-Cooled (TEFC), 3 HP - Multi-Family Sector | Quasi-Prescriptive | Quasi-Prescriptive | Quasi-Prescriptive | Quasi-Prescriptive | Quasi-Prescriptive | Quasi-Prescriptive | 41 | 15.3198 | 0 | n/a | n/a | n/a | n/a | n/a | n/a
321 | 25 | Electricity Retrofit Incentive | Business, Industrial | 2008 | Final | 157 | Motor Totally Enclosed Fan-Cooled (TEFC), 5 HP - Multi-Family Sector | Quasi-Prescriptive | Quasi-Prescriptive | Quasi-Prescriptive | Quasi-Prescriptive | Quasi-Prescriptive | Quasi-Prescriptive | 41 | 15.3198 | 0 | n/a | n/a | n/a | n/a | n/a | n/a
322 | 25 | Electricity Retrofit Incentive | Business, Industrial | 2008 | Final | 158 | Motor Totally Enclosed Fan-Cooled (TEFC), 7.5 HP - Multi-Family Sector | Quasi-Prescriptive | Quasi-Prescriptive | Quasi-Prescriptive | Quasi-Prescriptive | Quasi-Prescriptive | Quasi-Prescriptive | 41 | 15.3198 | 0 | n/a | n/a | n/a | n/a | n/a | n/a
323 | 25 | Electricity Retrofit Incentive | Business, Industrial | 2008 | Final | 159 | Motor Totally Enclosed Fan-Cooled (TEFC), 10 HP - Multi-Family Sector | Quasi-Prescriptive | Quasi-Prescriptive | Quasi-Prescriptive | Quasi-Prescriptive | Quasi-Prescriptive | Quasi-Prescriptive | 41 | 15.3198 | 0 | n/a | n/a | n/a | n/a | n/a | n/a
324 | 25 | Electricity Retrofit Incentive | Business, Industrial | 2008 | Final | 160 | Motor Totally Enclosed Fan-Cooled (TEFC), 15 HP - Multi-Family Sector | Quasi-Prescriptive | Quasi-Prescriptive | Quasi-Prescriptive | Quasi-Prescriptive | Quasi-Prescriptive | Quasi-Prescriptive | 41 | 15.3198 | 0 | n/a | n/a | n/a | n/a | n/a | n/a
325 | 25 | Electricity Retrofit Incentive | Business, Industrial | 2008 | Final | 161 | Motor Totally Enclosed Fan-Cooled (TEFC), 20 HP - Multi-Family Sector | Quasi-Prescriptive | Quasi-Prescriptive | Quasi-Prescriptive | Quasi-Prescriptive | Quasi-Prescriptive | Quasi-Prescriptive | 41 | 15.3198 | 0 | n/a | n/a | n/a | n/a | n/a | n/a
326 | 25 | Electricity Retrofit Incentive | Business, Industrial | 2008 | Final | 162 | Motor Totally Enclosed Fan-Cooled (TEFC), 25 HP - Multi-Family Sector | Quasi-Prescriptive | Quasi-Prescriptive | Quasi-Prescriptive | Quasi-Prescriptive | Quasi-Prescriptive | Quasi-Prescriptive | 41 | 15.3198 | 0 | n/a | n/a | n/a | n/a | n/a | n/a
327 | 25 | Electricity Retrofit Incentive | Business, Industrial | 2008 | Final | 163 | Motor Totally Enclosed Fan-Cooled (TEFC), 30 HP - Multi-Family Sector | Quasi-Prescriptive | Quasi-Prescriptive | Quasi-Prescriptive | Quasi-Prescriptive | Quasi-Prescriptive | Quasi-Prescriptive | 41 | 15.3198 | 0 | n/a | n/a | n/a | n/a | n/a | n/a
328 | 25 | Electricity Retrofit Incentive | Business, Industrial | 2008 | Final | 164 | Motor Totally Enclosed Fan-Cooled (TEFC), 40 HP - Multi-Family Sector | Quasi-Prescriptive | Quasi-Prescriptive | Quasi-Prescriptive | Quasi-Prescriptive | Quasi-Prescriptive | Quasi-Prescriptive | 41 | 15.3198 | 0 | n/a | n/a | n/a | n/a | n/a | n/a
329 | 25 | Electricity Retrofit Incentive | Business, Industrial | 2008 | Final | 165 | Motor Totally Enclosed Fan-Cooled (TEFC), 50 HP - Multi-Family Sector | Quasi-Prescriptive | Quasi-Prescriptive | Quasi-Prescriptive | Quasi-Prescriptive | Quasi-Prescriptive | Quasi-Prescriptive | 41 | 15.3198 | 0 | n/a | n/a | n/a | n/a | n/a | n/a
330 | 25 | Electricity Retrofit Incentive | Business, Industrial | 2008 | Final | 166 | Motor Totally Enclosed Fan-Cooled (TEFC), 60 HP - Multi-Family Sector | Quasi-Prescriptive | Quasi-Prescriptive | Quasi-Prescriptive | Quasi-Prescriptive | Quasi-Prescriptive | Quasi-Prescriptive | 41 | 15.3198 | 0 | n/a | n/a | n/a | n/a | n/a | n/a
331 | 25 | Electricity Retrofit Incentive | Business, Industrial | 2008 | Final | 167 | Motor Totally Enclosed Fan-Cooled (TEFC), 75 HP - Multi-Family Sector | Quasi-Prescriptive | Quasi-Prescriptive | Quasi-Prescriptive | Quasi-Prescriptive | Quasi-Prescriptive | Quasi-Prescriptive | 41 | 15.3198 | 0 | n/a | n/a | n/a | n/a | n/a | n/a
332 | 25 | Electricity Retrofit Incentive | Business, Industrial | 2008 | Final | 168 | Motor Totally Enclosed Fan-Cooled (TEFC), 100 HP - Multi-Family Sector | Quasi-Prescriptive | Quasi-Prescriptive | Quasi-Prescriptive | Quasi-Prescriptive | Quasi-Prescriptive | Quasi-Prescriptive | 41 | 15.3198 | 0 | n/a | n/a | n/a | n/a | n/a | n/a
333 | 25 | Electricity Retrofit Incentive | Business, Industrial | 2008 | Final | 169 | Motor Totally Enclosed Fan-Cooled (TEFC), 125 HP - Multi-Family Sector | Quasi-Prescriptive | Quasi-Prescriptive | Quasi-Prescriptive | Quasi-Prescriptive | Quasi-Prescriptive | Quasi-Prescriptive | 41 | 15.3198 | 0 | n/a | n/a | n/a | n/a | n/a | n/a
334 | 25 | Electricity Retrofit Incentive | Business, Industrial | 2008 | Final | 170 | Motor Totally Enclosed Fan-Cooled (TEFC), 150 HP - Multi-Family Sector | Quasi-Prescriptive | Quasi-Prescriptive | Quasi-Prescriptive | Quasi-Prescriptive | Quasi-Prescriptive | Quasi-Prescriptive | 41 | 15.3198 | 0 | n/a | n/a | n/a | n/a | n/a | n/a
335 | 25 | Electricity Retrofit Incentive | Business, Industrial | 2008 | Final | 171 | Motor Totally Enclosed Fan-Cooled (TEFC), 200 HP - Multi-Family Sector | Quasi-Prescriptive | Quasi-Prescriptive | Quasi-Prescriptive | Quasi-Prescriptive | Quasi-Prescriptive | Quasi-Prescriptive | 41 | 15.3198 | 0 | n/a | n/a | n/a | n/a | n/a | n/a
336 | 25 | Electricity Retrofit Incentive | Business, Industrial | 2008 | Final | 172 | Transformer Size 15 - Multi-Family Sector | Quasi-Prescriptive | Quasi-Prescriptive | Quasi-Prescriptive | Quasi-Prescriptive | Quasi-Prescriptive | Quasi-Prescriptive | 41 | 15.3198 | 0 | n/a | n/a | n/a | n/a | n/a | n/a
337 | 25 | Electricity Retrofit Incentive | Business, Industrial | 2008 | Final | 173 | Transformer Size 30 - Multi-Family Sector | Quasi-Prescriptive | Quasi-Prescriptive | Quasi-Prescriptive | Quasi-Prescriptive | Quasi-Prescriptive | Quasi-Prescriptive | 41 | 15.3198 | 0 | n/a | n/a | n/a | n/a | n/a | n/a
338 | 25 | Electricity Retrofit Incentive | Business, Industrial | 2008 | Final | 174 | Transformer Size 45 - Multi-Family Sector | Quasi-Prescriptive | Quasi-Prescriptive | Quasi-Prescriptive | Quasi-Prescriptive | Quasi-Prescriptive | Quasi-Prescriptive | 41 | 15.3198 | 0 | n/a | n/a | n/a | n/a | n/a | n/a
339 | 25 | Electricity Retrofit Incentive | Business, Industrial | 2008 | Final | 175 | Transformer Size 75 - Multi-Family Sector | Quasi-Prescriptive | Quasi-Prescriptive | Quasi-Prescriptive | Quasi-Prescriptive | Quasi-Prescriptive | Quasi-Prescriptive | 41 | 15.3198 | 0 | n/a | n/a | n/a | n/a | n/a | n/a
340 | 25 | Electricity Retrofit Incentive | Business, Industrial | 2008 | Final | 176 | Transformer Size 112.5 - Multi-Family Sector | Quasi-Prescriptive | Quasi-Prescriptive | Quasi-Prescriptive | Quasi-Prescriptive | Quasi-Prescriptive | Quasi-Prescriptive | 41 | 15.3198 | 0 | n/a | n/a | n/a | n/a | n/a | n/a
341 | 25 | Electricity Retrofit Incentive | Business, Industrial | 2008 | Final | 177 | Transformer Size 150 - Multi-Family Sector | Quasi-Prescriptive | Quasi-Prescriptive | Quasi-Prescriptive | Quasi-Prescriptive | Quasi-Prescriptive | Quasi-Prescriptive | 41 | 15.3198 | 0 | n/a | n/a | n/a | n/a | n/a | n/a
342 | 25 | Electricity Retrofit Incentive | Business, Industrial | 2008 | Final | 178 | Transformer Size 225 - Multi-Family Sector | Quasi-Prescriptive | Quasi-Prescriptive | Quasi-Prescriptive | Quasi-Prescriptive | Quasi-Prescriptive | Quasi-Prescriptive | 41 | 15.3198 | 0 | n/a | n/a | n/a | n/a | n/a | n/a
343 | 25 | Electricity Retrofit Incentive | Business, Industrial | 2008 | Final | 179 | Transformer Size 300 - Multi-Family Sector | Quasi-Prescriptive | Quasi-Prescriptive | Quasi-Prescriptive | Quasi-Prescriptive | Quasi-Prescriptive | Quasi-Prescriptive | 41 | 15.3198 | 0 | n/a | n/a | n/a | n/a | n/a | n/a
344 | 25 | Electricity Retrofit Incentive | Business, Industrial | 2008 | Final | 180 | Transformer Size 500 - Multi-Family Sector | Quasi-Prescriptive | Quasi-Prescriptive | Quasi-Prescriptive | Quasi-Prescriptive | Quasi-Prescriptive | Quasi-Prescriptive | 41 | 15.3198 | 0 | n/a | n/a | n/a | n/a | n/a | n/a
345 | 25 | Electricity Retrofit Incentive | Business, Industrial | 2008 | Final | 181 | Transformer Size 750 - Multi-Family Sector | Quasi-Prescriptive | Quasi-Prescriptive | Quasi-Prescriptive | Quasi-Prescriptive | Quasi-Prescriptive | Quasi-Prescriptive | 41 | 15.3198 | 0 | n/a | n/a | n/a | n/a | n/a | n/a
346 | 25 | Electricity Retrofit Incentive | Business, Industrial | 2008 | Final | 182 | Transformer Size 1000 - Multi-Family Sector | Quasi-Prescriptive | Quasi-Prescriptive | Quasi-Prescriptive | Quasi-Prescriptive | Quasi-Prescriptive | Quasi-Prescriptive | 41 | 15.3198 | 0 | n/a | n/a | n/a | n/a | n/a | n/a
347 | 25 | Electricity Retrofit Incentive | Business, Industrial | 2008 | Final | 183 | Unitary AC Single Phase <= 5.4 Tons - Multi-Family Sector | Quasi-Prescriptive | Quasi-Prescriptive | Quasi-Prescriptive | Quasi-Prescriptive | Quasi-Prescriptive | Quasi-Prescriptive | 41 | 15.3198 | 0 | n/a | n/a | n/a | n/a | n/a | n/a
348 | 25 | Electricity Retrofit Incentive | Business, Industrial | 2008 | Final | 184 | Unitary AC 3 Phase <= 5.4 Tons - Multi-Family Sector | Quasi-Prescriptive | Quasi-Prescriptive | Quasi-Prescriptive | Quasi-Prescriptive | Quasi-Prescriptive | Quasi-Prescriptive | 41 | 15.3198 | 0 | n/a | n/a | n/a | n/a | n/a | n/a
349 | 25 | Electricity Retrofit Incentive | Business, Industrial | 2008 | Final | 185 | Unitary AC >5.4 & <= 11.25 tons - Multi-Family Sector | Quasi-Prescriptive | Quasi-Prescriptive | Quasi-Prescriptive | Quasi-Prescriptive | Quasi-Prescriptive | Quasi-Prescriptive | 41 | 15.3198 | 0 | n/a | n/a | n/a | n/a | n/a | n/a
350 | 25 | Electricity Retrofit Incentive | Business, Industrial | 2008 | Final | 186 | Unitary AC >11.25 & <= 20 tons - Multi-Family Sector | Quasi-Prescriptive | Quasi-Prescriptive | Quasi-Prescriptive | Quasi-Prescriptive | Quasi-Prescriptive | Quasi-Prescriptive | 41 | 15.3198 | 0 | n/a | n/a | n/a | n/a | n/a | n/a
351 | 25 | Electricity Retrofit Incentive | Business, Industrial | 2008 | Final | 187 | Unitary AC 25 tons - Multi-Family Sector | Quasi-Prescriptive | Quasi-Prescriptive | Quasi-Prescriptive | Quasi-Prescriptive | Quasi-Prescriptive | Quasi-Prescriptive | 41 | 15.3198 | 0 | n/a | n/a | n/a | n/a | n/a | n/a
352 | 25 | Electricity Retrofit Incentive | Business, Industrial | 2008 | Final | 188 | Custom Project - Multi-Family Sector | Quasi-Prescriptive | Quasi-Prescriptive | Quasi-Prescriptive | Quasi-Prescriptive | Quasi-Prescriptive | Quasi-Prescriptive | 41 | 15.3198 | 0 | n/a | n/a | n/a | n/a | n/a | n/a
353 | 25 | Electricity Retrofit Incentive | Business, Industrial | 2008 | Final | 189 | Agribusiness ENERGY STAR® Rated Exit Signs, All sizes - Industrial Sector | Quasi-Prescriptive | Quasi-Prescriptive | Quasi-Prescriptive | Quasi-Prescriptive | Quasi-Prescriptive | Quasi-Prescriptive | 58 | 15.3198 | 0 | n/a | n/a | n/a | n/a | n/a | n/a
354 | 25 | Electricity Retrofit Incentive | Business, Industrial | 2008 | Final | 190 | Agribusiness ENERGY STAR® Rated CFLs, Screw in. All sizes < 40 W - Industrial Sector | Quasi-Prescriptive | Quasi-Prescriptive | Quasi-Prescriptive | Quasi-Prescriptive | Quasi-Prescriptive | Quasi-Prescriptive | 58 | 15.3198 | 0 | n/a | n/a | n/a | n/a | n/a | n/a
355 | 25 | Electricity Retrofit Incentive | Business, Industrial | 2008 | Final | 191 | Agribusiness ENERGY STAR® Rated CFLs, Hard wired. All sizes < 40 W - Industrial Sector | Quasi-Prescriptive | Quasi-Prescriptive | Quasi-Prescriptive | Quasi-Prescriptive | Quasi-Prescriptive | Quasi-Prescriptive | 58 | 15.3198 | 0 | n/a | n/a | n/a | n/a | n/a | n/a
356 | 25 | Electricity Retrofit Incentive | Business, Industrial | 2008 | Final | 192 | Agribusiness Standard Performance T8, Single lamp standard T8 fixture - Industrial Sector | Quasi-Prescriptive | Quasi-Prescriptive | Quasi-Prescriptive | Quasi-Prescriptive | Quasi-Prescriptive | Quasi-Prescriptive | 58 | 15.3198 | 0 | n/a | n/a | n/a | n/a | n/a | n/a
357 | 25 | Electricity Retrofit Incentive | Business, Industrial | 2008 | Final | 193 | Agribusiness Standard Performance T8, Double lamp standard T8 fixture - Industrial Sector | Quasi-Prescriptive | Quasi-Prescriptive | Quasi-Prescriptive | Quasi-Prescriptive | Quasi-Prescriptive | Quasi-Prescriptive | 58 | 15.3198 | 0 | n/a | n/a | n/a | n/a | n/a | n/a
358 | 25 | Electricity Retrofit Incentive | Business, Industrial | 2008 | Final | 194 | Agribusiness Standard Performance T8, Triple lamp standard T8 fixture - Industrial Sector | Quasi-Prescriptive | Quasi-Prescriptive | Quasi-Prescriptive | Quasi-Prescriptive | Quasi-Prescriptive | Quasi-Prescriptive | 58 | 15.3198 | 0 | n/a | n/a | n/a | n/a | n/a | n/a
359 | 25 | Electricity Retrofit Incentive | Business, Industrial | 2008 | Final | 195 | Agribusiness Standard Performance T8, Quadruple lamp standard T8 fixture - Industrial Sector | Quasi-Prescriptive | Quasi-Prescriptive | Quasi-Prescriptive | Quasi-Prescriptive | Quasi-Prescriptive | Quasi-Prescriptive | 58 | 15.3198 | 0 | n/a | n/a | n/a | n/a | n/a | n/a
360 | 25 | Electricity Retrofit Incentive | Business, Industrial | 2008 | Final | 196 | Agribusiness High Performance T8 (Consortium for Energy Efficiency qualifying list compliance), Single lamp high performance T8 fixture - Industrial Sector | Quasi-Prescriptive | Quasi-Prescriptive | Quasi-Prescriptive | Quasi-Prescriptive | Quasi-Prescriptive | Quasi-Prescriptive | 58 | 15.3198 | 0 | n/a | n/a | n/a | n/a | n/a | n/a
361 | 25 | Electricity Retrofit Incentive | Business, Industrial | 2008 | Final | 197 | Agribusiness High Performance T8 (Consortium for Energy Efficiency qualifying list compliance), Double lamp high performance T8 fixture - Industrial Sector | Quasi-Prescriptive | Quasi-Prescriptive | Quasi-Prescriptive | Quasi-Prescriptive | Quasi-Prescriptive | Quasi-Prescriptive | 58 | 15.3198 | 0 | n/a | n/a | n/a | n/a | n/a | n/a
362 | 25 | Electricity Retrofit Incentive | Business, Industrial | 2008 | Final | 198 | Agribusiness High Performance T8 (Consortium for Energy Efficiency qualifying list compliance), Triple lamp high performance T8 fixture - Industrial Sector | Quasi-Prescriptive | Quasi-Prescriptive | Quasi-Prescriptive | Quasi-Prescriptive | Quasi-Prescriptive | Quasi-Prescriptive | 58 | 15.3198 | 0 | n/a | n/a | n/a | n/a | n/a | n/a
363 | 25 | Electricity Retrofit Incentive | Business, Industrial | 2008 | Final | 199 | Agribusiness High Performance T8 (Consortium for Energy Efficiency qualifying list compliance), Quadruple lamp high performance T8 fixture - Industrial Sector | Quasi-Prescriptive | Quasi-Prescriptive | Quasi-Prescriptive | Quasi-Prescriptive | Quasi-Prescriptive | Quasi-Prescriptive | 58 | 15.3198 | 0 | n/a | n/a | n/a | n/a | n/a | n/a
364 | 25 | Electricity Retrofit Incentive | Business, Industrial | 2008 | Final | 200 | Agribusiness T5 Fixtures, T5 fixture with 1, 2, or 3 lamps and 1 electronic ballast - Industrial Sector | Quasi-Prescriptive | Quasi-Prescriptive | Quasi-Prescriptive | Quasi-Prescriptive | Quasi-Prescriptive | Quasi-Prescriptive | 58 | 15.3198 | 0 | n/a | n/a | n/a | n/a | n/a | n/a
365 | 25 | Electricity Retrofit Incentive | Business, Industrial | 2008 | Final | 201 | Agribusiness T5 Fixtures, High Bay T5. Maximum 6 lamps/fixture. - Industrial Sector | Quasi-Prescriptive | Quasi-Prescriptive | Quasi-Prescriptive | Quasi-Prescriptive | Quasi-Prescriptive | Quasi-Prescriptive | 58 | 15.3198 | 0 | n/a | n/a | n/a | n/a | n/a | n/a
366 | 25 | Electricity Retrofit Incentive | Business, Industrial | 2008 | Final | 202 | Agribusiness Metal Halide, 320 W Ceramic pulse start - Industrial Sector | Quasi-Prescriptive | Quasi-Prescriptive | Quasi-Prescriptive | Quasi-Prescriptive | Quasi-Prescriptive | Quasi-Prescriptive | 58 | 15.3198 | 0 | n/a | n/a | n/a | n/a | n/a | n/a
367 | 25 | Electricity Retrofit Incentive | Business, Industrial | 2008 | Final | 203 | Agribusiness Occupancy Sensors, Switch plate mounted occupancy sensor - Industrial Sector | Quasi-Prescriptive | Quasi-Prescriptive | Quasi-Prescriptive | Quasi-Prescriptive | Quasi-Prescriptive | Quasi-Prescriptive | 58 | 15.3198 | 0 | n/a | n/a | n/a | n/a | n/a | n/a
368 | 25 | Electricity Retrofit Incentive | Business, Industrial | 2008 | Final | 204 | Agribusiness Occupancy Sensors, Ceiling mounted occupancy sensor - Industrial Sector | Quasi-Prescriptive | Quasi-Prescriptive | Quasi-Prescriptive | Quasi-Prescriptive | Quasi-Prescriptive | Quasi-Prescriptive | 58 | 15.3198 | 0 | n/a | n/a | n/a | n/a | n/a | n/a
369 | 25 | Electricity Retrofit Incentive | Business, Industrial | 2008 | Final | 205 | Agribusiness Creep Heat Pads, up to 100W maximum - Industrial Sector | Quasi-Prescriptive | Quasi-Prescriptive | Quasi-Prescriptive | Quasi-Prescriptive | Quasi-Prescriptive | Quasi-Prescriptive | 58 | 15.3198 | 0 | n/a | n/a | n/a | n/a | n/a | n/a
370 | 25 | Electricity Retrofit Incentive | Business, Industrial | 2008 | Final | 206 | Agribusiness Creep Heat Pads, up to 200W maximum - Industrial Sector | Quasi-Prescriptive | Quasi-Prescriptive | Quasi-Prescriptive | Quasi-Prescriptive | Quasi-Prescriptive | Quasi-Prescriptive | 58 | 15.3198 | 0 | n/a | n/a | n/a | n/a | n/a | n/a
371 | 25 | Electricity Retrofit Incentive | Business, Industrial | 2008 | Final | 207 | Agribusiness High Temperature Cutout Thermostat - Industrial Sector | Quasi-Prescriptive | Quasi-Prescriptive | Quasi-Prescriptive | Quasi-Prescriptive | Quasi-Prescriptive | Quasi-Prescriptive | 58 | 15.3198 | 0 | n/a | n/a | n/a | n/a | n/a | n/a
372 | 25 | Electricity Retrofit Incentive | Business, Industrial | 2008 | Final | 208 | Agribusiness Creep Heat Controller - Industrial Sector | Quasi-Prescriptive | Quasi-Prescriptive | Quasi-Prescriptive | Quasi-Prescriptive | Quasi-Prescriptive | Quasi-Prescriptive | 58 | 15.3198 | 0 | n/a | n/a | n/a | n/a | n/a | n/a
373 | 25 | Electricity Retrofit Incentive | Business, Industrial | 2008 | Final | 209 | Agribusiness Energy Efficient Ventilation Exhaust Fans - Industrial Sector | Quasi-Prescriptive | Quasi-Prescriptive | Quasi-Prescriptive | Quasi-Prescriptive | Quasi-Prescriptive | Quasi-Prescriptive | 58 | 15.3198 | 0 | n/a | n/a | n/a | n/a | n/a | n/a
374 | 25 | Electricity Retrofit Incentive | Business, Industrial | 2008 | Final | 210 | Agribusiness Low Energy Livestock Waterers - Industrial Sector | Quasi-Prescriptive | Quasi-Prescriptive | Quasi-Prescriptive | Quasi-Prescriptive | Quasi-Prescriptive | Quasi-Prescriptive | 58 | 15.3198 | 0 | n/a | n/a | n/a | n/a | n/a | n/a
375 | 25 | Electricity Retrofit Incentive | Business, Industrial | 2008 | Final | 211 | Agribusiness Photocell and Timer for Lighting Control - Industrial Sector | Quasi-Prescriptive | Quasi-Prescriptive | Quasi-Prescriptive | Quasi-Prescriptive | Quasi-Prescriptive | Quasi-Prescriptive | 58 | 15.3198 | 0 | n/a | n/a | n/a | n/a | n/a | n/a
376 | 25 | Electricity Retrofit Incentive | Business, Industrial | 2008 | Final | 212 | Lighting System Exit Signs, 5 W or less - Industrial Sector | Quasi-Prescriptive | Quasi-Prescriptive | Quasi-Prescriptive | Quasi-Prescriptive | Quasi-Prescriptive | Quasi-Prescriptive | 58 | 15.3198 | 0 | n/a | n/a | n/a | n/a | n/a | n/a
377 | 25 | Electricity Retrofit Incentive | Business, Industrial | 2008 | Final | 213 | Lighting System ENERGY STAR® Rated CFLs, Screw in. All sizes < 40 W - Industrial Sector | Quasi-Prescriptive | Quasi-Prescriptive | Quasi-Prescriptive | Quasi-Prescriptive | Quasi-Prescriptive | Quasi-Prescriptive | 58 | 15.3198 | 0 | n/a | n/a | n/a | n/a | n/a | n/a
378 | 25 | Electricity Retrofit Incentive | Business, Industrial | 2008 | Final | 214 | Lighting System ENERGY STAR® Rated CFLs, Hard wired. All sizes < 40 W - Industrial Sector | Quasi-Prescriptive | Quasi-Prescriptive | Quasi-Prescriptive | Quasi-Prescriptive | Quasi-Prescriptive | Quasi-Prescriptive | 58 | 15.3198 | 0 | n/a | n/a | n/a | n/a | n/a | n/a
379 | 25 | Electricity Retrofit Incentive | Business, Industrial | 2008 | Final | 215 | Lighting System Standard Performance T8, Single lamp standard T8 fixture - Industrial Sector | Quasi-Prescriptive | Quasi-Prescriptive | Quasi-Prescriptive | Quasi-Prescriptive | Quasi-Prescriptive | Quasi-Prescriptive | 58 | 15.3198 | 0 | n/a | n/a | n/a | n/a | n/a | n/a
380 | 25 | Electricity Retrofit Incentive | Business, Industrial | 2008 | Final | 216 | Lighting System Standard Performance T8, Double lamp standard T8 fixture - Industrial Sector | Quasi-Prescriptive | Quasi-Prescriptive | Quasi-Prescriptive | Quasi-Prescriptive | Quasi-Prescriptive | Quasi-Prescriptive | 58 | 15.3198 | 0 | n/a | n/a | n/a | n/a | n/a | n/a
381 | 25 | Electricity Retrofit Incentive | Business, Industrial | 2008 | Final | 217 | Lighting System Standard Performance T8, Triple lamp standard T8 fixture - Industrial Sector | Quasi-Prescriptive | Quasi-Prescriptive | Quasi-Prescriptive | Quasi-Prescriptive | Quasi-Prescriptive | Quasi-Prescriptive | 58 | 15.3198 | 0 | n/a | n/a | n/a | n/a | n/a | n/a
382 | 25 | Electricity Retrofit Incentive | Business, Industrial | 2008 | Final | 218 | Lighting System Standard Performance T8, Quadruple lamp standard T8 fixture - Industrial Sector | Quasi-Prescriptive | Quasi-Prescriptive | Quasi-Prescriptive | Quasi-Prescriptive | Quasi-Prescriptive | Quasi-Prescriptive | 58 | 15.3198 | 0 | n/a | n/a | n/a | n/a | n/a | n/a
383 | 25 | Electricity Retrofit Incentive | Business, Industrial | 2008 | Final | 219 | Lighting System High Performance T8 (Consortium for Energy Efficiency qualifying list compliance), Single lamp high performance T8 fixture - Industrial Sector | Quasi-Prescriptive | Quasi-Prescriptive | Quasi-Prescriptive | Quasi-Prescriptive | Quasi-Prescriptive | Quasi-Prescriptive | 58 | 15.3198 | 0 | n/a | n/a | n/a | n/a | n/a | n/a
384 | 25 | Electricity Retrofit Incentive | Business, Industrial | 2008 | Final | 220 | Lighting System High Performance T8 (Consortium for Energy Efficiency qualifying list compliance), Double lamp high performance T8 fixture - Industrial Sector | Quasi-Prescriptive | Quasi-Prescriptive | Quasi-Prescriptive | Quasi-Prescriptive | Quasi-Prescriptive | Quasi-Prescriptive | 58 | 15.3198 | 0 | n/a | n/a | n/a | n/a | n/a | n/a
385 | 25 | Electricity Retrofit Incentive | Business, Industrial | 2008 | Final | 221 | Lighting System High Performance T8 (Consortium for Energy Efficiency qualifying list compliance), Triple lamp high performance T8 fixture - Industrial Sector | Quasi-Prescriptive | Quasi-Prescriptive | Quasi-Prescriptive | Quasi-Prescriptive | Quasi-Prescriptive | Quasi-Prescriptive | 58 | 15.3198 | 0 | n/a | n/a | n/a | n/a | n/a | n/a
386 | 25 | Electricity Retrofit Incentive | Business, Industrial | 2008 | Final | 222 | Lighting System High Performance T8 (Consortium for Energy Efficiency qualifying list compliance), Quadruple lamp high performance T8 fixture - Industrial Sector | Quasi-Prescriptive | Quasi-Prescriptive | Quasi-Prescriptive | Quasi-Prescriptive | Quasi-Prescriptive | Quasi-Prescriptive | 58 | 15.3198 | 0 | n/a | n/a | n/a | n/a | n/a | n/a
387 | 25 | Electricity Retrofit Incentive | Business, Industrial | 2008 | Final | 223 | Lighting System T5 Fixtures, T5 fixture with 1, 2, or 3 lamps and 1 electronic ballast - Industrial Sector | Quasi-Prescriptive | Quasi-Prescriptive | Quasi-Prescriptive | Quasi-Prescriptive | Quasi-Prescriptive | Quasi-Prescriptive | 58 | 15.3198 | 0 | n/a | n/a | n/a | n/a | n/a | n/a
388 | 25 | Electricity Retrofit Incentive | Business, Industrial | 2008 | Final | 224 | Lighting System T5 Fixtures, High Bay T5. Maximum 6 lamps/fixture. - Industrial Sector | Quasi-Prescriptive | Quasi-Prescriptive | Quasi-Prescriptive | Quasi-Prescriptive | Quasi-Prescriptive | Quasi-Prescriptive | 58 | 15.3198 | 0 | n/a | n/a | n/a | n/a | n/a | n/a
389 | 25 | Electricity Retrofit Incentive | Business, Industrial | 2008 | Final | 225 | Lighting System Metal Halide, 320 W Ceramic pulse start - Industrial Sector | Quasi-Prescriptive | Quasi-Prescriptive | Quasi-Prescriptive | Quasi-Prescriptive | Quasi-Prescriptive | Quasi-Prescriptive | 58 | 15.3198 | 0 | n/a | n/a | n/a | n/a | n/a | n/a
390 | 25 | Electricity Retrofit Incentive | Business, Industrial | 2008 | Final | 226 | Lighting System Occupancy Sensors, Switch plate mounted occupancy sensor - Industrial Sector | Quasi-Prescriptive | Quasi-Prescriptive | Quasi-Prescriptive | Quasi-Prescriptive | Quasi-Prescriptive | Quasi-Prescriptive | 58 | 15.3198 | 0 | n/a | n/a | n/a | n/a | n/a | n/a
391 | 25 | Electricity Retrofit Incentive | Business, Industrial | 2008 | Final | 227 | Lighting System Occupancy Sensors, Ceiling mounted occupancy sensor - Industrial Sector | Quasi-Prescriptive | Quasi-Prescriptive | Quasi-Prescriptive | Quasi-Prescriptive | Quasi-Prescriptive | Quasi-Prescriptive | 58 | 15.3198 | 0 | n/a | n/a | n/a | n/a | n/a | n/a
392 | 25 | Electricity Retrofit Incentive | Business, Industrial | 2008 | Final | 228 | Motor Open Drip-Proof (ODP), 1 HP - Industrial Sector | Quasi-Prescriptive | Quasi-Prescriptive | Quasi-Prescriptive | Quasi-Prescriptive | Quasi-Prescriptive | Quasi-Prescriptive | 58 | 15.3198 | 0 | n/a | n/a | n/a | n/a | n/a | n/a
393 | 25 | Electricity Retrofit Incentive | Business, Industrial | 2008 | Final | 229 | Motor Open Drip-Proof (ODP), 1.5 HP - Industrial Sector | Quasi-Prescriptive | Quasi-Prescriptive | Quasi-Prescriptive | Quasi-Prescriptive | Quasi-Prescriptive | Quasi-Prescriptive | 58 | 15.3198 | 0 | n/a | n/a | n/a | n/a | n/a | n/a
394 | 25 | Electricity Retrofit Incentive | Business, Industrial | 2008 | Final | 230 | Motor Open Drip-Proof (ODP), 2 HP - Industrial Sector | Quasi-Prescriptive | Quasi-Prescriptive | Quasi-Prescriptive | Quasi-Prescriptive | Quasi-Prescriptive | Quasi-Prescriptive | 58 | 15.3198 | 0 | n/a | n/a | n/a | n/a | n/a | n/a
395 | 25 | Electricity Retrofit Incentive | Business, Industrial | 2008 | Final | 231 | Motor Open Drip-Proof (ODP), 3 HP - Industrial Sector | Quasi-Prescriptive | Quasi-Prescriptive | Quasi-Prescriptive | Quasi-Prescriptive | Quasi-Prescriptive | Quasi-Prescriptive | 58 | 15.3198 | 0 | n/a | n/a | n/a | n/a | n/a | n/a
396 | 25 | Electricity Retrofit Incentive | Business, Industrial | 2008 | Final | 232 | Motor Open Drip-Proof (ODP), 5 HP - Industrial Sector | Quasi-Prescriptive | Quasi-Prescriptive | Quasi-Prescriptive | Quasi-Prescriptive | Quasi-Prescriptive | Quasi-Prescriptive | 58 | 15.3198 | 0 | n/a | n/a | n/a | n/a | n/a | n/a
397 | 25 | Electricity Retrofit Incentive | Business, Industrial | 2008 | Final | 233 | Motor Open Drip-Proof (ODP), 7.5 HP - Industrial Sector | Quasi-Prescriptive | Quasi-Prescriptive | Quasi-Prescriptive | Quasi-Prescriptive | Quasi-Prescriptive | Quasi-Prescriptive | 58 | 15.3198 | 0 | n/a | n/a | n/a | n/a | n/a | n/a
398 | 25 | Electricity Retrofit Incentive | Business, Industrial | 2008 | Final | 234 | Motor Open Drip-Proof (ODP), 10 HP - Industrial Sector | Quasi-Prescriptive | Quasi-Prescriptive | Quasi-Prescriptive | Quasi-Prescriptive | Quasi-Prescriptive | Quasi-Prescriptive | 58 | 15.3198 | 0 | n/a | n/a | n/a | n/a | n/a | n/a
399 | 25 | Electricity Retrofit Incentive | Business, Industrial | 2008 | Final | 235 | Motor Open Drip-Proof (ODP), 15 HP - Industrial Sector | Quasi-Prescriptive | Quasi-Prescriptive | Quasi-Prescriptive | Quasi-Prescriptive | Quasi-Prescriptive | Quasi-Prescriptive | 58 | 15.3198 | 0 | n/a | n/a | n/a | n/a | n/a | n/a
400 | 25 | Electricity Retrofit Incentive | Business, Industrial | 2008 | Final | 236 | Motor Open Drip-Proof (ODP), 20 HP - Industrial Sector | Quasi-Prescriptive | Quasi-Prescriptive | Quasi-Prescriptive | Quasi-Prescriptive | Quasi-Prescriptive | Quasi-Prescriptive | 58 | 15.3198 | 0 | n/a | n/a | n/a | n/a | n/a | n/a
401 | 25 | Electricity Retrofit Incentive | Business, Industrial | 2008 | Final | 237 | Motor Open Drip-Proof (ODP), 25 HP - Industrial Sector | Quasi-Prescriptive | Quasi-Prescriptive | Quasi-Prescriptive | Quasi-Prescriptive | Quasi-Prescriptive | Quasi-Prescriptive | 58 | 15.3198 | 0 | n/a | n/a | n/a | n/a | n/a | n/a
402 | 25 | Electricity Retrofit Incentive | Business, Industrial | 2008 | Final | 238 | Motor Open Drip-Proof (ODP), 30 HP - Industrial Sector | Quasi-Prescriptive | Quasi-Prescriptive | Quasi-Prescriptive | Quasi-Prescriptive | Quasi-Prescriptive | Quasi-Prescriptive | 58 | 15.3198 | 0 | n/a | n/a | n/a | n/a | n/a | n/a
403 | 25 | Electricity Retrofit Incentive | Business, Industrial | 2008 | Final | 239 | Motor Open Drip-Proof (ODP), 40 HP - Industrial Sector | Quasi-Prescriptive | Quasi-Prescriptive | Quasi-Prescriptive | Quasi-Prescriptive | Quasi-Prescriptive | Quasi-Prescriptive | 58 | 15.3198 | 0 | n/a | n/a | n/a | n/a | n/a | n/a
404 | 25 | Electricity Retrofit Incentive | Business, Industrial | 2008 | Final | 240 | Motor Open Drip-Proof (ODP), 50 HP - Industrial Sector | Quasi-Prescriptive | Quasi-Prescriptive | Quasi-Prescriptive | Quasi-Prescriptive | Quasi-Prescriptive | Quasi-Prescriptive | 58 | 15.3198 | 0 | n/a | n/a | n/a | n/a | n/a | n/a
405 | 25 | Electricity Retrofit Incentive | Business, Industrial | 2008 | Final | 241 | Motor Open Drip-Proof (ODP), 60 HP - Industrial Sector | Quasi-Prescriptive | Quasi-Prescriptive | Quasi-Prescriptive | Quasi-Prescriptive | Quasi-Prescriptive | Quasi-Prescriptive | 58 | 15.3198 | 0 | n/a | n/a | n/a | n/a | n/a | n/a
406 | 25 | Electricity Retrofit Incentive | Business, Industrial | 2008 | Final | 242 | Motor Open Drip-Proof (ODP), 75 HP - Industrial Sector | Quasi-Prescriptive | Quasi-Prescriptive | Quasi-Prescriptive | Quasi-Prescriptive | Quasi-Prescriptive | Quasi-Prescriptive | 58 | 15.3198 | 0 | n/a | n/a | n/a | n/a | n/a | n/a
407 | 25 | Electricity Retrofit Incentive | Business, Industrial | 2008 | Final | 243 | Motor Open Drip-Proof (ODP), 100 HP - Industrial Sector | Quasi-Prescriptive | Quasi-Prescriptive | Quasi-Prescriptive | Quasi-Prescriptive | Quasi-Prescriptive | Quasi-Prescriptive | 58 | 15.3198 | 0 | n/a | n/a | n/a | n/a | n/a | n/a
408 | 25 | Electricity Retrofit Incentive | Business, Industrial | 2008 | Final | 244 | Motor Open Drip-Proof (ODP), 125 HP - Industrial Sector | Quasi-Prescriptive | Quasi-Prescriptive | Quasi-Prescriptive | Quasi-Prescriptive | Quasi-Prescriptive | Quasi-Prescriptive | 58 | 15.3198 | 0 | n/a | n/a | n/a | n/a | n/a | n/a
409 | 25 | Electricity Retrofit Incentive | Business, Industrial | 2008 | Final | 245 | Motor Open Drip-Proof (ODP), 150 HP - Industrial Sector | Quasi-Prescriptive | Quasi-Prescriptive | Quasi-Prescriptive | Quasi-Prescriptive | Quasi-Prescriptive | Quasi-Prescriptive | 58 | 15.3198 | 0 | n/a | n/a | n/a | n/a | n/a | n/a
410 | 25 | Electricity Retrofit Incentive | Business, Industrial | 2008 | Final | 246 | Motor Open Drip-Proof (ODP), 200 HP - Industrial Sector | Quasi-Prescriptive | Quasi-Prescriptive | Quasi-Prescriptive | Quasi-Prescriptive | Quasi-Prescriptive | Quasi-Prescriptive | 58 | 15.3198 | 0 | n/a | n/a | n/a | n/a | n/a | n/a
411 | 25 | Electricity Retrofit Incentive | Business, Industrial | 2008 | Final | 247 | Motor Totally Enclosed Fan-Cooled (TEFC), 1 HP - Industrial Sector | Quasi-Prescriptive | Quasi-Prescriptive | Quasi-Prescriptive | Quasi-Prescriptive | Quasi-Prescriptive | Quasi-Prescriptive | 58 | 15.3198 | 0 | n/a | n/a | n/a | n/a | n/a | n/a
412 | 25 | Electricity Retrofit Incentive | Business, Industrial | 2008 | Final | 248 | Motor Totally Enclosed Fan-Cooled (TEFC), 1.5 HP - Industrial Sector | Quasi-Prescriptive | Quasi-Prescriptive | Quasi-Prescriptive | Quasi-Prescriptive | Quasi-Prescriptive | Quasi-Prescriptive | 58 | 15.3198 | 0 | n/a | n/a | n/a | n/a | n/a | n/a
413 | 25 | Electricity Retrofit Incentive | Business, Industrial | 2008 | Final | 249 | Motor Totally Enclosed Fan-Cooled (TEFC), 2 HP - Industrial Sector | Quasi-Prescriptive | Quasi-Prescriptive | Quasi-Prescriptive | Quasi-Prescriptive | Quasi-Prescriptive | Quasi-Prescriptive | 58 | 15.3198 | 0 | n/a | n/a | n/a | n/a | n/a | n/a
414 | 25 | Electricity Retrofit Incentive | Business, Industrial | 2008 | Final | 250 | Motor Totally Enclosed Fan-Cooled (TEFC), 3 HP - Industrial Sector | Quasi-Prescriptive | Quasi-Prescriptive | Quasi-Prescriptive | Quasi-Prescriptive | Quasi-Prescriptive | Quasi-Prescriptive | 58 | 15.3198 | 0 | n/a | n/a | n/a | n/a | n/a | n/a
415 | 25 | Electricity Retrofit Incentive | Business, Industrial | 2008 | Final | 251 | Motor Totally Enclosed Fan-Cooled (TEFC), 5 HP - Industrial Sector | Quasi-Prescriptive | Quasi-Prescriptive | Quasi-Prescriptive | Quasi-Prescriptive | Quasi-Prescriptive | Quasi-Prescriptive | 58 | 15.3198 | 0 | n/a | n/a | n/a | n/a | n/a | n/a
416 | 25 | Electricity Retrofit Incentive | Business, Industrial | 2008 | Final | 252 | Motor Totally Enclosed Fan-Cooled (TEFC), 7.5 HP - Industrial Sector | Quasi-Prescriptive | Quasi-Prescriptive | Quasi-Prescriptive | Quasi-Prescriptive | Quasi-Prescriptive | Quasi-Prescriptive | 58 | 15.3198 | 0 | n/a | n/a | n/a | n/a | n/a | n/a
417 | 25 | Electricity Retrofit Incentive | Business, Industrial | 2008 | Final | 253 | Motor Totally Enclosed Fan-Cooled (TEFC), 10 HP - Industrial Sector | Quasi-Prescriptive | Quasi-Prescriptive | Quasi-Prescriptive | Quasi-Prescriptive | Quasi-Prescriptive | Quasi-Prescriptive | 58 | 15.3198 | 0 | n/a | n/a | n/a | n/a | n/a | n/a
418 | 25 | Electricity Retrofit Incentive | Business, Industrial | 2008 | Final | 254 | Motor Totally Enclosed Fan-Cooled (TEFC), 15 HP - Industrial Sector | Quasi-Prescriptive | Quasi-Prescriptive | Quasi-Prescriptive | Quasi-Prescriptive | Quasi-Prescriptive | Quasi-Prescriptive | 58 | 15.3198 | 0 | n/a | n/a | n/a | n/a | n/a | n/a
419 | 25 | Electricity Retrofit Incentive | Business, Industrial | 2008 | Final | 255 | Motor Totally Enclosed Fan-Cooled (TEFC), 20 HP - Industrial Sector | Quasi-Prescriptive | Quasi-Prescriptive | Quasi-Prescriptive | Quasi-Prescriptive | Quasi-Prescriptive | Quasi-Prescriptive | 58 | 15.3198 | 0 | n/a | n/a | n/a | n/a | n/a | n/a
420 | 25 | Electricity Retrofit Incentive | Business, Industrial | 2008 | Final | 256 | Motor Totally Enclosed Fan-Cooled (TEFC), 25 HP - Industrial Sector | Quasi-Prescriptive | Quasi-Prescriptive | Quasi-Prescriptive | Quasi-Prescriptive | Quasi-Prescriptive | Quasi-Prescriptive | 58 | 15.3198 | 0 | n/a | n/a | n/a | n/a | n/a | n/a
421 | 25 | Electricity Retrofit Incentive | Business, Industrial | 2008 | Final | 257 | Motor Totally Enclosed Fan-Cooled (TEFC), 30 HP - Industrial Sector | Quasi-Prescriptive | Quasi-Prescriptive | Quasi-Prescriptive | Quasi-Prescriptive | Quasi-Prescriptive | Quasi-Prescriptive | 58 | 15.3198 | 0 | n/a | n/a | n/a | n/a | n/a | n/a
422 | 25 | Electricity Retrofit Incentive | Business, Industrial | 2008 | Final | 258 | Motor Totally Enclosed Fan-Cooled (TEFC), 40 HP - Industrial Sector | Quasi-Prescriptive | Quasi-Prescriptive | Quasi-Prescriptive | Quasi-Prescriptive | Quasi-Prescriptive | Quasi-Prescriptive | 58 | 15.3198 | 0 | n/a | n/a | n/a | n/a | n/a | n/a
423 | 25 | Electricity Retrofit Incentive | Business, Industrial | 2008 | Final | 259 | Motor Totally Enclosed Fan-Cooled (TEFC), 50 HP - Industrial Sector | Quasi-Prescriptive | Quasi-Prescriptive | Quasi-Prescriptive | Quasi-Prescriptive | Quasi-Prescriptive | Quasi-Prescriptive | 58 | 15.3198 | 0 | n/a | n/a | n/a | n/a | n/a | n/a
424 | 25 | Electricity Retrofit Incentive | Business, Industrial | 2008 | Final | 260 | Motor Totally Enclosed Fan-Cooled (TEFC), 60 HP - Industrial Sector | Quasi-Prescriptive | Quasi-Prescriptive | Quasi-Prescriptive | Quasi-Prescriptive | Quasi-Prescriptive | Quasi-Prescriptive | 58 | 15.3198 | 0 | n/a | n/a | n/a | n/a | n/a | n/a
425 | 25 | Electricity Retrofit Incentive | Business, Industrial | 2008 | Final | 261 | Motor Totally Enclosed Fan-Cooled (TEFC), 75 HP - Industrial Sector | Quasi-Prescriptive | Quasi-Prescriptive | Quasi-Prescriptive | Quasi-Prescriptive | Quasi-Prescriptive | Quasi-Prescriptive | 58 | 15.3198 | 0 | n/a | n/a | n/a | n/a | n/a | n/a
426 | 25 | Electricity Retrofit Incentive | Business, Industrial | 2008 | Final | 262 | Motor Totally Enclosed Fan-Cooled (TEFC), 100 HP - Industrial Sector | Quasi-Prescriptive | Quasi-Prescriptive | Quasi-Prescriptive | Quasi-Prescriptive | Quasi-Prescriptive | Quasi-Prescriptive | 58 | 15.3198 | 0 | n/a | n/a | n/a | n/a | n/a | n/a
427 | 25 | Electricity Retrofit Incentive | Business, Industrial | 2008 | Final | 263 | Motor Totally Enclosed Fan-Cooled (TEFC), 125 HP - Industrial Sector | Quasi-Prescriptive | Quasi-Prescriptive | Quasi-Prescriptive | Quasi-Prescriptive | Quasi-Prescriptive | Quasi-Prescriptive | 58 | 15.3198 | 0 | n/a | n/a | n/a | n/a | n/a | n/a
428 | 25 | Electricity Retrofit Incentive | Business, Industrial | 2008 | Final | 264 | Motor Totally Enclosed Fan-Cooled (TEFC), 150 HP - Industrial Sector | Quasi-Prescriptive | Quasi-Prescriptive | Quasi-Prescriptive | Quasi-Prescriptive | Quasi-Prescriptive | Quasi-Prescriptive | 58 | 15.3198 | 0 | n/a | n/a | n/a | n/a | n/a | n/a
429 | 25 | Electricity Retrofit Incentive | Business, Industrial | 2008 | Final | 265 | Motor Totally Enclosed Fan-Cooled (TEFC), 200 HP - Industrial Sector | Quasi-Prescriptive | Quasi-Prescriptive | Quasi-Prescriptive | Quasi-Prescriptive | Quasi-Prescriptive | Quasi-Prescriptive | 58 | 15.3198 | 0 | n/a | n/a | n/a | n/a | n/a | n/a
430 | 25 | Electricity Retrofit Incentive | Business, Industrial | 2008 | Final | 266 | Transformer Size 15 - Industrial Sector | Quasi-Prescriptive | Quasi-Prescriptive | Quasi-Prescriptive | Quasi-Prescriptive | Quasi-Prescriptive | Quasi-Prescriptive | 58 | 15.3198 | 0 | n/a | n/a | n/a | n/a | n/a | n/a
431 | 25 | Electricity Retrofit Incentive | Business, Industrial | 2008 | Final | 267 | Transformer Size 30 - Industrial Sector | Quasi-Prescriptive | Quasi-Prescriptive | Quasi-Prescriptive | Quasi-Prescriptive | Quasi-Prescriptive | Quasi-Prescriptive | 58 | 15.3198 | 0 | n/a | n/a | n/a | n/a | n/a | n/a
432 | 25 | Electricity Retrofit Incentive | Business, Industrial | 2008 | Final | 268 | Transformer Size 45 - Industrial Sector | Quasi-Prescriptive | Quasi-Prescriptive | Quasi-Prescriptive | Quasi-Prescriptive | Quasi-Prescriptive | Quasi-Prescriptive | 58 | 15.3198 | 0 | n/a | n/a | n/a | n/a | n/a | n/a
433 | 25 | Electricity Retrofit Incentive | Business, Industrial | 2008 | Final | 269 | Transformer Size 75 - Industrial Sector | Quasi-Prescriptive | Quasi-Prescriptive | Quasi-Prescriptive | Quasi-Prescriptive | Quasi-Prescriptive | Quasi-Prescriptive | 58 | 15.3198 | 0 | n/a | n/a | n/a | n/a | n/a | n/a
434 | 25 | Electricity Retrofit Incentive | Business, Industrial | 2008 | Final | 270 | Transformer Size 112.5 - Industrial Sector | Quasi-Prescriptive | Quasi-Prescriptive | Quasi-Prescriptive | Quasi-Prescriptive | Quasi-Prescriptive | Quasi-Prescriptive | 58 | 15.3198 | 0 | n/a | n/a | n/a | n/a | n/a | n/a
435 | 25 | Electricity Retrofit Incentive | Business, Industrial | 2008 | Final | 271 | Transformer Size 150 - Industrial Sector | Quasi-Prescriptive | Quasi-Prescriptive | Quasi-Prescriptive | Quasi-Prescriptive | Quasi-Prescriptive | Quasi-Prescriptive | 58 | 15.3198 | 0 | n/a | n/a | n/a | n/a | n/a | n/a
436 | 25 | Electricity Retrofit Incentive | Business, Industrial | 2008 | Final | 272 | Transformer Size 225 - Industrial Sector | Quasi-Prescriptive | Quasi-Prescriptive | Quasi-Prescriptive | Quasi-Prescriptive | Quasi-Prescriptive | Quasi-Prescriptive | 58 | 15.3198 | 0 | n/a | n/a | n/a | n/a | n/a | n/a
437 | 25 | Electricity Retrofit Incentive | Business, Industrial | 2008 | Final | 273 | Transformer Size 300 - Industrial Sector | Quasi-Prescriptive | Quasi-Prescriptive | Quasi-Prescriptive | Quasi-Prescriptive | Quasi-Prescriptive | Quasi-Prescriptive | 58 | 15.3198 | 0 | n/a | n/a | n/a | n/a | n/a | n/a
438 | 25 | Electricity Retrofit Incentive | Business, Industrial | 2008 | Final | 274 | Transformer Size 500 - Industrial Sector | Quasi-Prescriptive | Quasi-Prescriptive | Quasi-Prescriptive | Quasi-Prescriptive | Quasi-Prescriptive | Quasi-Prescriptive | 58 | 15.3198 | 0 | n/a | n/a | n/a | n/a | n/a | n/a
439 | 25 | Electricity Retrofit Incentive | Business, Industrial | 2008 | Final | 275 | Transformer Size 750 - Industrial Sector | Quasi-Prescriptive | Quasi-Prescriptive | Quasi-Prescriptive | Quasi-Prescriptive | Quasi-Prescriptive | Quasi-Prescriptive | 58 | 15.3198 | 0 | n/a | n/a | n/a | n/a | n/a | n/a
440 | 25 | Electricity Retrofit Incentive | Business, Industrial | 2008 | Final | 276 | Transformer Size 1000 - Industrial Sector | Quasi-Prescriptive | Quasi-Prescriptive | Quasi-Prescriptive | Quasi-Prescriptive | Quasi-Prescriptive | Quasi-Prescriptive | 58 | 15.3198 | 0 | n/a | n/a | n/a | n/a | n/a | n/a
441 | 25 | Electricity Retrofit Incentive | Business, Industrial | 2008 | Final | 277 | Unitary AC Single Phase <= 5.4 Tons - Industrial Sector | Quasi-Prescriptive | Quasi-Prescriptive | Quasi-Prescriptive | Quasi-Prescriptive | Quasi-Prescriptive | Quasi-Prescriptive | 58 | 15.3198 | 0 | n/a | n/a | n/a | n/a | n/a | n/a
442 | 25 | Electricity Retrofit Incentive | Business, Industrial | 2008 | Final | 278 | Unitary AC 3 Phase <= 5.4 Tons - Industrial Sector | Quasi-Prescriptive | Quasi-Prescriptive | Quasi-Prescriptive | Quasi-Prescriptive | Quasi-Prescriptive | Quasi-Prescriptive | 58 | 15.3198 | 0 | n/a | n/a | n/a | n/a | n/a | n/a
443 | 25 | Electricity Retrofit Incentive | Business, Industrial | 2008 | Final | 279 | Unitary AC >5.4 & <= 11.25 tons - Industrial Sector | Quasi-Prescriptive | Quasi-Prescriptive | Quasi-Prescriptive | Quasi-Prescriptive | Quasi-Prescriptive | Quasi-Prescriptive | 58 | 15.3198 | 0 | n/a | n/a | n/a | n/a | n/a | n/a
444 | 25 | Electricity Retrofit Incentive | Business, Industrial | 2008 | Final | 280 | Unitary AC >11.25 & <= 20 tons - Industrial Sector | Quasi-Prescriptive | Quasi-Prescriptive | Quasi-Prescriptive | Quasi-Prescriptive | Quasi-Prescriptive | Quasi-Prescriptive | 58 | 15.3198 | 0 | n/a | n/a | n/a | n/a | n/a | n/a
445 | 25 | Electricity Retrofit Incentive | Business, Industrial | 2008 | Final | 281 | Unitary AC 25 tons - Industrial Sector | Quasi-Prescriptive | Quasi-Prescriptive | Quasi-Prescriptive | Quasi-Prescriptive | Quasi-Prescriptive | Quasi-Prescriptive | 58 | 15.3198 | 0 | n/a | n/a | n/a | n/a | n/a | n/a
446 | 25 | Electricity Retrofit Incentive | Business, Industrial | 2008 | Final | 282 | Custom Project - Industrial Sector | Quasi-Prescriptive | Quasi-Prescriptive | Quasi-Prescriptive | Quasi-Prescriptive | Quasi-Prescriptive | Quasi-Prescriptive | 58 | 15.3198 | 0 | n/a | n/a | n/a | n/a | n/a | n/a
447 | 26 | Toronto Comprehensive | Consumer Business, Industrial | 2008 | Final | 1 | Toronto Hydro-Electric System Limited - Commercial Project | Custom | Custom | Custom | Custom | Custom | Custom | 59 | 15.8595 | 0 | 0 | 0 | 0 | 0 | 0 | 0
448 | 26 | Toronto Comprehensive | Consumer Business, Industrial | 2008 | Final | 2 | Toronto Hydro-Electric System Limited - Take A Load Off Project | Custom | Custom | Custom | Custom | Custom | Custom | 70 | 9 | 0 | 0 | 0 | 0 | 0 | 0 | 0
449 | 26 | Toronto Comprehensive | Consumer Business, Industrial | 2008 | Final | 3 | Toronto Hydro-Electric System Limited - Keep Cool Project | Custom | Custom | Custom | Custom | Custom | Custom | 44 | 9 | 0 | 0 | 0 | 0 | 0 | 0 | 0
450 | 26 | Toronto Comprehensive | Consumer Business, Industrial | 2008 | Final | 4 | Toronto Hydro-Electric System Limited - TABIA SLED Exchange Project | Custom | Custom | Custom | Custom | Custom | Custom | 70 | 5 | 0 | 0 | 0 | 0 | 0 | 0 | 0
451 | 26 | Toronto Comprehensive | Consumer Business, Industrial | 2008 | Final | 5 | Toronto Hydro-Electric System Limited - Low-Income Project | Custom | Custom | Custom | Custom | Custom | Custom | 70 | 8 | 0 | 0 | 0 | 0 | 0 | 0 | 0
452 | 26 | Toronto Comprehensive | Consumer Business, Industrial | 2008 | Final | 6 | City of Toronto - Commercial Project | Custom | Custom | Custom | Custom | Custom | Custom | 58 | 17.0398 | 0 | 0 | 0 | 0 | 0 | 0 | 0
453 | 26 | Toronto Comprehensive | Consumer Business, Industrial | 2008 | Final | 7 | City of Toronto - Multi-Family Project | Custom | Custom | Custom | Custom | Custom | Custom | 62.34 | 9.0334 | 0 | 0 | 0 | 0 | 0 | 0 | 0
454 | 26 | Toronto Comprehensive | Consumer Business, Industrial | 2008 | Final | 8 | Building Owners & Managers Association Project - Commercial Project | Custom | Custom | Custom | Custom | Custom | Custom | 62 | 16.3198 | 0 | 0 | 0 | 0 | 0 | 0 | 0
455 | 27 | High Performance New Construction | Business, Industrial | 2008 | Final | 1 | Custom Project | Custom | Custom | Custom | Custom | Custom | Custom | 70 | 14 | 0.00046277 | 0.22478 | 189.7373 | 2656.3215 | 0.15734 | 132.8161 | 1859.4251
456 | 28 | Power Savings Blitz | Business | 2008 | Final | 1 | T8 Fixture With Electronic Balllast | 0.021 | 151.12 | 2266.8 | 0.01953 | 140.5416 | 2108.124 | 93 | 15 | 0 | 0 | 0 | 0 | 0 | 0 | 0
457 | 28 | Power Savings Blitz | Business | 2008 | Final | 2 | Energy Star® rated LED Exit Sign | 0.032 | 236.52 | 3784.32 | 0.02976 | 219.9636 | 3519.4176 | 93 | 16 | 0 | 0 | 0 | 0 | 0 | 0 | 0
458 | 28 | Power Savings Blitz | Business | 2008 | Final | 3 | Energy Star® rated CLF | 0.026 | 190.86 | 381.72 | 0.02418 | 177.4998 | 354.9996 | 93 | 2 | 0 | 0 | 0 | 0 | 0 | 0 | 0
459 | 28 | Power Savings Blitz | Business | 2008 | Final | 4 | Electric Water Heater Tank Wrap | 0.047 | 436.28 | 3053.96 | 0.04371 | 405.7404 | 2840.1828 | 93 | 7 | 0 | 0 | 0 | 0 | 0 | 0 | 0
460 | 28 | Power Savings Blitz | Business | 2008 | Final | 5 | Electric Water Heater Pipe Insulation | 0.03 | 276.71 | 4150.65 | 0.0279 | 257.3403 | 3860.1045 | 93 | 15 | 0 | 0 | 0 | 0 | 0 | 0 | 0
461 | 28 | Power Savings Blitz | Business | 2008 | Final | 6 | Aerator | 0.0333 | 309.76 | 1548.8 | 0.030969 | 288.0768 | 1440.384 | 93 | 5 | 0 | 0 | 0 | 0 | 0 | 0 | 0
462 | 28 | Power Savings Blitz | Business | 2008 | Final | 7 | Halogen | 1.9599 | 14.4 | 14.4 | 1.8227 | 13.392 | 13.392 | 93 | 1 | 0 | 0 | 0 | 0 | 0 | 0 | 0
463 | 28 | Power Savings Blitz | Business | 2008 | Final | 8 | Other | 0 | 0 | 0 | 0 | 0 | 0 | 93 | 0 | 0 | 0 | 0 | 0 | 0 | 0 | 0
464 | 29 | Demand Response 1 | Business, Industrial | 2008 | Final | 1 | Voluntary Load Shedding Project | Custom | Custom | Custom | Custom | Custom | Custom | 100 | 1 | 0.01342 | 203.4122 | 0 | 0 | 203.4122 | 0 | 0
465 | 30 | Demand Response 3 | Business, Industrial | 2008 | Final | 1 | Contractual Load Shedding Project | Custom | Custom | Custom | Custom | Custom | Custom | 100 | 5 | 0.01342 | 39.3358 | 0 | 0 | 39.3358 | 0 | 0
466 | 31 | Electricity Resources Demand Response | Business, Industrial | 2008 | Final | 1 | Rodan Contract | 3000 | 0 | 0 | 3000 | 0 | 0 | 100 | 4 | 0.00046277 | 1.3883 | 0 | 0 | 1.3883 | 0 | 0
467 | 31 | Electricity Resources Demand Response | Business, Industrial | 2008 | Final | 2 | Loblaw Contract | 0 | 0 | 0 | 0 | 0 | 0 | 100 | 3 | 0 | 0 | 0 | 0 | 0 | 0 | 0
468 | 32 | Renewable Energy Standard Offer | Consumer, Business, Industrial | 2008 | Final | 1 | Water | Custom | Custom | Custom | Custom | Custom | Custom | 100 | 20 | 0 | 0 | 0 | 0 | 0 | 0 | 0
469 | 32 | Renewable Energy Standard Offer | Consumer, Business, Industrial | 2008 | Final | 2 | SolarPV | Custom | Custom | Custom | Custom | Custom | Custom | 100 | 20 | 0 | 0 | 0 | 0 | 0 | 0 | 0
470 | 32 | Renewable Energy Standard Offer | Consumer, Business, Industrial | 2008 | Final | 3 | Wind | Custom | Custom | Custom | Custom | Custom | Custom | 100 | 20 | 0 | 0 | 0 | 0 | 0 | 0 | 0
471 | 32 | Renewable Energy Standard Offer | Consumer, Business, Industrial | 2008 | Final | 4 | Biogas | Custom | Custom | Custom | Custom | Custom | Custom | 100 | 20 | 0 | 0 | 0 | 0 | 0 | 0 | 0
472 | 33 | Other Customer Based Generation | Business, Industrial | 2008 | Final | 1 | Combined Heat & Power | Custom | Custom | Custom | Custom | Custom | Custom | 100 | 20 | 0 | 0 | 0 | 0 | 0 | 0 | 0
473 | 34 | LDC Custom - Hydro One Networks Inc. - Double Return | Business, Industrial | 2008 | Final | 1 | Custom Project | Custom | Custom | Custom | Custom | Custom | Custom | 100 | 1 | 0 | 0 | 0 | 0 | 0 | 0 | 0
474 | 35 | Great Refrigerator Roundup | Consumer | 2009 | Preliminary | 1 | Bottom Freezer Fridge | 0.108 | 857.878 | 7720.902 | 0.052056 | 413.4972 | 3721.4748 | 48.2 | 9 | 1 | 0.108 | 857.878 | 7720.902 | 0.052056 | 413.4972 | 3721.4748
475 | 35 | Great Refrigerator Roundup | Consumer | 2009 | Preliminary | 2 | Chest Freezer | 0.063 | 500.8704 | 4006.9632 | 0.031563 | 250.9361 | 2007.4886 | 50.1 | 8 | 22 | 1.386 | 11019.1488 | 88153.1904 | 0.69439 | 5520.5935 | 44164.7484
476 | 35 | Great Refrigerator Roundup | Consumer | 2009 | Preliminary | 3 | Side by Side Fridge-Freezer | 0.108 | 857.878 | 7720.902 | 0.052056 | 413.4972 | 3721.4748 | 48.2 | 9 | 18 | 1.944 | 15441.804 | 138976.236 | 0.93701 | 7442.9495 | 66986.5458
477 | 35 | Great Refrigerator Roundup | Consumer | 2009 | Preliminary | 4 | Single Door Fridge | 0.108 | 857.878 | 7720.902 | 0.052056 | 413.4972 | 3721.4748 | 48.2 | 9 | 19 | 2.052 | 16299.682 | 146697.138 | 0.98906 | 7856.4467 | 70708.0205
478 | 35 | Great Refrigerator Roundup | Consumer | 2009 | Preliminary | 5 | Small Freezer (under 10 cubic feet) | 0.063 | 500.8704 | 4006.9632 | 0.031563 | 250.9361 | 2007.4886 | 50.1 | 8 | 0 | 0 | 0 | 0 | 0 | 0 | 0
479 | 35 | Great Refrigerator Roundup | Consumer | 2009 | Preliminary | 6 | Small Fridge (under 10 cubic feet) | 0.063 | 857.878 | 7720.902 | 0.030366 | 413.4972 | 3721.4748 | 48.2 | 9 | 0 | 0 | 0 | 0 | 0 | 0 | 0
480 | 35 | Great Refrigerator Roundup | Consumer | 2009 | Preliminary | 7 | Top Freezer Fridge | 0.108 | 857.878 | 7720.902 | 0.052056 | 413.4972 | 3721.4748 | 48.2 | 9 | 113 | 12.204 | 96940.214 | 872461.926 | 5.8823 | 46725.1831 | 420526.6483
481 | 35 | Great Refrigerator Roundup | Consumer | 2009 | Preliminary | 8 | Upright Freezer | 0.063 | 500.8704 | 4006.9632 | 0.031563 | 250.9361 | 2007.4886 | 50.1 | 8 | 7 | 0.441 | 3506.0928 | 28048.7424 | 0.22094 | 1756.5525 | 14052.4199
482 | 35 | Great Refrigerator Roundup | Consumer | 2009 | Preliminary | 9 | Window Air Conditioner | 0.269 | 265.6 | 1195.2 | 0.11594 | 114.4736 | 515.1312 | 43.1 | 4.5 | 8 | 2.152 | 2124.8 | 9561.6 | 0.92751 | 915.7888 | 4121.0496
483 | 35 | Great Refrigerator Roundup | Consumer | 2009 | Preliminary | 10 | Dehumidifier | 0.269 | 265.6 | 1195.2 | 0.11594 | 114.4736 | 515.1312 | 43.1 | 4.5 | 0 | 0 | 0 | 0 | 0 | 0 | 0
484 | 36 | Cool Savings Rebate | Consumer | 2009 | Preliminary | 1 | Energy Star® Central Air Conditioner, Tier 2 | 0.214 | 195.9277 | 3526.6989 | 0.12241 | 112.0707 | 2017.2717 | 57.2 | 18 | 18.7174 | 4.0055 | 3667.2557 | 66010.6035 | 2.2912 | 2097.6703 | 37758.0652
485 | 36 | Cool Savings Rebate | Consumer | 2009 | Preliminary | 2 | Energy Star® Central Air Conditioner, Tier 1 | 0.214 | 195.9277 | 3526.6989 | 0.12241 | 112.0707 | 2017.2717 | 57.2 | 18 | 48.1166 | 10.297 | 9427.3822 | 169692.8791 | 5.8899 | 5392.4626 | 97064.3269
486 | 36 | Cool Savings Rebate | Consumer | 2009 | Preliminary | 3 | Efficient Furnace with ECM | 0.5023 | 846.6725 | 12700.0872 | 0.29686 | 500.3834 | 7505.7515 | 59.1 | 15 | 122.4179 | 61.4905 | 103647.8809 | 1554718.2132 | 36.3409 | 61255.8976 | 918838.464
487 | 36 | Cool Savings Rebate | Consumer | 2009 | Preliminary | 4 | Programmable Thermostat | 0.0277 | 35.3631 | 530.4471 | 0.007607 | 9.7114 | 145.6714 | 27.462 | 15 | 85.3885 | 2.3653 | 3019.6056 | 45294.0845 | 0.64955 | 829.2441 | 12438.6615
488 | 37 | Every Kilowatt Counts Power Savings Event | Consumer | 2009 | Preliminary | 1 | Standard CFL (single pack) | 0.0016448 | 52.96 | 423.68 | 0.00125 | 40.2496 | 321.9968 | 76 | 8 | 56.7583 | 0.093354 | 3005.9219 | 24047.3755 | 0.070949 | 2284.5007 | 18276.0054
489 | 37 | Every Kilowatt Counts Power Savings Event | Consumer | 2009 | Preliminary | 2 | Standard CFL (multi (6) pack) | 0.0080164 | 258.12 | 2064.96 | 0.0060925 | 196.1712 | 1569.3696 | 76 | 8 | 131.0843 | 1.0508 | 33835.4672 | 270683.7376 | 0.79863 | 25714.9551 | 205719.6406
490 | 37 | Every Kilowatt Counts Power Savings Event | Consumer | 2009 | Preliminary | 3 | Energy Star Specialty CFL | 0.0019597 | 63.1 | 378.6 | 0.0014894 | 47.956 | 287.736 | 76 | 6 | 356.9242 | 0.69946 | 22521.9192 | 135131.5149 | 0.53159 | 17116.6586 | 102699.9514
491 | 37 | Every Kilowatt Counts Power Savings Event | Consumer | 2009 | Preliminary | 4 | Energy Star Light Fixtures | 0.0038169 | 122.9 | 1966.4 | 0.0020993 | 67.595 | 1081.52 | 55 | 16 | 38.3497 | 0.14638 | 4713.1807 | 75410.8912 | 0.080507 | 2592.2494 | 41475.9902
492 | 37 | Every Kilowatt Counts Power Savings Event | Consumer | 2009 | Preliminary | 5 | Energy Star Hard–Wired Indoor Light Fixtures | 0.0038169 | 122.9 | 1966.4 | 0.0020993 | 67.595 | 1081.52 | 55 | 16 | 41.5643 | 0.15865 | 5108.2544 | 81732.0709 | 0.087255 | 2809.5399 | 44952.639
493 | 37 | Every Kilowatt Counts Power Savings Event | Consumer | 2009 | Preliminary | 6 | Energy Star Ceiling Fans | 0.0027889 | 89.83 | 898.3 | 0.0015339 | 49.4065 | 494.065 | 55 | 10 | 16.8591 | 0.047018 | 1514.4531 | 15144.5312 | 0.02586 | 832.9492 | 8329.4921
494 | 37 | Every Kilowatt Counts Power Savings Event | Consumer | 2009 | Preliminary | 7 | Weather Stripping (packages) | 0 | 2 | 4 | 0 | 1.4 | 2.8 | 70 | 2 | 38.5505 | 0 | 77.101 | 154.2021 | 0 | 53.9707 | 107.9414
495 | 37 | Every Kilowatt Counts Power Savings Event | Consumer | 2009 | Preliminary | 8 | Weather Stripping (door kits) | 0 | 2 | 4 | 0 | 0.72 | 1.44 | 36 | 2 | 25.0765 | 0 | 50.153 | 100.306 | 0 | 18.0551 | 36.1102
496 | 37 | Every Kilowatt Counts Power Savings Event | Consumer | 2009 | Preliminary | 9 | Pipe Wrap – Purchase of 3 | 0.0029392 | 38 | 228 | 0.0010581 | 13.68 | 82.08 | 36 | 6 | 27.8838 | 0.081956 | 1059.5851 | 6357.5105 | 0.029504 | 381.4506 | 2288.7038
497 | 37 | Every Kilowatt Counts Power Savings Event | Consumer | 2009 | Preliminary | 10 | Water Heater Blanket | 0.020884 | 270 | 1620 | 0.0075182 | 97.2 | 583.2 | 36 | 6 | 4.9365 | 0.10309 | 1332.8541 | 7997.1244 | 0.037113 | 479.8275 | 2878.9648
498 | 37 | Every Kilowatt Counts Power Savings Event | Consumer | 2009 | Preliminary | 11 | Window Film | 0.021977 | 45 | 450 | 0.0079119 | 16.2 | 162 | 36 | 10 | 4.6486 | 0.10216 | 209.1855 | 2091.8546 | 0.036779 | 75.3068 | 753.0677
499 | 37 | Every Kilowatt Counts Power Savings Event | Consumer | 2009 | Preliminary | 12 | Lighting and Appliance Controls – Unspecified | 0.001439 | 72.2 | 722 | 0.00051804 | 25.992 | 259.92 | 36 | 10 | 0 | 0 | 0 | 0 | 0 | 0 | 0
500 | 37 | Every Kilowatt Counts Power Savings Event | Consumer | 2009 | Preliminary | 13 | Lighting and Appliance Controls – Power Bar with Integrated Timer | 0.0062763 | 72.4 | 724 | 0.0022595 | 26.064 | 260.64 | 36 | 10 | 8.1947 | 0.051432 | 593.2934 | 5932.9339 | 0.018516 | 213.5856 | 2135.8562
501 | 37 | Every Kilowatt Counts Power Savings Event | Consumer | 2009 | Preliminary | 14 | Lighting and Appliance Controls – Hard Wired Indoor Timer | 0.0068015 | 219 | 2190 | 0.0024485 | 78.84 | 788.4 | 36 | 10 | 4.7205 | 0.032107 | 1033.8001 | 10338.0012 | 0.011558 | 372.168 | 3721.6804
502 | 37 | Every Kilowatt Counts Power Savings Event | Consumer | 2009 | Preliminary | 15 | Lighting and Appliance Controls – Hard Wired Motion Sensor | 0.0019876 | 64 | 640 | 0.00071555 | 23.04 | 230.4 | 36 | 10 | 10.6534 | 0.021175 | 681.82 | 6818.1996 | 0.0076231 | 245.4552 | 2454.5519
503 | 37 | Every Kilowatt Counts Power Savings Event | Consumer | 2009 | Preliminary | 16 | Lighting and Appliance Controls – Heavy Duty Outdoor Timer includes Pool Timers | 0.15516 | 511 | 5110 | 0.055858 | 183.96 | 1839.6 | 36 | 10 | 12.184 | 1.8905 | 6226.0322 | 62260.322 | 0.68057 | 2241.3716 | 22413.7159
504 | 37 | Every Kilowatt Counts Power Savings Event | Consumer | 2009 | Preliminary | 17 | Programmable Thermostat (single pack) | 0 | 75.1 | 1126.5 | 0 | 41.305 | 619.575 | 55 | 15 | 8.4731 | 0 | 636.3313 | 9544.969 | 0 | 349.9822 | 5249.7329
505 | 37 | Every Kilowatt Counts Power Savings Event | Consumer | 2009 | Preliminary | 18 | Programmable Thermostat (multi (3) pack) | 0 | 225.3 | 3379.5 | 0 | 123.915 | 1858.725 | 55 | 15 | 2.7202 | 0 | 612.8583 | 9192.8742 | 0 | 337.0721 | 5056.0808
506 | 37 | Every Kilowatt Counts Power Savings Event | Consumer | 2009 | Preliminary | 19 | Clothes Line Kit or Cloths Line Umbrella Stand | 0.077195 | 226 | 2260 | 0.038598 | 113 | 1130 | 50 | 10 | 15.8154 | 1.2209 | 3574.2698 | 35742.6976 | 0.61043 | 1787.1349 | 17871.3488
507 | 37 | Every Kilowatt Counts Power Savings Event | Consumer | 2009 | Preliminary | 20 | Energy Star Dehumidifier Recycling | 0.34586 | 341.6 | 4099.2 | 0.15218 | 150.304 | 1803.648 | 44 | 12 | 9.4354 | 3.2633 | 3223.1375 | 38677.6498 | 1.4359 | 1418.1805 | 17018.1659
508 | 37 | Every Kilowatt Counts Power Savings Event | Consumer | 2009 | Preliminary | 21 | Energy Star Room Air Conditioner Recycling | 0.097602 | 96.4 | 867.6 | 0.042945 | 42.416 | 381.744 | 44 | 9 | 9.6438 | 0.94126 | 929.6609 | 8366.9479 | 0.41415 | 409.0508 | 3681.4571
509 | 37 | Every Kilowatt Counts Power Savings Event | Consumer | 2009 | Preliminary | 22 | Halogen Floor Lamp Recycling | 0.0069809 | 224.7 | 1348.2 | 0.0033508 | 107.856 | 647.136 | 48 | 6 | 4.103 | 0.028643 | 921.947 | 5531.6819 | 0.013749 | 442.5346 | 2655.2073
510 | 38 | peaksaver® | Consumer, Business | 2009 | Preliminary | 1 | Residential Air Conditioner - Switch | 0.865 | 17.3 | 224.9 | 0.7785 | 15.57 | 202.41 | 90 | 13 | 0 | 0 | 0 | 0 | 0 | 0 | 0
511 | 38 | peaksaver® | Consumer, Business | 2009 | Preliminary | 2 | Residential Air Conditioner - Thermostat | 0.865 | 17.3 | 224.9 | 0.7785 | 15.57 | 202.41 | 90 | 13 | 0 | 0 | 0 | 0 | 0 | 0 | 0
512 | 38 | peaksaver® | Consumer, Business | 2009 | Preliminary | 3 | Residential Electric Water Heater | 0.3 | 6 | 78 | 0.27 | 5.4 | 70.2 | 90 | 13 | 0 | 0 | 0 | 0 | 0 | 0 | 0
513 | 38 | peaksaver® | Consumer, Business | 2009 | Preliminary | 4 | Commercial Air Conditioner - Switch | 3.7 | 74 | 962 | 3.33 | 66.6 | 865.8 | 90 | 13 | 0 | 0 | 0 | 0 | 0 | 0 | 0
514 | 38 | peaksaver® | Consumer, Business | 2009 | Preliminary | 5 | Commercial Air Conditioner - Thermostat | 3.7 | 74 | 962 | 3.33 | 66.6 | 865.8 | 90 | 13 | 0 | 0 | 0 | 0 | 0 | 0 | 0
515 | 38 | peaksaver® | Consumer, Business | 2009 | Preliminary | 6 | Commercial Electric Water Heater | 1.85 | 37 | 481 | 1.665 | 33.3 | 432.9 | 90 | 13 | 0 | 0 | 0 | 0 | 0 | 0 | 0
516 | 39 | Electricity Retrofit Incentive | Business, Industrial | 2009 | Preliminary | 1 | 2008 – Lighting System Exit Signs, 5 W or less - Commercial Sector | 0.026 | Quasi-Prescriptive | Quasi-Prescriptive | Quasi-Prescriptive | Quasi-Prescriptive | Quasi-Prescriptive | 58 | 20 | 0 | 0 | 0 | 0 | 0 | 0 | 0
517 | 39 | Electricity Retrofit Incentive | Business, Industrial | 2009 | Preliminary | 2 | 2008 – Lighting System ENERGY STAR® Rated CFLs, Screw in. All sizes < 40 W - Commercial Sector | 0.044333 | Quasi-Prescriptive | Quasi-Prescriptive | Quasi-Prescriptive | Quasi-Prescriptive | Quasi-Prescriptive | 58 | 20 | 0 | 0 | 0 | 0 | 0 | 0 | 0
518 | 39 | Electricity Retrofit Incentive | Business, Industrial | 2009 | Preliminary | 3 | 2008 – Lighting System ENERGY STAR® Rated CFLs, Hard wired. All sizes < 40 W - Commercial Sector | 0.044333 | Quasi-Prescriptive | Quasi-Prescriptive | Quasi-Prescriptive | Quasi-Prescriptive | Quasi-Prescriptive | 58 | 20 | 0 | 0 | 0 | 0 | 0 | 0 | 0
519 | 39 | Electricity Retrofit Incentive | Business, Industrial | 2009 | Preliminary | 4 | 2008 – Lighting System Standard Performance T8, Single lamp standard T8 fixture - Commercial Sector | 0.019 | Quasi-Prescriptive | Quasi-Prescriptive | Quasi-Prescriptive | Quasi-Prescriptive | Quasi-Prescriptive | 58 | 20 | 0 | 0 | 0 | 0 | 0 | 0 | 0
520 | 39 | Electricity Retrofit Incentive | Business, Industrial | 2009 | Preliminary | 5 | 2008 – Lighting System Standard Performance T8, Double lamp standard T8 fixture - Commercial Sector | 0.0265 | Quasi-Prescriptive | Quasi-Prescriptive | Quasi-Prescriptive | Quasi-Prescriptive | Quasi-Prescriptive | 58 | 20 | 0 | 0 | 0 | 0 | 0 | 0 | 0
521 | 39 | Electricity Retrofit Incentive | Business, Industrial | 2009 | Preliminary | 6 | 2008 – Lighting System Standard Performance T8, Triple lamp standard T8 fixture - Commercial Sector | 0.045 | Quasi-Prescriptive | Quasi-Prescriptive | Quasi-Prescriptive | Quasi-Prescriptive | Quasi-Prescriptive | 58 | 20 | 0 | 0 | 0 | 0 | 0 | 0 | 0
522 | 39 | Electricity Retrofit Incentive | Business, Industrial | 2009 | Preliminary | 7 | 2008 – Lighting System Standard Performance T8, Quadruple lamp standard T8 fixture - Commercial Sector | 0.05 | Quasi-Prescriptive | Quasi-Prescriptive | Quasi-Prescriptive | Quasi-Prescriptive | Quasi-Prescriptive | 58 | 20 | 0 | 0 | 0 | 0 | 0 | 0 | 0
523 | 39 | Electricity Retrofit Incentive | Business, Industrial | 2009 | Preliminary | 8 | 2008 – Lighting System High Performance T8 (Consortium for Energy Efficiency qualifying list compliance), Single lamp high performance T8 fixture - Commercial Sector | 0.021 | Quasi-Prescriptive | Quasi-Prescriptive | Quasi-Prescriptive | Quasi-Prescriptive | Quasi-Prescriptive | 58 | 20 | 0 | 0 | 0 | 0 | 0 | 0 | 0
524 | 39 | Electricity Retrofit Incentive | Business, Industrial | 2009 | Preliminary | 9 | 2008 – Lighting System High Performance T8 (Consortium for Energy Efficiency qualifying list compliance), Double lamp high performance T8 fixture - Commercial Sector | 0.0295 | Quasi-Prescriptive | Quasi-Prescriptive | Quasi-Prescriptive | Quasi-Prescriptive | Quasi-Prescriptive | 58 | 20 | 0 | 0 | 0 | 0 | 0 | 0 | 0
525 | 39 | Electricity Retrofit Incentive | Business, Industrial | 2009 | Preliminary | 10 | 2008 – Lighting System High Performance T8 (Consortium for Energy Efficiency qualifying list compliance), Triple lamp high performance T8 fixture - Commercial Sector | 0.045 | Quasi-Prescriptive | Quasi-Prescriptive | Quasi-Prescriptive | Quasi-Prescriptive | Quasi-Prescriptive | 58 | 20 | 0 | 0 | 0 | 0 | 0 | 0 | 0
526 | 39 | Electricity Retrofit Incentive | Business, Industrial | 2009 | Preliminary | 11 | 2008 – Lighting System High Performance T8 (Consortium for Energy Efficiency qualifying list compliance), Quadruple lamp high performance T8 fixture - Commercial Sector | 0.053 | Quasi-Prescriptive | Quasi-Prescriptive | Quasi-Prescriptive | Quasi-Prescriptive | Quasi-Prescriptive | 58 | 20 | 0 | 0 | 0 | 0 | 0 | 0 | 0
527 | 39 | Electricity Retrofit Incentive | Business, Industrial | 2009 | Preliminary | 12 | 2008 – Lighting System T5 Fixtures, T5 fixture with 1, 2, or 3 lamps and 1 electronic ballast - Commercial Sector | 0.025667 | Quasi-Prescriptive | Quasi-Prescriptive | Quasi-Prescriptive | Quasi-Prescriptive | Quasi-Prescriptive | 58 | 20 | 0 | 0 | 0 | 0 | 0 | 0 | 0
528 | 39 | Electricity Retrofit Incentive | Business, Industrial | 2009 | Preliminary | 13 | 2008 – Lighting System T5 Fixtures, High Bay T5. Maximum 6 lamps/fixture. - Commercial Sector | 0.028333 | Quasi-Prescriptive | Quasi-Prescriptive | Quasi-Prescriptive | Quasi-Prescriptive | Quasi-Prescriptive | 58 | 20 | 0 | 0 | 0 | 0 | 0 | 0 | 0
529 | 39 | Electricity Retrofit Incentive | Business, Industrial | 2009 | Preliminary | 14 | 2008 – Lighting System Metal Halide, 320 W Ceramic pulse start - Commercial Sector | 0.18 | Quasi-Prescriptive | Quasi-Prescriptive | Quasi-Prescriptive | Quasi-Prescriptive | Quasi-Prescriptive | 58 | 20 | 0 | 0 | 0 | 0 | 0 | 0 | 0
530 | 39 | Electricity Retrofit Incentive | Business, Industrial | 2009 | Preliminary | 15 | 2008 – Lighting System Occupancy Sensors, Switch plate mounted occupancy sensor - Commercial Sector | 0.04 | Quasi-Prescriptive | Quasi-Prescriptive | Quasi-Prescriptive | Quasi-Prescriptive | Quasi-Prescriptive | 58 | 20 | 0 | 0 | 0 | 0 | 0 | 0 | 0
531 | 39 | Electricity Retrofit Incentive | Business, Industrial | 2009 | Preliminary | 16 | 2008 – Lighting System Occupancy Sensors, Ceiling mounted occupancy sensor - Commercial Sector | 0.04 | Quasi-Prescriptive | Quasi-Prescriptive | Quasi-Prescriptive | Quasi-Prescriptive | Quasi-Prescriptive | 58 | 20 | 0 | 0 | 0 | 0 | 0 | 0 | 0
532 | 39 | Electricity Retrofit Incentive | Business, Industrial | 2009 | Preliminary | 17 | 2008 – Motor Open Drip-Proof (ODP), 1 HP - Commercial Sector | 0.02 | Quasi-Prescriptive | Quasi-Prescriptive | Quasi-Prescriptive | Quasi-Prescriptive | Quasi-Prescriptive | 58 | 20 | 0 | 0 | 0 | 0 | 0 | 0 | 0
533 | 39 | Electricity Retrofit Incentive | Business, Industrial | 2009 | Preliminary | 18 | 2008 – Motor Open Drip-Proof (ODP), 1.5 HP - Commercial Sector | 0.03 | Quasi-Prescriptive | Quasi-Prescriptive | Quasi-Prescriptive | Quasi-Prescriptive | Quasi-Prescriptive | 58 | 20 | 0 | 0 | 0 | 0 | 0 | 0 | 0
534 | 39 | Electricity Retrofit Incentive | Business, Industrial | 2009 | Preliminary | 19 | 2008 – Motor Open Drip-Proof (ODP), 2 HP - Commercial Sector | 0.04 | Quasi-Prescriptive | Quasi-Prescriptive | Quasi-Prescriptive | Quasi-Prescriptive | Quasi-Prescriptive | 58 | 20 | 0 | 0 | 0 | 0 | 0 | 0 | 0
535 | 39 | Electricity Retrofit Incentive | Business, Industrial | 2009 | Preliminary | 20 | 2008 – Motor Open Drip-Proof (ODP), 3 HP - Commercial Sector | 0.07 | Quasi-Prescriptive | Quasi-Prescriptive | Quasi-Prescriptive | Quasi-Prescriptive | Quasi-Prescriptive | 58 | 20 | 0 | 0 | 0 | 0 | 0 | 0 | 0
536 | 39 | Electricity Retrofit Incentive | Business, Industrial | 2009 | Preliminary | 21 | 2008 – Motor Open Drip-Proof (ODP), 5 HP - Commercial Sector | 0.07 | Quasi-Prescriptive | Quasi-Prescriptive | Quasi-Prescriptive | Quasi-Prescriptive | Quasi-Prescriptive | 58 | 20 | 0 | 0 | 0 | 0 | 0 | 0 | 0
537 | 39 | Electricity Retrofit Incentive | Business, Industrial | 2009 | Preliminary | 22 | 2008 – Motor Open Drip-Proof (ODP), 7.5 HP - Commercial Sector | 0.13 | Quasi-Prescriptive | Quasi-Prescriptive | Quasi-Prescriptive | Quasi-Prescriptive | Quasi-Prescriptive | 58 | 20 | 0 | 0 | 0 | 0 | 0 | 0 | 0
538 | 39 | Electricity Retrofit Incentive | Business, Industrial | 2009 | Preliminary | 23 | 2008 – Motor Open Drip-Proof (ODP), 10 HP - Commercial Sector | 0.15 | Quasi-Prescriptive | Quasi-Prescriptive | Quasi-Prescriptive | Quasi-Prescriptive | Quasi-Prescriptive | 58 | 20 | 0 | 0 | 0 | 0 | 0 | 0 | 0
539 | 39 | Electricity Retrofit Incentive | Business, Industrial | 2009 | Preliminary | 24 | 2008 – Motor Open Drip-Proof (ODP), 15 HP - Commercial Sector | 0.2 | Quasi-Prescriptive | Quasi-Prescriptive | Quasi-Prescriptive | Quasi-Prescriptive | Quasi-Prescriptive | 58 | 20 | 0 | 0 | 0 | 0 | 0 | 0 | 0
540 | 39 | Electricity Retrofit Incentive | Business, Industrial | 2009 | Preliminary | 25 | 2008 – Motor Open Drip-Proof (ODP), 20 HP - Commercial Sector | 0.26 | Quasi-Prescriptive | Quasi-Prescriptive | Quasi-Prescriptive | Quasi-Prescriptive | Quasi-Prescriptive | 58 | 20 | 0 | 0 | 0 | 0 | 0 | 0 | 0
541 | 39 | Electricity Retrofit Incentive | Business, Industrial | 2009 | Preliminary | 26 | 2008 – Motor Open Drip-Proof (ODP), 25 HP - Commercial Sector | 0.31 | Quasi-Prescriptive | Quasi-Prescriptive | Quasi-Prescriptive | Quasi-Prescriptive | Quasi-Prescriptive | 58 | 20 | 0 | 0 | 0 | 0 | 0 | 0 | 0
542 | 39 | Electricity Retrofit Incentive | Business, Industrial | 2009 | Preliminary | 27 | 2008 – Motor Open Drip-Proof (ODP), 30 HP - Commercial Sector | 0.33 | Quasi-Prescriptive | Quasi-Prescriptive | Quasi-Prescriptive | Quasi-Prescriptive | Quasi-Prescriptive | 58 | 20 | 0 | 0 | 0 | 0 | 0 | 0 | 0
543 | 39 | Electricity Retrofit Incentive | Business, Industrial | 2009 | Preliminary | 28 | 2008 – Motor Open Drip-Proof (ODP), 40 HP - Commercial Sector | 0.28 | Quasi-Prescriptive | Quasi-Prescriptive | Quasi-Prescriptive | Quasi-Prescriptive | Quasi-Prescriptive | 58 | 20 | 0 | 0 | 0 | 0 | 0 | 0 | 0
544 | 39 | Electricity Retrofit Incentive | Business, Industrial | 2009 | Preliminary | 29 | 2008 – Motor Open Drip-Proof (ODP), 50 HP - Commercial Sector | 0.48 | Quasi-Prescriptive | Quasi-Prescriptive | Quasi-Prescriptive | Quasi-Prescriptive | Quasi-Prescriptive | 58 | 20 | 0 | 0 | 0 | 0 | 0 | 0 | 0
545 | 39 | Electricity Retrofit Incentive | Business, Industrial | 2009 | Preliminary | 30 | 2008 – Motor Open Drip-Proof (ODP), 60 HP - Commercial Sector | 0.53 | Quasi-Prescriptive | Quasi-Prescriptive | Quasi-Prescriptive | Quasi-Prescriptive | Quasi-Prescriptive | 58 | 20 | 0 | 0 | 0 | 0 | 0 | 0 | 0
546 | 39 | Electricity Retrofit Incentive | Business, Industrial | 2009 | Preliminary | 31 | 2008 – Motor Open Drip-Proof (ODP), 75 HP - Commercial Sector | 0.42 | Quasi-Prescriptive | Quasi-Prescriptive | Quasi-Prescriptive | Quasi-Prescriptive | Quasi-Prescriptive | 58 | 20 | 0 | 0 | 0 | 0 | 0 | 0 | 0
547 | 39 | Electricity Retrofit Incentive | Business, Industrial | 2009 | Preliminary | 32 | 2008 – Motor Open Drip-Proof (ODP), 100 HP - Commercial Sector | 0.81 | Quasi-Prescriptive | Quasi-Prescriptive | Quasi-Prescriptive | Quasi-Prescriptive | Quasi-Prescriptive | 58 | 20 | 0 | 0 | 0 | 0 | 0 | 0 | 0
548 | 39 | Electricity Retrofit Incentive | Business, Industrial | 2009 | Preliminary | 33 | 2008 – Motor Open Drip-Proof (ODP), 125 HP - Commercial Sector | 0.7 | Quasi-Prescriptive | Quasi-Prescriptive | Quasi-Prescriptive | Quasi-Prescriptive | Quasi-Prescriptive | 58 | 20 | 0 | 0 | 0 | 0 | 0 | 0 | 0
549 | 39 | Electricity Retrofit Incentive | Business, Industrial | 2009 | Preliminary | 34 | 2008 – Motor Open Drip-Proof (ODP), 150 HP - Commercial Sector | 0.74 | Quasi-Prescriptive | Quasi-Prescriptive | Quasi-Prescriptive | Quasi-Prescriptive | Quasi-Prescriptive | 58 | 20 | 0 | 0 | 0 | 0 | 0 | 0 | 0
550 | 39 | Electricity Retrofit Incentive | Business, Industrial | 2009 | Preliminary | 35 | 2008 – Motor Open Drip-Proof (ODP), 200 HP - Commercial Sector | 0.98 | Quasi-Prescriptive | Quasi-Prescriptive | Quasi-Prescriptive | Quasi-Prescriptive | Quasi-Prescriptive | 58 | 20 | 0 | 0 | 0 | 0 | 0 | 0 | 0
551 | 39 | Electricity Retrofit Incentive | Business, Industrial | 2009 | Preliminary | 36 | 2008 – Motor Totally Enclosed Fan-Cooled (TEFC), 1 HP - Commercial Sector | 0.02 | Quasi-Prescriptive | Quasi-Prescriptive | Quasi-Prescriptive | Quasi-Prescriptive | Quasi-Prescriptive | 58 | 20 | 0 | 0 | 0 | 0 | 0 | 0 | 0
552 | 39 | Electricity Retrofit Incentive | Business, Industrial | 2009 | Preliminary | 37 | 2008 – Motor Totally Enclosed Fan-Cooled (TEFC), 1.5 HP - Commercial Sector | 0.03 | Quasi-Prescriptive | Quasi-Prescriptive | Quasi-Prescriptive | Quasi-Prescriptive | Quasi-Prescriptive | 58 | 20 | 0 | 0 | 0 | 0 | 0 | 0 | 0
553 | 39 | Electricity Retrofit Incentive | Business, Industrial | 2009 | Preliminary | 38 | 2008 – Motor Totally Enclosed Fan-Cooled (TEFC), 2 HP - Commercial Sector | 0.04 | Quasi-Prescriptive | Quasi-Prescriptive | Quasi-Prescriptive | Quasi-Prescriptive | Quasi-Prescriptive | 58 | 20 | 0 | 0 | 0 | 0 | 0 | 0 | 0
554 | 39 | Electricity Retrofit Incentive | Business, Industrial | 2009 | Preliminary | 39 | 2008 – Motor Totally Enclosed Fan-Cooled (TEFC), 3 HP - Commercial Sector | 0.04 | Quasi-Prescriptive | Quasi-Prescriptive | Quasi-Prescriptive | Quasi-Prescriptive | Quasi-Prescriptive | 58 | 20 | 0 | 0 | 0 | 0 | 0 | 0 | 0
555 | 39 | Electricity Retrofit Incentive | Business, Industrial | 2009 | Preliminary | 40 | 2008 – Motor Totally Enclosed Fan-Cooled (TEFC), 5 HP - Commercial Sector | 0.07 | Quasi-Prescriptive | Quasi-Prescriptive | Quasi-Prescriptive | Quasi-Prescriptive | Quasi-Prescriptive | 58 | 20 | 0 | 0 | 0 | 0 | 0 | 0 | 0
556 | 39 | Electricity Retrofit Incentive | Business, Industrial | 2009 | Preliminary | 41 | 2008 – Motor Totally Enclosed Fan-Cooled (TEFC), 7.5 HP - Commercial Sector | 0.11 | Quasi-Prescriptive | Quasi-Prescriptive | Quasi-Prescriptive | Quasi-Prescriptive | Quasi-Prescriptive | 58 | 20 | 0 | 0 | 0 | 0 | 0 | 0 | 0
557 | 39 | Electricity Retrofit Incentive | Business, Industrial | 2009 | Preliminary | 42 | 2008 – Motor Totally Enclosed Fan-Cooled (TEFC), 10 HP - Commercial Sector | 0.15 | Quasi-Prescriptive | Quasi-Prescriptive | Quasi-Prescriptive | Quasi-Prescriptive | Quasi-Prescriptive | 58 | 20 | 0 | 0 | 0 | 0 | 0 | 0 | 0
558 | 39 | Electricity Retrofit Incentive | Business, Industrial | 2009 | Preliminary | 43 | 2008 – Motor Totally Enclosed Fan-Cooled (TEFC), 15 HP - Commercial Sector | 0.14 | Quasi-Prescriptive | Quasi-Prescriptive | Quasi-Prescriptive | Quasi-Prescriptive | Quasi-Prescriptive | 58 | 20 | 0 | 0 | 0 | 0 | 0 | 0 | 0
559 | 39 | Electricity Retrofit Incentive | Business, Industrial | 2009 | Preliminary | 44 | 2008 – Motor Totally Enclosed Fan-Cooled (TEFC), 20 HP - Commercial Sector | 0.26 | Quasi-Prescriptive | Quasi-Prescriptive | Quasi-Prescriptive | Quasi-Prescriptive | Quasi-Prescriptive | 58 | 20 | 0 | 0 | 0 | 0 | 0 | 0 | 0
560 | 39 | Electricity Retrofit Incentive | Business, Industrial | 2009 | Preliminary | 45 | 2008 – Motor Totally Enclosed Fan-Cooled (TEFC), 25 HP - Commercial Sector | 0.19 | Quasi-Prescriptive | Quasi-Prescriptive | Quasi-Prescriptive | Quasi-Prescriptive | Quasi-Prescriptive | 58 | 20 | 0 | 0 | 0 | 0 | 0 | 0 | 0
561 | 39 | Electricity Retrofit Incentive | Business, Industrial | 2009 | Preliminary | 46 | 2008 – Motor Totally Enclosed Fan-Cooled (TEFC), 30 HP - Commercial Sector | 0.23 | Quasi-Prescriptive | Quasi-Prescriptive | Quasi-Prescriptive | Quasi-Prescriptive | Quasi-Prescriptive | 58 | 20 | 0 | 0 | 0 | 0 | 0 | 0 | 0
562 | 39 | Electricity Retrofit Incentive | Business, Industrial | 2009 | Preliminary | 47 | 2008 – Motor Totally Enclosed Fan-Cooled (TEFC), 40 HP - Commercial Sector | 0.28 | Quasi-Prescriptive | Quasi-Prescriptive | Quasi-Prescriptive | Quasi-Prescriptive | Quasi-Prescriptive | 58 | 20 | 0 | 0 | 0 | 0 | 0 | 0 | 0
563 | 39 | Electricity Retrofit Incentive | Business, Industrial | 2009 | Preliminary | 48 | 2008 – Motor Totally Enclosed Fan-Cooled (TEFC), 50 HP - Commercial Sector | 0.48 | Quasi-Prescriptive | Quasi-Prescriptive | Quasi-Prescriptive | Quasi-Prescriptive | Quasi-Prescriptive | 58 | 20 | 0 | 0 | 0 | 0 | 0 | 0 | 0
564 | 39 | Electricity Retrofit Incentive | Business, Industrial | 2009 | Preliminary | 49 | 2008 – Motor Totally Enclosed Fan-Cooled (TEFC), 60 HP - Commercial Sector | 0.53 | Quasi-Prescriptive | Quasi-Prescriptive | Quasi-Prescriptive | Quasi-Prescriptive | Quasi-Prescriptive | 58 | 20 | 0 | 0 | 0 | 0 | 0 | 0 | 0
565 | 39 | Electricity Retrofit Incentive | Business, Industrial | 2009 | Preliminary | 50 | 2008 – Motor Totally Enclosed Fan-Cooled (TEFC), 75 HP - Commercial Sector | 0.61 | Quasi-Prescriptive | Quasi-Prescriptive | Quasi-Prescriptive | Quasi-Prescriptive | Quasi-Prescriptive | 58 | 20 | 0 | 0 | 0 | 0 | 0 | 0 | 0
566 | 39 | Electricity Retrofit Incentive | Business, Industrial | 2009 | Preliminary | 51 | 2008 – Motor Totally Enclosed Fan-Cooled (TEFC), 100 HP - Commercial Sector | 0.56 | Quasi-Prescriptive | Quasi-Prescriptive | Quasi-Prescriptive | Quasi-Prescriptive | Quasi-Prescriptive | 58 | 20 | 0 | 0 | 0 | 0 | 0 | 0 | 0
567 | 39 | Electricity Retrofit Incentive | Business, Industrial | 2009 | Preliminary | 52 | 2008 – Motor Totally Enclosed Fan-Cooled (TEFC), 125 HP - Commercial Sector | 0.7 | Quasi-Prescriptive | Quasi-Prescriptive | Quasi-Prescriptive | Quasi-Prescriptive | Quasi-Prescriptive | 58 | 20 | 0 | 0 | 0 | 0 | 0 | 0 | 0
568 | 39 | Electricity Retrofit Incentive | Business, Industrial | 2009 | Preliminary | 53 | 2008 – Motor Totally Enclosed Fan-Cooled (TEFC), 150 HP - Commercial Sector | 0.74 | Quasi-Prescriptive | Quasi-Prescriptive | Quasi-Prescriptive | Quasi-Prescriptive | Quasi-Prescriptive | 58 | 20 | 0 | 0 | 0 | 0 | 0 | 0 | 0
569 | 39 | Electricity Retrofit Incentive | Business, Industrial | 2009 | Preliminary | 54 | 2008 – Motor Totally Enclosed Fan-Cooled (TEFC), 200 HP - Commercial Sector | 1.47 | Quasi-Prescriptive | Quasi-Prescriptive | Quasi-Prescriptive | Quasi-Prescriptive | Quasi-Prescriptive | 58 | 20 | 0 | 0 | 0 | 0 | 0 | 0 | 0
570 | 39 | Electricity Retrofit Incentive | Business, Industrial | 2009 | Preliminary | 55 | 2008 – Transformer Size 15 - Commercial Sector | 0.15125 | Quasi-Prescriptive | Quasi-Prescriptive | Quasi-Prescriptive | Quasi-Prescriptive | Quasi-Prescriptive | 58 | 20 | 0 | 0 | 0 | 0 | 0 | 0 | 0
571 | 39 | Electricity Retrofit Incentive | Business, Industrial | 2009 | Preliminary | 56 | 2008 – Transformer Size 30 - Commercial Sector | 0.22957 | Quasi-Prescriptive | Quasi-Prescriptive | Quasi-Prescriptive | Quasi-Prescriptive | Quasi-Prescriptive | 58 | 20 | 0 | 0 | 0 | 0 | 0 | 0 | 0
572 | 39 | Electricity Retrofit Incentive | Business, Industrial | 2009 | Preliminary | 57 | 2008 – Transformer Size 45 - Commercial Sector | 0.23932 | Quasi-Prescriptive | Quasi-Prescriptive | Quasi-Prescriptive | Quasi-Prescriptive | Quasi-Prescriptive | 58 | 20 | 0 | 0 | 0 | 0 | 0 | 0 | 0
573 | 39 | Electricity Retrofit Incentive | Business, Industrial | 2009 | Preliminary | 58 | 2008 – Transformer Size 75 - Commercial Sector | 0.34687 | Quasi-Prescriptive | Quasi-Prescriptive | Quasi-Prescriptive | Quasi-Prescriptive | Quasi-Prescriptive | 58 | 20 | 0 | 0 | 0 | 0 | 0 | 0 | 0
574 | 39 | Electricity Retrofit Incentive | Business, Industrial | 2009 | Preliminary | 59 | 2008 – Transformer Size 122.5 - Commercial Sector | 0.44369 | Quasi-Prescriptive | Quasi-Prescriptive | Quasi-Prescriptive | Quasi-Prescriptive | Quasi-Prescriptive | 58 | 20 | 0 | 0 | 0 | 0 | 0 | 0 | 0
575 | 39 | Electricity Retrofit Incentive | Business, Industrial | 2009 | Preliminary | 60 | 2008 – Transformer Size 150 - Commercial Sector | 0.39279 | Quasi-Prescriptive | Quasi-Prescriptive | Quasi-Prescriptive | Quasi-Prescriptive | Quasi-Prescriptive | 58 | 20 | 0 | 0 | 0 | 0 | 0 | 0 | 0
576 | 39 | Electricity Retrofit Incentive | Business, Industrial | 2009 | Preliminary | 61 | 2008 – Transformer Size 225 - Commercial Sector | 0.50296 | Quasi-Prescriptive | Quasi-Prescriptive | Quasi-Prescriptive | Quasi-Prescriptive | Quasi-Prescriptive | 58 | 20 | 0 | 0 | 0 | 0 | 0 | 0 | 0
577 | 39 | Electricity Retrofit Incentive | Business, Industrial | 2009 | Preliminary | 62 | 2008 – Transformer Size 300 - Commercial Sector | 0.50142 | Quasi-Prescriptive | Quasi-Prescriptive | Quasi-Prescriptive | Quasi-Prescriptive | Quasi-Prescriptive | 58 | 20 | 0 | 0 | 0 | 0 | 0 | 0 | 0
578 | 39 | Electricity Retrofit Incentive | Business, Industrial | 2009 | Preliminary | 63 | 2008 – Transformer Size 500 - Commercial Sector | 0.83401 | Quasi-Prescriptive | Quasi-Prescriptive | Quasi-Prescriptive | Quasi-Prescriptive | Quasi-Prescriptive | 58 | 20 | 0 | 0 | 0 | 0 | 0 | 0 | 0
579 | 39 | Electricity Retrofit Incentive | Business, Industrial | 2009 | Preliminary | 64 | 2008 – Transformer Size 750 - Commercial Sector | 0.83148 | Quasi-Prescriptive | Quasi-Prescriptive | Quasi-Prescriptive | Quasi-Prescriptive | Quasi-Prescriptive | 58 | 20 | 0 | 0 | 0 | 0 | 0 | 0 | 0
580 | 39 | Electricity Retrofit Incentive | Business, Industrial | 2009 | Preliminary | 65 | 2008 – Transformer Size 1000 - Commercial Sector | 1.1064 | Quasi-Prescriptive | Quasi-Prescriptive | Quasi-Prescriptive | Quasi-Prescriptive | Quasi-Prescriptive | 58 | 20 | 0 | 0 | 0 | 0 | 0 | 0 | 0
581 | 39 | Electricity Retrofit Incentive | Business, Industrial | 2009 | Preliminary | 66 | 2008 – Unitary AC Single Phase <= 5.4 Tons - Commercial Sector | 0.052 | Quasi-Prescriptive | Quasi-Prescriptive | Quasi-Prescriptive | Quasi-Prescriptive | Quasi-Prescriptive | 58 | 20 | 0 | 0 | 0 | 0 | 0 | 0 | 0
582 | 39 | Electricity Retrofit Incentive | Business, Industrial | 2009 | Preliminary | 67 | 2008 – Unitary AC 3 Phase <= 5.4 Tons - Commercial Sector | 0.052 | Quasi-Prescriptive | Quasi-Prescriptive | Quasi-Prescriptive | Quasi-Prescriptive | Quasi-Prescriptive | 58 | 20 | 0 | 0 | 0 | 0 | 0 | 0 | 0
583 | 39 | Electricity Retrofit Incentive | Business, Industrial | 2009 | Preliminary | 68 | 2008 – Unitary AC >5.4 & <= 11.25 tons - Commercial Sector | 0.126 | Quasi-Prescriptive | Quasi-Prescriptive | Quasi-Prescriptive | Quasi-Prescriptive | Quasi-Prescriptive | 58 | 20 | 0 | 0 | 0 | 0 | 0 | 0 | 0
584 | 39 | Electricity Retrofit Incentive | Business, Industrial | 2009 | Preliminary | 69 | 2008 – Unitary AC >11.25 & <= 20 tons - Commercial Sector | 0.179 | Quasi-Prescriptive | Quasi-Prescriptive | Quasi-Prescriptive | Quasi-Prescriptive | Quasi-Prescriptive | 58 | 20 | 0 | 0 | 0 | 0 | 0 | 0 | 0
585 | 39 | Electricity Retrofit Incentive | Business, Industrial | 2009 | Preliminary | 70 | 2008 – Unitary AC 25 tons - Commercial Sector | 0.12 | Quasi-Prescriptive | Quasi-Prescriptive | Quasi-Prescriptive | Quasi-Prescriptive | Quasi-Prescriptive | 58 | 20 | 0 | 0 | 0 | 0 | 0 | 0 | 0
586 | 39 | Electricity Retrofit Incentive | Business, Industrial | 2009 | Preliminary | 71 | 2008 – AgriCommercial Creep Heat Pads, up to 75W maximum - Commercial Sector | 0.075 | Quasi-Prescriptive | Quasi-Prescriptive | Quasi-Prescriptive | Quasi-Prescriptive | Quasi-Prescriptive | 58 | 20 | 0 | 0 | 0 | 0 | 0 | 0 | 0
587 | 39 | Electricity Retrofit Incentive | Business, Industrial | 2009 | Preliminary | 72 | 2008 – AgriCommercial Creep Heat Pads, up to 100W maximum - Commercial Sector | 0.075 | Quasi-Prescriptive | Quasi-Prescriptive | Quasi-Prescriptive | Quasi-Prescriptive | Quasi-Prescriptive | 58 | 20 | 0 | 0 | 0 | 0 | 0 | 0 | 0
588 | 39 | Electricity Retrofit Incentive | Business, Industrial | 2009 | Preliminary | 73 | 2008 – AgriCommercial Creep Heat Pads, up to 150W maximum - Commercial Sector | 0.15 | Quasi-Prescriptive | Quasi-Prescriptive | Quasi-Prescriptive | Quasi-Prescriptive | Quasi-Prescriptive | 58 | 20 | 0 | 0 | 0 | 0 | 0 | 0 | 0
589 | 39 | Electricity Retrofit Incentive | Business, Industrial | 2009 | Preliminary | 74 | 2008 – AgriCommercial Creep Heat Pads, up to 200W maximum - Commercial Sector | 0.15 | Quasi-Prescriptive | Quasi-Prescriptive | Quasi-Prescriptive | Quasi-Prescriptive | Quasi-Prescriptive | 58 | 20 | 0 | 0 | 0 | 0 | 0 | 0 | 0
590 | 39 | Electricity Retrofit Incentive | Business, Industrial | 2009 | Preliminary | 75 | 2008 – AgriCommercial High Temperature Cutout Thermostat - Commercial Sector | 0.13125 | Quasi-Prescriptive | Quasi-Prescriptive | Quasi-Prescriptive | Quasi-Prescriptive | Quasi-Prescriptive | 58 | 20 | 0 | 0 | 0 | 0 | 0 | 0 | 0
591 | 39 | Electricity Retrofit Incentive | Business, Industrial | 2009 | Preliminary | 76 | 2008 – AgriCommercial Creep Heat Controller - Commercial Sector | 0.13125 | Quasi-Prescriptive | Quasi-Prescriptive | Quasi-Prescriptive | Quasi-Prescriptive | Quasi-Prescriptive | 58 | 20 | 0 | 0 | 0 | 0 | 0 | 0 | 0
592 | 39 | Electricity Retrofit Incentive | Business, Industrial | 2009 | Preliminary | 77 | 2008 – AgriCommercial Energy Efficient Ventilation Exhaust Fans - Commercial Sector | 0.052 | Quasi-Prescriptive | Quasi-Prescriptive | Quasi-Prescriptive | Quasi-Prescriptive | Quasi-Prescriptive | 58 | 20 | 0 | 0 | 0 | 0 | 0 | 0 | 0
593 | 39 | Electricity Retrofit Incentive | Business, Industrial | 2009 | Preliminary | 78 | 2008 – AgriCommercial Low Energy Livestock Waterers - Commercial Sector | 0.7 | Quasi-Prescriptive | Quasi-Prescriptive | Quasi-Prescriptive | Quasi-Prescriptive | Quasi-Prescriptive | 58 | 20 | 0 | 0 | 0 | 0 | 0 | 0 | 0
594 | 39 | Electricity Retrofit Incentive | Business, Industrial | 2009 | Preliminary | 79 | 2008 – AgriCommercial Photocell and Timer for Lighting Control - Commercial Sector | 0.11 | Quasi-Prescriptive | Quasi-Prescriptive | Quasi-Prescriptive | Quasi-Prescriptive | Quasi-Prescriptive | 58 | 20 | 0 | 0 | 0 | 0 | 0 | 0 | 0
595 | 39 | Electricity Retrofit Incentive | Business, Industrial | 2009 | Preliminary | 80 | 2009 – Lighting System ENERGY STAR® Rated Exit Signs - Commercial Sector | 0.026 | Quasi-Prescriptive | Quasi-Prescriptive | Quasi-Prescriptive | Quasi-Prescriptive | Quasi-Prescriptive | 58 | 20 | 0 | 0 | 0 | 0 | 0 | 0 | 0
596 | 39 | Electricity Retrofit Incentive | Business, Industrial | 2009 | Preliminary | 81 | 2009 – Lighting System Refrigeratred Display Case LED Strip Lights - Commercial Sector | 0.077 | Quasi-Prescriptive | Quasi-Prescriptive | Quasi-Prescriptive | Quasi-Prescriptive | Quasi-Prescriptive | 58 | 20 | 0 | 0 | 0 | 0 | 0 | 0 | 0
597 | 39 | Electricity Retrofit Incentive | Business, Industrial | 2009 | Preliminary | 82 | 2009 – Lighting System Screw-In & GU-24 base CFLs - Commercial Sector | 0.046 | Quasi-Prescriptive | Quasi-Prescriptive | Quasi-Prescriptive | Quasi-Prescriptive | Quasi-Prescriptive | 58 | 20 | 0 | 0 | 0 | 0 | 0 | 0 | 0
598 | 39 | Electricity Retrofit Incentive | Business, Industrial | 2009 | Preliminary | 83 | 2009 – Lighting System PAR CFLs, <= 11W - Commercial Sector | 0.029 | Quasi-Prescriptive | Quasi-Prescriptive | Quasi-Prescriptive | Quasi-Prescriptive | Quasi-Prescriptive | 58 | 20 | 0 | 0 | 0 | 0 | 0 | 0 | 0
599 | 39 | Electricity Retrofit Incentive | Business, Industrial | 2009 | Preliminary | 84 | 2009 – Lighting System PAR CFLs, 12-20W - Commercial Sector | 0.045 | Quasi-Prescriptive | Quasi-Prescriptive | Quasi-Prescriptive | Quasi-Prescriptive | Quasi-Prescriptive | 58 | 20 | 0 | 0 | 0 | 0 | 0 | 0 | 0
600 | 39 | Electricity Retrofit Incentive | Business, Industrial | 2009 | Preliminary | 85 | 2009 – Lighting System PAR CFLs, 20-39W - Commercial Sector | 0.074 | Quasi-Prescriptive | Quasi-Prescriptive | Quasi-Prescriptive | Quasi-Prescriptive | Quasi-Prescriptive | 58 | 20 | 0 | 0 | 0 | 0 | 0 | 0 | 0
601 | 39 | Electricity Retrofit Incentive | Business, Industrial | 2009 | Preliminary | 86 | 2009 – Lighting System 2 Pin CFLs, <14W - Commercial Sector | 0.055 | Quasi-Prescriptive | Quasi-Prescriptive | Quasi-Prescriptive | Quasi-Prescriptive | Quasi-Prescriptive | 58 | 20 | 0 | 0 | 0 | 0 | 0 | 0 | 0
602 | 39 | Electricity Retrofit Incentive | Business, Industrial | 2009 | Preliminary | 87 | 2009 – Lighting System 2 Pin CFLs, 14-26W - Commercial Sector | 0.055 | Quasi-Prescriptive | Quasi-Prescriptive | Quasi-Prescriptive | Quasi-Prescriptive | Quasi-Prescriptive | 58 | 20 | 0 | 0 | 0 | 0 | 0 | 0 | 0
603 | 39 | Electricity Retrofit Incentive | Business, Industrial | 2009 | Preliminary | 88 | 2009 – Lighting System 2 Pin CFLs, 29-39W - Commercial Sector | 0.055 | Quasi-Prescriptive | Quasi-Prescriptive | Quasi-Prescriptive | Quasi-Prescriptive | Quasi-Prescriptive | 58 | 20 | 0 | 0 | 0 | 0 | 0 | 0 | 0
604 | 39 | Electricity Retrofit Incentive | Business, Industrial | 2009 | Preliminary | 89 | 2009 – Lighting System 4 Pin CFLs, <14W - Commercial Sector | 0.057 | Quasi-Prescriptive | Quasi-Prescriptive | Quasi-Prescriptive | Quasi-Prescriptive | Quasi-Prescriptive | 58 | 20 | 0 | 0 | 0 | 0 | 0 | 0 | 0
605 | 39 | Electricity Retrofit Incentive | Business, Industrial | 2009 | Preliminary | 90 | 2009 – Lighting System 4 Pin CFLs, 14-26W - Commercial Sector | 0.057 | Quasi-Prescriptive | Quasi-Prescriptive | Quasi-Prescriptive | Quasi-Prescriptive | Quasi-Prescriptive | 58 | 20 | 0 | 0 | 0 | 0 | 0 | 0 | 0
606 | 39 | Electricity Retrofit Incentive | Business, Industrial | 2009 | Preliminary | 91 | 2009 – Lighting System 4 Pin CFLs, 29-39W - Commercial Sector | 0.057 | Quasi-Prescriptive | Quasi-Prescriptive | Quasi-Prescriptive | Quasi-Prescriptive | Quasi-Prescriptive | 58 | 20 | 0 | 0 | 0 | 0 | 0 | 0 | 0
607 | 39 | Electricity Retrofit Incentive | Business, Industrial | 2009 | Preliminary | 92 | 2009 – Lighting System Dimmable CFLs, <=16W - Commercial Sector | 0.044 | Quasi-Prescriptive | Quasi-Prescriptive | Quasi-Prescriptive | Quasi-Prescriptive | Quasi-Prescriptive | 58 | 20 | 0 | 0 | 0 | 0 | 0 | 0 | 0
608 | 39 | Electricity Retrofit Incentive | Business, Industrial | 2009 | Preliminary | 93 | 2009 – Lighting System Dimmable CFLs, 17-20W - Commercial Sector | 0.06 | Quasi-Prescriptive | Quasi-Prescriptive | Quasi-Prescriptive | Quasi-Prescriptive | Quasi-Prescriptive | 58 | 20 | 0 | 0 | 0 | 0 | 0 | 0 | 0
609 | 39 | Electricity Retrofit Incentive | Business, Industrial | 2009 | Preliminary | 94 | 2009 – Lighting System Dimmable CFLs, 21-29W - Commercial Sector | 0.071 | Quasi-Prescriptive | Quasi-Prescriptive | Quasi-Prescriptive | Quasi-Prescriptive | Quasi-Prescriptive | 58 | 20 | 0 | 0 | 0 | 0 | 0 | 0 | 0
610 | 39 | Electricity Retrofit Incentive | Business, Industrial | 2009 | Preliminary | 95 | 2009 – Lighting System Standard Performance T8, Single Lamp - Commercial Sector | 0.019 | Quasi-Prescriptive | Quasi-Prescriptive | Quasi-Prescriptive | Quasi-Prescriptive | Quasi-Prescriptive | 58 | 20 | 0 | 0 | 0 | 0 | 0 | 0 | 0
611 | 39 | Electricity Retrofit Incentive | Business, Industrial | 2009 | Preliminary | 96 | 2009 – Lighting System Standard Performance T8, Double Lamp - Commercial Sector | 0.0265 | Quasi-Prescriptive | Quasi-Prescriptive | Quasi-Prescriptive | Quasi-Prescriptive | Quasi-Prescriptive | 58 | 20 | 0 | 0 | 0 | 0 | 0 | 0 | 0
612 | 39 | Electricity Retrofit Incentive | Business, Industrial | 2009 | Preliminary | 97 | 2009 – Lighting System Standard Performance T8, Triple Lamp - Commercial Sector | 0.045 | Quasi-Prescriptive | Quasi-Prescriptive | Quasi-Prescriptive | Quasi-Prescriptive | Quasi-Prescriptive | 58 | 20 | 0 | 0 | 0 | 0 | 0 | 0 | 0
613 | 39 | Electricity Retrofit Incentive | Business, Industrial | 2009 | Preliminary | 98 | 2009 – Lighting System Standard Performance T8, Quadruple Lamp - Commercial Sector | 0.05 | Quasi-Prescriptive | Quasi-Prescriptive | Quasi-Prescriptive | Quasi-Prescriptive | Quasi-Prescriptive | 58 | 20 | 0 | 0 | 0 | 0 | 0 | 0 | 0
614 | 39 | Electricity Retrofit Incentive | Business, Industrial | 2009 | Preliminary | 99 | 2009 – Lighting System High Performance T8, Single Lamp - Commercial Sector | 0.021 | Quasi-Prescriptive | Quasi-Prescriptive | Quasi-Prescriptive | Quasi-Prescriptive | Quasi-Prescriptive | 58 | 20 | 0 | 0 | 0 | 0 | 0 | 0 | 0
615 | 39 | Electricity Retrofit Incentive | Business, Industrial | 2009 | Preliminary | 100 | 2009 – Lighting System High Performance T8, Double Lamp - Commercial Sector | 0.0295 | Quasi-Prescriptive | Quasi-Prescriptive | Quasi-Prescriptive | Quasi-Prescriptive | Quasi-Prescriptive | 58 | 20 | 0 | 0 | 0 | 0 | 0 | 0 | 0
616 | 39 | Electricity Retrofit Incentive | Business, Industrial | 2009 | Preliminary | 101 | 2009 – Lighting System High Performance T8, Triple Lamp - Commercial Sector | 0.045 | Quasi-Prescriptive | Quasi-Prescriptive | Quasi-Prescriptive | Quasi-Prescriptive | Quasi-Prescriptive | 58 | 20 | 0 | 0 | 0 | 0 | 0 | 0 | 0
617 | 39 | Electricity Retrofit Incentive | Business, Industrial | 2009 | Preliminary | 102 | 2009 – Lighting System High Performance T8, Quadruple Lamp - Commercial Sector | 0.053 | Quasi-Prescriptive | Quasi-Prescriptive | Quasi-Prescriptive | Quasi-Prescriptive | Quasi-Prescriptive | 58 | 20 | 0 | 0 | 0 | 0 | 0 | 0 | 0
618 | 39 | Electricity Retrofit Incentive | Business, Industrial | 2009 | Preliminary | 103 | 2009 – Lighting System Standard Performance Medium Bay T8, 4 Lamp - Commercial Sector | 0.15 | Quasi-Prescriptive | Quasi-Prescriptive | Quasi-Prescriptive | Quasi-Prescriptive | Quasi-Prescriptive | 58 | 20 | 0 | 0 | 0 | 0 | 0 | 0 | 0
619 | 39 | Electricity Retrofit Incentive | Business, Industrial | 2009 | Preliminary | 104 | 2009 – Lighting System Standard Performance Medium Bay T8, 6 Lamp - Commercial Sector | 0.202 | Quasi-Prescriptive | Quasi-Prescriptive | Quasi-Prescriptive | Quasi-Prescriptive | Quasi-Prescriptive | 58 | 20 | 0 | 0 | 0 | 0 | 0 | 0 | 0
620 | 39 | Electricity Retrofit Incentive | Business, Industrial | 2009 | Preliminary | 105 | 2009 – Lighting System Standard Performance Medium Bay T8, 8 Lamp - Commercial Sector | 0.197 | Quasi-Prescriptive | Quasi-Prescriptive | Quasi-Prescriptive | Quasi-Prescriptive | Quasi-Prescriptive | 58 | 20 | 0 | 0 | 0 | 0 | 0 | 0 | 0
621 | 39 | Electricity Retrofit Incentive | Business, Industrial | 2009 | Preliminary | 106 | 2009 – Lighting System High Performance Medium Bay T8, 4 Lamp - Commercial Sector | 0.17 | Quasi-Prescriptive | Quasi-Prescriptive | Quasi-Prescriptive | Quasi-Prescriptive | Quasi-Prescriptive | 58 | 20 | 0 | 0 | 0 | 0 | 0 | 0 | 0
622 | 39 | Electricity Retrofit Incentive | Business, Industrial | 2009 | Preliminary | 107 | 2009 – Lighting System High Performance Medium Bay T8, 6 Lamp - Commercial Sector | 0.239 | Quasi-Prescriptive | Quasi-Prescriptive | Quasi-Prescriptive | Quasi-Prescriptive | Quasi-Prescriptive | 58 | 20 | 0 | 0 | 0 | 0 | 0 | 0 | 0
623 | 39 | Electricity Retrofit Incentive | Business, Industrial | 2009 | Preliminary | 108 | 2009 – Lighting System High Performance Medium Bay T8, 8 Lamp - Commercial Sector | 0.242 | Quasi-Prescriptive | Quasi-Prescriptive | Quasi-Prescriptive | Quasi-Prescriptive | Quasi-Prescriptive | 58 | 20 | 0 | 0 | 0 | 0 | 0 | 0 | 0
624 | 39 | Electricity Retrofit Incentive | Business, Industrial | 2009 | Preliminary | 109 | 2009 – Lighting System T5, 1-3 Lamps - Commercial Sector | 0.025667 | Quasi-Prescriptive | Quasi-Prescriptive | Quasi-Prescriptive | Quasi-Prescriptive | Quasi-Prescriptive | 58 | 20 | 0 | 0 | 0 | 0 | 0 | 0 | 0
625 | 39 | Electricity Retrofit Incentive | Business, Industrial | 2009 | Preliminary | 110 | 2009 – Lighting System Medium and High Bay T5, 4 Lamps - Commercial Sector | 0.16 | Quasi-Prescriptive | Quasi-Prescriptive | Quasi-Prescriptive | Quasi-Prescriptive | Quasi-Prescriptive | 58 | 20 | 0 | 0 | 0 | 0 | 0 | 0 | 0
626 | 39 | Electricity Retrofit Incentive | Business, Industrial | 2009 | Preliminary | 111 | 2009 – Lighting System Medium and High Bay T5, 6 Lamps - Commercial Sector | 0.156 | Quasi-Prescriptive | Quasi-Prescriptive | Quasi-Prescriptive | Quasi-Prescriptive | Quasi-Prescriptive | 58 | 20 | 0 | 0 | 0 | 0 | 0 | 0 | 0
627 | 39 | Electricity Retrofit Incentive | Business, Industrial | 2009 | Preliminary | 112 | 2009 – Lighting System Medium and High Bay T5, 8 Lamps - Commercial Sector | 0.242 | Quasi-Prescriptive | Quasi-Prescriptive | Quasi-Prescriptive | Quasi-Prescriptive | Quasi-Prescriptive | 58 | 20 | 0 | 0 | 0 | 0 | 0 | 0 | 0
628 | 39 | Electricity Retrofit Incentive | Business, Industrial | 2009 | Preliminary | 113 | 2009 – Lighting System Medium and High Bay T5, 10 Lamps - Commercial Sector | 0.314 | Quasi-Prescriptive | Quasi-Prescriptive | Quasi-Prescriptive | Quasi-Prescriptive | Quasi-Prescriptive | 58 | 20 | 0 | 0 | 0 | 0 | 0 | 0 | 0
629 | 39 | Electricity Retrofit Incentive | Business, Industrial | 2009 | Preliminary | 114 | 2009 – Lighting System Medium and High Bay T5, 12 Lamps - Commercial Sector | 0.386 | Quasi-Prescriptive | Quasi-Prescriptive | Quasi-Prescriptive | Quasi-Prescriptive | Quasi-Prescriptive | 58 | 20 | 0 | 0 | 0 | 0 | 0 | 0 | 0
630 | 39 | Electricity Retrofit Incentive | Business, Industrial | 2009 | Preliminary | 115 | 2009 – Lighting System 320W Pulse-Start Ceramic Metal Halide Lamp - Commercial Sector | 0.056 | Quasi-Prescriptive | Quasi-Prescriptive | Quasi-Prescriptive | Quasi-Prescriptive | Quasi-Prescriptive | 58 | 20 | 0 | 0 | 0 | 0 | 0 | 0 | 0
631 | 39 | Electricity Retrofit Incentive | Business, Industrial | 2009 | Preliminary | 116 | 2009 – Lighting System <30W PAR Self-Ballasted Ceramic Metal Halide Lamp - Commercial Sector | 0.061 | Quasi-Prescriptive | Quasi-Prescriptive | Quasi-Prescriptive | Quasi-Prescriptive | Quasi-Prescriptive | 58 | 20 | 0 | 0 | 0 | 0 | 0 | 0 | 0
632 | 39 | Electricity Retrofit Incentive | Business, Industrial | 2009 | Preliminary | 117 | 2009 – Lighting System 150W Metal Halide Lamp - Commercial Sector | 0.025 | Quasi-Prescriptive | Quasi-Prescriptive | Quasi-Prescriptive | Quasi-Prescriptive | Quasi-Prescriptive | 58 | 20 | 0 | 0 | 0 | 0 | 0 | 0 | 0
633 | 39 | Electricity Retrofit Incentive | Business, Industrial | 2009 | Preliminary | 118 | 2009 – Lighting System 360W Metal Halide Lamp - Commercial Sector | 0.04 | Quasi-Prescriptive | Quasi-Prescriptive | Quasi-Prescriptive | Quasi-Prescriptive | Quasi-Prescriptive | 58 | 20 | 0 | 0 | 0 | 0 | 0 | 0 | 0
634 | 39 | Electricity Retrofit Incentive | Business, Industrial | 2009 | Preliminary | 119 | 2009 – Lighting System 225W High Pressure Sodium Lamp - Commercial Sector | 0.025 | Quasi-Prescriptive | Quasi-Prescriptive | Quasi-Prescriptive | Quasi-Prescriptive | Quasi-Prescriptive | 58 | 20 | 0 | 0 | 0 | 0 | 0 | 0 | 0
635 | 39 | Electricity Retrofit Incentive | Business, Industrial | 2009 | Preliminary | 120 | 2009 – Lighting System <200W Metal Halide Electronic Ballast - Commercial Sector | 0.065 | Quasi-Prescriptive | Quasi-Prescriptive | Quasi-Prescriptive | Quasi-Prescriptive | Quasi-Prescriptive | 58 | 20 | 0 | 0 | 0 | 0 | 0 | 0 | 0
636 | 39 | Electricity Retrofit Incentive | Business, Industrial | 2009 | Preliminary | 121 | 2009 – Lighting System 250-360W Metal Halide Electronic Ballast - Commercial Sector | 0.128 | Quasi-Prescriptive | Quasi-Prescriptive | Quasi-Prescriptive | Quasi-Prescriptive | Quasi-Prescriptive | 58 | 20 | 0 | 0 | 0 | 0 | 0 | 0 | 0
637 | 39 | Electricity Retrofit Incentive | Business, Industrial | 2009 | Preliminary | 122 | 2009 – Lighting System 400W Metal Halide Electronic Ballast - Commercial Sector | 0.226 | Quasi-Prescriptive | Quasi-Prescriptive | Quasi-Prescriptive | Quasi-Prescriptive | Quasi-Prescriptive | 58 | 20 | 0 | 0 | 0 | 0 | 0 | 0 | 0
638 | 39 | Electricity Retrofit Incentive | Business, Industrial | 2009 | Preliminary | 123 | 2009 – Lighting System <200W High Pressure Sodium Electronic Ballast - Commercial Sector | 0.04 | Quasi-Prescriptive | Quasi-Prescriptive | Quasi-Prescriptive | Quasi-Prescriptive | Quasi-Prescriptive | 58 | 20 | 0 | 0 | 0 | 0 | 0 | 0 | 0
639 | 39 | Electricity Retrofit Incentive | Business, Industrial | 2009 | Preliminary | 124 | 2009 – Lighting System 250W High Pressure Sodium Electronic Ballast - Commercial Sector | 0.055 | Quasi-Prescriptive | Quasi-Prescriptive | Quasi-Prescriptive | Quasi-Prescriptive | Quasi-Prescriptive | 58 | 20 | 0 | 0 | 0 | 0 | 0 | 0 | 0
640 | 39 | Electricity Retrofit Incentive | Business, Industrial | 2009 | Preliminary | 125 | 2009 – Lighting System 400W High Pressure Sodium Electronic Ballast - Commercial Sector | 0.075 | Quasi-Prescriptive | Quasi-Prescriptive | Quasi-Prescriptive | Quasi-Prescriptive | Quasi-Prescriptive | 58 | 20 | 0 | 0 | 0 | 0 | 0 | 0 | 0
641 | 39 | Electricity Retrofit Incentive | Business, Industrial | 2009 | Preliminary | 126 | 2009 – Lighting System 600W High Pressure Sodium Electronic Ballast - Commercial Sector | 0.081 | Quasi-Prescriptive | Quasi-Prescriptive | Quasi-Prescriptive | Quasi-Prescriptive | Quasi-Prescriptive | 58 | 20 | 0 | 0 | 0 | 0 | 0 | 0 | 0
642 | 39 | Electricity Retrofit Incentive | Business, Industrial | 2009 | Preliminary | 127 | 2009 – Lighting System 1000W High Pressure Sodium Electronic Ballast - Commercial Sector | 0.095 | Quasi-Prescriptive | Quasi-Prescriptive | Quasi-Prescriptive | Quasi-Prescriptive | Quasi-Prescriptive | 58 | 20 | 0 | 0 | 0 | 0 | 0 | 0 | 0
643 | 39 | Electricity Retrofit Incentive | Business, Industrial | 2009 | Preliminary | 128 | 2009 – Lighting System <25W Infrared Coated Halogen MR16 Lamp - Commercial Sector | 0.015 | Quasi-Prescriptive | Quasi-Prescriptive | Quasi-Prescriptive | Quasi-Prescriptive | Quasi-Prescriptive | 58 | 20 | 0 | 0 | 0 | 0 | 0 | 0 | 0
644 | 39 | Electricity Retrofit Incentive | Business, Industrial | 2009 | Preliminary | 129 | 2009 – Lighting System 26-35W Infrared Coated Halogen MR16 Lamp - Commercial Sector | 0.015 | Quasi-Prescriptive | Quasi-Prescriptive | Quasi-Prescriptive | Quasi-Prescriptive | Quasi-Prescriptive | 58 | 20 | 0 | 0 | 0 | 0 | 0 | 0 | 0
645 | 39 | Electricity Retrofit Incentive | Business, Industrial | 2009 | Preliminary | 130 | 2009 – Lighting System <48W Infrared Coated Halogen PAR Lamp - Commercial Sector | 0.04 | Quasi-Prescriptive | Quasi-Prescriptive | Quasi-Prescriptive | Quasi-Prescriptive | Quasi-Prescriptive | 58 | 20 | 0 | 0 | 0 | 0 | 0 | 0 | 0
646 | 39 | Electricity Retrofit Incentive | Business, Industrial | 2009 | Preliminary | 131 | 2009 – Lighting System 49-60W Infrared Coated Halogen PAR Lamp - Commercial Sector | 0.1 | Quasi-Prescriptive | Quasi-Prescriptive | Quasi-Prescriptive | Quasi-Prescriptive | Quasi-Prescriptive | 58 | 20 | 0 | 0 | 0 | 0 | 0 | 0 | 0
647 | 39 | Electricity Retrofit Incentive | Business, Industrial | 2009 | Preliminary | 132 | 2009 – Lighting System Occupancy Sensors, Switch plate mounted occupancy sensor - Commercial Sector | 0.095 | Quasi-Prescriptive | Quasi-Prescriptive | Quasi-Prescriptive | Quasi-Prescriptive | Quasi-Prescriptive | 58 | 20 | 0 | 0 | 0 | 0 | 0 | 0 | 0
648 | 39 | Electricity Retrofit Incentive | Business, Industrial | 2009 | Preliminary | 133 | 2009 – Lighting System Occupancy Sensors, Ceiling mounted occupancy sensor - Commercial Sector | 0.095 | Quasi-Prescriptive | Quasi-Prescriptive | Quasi-Prescriptive | Quasi-Prescriptive | Quasi-Prescriptive | 58 | 20 | 0 | 0 | 0 | 0 | 0 | 0 | 0
649 | 39 | Electricity Retrofit Incentive | Business, Industrial | 2009 | Preliminary | 134 | 2009 – Motor Open Drip-Proof (ODP), 1 HP - Commercial Sector | 0.02 | Quasi-Prescriptive | Quasi-Prescriptive | Quasi-Prescriptive | Quasi-Prescriptive | Quasi-Prescriptive | 58 | 20 | 0 | 0 | 0 | 0 | 0 | 0 | 0
650 | 39 | Electricity Retrofit Incentive | Business, Industrial | 2009 | Preliminary | 135 | 2009 – Motor Open Drip-Proof (ODP), 1.5 HP - Commercial Sector | 0.03 | Quasi-Prescriptive | Quasi-Prescriptive | Quasi-Prescriptive | Quasi-Prescriptive | Quasi-Prescriptive | 58 | 20 | 0 | 0 | 0 | 0 | 0 | 0 | 0
651 | 39 | Electricity Retrofit Incentive | Business, Industrial | 2009 | Preliminary | 136 | 2009 – Motor Open Drip-Proof (ODP), 2 HP - Commercial Sector | 0.04 | Quasi-Prescriptive | Quasi-Prescriptive | Quasi-Prescriptive | Quasi-Prescriptive | Quasi-Prescriptive | 58 | 20 | 0 | 0 | 0 | 0 | 0 | 0 | 0
652 | 39 | Electricity Retrofit Incentive | Business, Industrial | 2009 | Preliminary | 137 | 2009 – Motor Open Drip-Proof (ODP), 3 HP - Commercial Sector | 0.07 | Quasi-Prescriptive | Quasi-Prescriptive | Quasi-Prescriptive | Quasi-Prescriptive | Quasi-Prescriptive | 58 | 20 | 0 | 0 | 0 | 0 | 0 | 0 | 0
653 | 39 | Electricity Retrofit Incentive | Business, Industrial | 2009 | Preliminary | 138 | 2009 – Motor Open Drip-Proof (ODP), 5 HP - Commercial Sector | 0.07 | Quasi-Prescriptive | Quasi-Prescriptive | Quasi-Prescriptive | Quasi-Prescriptive | Quasi-Prescriptive | 58 | 20 | 0 | 0 | 0 | 0 | 0 | 0 | 0
654 | 39 | Electricity Retrofit Incentive | Business, Industrial | 2009 | Preliminary | 139 | 2009 – Motor Open Drip-Proof (ODP), 7.5 HP - Commercial Sector | 0.13 | Quasi-Prescriptive | Quasi-Prescriptive | Quasi-Prescriptive | Quasi-Prescriptive | Quasi-Prescriptive | 58 | 20 | 0 | 0 | 0 | 0 | 0 | 0 | 0
655 | 39 | Electricity Retrofit Incentive | Business, Industrial | 2009 | Preliminary | 140 | 2009 – Motor Open Drip-Proof (ODP), 10 HP - Commercial Sector | 0.15 | Quasi-Prescriptive | Quasi-Prescriptive | Quasi-Prescriptive | Quasi-Prescriptive | Quasi-Prescriptive | 58 | 20 | 0 | 0 | 0 | 0 | 0 | 0 | 0
656 | 39 | Electricity Retrofit Incentive | Business, Industrial | 2009 | Preliminary | 141 | 2009 – Motor Open Drip-Proof (ODP), 15 HP - Commercial Sector | 0.2 | Quasi-Prescriptive | Quasi-Prescriptive | Quasi-Prescriptive | Quasi-Prescriptive | Quasi-Prescriptive | 58 | 20 | 0 | 0 | 0 | 0 | 0 | 0 | 0
657 | 39 | Electricity Retrofit Incentive | Business, Industrial | 2009 | Preliminary | 142 | 2009 – Motor Open Drip-Proof (ODP), 20 HP - Commercial Sector | 0.26 | Quasi-Prescriptive | Quasi-Prescriptive | Quasi-Prescriptive | Quasi-Prescriptive | Quasi-Prescriptive | 58 | 20 | 0 | 0 | 0 | 0 | 0 | 0 | 0
658 | 39 | Electricity Retrofit Incentive | Business, Industrial | 2009 | Preliminary | 143 | 2009 – Motor Open Drip-Proof (ODP), 25 HP - Commercial Sector | 0.31 | Quasi-Prescriptive | Quasi-Prescriptive | Quasi-Prescriptive | Quasi-Prescriptive | Quasi-Prescriptive | 58 | 20 | 0 | 0 | 0 | 0 | 0 | 0 | 0
659 | 39 | Electricity Retrofit Incentive | Business, Industrial | 2009 | Preliminary | 144 | 2009 – Motor Open Drip-Proof (ODP), 30 HP - Commercial Sector | 0.33 | Quasi-Prescriptive | Quasi-Prescriptive | Quasi-Prescriptive | Quasi-Prescriptive | Quasi-Prescriptive | 58 | 20 | 0 | 0 | 0 | 0 | 0 | 0 | 0
660 | 39 | Electricity Retrofit Incentive | Business, Industrial | 2009 | Preliminary | 145 | 2009 – Motor Open Drip-Proof (ODP), 40 HP - Commercial Sector | 0.28 | Quasi-Prescriptive | Quasi-Prescriptive | Quasi-Prescriptive | Quasi-Prescriptive | Quasi-Prescriptive | 58 | 20 | 0 | 0 | 0 | 0 | 0 | 0 | 0
661 | 39 | Electricity Retrofit Incentive | Business, Industrial | 2009 | Preliminary | 146 | 2009 – Motor Open Drip-Proof (ODP), 50 HP - Commercial Sector | 0.48 | Quasi-Prescriptive | Quasi-Prescriptive | Quasi-Prescriptive | Quasi-Prescriptive | Quasi-Prescriptive | 58 | 20 | 0 | 0 | 0 | 0 | 0 | 0 | 0
662 | 39 | Electricity Retrofit Incentive | Business, Industrial | 2009 | Preliminary | 147 | 2009 – Motor Open Drip-Proof (ODP), 60 HP - Commercial Sector | 0.53 | Quasi-Prescriptive | Quasi-Prescriptive | Quasi-Prescriptive | Quasi-Prescriptive | Quasi-Prescriptive | 58 | 20 | 0 | 0 | 0 | 0 | 0 | 0 | 0
663 | 39 | Electricity Retrofit Incentive | Business, Industrial | 2009 | Preliminary | 148 | 2009 – Motor Open Drip-Proof (ODP), 75 HP - Commercial Sector | 0.42 | Quasi-Prescriptive | Quasi-Prescriptive | Quasi-Prescriptive | Quasi-Prescriptive | Quasi-Prescriptive | 58 | 20 | 0 | 0 | 0 | 0 | 0 | 0 | 0
664 | 39 | Electricity Retrofit Incentive | Business, Industrial | 2009 | Preliminary | 149 | 2009 – Motor Open Drip-Proof (ODP), 100 HP - Commercial Sector | 0.81 | Quasi-Prescriptive | Quasi-Prescriptive | Quasi-Prescriptive | Quasi-Prescriptive | Quasi-Prescriptive | 58 | 20 | 0 | 0 | 0 | 0 | 0 | 0 | 0
665 | 39 | Electricity Retrofit Incentive | Business, Industrial | 2009 | Preliminary | 150 | 2009 – Motor Open Drip-Proof (ODP), 125 HP - Commercial Sector | 0.7 | Quasi-Prescriptive | Quasi-Prescriptive | Quasi-Prescriptive | Quasi-Prescriptive | Quasi-Prescriptive | 58 | 20 | 0 | 0 | 0 | 0 | 0 | 0 | 0
666 | 39 | Electricity Retrofit Incentive | Business, Industrial | 2009 | Preliminary | 151 | 2009 – Motor Open Drip-Proof (ODP), 150 HP - Commercial Sector | 0.74 | Quasi-Prescriptive | Quasi-Prescriptive | Quasi-Prescriptive | Quasi-Prescriptive | Quasi-Prescriptive | 58 | 20 | 0 | 0 | 0 | 0 | 0 | 0 | 0
667 | 39 | Electricity Retrofit Incentive | Business, Industrial | 2009 | Preliminary | 152 | 2009 – Motor Open Drip-Proof (ODP), 200 HP - Commercial Sector | 0.98 | Quasi-Prescriptive | Quasi-Prescriptive | Quasi-Prescriptive | Quasi-Prescriptive | Quasi-Prescriptive | 58 | 20 | 0 | 0 | 0 | 0 | 0 | 0 | 0
668 | 39 | Electricity Retrofit Incentive | Business, Industrial | 2009 | Preliminary | 153 | 2009 – Motor Totally Enclosed Fan-Cooled (TEFC), 1 HP - Commercial Sector | 0.02 | Quasi-Prescriptive | Quasi-Prescriptive | Quasi-Prescriptive | Quasi-Prescriptive | Quasi-Prescriptive | 58 | 20 | 0 | 0 | 0 | 0 | 0 | 0 | 0
669 | 39 | Electricity Retrofit Incentive | Business, Industrial | 2009 | Preliminary | 154 | 2009 – Motor Totally Enclosed Fan-Cooled (TEFC), 1.5 HP - Commercial Sector | 0.03 | Quasi-Prescriptive | Quasi-Prescriptive | Quasi-Prescriptive | Quasi-Prescriptive | Quasi-Prescriptive | 58 | 20 | 0 | 0 | 0 | 0 | 0 | 0 | 0
670 | 39 | Electricity Retrofit Incentive | Business, Industrial | 2009 | Preliminary | 155 | 2009 – Motor Totally Enclosed Fan-Cooled (TEFC), 2 HP - Commercial Sector | 0.04 | Quasi-Prescriptive | Quasi-Prescriptive | Quasi-Prescriptive | Quasi-Prescriptive | Quasi-Prescriptive | 58 | 20 | 0 | 0 | 0 | 0 | 0 | 0 | 0
671 | 39 | Electricity Retrofit Incentive | Business, Industrial | 2009 | Preliminary | 156 | 2009 – Motor Totally Enclosed Fan-Cooled (TEFC), 3 HP - Commercial Sector | 0.04 | Quasi-Prescriptive | Quasi-Prescriptive | Quasi-Prescriptive | Quasi-Prescriptive | Quasi-Prescriptive | 58 | 20 | 0 | 0 | 0 | 0 | 0 | 0 | 0
672 | 39 | Electricity Retrofit Incentive | Business, Industrial | 2009 | Preliminary | 157 | 2009 – Motor Totally Enclosed Fan-Cooled (TEFC), 5 HP - Commercial Sector | 0.07 | Quasi-Prescriptive | Quasi-Prescriptive | Quasi-Prescriptive | Quasi-Prescriptive | Quasi-Prescriptive | 58 | 20 | 0 | 0 | 0 | 0 | 0 | 0 | 0
673 | 39 | Electricity Retrofit Incentive | Business, Industrial | 2009 | Preliminary | 158 | 2009 – Motor Totally Enclosed Fan-Cooled (TEFC), 7.5 HP - Commercial Sector | 0.11 | Quasi-Prescriptive | Quasi-Prescriptive | Quasi-Prescriptive | Quasi-Prescriptive | Quasi-Prescriptive | 58 | 20 | 0 | 0 | 0 | 0 | 0 | 0 | 0
674 | 39 | Electricity Retrofit Incentive | Business, Industrial | 2009 | Preliminary | 159 | 2009 – Motor Totally Enclosed Fan-Cooled (TEFC), 10 HP - Commercial Sector | 0.15 | Quasi-Prescriptive | Quasi-Prescriptive | Quasi-Prescriptive | Quasi-Prescriptive | Quasi-Prescriptive | 58 | 20 | 0 | 0 | 0 | 0 | 0 | 0 | 0
675 | 39 | Electricity Retrofit Incentive | Business, Industrial | 2009 | Preliminary | 160 | 2009 – Motor Totally Enclosed Fan-Cooled (TEFC), 15 HP - Commercial Sector | 0.14 | Quasi-Prescriptive | Quasi-Prescriptive | Quasi-Prescriptive | Quasi-Prescriptive | Quasi-Prescriptive | 58 | 20 | 0 | 0 | 0 | 0 | 0 | 0 | 0
676 | 39 | Electricity Retrofit Incentive | Business, Industrial | 2009 | Preliminary | 161 | 2009 – Motor Totally Enclosed Fan-Cooled (TEFC), 20 HP - Commercial Sector | 0.26 | Quasi-Prescriptive | Quasi-Prescriptive | Quasi-Prescriptive | Quasi-Prescriptive | Quasi-Prescriptive | 58 | 20 | 0 | 0 | 0 | 0 | 0 | 0 | 0
677 | 39 | Electricity Retrofit Incentive | Business, Industrial | 2009 | Preliminary | 162 | 2009 – Motor Totally Enclosed Fan-Cooled (TEFC), 25 HP - Commercial Sector | 0.19 | Quasi-Prescriptive | Quasi-Prescriptive | Quasi-Prescriptive | Quasi-Prescriptive | Quasi-Prescriptive | 58 | 20 | 0 | 0 | 0 | 0 | 0 | 0 | 0
678 | 39 | Electricity Retrofit Incentive | Business, Industrial | 2009 | Preliminary | 163 | 2009 – Motor Totally Enclosed Fan-Cooled (TEFC), 30 HP - Commercial Sector | 0.23 | Quasi-Prescriptive | Quasi-Prescriptive | Quasi-Prescriptive | Quasi-Prescriptive | Quasi-Prescriptive | 58 | 20 | 0 | 0 | 0 | 0 | 0 | 0 | 0
679 | 39 | Electricity Retrofit Incentive | Business, Industrial | 2009 | Preliminary | 164 | 2009 – Motor Totally Enclosed Fan-Cooled (TEFC), 40 HP - Commercial Sector | 0.28 | Quasi-Prescriptive | Quasi-Prescriptive | Quasi-Prescriptive | Quasi-Prescriptive | Quasi-Prescriptive | 58 | 20 | 0 | 0 | 0 | 0 | 0 | 0 | 0
680 | 39 | Electricity Retrofit Incentive | Business, Industrial | 2009 | Preliminary | 165 | 2009 – Motor Totally Enclosed Fan-Cooled (TEFC), 50 HP - Commercial Sector | 0.48 | Quasi-Prescriptive | Quasi-Prescriptive | Quasi-Prescriptive | Quasi-Prescriptive | Quasi-Prescriptive | 58 | 20 | 0 | 0 | 0 | 0 | 0 | 0 | 0
681 | 39 | Electricity Retrofit Incentive | Business, Industrial | 2009 | Preliminary | 166 | 2009 – Motor Totally Enclosed Fan-Cooled (TEFC), 60 HP - Commercial Sector | 0.53 | Quasi-Prescriptive | Quasi-Prescriptive | Quasi-Prescriptive | Quasi-Prescriptive | Quasi-Prescriptive | 58 | 20 | 0 | 0 | 0 | 0 | 0 | 0 | 0
682 | 39 | Electricity Retrofit Incentive | Business, Industrial | 2009 | Preliminary | 167 | 2009 – Motor Totally Enclosed Fan-Cooled (TEFC), 75 HP - Commercial Sector | 0.61 | Quasi-Prescriptive | Quasi-Prescriptive | Quasi-Prescriptive | Quasi-Prescriptive | Quasi-Prescriptive | 58 | 20 | 0 | 0 | 0 | 0 | 0 | 0 | 0
683 | 39 | Electricity Retrofit Incentive | Business, Industrial | 2009 | Preliminary | 168 | 2009 – Motor Totally Enclosed Fan-Cooled (TEFC), 100 HP - Commercial Sector | 0.56 | Quasi-Prescriptive | Quasi-Prescriptive | Quasi-Prescriptive | Quasi-Prescriptive | Quasi-Prescriptive | 58 | 20 | 0 | 0 | 0 | 0 | 0 | 0 | 0
684 | 39 | Electricity Retrofit Incentive | Business, Industrial | 2009 | Preliminary | 169 | 2009 – Motor Totally Enclosed Fan-Cooled (TEFC), 125 HP - Commercial Sector | 0.7 | Quasi-Prescriptive | Quasi-Prescriptive | Quasi-Prescriptive | Quasi-Prescriptive | Quasi-Prescriptive | 58 | 20 | 0 | 0 | 0 | 0 | 0 | 0 | 0
685 | 39 | Electricity Retrofit Incentive | Business, Industrial | 2009 | Preliminary | 170 | 2009 – Motor Totally Enclosed Fan-Cooled (TEFC), 150 HP - Commercial Sector | 0.74 | Quasi-Prescriptive | Quasi-Prescriptive | Quasi-Prescriptive | Quasi-Prescriptive | Quasi-Prescriptive | 58 | 20 | 0 | 0 | 0 | 0 | 0 | 0 | 0
686 | 39 | Electricity Retrofit Incentive | Business, Industrial | 2009 | Preliminary | 171 | 2009 – Motor Totally Enclosed Fan-Cooled (TEFC), 200 HP - Commercial Sector | 1.47 | Quasi-Prescriptive | Quasi-Prescriptive | Quasi-Prescriptive | Quasi-Prescriptive | Quasi-Prescriptive | 58 | 20 | 0 | 0 | 0 | 0 | 0 | 0 | 0
687 | 39 | Electricity Retrofit Incentive | Business, Industrial | 2009 | Preliminary | 172 | 2009 – Unitary AC Single Phase <= 5.4 Tons - Commercial Sector | 0.052 | Quasi-Prescriptive | Quasi-Prescriptive | Quasi-Prescriptive | Quasi-Prescriptive | Quasi-Prescriptive | 58 | 20 | 0 | 0 | 0 | 0 | 0 | 0 | 0
688 | 39 | Electricity Retrofit Incentive | Business, Industrial | 2009 | Preliminary | 173 | 2009 – Unitary AC 3 Phase <= 5.4 Tons - Commercial Sector | 0.052 | Quasi-Prescriptive | Quasi-Prescriptive | Quasi-Prescriptive | Quasi-Prescriptive | Quasi-Prescriptive | 58 | 20 | 0 | 0 | 0 | 0 | 0 | 0 | 0
689 | 39 | Electricity Retrofit Incentive | Business, Industrial | 2009 | Preliminary | 174 | 2009 – Unitary AC >5.4 & <= 11.25 tons - Commercial Sector | 0.126 | Quasi-Prescriptive | Quasi-Prescriptive | Quasi-Prescriptive | Quasi-Prescriptive | Quasi-Prescriptive | 58 | 20 | 0 | 0 | 0 | 0 | 0 | 0 | 0
690 | 39 | Electricity Retrofit Incentive | Business, Industrial | 2009 | Preliminary | 175 | 2009 – Unitary AC >11.25 & <= 20 tons - Commercial Sector | 0.179 | Quasi-Prescriptive | Quasi-Prescriptive | Quasi-Prescriptive | Quasi-Prescriptive | Quasi-Prescriptive | 58 | 20 | 0 | 0 | 0 | 0 | 0 | 0 | 0
691 | 39 | Electricity Retrofit Incentive | Business, Industrial | 2009 | Preliminary | 176 | 2009 – Unitary AC 25 tons - Commercial Sector | 0.12 | Quasi-Prescriptive | Quasi-Prescriptive | Quasi-Prescriptive | Quasi-Prescriptive | Quasi-Prescriptive | 58 | 20 | 0 | 0 | 0 | 0 | 0 | 0 | 0
692 | 39 | Electricity Retrofit Incentive | Business, Industrial | 2009 | Preliminary | 177 | 2009 – AgriCommercial Creep Heat Pads, 75W - Commercial Sector | 0.075 | Quasi-Prescriptive | Quasi-Prescriptive | Quasi-Prescriptive | Quasi-Prescriptive | Quasi-Prescriptive | 58 | 20 | 0 | 0 | 0 | 0 | 0 | 0 | 0
693 | 39 | Electricity Retrofit Incentive | Business, Industrial | 2009 | Preliminary | 178 | 2009 – AgriCommercial Creep Heat Pads, 100W - Commercial Sector | 0.075 | Quasi-Prescriptive | Quasi-Prescriptive | Quasi-Prescriptive | Quasi-Prescriptive | Quasi-Prescriptive | 58 | 20 | 0 | 0 | 0 | 0 | 0 | 0 | 0
694 | 39 | Electricity Retrofit Incentive | Business, Industrial | 2009 | Preliminary | 179 | 2009 – AgriCommercial Creep Heat Pads, 150W - Commercial Sector | 0.15 | Quasi-Prescriptive | Quasi-Prescriptive | Quasi-Prescriptive | Quasi-Prescriptive | Quasi-Prescriptive | 58 | 20 | 0 | 0 | 0 | 0 | 0 | 0 | 0
695 | 39 | Electricity Retrofit Incentive | Business, Industrial | 2009 | Preliminary | 180 | 2009 – AgriCommercial Creep Heat Pads, 200W - Commercial Sector | 0.15 | Quasi-Prescriptive | Quasi-Prescriptive | Quasi-Prescriptive | Quasi-Prescriptive | Quasi-Prescriptive | 58 | 20 | 0 | 0 | 0 | 0 | 0 | 0 | 0
696 | 39 | Electricity Retrofit Incentive | Business, Industrial | 2009 | Preliminary | 181 | 2009 – AgriCommercial High Temperature Cutout Thermostat - Commercial Sector | 0.13125 | Quasi-Prescriptive | Quasi-Prescriptive | Quasi-Prescriptive | Quasi-Prescriptive | Quasi-Prescriptive | 58 | 20 | 0 | 0 | 0 | 0 | 0 | 0 | 0
697 | 39 | Electricity Retrofit Incentive | Business, Industrial | 2009 | Preliminary | 182 | 2009 – AgriCommercial Creep Heat Controller - Commercial Sector | 0.13125 | Quasi-Prescriptive | Quasi-Prescriptive | Quasi-Prescriptive | Quasi-Prescriptive | Quasi-Prescriptive | 58 | 20 | 0 | 0 | 0 | 0 | 0 | 0 | 0
698 | 39 | Electricity Retrofit Incentive | Business, Industrial | 2009 | Preliminary | 183 | 2009 – AgriCommercial Energy Efficient Ventilation Exhaust Fans - Commercial Sector | 0.052 | Quasi-Prescriptive | Quasi-Prescriptive | Quasi-Prescriptive | Quasi-Prescriptive | Quasi-Prescriptive | 58 | 20 | 0 | 0 | 0 | 0 | 0 | 0 | 0
699 | 39 | Electricity Retrofit Incentive | Business, Industrial | 2009 | Preliminary | 184 | 2009 – AgriCommercial Low Energy Livestock Waterers - Commercial Sector | 0.7 | Quasi-Prescriptive | Quasi-Prescriptive | Quasi-Prescriptive | Quasi-Prescriptive | Quasi-Prescriptive | 58 | 20 | 0 | 0 | 0 | 0 | 0 | 0 | 0
700 | 39 | Electricity Retrofit Incentive | Business, Industrial | 2009 | Preliminary | 185 | 2009 – AgriCommercial Photocell and Timer for Lighting Control - Commercial Sector | 0.11 | Quasi-Prescriptive | Quasi-Prescriptive | Quasi-Prescriptive | Quasi-Prescriptive | Quasi-Prescriptive | 58 | 20 | 0 | 0 | 0 | 0 | 0 | 0 | 0
701 | 39 | Electricity Retrofit Incentive | Business, Industrial | 2009 | Preliminary | 186 | 2009 – AgriCommercial High Speed Low Volume Fans - Commercial Sector | 0.052 | Quasi-Prescriptive | Quasi-Prescriptive | Quasi-Prescriptive | Quasi-Prescriptive | Quasi-Prescriptive | 58 | 20 | 0 | 0 | 0 | 0 | 0 | 0 | 0
702 | 39 | Electricity Retrofit Incentive | Business, Industrial | 2009 | Preliminary | 187 | 2009 – Solar Hot Water Collectors - Commercial Sector | 0.6 | Quasi-Prescriptive | Quasi-Prescriptive | Quasi-Prescriptive | Quasi-Prescriptive | Quasi-Prescriptive | 58 | 20 | 0 | 0 | 0 | 0 | 0 | 0 | 0
703 | 39 | Electricity Retrofit Incentive | Business, Industrial | 2009 | Preliminary | 188 | 2009 – Non-Electric Storage Tank Hot Water Heaters - Commercial Sector | 0 | Quasi-Prescriptive | Quasi-Prescriptive | Quasi-Prescriptive | Quasi-Prescriptive | Quasi-Prescriptive | 58 | 20 | 0 | 0 | 0 | 0 | 0 | 0 | 0
704 | 39 | Electricity Retrofit Incentive | Business, Industrial | 2009 | Preliminary | 189 | 2009 – Tankless/Instantaneous Hot Water Heaters - Commercial Sector | 0 | Quasi-Prescriptive | Quasi-Prescriptive | Quasi-Prescriptive | Quasi-Prescriptive | Quasi-Prescriptive | 58 | 20 | 0 | 0 | 0 | 0 | 0 | 0 | 0
705 | 39 | Electricity Retrofit Incentive | Business, Industrial | 2009 | Preliminary | 190 | 2009 – Drain Water Heat Recovery Systems - Commercial Sector | 0 | Quasi-Prescriptive | Quasi-Prescriptive | Quasi-Prescriptive | Quasi-Prescriptive | Quasi-Prescriptive | 58 | 20 | 0 | 0 | 0 | 0 | 0 | 0 | 0
706 | 39 | Electricity Retrofit Incentive | Business, Industrial | 2009 | Preliminary | 191 | 2009 – Custom Project - Commercial Sector | Custom | Quasi-Prescriptive | Quasi-Prescriptive | Quasi-Prescriptive | Quasi-Prescriptive | Quasi-Prescriptive | 58 | 20 | 0 | 0 | 0 | 0 | 0 | 0 | 0
707 | 39 | Electricity Retrofit Incentive | Business, Industrial | 2009 | Preliminary | 192 | 2008 – Lighting System Exit Signs, 5 W or less - Multi-Family Sector | 0.026 | Quasi-Prescriptive | Quasi-Prescriptive | Quasi-Prescriptive | Quasi-Prescriptive | Quasi-Prescriptive | 41 | 20 | 0 | 0 | 0 | 0 | 0 | 0 | 0
708 | 39 | Electricity Retrofit Incentive | Business, Industrial | 2009 | Preliminary | 193 | 2008 – Lighting System ENERGY STAR® Rated CFLs, Screw in. All sizes < 40 W - Multi-Family Sector | 0.044333 | Quasi-Prescriptive | Quasi-Prescriptive | Quasi-Prescriptive | Quasi-Prescriptive | Quasi-Prescriptive | 41 | 20 | 0 | 0 | 0 | 0 | 0 | 0 | 0
709 | 39 | Electricity Retrofit Incentive | Business, Industrial | 2009 | Preliminary | 194 | 2008 – Lighting System ENERGY STAR® Rated CFLs, Hard wired. All sizes < 40 W - Multi-Family Sector | 0.044333 | Quasi-Prescriptive | Quasi-Prescriptive | Quasi-Prescriptive | Quasi-Prescriptive | Quasi-Prescriptive | 41 | 20 | 0 | 0 | 0 | 0 | 0 | 0 | 0
710 | 39 | Electricity Retrofit Incentive | Business, Industrial | 2009 | Preliminary | 195 | 2008 – Lighting System Standard Performance T8, Single lamp standard T8 fixture - Multi-Family Sector | 0.019 | Quasi-Prescriptive | Quasi-Prescriptive | Quasi-Prescriptive | Quasi-Prescriptive | Quasi-Prescriptive | 41 | 20 | 0 | 0 | 0 | 0 | 0 | 0 | 0
711 | 39 | Electricity Retrofit Incentive | Business, Industrial | 2009 | Preliminary | 196 | 2008 – Lighting System Standard Performance T8, Double lamp standard T8 fixture - Multi-Family Sector | 0.0265 | Quasi-Prescriptive | Quasi-Prescriptive | Quasi-Prescriptive | Quasi-Prescriptive | Quasi-Prescriptive | 41 | 20 | 0 | 0 | 0 | 0 | 0 | 0 | 0
712 | 39 | Electricity Retrofit Incentive | Business, Industrial | 2009 | Preliminary | 197 | 2008 – Lighting System Standard Performance T8, Triple lamp standard T8 fixture - Multi-Family Sector | 0.045 | Quasi-Prescriptive | Quasi-Prescriptive | Quasi-Prescriptive | Quasi-Prescriptive | Quasi-Prescriptive | 41 | 20 | 0 | 0 | 0 | 0 | 0 | 0 | 0
713 | 39 | Electricity Retrofit Incentive | Business, Industrial | 2009 | Preliminary | 198 | 2008 – Lighting System Standard Performance T8, Quadruple lamp standard T8 fixture - Multi-Family Sector | 0.05 | Quasi-Prescriptive | Quasi-Prescriptive | Quasi-Prescriptive | Quasi-Prescriptive | Quasi-Prescriptive | 41 | 20 | 0 | 0 | 0 | 0 | 0 | 0 | 0
714 | 39 | Electricity Retrofit Incentive | Business, Industrial | 2009 | Preliminary | 199 | 2008 – Lighting System High Performance T8 (Consortium for Energy Efficiency qualifying list compliance), Single lamp high performance T8 fixture - Multi-Family Sector | 0.021 | Quasi-Prescriptive | Quasi-Prescriptive | Quasi-Prescriptive | Quasi-Prescriptive | Quasi-Prescriptive | 41 | 20 | 0 | 0 | 0 | 0 | 0 | 0 | 0
715 | 39 | Electricity Retrofit Incentive | Business, Industrial | 2009 | Preliminary | 200 | 2008 – Lighting System High Performance T8 (Consortium for Energy Efficiency qualifying list compliance), Double lamp high performance T8 fixture - Multi-Family Sector | 0.0295 | Quasi-Prescriptive | Quasi-Prescriptive | Quasi-Prescriptive | Quasi-Prescriptive | Quasi-Prescriptive | 41 | 20 | 0 | 0 | 0 | 0 | 0 | 0 | 0
716 | 39 | Electricity Retrofit Incentive | Business, Industrial | 2009 | Preliminary | 201 | 2008 – Lighting System High Performance T8 (Consortium for Energy Efficiency qualifying list compliance), Triple lamp high performance T8 fixture - Multi-Family Sector | 0.045 | Quasi-Prescriptive | Quasi-Prescriptive | Quasi-Prescriptive | Quasi-Prescriptive | Quasi-Prescriptive | 41 | 20 | 0 | 0 | 0 | 0 | 0 | 0 | 0
717 | 39 | Electricity Retrofit Incentive | Business, Industrial | 2009 | Preliminary | 202 | 2008 – Lighting System High Performance T8 (Consortium for Energy Efficiency qualifying list compliance), Quadruple lamp high performance T8 fixture - Multi-Family Sector | 0.053 | Quasi-Prescriptive | Quasi-Prescriptive | Quasi-Prescriptive | Quasi-Prescriptive | Quasi-Prescriptive | 41 | 20 | 0 | 0 | 0 | 0 | 0 | 0 | 0
718 | 39 | Electricity Retrofit Incentive | Business, Industrial | 2009 | Preliminary | 203 | 2008 – Lighting System T5 Fixtures, T5 fixture with 1, 2, or 3 lamps and 1 electronic ballast - Multi-Family Sector | 0.025667 | Quasi-Prescriptive | Quasi-Prescriptive | Quasi-Prescriptive | Quasi-Prescriptive | Quasi-Prescriptive | 41 | 20 | 0 | 0 | 0 | 0 | 0 | 0 | 0
719 | 39 | Electricity Retrofit Incentive | Business, Industrial | 2009 | Preliminary | 204 | 2008 – Lighting System T5 Fixtures, High Bay T5. Maximum 6 lamps/fixture. - Multi-Family Sector | 0.028333 | Quasi-Prescriptive | Quasi-Prescriptive | Quasi-Prescriptive | Quasi-Prescriptive | Quasi-Prescriptive | 41 | 20 | 0 | 0 | 0 | 0 | 0 | 0 | 0
720 | 39 | Electricity Retrofit Incentive | Business, Industrial | 2009 | Preliminary | 205 | 2008 – Lighting System Metal Halide, 320 W Ceramic pulse start - Multi-Family Sector | 0.18 | Quasi-Prescriptive | Quasi-Prescriptive | Quasi-Prescriptive | Quasi-Prescriptive | Quasi-Prescriptive | 41 | 20 | 0 | 0 | 0 | 0 | 0 | 0 | 0
721 | 39 | Electricity Retrofit Incentive | Business, Industrial | 2009 | Preliminary | 206 | 2008 – Lighting System Occupancy Sensors, Switch plate mounted occupancy sensor - Multi-Family Sector | 0.04 | Quasi-Prescriptive | Quasi-Prescriptive | Quasi-Prescriptive | Quasi-Prescriptive | Quasi-Prescriptive | 41 | 20 | 0 | 0 | 0 | 0 | 0 | 0 | 0
722 | 39 | Electricity Retrofit Incentive | Business, Industrial | 2009 | Preliminary | 207 | 2008 – Lighting System Occupancy Sensors, Ceiling mounted occupancy sensor - Multi-Family Sector | 0.04 | Quasi-Prescriptive | Quasi-Prescriptive | Quasi-Prescriptive | Quasi-Prescriptive | Quasi-Prescriptive | 41 | 20 | 0 | 0 | 0 | 0 | 0 | 0 | 0
723 | 39 | Electricity Retrofit Incentive | Business, Industrial | 2009 | Preliminary | 208 | 2008 – Motor Open Drip-Proof (ODP), 1 HP - Multi-Family Sector | 0.02 | Quasi-Prescriptive | Quasi-Prescriptive | Quasi-Prescriptive | Quasi-Prescriptive | Quasi-Prescriptive | 41 | 20 | 0 | 0 | 0 | 0 | 0 | 0 | 0
724 | 39 | Electricity Retrofit Incentive | Business, Industrial | 2009 | Preliminary | 209 | 2008 – Motor Open Drip-Proof (ODP), 1.5 HP - Multi-Family Sector | 0.03 | Quasi-Prescriptive | Quasi-Prescriptive | Quasi-Prescriptive | Quasi-Prescriptive | Quasi-Prescriptive | 41 | 20 | 0 | 0 | 0 | 0 | 0 | 0 | 0
725 | 39 | Electricity Retrofit Incentive | Business, Industrial | 2009 | Preliminary | 210 | 2008 – Motor Open Drip-Proof (ODP), 2 HP - Multi-Family Sector | 0.04 | Quasi-Prescriptive | Quasi-Prescriptive | Quasi-Prescriptive | Quasi-Prescriptive | Quasi-Prescriptive | 41 | 20 | 0 | 0 | 0 | 0 | 0 | 0 | 0
726 | 39 | Electricity Retrofit Incentive | Business, Industrial | 2009 | Preliminary | 211 | 2008 – Motor Open Drip-Proof (ODP), 3 HP - Multi-Family Sector | 0.07 | Quasi-Prescriptive | Quasi-Prescriptive | Quasi-Prescriptive | Quasi-Prescriptive | Quasi-Prescriptive | 41 | 20 | 0 | 0 | 0 | 0 | 0 | 0 | 0
727 | 39 | Electricity Retrofit Incentive | Business, Industrial | 2009 | Preliminary | 212 | 2008 – Motor Open Drip-Proof (ODP), 5 HP - Multi-Family Sector | 0.07 | Quasi-Prescriptive | Quasi-Prescriptive | Quasi-Prescriptive | Quasi-Prescriptive | Quasi-Prescriptive | 41 | 20 | 0 | 0 | 0 | 0 | 0 | 0 | 0
728 | 39 | Electricity Retrofit Incentive | Business, Industrial | 2009 | Preliminary | 213 | 2008 – Motor Open Drip-Proof (ODP), 7.5 HP - Multi-Family Sector | 0.13 | Quasi-Prescriptive | Quasi-Prescriptive | Quasi-Prescriptive | Quasi-Prescriptive | Quasi-Prescriptive | 41 | 20 | 0 | 0 | 0 | 0 | 0 | 0 | 0
729 | 39 | Electricity Retrofit Incentive | Business, Industrial | 2009 | Preliminary | 214 | 2008 – Motor Open Drip-Proof (ODP), 10 HP - Multi-Family Sector | 0.15 | Quasi-Prescriptive | Quasi-Prescriptive | Quasi-Prescriptive | Quasi-Prescriptive | Quasi-Prescriptive | 41 | 20 | 0 | 0 | 0 | 0 | 0 | 0 | 0
730 | 39 | Electricity Retrofit Incentive | Business, Industrial | 2009 | Preliminary | 215 | 2008 – Motor Open Drip-Proof (ODP), 15 HP - Multi-Family Sector | 0.2 | Quasi-Prescriptive | Quasi-Prescriptive | Quasi-Prescriptive | Quasi-Prescriptive | Quasi-Prescriptive | 41 | 20 | 0 | 0 | 0 | 0 | 0 | 0 | 0
731 | 39 | Electricity Retrofit Incentive | Business, Industrial | 2009 | Preliminary | 216 | 2008 – Motor Open Drip-Proof (ODP), 20 HP - Multi-Family Sector | 0.26 | Quasi-Prescriptive | Quasi-Prescriptive | Quasi-Prescriptive | Quasi-Prescriptive | Quasi-Prescriptive | 41 | 20 | 0 | 0 | 0 | 0 | 0 | 0 | 0
732 | 39 | Electricity Retrofit Incentive | Business, Industrial | 2009 | Preliminary | 217 | 2008 – Motor Open Drip-Proof (ODP), 25 HP - Multi-Family Sector | 0.31 | Quasi-Prescriptive | Quasi-Prescriptive | Quasi-Prescriptive | Quasi-Prescriptive | Quasi-Prescriptive | 41 | 20 | 0 | 0 | 0 | 0 | 0 | 0 | 0
733 | 39 | Electricity Retrofit Incentive | Business, Industrial | 2009 | Preliminary | 218 | 2008 – Motor Open Drip-Proof (ODP), 30 HP - Multi-Family Sector | 0.33 | Quasi-Prescriptive | Quasi-Prescriptive | Quasi-Prescriptive | Quasi-Prescriptive | Quasi-Prescriptive | 41 | 20 | 0 | 0 | 0 | 0 | 0 | 0 | 0
734 | 39 | Electricity Retrofit Incentive | Business, Industrial | 2009 | Preliminary | 219 | 2008 – Motor Open Drip-Proof (ODP), 40 HP - Multi-Family Sector | 0.28 | Quasi-Prescriptive | Quasi-Prescriptive | Quasi-Prescriptive | Quasi-Prescriptive | Quasi-Prescriptive | 41 | 20 | 0 | 0 | 0 | 0 | 0 | 0 | 0
735 | 39 | Electricity Retrofit Incentive | Business, Industrial | 2009 | Preliminary | 220 | 2008 – Motor Open Drip-Proof (ODP), 50 HP - Multi-Family Sector | 0.48 | Quasi-Prescriptive | Quasi-Prescriptive | Quasi-Prescriptive | Quasi-Prescriptive | Quasi-Prescriptive | 41 | 20 | 0 | 0 | 0 | 0 | 0 | 0 | 0
736 | 39 | Electricity Retrofit Incentive | Business, Industrial | 2009 | Preliminary | 221 | 2008 – Motor Open Drip-Proof (ODP), 60 HP - Multi-Family Sector | 0.53 | Quasi-Prescriptive | Quasi-Prescriptive | Quasi-Prescriptive | Quasi-Prescriptive | Quasi-Prescriptive | 41 | 20 | 0 | 0 | 0 | 0 | 0 | 0 | 0
737 | 39 | Electricity Retrofit Incentive | Business, Industrial | 2009 | Preliminary | 222 | 2008 – Motor Open Drip-Proof (ODP), 75 HP - Multi-Family Sector | 0.42 | Quasi-Prescriptive | Quasi-Prescriptive | Quasi-Prescriptive | Quasi-Prescriptive | Quasi-Prescriptive | 41 | 20 | 0 | 0 | 0 | 0 | 0 | 0 | 0
738 | 39 | Electricity Retrofit Incentive | Business, Industrial | 2009 | Preliminary | 223 | 2008 – Motor Open Drip-Proof (ODP), 100 HP - Multi-Family Sector | 0.81 | Quasi-Prescriptive | Quasi-Prescriptive | Quasi-Prescriptive | Quasi-Prescriptive | Quasi-Prescriptive | 41 | 20 | 0 | 0 | 0 | 0 | 0 | 0 | 0
739 | 39 | Electricity Retrofit Incentive | Business, Industrial | 2009 | Preliminary | 224 | 2008 – Motor Open Drip-Proof (ODP), 125 HP - Multi-Family Sector | 0.7 | Quasi-Prescriptive | Quasi-Prescriptive | Quasi-Prescriptive | Quasi-Prescriptive | Quasi-Prescriptive | 41 | 20 | 0 | 0 | 0 | 0 | 0 | 0 | 0
740 | 39 | Electricity Retrofit Incentive | Business, Industrial | 2009 | Preliminary | 225 | 2008 – Motor Open Drip-Proof (ODP), 150 HP - Multi-Family Sector | 0.74 | Quasi-Prescriptive | Quasi-Prescriptive | Quasi-Prescriptive | Quasi-Prescriptive | Quasi-Prescriptive | 41 | 20 | 0 | 0 | 0 | 0 | 0 | 0 | 0
741 | 39 | Electricity Retrofit Incentive | Business, Industrial | 2009 | Preliminary | 226 | 2008 – Motor Open Drip-Proof (ODP), 200 HP - Multi-Family Sector | 0.98 | Quasi-Prescriptive | Quasi-Prescriptive | Quasi-Prescriptive | Quasi-Prescriptive | Quasi-Prescriptive | 41 | 20 | 0 | 0 | 0 | 0 | 0 | 0 | 0
742 | 39 | Electricity Retrofit Incentive | Business, Industrial | 2009 | Preliminary | 227 | 2008 – Motor Totally Enclosed Fan-Cooled (TEFC), 1 HP - Multi-Family Sector | 0.02 | Quasi-Prescriptive | Quasi-Prescriptive | Quasi-Prescriptive | Quasi-Prescriptive | Quasi-Prescriptive | 41 | 20 | 0 | 0 | 0 | 0 | 0 | 0 | 0
743 | 39 | Electricity Retrofit Incentive | Business, Industrial | 2009 | Preliminary | 228 | 2008 – Motor Totally Enclosed Fan-Cooled (TEFC), 1.5 HP - Multi-Family Sector | 0.03 | Quasi-Prescriptive | Quasi-Prescriptive | Quasi-Prescriptive | Quasi-Prescriptive | Quasi-Prescriptive | 41 | 20 | 0 | 0 | 0 | 0 | 0 | 0 | 0
744 | 39 | Electricity Retrofit Incentive | Business, Industrial | 2009 | Preliminary | 229 | 2008 – Motor Totally Enclosed Fan-Cooled (TEFC), 2 HP - Multi-Family Sector | 0.04 | Quasi-Prescriptive | Quasi-Prescriptive | Quasi-Prescriptive | Quasi-Prescriptive | Quasi-Prescriptive | 41 | 20 | 0 | 0 | 0 | 0 | 0 | 0 | 0
745 | 39 | Electricity Retrofit Incentive | Business, Industrial | 2009 | Preliminary | 230 | 2008 – Motor Totally Enclosed Fan-Cooled (TEFC), 3 HP - Multi-Family Sector | 0.04 | Quasi-Prescriptive | Quasi-Prescriptive | Quasi-Prescriptive | Quasi-Prescriptive | Quasi-Prescriptive | 41 | 20 | 0 | 0 | 0 | 0 | 0 | 0 | 0
746 | 39 | Electricity Retrofit Incentive | Business, Industrial | 2009 | Preliminary | 231 | 2008 – Motor Totally Enclosed Fan-Cooled (TEFC), 5 HP - Multi-Family Sector | 0.07 | Quasi-Prescriptive | Quasi-Prescriptive | Quasi-Prescriptive | Quasi-Prescriptive | Quasi-Prescriptive | 41 | 20 | 0 | 0 | 0 | 0 | 0 | 0 | 0
747 | 39 | Electricity Retrofit Incentive | Business, Industrial | 2009 | Preliminary | 232 | 2008 – Motor Totally Enclosed Fan-Cooled (TEFC), 7.5 HP - Multi-Family Sector | 0.11 | Quasi-Prescriptive | Quasi-Prescriptive | Quasi-Prescriptive | Quasi-Prescriptive | Quasi-Prescriptive | 41 | 20 | 0 | 0 | 0 | 0 | 0 | 0 | 0
748 | 39 | Electricity Retrofit Incentive | Business, Industrial | 2009 | Preliminary | 233 | 2008 – Motor Totally Enclosed Fan-Cooled (TEFC), 10 HP - Multi-Family Sector | 0.15 | Quasi-Prescriptive | Quasi-Prescriptive | Quasi-Prescriptive | Quasi-Prescriptive | Quasi-Prescriptive | 41 | 20 | 0 | 0 | 0 | 0 | 0 | 0 | 0
749 | 39 | Electricity Retrofit Incentive | Business, Industrial | 2009 | Preliminary | 234 | 2008 – Motor Totally Enclosed Fan-Cooled (TEFC), 15 HP - Multi-Family Sector | 0.14 | Quasi-Prescriptive | Quasi-Prescriptive | Quasi-Prescriptive | Quasi-Prescriptive | Quasi-Prescriptive | 41 | 20 | 0 | 0 | 0 | 0 | 0 | 0 | 0
750 | 39 | Electricity Retrofit Incentive | Business, Industrial | 2009 | Preliminary | 235 | 2008 – Motor Totally Enclosed Fan-Cooled (TEFC), 20 HP - Multi-Family Sector | 0.26 | Quasi-Prescriptive | Quasi-Prescriptive | Quasi-Prescriptive | Quasi-Prescriptive | Quasi-Prescriptive | 41 | 20 | 0 | 0 | 0 | 0 | 0 | 0 | 0
751 | 39 | Electricity Retrofit Incentive | Business, Industrial | 2009 | Preliminary | 236 | 2008 – Motor Totally Enclosed Fan-Cooled (TEFC), 25 HP - Multi-Family Sector | 0.19 | Quasi-Prescriptive | Quasi-Prescriptive | Quasi-Prescriptive | Quasi-Prescriptive | Quasi-Prescriptive | 41 | 20 | 0 | 0 | 0 | 0 | 0 | 0 | 0
752 | 39 | Electricity Retrofit Incentive | Business, Industrial | 2009 | Preliminary | 237 | 2008 – Motor Totally Enclosed Fan-Cooled (TEFC), 30 HP - Multi-Family Sector | 0.23 | Quasi-Prescriptive | Quasi-Prescriptive | Quasi-Prescriptive | Quasi-Prescriptive | Quasi-Prescriptive | 41 | 20 | 0 | 0 | 0 | 0 | 0 | 0 | 0
753 | 39 | Electricity Retrofit Incentive | Business, Industrial | 2009 | Preliminary | 238 | 2008 – Motor Totally Enclosed Fan-Cooled (TEFC), 40 HP - Multi-Family Sector | 0.28 | Quasi-Prescriptive | Quasi-Prescriptive | Quasi-Prescriptive | Quasi-Prescriptive | Quasi-Prescriptive | 41 | 20 | 0 | 0 | 0 | 0 | 0 | 0 | 0
754 | 39 | Electricity Retrofit Incentive | Business, Industrial | 2009 | Preliminary | 239 | 2008 – Motor Totally Enclosed Fan-Cooled (TEFC), 50 HP - Multi-Family Sector | 0.48 | Quasi-Prescriptive | Quasi-Prescriptive | Quasi-Prescriptive | Quasi-Prescriptive | Quasi-Prescriptive | 41 | 20 | 0 | 0 | 0 | 0 | 0 | 0 | 0
755 | 39 | Electricity Retrofit Incentive | Business, Industrial | 2009 | Preliminary | 240 | 2008 – Motor Totally Enclosed Fan-Cooled (TEFC), 60 HP - Multi-Family Sector | 0.53 | Quasi-Prescriptive | Quasi-Prescriptive | Quasi-Prescriptive | Quasi-Prescriptive | Quasi-Prescriptive | 41 | 20 | 0 | 0 | 0 | 0 | 0 | 0 | 0
756 | 39 | Electricity Retrofit Incentive | Business, Industrial | 2009 | Preliminary | 241 | 2008 – Motor Totally Enclosed Fan-Cooled (TEFC), 75 HP - Multi-Family Sector | 0.61 | Quasi-Prescriptive | Quasi-Prescriptive | Quasi-Prescriptive | Quasi-Prescriptive | Quasi-Prescriptive | 41 | 20 | 0 | 0 | 0 | 0 | 0 | 0 | 0
757 | 39 | Electricity Retrofit Incentive | Business, Industrial | 2009 | Preliminary | 242 | 2008 – Motor Totally Enclosed Fan-Cooled (TEFC), 100 HP - Multi-Family Sector | 0.56 | Quasi-Prescriptive | Quasi-Prescriptive | Quasi-Prescriptive | Quasi-Prescriptive | Quasi-Prescriptive | 41 | 20 | 0 | 0 | 0 | 0 | 0 | 0 | 0
758 | 39 | Electricity Retrofit Incentive | Business, Industrial | 2009 | Preliminary | 243 | 2008 – Motor Totally Enclosed Fan-Cooled (TEFC), 125 HP - Multi-Family Sector | 0.7 | Quasi-Prescriptive | Quasi-Prescriptive | Quasi-Prescriptive | Quasi-Prescriptive | Quasi-Prescriptive | 41 | 20 | 0 | 0 | 0 | 0 | 0 | 0 | 0
759 | 39 | Electricity Retrofit Incentive | Business, Industrial | 2009 | Preliminary | 244 | 2008 – Motor Totally Enclosed Fan-Cooled (TEFC), 150 HP - Multi-Family Sector | 0.74 | Quasi-Prescriptive | Quasi-Prescriptive | Quasi-Prescriptive | Quasi-Prescriptive | Quasi-Prescriptive | 41 | 20 | 0 | 0 | 0 | 0 | 0 | 0 | 0
760 | 39 | Electricity Retrofit Incentive | Business, Industrial | 2009 | Preliminary | 245 | 2008 – Motor Totally Enclosed Fan-Cooled (TEFC), 200 HP - Multi-Family Sector | 1.47 | Quasi-Prescriptive | Quasi-Prescriptive | Quasi-Prescriptive | Quasi-Prescriptive | Quasi-Prescriptive | 41 | 20 | 0 | 0 | 0 | 0 | 0 | 0 | 0
761 | 39 | Electricity Retrofit Incentive | Business, Industrial | 2009 | Preliminary | 246 | 2008 – Transformer Size 15 - Multi-Family Sector | 0.15125 | Quasi-Prescriptive | Quasi-Prescriptive | Quasi-Prescriptive | Quasi-Prescriptive | Quasi-Prescriptive | 41 | 20 | 0 | 0 | 0 | 0 | 0 | 0 | 0
762 | 39 | Electricity Retrofit Incentive | Business, Industrial | 2009 | Preliminary | 247 | 2008 – Transformer Size 30 - Multi-Family Sector | 0.22957 | Quasi-Prescriptive | Quasi-Prescriptive | Quasi-Prescriptive | Quasi-Prescriptive | Quasi-Prescriptive | 41 | 20 | 0 | 0 | 0 | 0 | 0 | 0 | 0
763 | 39 | Electricity Retrofit Incentive | Business, Industrial | 2009 | Preliminary | 248 | 2008 – Transformer Size 45 - Multi-Family Sector | 0.23932 | Quasi-Prescriptive | Quasi-Prescriptive | Quasi-Prescriptive | Quasi-Prescriptive | Quasi-Prescriptive | 41 | 20 | 0 | 0 | 0 | 0 | 0 | 0 | 0
764 | 39 | Electricity Retrofit Incentive | Business, Industrial | 2009 | Preliminary | 249 | 2008 – Transformer Size 75 - Multi-Family Sector | 0.34687 | Quasi-Prescriptive | Quasi-Prescriptive | Quasi-Prescriptive | Quasi-Prescriptive | Quasi-Prescriptive | 41 | 20 | 0 | 0 | 0 | 0 | 0 | 0 | 0
765 | 39 | Electricity Retrofit Incentive | Business, Industrial | 2009 | Preliminary | 250 | 2008 – Transformer Size 122.5 - Multi-Family Sector | 0.44369 | Quasi-Prescriptive | Quasi-Prescriptive | Quasi-Prescriptive | Quasi-Prescriptive | Quasi-Prescriptive | 41 | 20 | 0 | 0 | 0 | 0 | 0 | 0 | 0
766 | 39 | Electricity Retrofit Incentive | Business, Industrial | 2009 | Preliminary | 251 | 2008 – Transformer Size 150 - Multi-Family Sector | 0.39279 | Quasi-Prescriptive | Quasi-Prescriptive | Quasi-Prescriptive | Quasi-Prescriptive | Quasi-Prescriptive | 41 | 20 | 0 | 0 | 0 | 0 | 0 | 0 | 0
767 | 39 | Electricity Retrofit Incentive | Business, Industrial | 2009 | Preliminary | 252 | 2008 – Transformer Size 225 - Multi-Family Sector | 0.50296 | Quasi-Prescriptive | Quasi-Prescriptive | Quasi-Prescriptive | Quasi-Prescriptive | Quasi-Prescriptive | 41 | 20 | 0 | 0 | 0 | 0 | 0 | 0 | 0
768 | 39 | Electricity Retrofit Incentive | Business, Industrial | 2009 | Preliminary | 253 | 2008 – Transformer Size 300 - Multi-Family Sector | 0.50142 | Quasi-Prescriptive | Quasi-Prescriptive | Quasi-Prescriptive | Quasi-Prescriptive | Quasi-Prescriptive | 41 | 20 | 0 | 0 | 0 | 0 | 0 | 0 | 0
769 | 39 | Electricity Retrofit Incentive | Business, Industrial | 2009 | Preliminary | 254 | 2008 – Transformer Size 500 - Multi-Family Sector | 0.83401 | Quasi-Prescriptive | Quasi-Prescriptive | Quasi-Prescriptive | Quasi-Prescriptive | Quasi-Prescriptive | 41 | 20 | 0 | 0 | 0 | 0 | 0 | 0 | 0
770 | 39 | Electricity Retrofit Incentive | Business, Industrial | 2009 | Preliminary | 255 | 2008 – Transformer Size 750 - Multi-Family Sector | 0.83148 | Quasi-Prescriptive | Quasi-Prescriptive | Quasi-Prescriptive | Quasi-Prescriptive | Quasi-Prescriptive | 41 | 20 | 0 | 0 | 0 | 0 | 0 | 0 | 0
771 | 39 | Electricity Retrofit Incentive | Business, Industrial | 2009 | Preliminary | 256 | 2008 – Transformer Size 1000 - Multi-Family Sector | 1.1064 | Quasi-Prescriptive | Quasi-Prescriptive | Quasi-Prescriptive | Quasi-Prescriptive | Quasi-Prescriptive | 41 | 20 | 0 | 0 | 0 | 0 | 0 | 0 | 0
772 | 39 | Electricity Retrofit Incentive | Business, Industrial | 2009 | Preliminary | 257 | 2008 – Unitary AC Single Phase <= 5.4 Tons - Multi-Family Sector | 0.052 | Quasi-Prescriptive | Quasi-Prescriptive | Quasi-Prescriptive | Quasi-Prescriptive | Quasi-Prescriptive | 41 | 20 | 0 | 0 | 0 | 0 | 0 | 0 | 0
773 | 39 | Electricity Retrofit Incentive | Business, Industrial | 2009 | Preliminary | 258 | 2008 – Unitary AC 3 Phase <= 5.4 Tons - Multi-Family Sector | 0.052 | Quasi-Prescriptive | Quasi-Prescriptive | Quasi-Prescriptive | Quasi-Prescriptive | Quasi-Prescriptive | 41 | 20 | 0 | 0 | 0 | 0 | 0 | 0 | 0
774 | 39 | Electricity Retrofit Incentive | Business, Industrial | 2009 | Preliminary | 259 | 2008 – Unitary AC >5.4 & <= 11.25 tons - Multi-Family Sector | 0.126 | Quasi-Prescriptive | Quasi-Prescriptive | Quasi-Prescriptive | Quasi-Prescriptive | Quasi-Prescriptive | 41 | 20 | 0 | 0 | 0 | 0 | 0 | 0 | 0
775 | 39 | Electricity Retrofit Incentive | Business, Industrial | 2009 | Preliminary | 260 | 2008 – Unitary AC >11.25 & <= 20 tons - Multi-Family Sector | 0.179 | Quasi-Prescriptive | Quasi-Prescriptive | Quasi-Prescriptive | Quasi-Prescriptive | Quasi-Prescriptive | 41 | 20 | 0 | 0 | 0 | 0 | 0 | 0 | 0
776 | 39 | Electricity Retrofit Incentive | Business, Industrial | 2009 | Preliminary | 261 | 2008 – Unitary AC 25 tons - Multi-Family Sector | 0.12 | Quasi-Prescriptive | Quasi-Prescriptive | Quasi-Prescriptive | Quasi-Prescriptive | Quasi-Prescriptive | 41 | 20 | 0 | 0 | 0 | 0 | 0 | 0 | 0
777 | 39 | Electricity Retrofit Incentive | Business, Industrial | 2009 | Preliminary | 262 | 2008 – AgriCommercial Creep Heat Pads, up to 75W maximum - Multi-Family Sector | 0.075 | Quasi-Prescriptive | Quasi-Prescriptive | Quasi-Prescriptive | Quasi-Prescriptive | Quasi-Prescriptive | 41 | 20 | 0 | 0 | 0 | 0 | 0 | 0 | 0
778 | 39 | Electricity Retrofit Incentive | Business, Industrial | 2009 | Preliminary | 263 | 2008 – AgriCommercial Creep Heat Pads, up to 100W maximum - Multi-Family Sector | 0.075 | Quasi-Prescriptive | Quasi-Prescriptive | Quasi-Prescriptive | Quasi-Prescriptive | Quasi-Prescriptive | 41 | 20 | 0 | 0 | 0 | 0 | 0 | 0 | 0
779 | 39 | Electricity Retrofit Incentive | Business, Industrial | 2009 | Preliminary | 264 | 2008 – AgriCommercial Creep Heat Pads, up to 150W maximum - Multi-Family Sector | 0.15 | Quasi-Prescriptive | Quasi-Prescriptive | Quasi-Prescriptive | Quasi-Prescriptive | Quasi-Prescriptive | 41 | 20 | 0 | 0 | 0 | 0 | 0 | 0 | 0
780 | 39 | Electricity Retrofit Incentive | Business, Industrial | 2009 | Preliminary | 265 | 2008 – AgriCommercial Creep Heat Pads, up to 200W maximum - Multi-Family Sector | 0.15 | Quasi-Prescriptive | Quasi-Prescriptive | Quasi-Prescriptive | Quasi-Prescriptive | Quasi-Prescriptive | 41 | 20 | 0 | 0 | 0 | 0 | 0 | 0 | 0
781 | 39 | Electricity Retrofit Incentive | Business, Industrial | 2009 | Preliminary | 266 | 2008 – AgriCommercial High Temperature Cutout Thermostat - Multi-Family Sector | 0.13125 | Quasi-Prescriptive | Quasi-Prescriptive | Quasi-Prescriptive | Quasi-Prescriptive | Quasi-Prescriptive | 41 | 20 | 0 | 0 | 0 | 0 | 0 | 0 | 0
782 | 39 | Electricity Retrofit Incentive | Business, Industrial | 2009 | Preliminary | 267 | 2008 – AgriCommercial Creep Heat Controller - Multi-Family Sector | 0.13125 | Quasi-Prescriptive | Quasi-Prescriptive | Quasi-Prescriptive | Quasi-Prescriptive | Quasi-Prescriptive | 41 | 20 | 0 | 0 | 0 | 0 | 0 | 0 | 0
783 | 39 | Electricity Retrofit Incentive | Business, Industrial | 2009 | Preliminary | 268 | 2008 – AgriCommercial Energy Efficient Ventilation Exhaust Fans - Multi-Family Sector | 0.052 | Quasi-Prescriptive | Quasi-Prescriptive | Quasi-Prescriptive | Quasi-Prescriptive | Quasi-Prescriptive | 41 | 20 | 0 | 0 | 0 | 0 | 0 | 0 | 0
784 | 39 | Electricity Retrofit Incentive | Business, Industrial | 2009 | Preliminary | 269 | 2008 – AgriCommercial Low Energy Livestock Waterers - Multi-Family Sector | 0.7 | Quasi-Prescriptive | Quasi-Prescriptive | Quasi-Prescriptive | Quasi-Prescriptive | Quasi-Prescriptive | 41 | 20 | 0 | 0 | 0 | 0 | 0 | 0 | 0
785 | 39 | Electricity Retrofit Incentive | Business, Industrial | 2009 | Preliminary | 270 | 2008 – AgriCommercial Photocell and Timer for Lighting Control - Multi-Family Sector | 0.11 | Quasi-Prescriptive | Quasi-Prescriptive | Quasi-Prescriptive | Quasi-Prescriptive | Quasi-Prescriptive | 41 | 20 | 0 | 0 | 0 | 0 | 0 | 0 | 0
786 | 39 | Electricity Retrofit Incentive | Business, Industrial | 2009 | Preliminary | 271 | 2009 – Lighting System ENERGY STAR® Rated Exit Signs - Multi-Family Sector | 0.026 | Quasi-Prescriptive | Quasi-Prescriptive | Quasi-Prescriptive | Quasi-Prescriptive | Quasi-Prescriptive | 41 | 20 | 0 | 0 | 0 | 0 | 0 | 0 | 0
787 | 39 | Electricity Retrofit Incentive | Business, Industrial | 2009 | Preliminary | 272 | 2009 – Lighting System Refrigeratred Display Case LED Strip Lights - Multi-Family Sector | 0.077 | Quasi-Prescriptive | Quasi-Prescriptive | Quasi-Prescriptive | Quasi-Prescriptive | Quasi-Prescriptive | 41 | 20 | 0 | 0 | 0 | 0 | 0 | 0 | 0
788 | 39 | Electricity Retrofit Incentive | Business, Industrial | 2009 | Preliminary | 273 | 2009 – Lighting System Screw-In & GU-24 base CFLs - Multi-Family Sector | 0.046 | Quasi-Prescriptive | Quasi-Prescriptive | Quasi-Prescriptive | Quasi-Prescriptive | Quasi-Prescriptive | 41 | 20 | 0 | 0 | 0 | 0 | 0 | 0 | 0
789 | 39 | Electricity Retrofit Incentive | Business, Industrial | 2009 | Preliminary | 274 | 2009 – Lighting System PAR CFLs, <= 11W - Multi-Family Sector | 0.029 | Quasi-Prescriptive | Quasi-Prescriptive | Quasi-Prescriptive | Quasi-Prescriptive | Quasi-Prescriptive | 41 | 20 | 0 | 0 | 0 | 0 | 0 | 0 | 0
790 | 39 | Electricity Retrofit Incentive | Business, Industrial | 2009 | Preliminary | 275 | 2009 – Lighting System PAR CFLs, 12-20W - Multi-Family Sector | 0.045 | Quasi-Prescriptive | Quasi-Prescriptive | Quasi-Prescriptive | Quasi-Prescriptive | Quasi-Prescriptive | 41 | 20 | 0 | 0 | 0 | 0 | 0 | 0 | 0
791 | 39 | Electricity Retrofit Incentive | Business, Industrial | 2009 | Preliminary | 276 | 2009 – Lighting System PAR CFLs, 20-39W - Multi-Family Sector | 0.074 | Quasi-Prescriptive | Quasi-Prescriptive | Quasi-Prescriptive | Quasi-Prescriptive | Quasi-Prescriptive | 41 | 20 | 0 | 0 | 0 | 0 | 0 | 0 | 0
792 | 39 | Electricity Retrofit Incentive | Business, Industrial | 2009 | Preliminary | 277 | 2009 – Lighting System 2 Pin CFLs, <14W - Multi-Family Sector | 0.055 | Quasi-Prescriptive | Quasi-Prescriptive | Quasi-Prescriptive | Quasi-Prescriptive | Quasi-Prescriptive | 41 | 20 | 0 | 0 | 0 | 0 | 0 | 0 | 0
793 | 39 | Electricity Retrofit Incentive | Business, Industrial | 2009 | Preliminary | 278 | 2009 – Lighting System 2 Pin CFLs, 14-26W - Multi-Family Sector | 0.055 | Quasi-Prescriptive | Quasi-Prescriptive | Quasi-Prescriptive | Quasi-Prescriptive | Quasi-Prescriptive | 41 | 20 | 0 | 0 | 0 | 0 | 0 | 0 | 0
794 | 39 | Electricity Retrofit Incentive | Business, Industrial | 2009 | Preliminary | 279 | 2009 – Lighting System 2 Pin CFLs, 29-39W - Multi-Family Sector | 0.055 | Quasi-Prescriptive | Quasi-Prescriptive | Quasi-Prescriptive | Quasi-Prescriptive | Quasi-Prescriptive | 41 | 20 | 0 | 0 | 0 | 0 | 0 | 0 | 0
795 | 39 | Electricity Retrofit Incentive | Business, Industrial | 2009 | Preliminary | 280 | 2009 – Lighting System 4 Pin CFLs, <14W - Multi-Family Sector | 0.057 | Quasi-Prescriptive | Quasi-Prescriptive | Quasi-Prescriptive | Quasi-Prescriptive | Quasi-Prescriptive | 41 | 20 | 0 | 0 | 0 | 0 | 0 | 0 | 0
796 | 39 | Electricity Retrofit Incentive | Business, Industrial | 2009 | Preliminary | 281 | 2009 – Lighting System 4 Pin CFLs, 14-26W - Multi-Family Sector | 0.057 | Quasi-Prescriptive | Quasi-Prescriptive | Quasi-Prescriptive | Quasi-Prescriptive | Quasi-Prescriptive | 41 | 20 | 0 | 0 | 0 | 0 | 0 | 0 | 0
797 | 39 | Electricity Retrofit Incentive | Business, Industrial | 2009 | Preliminary | 282 | 2009 – Lighting System 4 Pin CFLs, 29-39W - Multi-Family Sector | 0.057 | Quasi-Prescriptive | Quasi-Prescriptive | Quasi-Prescriptive | Quasi-Prescriptive | Quasi-Prescriptive | 41 | 20 | 0 | 0 | 0 | 0 | 0 | 0 | 0
798 | 39 | Electricity Retrofit Incentive | Business, Industrial | 2009 | Preliminary | 283 | 2009 – Lighting System Dimmable CFLs, <=16W - Multi-Family Sector | 0.044 | Quasi-Prescriptive | Quasi-Prescriptive | Quasi-Prescriptive | Quasi-Prescriptive | Quasi-Prescriptive | 41 | 20 | 0 | 0 | 0 | 0 | 0 | 0 | 0
799 | 39 | Electricity Retrofit Incentive | Business, Industrial | 2009 | Preliminary | 284 | 2009 – Lighting System Dimmable CFLs, 17-20W - Multi-Family Sector | 0.06 | Quasi-Prescriptive | Quasi-Prescriptive | Quasi-Prescriptive | Quasi-Prescriptive | Quasi-Prescriptive | 41 | 20 | 0 | 0 | 0 | 0 | 0 | 0 | 0
800 | 39 | Electricity Retrofit Incentive | Business, Industrial | 2009 | Preliminary | 285 | 2009 – Lighting System Dimmable CFLs, 21-29W - Multi-Family Sector | 0.071 | Quasi-Prescriptive | Quasi-Prescriptive | Quasi-Prescriptive | Quasi-Prescriptive | Quasi-Prescriptive | 41 | 20 | 0 | 0 | 0 | 0 | 0 | 0 | 0
801 | 39 | Electricity Retrofit Incentive | Business, Industrial | 2009 | Preliminary | 286 | 2009 – Lighting System Standard Performance T8, Single Lamp - Multi-Family Sector | 0.019 | Quasi-Prescriptive | Quasi-Prescriptive | Quasi-Prescriptive | Quasi-Prescriptive | Quasi-Prescriptive | 41 | 20 | 0 | 0 | 0 | 0 | 0 | 0 | 0
802 | 39 | Electricity Retrofit Incentive | Business, Industrial | 2009 | Preliminary | 287 | 2009 – Lighting System Standard Performance T8, Double Lamp - Multi-Family Sector | 0.0265 | Quasi-Prescriptive | Quasi-Prescriptive | Quasi-Prescriptive | Quasi-Prescriptive | Quasi-Prescriptive | 41 | 20 | 0 | 0 | 0 | 0 | 0 | 0 | 0
803 | 39 | Electricity Retrofit Incentive | Business, Industrial | 2009 | Preliminary | 288 | 2009 – Lighting System Standard Performance T8, Triple Lamp - Multi-Family Sector | 0.045 | Quasi-Prescriptive | Quasi-Prescriptive | Quasi-Prescriptive | Quasi-Prescriptive | Quasi-Prescriptive | 41 | 20 | 0 | 0 | 0 | 0 | 0 | 0 | 0
804 | 39 | Electricity Retrofit Incentive | Business, Industrial | 2009 | Preliminary | 289 | 2009 – Lighting System Standard Performance T8, Quadruple Lamp - Multi-Family Sector | 0.05 | Quasi-Prescriptive | Quasi-Prescriptive | Quasi-Prescriptive | Quasi-Prescriptive | Quasi-Prescriptive | 41 | 20 | 0 | 0 | 0 | 0 | 0 | 0 | 0
805 | 39 | Electricity Retrofit Incentive | Business, Industrial | 2009 | Preliminary | 290 | 2009 – Lighting System High Performance T8, Single Lamp - Multi-Family Sector | 0.021 | Quasi-Prescriptive | Quasi-Prescriptive | Quasi-Prescriptive | Quasi-Prescriptive | Quasi-Prescriptive | 41 | 20 | 0 | 0 | 0 | 0 | 0 | 0 | 0
806 | 39 | Electricity Retrofit Incentive | Business, Industrial | 2009 | Preliminary | 291 | 2009 – Lighting System High Performance T8, Double Lamp - Multi-Family Sector | 0.0295 | Quasi-Prescriptive | Quasi-Prescriptive | Quasi-Prescriptive | Quasi-Prescriptive | Quasi-Prescriptive | 41 | 20 | 0 | 0 | 0 | 0 | 0 | 0 | 0
807 | 39 | Electricity Retrofit Incentive | Business, Industrial | 2009 | Preliminary | 292 | 2009 – Lighting System High Performance T8, Triple Lamp - Multi-Family Sector | 0.045 | Quasi-Prescriptive | Quasi-Prescriptive | Quasi-Prescriptive | Quasi-Prescriptive | Quasi-Prescriptive | 41 | 20 | 0 | 0 | 0 | 0 | 0 | 0 | 0
808 | 39 | Electricity Retrofit Incentive | Business, Industrial | 2009 | Preliminary | 293 | 2009 – Lighting System High Performance T8, Quadruple Lamp - Multi-Family Sector | 0.053 | Quasi-Prescriptive | Quasi-Prescriptive | Quasi-Prescriptive | Quasi-Prescriptive | Quasi-Prescriptive | 41 | 20 | 0 | 0 | 0 | 0 | 0 | 0 | 0
809 | 39 | Electricity Retrofit Incentive | Business, Industrial | 2009 | Preliminary | 294 | 2009 – Lighting System Standard Performance Medium Bay T8, 4 Lamp - Multi-Family Sector | 0.15 | Quasi-Prescriptive | Quasi-Prescriptive | Quasi-Prescriptive | Quasi-Prescriptive | Quasi-Prescriptive | 41 | 20 | 0 | 0 | 0 | 0 | 0 | 0 | 0
810 | 39 | Electricity Retrofit Incentive | Business, Industrial | 2009 | Preliminary | 295 | 2009 – Lighting System Standard Performance Medium Bay T8, 6 Lamp - Multi-Family Sector | 0.202 | Quasi-Prescriptive | Quasi-Prescriptive | Quasi-Prescriptive | Quasi-Prescriptive | Quasi-Prescriptive | 41 | 20 | 0 | 0 | 0 | 0 | 0 | 0 | 0
811 | 39 | Electricity Retrofit Incentive | Business, Industrial | 2009 | Preliminary | 296 | 2009 – Lighting System Standard Performance Medium Bay T8, 8 Lamp - Multi-Family Sector | 0.197 | Quasi-Prescriptive | Quasi-Prescriptive | Quasi-Prescriptive | Quasi-Prescriptive | Quasi-Prescriptive | 41 | 20 | 0 | 0 | 0 | 0 | 0 | 0 | 0
812 | 39 | Electricity Retrofit Incentive | Business, Industrial | 2009 | Preliminary | 297 | 2009 – Lighting System High Performance Medium Bay T8, 4 Lamp - Multi-Family Sector | 0.17 | Quasi-Prescriptive | Quasi-Prescriptive | Quasi-Prescriptive | Quasi-Prescriptive | Quasi-Prescriptive | 41 | 20 | 0 | 0 | 0 | 0 | 0 | 0 | 0
813 | 39 | Electricity Retrofit Incentive | Business, Industrial | 2009 | Preliminary | 298 | 2009 – Lighting System High Performance Medium Bay T8, 6 Lamp - Multi-Family Sector | 0.239 | Quasi-Prescriptive | Quasi-Prescriptive | Quasi-Prescriptive | Quasi-Prescriptive | Quasi-Prescriptive | 41 | 20 | 0 | 0 | 0 | 0 | 0 | 0 | 0
814 | 39 | Electricity Retrofit Incentive | Business, Industrial | 2009 | Preliminary | 299 | 2009 – Lighting System High Performance Medium Bay T8, 8 Lamp - Multi-Family Sector | 0.242 | Quasi-Prescriptive | Quasi-Prescriptive | Quasi-Prescriptive | Quasi-Prescriptive | Quasi-Prescriptive | 41 | 20 | 0 | 0 | 0 | 0 | 0 | 0 | 0
815 | 39 | Electricity Retrofit Incentive | Business, Industrial | 2009 | Preliminary | 300 | 2009 – Lighting System T5, 1-3 Lamps - Multi-Family Sector | 0.025667 | Quasi-Prescriptive | Quasi-Prescriptive | Quasi-Prescriptive | Quasi-Prescriptive | Quasi-Prescriptive | 41 | 20 | 0 | 0 | 0 | 0 | 0 | 0 | 0
816 | 39 | Electricity Retrofit Incentive | Business, Industrial | 2009 | Preliminary | 301 | 2009 – Lighting System Medium and High Bay T5, 4 Lamps - Multi-Family Sector | 0.16 | Quasi-Prescriptive | Quasi-Prescriptive | Quasi-Prescriptive | Quasi-Prescriptive | Quasi-Prescriptive | 41 | 20 | 0 | 0 | 0 | 0 | 0 | 0 | 0
817 | 39 | Electricity Retrofit Incentive | Business, Industrial | 2009 | Preliminary | 302 | 2009 – Lighting System Medium and High Bay T5, 6 Lamps - Multi-Family Sector | 0.156 | Quasi-Prescriptive | Quasi-Prescriptive | Quasi-Prescriptive | Quasi-Prescriptive | Quasi-Prescriptive | 41 | 20 | 0 | 0 | 0 | 0 | 0 | 0 | 0
818 | 39 | Electricity Retrofit Incentive | Business, Industrial | 2009 | Preliminary | 303 | 2009 – Lighting System Medium and High Bay T5, 8 Lamps - Multi-Family Sector | 0.242 | Quasi-Prescriptive | Quasi-Prescriptive | Quasi-Prescriptive | Quasi-Prescriptive | Quasi-Prescriptive | 41 | 20 | 0 | 0 | 0 | 0 | 0 | 0 | 0
819 | 39 | Electricity Retrofit Incentive | Business, Industrial | 2009 | Preliminary | 304 | 2009 – Lighting System Medium and High Bay T5, 10 Lamps - Multi-Family Sector | 0.314 | Quasi-Prescriptive | Quasi-Prescriptive | Quasi-Prescriptive | Quasi-Prescriptive | Quasi-Prescriptive | 41 | 20 | 0 | 0 | 0 | 0 | 0 | 0 | 0
820 | 39 | Electricity Retrofit Incentive | Business, Industrial | 2009 | Preliminary | 305 | 2009 – Lighting System Medium and High Bay T5, 12 Lamps - Multi-Family Sector | 0.386 | Quasi-Prescriptive | Quasi-Prescriptive | Quasi-Prescriptive | Quasi-Prescriptive | Quasi-Prescriptive | 41 | 20 | 0 | 0 | 0 | 0 | 0 | 0 | 0
821 | 39 | Electricity Retrofit Incentive | Business, Industrial | 2009 | Preliminary | 306 | 2009 – Lighting System 320W Pulse-Start Ceramic Metal Halide Lamp - Multi-Family Sector | 0.056 | Quasi-Prescriptive | Quasi-Prescriptive | Quasi-Prescriptive | Quasi-Prescriptive | Quasi-Prescriptive | 41 | 20 | 0 | 0 | 0 | 0 | 0 | 0 | 0
822 | 39 | Electricity Retrofit Incentive | Business, Industrial | 2009 | Preliminary | 307 | 2009 – Lighting System <30W PAR Self-Ballasted Ceramic Metal Halide Lamp - Multi-Family Sector | 0.061 | Quasi-Prescriptive | Quasi-Prescriptive | Quasi-Prescriptive | Quasi-Prescriptive | Quasi-Prescriptive | 41 | 20 | 0 | 0 | 0 | 0 | 0 | 0 | 0
823 | 39 | Electricity Retrofit Incentive | Business, Industrial | 2009 | Preliminary | 308 | 2009 – Lighting System 150W Metal Halide Lamp - Multi-Family Sector | 0.025 | Quasi-Prescriptive | Quasi-Prescriptive | Quasi-Prescriptive | Quasi-Prescriptive | Quasi-Prescriptive | 41 | 20 | 0 | 0 | 0 | 0 | 0 | 0 | 0
824 | 39 | Electricity Retrofit Incentive | Business, Industrial | 2009 | Preliminary | 309 | 2009 – Lighting System 360W Metal Halide Lamp - Multi-Family Sector | 0.04 | Quasi-Prescriptive | Quasi-Prescriptive | Quasi-Prescriptive | Quasi-Prescriptive | Quasi-Prescriptive | 41 | 20 | 0 | 0 | 0 | 0 | 0 | 0 | 0
825 | 39 | Electricity Retrofit Incentive | Business, Industrial | 2009 | Preliminary | 310 | 2009 – Lighting System 225W High Pressure Sodium Lamp - Multi-Family Sector | 0.025 | Quasi-Prescriptive | Quasi-Prescriptive | Quasi-Prescriptive | Quasi-Prescriptive | Quasi-Prescriptive | 41 | 20 | 0 | 0 | 0 | 0 | 0 | 0 | 0
826 | 39 | Electricity Retrofit Incentive | Business, Industrial | 2009 | Preliminary | 311 | 2009 – Lighting System <200W Metal Halide Electronic Ballast - Multi-Family Sector | 0.065 | Quasi-Prescriptive | Quasi-Prescriptive | Quasi-Prescriptive | Quasi-Prescriptive | Quasi-Prescriptive | 41 | 20 | 0 | 0 | 0 | 0 | 0 | 0 | 0
827 | 39 | Electricity Retrofit Incentive | Business, Industrial | 2009 | Preliminary | 312 | 2009 – Lighting System 250-360W Metal Halide Electronic Ballast - Multi-Family Sector | 0.128 | Quasi-Prescriptive | Quasi-Prescriptive | Quasi-Prescriptive | Quasi-Prescriptive | Quasi-Prescriptive | 41 | 20 | 0 | 0 | 0 | 0 | 0 | 0 | 0
828 | 39 | Electricity Retrofit Incentive | Business, Industrial | 2009 | Preliminary | 313 | 2009 – Lighting System 400W Metal Halide Electronic Ballast - Multi-Family Sector | 0.226 | Quasi-Prescriptive | Quasi-Prescriptive | Quasi-Prescriptive | Quasi-Prescriptive | Quasi-Prescriptive | 41 | 20 | 0 | 0 | 0 | 0 | 0 | 0 | 0
829 | 39 | Electricity Retrofit Incentive | Business, Industrial | 2009 | Preliminary | 314 | 2009 – Lighting System <200W High Pressure Sodium Electronic Ballast - Multi-Family Sector | 0.04 | Quasi-Prescriptive | Quasi-Prescriptive | Quasi-Prescriptive | Quasi-Prescriptive | Quasi-Prescriptive | 41 | 20 | 0 | 0 | 0 | 0 | 0 | 0 | 0
830 | 39 | Electricity Retrofit Incentive | Business, Industrial | 2009 | Preliminary | 315 | 2009 – Lighting System 250W High Pressure Sodium Electronic Ballast - Multi-Family Sector | 0.055 | Quasi-Prescriptive | Quasi-Prescriptive | Quasi-Prescriptive | Quasi-Prescriptive | Quasi-Prescriptive | 41 | 20 | 0 | 0 | 0 | 0 | 0 | 0 | 0
831 | 39 | Electricity Retrofit Incentive | Business, Industrial | 2009 | Preliminary | 316 | 2009 – Lighting System 400W High Pressure Sodium Electronic Ballast - Multi-Family Sector | 0.075 | Quasi-Prescriptive | Quasi-Prescriptive | Quasi-Prescriptive | Quasi-Prescriptive | Quasi-Prescriptive | 41 | 20 | 0 | 0 | 0 | 0 | 0 | 0 | 0
832 | 39 | Electricity Retrofit Incentive | Business, Industrial | 2009 | Preliminary | 317 | 2009 – Lighting System 600W High Pressure Sodium Electronic Ballast - Multi-Family Sector | 0.081 | Quasi-Prescriptive | Quasi-Prescriptive | Quasi-Prescriptive | Quasi-Prescriptive | Quasi-Prescriptive | 41 | 20 | 0 | 0 | 0 | 0 | 0 | 0 | 0
833 | 39 | Electricity Retrofit Incentive | Business, Industrial | 2009 | Preliminary | 318 | 2009 – Lighting System 1000W High Pressure Sodium Electronic Ballast - Multi-Family Sector | 0.095 | Quasi-Prescriptive | Quasi-Prescriptive | Quasi-Prescriptive | Quasi-Prescriptive | Quasi-Prescriptive | 41 | 20 | 0 | 0 | 0 | 0 | 0 | 0 | 0
834 | 39 | Electricity Retrofit Incentive | Business, Industrial | 2009 | Preliminary | 319 | 2009 – Lighting System <25W Infrared Coated Halogen MR16 Lamp - Multi-Family Sector | 0.015 | Quasi-Prescriptive | Quasi-Prescriptive | Quasi-Prescriptive | Quasi-Prescriptive | Quasi-Prescriptive | 41 | 20 | 0 | 0 | 0 | 0 | 0 | 0 | 0
835 | 39 | Electricity Retrofit Incentive | Business, Industrial | 2009 | Preliminary | 320 | 2009 – Lighting System 26-35W Infrared Coated Halogen MR16 Lamp - Multi-Family Sector | 0.015 | Quasi-Prescriptive | Quasi-Prescriptive | Quasi-Prescriptive | Quasi-Prescriptive | Quasi-Prescriptive | 41 | 20 | 0 | 0 | 0 | 0 | 0 | 0 | 0
836 | 39 | Electricity Retrofit Incentive | Business, Industrial | 2009 | Preliminary | 321 | 2009 – Lighting System <48W Infrared Coated Halogen PAR Lamp - Multi-Family Sector | 0.04 | Quasi-Prescriptive | Quasi-Prescriptive | Quasi-Prescriptive | Quasi-Prescriptive | Quasi-Prescriptive | 41 | 20 | 0 | 0 | 0 | 0 | 0 | 0 | 0
837 | 39 | Electricity Retrofit Incentive | Business, Industrial | 2009 | Preliminary | 322 | 2009 – Lighting System 49-60W Infrared Coated Halogen PAR Lamp - Multi-Family Sector | 0.1 | Quasi-Prescriptive | Quasi-Prescriptive | Quasi-Prescriptive | Quasi-Prescriptive | Quasi-Prescriptive | 41 | 20 | 0 | 0 | 0 | 0 | 0 | 0 | 0
838 | 39 | Electricity Retrofit Incentive | Business, Industrial | 2009 | Preliminary | 323 | 2009 – Lighting System Occupancy Sensors, Switch plate mounted occupancy sensor - Multi-Family Sector | 0.095 | Quasi-Prescriptive | Quasi-Prescriptive | Quasi-Prescriptive | Quasi-Prescriptive | Quasi-Prescriptive | 41 | 20 | 0 | 0 | 0 | 0 | 0 | 0 | 0
839 | 39 | Electricity Retrofit Incentive | Business, Industrial | 2009 | Preliminary | 324 | 2009 – Lighting System Occupancy Sensors, Ceiling mounted occupancy sensor - Multi-Family Sector | 0.095 | Quasi-Prescriptive | Quasi-Prescriptive | Quasi-Prescriptive | Quasi-Prescriptive | Quasi-Prescriptive | 41 | 20 | 0 | 0 | 0 | 0 | 0 | 0 | 0
840 | 39 | Electricity Retrofit Incentive | Business, Industrial | 2009 | Preliminary | 325 | 2009 – Motor Open Drip-Proof (ODP), 1 HP - Multi-Family Sector | 0.02 | Quasi-Prescriptive | Quasi-Prescriptive | Quasi-Prescriptive | Quasi-Prescriptive | Quasi-Prescriptive | 41 | 20 | 0 | 0 | 0 | 0 | 0 | 0 | 0
841 | 39 | Electricity Retrofit Incentive | Business, Industrial | 2009 | Preliminary | 326 | 2009 – Motor Open Drip-Proof (ODP), 1.5 HP - Multi-Family Sector | 0.03 | Quasi-Prescriptive | Quasi-Prescriptive | Quasi-Prescriptive | Quasi-Prescriptive | Quasi-Prescriptive | 41 | 20 | 0 | 0 | 0 | 0 | 0 | 0 | 0
842 | 39 | Electricity Retrofit Incentive | Business, Industrial | 2009 | Preliminary | 327 | 2009 – Motor Open Drip-Proof (ODP), 2 HP - Multi-Family Sector | 0.04 | Quasi-Prescriptive | Quasi-Prescriptive | Quasi-Prescriptive | Quasi-Prescriptive | Quasi-Prescriptive | 41 | 20 | 0 | 0 | 0 | 0 | 0 | 0 | 0
843 | 39 | Electricity Retrofit Incentive | Business, Industrial | 2009 | Preliminary | 328 | 2009 – Motor Open Drip-Proof (ODP), 3 HP - Multi-Family Sector | 0.07 | Quasi-Prescriptive | Quasi-Prescriptive | Quasi-Prescriptive | Quasi-Prescriptive | Quasi-Prescriptive | 41 | 20 | 0 | 0 | 0 | 0 | 0 | 0 | 0
844 | 39 | Electricity Retrofit Incentive | Business, Industrial | 2009 | Preliminary | 329 | 2009 – Motor Open Drip-Proof (ODP), 5 HP - Multi-Family Sector | 0.07 | Quasi-Prescriptive | Quasi-Prescriptive | Quasi-Prescriptive | Quasi-Prescriptive | Quasi-Prescriptive | 41 | 20 | 0 | 0 | 0 | 0 | 0 | 0 | 0
845 | 39 | Electricity Retrofit Incentive | Business, Industrial | 2009 | Preliminary | 330 | 2009 – Motor Open Drip-Proof (ODP), 7.5 HP - Multi-Family Sector | 0.13 | Quasi-Prescriptive | Quasi-Prescriptive | Quasi-Prescriptive | Quasi-Prescriptive | Quasi-Prescriptive | 41 | 20 | 0 | 0 | 0 | 0 | 0 | 0 | 0
846 | 39 | Electricity Retrofit Incentive | Business, Industrial | 2009 | Preliminary | 331 | 2009 – Motor Open Drip-Proof (ODP), 10 HP - Multi-Family Sector | 0.15 | Quasi-Prescriptive | Quasi-Prescriptive | Quasi-Prescriptive | Quasi-Prescriptive | Quasi-Prescriptive | 41 | 20 | 0 | 0 | 0 | 0 | 0 | 0 | 0
847 | 39 | Electricity Retrofit Incentive | Business, Industrial | 2009 | Preliminary | 332 | 2009 – Motor Open Drip-Proof (ODP), 15 HP - Multi-Family Sector | 0.2 | Quasi-Prescriptive | Quasi-Prescriptive | Quasi-Prescriptive | Quasi-Prescriptive | Quasi-Prescriptive | 41 | 20 | 0 | 0 | 0 | 0 | 0 | 0 | 0
848 | 39 | Electricity Retrofit Incentive | Business, Industrial | 2009 | Preliminary | 333 | 2009 – Motor Open Drip-Proof (ODP), 20 HP - Multi-Family Sector | 0.26 | Quasi-Prescriptive | Quasi-Prescriptive | Quasi-Prescriptive | Quasi-Prescriptive | Quasi-Prescriptive | 41 | 20 | 0 | 0 | 0 | 0 | 0 | 0 | 0
849 | 39 | Electricity Retrofit Incentive | Business, Industrial | 2009 | Preliminary | 334 | 2009 – Motor Open Drip-Proof (ODP), 25 HP - Multi-Family Sector | 0.31 | Quasi-Prescriptive | Quasi-Prescriptive | Quasi-Prescriptive | Quasi-Prescriptive | Quasi-Prescriptive | 41 | 20 | 0 | 0 | 0 | 0 | 0 | 0 | 0
850 | 39 | Electricity Retrofit Incentive | Business, Industrial | 2009 | Preliminary | 335 | 2009 – Motor Open Drip-Proof (ODP), 30 HP - Multi-Family Sector | 0.33 | Quasi-Prescriptive | Quasi-Prescriptive | Quasi-Prescriptive | Quasi-Prescriptive | Quasi-Prescriptive | 41 | 20 | 0 | 0 | 0 | 0 | 0 | 0 | 0
851 | 39 | Electricity Retrofit Incentive | Business, Industrial | 2009 | Preliminary | 336 | 2009 – Motor Open Drip-Proof (ODP), 40 HP - Multi-Family Sector | 0.28 | Quasi-Prescriptive | Quasi-Prescriptive | Quasi-Prescriptive | Quasi-Prescriptive | Quasi-Prescriptive | 41 | 20 | 0 | 0 | 0 | 0 | 0 | 0 | 0
852 | 39 | Electricity Retrofit Incentive | Business, Industrial | 2009 | Preliminary | 337 | 2009 – Motor Open Drip-Proof (ODP), 50 HP - Multi-Family Sector | 0.48 | Quasi-Prescriptive | Quasi-Prescriptive | Quasi-Prescriptive | Quasi-Prescriptive | Quasi-Prescriptive | 41 | 20 | 0 | 0 | 0 | 0 | 0 | 0 | 0
853 | 39 | Electricity Retrofit Incentive | Business, Industrial | 2009 | Preliminary | 338 | 2009 – Motor Open Drip-Proof (ODP), 60 HP - Multi-Family Sector | 0.53 | Quasi-Prescriptive | Quasi-Prescriptive | Quasi-Prescriptive | Quasi-Prescriptive | Quasi-Prescriptive | 41 | 20 | 0 | 0 | 0 | 0 | 0 | 0 | 0
854 | 39 | Electricity Retrofit Incentive | Business, Industrial | 2009 | Preliminary | 339 | 2009 – Motor Open Drip-Proof (ODP), 75 HP - Multi-Family Sector | 0.42 | Quasi-Prescriptive | Quasi-Prescriptive | Quasi-Prescriptive | Quasi-Prescriptive | Quasi-Prescriptive | 41 | 20 | 0 | 0 | 0 | 0 | 0 | 0 | 0
855 | 39 | Electricity Retrofit Incentive | Business, Industrial | 2009 | Preliminary | 340 | 2009 – Motor Open Drip-Proof (ODP), 100 HP - Multi-Family Sector | 0.81 | Quasi-Prescriptive | Quasi-Prescriptive | Quasi-Prescriptive | Quasi-Prescriptive | Quasi-Prescriptive | 41 | 20 | 0 | 0 | 0 | 0 | 0 | 0 | 0
856 | 39 | Electricity Retrofit Incentive | Business, Industrial | 2009 | Preliminary | 341 | 2009 – Motor Open Drip-Proof (ODP), 125 HP - Multi-Family Sector | 0.7 | Quasi-Prescriptive | Quasi-Prescriptive | Quasi-Prescriptive | Quasi-Prescriptive | Quasi-Prescriptive | 41 | 20 | 0 | 0 | 0 | 0 | 0 | 0 | 0
857 | 39 | Electricity Retrofit Incentive | Business, Industrial | 2009 | Preliminary | 342 | 2009 – Motor Open Drip-Proof (ODP), 150 HP - Multi-Family Sector | 0.74 | Quasi-Prescriptive | Quasi-Prescriptive | Quasi-Prescriptive | Quasi-Prescriptive | Quasi-Prescriptive | 41 | 20 | 0 | 0 | 0 | 0 | 0 | 0 | 0
858 | 39 | Electricity Retrofit Incentive | Business, Industrial | 2009 | Preliminary | 343 | 2009 – Motor Open Drip-Proof (ODP), 200 HP - Multi-Family Sector | 0.98 | Quasi-Prescriptive | Quasi-Prescriptive | Quasi-Prescriptive | Quasi-Prescriptive | Quasi-Prescriptive | 41 | 20 | 0 | 0 | 0 | 0 | 0 | 0 | 0
859 | 39 | Electricity Retrofit Incentive | Business, Industrial | 2009 | Preliminary | 344 | 2009 – Motor Totally Enclosed Fan-Cooled (TEFC), 1 HP - Multi-Family Sector | 0.02 | Quasi-Prescriptive | Quasi-Prescriptive | Quasi-Prescriptive | Quasi-Prescriptive | Quasi-Prescriptive | 41 | 20 | 0 | 0 | 0 | 0 | 0 | 0 | 0
860 | 39 | Electricity Retrofit Incentive | Business, Industrial | 2009 | Preliminary | 345 | 2009 – Motor Totally Enclosed Fan-Cooled (TEFC), 1.5 HP - Multi-Family Sector | 0.03 | Quasi-Prescriptive | Quasi-Prescriptive | Quasi-Prescriptive | Quasi-Prescriptive | Quasi-Prescriptive | 41 | 20 | 0 | 0 | 0 | 0 | 0 | 0 | 0
861 | 39 | Electricity Retrofit Incentive | Business, Industrial | 2009 | Preliminary | 346 | 2009 – Motor Totally Enclosed Fan-Cooled (TEFC), 2 HP - Multi-Family Sector | 0.04 | Quasi-Prescriptive | Quasi-Prescriptive | Quasi-Prescriptive | Quasi-Prescriptive | Quasi-Prescriptive | 41 | 20 | 0 | 0 | 0 | 0 | 0 | 0 | 0
862 | 39 | Electricity Retrofit Incentive | Business, Industrial | 2009 | Preliminary | 347 | 2009 – Motor Totally Enclosed Fan-Cooled (TEFC), 3 HP - Multi-Family Sector | 0.04 | Quasi-Prescriptive | Quasi-Prescriptive | Quasi-Prescriptive | Quasi-Prescriptive | Quasi-Prescriptive | 41 | 20 | 0 | 0 | 0 | 0 | 0 | 0 | 0
863 | 39 | Electricity Retrofit Incentive | Business, Industrial | 2009 | Preliminary | 348 | 2009 – Motor Totally Enclosed Fan-Cooled (TEFC), 5 HP - Multi-Family Sector | 0.07 | Quasi-Prescriptive | Quasi-Prescriptive | Quasi-Prescriptive | Quasi-Prescriptive | Quasi-Prescriptive | 41 | 20 | 0 | 0 | 0 | 0 | 0 | 0 | 0
864 | 39 | Electricity Retrofit Incentive | Business, Industrial | 2009 | Preliminary | 349 | 2009 – Motor Totally Enclosed Fan-Cooled (TEFC), 7.5 HP - Multi-Family Sector | 0.11 | Quasi-Prescriptive | Quasi-Prescriptive | Quasi-Prescriptive | Quasi-Prescriptive | Quasi-Prescriptive | 41 | 20 | 0 | 0 | 0 | 0 | 0 | 0 | 0
865 | 39 | Electricity Retrofit Incentive | Business, Industrial | 2009 | Preliminary | 350 | 2009 – Motor Totally Enclosed Fan-Cooled (TEFC), 10 HP - Multi-Family Sector | 0.15 | Quasi-Prescriptive | Quasi-Prescriptive | Quasi-Prescriptive | Quasi-Prescriptive | Quasi-Prescriptive | 41 | 20 | 0 | 0 | 0 | 0 | 0 | 0 | 0
866 | 39 | Electricity Retrofit Incentive | Business, Industrial | 2009 | Preliminary | 351 | 2009 – Motor Totally Enclosed Fan-Cooled (TEFC), 15 HP - Multi-Family Sector | 0.14 | Quasi-Prescriptive | Quasi-Prescriptive | Quasi-Prescriptive | Quasi-Prescriptive | Quasi-Prescriptive | 41 | 20 | 0 | 0 | 0 | 0 | 0 | 0 | 0
867 | 39 | Electricity Retrofit Incentive | Business, Industrial | 2009 | Preliminary | 352 | 2009 – Motor Totally Enclosed Fan-Cooled (TEFC), 20 HP - Multi-Family Sector | 0.26 | Quasi-Prescriptive | Quasi-Prescriptive | Quasi-Prescriptive | Quasi-Prescriptive | Quasi-Prescriptive | 41 | 20 | 0 | 0 | 0 | 0 | 0 | 0 | 0
868 | 39 | Electricity Retrofit Incentive | Business, Industrial | 2009 | Preliminary | 353 | 2009 – Motor Totally Enclosed Fan-Cooled (TEFC), 25 HP - Multi-Family Sector | 0.19 | Quasi-Prescriptive | Quasi-Prescriptive | Quasi-Prescriptive | Quasi-Prescriptive | Quasi-Prescriptive | 41 | 20 | 0 | 0 | 0 | 0 | 0 | 0 | 0
869 | 39 | Electricity Retrofit Incentive | Business, Industrial | 2009 | Preliminary | 354 | 2009 – Motor Totally Enclosed Fan-Cooled (TEFC), 30 HP - Multi-Family Sector | 0.23 | Quasi-Prescriptive | Quasi-Prescriptive | Quasi-Prescriptive | Quasi-Prescriptive | Quasi-Prescriptive | 41 | 20 | 0 | 0 | 0 | 0 | 0 | 0 | 0
870 | 39 | Electricity Retrofit Incentive | Business, Industrial | 2009 | Preliminary | 355 | 2009 – Motor Totally Enclosed Fan-Cooled (TEFC), 40 HP - Multi-Family Sector | 0.28 | Quasi-Prescriptive | Quasi-Prescriptive | Quasi-Prescriptive | Quasi-Prescriptive | Quasi-Prescriptive | 41 | 20 | 0 | 0 | 0 | 0 | 0 | 0 | 0
871 | 39 | Electricity Retrofit Incentive | Business, Industrial | 2009 | Preliminary | 356 | 2009 – Motor Totally Enclosed Fan-Cooled (TEFC), 50 HP - Multi-Family Sector | 0.48 | Quasi-Prescriptive | Quasi-Prescriptive | Quasi-Prescriptive | Quasi-Prescriptive | Quasi-Prescriptive | 41 | 20 | 0 | 0 | 0 | 0 | 0 | 0 | 0
872 | 39 | Electricity Retrofit Incentive | Business, Industrial | 2009 | Preliminary | 357 | 2009 – Motor Totally Enclosed Fan-Cooled (TEFC), 60 HP - Multi-Family Sector | 0.53 | Quasi-Prescriptive | Quasi-Prescriptive | Quasi-Prescriptive | Quasi-Prescriptive | Quasi-Prescriptive | 41 | 20 | 0 | 0 | 0 | 0 | 0 | 0 | 0
873 | 39 | Electricity Retrofit Incentive | Business, Industrial | 2009 | Preliminary | 358 | 2009 – Motor Totally Enclosed Fan-Cooled (TEFC), 75 HP - Multi-Family Sector | 0.61 | Quasi-Prescriptive | Quasi-Prescriptive | Quasi-Prescriptive | Quasi-Prescriptive | Quasi-Prescriptive | 41 | 20 | 0 | 0 | 0 | 0 | 0 | 0 | 0
874 | 39 | Electricity Retrofit Incentive | Business, Industrial | 2009 | Preliminary | 359 | 2009 – Motor Totally Enclosed Fan-Cooled (TEFC), 100 HP - Multi-Family Sector | 0.56 | Quasi-Prescriptive | Quasi-Prescriptive | Quasi-Prescriptive | Quasi-Prescriptive | Quasi-Prescriptive | 41 | 20 | 0 | 0 | 0 | 0 | 0 | 0 | 0
875 | 39 | Electricity Retrofit Incentive | Business, Industrial | 2009 | Preliminary | 360 | 2009 – Motor Totally Enclosed Fan-Cooled (TEFC), 125 HP - Multi-Family Sector | 0.7 | Quasi-Prescriptive | Quasi-Prescriptive | Quasi-Prescriptive | Quasi-Prescriptive | Quasi-Prescriptive | 41 | 20 | 0 | 0 | 0 | 0 | 0 | 0 | 0
876 | 39 | Electricity Retrofit Incentive | Business, Industrial | 2009 | Preliminary | 361 | 2009 – Motor Totally Enclosed Fan-Cooled (TEFC), 150 HP - Multi-Family Sector | 0.74 | Quasi-Prescriptive | Quasi-Prescriptive | Quasi-Prescriptive | Quasi-Prescriptive | Quasi-Prescriptive | 41 | 20 | 0 | 0 | 0 | 0 | 0 | 0 | 0
877 | 39 | Electricity Retrofit Incentive | Business, Industrial | 2009 | Preliminary | 362 | 2009 – Motor Totally Enclosed Fan-Cooled (TEFC), 200 HP - Multi-Family Sector | 1.47 | Quasi-Prescriptive | Quasi-Prescriptive | Quasi-Prescriptive | Quasi-Prescriptive | Quasi-Prescriptive | 41 | 20 | 0 | 0 | 0 | 0 | 0 | 0 | 0
878 | 39 | Electricity Retrofit Incentive | Business, Industrial | 2009 | Preliminary | 363 | 2009 – Unitary AC Single Phase <= 5.4 Tons - Multi-Family Sector | 0.052 | Quasi-Prescriptive | Quasi-Prescriptive | Quasi-Prescriptive | Quasi-Prescriptive | Quasi-Prescriptive | 41 | 20 | 0 | 0 | 0 | 0 | 0 | 0 | 0
879 | 39 | Electricity Retrofit Incentive | Business, Industrial | 2009 | Preliminary | 364 | 2009 – Unitary AC 3 Phase <= 5.4 Tons - Multi-Family Sector | 0.052 | Quasi-Prescriptive | Quasi-Prescriptive | Quasi-Prescriptive | Quasi-Prescriptive | Quasi-Prescriptive | 41 | 20 | 0 | 0 | 0 | 0 | 0 | 0 | 0
880 | 39 | Electricity Retrofit Incentive | Business, Industrial | 2009 | Preliminary | 365 | 2009 – Unitary AC >5.4 & <= 11.25 tons - Multi-Family Sector | 0.126 | Quasi-Prescriptive | Quasi-Prescriptive | Quasi-Prescriptive | Quasi-Prescriptive | Quasi-Prescriptive | 41 | 20 | 0 | 0 | 0 | 0 | 0 | 0 | 0
881 | 39 | Electricity Retrofit Incentive | Business, Industrial | 2009 | Preliminary | 366 | 2009 – Unitary AC >11.25 & <= 20 tons - Multi-Family Sector | 0.179 | Quasi-Prescriptive | Quasi-Prescriptive | Quasi-Prescriptive | Quasi-Prescriptive | Quasi-Prescriptive | 41 | 20 | 0 | 0 | 0 | 0 | 0 | 0 | 0
882 | 39 | Electricity Retrofit Incentive | Business, Industrial | 2009 | Preliminary | 367 | 2009 – Unitary AC 25 tons - Multi-Family Sector | 0.12 | Quasi-Prescriptive | Quasi-Prescriptive | Quasi-Prescriptive | Quasi-Prescriptive | Quasi-Prescriptive | 41 | 20 | 0 | 0 | 0 | 0 | 0 | 0 | 0
883 | 39 | Electricity Retrofit Incentive | Business, Industrial | 2009 | Preliminary | 368 | 2009 – AgriCommercial Creep Heat Pads, 75W - Multi-Family Sector | 0.075 | Quasi-Prescriptive | Quasi-Prescriptive | Quasi-Prescriptive | Quasi-Prescriptive | Quasi-Prescriptive | 41 | 20 | 0 | 0 | 0 | 0 | 0 | 0 | 0
884 | 39 | Electricity Retrofit Incentive | Business, Industrial | 2009 | Preliminary | 369 | 2009 – AgriCommercial Creep Heat Pads, 100W - Multi-Family Sector | 0.075 | Quasi-Prescriptive | Quasi-Prescriptive | Quasi-Prescriptive | Quasi-Prescriptive | Quasi-Prescriptive | 41 | 20 | 0 | 0 | 0 | 0 | 0 | 0 | 0
885 | 39 | Electricity Retrofit Incentive | Business, Industrial | 2009 | Preliminary | 370 | 2009 – AgriCommercial Creep Heat Pads, 150W - Multi-Family Sector | 0.15 | Quasi-Prescriptive | Quasi-Prescriptive | Quasi-Prescriptive | Quasi-Prescriptive | Quasi-Prescriptive | 41 | 20 | 0 | 0 | 0 | 0 | 0 | 0 | 0
886 | 39 | Electricity Retrofit Incentive | Business, Industrial | 2009 | Preliminary | 371 | 2009 – AgriCommercial Creep Heat Pads, 200W - Multi-Family Sector | 0.15 | Quasi-Prescriptive | Quasi-Prescriptive | Quasi-Prescriptive | Quasi-Prescriptive | Quasi-Prescriptive | 41 | 20 | 0 | 0 | 0 | 0 | 0 | 0 | 0
887 | 39 | Electricity Retrofit Incentive | Business, Industrial | 2009 | Preliminary | 372 | 2009 – AgriCommercial High Temperature Cutout Thermostat - Multi-Family Sector | 0.13125 | Quasi-Prescriptive | Quasi-Prescriptive | Quasi-Prescriptive | Quasi-Prescriptive | Quasi-Prescriptive | 41 | 20 | 0 | 0 | 0 | 0 | 0 | 0 | 0
888 | 39 | Electricity Retrofit Incentive | Business, Industrial | 2009 | Preliminary | 373 | 2009 – AgriCommercial Creep Heat Controller - Multi-Family Sector | 0.13125 | Quasi-Prescriptive | Quasi-Prescriptive | Quasi-Prescriptive | Quasi-Prescriptive | Quasi-Prescriptive | 41 | 20 | 0 | 0 | 0 | 0 | 0 | 0 | 0
889 | 39 | Electricity Retrofit Incentive | Business, Industrial | 2009 | Preliminary | 374 | 2009 – AgriCommercial Energy Efficient Ventilation Exhaust Fans - Multi-Family Sector | 0.052 | Quasi-Prescriptive | Quasi-Prescriptive | Quasi-Prescriptive | Quasi-Prescriptive | Quasi-Prescriptive | 41 | 20 | 0 | 0 | 0 | 0 | 0 | 0 | 0
890 | 39 | Electricity Retrofit Incentive | Business, Industrial | 2009 | Preliminary | 375 | 2009 – AgriCommercial Low Energy Livestock Waterers - Multi-Family Sector | 0.7 | Quasi-Prescriptive | Quasi-Prescriptive | Quasi-Prescriptive | Quasi-Prescriptive | Quasi-Prescriptive | 41 | 20 | 0 | 0 | 0 | 0 | 0 | 0 | 0
891 | 39 | Electricity Retrofit Incentive | Business, Industrial | 2009 | Preliminary | 376 | 2009 – AgriCommercial Photocell and Timer for Lighting Control - Multi-Family Sector | 0.11 | Quasi-Prescriptive | Quasi-Prescriptive | Quasi-Prescriptive | Quasi-Prescriptive | Quasi-Prescriptive | 41 | 20 | 0 | 0 | 0 | 0 | 0 | 0 | 0
892 | 39 | Electricity Retrofit Incentive | Business, Industrial | 2009 | Preliminary | 377 | 2009 – AgriCommercial High Speed Low Volume Fans - Multi-Family Sector | 0.052 | Quasi-Prescriptive | Quasi-Prescriptive | Quasi-Prescriptive | Quasi-Prescriptive | Quasi-Prescriptive | 41 | 20 | 0 | 0 | 0 | 0 | 0 | 0 | 0
893 | 39 | Electricity Retrofit Incentive | Business, Industrial | 2009 | Preliminary | 378 | 2009 – Solar Hot Water Collectors - Multi-Family Sector | 0.6 | Quasi-Prescriptive | Quasi-Prescriptive | Quasi-Prescriptive | Quasi-Prescriptive | Quasi-Prescriptive | 41 | 20 | 0 | 0 | 0 | 0 | 0 | 0 | 0
894 | 39 | Electricity Retrofit Incentive | Business, Industrial | 2009 | Preliminary | 379 | 2009 – Non-Electric Storage Tank Hot Water Heaters - Multi-Family Sector | 0 | Quasi-Prescriptive | Quasi-Prescriptive | Quasi-Prescriptive | Quasi-Prescriptive | Quasi-Prescriptive | 41 | 20 | 0 | 0 | 0 | 0 | 0 | 0 | 0
895 | 39 | Electricity Retrofit Incentive | Business, Industrial | 2009 | Preliminary | 380 | 2009 – Tankless/Instantaneous Hot Water Heaters - Multi-Family Sector | 0 | Quasi-Prescriptive | Quasi-Prescriptive | Quasi-Prescriptive | Quasi-Prescriptive | Quasi-Prescriptive | 41 | 20 | 0 | 0 | 0 | 0 | 0 | 0 | 0
896 | 39 | Electricity Retrofit Incentive | Business, Industrial | 2009 | Preliminary | 381 | 2009 – Drain Water Heat Recovery Systems - Multi-Family Sector | 0 | Quasi-Prescriptive | Quasi-Prescriptive | Quasi-Prescriptive | Quasi-Prescriptive | Quasi-Prescriptive | 41 | 20 | 0 | 0 | 0 | 0 | 0 | 0 | 0
897 | 39 | Electricity Retrofit Incentive | Business, Industrial | 2009 | Preliminary | 382 | 2009 – Custom Project - Multi-Family Sector | Custom | Quasi-Prescriptive | Quasi-Prescriptive | Quasi-Prescriptive | Quasi-Prescriptive | Quasi-Prescriptive | 41 | 20 | 0 | 0 | 0 | 0 | 0 | 0 | 0
898 | 39 | Electricity Retrofit Incentive | Business, Industrial | 2009 | Preliminary | 383 | 2008 – Lighting System Exit Signs, 5 W or less - Industrial Sector | 0.026 | Quasi-Prescriptive | Quasi-Prescriptive | Quasi-Prescriptive | Quasi-Prescriptive | Quasi-Prescriptive | 58 | 20 | 0 | 0 | 0 | 0 | 0 | 0 | 0
899 | 39 | Electricity Retrofit Incentive | Business, Industrial | 2009 | Preliminary | 384 | 2008 – Lighting System ENERGY STAR® Rated CFLs, Screw in. All sizes < 40 W - Industrial Sector | 0.044333 | Quasi-Prescriptive | Quasi-Prescriptive | Quasi-Prescriptive | Quasi-Prescriptive | Quasi-Prescriptive | 58 | 20 | 0 | 0 | 0 | 0 | 0 | 0 | 0
900 | 39 | Electricity Retrofit Incentive | Business, Industrial | 2009 | Preliminary | 385 | 2008 – Lighting System ENERGY STAR® Rated CFLs, Hard wired. All sizes < 40 W - Industrial Sector | 0.044333 | Quasi-Prescriptive | Quasi-Prescriptive | Quasi-Prescriptive | Quasi-Prescriptive | Quasi-Prescriptive | 58 | 20 | 0 | 0 | 0 | 0 | 0 | 0 | 0
901 | 39 | Electricity Retrofit Incentive | Business, Industrial | 2009 | Preliminary | 386 | 2008 – Lighting System Standard Performance T8, Single lamp standard T8 fixture - Industrial Sector | 0.019 | Quasi-Prescriptive | Quasi-Prescriptive | Quasi-Prescriptive | Quasi-Prescriptive | Quasi-Prescriptive | 58 | 20 | 0 | 0 | 0 | 0 | 0 | 0 | 0
902 | 39 | Electricity Retrofit Incentive | Business, Industrial | 2009 | Preliminary | 387 | 2008 – Lighting System Standard Performance T8, Double lamp standard T8 fixture - Industrial Sector | 0.0265 | Quasi-Prescriptive | Quasi-Prescriptive | Quasi-Prescriptive | Quasi-Prescriptive | Quasi-Prescriptive | 58 | 20 | 0 | 0 | 0 | 0 | 0 | 0 | 0
903 | 39 | Electricity Retrofit Incentive | Business, Industrial | 2009 | Preliminary | 388 | 2008 – Lighting System Standard Performance T8, Triple lamp standard T8 fixture - Industrial Sector | 0.045 | Quasi-Prescriptive | Quasi-Prescriptive | Quasi-Prescriptive | Quasi-Prescriptive | Quasi-Prescriptive | 58 | 20 | 0 | 0 | 0 | 0 | 0 | 0 | 0
904 | 39 | Electricity Retrofit Incentive | Business, Industrial | 2009 | Preliminary | 389 | 2008 – Lighting System Standard Performance T8, Quadruple lamp standard T8 fixture - Industrial Sector | 0.05 | Quasi-Prescriptive | Quasi-Prescriptive | Quasi-Prescriptive | Quasi-Prescriptive | Quasi-Prescriptive | 58 | 20 | 0 | 0 | 0 | 0 | 0 | 0 | 0
905 | 39 | Electricity Retrofit Incentive | Business, Industrial | 2009 | Preliminary | 390 | 2008 – Lighting System High Performance T8 (Consortium for Energy Efficiency qualifying list compliance), Single lamp high performance T8 fixture - Industrial Sector | 0.021 | Quasi-Prescriptive | Quasi-Prescriptive | Quasi-Prescriptive | Quasi-Prescriptive | Quasi-Prescriptive | 58 | 20 | 0 | 0 | 0 | 0 | 0 | 0 | 0
906 | 39 | Electricity Retrofit Incentive | Business, Industrial | 2009 | Preliminary | 391 | 2008 – Lighting System High Performance T8 (Consortium for Energy Efficiency qualifying list compliance), Double lamp high performance T8 fixture - Industrial Sector | 0.0295 | Quasi-Prescriptive | Quasi-Prescriptive | Quasi-Prescriptive | Quasi-Prescriptive | Quasi-Prescriptive | 58 | 20 | 0 | 0 | 0 | 0 | 0 | 0 | 0
907 | 39 | Electricity Retrofit Incentive | Business, Industrial | 2009 | Preliminary | 392 | 2008 – Lighting System High Performance T8 (Consortium for Energy Efficiency qualifying list compliance), Triple lamp high performance T8 fixture - Industrial Sector | 0.045 | Quasi-Prescriptive | Quasi-Prescriptive | Quasi-Prescriptive | Quasi-Prescriptive | Quasi-Prescriptive | 58 | 20 | 0 | 0 | 0 | 0 | 0 | 0 | 0
908 | 39 | Electricity Retrofit Incentive | Business, Industrial | 2009 | Preliminary | 393 | 2008 – Lighting System High Performance T8 (Consortium for Energy Efficiency qualifying list compliance), Quadruple lamp high performance T8 fixture - Industrial Sector | 0.053 | Quasi-Prescriptive | Quasi-Prescriptive | Quasi-Prescriptive | Quasi-Prescriptive | Quasi-Prescriptive | 58 | 20 | 0 | 0 | 0 | 0 | 0 | 0 | 0
909 | 39 | Electricity Retrofit Incentive | Business, Industrial | 2009 | Preliminary | 394 | 2008 – Lighting System T5 Fixtures, T5 fixture with 1, 2, or 3 lamps and 1 electronic ballast - Industrial Sector | 0.025667 | Quasi-Prescriptive | Quasi-Prescriptive | Quasi-Prescriptive | Quasi-Prescriptive | Quasi-Prescriptive | 58 | 20 | 0 | 0 | 0 | 0 | 0 | 0 | 0
910 | 39 | Electricity Retrofit Incentive | Business, Industrial | 2009 | Preliminary | 395 | 2008 – Lighting System T5 Fixtures, High Bay T5. Maximum 6 lamps/fixture. - Industrial Sector | 0.028333 | Quasi-Prescriptive | Quasi-Prescriptive | Quasi-Prescriptive | Quasi-Prescriptive | Quasi-Prescriptive | 58 | 20 | 0 | 0 | 0 | 0 | 0 | 0 | 0
911 | 39 | Electricity Retrofit Incentive | Business, Industrial | 2009 | Preliminary | 396 | 2008 – Lighting System Metal Halide, 320 W Ceramic pulse start - Industrial Sector | 0.18 | Quasi-Prescriptive | Quasi-Prescriptive | Quasi-Prescriptive | Quasi-Prescriptive | Quasi-Prescriptive | 58 | 20 | 0 | 0 | 0 | 0 | 0 | 0 | 0
912 | 39 | Electricity Retrofit Incentive | Business, Industrial | 2009 | Preliminary | 397 | 2008 – Lighting System Occupancy Sensors, Switch plate mounted occupancy sensor - Industrial Sector | 0.04 | Quasi-Prescriptive | Quasi-Prescriptive | Quasi-Prescriptive | Quasi-Prescriptive | Quasi-Prescriptive | 58 | 20 | 0 | 0 | 0 | 0 | 0 | 0 | 0
913 | 39 | Electricity Retrofit Incentive | Business, Industrial | 2009 | Preliminary | 398 | 2008 – Lighting System Occupancy Sensors, Ceiling mounted occupancy sensor - Industrial Sector | 0.04 | Quasi-Prescriptive | Quasi-Prescriptive | Quasi-Prescriptive | Quasi-Prescriptive | Quasi-Prescriptive | 58 | 20 | 0 | 0 | 0 | 0 | 0 | 0 | 0
914 | 39 | Electricity Retrofit Incentive | Business, Industrial | 2009 | Preliminary | 399 | 2008 – Motor Open Drip-Proof (ODP), 1 HP - Industrial Sector | 0.02 | Quasi-Prescriptive | Quasi-Prescriptive | Quasi-Prescriptive | Quasi-Prescriptive | Quasi-Prescriptive | 58 | 20 | 0 | 0 | 0 | 0 | 0 | 0 | 0
915 | 39 | Electricity Retrofit Incentive | Business, Industrial | 2009 | Preliminary | 400 | 2008 – Motor Open Drip-Proof (ODP), 1.5 HP - Industrial Sector | 0.03 | Quasi-Prescriptive | Quasi-Prescriptive | Quasi-Prescriptive | Quasi-Prescriptive | Quasi-Prescriptive | 58 | 20 | 0 | 0 | 0 | 0 | 0 | 0 | 0
916 | 39 | Electricity Retrofit Incentive | Business, Industrial | 2009 | Preliminary | 401 | 2008 – Motor Open Drip-Proof (ODP), 2 HP - Industrial Sector | 0.04 | Quasi-Prescriptive | Quasi-Prescriptive | Quasi-Prescriptive | Quasi-Prescriptive | Quasi-Prescriptive | 58 | 20 | 0 | 0 | 0 | 0 | 0 | 0 | 0
917 | 39 | Electricity Retrofit Incentive | Business, Industrial | 2009 | Preliminary | 402 | 2008 – Motor Open Drip-Proof (ODP), 3 HP - Industrial Sector | 0.07 | Quasi-Prescriptive | Quasi-Prescriptive | Quasi-Prescriptive | Quasi-Prescriptive | Quasi-Prescriptive | 58 | 20 | 0 | 0 | 0 | 0 | 0 | 0 | 0
918 | 39 | Electricity Retrofit Incentive | Business, Industrial | 2009 | Preliminary | 403 | 2008 – Motor Open Drip-Proof (ODP), 5 HP - Industrial Sector | 0.07 | Quasi-Prescriptive | Quasi-Prescriptive | Quasi-Prescriptive | Quasi-Prescriptive | Quasi-Prescriptive | 58 | 20 | 0 | 0 | 0 | 0 | 0 | 0 | 0
919 | 39 | Electricity Retrofit Incentive | Business, Industrial | 2009 | Preliminary | 404 | 2008 – Motor Open Drip-Proof (ODP), 7.5 HP - Industrial Sector | 0.13 | Quasi-Prescriptive | Quasi-Prescriptive | Quasi-Prescriptive | Quasi-Prescriptive | Quasi-Prescriptive | 58 | 20 | 0 | 0 | 0 | 0 | 0 | 0 | 0
920 | 39 | Electricity Retrofit Incentive | Business, Industrial | 2009 | Preliminary | 405 | 2008 – Motor Open Drip-Proof (ODP), 10 HP - Industrial Sector | 0.15 | Quasi-Prescriptive | Quasi-Prescriptive | Quasi-Prescriptive | Quasi-Prescriptive | Quasi-Prescriptive | 58 | 20 | 0 | 0 | 0 | 0 | 0 | 0 | 0
921 | 39 | Electricity Retrofit Incentive | Business, Industrial | 2009 | Preliminary | 406 | 2008 – Motor Open Drip-Proof (ODP), 15 HP - Industrial Sector | 0.2 | Quasi-Prescriptive | Quasi-Prescriptive | Quasi-Prescriptive | Quasi-Prescriptive | Quasi-Prescriptive | 58 | 20 | 0 | 0 | 0 | 0 | 0 | 0 | 0
922 | 39 | Electricity Retrofit Incentive | Business, Industrial | 2009 | Preliminary | 407 | 2008 – Motor Open Drip-Proof (ODP), 20 HP - Industrial Sector | 0.26 | Quasi-Prescriptive | Quasi-Prescriptive | Quasi-Prescriptive | Quasi-Prescriptive | Quasi-Prescriptive | 58 | 20 | 0 | 0 | 0 | 0 | 0 | 0 | 0
923 | 39 | Electricity Retrofit Incentive | Business, Industrial | 2009 | Preliminary | 408 | 2008 – Motor Open Drip-Proof (ODP), 25 HP - Industrial Sector | 0.31 | Quasi-Prescriptive | Quasi-Prescriptive | Quasi-Prescriptive | Quasi-Prescriptive | Quasi-Prescriptive | 58 | 20 | 0 | 0 | 0 | 0 | 0 | 0 | 0
924 | 39 | Electricity Retrofit Incentive | Business, Industrial | 2009 | Preliminary | 409 | 2008 – Motor Open Drip-Proof (ODP), 30 HP - Industrial Sector | 0.33 | Quasi-Prescriptive | Quasi-Prescriptive | Quasi-Prescriptive | Quasi-Prescriptive | Quasi-Prescriptive | 58 | 20 | 0 | 0 | 0 | 0 | 0 | 0 | 0
925 | 39 | Electricity Retrofit Incentive | Business, Industrial | 2009 | Preliminary | 410 | 2008 – Motor Open Drip-Proof (ODP), 40 HP - Industrial Sector | 0.28 | Quasi-Prescriptive | Quasi-Prescriptive | Quasi-Prescriptive | Quasi-Prescriptive | Quasi-Prescriptive | 58 | 20 | 0 | 0 | 0 | 0 | 0 | 0 | 0
926 | 39 | Electricity Retrofit Incentive | Business, Industrial | 2009 | Preliminary | 411 | 2008 – Motor Open Drip-Proof (ODP), 50 HP - Industrial Sector | 0.48 | Quasi-Prescriptive | Quasi-Prescriptive | Quasi-Prescriptive | Quasi-Prescriptive | Quasi-Prescriptive | 58 | 20 | 0 | 0 | 0 | 0 | 0 | 0 | 0
927 | 39 | Electricity Retrofit Incentive | Business, Industrial | 2009 | Preliminary | 412 | 2008 – Motor Open Drip-Proof (ODP), 60 HP - Industrial Sector | 0.53 | Quasi-Prescriptive | Quasi-Prescriptive | Quasi-Prescriptive | Quasi-Prescriptive | Quasi-Prescriptive | 58 | 20 | 0 | 0 | 0 | 0 | 0 | 0 | 0
928 | 39 | Electricity Retrofit Incentive | Business, Industrial | 2009 | Preliminary | 413 | 2008 – Motor Open Drip-Proof (ODP), 75 HP - Industrial Sector | 0.42 | Quasi-Prescriptive | Quasi-Prescriptive | Quasi-Prescriptive | Quasi-Prescriptive | Quasi-Prescriptive | 58 | 20 | 0 | 0 | 0 | 0 | 0 | 0 | 0
929 | 39 | Electricity Retrofit Incentive | Business, Industrial | 2009 | Preliminary | 414 | 2008 – Motor Open Drip-Proof (ODP), 100 HP - Industrial Sector | 0.81 | Quasi-Prescriptive | Quasi-Prescriptive | Quasi-Prescriptive | Quasi-Prescriptive | Quasi-Prescriptive | 58 | 20 | 0 | 0 | 0 | 0 | 0 | 0 | 0
930 | 39 | Electricity Retrofit Incentive | Business, Industrial | 2009 | Preliminary | 415 | 2008 – Motor Open Drip-Proof (ODP), 125 HP - Industrial Sector | 0.7 | Quasi-Prescriptive | Quasi-Prescriptive | Quasi-Prescriptive | Quasi-Prescriptive | Quasi-Prescriptive | 58 | 20 | 0 | 0 | 0 | 0 | 0 | 0 | 0
931 | 39 | Electricity Retrofit Incentive | Business, Industrial | 2009 | Preliminary | 416 | 2008 – Motor Open Drip-Proof (ODP), 150 HP - Industrial Sector | 0.74 | Quasi-Prescriptive | Quasi-Prescriptive | Quasi-Prescriptive | Quasi-Prescriptive | Quasi-Prescriptive | 58 | 20 | 0 | 0 | 0 | 0 | 0 | 0 | 0
932 | 39 | Electricity Retrofit Incentive | Business, Industrial | 2009 | Preliminary | 417 | 2008 – Motor Open Drip-Proof (ODP), 200 HP - Industrial Sector | 0.98 | Quasi-Prescriptive | Quasi-Prescriptive | Quasi-Prescriptive | Quasi-Prescriptive | Quasi-Prescriptive | 58 | 20 | 0 | 0 | 0 | 0 | 0 | 0 | 0
933 | 39 | Electricity Retrofit Incentive | Business, Industrial | 2009 | Preliminary | 418 | 2008 – Motor Totally Enclosed Fan-Cooled (TEFC), 1 HP - Industrial Sector | 0.02 | Quasi-Prescriptive | Quasi-Prescriptive | Quasi-Prescriptive | Quasi-Prescriptive | Quasi-Prescriptive | 58 | 20 | 0 | 0 | 0 | 0 | 0 | 0 | 0
934 | 39 | Electricity Retrofit Incentive | Business, Industrial | 2009 | Preliminary | 419 | 2008 – Motor Totally Enclosed Fan-Cooled (TEFC), 1.5 HP - Industrial Sector | 0.03 | Quasi-Prescriptive | Quasi-Prescriptive | Quasi-Prescriptive | Quasi-Prescriptive | Quasi-Prescriptive | 58 | 20 | 0 | 0 | 0 | 0 | 0 | 0 | 0
935 | 39 | Electricity Retrofit Incentive | Business, Industrial | 2009 | Preliminary | 420 | 2008 – Motor Totally Enclosed Fan-Cooled (TEFC), 2 HP - Industrial Sector | 0.04 | Quasi-Prescriptive | Quasi-Prescriptive | Quasi-Prescriptive | Quasi-Prescriptive | Quasi-Prescriptive | 58 | 20 | 0 | 0 | 0 | 0 | 0 | 0 | 0
936 | 39 | Electricity Retrofit Incentive | Business, Industrial | 2009 | Preliminary | 421 | 2008 – Motor Totally Enclosed Fan-Cooled (TEFC), 3 HP - Industrial Sector | 0.04 | Quasi-Prescriptive | Quasi-Prescriptive | Quasi-Prescriptive | Quasi-Prescriptive | Quasi-Prescriptive | 58 | 20 | 0 | 0 | 0 | 0 | 0 | 0 | 0
937 | 39 | Electricity Retrofit Incentive | Business, Industrial | 2009 | Preliminary | 422 | 2008 – Motor Totally Enclosed Fan-Cooled (TEFC), 5 HP - Industrial Sector | 0.07 | Quasi-Prescriptive | Quasi-Prescriptive | Quasi-Prescriptive | Quasi-Prescriptive | Quasi-Prescriptive | 58 | 20 | 0 | 0 | 0 | 0 | 0 | 0 | 0
938 | 39 | Electricity Retrofit Incentive | Business, Industrial | 2009 | Preliminary | 423 | 2008 – Motor Totally Enclosed Fan-Cooled (TEFC), 7.5 HP - Industrial Sector | 0.11 | Quasi-Prescriptive | Quasi-Prescriptive | Quasi-Prescriptive | Quasi-Prescriptive | Quasi-Prescriptive | 58 | 20 | 0 | 0 | 0 | 0 | 0 | 0 | 0
939 | 39 | Electricity Retrofit Incentive | Business, Industrial | 2009 | Preliminary | 424 | 2008 – Motor Totally Enclosed Fan-Cooled (TEFC), 10 HP - Industrial Sector | 0.15 | Quasi-Prescriptive | Quasi-Prescriptive | Quasi-Prescriptive | Quasi-Prescriptive | Quasi-Prescriptive | 58 | 20 | 0 | 0 | 0 | 0 | 0 | 0 | 0
940 | 39 | Electricity Retrofit Incentive | Business, Industrial | 2009 | Preliminary | 425 | 2008 – Motor Totally Enclosed Fan-Cooled (TEFC), 15 HP - Industrial Sector | 0.14 | Quasi-Prescriptive | Quasi-Prescriptive | Quasi-Prescriptive | Quasi-Prescriptive | Quasi-Prescriptive | 58 | 20 | 0 | 0 | 0 | 0 | 0 | 0 | 0
941 | 39 | Electricity Retrofit Incentive | Business, Industrial | 2009 | Preliminary | 426 | 2008 – Motor Totally Enclosed Fan-Cooled (TEFC), 20 HP - Industrial Sector | 0.26 | Quasi-Prescriptive | Quasi-Prescriptive | Quasi-Prescriptive | Quasi-Prescriptive | Quasi-Prescriptive | 58 | 20 | 0 | 0 | 0 | 0 | 0 | 0 | 0
942 | 39 | Electricity Retrofit Incentive | Business, Industrial | 2009 | Preliminary | 427 | 2008 – Motor Totally Enclosed Fan-Cooled (TEFC), 25 HP - Industrial Sector | 0.19 | Quasi-Prescriptive | Quasi-Prescriptive | Quasi-Prescriptive | Quasi-Prescriptive | Quasi-Prescriptive | 58 | 20 | 0 | 0 | 0 | 0 | 0 | 0 | 0
943 | 39 | Electricity Retrofit Incentive | Business, Industrial | 2009 | Preliminary | 428 | 2008 – Motor Totally Enclosed Fan-Cooled (TEFC), 30 HP - Industrial Sector | 0.23 | Quasi-Prescriptive | Quasi-Prescriptive | Quasi-Prescriptive | Quasi-Prescriptive | Quasi-Prescriptive | 58 | 20 | 0 | 0 | 0 | 0 | 0 | 0 | 0
944 | 39 | Electricity Retrofit Incentive | Business, Industrial | 2009 | Preliminary | 429 | 2008 – Motor Totally Enclosed Fan-Cooled (TEFC), 40 HP - Industrial Sector | 0.28 | Quasi-Prescriptive | Quasi-Prescriptive | Quasi-Prescriptive | Quasi-Prescriptive | Quasi-Prescriptive | 58 | 20 | 0 | 0 | 0 | 0 | 0 | 0 | 0
945 | 39 | Electricity Retrofit Incentive | Business, Industrial | 2009 | Preliminary | 430 | 2008 – Motor Totally Enclosed Fan-Cooled (TEFC), 50 HP - Industrial Sector | 0.48 | Quasi-Prescriptive | Quasi-Prescriptive | Quasi-Prescriptive | Quasi-Prescriptive | Quasi-Prescriptive | 58 | 20 | 0 | 0 | 0 | 0 | 0 | 0 | 0
946 | 39 | Electricity Retrofit Incentive | Business, Industrial | 2009 | Preliminary | 431 | 2008 – Motor Totally Enclosed Fan-Cooled (TEFC), 60 HP - Industrial Sector | 0.53 | Quasi-Prescriptive | Quasi-Prescriptive | Quasi-Prescriptive | Quasi-Prescriptive | Quasi-Prescriptive | 58 | 20 | 0 | 0 | 0 | 0 | 0 | 0 | 0
947 | 39 | Electricity Retrofit Incentive | Business, Industrial | 2009 | Preliminary | 432 | 2008 – Motor Totally Enclosed Fan-Cooled (TEFC), 75 HP - Industrial Sector | 0.61 | Quasi-Prescriptive | Quasi-Prescriptive | Quasi-Prescriptive | Quasi-Prescriptive | Quasi-Prescriptive | 58 | 20 | 0 | 0 | 0 | 0 | 0 | 0 | 0
948 | 39 | Electricity Retrofit Incentive | Business, Industrial | 2009 | Preliminary | 433 | 2008 – Motor Totally Enclosed Fan-Cooled (TEFC), 100 HP - Industrial Sector | 0.56 | Quasi-Prescriptive | Quasi-Prescriptive | Quasi-Prescriptive | Quasi-Prescriptive | Quasi-Prescriptive | 58 | 20 | 0 | 0 | 0 | 0 | 0 | 0 | 0
949 | 39 | Electricity Retrofit Incentive | Business, Industrial | 2009 | Preliminary | 434 | 2008 – Motor Totally Enclosed Fan-Cooled (TEFC), 125 HP - Industrial Sector | 0.7 | Quasi-Prescriptive | Quasi-Prescriptive | Quasi-Prescriptive | Quasi-Prescriptive | Quasi-Prescriptive | 58 | 20 | 0 | 0 | 0 | 0 | 0 | 0 | 0
950 | 39 | Electricity Retrofit Incentive | Business, Industrial | 2009 | Preliminary | 435 | 2008 – Motor Totally Enclosed Fan-Cooled (TEFC), 150 HP - Industrial Sector | 0.74 | Quasi-Prescriptive | Quasi-Prescriptive | Quasi-Prescriptive | Quasi-Prescriptive | Quasi-Prescriptive | 58 | 20 | 0 | 0 | 0 | 0 | 0 | 0 | 0
951 | 39 | Electricity Retrofit Incentive | Business, Industrial | 2009 | Preliminary | 436 | 2008 – Motor Totally Enclosed Fan-Cooled (TEFC), 200 HP - Industrial Sector | 1.47 | Quasi-Prescriptive | Quasi-Prescriptive | Quasi-Prescriptive | Quasi-Prescriptive | Quasi-Prescriptive | 58 | 20 | 0 | 0 | 0 | 0 | 0 | 0 | 0
952 | 39 | Electricity Retrofit Incentive | Business, Industrial | 2009 | Preliminary | 437 | 2008 – Transformer Size 15 - Industrial Sector | 0.15125 | Quasi-Prescriptive | Quasi-Prescriptive | Quasi-Prescriptive | Quasi-Prescriptive | Quasi-Prescriptive | 58 | 20 | 0 | 0 | 0 | 0 | 0 | 0 | 0
953 | 39 | Electricity Retrofit Incentive | Business, Industrial | 2009 | Preliminary | 438 | 2008 – Transformer Size 30 - Industrial Sector | 0.22957 | Quasi-Prescriptive | Quasi-Prescriptive | Quasi-Prescriptive | Quasi-Prescriptive | Quasi-Prescriptive | 58 | 20 | 0 | 0 | 0 | 0 | 0 | 0 | 0
954 | 39 | Electricity Retrofit Incentive | Business, Industrial | 2009 | Preliminary | 439 | 2008 – Transformer Size 45 - Industrial Sector | 0.23932 | Quasi-Prescriptive | Quasi-Prescriptive | Quasi-Prescriptive | Quasi-Prescriptive | Quasi-Prescriptive | 58 | 20 | 0 | 0 | 0 | 0 | 0 | 0 | 0
955 | 39 | Electricity Retrofit Incentive | Business, Industrial | 2009 | Preliminary | 440 | 2008 – Transformer Size 75 - Industrial Sector | 0.34687 | Quasi-Prescriptive | Quasi-Prescriptive | Quasi-Prescriptive | Quasi-Prescriptive | Quasi-Prescriptive | 58 | 20 | 0 | 0 | 0 | 0 | 0 | 0 | 0
956 | 39 | Electricity Retrofit Incentive | Business, Industrial | 2009 | Preliminary | 441 | 2008 – Transformer Size 122.5 - Industrial Sector | 0.44369 | Quasi-Prescriptive | Quasi-Prescriptive | Quasi-Prescriptive | Quasi-Prescriptive | Quasi-Prescriptive | 58 | 20 | 0 | 0 | 0 | 0 | 0 | 0 | 0
957 | 39 | Electricity Retrofit Incentive | Business, Industrial | 2009 | Preliminary | 442 | 2008 – Transformer Size 150 - Industrial Sector | 0.39279 | Quasi-Prescriptive | Quasi-Prescriptive | Quasi-Prescriptive | Quasi-Prescriptive | Quasi-Prescriptive | 58 | 20 | 0 | 0 | 0 | 0 | 0 | 0 | 0
958 | 39 | Electricity Retrofit Incentive | Business, Industrial | 2009 | Preliminary | 443 | 2008 – Transformer Size 225 - Industrial Sector | 0.50296 | Quasi-Prescriptive | Quasi-Prescriptive | Quasi-Prescriptive | Quasi-Prescriptive | Quasi-Prescriptive | 58 | 20 | 0 | 0 | 0 | 0 | 0 | 0 | 0
959 | 39 | Electricity Retrofit Incentive | Business, Industrial | 2009 | Preliminary | 444 | 2008 – Transformer Size 300 - Industrial Sector | 0.50142 | Quasi-Prescriptive | Quasi-Prescriptive | Quasi-Prescriptive | Quasi-Prescriptive | Quasi-Prescriptive | 58 | 20 | 0 | 0 | 0 | 0 | 0 | 0 | 0
960 | 39 | Electricity Retrofit Incentive | Business, Industrial | 2009 | Preliminary | 445 | 2008 – Transformer Size 500 - Industrial Sector | 0.83401 | Quasi-Prescriptive | Quasi-Prescriptive | Quasi-Prescriptive | Quasi-Prescriptive | Quasi-Prescriptive | 58 | 20 | 0 | 0 | 0 | 0 | 0 | 0 | 0
961 | 39 | Electricity Retrofit Incentive | Business, Industrial | 2009 | Preliminary | 446 | 2008 – Transformer Size 750 - Industrial Sector | 0.83148 | Quasi-Prescriptive | Quasi-Prescriptive | Quasi-Prescriptive | Quasi-Prescriptive | Quasi-Prescriptive | 58 | 20 | 0 | 0 | 0 | 0 | 0 | 0 | 0
962 | 39 | Electricity Retrofit Incentive | Business, Industrial | 2009 | Preliminary | 447 | 2008 – Transformer Size 1000 - Industrial Sector | 1.1064 | Quasi-Prescriptive | Quasi-Prescriptive | Quasi-Prescriptive | Quasi-Prescriptive | Quasi-Prescriptive | 58 | 20 | 0 | 0 | 0 | 0 | 0 | 0 | 0
963 | 39 | Electricity Retrofit Incentive | Business, Industrial | 2009 | Preliminary | 448 | 2008 – Unitary AC Single Phase <= 5.4 Tons - Industrial Sector | 0.052 | Quasi-Prescriptive | Quasi-Prescriptive | Quasi-Prescriptive | Quasi-Prescriptive | Quasi-Prescriptive | 58 | 20 | 0 | 0 | 0 | 0 | 0 | 0 | 0
964 | 39 | Electricity Retrofit Incentive | Business, Industrial | 2009 | Preliminary | 449 | 2008 – Unitary AC 3 Phase <= 5.4 Tons - Industrial Sector | 0.052 | Quasi-Prescriptive | Quasi-Prescriptive | Quasi-Prescriptive | Quasi-Prescriptive | Quasi-Prescriptive | 58 | 20 | 0 | 0 | 0 | 0 | 0 | 0 | 0
965 | 39 | Electricity Retrofit Incentive | Business, Industrial | 2009 | Preliminary | 450 | 2008 – Unitary AC >5.4 & <= 11.25 tons - Industrial Sector | 0.126 | Quasi-Prescriptive | Quasi-Prescriptive | Quasi-Prescriptive | Quasi-Prescriptive | Quasi-Prescriptive | 58 | 20 | 0 | 0 | 0 | 0 | 0 | 0 | 0
966 | 39 | Electricity Retrofit Incentive | Business, Industrial | 2009 | Preliminary | 451 | 2008 – Unitary AC >11.25 & <= 20 tons - Industrial Sector | 0.179 | Quasi-Prescriptive | Quasi-Prescriptive | Quasi-Prescriptive | Quasi-Prescriptive | Quasi-Prescriptive | 58 | 20 | 0 | 0 | 0 | 0 | 0 | 0 | 0
967 | 39 | Electricity Retrofit Incentive | Business, Industrial | 2009 | Preliminary | 452 | 2008 – Unitary AC 25 tons - Industrial Sector | 0.12 | Quasi-Prescriptive | Quasi-Prescriptive | Quasi-Prescriptive | Quasi-Prescriptive | Quasi-Prescriptive | 58 | 20 | 0 | 0 | 0 | 0 | 0 | 0 | 0
968 | 39 | Electricity Retrofit Incentive | Business, Industrial | 2009 | Preliminary | 453 | 2008 – AgriCommercial Creep Heat Pads, up to 75W maximum - Industrial Sector | 0.075 | Quasi-Prescriptive | Quasi-Prescriptive | Quasi-Prescriptive | Quasi-Prescriptive | Quasi-Prescriptive | 58 | 20 | 0 | 0 | 0 | 0 | 0 | 0 | 0
969 | 39 | Electricity Retrofit Incentive | Business, Industrial | 2009 | Preliminary | 454 | 2008 – AgriCommercial Creep Heat Pads, up to 100W maximum - Industrial Sector | 0.075 | Quasi-Prescriptive | Quasi-Prescriptive | Quasi-Prescriptive | Quasi-Prescriptive | Quasi-Prescriptive | 58 | 20 | 0 | 0 | 0 | 0 | 0 | 0 | 0
970 | 39 | Electricity Retrofit Incentive | Business, Industrial | 2009 | Preliminary | 455 | 2008 – AgriCommercial Creep Heat Pads, up to 150W maximum - Industrial Sector | 0.15 | Quasi-Prescriptive | Quasi-Prescriptive | Quasi-Prescriptive | Quasi-Prescriptive | Quasi-Prescriptive | 58 | 20 | 0 | 0 | 0 | 0 | 0 | 0 | 0
971 | 39 | Electricity Retrofit Incentive | Business, Industrial | 2009 | Preliminary | 456 | 2008 – AgriCommercial Creep Heat Pads, up to 200W maximum - Industrial Sector | 0.15 | Quasi-Prescriptive | Quasi-Prescriptive | Quasi-Prescriptive | Quasi-Prescriptive | Quasi-Prescriptive | 58 | 20 | 0 | 0 | 0 | 0 | 0 | 0 | 0
972 | 39 | Electricity Retrofit Incentive | Business, Industrial | 2009 | Preliminary | 457 | 2008 – AgriCommercial High Temperature Cutout Thermostat - Industrial Sector | 0.13125 | Quasi-Prescriptive | Quasi-Prescriptive | Quasi-Prescriptive | Quasi-Prescriptive | Quasi-Prescriptive | 58 | 20 | 0 | 0 | 0 | 0 | 0 | 0 | 0
973 | 39 | Electricity Retrofit Incentive | Business, Industrial | 2009 | Preliminary | 458 | 2008 – AgriCommercial Creep Heat Controller - Industrial Sector | 0.13125 | Quasi-Prescriptive | Quasi-Prescriptive | Quasi-Prescriptive | Quasi-Prescriptive | Quasi-Prescriptive | 58 | 20 | 0 | 0 | 0 | 0 | 0 | 0 | 0
974 | 39 | Electricity Retrofit Incentive | Business, Industrial | 2009 | Preliminary | 459 | 2008 – AgriCommercial Energy Efficient Ventilation Exhaust Fans - Industrial Sector | 0.052 | Quasi-Prescriptive | Quasi-Prescriptive | Quasi-Prescriptive | Quasi-Prescriptive | Quasi-Prescriptive | 58 | 20 | 0 | 0 | 0 | 0 | 0 | 0 | 0
975 | 39 | Electricity Retrofit Incentive | Business, Industrial | 2009 | Preliminary | 460 | 2008 – AgriCommercial Low Energy Livestock Waterers - Industrial Sector | 0.7 | Quasi-Prescriptive | Quasi-Prescriptive | Quasi-Prescriptive | Quasi-Prescriptive | Quasi-Prescriptive | 58 | 20 | 0 | 0 | 0 | 0 | 0 | 0 | 0
976 | 39 | Electricity Retrofit Incentive | Business, Industrial | 2009 | Preliminary | 461 | 2008 – AgriCommercial Photocell and Timer for Lighting Control - Industrial Sector | 0.11 | Quasi-Prescriptive | Quasi-Prescriptive | Quasi-Prescriptive | Quasi-Prescriptive | Quasi-Prescriptive | 58 | 20 | 0 | 0 | 0 | 0 | 0 | 0 | 0
977 | 39 | Electricity Retrofit Incentive | Business, Industrial | 2009 | Preliminary | 462 | 2009 – Lighting System ENERGY STAR® Rated Exit Signs - Industrial Sector | 0.026 | Quasi-Prescriptive | Quasi-Prescriptive | Quasi-Prescriptive | Quasi-Prescriptive | Quasi-Prescriptive | 58 | 20 | 0 | 0 | 0 | 0 | 0 | 0 | 0
978 | 39 | Electricity Retrofit Incentive | Business, Industrial | 2009 | Preliminary | 463 | 2009 – Lighting System Refrigeratred Display Case LED Strip Lights - Industrial Sector | 0.077 | Quasi-Prescriptive | Quasi-Prescriptive | Quasi-Prescriptive | Quasi-Prescriptive | Quasi-Prescriptive | 58 | 20 | 0 | 0 | 0 | 0 | 0 | 0 | 0
979 | 39 | Electricity Retrofit Incentive | Business, Industrial | 2009 | Preliminary | 464 | 2009 – Lighting System Screw-In & GU-24 base CFLs - Industrial Sector | 0.046 | Quasi-Prescriptive | Quasi-Prescriptive | Quasi-Prescriptive | Quasi-Prescriptive | Quasi-Prescriptive | 58 | 20 | 0 | 0 | 0 | 0 | 0 | 0 | 0
980 | 39 | Electricity Retrofit Incentive | Business, Industrial | 2009 | Preliminary | 465 | 2009 – Lighting System PAR CFLs, <= 11W - Industrial Sector | 0.029 | Quasi-Prescriptive | Quasi-Prescriptive | Quasi-Prescriptive | Quasi-Prescriptive | Quasi-Prescriptive | 58 | 20 | 0 | 0 | 0 | 0 | 0 | 0 | 0
981 | 39 | Electricity Retrofit Incentive | Business, Industrial | 2009 | Preliminary | 466 | 2009 – Lighting System PAR CFLs, 12-20W - Industrial Sector | 0.045 | Quasi-Prescriptive | Quasi-Prescriptive | Quasi-Prescriptive | Quasi-Prescriptive | Quasi-Prescriptive | 58 | 20 | 0 | 0 | 0 | 0 | 0 | 0 | 0
982 | 39 | Electricity Retrofit Incentive | Business, Industrial | 2009 | Preliminary | 467 | 2009 – Lighting System PAR CFLs, 20-39W - Industrial Sector | 0.074 | Quasi-Prescriptive | Quasi-Prescriptive | Quasi-Prescriptive | Quasi-Prescriptive | Quasi-Prescriptive | 58 | 20 | 0 | 0 | 0 | 0 | 0 | 0 | 0
983 | 39 | Electricity Retrofit Incentive | Business, Industrial | 2009 | Preliminary | 468 | 2009 – Lighting System 2 Pin CFLs, <14W - Industrial Sector | 0.055 | Quasi-Prescriptive | Quasi-Prescriptive | Quasi-Prescriptive | Quasi-Prescriptive | Quasi-Prescriptive | 58 | 20 | 0 | 0 | 0 | 0 | 0 | 0 | 0
984 | 39 | Electricity Retrofit Incentive | Business, Industrial | 2009 | Preliminary | 469 | 2009 – Lighting System 2 Pin CFLs, 14-26W - Industrial Sector | 0.055 | Quasi-Prescriptive | Quasi-Prescriptive | Quasi-Prescriptive | Quasi-Prescriptive | Quasi-Prescriptive | 58 | 20 | 0 | 0 | 0 | 0 | 0 | 0 | 0
985 | 39 | Electricity Retrofit Incentive | Business, Industrial | 2009 | Preliminary | 470 | 2009 – Lighting System 2 Pin CFLs, 29-39W - Industrial Sector | 0.055 | Quasi-Prescriptive | Quasi-Prescriptive | Quasi-Prescriptive | Quasi-Prescriptive | Quasi-Prescriptive | 58 | 20 | 0 | 0 | 0 | 0 | 0 | 0 | 0
986 | 39 | Electricity Retrofit Incentive | Business, Industrial | 2009 | Preliminary | 471 | 2009 – Lighting System 4 Pin CFLs, <14W - Industrial Sector | 0.057 | Quasi-Prescriptive | Quasi-Prescriptive | Quasi-Prescriptive | Quasi-Prescriptive | Quasi-Prescriptive | 58 | 20 | 0 | 0 | 0 | 0 | 0 | 0 | 0
987 | 39 | Electricity Retrofit Incentive | Business, Industrial | 2009 | Preliminary | 472 | 2009 – Lighting System 4 Pin CFLs, 14-26W - Industrial Sector | 0.057 | Quasi-Prescriptive | Quasi-Prescriptive | Quasi-Prescriptive | Quasi-Prescriptive | Quasi-Prescriptive | 58 | 20 | 0 | 0 | 0 | 0 | 0 | 0 | 0
988 | 39 | Electricity Retrofit Incentive | Business, Industrial | 2009 | Preliminary | 473 | 2009 – Lighting System 4 Pin CFLs, 29-39W - Industrial Sector | 0.057 | Quasi-Prescriptive | Quasi-Prescriptive | Quasi-Prescriptive | Quasi-Prescriptive | Quasi-Prescriptive | 58 | 20 | 0 | 0 | 0 | 0 | 0 | 0 | 0
989 | 39 | Electricity Retrofit Incentive | Business, Industrial | 2009 | Preliminary | 474 | 2009 – Lighting System Dimmable CFLs, <=16W - Industrial Sector | 0.044 | Quasi-Prescriptive | Quasi-Prescriptive | Quasi-Prescriptive | Quasi-Prescriptive | Quasi-Prescriptive | 58 | 20 | 0 | 0 | 0 | 0 | 0 | 0 | 0
990 | 39 | Electricity Retrofit Incentive | Business, Industrial | 2009 | Preliminary | 475 | 2009 – Lighting System Dimmable CFLs, 17-20W - Industrial Sector | 0.06 | Quasi-Prescriptive | Quasi-Prescriptive | Quasi-Prescriptive | Quasi-Prescriptive | Quasi-Prescriptive | 58 | 20 | 0 | 0 | 0 | 0 | 0 | 0 | 0
991 | 39 | Electricity Retrofit Incentive | Business, Industrial | 2009 | Preliminary | 476 | 2009 – Lighting System Dimmable CFLs, 21-29W - Industrial Sector | 0.071 | Quasi-Prescriptive | Quasi-Prescriptive | Quasi-Prescriptive | Quasi-Prescriptive | Quasi-Prescriptive | 58 | 20 | 0 | 0 | 0 | 0 | 0 | 0 | 0
992 | 39 | Electricity Retrofit Incentive | Business, Industrial | 2009 | Preliminary | 477 | 2009 – Lighting System Standard Performance T8, Single Lamp - Industrial Sector | 0.019 | Quasi-Prescriptive | Quasi-Prescriptive | Quasi-Prescriptive | Quasi-Prescriptive | Quasi-Prescriptive | 58 | 20 | 0 | 0 | 0 | 0 | 0 | 0 | 0
993 | 39 | Electricity Retrofit Incentive | Business, Industrial | 2009 | Preliminary | 478 | 2009 – Lighting System Standard Performance T8, Double Lamp - Industrial Sector | 0.0265 | Quasi-Prescriptive | Quasi-Prescriptive | Quasi-Prescriptive | Quasi-Prescriptive | Quasi-Prescriptive | 58 | 20 | 0 | 0 | 0 | 0 | 0 | 0 | 0
994 | 39 | Electricity Retrofit Incentive | Business, Industrial | 2009 | Preliminary | 479 | 2009 – Lighting System Standard Performance T8, Triple Lamp - Industrial Sector | 0.045 | Quasi-Prescriptive | Quasi-Prescriptive | Quasi-Prescriptive | Quasi-Prescriptive | Quasi-Prescriptive | 58 | 20 | 0 | 0 | 0 | 0 | 0 | 0 | 0
995 | 39 | Electricity Retrofit Incentive | Business, Industrial | 2009 | Preliminary | 480 | 2009 – Lighting System Standard Performance T8, Quadruple Lamp - Industrial Sector | 0.05 | Quasi-Prescriptive | Quasi-Prescriptive | Quasi-Prescriptive | Quasi-Prescriptive | Quasi-Prescriptive | 58 | 20 | 0 | 0 | 0 | 0 | 0 | 0 | 0
996 | 39 | Electricity Retrofit Incentive | Business, Industrial | 2009 | Preliminary | 481 | 2009 – Lighting System High Performance T8, Single Lamp - Industrial Sector | 0.021 | Quasi-Prescriptive | Quasi-Prescriptive | Quasi-Prescriptive | Quasi-Prescriptive | Quasi-Prescriptive | 58 | 20 | 0 | 0 | 0 | 0 | 0 | 0 | 0
997 | 39 | Electricity Retrofit Incentive | Business, Industrial | 2009 | Preliminary | 482 | 2009 – Lighting System High Performance T8, Double Lamp - Industrial Sector | 0.0295 | Quasi-Prescriptive | Quasi-Prescriptive | Quasi-Prescriptive | Quasi-Prescriptive | Quasi-Prescriptive | 58 | 20 | 0 | 0 | 0 | 0 | 0 | 0 | 0
998 | 39 | Electricity Retrofit Incentive | Business, Industrial | 2009 | Preliminary | 483 | 2009 – Lighting System High Performance T8, Triple Lamp - Industrial Sector | 0.045 | Quasi-Prescriptive | Quasi-Prescriptive | Quasi-Prescriptive | Quasi-Prescriptive | Quasi-Prescriptive | 58 | 20 | 0 | 0 | 0 | 0 | 0 | 0 | 0
999 | 39 | Electricity Retrofit Incentive | Business, Industrial | 2009 | Preliminary | 484 | 2009 – Lighting System High Performance T8, Quadruple Lamp - Industrial Sector | 0.053 | Quasi-Prescriptive | Quasi-Prescriptive | Quasi-Prescriptive | Quasi-Prescriptive | Quasi-Prescriptive | 58 | 20 | 0 | 0 | 0 | 0 | 0 | 0 | 0
1000 | 39 | Electricity Retrofit Incentive | Business, Industrial | 2009 | Preliminary | 485 | 2009 – Lighting System Standard Performance Medium Bay T8, 4 Lamp - Industrial Sector | 0.15 | Quasi-Prescriptive | Quasi-Prescriptive | Quasi-Prescriptive | Quasi-Prescriptive | Quasi-Prescriptive | 58 | 20 | 0 | 0 | 0 | 0 | 0 | 0 | 0
1001 | 39 | Electricity Retrofit Incentive | Business, Industrial | 2009 | Preliminary | 486 | 2009 – Lighting System Standard Performance Medium Bay T8, 6 Lamp - Industrial Sector | 0.202 | Quasi-Prescriptive | Quasi-Prescriptive | Quasi-Prescriptive | Quasi-Prescriptive | Quasi-Prescriptive | 58 | 20 | 0 | 0 | 0 | 0 | 0 | 0 | 0
1002 | 39 | Electricity Retrofit Incentive | Business, Industrial | 2009 | Preliminary | 487 | 2009 – Lighting System Standard Performance Medium Bay T8, 8 Lamp - Industrial Sector | 0.197 | Quasi-Prescriptive | Quasi-Prescriptive | Quasi-Prescriptive | Quasi-Prescriptive | Quasi-Prescriptive | 58 | 20 | 0 | 0 | 0 | 0 | 0 | 0 | 0
1003 | 39 | Electricity Retrofit Incentive | Business, Industrial | 2009 | Preliminary | 488 | 2009 – Lighting System High Performance Medium Bay T8, 4 Lamp - Industrial Sector | 0.17 | Quasi-Prescriptive | Quasi-Prescriptive | Quasi-Prescriptive | Quasi-Prescriptive | Quasi-Prescriptive | 58 | 20 | 0 | 0 | 0 | 0 | 0 | 0 | 0
1004 | 39 | Electricity Retrofit Incentive | Business, Industrial | 2009 | Preliminary | 489 | 2009 – Lighting System High Performance Medium Bay T8, 6 Lamp - Industrial Sector | 0.239 | Quasi-Prescriptive | Quasi-Prescriptive | Quasi-Prescriptive | Quasi-Prescriptive | Quasi-Prescriptive | 58 | 20 | 0 | 0 | 0 | 0 | 0 | 0 | 0
1005 | 39 | Electricity Retrofit Incentive | Business, Industrial | 2009 | Preliminary | 490 | 2009 – Lighting System High Performance Medium Bay T8, 8 Lamp - Industrial Sector | 0.242 | Quasi-Prescriptive | Quasi-Prescriptive | Quasi-Prescriptive | Quasi-Prescriptive | Quasi-Prescriptive | 58 | 20 | 0 | 0 | 0 | 0 | 0 | 0 | 0
1006 | 39 | Electricity Retrofit Incentive | Business, Industrial | 2009 | Preliminary | 491 | 2009 – Lighting System T5, 1-3 Lamps - Industrial Sector | 0.025667 | Quasi-Prescriptive | Quasi-Prescriptive | Quasi-Prescriptive | Quasi-Prescriptive | Quasi-Prescriptive | 58 | 20 | 0 | 0 | 0 | 0 | 0 | 0 | 0
1007 | 39 | Electricity Retrofit Incentive | Business, Industrial | 2009 | Preliminary | 492 | 2009 – Lighting System Medium and High Bay T5, 4 Lamps - Industrial Sector | 0.16 | Quasi-Prescriptive | Quasi-Prescriptive | Quasi-Prescriptive | Quasi-Prescriptive | Quasi-Prescriptive | 58 | 20 | 0 | 0 | 0 | 0 | 0 | 0 | 0
1008 | 39 | Electricity Retrofit Incentive | Business, Industrial | 2009 | Preliminary | 493 | 2009 – Lighting System Medium and High Bay T5, 6 Lamps - Industrial Sector | 0.156 | Quasi-Prescriptive | Quasi-Prescriptive | Quasi-Prescriptive | Quasi-Prescriptive | Quasi-Prescriptive | 58 | 20 | 0 | 0 | 0 | 0 | 0 | 0 | 0
1009 | 39 | Electricity Retrofit Incentive | Business, Industrial | 2009 | Preliminary | 494 | 2009 – Lighting System Medium and High Bay T5, 8 Lamps - Industrial Sector | 0.242 | Quasi-Prescriptive | Quasi-Prescriptive | Quasi-Prescriptive | Quasi-Prescriptive | Quasi-Prescriptive | 58 | 20 | 0 | 0 | 0 | 0 | 0 | 0 | 0
1010 | 39 | Electricity Retrofit Incentive | Business, Industrial | 2009 | Preliminary | 495 | 2009 – Lighting System Medium and High Bay T5, 10 Lamps - Industrial Sector | 0.314 | Quasi-Prescriptive | Quasi-Prescriptive | Quasi-Prescriptive | Quasi-Prescriptive | Quasi-Prescriptive | 58 | 20 | 0 | 0 | 0 | 0 | 0 | 0 | 0
1011 | 39 | Electricity Retrofit Incentive | Business, Industrial | 2009 | Preliminary | 496 | 2009 – Lighting System Medium and High Bay T5, 12 Lamps - Industrial Sector | 0.386 | Quasi-Prescriptive | Quasi-Prescriptive | Quasi-Prescriptive | Quasi-Prescriptive | Quasi-Prescriptive | 58 | 20 | 0 | 0 | 0 | 0 | 0 | 0 | 0
1012 | 39 | Electricity Retrofit Incentive | Business, Industrial | 2009 | Preliminary | 497 | 2009 – Lighting System 320W Pulse-Start Ceramic Metal Halide Lamp - Industrial Sector | 0.056 | Quasi-Prescriptive | Quasi-Prescriptive | Quasi-Prescriptive | Quasi-Prescriptive | Quasi-Prescriptive | 58 | 20 | 0 | 0 | 0 | 0 | 0 | 0 | 0
1013 | 39 | Electricity Retrofit Incentive | Business, Industrial | 2009 | Preliminary | 498 | 2009 – Lighting System <30W PAR Self-Ballasted Ceramic Metal Halide Lamp - Industrial Sector | 0.061 | Quasi-Prescriptive | Quasi-Prescriptive | Quasi-Prescriptive | Quasi-Prescriptive | Quasi-Prescriptive | 58 | 20 | 0 | 0 | 0 | 0 | 0 | 0 | 0
1014 | 39 | Electricity Retrofit Incentive | Business, Industrial | 2009 | Preliminary | 499 | 2009 – Lighting System 150W Metal Halide Lamp - Industrial Sector | 0.025 | Quasi-Prescriptive | Quasi-Prescriptive | Quasi-Prescriptive | Quasi-Prescriptive | Quasi-Prescriptive | 58 | 20 | 0 | 0 | 0 | 0 | 0 | 0 | 0
1015 | 39 | Electricity Retrofit Incentive | Business, Industrial | 2009 | Preliminary | 500 | 2009 – Lighting System 360W Metal Halide Lamp - Industrial Sector | 0.04 | Quasi-Prescriptive | Quasi-Prescriptive | Quasi-Prescriptive | Quasi-Prescriptive | Quasi-Prescriptive | 58 | 20 | 0 | 0 | 0 | 0 | 0 | 0 | 0
1016 | 39 | Electricity Retrofit Incentive | Business, Industrial | 2009 | Preliminary | 501 | 2009 – Lighting System 225W High Pressure Sodium Lamp - Industrial Sector | 0.025 | Quasi-Prescriptive | Quasi-Prescriptive | Quasi-Prescriptive | Quasi-Prescriptive | Quasi-Prescriptive | 58 | 20 | 0 | 0 | 0 | 0 | 0 | 0 | 0
1017 | 39 | Electricity Retrofit Incentive | Business, Industrial | 2009 | Preliminary | 502 | 2009 – Lighting System <200W Metal Halide Electronic Ballast - Industrial Sector | 0.065 | Quasi-Prescriptive | Quasi-Prescriptive | Quasi-Prescriptive | Quasi-Prescriptive | Quasi-Prescriptive | 58 | 20 | 0 | 0 | 0 | 0 | 0 | 0 | 0
1018 | 39 | Electricity Retrofit Incentive | Business, Industrial | 2009 | Preliminary | 503 | 2009 – Lighting System 250-360W Metal Halide Electronic Ballast - Industrial Sector | 0.128 | Quasi-Prescriptive | Quasi-Prescriptive | Quasi-Prescriptive | Quasi-Prescriptive | Quasi-Prescriptive | 58 | 20 | 0 | 0 | 0 | 0 | 0 | 0 | 0
1019 | 39 | Electricity Retrofit Incentive | Business, Industrial | 2009 | Preliminary | 504 | 2009 – Lighting System 400W Metal Halide Electronic Ballast - Industrial Sector | 0.226 | Quasi-Prescriptive | Quasi-Prescriptive | Quasi-Prescriptive | Quasi-Prescriptive | Quasi-Prescriptive | 58 | 20 | 0 | 0 | 0 | 0 | 0 | 0 | 0
1020 | 39 | Electricity Retrofit Incentive | Business, Industrial | 2009 | Preliminary | 505 | 2009 – Lighting System <200W High Pressure Sodium Electronic Ballast - Industrial Sector | 0.04 | Quasi-Prescriptive | Quasi-Prescriptive | Quasi-Prescriptive | Quasi-Prescriptive | Quasi-Prescriptive | 58 | 20 | 0 | 0 | 0 | 0 | 0 | 0 | 0
1021 | 39 | Electricity Retrofit Incentive | Business, Industrial | 2009 | Preliminary | 506 | 2009 – Lighting System 250W High Pressure Sodium Electronic Ballast - Industrial Sector | 0.055 | Quasi-Prescriptive | Quasi-Prescriptive | Quasi-Prescriptive | Quasi-Prescriptive | Quasi-Prescriptive | 58 | 20 | 0 | 0 | 0 | 0 | 0 | 0 | 0
1022 | 39 | Electricity Retrofit Incentive | Business, Industrial | 2009 | Preliminary | 507 | 2009 – Lighting System 400W High Pressure Sodium Electronic Ballast - Industrial Sector | 0.075 | Quasi-Prescriptive | Quasi-Prescriptive | Quasi-Prescriptive | Quasi-Prescriptive | Quasi-Prescriptive | 58 | 20 | 0 | 0 | 0 | 0 | 0 | 0 | 0
1023 | 39 | Electricity Retrofit Incentive | Business, Industrial | 2009 | Preliminary | 508 | 2009 – Lighting System 600W High Pressure Sodium Electronic Ballast - Industrial Sector | 0.081 | Quasi-Prescriptive | Quasi-Prescriptive | Quasi-Prescriptive | Quasi-Prescriptive | Quasi-Prescriptive | 58 | 20 | 0 | 0 | 0 | 0 | 0 | 0 | 0
1024 | 39 | Electricity Retrofit Incentive | Business, Industrial | 2009 | Preliminary | 509 | 2009 – Lighting System 1000W High Pressure Sodium Electronic Ballast - Industrial Sector | 0.095 | Quasi-Prescriptive | Quasi-Prescriptive | Quasi-Prescriptive | Quasi-Prescriptive | Quasi-Prescriptive | 58 | 20 | 0 | 0 | 0 | 0 | 0 | 0 | 0
1025 | 39 | Electricity Retrofit Incentive | Business, Industrial | 2009 | Preliminary | 510 | 2009 – Lighting System <25W Infrared Coated Halogen MR16 Lamp - Industrial Sector | 0.015 | Quasi-Prescriptive | Quasi-Prescriptive | Quasi-Prescriptive | Quasi-Prescriptive | Quasi-Prescriptive | 58 | 20 | 0 | 0 | 0 | 0 | 0 | 0 | 0
1026 | 39 | Electricity Retrofit Incentive | Business, Industrial | 2009 | Preliminary | 511 | 2009 – Lighting System 26-35W Infrared Coated Halogen MR16 Lamp - Industrial Sector | 0.015 | Quasi-Prescriptive | Quasi-Prescriptive | Quasi-Prescriptive | Quasi-Prescriptive | Quasi-Prescriptive | 58 | 20 | 0 | 0 | 0 | 0 | 0 | 0 | 0
1027 | 39 | Electricity Retrofit Incentive | Business, Industrial | 2009 | Preliminary | 512 | 2009 – Lighting System <48W Infrared Coated Halogen PAR Lamp - Industrial Sector | 0.04 | Quasi-Prescriptive | Quasi-Prescriptive | Quasi-Prescriptive | Quasi-Prescriptive | Quasi-Prescriptive | 58 | 20 | 0 | 0 | 0 | 0 | 0 | 0 | 0
1028 | 39 | Electricity Retrofit Incentive | Business, Industrial | 2009 | Preliminary | 513 | 2009 – Lighting System 49-60W Infrared Coated Halogen PAR Lamp - Industrial Sector | 0.1 | Quasi-Prescriptive | Quasi-Prescriptive | Quasi-Prescriptive | Quasi-Prescriptive | Quasi-Prescriptive | 58 | 20 | 0 | 0 | 0 | 0 | 0 | 0 | 0
1029 | 39 | Electricity Retrofit Incentive | Business, Industrial | 2009 | Preliminary | 514 | 2009 – Lighting System Occupancy Sensors, Switch plate mounted occupancy sensor - Industrial Sector | 0.095 | Quasi-Prescriptive | Quasi-Prescriptive | Quasi-Prescriptive | Quasi-Prescriptive | Quasi-Prescriptive | 58 | 20 | 0 | 0 | 0 | 0 | 0 | 0 | 0
1030 | 39 | Electricity Retrofit Incentive | Business, Industrial | 2009 | Preliminary | 515 | 2009 – Lighting System Occupancy Sensors, Ceiling mounted occupancy sensor - Industrial Sector | 0.095 | Quasi-Prescriptive | Quasi-Prescriptive | Quasi-Prescriptive | Quasi-Prescriptive | Quasi-Prescriptive | 58 | 20 | 0 | 0 | 0 | 0 | 0 | 0 | 0
1031 | 39 | Electricity Retrofit Incentive | Business, Industrial | 2009 | Preliminary | 516 | 2009 – Motor Open Drip-Proof (ODP), 1 HP - Industrial Sector | 0.02 | Quasi-Prescriptive | Quasi-Prescriptive | Quasi-Prescriptive | Quasi-Prescriptive | Quasi-Prescriptive | 58 | 20 | 0 | 0 | 0 | 0 | 0 | 0 | 0
1032 | 39 | Electricity Retrofit Incentive | Business, Industrial | 2009 | Preliminary | 517 | 2009 – Motor Open Drip-Proof (ODP), 1.5 HP - Industrial Sector | 0.03 | Quasi-Prescriptive | Quasi-Prescriptive | Quasi-Prescriptive | Quasi-Prescriptive | Quasi-Prescriptive | 58 | 20 | 0 | 0 | 0 | 0 | 0 | 0 | 0
1033 | 39 | Electricity Retrofit Incentive | Business, Industrial | 2009 | Preliminary | 518 | 2009 – Motor Open Drip-Proof (ODP), 2 HP - Industrial Sector | 0.04 | Quasi-Prescriptive | Quasi-Prescriptive | Quasi-Prescriptive | Quasi-Prescriptive | Quasi-Prescriptive | 58 | 20 | 0 | 0 | 0 | 0 | 0 | 0 | 0
1034 | 39 | Electricity Retrofit Incentive | Business, Industrial | 2009 | Preliminary | 519 | 2009 – Motor Open Drip-Proof (ODP), 3 HP - Industrial Sector | 0.07 | Quasi-Prescriptive | Quasi-Prescriptive | Quasi-Prescriptive | Quasi-Prescriptive | Quasi-Prescriptive | 58 | 20 | 0 | 0 | 0 | 0 | 0 | 0 | 0
1035 | 39 | Electricity Retrofit Incentive | Business, Industrial | 2009 | Preliminary | 520 | 2009 – Motor Open Drip-Proof (ODP), 5 HP - Industrial Sector | 0.07 | Quasi-Prescriptive | Quasi-Prescriptive | Quasi-Prescriptive | Quasi-Prescriptive | Quasi-Prescriptive | 58 | 20 | 0 | 0 | 0 | 0 | 0 | 0 | 0
1036 | 39 | Electricity Retrofit Incentive | Business, Industrial | 2009 | Preliminary | 521 | 2009 – Motor Open Drip-Proof (ODP), 7.5 HP - Industrial Sector | 0.13 | Quasi-Prescriptive | Quasi-Prescriptive | Quasi-Prescriptive | Quasi-Prescriptive | Quasi-Prescriptive | 58 | 20 | 0 | 0 | 0 | 0 | 0 | 0 | 0
1037 | 39 | Electricity Retrofit Incentive | Business, Industrial | 2009 | Preliminary | 522 | 2009 – Motor Open Drip-Proof (ODP), 10 HP - Industrial Sector | 0.15 | Quasi-Prescriptive | Quasi-Prescriptive | Quasi-Prescriptive | Quasi-Prescriptive | Quasi-Prescriptive | 58 | 20 | 0 | 0 | 0 | 0 | 0 | 0 | 0
1038 | 39 | Electricity Retrofit Incentive | Business, Industrial | 2009 | Preliminary | 523 | 2009 – Motor Open Drip-Proof (ODP), 15 HP - Industrial Sector | 0.2 | Quasi-Prescriptive | Quasi-Prescriptive | Quasi-Prescriptive | Quasi-Prescriptive | Quasi-Prescriptive | 58 | 20 | 0 | 0 | 0 | 0 | 0 | 0 | 0
1039 | 39 | Electricity Retrofit Incentive | Business, Industrial | 2009 | Preliminary | 524 | 2009 – Motor Open Drip-Proof (ODP), 20 HP - Industrial Sector | 0.26 | Quasi-Prescriptive | Quasi-Prescriptive | Quasi-Prescriptive | Quasi-Prescriptive | Quasi-Prescriptive | 58 | 20 | 0 | 0 | 0 | 0 | 0 | 0 | 0
1040 | 39 | Electricity Retrofit Incentive | Business, Industrial | 2009 | Preliminary | 525 | 2009 – Motor Open Drip-Proof (ODP), 25 HP - Industrial Sector | 0.31 | Quasi-Prescriptive | Quasi-Prescriptive | Quasi-Prescriptive | Quasi-Prescriptive | Quasi-Prescriptive | 58 | 20 | 0 | 0 | 0 | 0 | 0 | 0 | 0
1041 | 39 | Electricity Retrofit Incentive | Business, Industrial | 2009 | Preliminary | 526 | 2009 – Motor Open Drip-Proof (ODP), 30 HP - Industrial Sector | 0.33 | Quasi-Prescriptive | Quasi-Prescriptive | Quasi-Prescriptive | Quasi-Prescriptive | Quasi-Prescriptive | 58 | 20 | 0 | 0 | 0 | 0 | 0 | 0 | 0
1042 | 39 | Electricity Retrofit Incentive | Business, Industrial | 2009 | Preliminary | 527 | 2009 – Motor Open Drip-Proof (ODP), 40 HP - Industrial Sector | 0.28 | Quasi-Prescriptive | Quasi-Prescriptive | Quasi-Prescriptive | Quasi-Prescriptive | Quasi-Prescriptive | 58 | 20 | 0 | 0 | 0 | 0 | 0 | 0 | 0
1043 | 39 | Electricity Retrofit Incentive | Business, Industrial | 2009 | Preliminary | 528 | 2009 – Motor Open Drip-Proof (ODP), 50 HP - Industrial Sector | 0.48 | Quasi-Prescriptive | Quasi-Prescriptive | Quasi-Prescriptive | Quasi-Prescriptive | Quasi-Prescriptive | 58 | 20 | 0 | 0 | 0 | 0 | 0 | 0 | 0
1044 | 39 | Electricity Retrofit Incentive | Business, Industrial | 2009 | Preliminary | 529 | 2009 – Motor Open Drip-Proof (ODP), 60 HP - Industrial Sector | 0.53 | Quasi-Prescriptive | Quasi-Prescriptive | Quasi-Prescriptive | Quasi-Prescriptive | Quasi-Prescriptive | 58 | 20 | 0 | 0 | 0 | 0 | 0 | 0 | 0
1045 | 39 | Electricity Retrofit Incentive | Business, Industrial | 2009 | Preliminary | 530 | 2009 – Motor Open Drip-Proof (ODP), 75 HP - Industrial Sector | 0.42 | Quasi-Prescriptive | Quasi-Prescriptive | Quasi-Prescriptive | Quasi-Prescriptive | Quasi-Prescriptive | 58 | 20 | 0 | 0 | 0 | 0 | 0 | 0 | 0
1046 | 39 | Electricity Retrofit Incentive | Business, Industrial | 2009 | Preliminary | 531 | 2009 – Motor Open Drip-Proof (ODP), 100 HP - Industrial Sector | 0.81 | Quasi-Prescriptive | Quasi-Prescriptive | Quasi-Prescriptive | Quasi-Prescriptive | Quasi-Prescriptive | 58 | 20 | 0 | 0 | 0 | 0 | 0 | 0 | 0
1047 | 39 | Electricity Retrofit Incentive | Business, Industrial | 2009 | Preliminary | 532 | 2009 – Motor Open Drip-Proof (ODP), 125 HP - Industrial Sector | 0.7 | Quasi-Prescriptive | Quasi-Prescriptive | Quasi-Prescriptive | Quasi-Prescriptive | Quasi-Prescriptive | 58 | 20 | 0 | 0 | 0 | 0 | 0 | 0 | 0
1048 | 39 | Electricity Retrofit Incentive | Business, Industrial | 2009 | Preliminary | 533 | 2009 – Motor Open Drip-Proof (ODP), 150 HP - Industrial Sector | 0.74 | Quasi-Prescriptive | Quasi-Prescriptive | Quasi-Prescriptive | Quasi-Prescriptive | Quasi-Prescriptive | 58 | 20 | 0 | 0 | 0 | 0 | 0 | 0 | 0
1049 | 39 | Electricity Retrofit Incentive | Business, Industrial | 2009 | Preliminary | 534 | 2009 – Motor Open Drip-Proof (ODP), 200 HP - Industrial Sector | 0.98 | Quasi-Prescriptive | Quasi-Prescriptive | Quasi-Prescriptive | Quasi-Prescriptive | Quasi-Prescriptive | 58 | 20 | 0 | 0 | 0 | 0 | 0 | 0 | 0
1050 | 39 | Electricity Retrofit Incentive | Business, Industrial | 2009 | Preliminary | 535 | 2009 – Motor Totally Enclosed Fan-Cooled (TEFC), 1 HP - Industrial Sector | 0.02 | Quasi-Prescriptive | Quasi-Prescriptive | Quasi-Prescriptive | Quasi-Prescriptive | Quasi-Prescriptive | 58 | 20 | 0 | 0 | 0 | 0 | 0 | 0 | 0
1051 | 39 | Electricity Retrofit Incentive | Business, Industrial | 2009 | Preliminary | 536 | 2009 – Motor Totally Enclosed Fan-Cooled (TEFC), 1.5 HP - Industrial Sector | 0.03 | Quasi-Prescriptive | Quasi-Prescriptive | Quasi-Prescriptive | Quasi-Prescriptive | Quasi-Prescriptive | 58 | 20 | 0 | 0 | 0 | 0 | 0 | 0 | 0
1052 | 39 | Electricity Retrofit Incentive | Business, Industrial | 2009 | Preliminary | 537 | 2009 – Motor Totally Enclosed Fan-Cooled (TEFC), 2 HP - Industrial Sector | 0.04 | Quasi-Prescriptive | Quasi-Prescriptive | Quasi-Prescriptive | Quasi-Prescriptive | Quasi-Prescriptive | 58 | 20 | 0 | 0 | 0 | 0 | 0 | 0 | 0
1053 | 39 | Electricity Retrofit Incentive | Business, Industrial | 2009 | Preliminary | 538 | 2009 – Motor Totally Enclosed Fan-Cooled (TEFC), 3 HP - Industrial Sector | 0.04 | Quasi-Prescriptive | Quasi-Prescriptive | Quasi-Prescriptive | Quasi-Prescriptive | Quasi-Prescriptive | 58 | 20 | 0 | 0 | 0 | 0 | 0 | 0 | 0
1054 | 39 | Electricity Retrofit Incentive | Business, Industrial | 2009 | Preliminary | 539 | 2009 – Motor Totally Enclosed Fan-Cooled (TEFC), 5 HP - Industrial Sector | 0.07 | Quasi-Prescriptive | Quasi-Prescriptive | Quasi-Prescriptive | Quasi-Prescriptive | Quasi-Prescriptive | 58 | 20 | 0 | 0 | 0 | 0 | 0 | 0 | 0
1055 | 39 | Electricity Retrofit Incentive | Business, Industrial | 2009 | Preliminary | 540 | 2009 – Motor Totally Enclosed Fan-Cooled (TEFC), 7.5 HP - Industrial Sector | 0.11 | Quasi-Prescriptive | Quasi-Prescriptive | Quasi-Prescriptive | Quasi-Prescriptive | Quasi-Prescriptive | 58 | 20 | 0 | 0 | 0 | 0 | 0 | 0 | 0
1056 | 39 | Electricity Retrofit Incentive | Business, Industrial | 2009 | Preliminary | 541 | 2009 – Motor Totally Enclosed Fan-Cooled (TEFC), 10 HP - Industrial Sector | 0.15 | Quasi-Prescriptive | Quasi-Prescriptive | Quasi-Prescriptive | Quasi-Prescriptive | Quasi-Prescriptive | 58 | 20 | 0 | 0 | 0 | 0 | 0 | 0 | 0
1057 | 39 | Electricity Retrofit Incentive | Business, Industrial | 2009 | Preliminary | 542 | 2009 – Motor Totally Enclosed Fan-Cooled (TEFC), 15 HP - Industrial Sector | 0.14 | Quasi-Prescriptive | Quasi-Prescriptive | Quasi-Prescriptive | Quasi-Prescriptive | Quasi-Prescriptive | 58 | 20 | 0 | 0 | 0 | 0 | 0 | 0 | 0
1058 | 39 | Electricity Retrofit Incentive | Business, Industrial | 2009 | Preliminary | 543 | 2009 – Motor Totally Enclosed Fan-Cooled (TEFC), 20 HP - Industrial Sector | 0.26 | Quasi-Prescriptive | Quasi-Prescriptive | Quasi-Prescriptive | Quasi-Prescriptive | Quasi-Prescriptive | 58 | 20 | 0 | 0 | 0 | 0 | 0 | 0 | 0
1059 | 39 | Electricity Retrofit Incentive | Business, Industrial | 2009 | Preliminary | 544 | 2009 – Motor Totally Enclosed Fan-Cooled (TEFC), 25 HP - Industrial Sector | 0.19 | Quasi-Prescriptive | Quasi-Prescriptive | Quasi-Prescriptive | Quasi-Prescriptive | Quasi-Prescriptive | 58 | 20 | 0 | 0 | 0 | 0 | 0 | 0 | 0
1060 | 39 | Electricity Retrofit Incentive | Business, Industrial | 2009 | Preliminary | 545 | 2009 – Motor Totally Enclosed Fan-Cooled (TEFC), 30 HP - Industrial Sector | 0.23 | Quasi-Prescriptive | Quasi-Prescriptive | Quasi-Prescriptive | Quasi-Prescriptive | Quasi-Prescriptive | 58 | 20 | 0 | 0 | 0 | 0 | 0 | 0 | 0
1061 | 39 | Electricity Retrofit Incentive | Business, Industrial | 2009 | Preliminary | 546 | 2009 – Motor Totally Enclosed Fan-Cooled (TEFC), 40 HP - Industrial Sector | 0.28 | Quasi-Prescriptive | Quasi-Prescriptive | Quasi-Prescriptive | Quasi-Prescriptive | Quasi-Prescriptive | 58 | 20 | 0 | 0 | 0 | 0 | 0 | 0 | 0
1062 | 39 | Electricity Retrofit Incentive | Business, Industrial | 2009 | Preliminary | 547 | 2009 – Motor Totally Enclosed Fan-Cooled (TEFC), 50 HP - Industrial Sector | 0.48 | Quasi-Prescriptive | Quasi-Prescriptive | Quasi-Prescriptive | Quasi-Prescriptive | Quasi-Prescriptive | 58 | 20 | 0 | 0 | 0 | 0 | 0 | 0 | 0
1063 | 39 | Electricity Retrofit Incentive | Business, Industrial | 2009 | Preliminary | 548 | 2009 – Motor Totally Enclosed Fan-Cooled (TEFC), 60 HP - Industrial Sector | 0.53 | Quasi-Prescriptive | Quasi-Prescriptive | Quasi-Prescriptive | Quasi-Prescriptive | Quasi-Prescriptive | 58 | 20 | 0 | 0 | 0 | 0 | 0 | 0 | 0
1064 | 39 | Electricity Retrofit Incentive | Business, Industrial | 2009 | Preliminary | 549 | 2009 – Motor Totally Enclosed Fan-Cooled (TEFC), 75 HP - Industrial Sector | 0.61 | Quasi-Prescriptive | Quasi-Prescriptive | Quasi-Prescriptive | Quasi-Prescriptive | Quasi-Prescriptive | 58 | 20 | 0 | 0 | 0 | 0 | 0 | 0 | 0
1065 | 39 | Electricity Retrofit Incentive | Business, Industrial | 2009 | Preliminary | 550 | 2009 – Motor Totally Enclosed Fan-Cooled (TEFC), 100 HP - Industrial Sector | 0.56 | Quasi-Prescriptive | Quasi-Prescriptive | Quasi-Prescriptive | Quasi-Prescriptive | Quasi-Prescriptive | 58 | 20 | 0 | 0 | 0 | 0 | 0 | 0 | 0
1066 | 39 | Electricity Retrofit Incentive | Business, Industrial | 2009 | Preliminary | 551 | 2009 – Motor Totally Enclosed Fan-Cooled (TEFC), 125 HP - Industrial Sector | 0.7 | Quasi-Prescriptive | Quasi-Prescriptive | Quasi-Prescriptive | Quasi-Prescriptive | Quasi-Prescriptive | 58 | 20 | 0 | 0 | 0 | 0 | 0 | 0 | 0
1067 | 39 | Electricity Retrofit Incentive | Business, Industrial | 2009 | Preliminary | 552 | 2009 – Motor Totally Enclosed Fan-Cooled (TEFC), 150 HP - Industrial Sector | 0.74 | Quasi-Prescriptive | Quasi-Prescriptive | Quasi-Prescriptive | Quasi-Prescriptive | Quasi-Prescriptive | 58 | 20 | 0 | 0 | 0 | 0 | 0 | 0 | 0
1068 | 39 | Electricity Retrofit Incentive | Business, Industrial | 2009 | Preliminary | 553 | 2009 – Motor Totally Enclosed Fan-Cooled (TEFC), 200 HP - Industrial Sector | 1.47 | Quasi-Prescriptive | Quasi-Prescriptive | Quasi-Prescriptive | Quasi-Prescriptive | Quasi-Prescriptive | 58 | 20 | 0 | 0 | 0 | 0 | 0 | 0 | 0
1069 | 39 | Electricity Retrofit Incentive | Business, Industrial | 2009 | Preliminary | 554 | 2009 – Unitary AC Single Phase <= 5.4 Tons - Industrial Sector | 0.052 | Quasi-Prescriptive | Quasi-Prescriptive | Quasi-Prescriptive | Quasi-Prescriptive | Quasi-Prescriptive | 58 | 20 | 0 | 0 | 0 | 0 | 0 | 0 | 0
1070 | 39 | Electricity Retrofit Incentive | Business, Industrial | 2009 | Preliminary | 555 | 2009 – Unitary AC 3 Phase <= 5.4 Tons - Industrial Sector | 0.052 | Quasi-Prescriptive | Quasi-Prescriptive | Quasi-Prescriptive | Quasi-Prescriptive | Quasi-Prescriptive | 58 | 20 | 0 | 0 | 0 | 0 | 0 | 0 | 0
1071 | 39 | Electricity Retrofit Incentive | Business, Industrial | 2009 | Preliminary | 556 | 2009 – Unitary AC >5.4 & <= 11.25 tons - Industrial Sector | 0.126 | Quasi-Prescriptive | Quasi-Prescriptive | Quasi-Prescriptive | Quasi-Prescriptive | Quasi-Prescriptive | 58 | 20 | 0 | 0 | 0 | 0 | 0 | 0 | 0
1072 | 39 | Electricity Retrofit Incentive | Business, Industrial | 2009 | Preliminary | 557 | 2009 – Unitary AC >11.25 & <= 20 tons - Industrial Sector | 0.179 | Quasi-Prescriptive | Quasi-Prescriptive | Quasi-Prescriptive | Quasi-Prescriptive | Quasi-Prescriptive | 58 | 20 | 0 | 0 | 0 | 0 | 0 | 0 | 0
1073 | 39 | Electricity Retrofit Incentive | Business, Industrial | 2009 | Preliminary | 558 | 2009 – Unitary AC 25 tons - Industrial Sector | 0.12 | Quasi-Prescriptive | Quasi-Prescriptive | Quasi-Prescriptive | Quasi-Prescriptive | Quasi-Prescriptive | 58 | 20 | 0 | 0 | 0 | 0 | 0 | 0 | 0
1074 | 39 | Electricity Retrofit Incentive | Business, Industrial | 2009 | Preliminary | 559 | 2009 – AgriCommercial Creep Heat Pads, 75W - Industrial Sector | 0.075 | Quasi-Prescriptive | Quasi-Prescriptive | Quasi-Prescriptive | Quasi-Prescriptive | Quasi-Prescriptive | 58 | 20 | 0 | 0 | 0 | 0 | 0 | 0 | 0
1075 | 39 | Electricity Retrofit Incentive | Business, Industrial | 2009 | Preliminary | 560 | 2009 – AgriCommercial Creep Heat Pads, 100W - Industrial Sector | 0.075 | Quasi-Prescriptive | Quasi-Prescriptive | Quasi-Prescriptive | Quasi-Prescriptive | Quasi-Prescriptive | 58 | 20 | 0 | 0 | 0 | 0 | 0 | 0 | 0
1076 | 39 | Electricity Retrofit Incentive | Business, Industrial | 2009 | Preliminary | 561 | 2009 – AgriCommercial Creep Heat Pads, 150W - Industrial Sector | 0.15 | Quasi-Prescriptive | Quasi-Prescriptive | Quasi-Prescriptive | Quasi-Prescriptive | Quasi-Prescriptive | 58 | 20 | 0 | 0 | 0 | 0 | 0 | 0 | 0
1077 | 39 | Electricity Retrofit Incentive | Business, Industrial | 2009 | Preliminary | 562 | 2009 – AgriCommercial Creep Heat Pads, 200W - Industrial Sector | 0.15 | Quasi-Prescriptive | Quasi-Prescriptive | Quasi-Prescriptive | Quasi-Prescriptive | Quasi-Prescriptive | 58 | 20 | 0 | 0 | 0 | 0 | 0 | 0 | 0
1078 | 39 | Electricity Retrofit Incentive | Business, Industrial | 2009 | Preliminary | 563 | 2009 – AgriCommercial High Temperature Cutout Thermostat - Industrial Sector | 0.13125 | Quasi-Prescriptive | Quasi-Prescriptive | Quasi-Prescriptive | Quasi-Prescriptive | Quasi-Prescriptive | 58 | 20 | 0 | 0 | 0 | 0 | 0 | 0 | 0
1079 | 39 | Electricity Retrofit Incentive | Business, Industrial | 2009 | Preliminary | 564 | 2009 – AgriCommercial Creep Heat Controller - Industrial Sector | 0.13125 | Quasi-Prescriptive | Quasi-Prescriptive | Quasi-Prescriptive | Quasi-Prescriptive | Quasi-Prescriptive | 58 | 20 | 0 | 0 | 0 | 0 | 0 | 0 | 0
1080 | 39 | Electricity Retrofit Incentive | Business, Industrial | 2009 | Preliminary | 565 | 2009 – AgriCommercial Energy Efficient Ventilation Exhaust Fans - Industrial Sector | 0.052 | Quasi-Prescriptive | Quasi-Prescriptive | Quasi-Prescriptive | Quasi-Prescriptive | Quasi-Prescriptive | 58 | 20 | 0 | 0 | 0 | 0 | 0 | 0 | 0
1081 | 39 | Electricity Retrofit Incentive | Business, Industrial | 2009 | Preliminary | 566 | 2009 – AgriCommercial Low Energy Livestock Waterers - Industrial Sector | 0.7 | Quasi-Prescriptive | Quasi-Prescriptive | Quasi-Prescriptive | Quasi-Prescriptive | Quasi-Prescriptive | 58 | 20 | 0 | 0 | 0 | 0 | 0 | 0 | 0
1082 | 39 | Electricity Retrofit Incentive | Business, Industrial | 2009 | Preliminary | 567 | 2009 – AgriCommercial Photocell and Timer for Lighting Control - Industrial Sector | 0.11 | Quasi-Prescriptive | Quasi-Prescriptive | Quasi-Prescriptive | Quasi-Prescriptive | Quasi-Prescriptive | 58 | 20 | 0 | 0 | 0 | 0 | 0 | 0 | 0
1083 | 39 | Electricity Retrofit Incentive | Business, Industrial | 2009 | Preliminary | 568 | 2009 – AgriCommercial High Speed Low Volume Fans - Industrial Sector | 0.052 | Quasi-Prescriptive | Quasi-Prescriptive | Quasi-Prescriptive | Quasi-Prescriptive | Quasi-Prescriptive | 58 | 20 | 0 | 0 | 0 | 0 | 0 | 0 | 0
1084 | 39 | Electricity Retrofit Incentive | Business, Industrial | 2009 | Preliminary | 569 | 2009 – Solar Hot Water Collectors - Industrial Sector | 0.6 | Quasi-Prescriptive | Quasi-Prescriptive | Quasi-Prescriptive | Quasi-Prescriptive | Quasi-Prescriptive | 58 | 20 | 0 | 0 | 0 | 0 | 0 | 0 | 0
1085 | 39 | Electricity Retrofit Incentive | Business, Industrial | 2009 | Preliminary | 570 | 2009 – Non-Electric Storage Tank Hot Water Heaters - Industrial Sector | 0 | Quasi-Prescriptive | Quasi-Prescriptive | Quasi-Prescriptive | Quasi-Prescriptive | Quasi-Prescriptive | 58 | 20 | 0 | 0 | 0 | 0 | 0 | 0 | 0
1086 | 39 | Electricity Retrofit Incentive | Business, Industrial | 2009 | Preliminary | 571 | 2009 – Tankless/Instantaneous Hot Water Heaters - Industrial Sector | 0 | Quasi-Prescriptive | Quasi-Prescriptive | Quasi-Prescriptive | Quasi-Prescriptive | Quasi-Prescriptive | 58 | 20 | 0 | 0 | 0 | 0 | 0 | 0 | 0
1087 | 39 | Electricity Retrofit Incentive | Business, Industrial | 2009 | Preliminary | 572 | 2009 – Drain Water Heat Recovery Systems - Industrial Sector | 0 | Quasi-Prescriptive | Quasi-Prescriptive | Quasi-Prescriptive | Quasi-Prescriptive | Quasi-Prescriptive | 58 | 20 | 0 | 0 | 0 | 0 | 0 | 0 | 0
1088 | 39 | Electricity Retrofit Incentive | Business, Industrial | 2009 | Preliminary | 573 | 2009 – Custom Project - Industrial Sector | Custom | Quasi-Prescriptive | Quasi-Prescriptive | Quasi-Prescriptive | Quasi-Prescriptive | Quasi-Prescriptive | 58 | 20 | 0 | 0 | 0 | 0 | 0 | 0 | 0
1089 | 40 | Toronto Comprehensive | Consumer Business, Industrial | 2009 | Preliminary | 1 | Toronto Hydro-Electric System Limited – Business Incentive Program (BIP) | Custom | Custom | Custom | Custom | Custom | Custom | 59 | 20 | 0 | 0 | 0 | 0 | 0 | 0 | 0
1090 | 40 | Toronto Comprehensive | Consumer Business, Industrial | 2009 | Preliminary | 2 | Toronto Hydro-Electric System Limited – Spring Turn On & Keep Cool | Custom | Custom | Custom | Custom | Custom | Custom | 44 | 20 | 0 | 0 | 0 | 0 | 0 | 0 | 0
1091 | 40 | Toronto Comprehensive | Consumer Business, Industrial | 2009 | Preliminary | 3 | Toronto Hydro-Electric System Limited – TABIA SLED Exchange | Custom | Custom | Custom | Custom | Custom | Custom | 70 | 20 | 0 | 0 | 0 | 0 | 0 | 0 | 0
1092 | 40 | Toronto Comprehensive | Consumer Business, Industrial | 2009 | Preliminary | 4 | Toronto Hydro-Electric System Limited – Low Income | Custom | Custom | Custom | Custom | Custom | Custom | 70 | 20 | 0 | 0 | 0 | 0 | 0 | 0 | 0
1093 | 40 | Toronto Comprehensive | Consumer Business, Industrial | 2009 | Preliminary | 5 | City of Toronto – Better Building Partnership (BBP) – Existing Buildings (EB) – Municipalities, Academic Institutions, School Boards & Hospitals (MASH) | Custom | Custom | Custom | Custom | Custom | Custom | 58 | 20 | 0 | 0 | 0 | 0 | 0 | 0 | 0
1094 | 40 | Toronto Comprehensive | Consumer Business, Industrial | 2009 | Preliminary | 6 | City of Toronto – Better Building Partnership (BBP) – Existing Buildings (EB) – Multi-Unit Residential Buildings (MURB) | Custom | Custom | Custom | Custom | Custom | Custom | 62.34 | 20 | 0 | 0 | 0 | 0 | 0 | 0 | 0
1095 | 40 | Toronto Comprehensive | Consumer Business, Industrial | 2009 | Preliminary | 7 | City of Toronto – Better Building Partnership (BBP) – New Construction (NC) | Custom | Custom | Custom | Custom | Custom | Custom | 70 | 20 | 0 | 0 | 0 | 0 | 0 | 0 | 0
1096 | 40 | Toronto Comprehensive | Consumer Business, Industrial | 2009 | Preliminary | 8 | Building Owners & Managers Association Project (BOMA) – Conservation & Demand Management (CDM) | Custom | Custom | Custom | Custom | Custom | Custom | 62 | 20 | 0 | 0 | 0 | 0 | 0 | 0 | 0
1097 | 41 | High Performance New Construction | Business, Industrial | 2009 | Preliminary | 1 | Custom Project | Custom | Custom | Custom | Custom | Custom | Custom | 70 | 20 | 0.029155 | 2.5661 | 5850.3862 | 117007.7231 | 1.7963 | 4095.2703 | 81905.4062
1098 | 42 | Power Savings Blitz | Business | 2009 | Preliminary | 1 | 1) From: 1 Lamp 8' -T12-75W-Magnetic Ballasts to: 2 - 4' Lamps, end to end 32 watt - with 80% ballast factor T8-Electronic Ballast - Retail Sector | 0.022 | 162 | 2381.4 | 0.02046 | 150.66 | 2214.702 | 93 | 14.7 | 0 | 0 | 0 | 0 | 0 | 0 | 0
1099 | 42 | Power Savings Blitz | Business | 2009 | Preliminary | 2 | 2) From: 1 Lamp 8' -T12-75W-Magnetic Ballasts to: 1 - 8' lamp with 80% ballast factor T8-Electronic Ballast - Retail Sector | 0.022 | 162 | 2381.4 | 0.02046 | 150.66 | 2214.702 | 93 | 14.7 | 4 | 0.087929 | 646.464 | 9503.0208 | 0.081774 | 601.2115 | 8837.8093
1100 | 42 | Power Savings Blitz | Business | 2009 | Preliminary | 3 | 3) From: 1 Lamp 8' -T12-75W-Magnetic Ballasts to: 2 - 4' end to end 25 watt lamp with 90% ballast factor T8-Electronic Ballast - Retail Sector | 0.022 | 162 | 2381.4 | 0.02046 | 150.66 | 2214.702 | 93 | 14.7 | 0 | 0 | 0 | 0 | 0 | 0 | 0
1101 | 42 | Power Savings Blitz | Business | 2009 | Preliminary | 4 | 4) From: 2 Lamps 8' -T12-75W-Magnetic Ballasts to: 4 - 4' end to end 32 watt lamps with 80% ballast factor T8-Electronic Ballast - Retail Sector | 0.043 | 314 | 4615.8 | 0.03999 | 292.02 | 4292.694 | 93 | 14.7 | 59 | 2.5238 | 18555.264 | 272762.3808 | 2.3471 | 17256.3955 | 253669.0141
1102 | 42 | Power Savings Blitz | Business | 2009 | Preliminary | 5 | 5) From: 2 Lamps 8' -T12-75W-Magnetic Ballasts to: 2 - 4' 32 watt lamps + reflector with 90% ballast factor T8-Electronic Ballast - Retail Sector | 0.075 | 550 | 8085 | 0.06975 | 511.5 | 7519.05 | 93 | 14.7 | 0 | 0 | 0 | 0 | 0 | 0 | 0
1103 | 42 | Power Savings Blitz | Business | 2009 | Preliminary | 6 | 6) From: 2 Lamps 8' -T12-60W-Magnetic Ballasts to: 4 - 4' lamps with either 32 watt ballast of 80% ballast factor or 25 watt lamp T8-Electronic Ballast - Retail Sector | 0.043 | 314 | 4615.8 | 0.03999 | 292.02 | 4292.694 | 93 | 14.7 | 0 | 0 | 0 | 0 | 0 | 0 | 0
1104 | 42 | Power Savings Blitz | Business | 2009 | Preliminary | 7 | 7) From: 2 Lamps 8' -T12-60W-Magnetic Ballasts to: 2 - 4' 32 watt lamps + Reflector with 90% ballast factor T8-Electronic Ballast - Retail Sector | 0.075 | 550 | 8085 | 0.06975 | 511.5 | 7519.05 | 93 | 14.7 | 132 | 9.8813 | 72648.576 | 1067934.0672 | 9.1896 | 67563.1757 | 993178.6825
1105 | 42 | Power Savings Blitz | Business | 2009 | Preliminary | 8 | 8) From: 1 Lamp 4' -T12-40W-Magnetic Ballasts to: 1 - 4' lamp with either 32 watt ballast of 80% ballast factor or 25 watt lamp T8-Electronic Ballast - Retail Sector | 0.012 | 92 | 1352.4 | 0.01116 | 85.56 | 1257.732 | 93 | 14.7 | 4 | 0.049906 | 366.912 | 5393.6064 | 0.046412 | 341.2282 | 5016.054
1106 | 42 | Power Savings Blitz | Business | 2009 | Preliminary | 9 | 9) From: 2 Lamps 4' -T12-40W-Magnetic Ballasts to: 1 - 4' 32 watt lamp + reflector with 90% ballast factor T8-Electronic Ballast - Retail Sector | 0.034 | 253 | 3719.1 | 0.03162 | 235.29 | 3458.763 | 93 | 14.7 | 27 | 0.93038 | 6840.288 | 100552.2336 | 0.86526 | 6361.4678 | 93513.5772
1107 | 42 | Power Savings Blitz | Business | 2009 | Preliminary | 10 | 10) From: 2 Lamps 4' -T12-40W-Magnetic Ballasts to: 2 - 4' lamps with either 32 watt ballast of 80% ballast factor or 25 watt lamps T8-Electronic Ballast - Retail Sector | 0.018 | 131 | 1925.7 | 0.01674 | 121.83 | 1790.901 | 93 | 14.7 | 0 | 0 | 0 | 0 | 0 | 0 | 0
1108 | 42 | Power Savings Blitz | Business | 2009 | Preliminary | 11 | 11) From: 4 Lamps 4' -T12-40W-Magnetic Ballasts to: 2 - 4' 32 watt lamps + reflector T8-Electronic Ballast - Retail Sector | 0.07 | 511 | 7511.7 | 0.0651 | 475.23 | 6985.881 | 93 | 14.7 | 0 | 0 | 0 | 0 | 0 | 0 | 0
1109 | 42 | Power Savings Blitz | Business | 2009 | Preliminary | 12 | 12) From: 4 Lamps 4' -T12-40W-Magnetic Ballasts to: 4 - 4' lamps with either 32 watt ballast of 80% ballast factor or 25 watt lamps T8-Electronic Ballast - Retail Sector | 0.037 | 275 | 4042.5 | 0.03441 | 255.75 | 3759.525 | 93 | 14.7 | 0 | 0 | 0 | 0 | 0 | 0 | 0
1110 | 42 | Power Savings Blitz | Business | 2009 | Preliminary | 13 | 13) From: 1 Lamp 4' -T12-34W-Magnetic Ballasts to: 1 - 4' lamp with either 32 watt ballast of 80% ballast factor or 25 watt lamp T8-Electronic Ballast - Retail Sector | 0.011 | 79 | 1161.3 | 0.01023 | 73.47 | 1080.009 | 93 | 14.7 | 17 | 0.1818 | 1336.608 | 19648.1376 | 0.16907 | 1243.0454 | 18272.768
1111 | 42 | Power Savings Blitz | Business | 2009 | Preliminary | 14 | 14) From: 2 Lamps 4' -T12-34W-Magnetic Ballasts to: 1 - 4' 32 watt lamp + reflector with 90% ballast factor T8-Electronic Ballast - Retail Sector | 0.029 | 210 | 3087 | 0.02697 | 195.3 | 2870.91 | 93 | 14.7 | 1 | 0.028518 | 209.664 | 3082.0608 | 0.026521 | 194.9875 | 2866.3165
1112 | 42 | Power Savings Blitz | Business | 2009 | Preliminary | 15 | 15) From: 2 Lamps 4' -T12-34W-Magnetic Ballasts to: 2 - 4' lamps with either 32 watt ballast of 80% ballast factor or 25 watt lamps T8-Electronic Ballast - Retail Sector | 0.012 | 87 | 1278.9 | 0.01116 | 80.91 | 1189.377 | 93 | 14.7 | 358 | 4.2539 | 31274.88 | 459740.736 | 3.9561 | 29085.6384 | 427558.8845
1113 | 42 | Power Savings Blitz | Business | 2009 | Preliminary | 16 | 16) From: 4 Lamps 4' -T12-34W-Magnetic Ballasts to: 2 - 4' 32 watt lamps + reflector T8-Electronic Ballast - Retail Sector | 0.058 | 428 | 6291.6 | 0.05394 | 398.04 | 5851.188 | 93 | 14.7 | 0 | 0 | 0 | 0 | 0 | 0 | 0
1114 | 42 | Power Savings Blitz | Business | 2009 | Preliminary | 17 | 17) From: 4 Lamps 4' -T12-34W-Magnetic Ballasts to: 4 - 4' lamps with either 32 watt ballast of 80% ballast factor or 25 watt lamps T8-Electronic Ballast - Retail Sector | 0.026 | 192 | 2822.4 | 0.02418 | 178.56 | 2624.832 | 93 | 14.7 | 219 | 5.7249 | 42090.048 | 618723.7056 | 5.3241 | 39143.7446 | 575413.0462
1115 | 42 | Power Savings Blitz | Business | 2009 | Preliminary | 18 | 18) From: 2 Lamps U-Shaped 34-40W-Magnetic Ballasts to: 2 U-Tube Lamps 2' -T8-32W-Electronic Ballast - Retail Sector | 0.014 | 105 | 1543.5 | 0.01302 | 97.65 | 1435.455 | 93 | 14.7 | 0 | 0 | 0 | 0 | 0 | 0 | 0
1116 | 42 | Power Savings Blitz | Business | 2009 | Preliminary | 19 | 19) From: 2 Lamps U-Shaped 34-40W-Magnetic Ballasts to: 2 Linear 2' + Reflector F17T8 2' -T8-32W-Electronic Ballast - Retail Sector | 0.029 | 214 | 3145.8 | 0.02697 | 199.02 | 2925.594 | 93 | 14.7 | 0 | 0 | 0 | 0 | 0 | 0 | 0
1117 | 42 | Power Savings Blitz | Business | 2009 | Preliminary | 20 | 20) From: 2-15W Lamps Exit Sign - incandescent to: 3W LED Energy Star rated LED Exit Sign - Retail Sector | 0.032 | 237 | 3792 | 0.02976 | 220.41 | 3526.56 | 93 | 16 | 28 | 0.8983 | 6622.56 | 105960.96 | 0.83542 | 6158.9808 | 98543.6928
1118 | 42 | Power Savings Blitz | Business | 2009 | Preliminary | 21 | 21) From: 2-15W Lamps Exit Sign - incandescent to: Replace entire fixture with LED sign Energy Star rated LED Exit Sign - Retail Sector | 0.032 | 237 | 3792 | 0.02976 | 220.41 | 3526.56 | 93 | 16 | 0 | 0 | 0 | 0 | 0 | 0 | 0
1119 | 42 | Power Savings Blitz | Business | 2009 | Preliminary | 22 | 22) From: 40W Standard Incandescent (A Lamp) to: 11W ENERGY STAR® rated CFL (Screw-in replacement) - Retail Sector | 0.017 | 127 | 292.1 | 0.01581 | 118.11 | 271.653 | 93 | 2.3 | 29 | 0.49965 | 3673.488 | 8449.0224 | 0.46468 | 3416.3438 | 7857.5908
1120 | 42 | Power Savings Blitz | Business | 2009 | Preliminary | 23 | 23) From: 60W Standard Incandescent (A Lamp) to: 13W ENERGY STAR® rated CFL (Screw-in replacement) - Retail Sector | 0.028 | 205 | 471.5 | 0.02604 | 190.65 | 438.495 | 93 | 2.3 | 2 | 0.055847 | 410.592 | 944.3616 | 0.051938 | 381.8506 | 878.2563
1121 | 42 | Power Savings Blitz | Business | 2009 | Preliminary | 24 | 24) From: 100W Standard Incandescent (A Lamp) to: 23W ENERGY STAR® rated CFL (Screw-in replacement) - Retail Sector | 0.046 | 336 | 772.8 | 0.04278 | 312.48 | 718.704 | 93 | 2.3 | 0 | 0 | 0 | 0 | 0 | 0 | 0
1122 | 42 | Power Savings Blitz | Business | 2009 | Preliminary | 25 | 25) From: 150W Standard Incandescent (A Lamp) to: 28W ENERGY STAR® rated CFL (Screw-in replacement) - Retail Sector | 0.072 | 533 | 1225.9 | 0.06696 | 495.69 | 1140.087 | 93 | 2.3 | 33 | 2.3919 | 17585.568 | 40446.8064 | 2.2245 | 16354.5782 | 37615.53
1123 | 42 | Power Savings Blitz | Business | 2009 | Preliminary | 26 | 26) From: 60W PAR38/30 PAR Lights - Flood or Spot - recessed down lighting to: 15W CFLPAR38/30 ENERGY STAR® rated PAR CFL - Retail Sector | 0.027 | 197 | 453.1 | 0.02511 | 183.21 | 421.383 | 93 | 2.3 | 6 | 0.16041 | 1179.36 | 2712.528 | 0.14918 | 1096.8048 | 2522.651
1124 | 42 | Power Savings Blitz | Business | 2009 | Preliminary | 27 | 27) From: 75W PAR38/30 PAR Lights - Flood or Spot - recessed down lighting to: 18W CFLPAR38/30 ENERGY STAR® rated PAR CFL - Retail Sector | 0.034 | 249 | 572.7 | 0.03162 | 231.57 | 532.611 | 93 | 2.3 | 236 | 7.992 | 58758.336 | 135144.1728 | 7.4326 | 54645.2525 | 125684.0807
1125 | 42 | Power Savings Blitz | Business | 2009 | Preliminary | 28 | 28) From: 100W PAR38/30 PAR Lights - Flood or Spot - recessed down lighting to: 26W CFL PAR38/30 ENERGY STAR® rated PAR CFL - Retail Sector | 0.044 | 323 | 742.9 | 0.04092 | 300.39 | 690.897 | 93 | 2.3 | 2267 | 99.6675 | 732766.944 | 1685363.9712 | 92.6908 | 681473.2579 | 1567388.4932
1126 | 42 | Power Savings Blitz | Business | 2009 | Preliminary | 29 | 29) From: 40 - 60W standard incandescent PAR Lights - Track lighting or product highlighting to: 15W CFL Energy Star rated Flood CFL - Retail Sector | 0.027 | 197 | 453.1 | 0.02511 | 183.21 | 421.383 | 93 | 2.3 | 240 | 6.4164 | 47174.4 | 108501.12 | 5.9673 | 43872.192 | 100906.0416
1127 | 42 | Power Savings Blitz | Business | 2009 | Preliminary | 30 | 30) From: 40 - 60W standard halogen PAR Lights - Track lighting or product highlighting to: 32 Watt IR coated halogen Energy Star rated Flood CFL - Retail Sector | 0.017 | 122 | 73.2 | 0.01581 | 113.46 | 68.076 | 93 | 0.6 | 0 | 0 | 0 | 0 | 0 | 0 | 0
1128 | 42 | Power Savings Blitz | Business | 2009 | Preliminary | 31 | 31) From: 75W standard incandescent PAR Lights - Track lighting or product highlighting to: 18W CFL Energy Star rated Flood CFL - Retail Sector | 0.034 | 249 | 572.7 | 0.03162 | 231.57 | 532.611 | 93 | 2.3 | 0 | 0 | 0 | 0 | 0 | 0 | 0
1129 | 42 | Power Savings Blitz | Business | 2009 | Preliminary | 32 | 32) From: 75W standard incandescent PAR Lights - Track lighting or product highlighting to: 50 Watt Halogen Energy Star rated Flood CFL - Retail Sector | 0.015 | 109 | 65.4 | 0.01395 | 101.37 | 60.822 | 93 | 0.6 | 4 | 0.059411 | 436.8 | 262.08 | 0.055253 | 406.224 | 243.7344
1130 | 42 | Power Savings Blitz | Business | 2009 | Preliminary | 33 | 33) From: 90 Watt Halogen PAR Lights - Track lighting or product highlighting to: 23 to 28 watt CFL Par 38/30 Energy Star rated Flood CFL - Retail Sector | 0.037 | 271 | 623.3 | 0.03441 | 252.03 | 579.669 | 93 | 2.3 | 19 | 0.69987 | 5145.504 | 11834.6592 | 0.65088 | 4785.3187 | 11006.2331
1131 | 42 | Power Savings Blitz | Business | 2009 | Preliminary | 34 | 34) From: 90 Watt Halogen PAR Lights - Track lighting or product highlighting to: 60 watt Halogen IR Energy Star rated Flood CFL - Retail Sector | 0.018 | 131 | 78.6 | 0.01674 | 121.83 | 73.098 | 93 | 0.6 | 90 | 1.6041 | 11793.6 | 7076.16 | 1.4918 | 10968.048 | 6580.8288
1132 | 42 | Power Savings Blitz | Business | 2009 | Preliminary | 35 | 35) From: 100W standard incandescent or greater PAR Lights - Track lighting or product highlighting to: 26W CFL Energy Star rated Flood CFL - Retail Sector | 0.044 | 323 | 742.9 | 0.04092 | 300.39 | 690.897 | 93 | 2.3 | 3 | 0.13189 | 969.696 | 2230.3008 | 0.12266 | 901.8173 | 2074.1797
1133 | 42 | Power Savings Blitz | Business | 2009 | Preliminary | 36 | 36) From: 100W standard incandescent or greater PAR Lights - Track lighting or product highlighting to: 50-75 watt halogen Energy Star rated Flood CFL - Retail Sector | 0.015 | 109 | 65.4 | 0.01395 | 101.37 | 60.822 | 93 | 0.6 | 84 | 1.2476 | 9172.8 | 5503.68 | 1.1603 | 8530.704 | 5118.4224
1134 | 42 | Power Savings Blitz | Business | 2009 | Preliminary | 37 | 37) From: No Insulation Jacket (50-119 Gal) to: Insulation Jacket 5/32" barrier bubble film laminated between two layers of foil Water Heater (Electrical) - Retail Sector | 0.034 | 318 | 2226 | 0.03162 | 295.74 | 2070.18 | 93 | 7 | 0 | 0 | 0 | 0 | 0 | 0 | 0
1135 | 42 | Power Savings Blitz | Business | 2009 | Preliminary | 38 | 38) From: No Insulation Jacket (12-40 Gal) to: Insulation Jacket 5/32" barrier bubble film laminated between two layers of foil Water Heater (Electrical) - Retail Sector | 0.017 | 154 | 1078 | 0.01581 | 143.22 | 1002.54 | 93 | 7 | 51 | 0.84197 | 7848.3307 | 54938.3146 | 0.78303 | 7298.9475 | 51092.6325
1136 | 42 | Power Savings Blitz | Business | 2009 | Preliminary | 39 | 39) From: No Pipe insulation to: Pipe insulation (10 ft flexible polyethylene insulation on outlet pipe (for 1.2" and 3/4" diameter pipe) Water Heater (Electrical) - Retail Sector | 0.064 | 600 | 9000 | 0.05952 | 558 | 8370 | 93 | 15 | 0 | 0 | 0 | 0 | 0 | 0 | 0
1137 | 42 | Power Savings Blitz | Business | 2009 | Preliminary | 40 | 40) From: Aerator (Average 2.75gpm) Low Flow Aerator (Electric Water Heater Only) to: Aerator (Average 1.5 gpm) Low Flow Aerator (Electric Water Heater Only) - Retail Sector | 0.004 | 34 | 170 | 0.00372 | 31.62 | 158.1 | 93 | 5 | 0 | 0 | 0 | 0 | 0 | 0 | 0
1138 | 42 | Power Savings Blitz | Business | 2009 | Preliminary | 41 | 41) From: Authorized Contractor Program (ACP) to: Work Order cost <$500 (Labour and materials) - Retail Sector | 0 | 0 | 0 | 0 | 0 | 0 | 93 | 0 | 0 | 0 | 0 | 0 | 0 | 0 | 0
1139 | 42 | Power Savings Blitz | Business | 2009 | Preliminary | 42 | 42) From: Authorized Contractor Program (ACP) to: Work Order cost >$500 - $2000 (Labour and materials) - Retail Sector | 0 | 0 | 0 | 0 | 0 | 0 | 93 | 0 | 0 | 0 | 0 | 0 | 0 | 0 | 0
1140 | 42 | Power Savings Blitz | Business | 2009 | Preliminary | 43 | 43) From: Authorized Contractor Program (ACP) to: Work Order cost >$2001 - $5000 (Labour and materials) - Retail Sector | 0 | 0 | 0 | 0 | 0 | 0 | 93 | 0 | 7 | 0 | 0 | 0 | 0 | 0 | 0
1141 | 42 | Power Savings Blitz | Business | 2009 | Preliminary | 44 | 44) From: Contractor (Non-Classified Locations) to: First 10 devices or fraction thereof - Retail Sector | 0 | 0 | 0 | 0 | 0 | 0 | 93 | 0 | 50 | 0 | 0 | 0 | 0 | 0 | 0
1142 | 42 | Power Savings Blitz | Business | 2009 | Preliminary | 45 | 45) From: Contractor (Non-Classified Locations) to: Each additional 10 devices or fraction thereof - Retail Sector | 0 | 0 | 0 | 0 | 0 | 0 | 93 | 0 | 15 | 0 | 0 | 0 | 0 | 0 | 0
1143 | 42 | Power Savings Blitz | Business | 2009 | Preliminary | 46 | 46) From: 4 Lamps 8' -T12-75W-Magnetic Ballasts to: 4 - 4' 32 watt lamps + reflector with 90% ballast factor T8-Electronic Ballast - Retail Sector | 0.083 | 612 | 8996.4 | 0.07719 | 569.16 | 8366.652 | 93 | 14.7 | 16 | 1.3308 | 9784.32 | 143829.504 | 1.2377 | 9099.4176 | 133761.4387
1144 | 42 | Power Savings Blitz | Business | 2009 | Preliminary | 47 | 47) From: Contractor (Non-Classified Locations) - Minimum fee if the total fee for the application for inspection is less then $71 to: - Retail Sector | 0 | 0 | 0 | 0 | 0 | 0 | 93 | 0 | 5 | 0 | 0 | 0 | 0 | 0 | 0
1145 | 42 | Power Savings Blitz | Business | 2009 | Preliminary | 48 | 48) From: 2 Lamps 8' -T12-75W-Magnetic Ballasts to: 2 - 8' lamps with 90% ballast factor T8-Electronic Ballast - Retail Sector | 0.043 | 314 | 4615.8 | 0.03999 | 292.02 | 4292.694 | 93 | 14.7 | 33 | 1.4116 | 10378.368 | 152562.0096 | 1.3128 | 9651.8822 | 141882.6689
1146 | 42 | Power Savings Blitz | Business | 2009 | Preliminary | 49 | 49) From: 4 Lamps 8' -T12-75W-Magnetic Ballasts to: 4 - 8' lamps with 2 electronic ballasts of 90% ballast factor T8-Electronic Ballast - Retail Sector | 0.083 | 612 | 8996.4 | 0.07719 | 569.16 | 8366.652 | 93 | 14.7 | 1 | 0.083176 | 611.52 | 8989.344 | 0.077354 | 568.7136 | 8360.0899
1147 | 42 | Power Savings Blitz | Business | 2009 | Preliminary | 50 | 50) From: 2 Lamps 8' -T12-60W-Magnetic Ballasts to: 2 - 8' 59wat lamps + reflector with 90% ballast factor T8-Electronic Ballast - Retail Sector | 0.043 | 314 | 4615.8 | 0.03999 | 292.02 | 4292.694 | 93 | 14.7 | 1 | 0.042776 | 314.496 | 4623.0912 | 0.039782 | 292.4813 | 4299.4748
1148 | 42 | Power Savings Blitz | Business | 2009 | Preliminary | 51 | 51) From: 4 Lamps 8' -T12-60W-Magnetic Ballasts to: 4 - 8' lamps with 2 electronic ballasts of 90% ballast factor T8-Electronic Ballast - Retail Sector | 0.083 | 612 | 8996.4 | 0.07719 | 569.16 | 8366.652 | 93 | 14.7 | 3 | 0.24953 | 1834.56 | 26968.032 | 0.23206 | 1706.1408 | 25080.2698
1149 | 42 | Power Savings Blitz | Business | 2009 | Preliminary | 52 | 52) From: 2 Lamps 4' -T8 32W-Magnetic Ballasts to: 2 - 4' 25 watt lamps with electronic ballasts T8-Electronic Ballast - Retail Sector | 0.012 | 87 | 1278.9 | 0.01116 | 80.91 | 1189.377 | 93 | 14.7 | 46 | 0.54659 | 4018.56 | 59072.832 | 0.50832 | 3737.2608 | 54937.7338
1150 | 42 | Power Savings Blitz | Business | 2009 | Preliminary | 53 | 53) From: 2 - 4' T12 High Output Lamps High Output T12-Magnetic Ballasts to: 2 - 4' High Output T8 lamps with electronic ballasts High Output T8-Electronic Ballast - Retail Sector | 0.019 | 140 | 2058 | 0.01767 | 130.2 | 1913.94 | 93 | 14.7 | 0 | 0 | 0 | 0 | 0 | 0 | 0
1151 | 42 | Power Savings Blitz | Business | 2009 | Preliminary | 54 | 54) From: 2 - 8' T12 High Output Lamps High Output T12-Magnetic Ballasts to: 2 - 8' High Output T8 lamps with electronic ballasts High Output T8-Electronic Ballast - Retail Sector | 0.02 | 144 | 2116.8 | 0.0186 | 133.92 | 1968.624 | 93 | 14.7 | 0 | 0 | 0 | 0 | 0 | 0 | 0
1152 | 42 | Power Savings Blitz | Business | 2009 | Preliminary | 55 | 55) From: 175W Metal Halide Metal Halide to: 1 - 150W Metal Halide Direct Lamp replacement Metal Halide Direct Lamp Replacement - Retail Sector | 0.015 | 109 | 1297.1 | 0.01395 | 101.37 | 1206.303 | 93 | 11.9 | 7 | 0.10397 | 764.4 | 9096.36 | 0.096692 | 710.892 | 8459.6148
1153 | 42 | Power Savings Blitz | Business | 2009 | Preliminary | 56 | 56) From: 400W Metal Halide Metal Halide to: 1 - 350W Metal Halide Direct Lamp replacement Metal Halide Direct Lamp Replacement - Retail Sector | 0.03 | 218 | 2594.2 | 0.0279 | 202.74 | 2412.606 | 93 | 11.9 | 0 | 0 | 0 | 0 | 0 | 0 | 0
1154 | 42 | Power Savings Blitz | Business | 2009 | Preliminary | 57 | 57) From: 250W Metal Halide Metal Halide to: 4 - 4' Lamps with either 32 watt ballast of 80% ballast factor or 25 watt lamps T8 Replacement - Retail Sector | 0.082 | 603 | 8864.1 | 0.07626 | 560.79 | 8243.613 | 93 | 14.7 | 0 | 0 | 0 | 0 | 0 | 0 | 0
1155 | 42 | Power Savings Blitz | Business | 2009 | Preliminary | 58 | 58) From: 400W Metal Halide Metal Halide to: 6 - 4' Lamps with either 32 watt ballast of 80% ballast factor or 25 watt lamps T8 Replacement - Retail Sector | 0.138 | 1013 | 14891.1 | 0.12834 | 942.09 | 13848.723 | 93 | 14.7 | 0 | 0 | 0 | 0 | 0 | 0 | 0
1156 | 42 | Power Savings Blitz | Business | 2009 | Preliminary | 59 | 59) From: 40W Standard Incandescent (A Lamp) to: 11W ENERGY STAR® rated CFL New Fixture (2-pin / 4-pin base socket) - Retail Sector | 0.017 | 127 | 292.1 | 0.01581 | 118.11 | 271.653 | 93 | 2.3 | 0 | 0 | 0 | 0 | 0 | 0 | 0
1157 | 42 | Power Savings Blitz | Business | 2009 | Preliminary | 60 | 60) From: 60W Standard Incandescent (A Lamp) to: 13W ENERGY STAR® rated CFL New Fixture (2-pin / 4-pin base socket) - Retail Sector | 0.028 | 205 | 471.5 | 0.02604 | 190.65 | 438.495 | 93 | 2.3 | 0 | 0 | 0 | 0 | 0 | 0 | 0
1158 | 42 | Power Savings Blitz | Business | 2009 | Preliminary | 61 | 61) From: 100W Standard Incandescent (A Lamp) to: 23W ENERGY STAR® rated CFL New Fixture (2-pin / 4-pin base socket) - Retail Sector | 0.046 | 336 | 772.8 | 0.04278 | 312.48 | 718.704 | 93 | 2.3 | 0 | 0 | 0 | 0 | 0 | 0 | 0
1159 | 42 | Power Savings Blitz | Business | 2009 | Preliminary | 62 | 62) From: 150W Standard Incandescent (A Lamp) to: 28W ENERGY STAR® rated CFL New Fixture (2-pin / 4-pin base socket) - Retail Sector | 0.072 | 533 | 1225.9 | 0.06696 | 495.69 | 1140.087 | 93 | 2.3 | 0 | 0 | 0 | 0 | 0 | 0 | 0
1160 | 42 | Power Savings Blitz | Business | 2009 | Preliminary | 63 | 63) From: 65 - 75W Incandescent R Lamp Incandescent R Lamp on Dimmers to: 14 - 16W Dimmable CFL R Lamp ENERGY STAR® rated Dimmable CFL R Lamp - Retail Sector | 0.033 | 240 | 552 | 0.03069 | 223.2 | 513.36 | 93 | 2.3 | 0 | 0 | 0 | 0 | 0 | 0 | 0
1161 | 42 | Power Savings Blitz | Business | 2009 | Preliminary | 64 | 64) From: 100 - 150W Incandescent R Lamp Incandescent R Lamp on Dimmers to: 22 - 26W Dimmable CFL R Lamp ENERGY STAR® rated Dimmable CFL R Lamp - Retail Sector | 0.06 | 441 | 1014.3 | 0.0558 | 410.13 | 943.299 | 93 | 2.3 | 10 | 0.60006 | 4411.68 | 10146.864 | 0.55805 | 4102.8624 | 9436.5835
1162 | 42 | Power Savings Blitz | Business | 2009 | Preliminary | 65 | 65) From: 40 - 60W standard halogen PAR Lights - Track lighting or product highlighting to: 32 Watt halogen IR MR16 Energy Star rated Flood CFL - Retail Sector | 0.017 | 122 | 73.2 | 0.01581 | 113.46 | 68.076 | 93 | 0.6 | 0 | 0 | 0 | 0 | 0 | 0 | 0
1163 | 42 | Power Savings Blitz | Business | 2009 | Preliminary | 66 | 66) From: 4' T12 Tube Guard T12 Tube Guard to: 4' T8 Tube Guards T8-Electronic Ballast - Retail Sector | 0 | 0 | 0 | 0 | 0 | 0 | 93 | 14.7 | 0 | 0 | 0 | 0 | 0 | 0 | 0
1164 | 42 | Power Savings Blitz | Business | 2009 | Preliminary | 67 | 67) From: 8' T12 Tube Guard T12 Tube Guard to: 8' T8 Tube Guards T8-Electronic Ballast - Retail Sector | 0 | 0 | 0 | 0 | 0 | 0 | 93 | 14.7 | 0 | 0 | 0 | 0 | 0 | 0 | 0
1165 | 42 | Power Savings Blitz | Business | 2009 | Preliminary | 68 | 1) From: 1 Lamp 8' -T12-75W-Magnetic Ballasts to: 2 - 4' Lamps, end to end 32 watt - with 80% ballast factor T8-Electronic Ballast - Food Service Sector | 0.031 | 229 | 3366.3 | 0.02883 | 212.97 | 3130.659 | 93 | 14.7 | 0 | 0 | 0 | 0 | 0 | 0 | 0
1166 | 42 | Power Savings Blitz | Business | 2009 | Preliminary | 69 | 2) From: 1 Lamp 8' -T12-75W-Magnetic Ballasts to: 1 - 8' lamp with 80% ballast factor T8-Electronic Ballast - Food Service Sector | 0.031 | 229 | 3366.3 | 0.02883 | 212.97 | 3130.659 | 93 | 14.7 | 0 | 0 | 0 | 0 | 0 | 0 | 0
1167 | 42 | Power Savings Blitz | Business | 2009 | Preliminary | 70 | 3) From: 1 Lamp 8' -T12-75W-Magnetic Ballasts to: 2 - 4' end to end 25 watt lamp with 90% ballast factor T8-Electronic Ballast - Food Service Sector | 0.031 | 229 | 3366.3 | 0.02883 | 212.97 | 3130.659 | 93 | 14.7 | 0 | 0 | 0 | 0 | 0 | 0 | 0
1168 | 42 | Power Savings Blitz | Business | 2009 | Preliminary | 71 | 4) From: 2 Lamps 8' -T12-75W-Magnetic Ballasts to: 4 - 4' end to end 32 watt lamps with 80% ballast factor T8-Electronic Ballast - Food Service Sector | 0.061 | 446 | 6556.2 | 0.05673 | 414.78 | 6097.266 | 93 | 14.7 | 0 | 0 | 0 | 0 | 0 | 0 | 0
1169 | 42 | Power Savings Blitz | Business | 2009 | Preliminary | 72 | 5) From: 2 Lamps 8' -T12-75W-Magnetic Ballasts to: 2 - 4' 32 watt lamps + reflector with 90% ballast factor T8-Electronic Ballast - Food Service Sector | 0.106 | 780 | 11466 | 0.09858 | 725.4 | 10663.38 | 93 | 14.7 | 0 | 0 | 0 | 0 | 0 | 0 | 0
1170 | 42 | Power Savings Blitz | Business | 2009 | Preliminary | 73 | 6) From: 2 Lamps 8' -T12-60W-Magnetic Ballasts to: 4 - 4' lamps with either 32 watt ballast of 80% ballast factor or 25 watt lamp T8-Electronic Ballast - Food Service Sector | 0.061 | 446 | 6556.2 | 0.05673 | 414.78 | 6097.266 | 93 | 14.7 | 0 | 0 | 0 | 0 | 0 | 0 | 0
1171 | 42 | Power Savings Blitz | Business | 2009 | Preliminary | 74 | 7) From: 2 Lamps 8' -T12-60W-Magnetic Ballasts to: 2 - 4' 32 watt lamps + Reflector with 90% ballast factor T8-Electronic Ballast - Food Service Sector | 0.106 | 780 | 11466 | 0.09858 | 725.4 | 10663.38 | 93 | 14.7 | 9 | 0.95445 | 7017.192 | 103152.7224 | 0.88763 | 6525.9886 | 95932.0318
1172 | 42 | Power Savings Blitz | Business | 2009 | Preliminary | 75 | 8) From: 1 Lamp 4' -T12-40W-Magnetic Ballasts to: 1 - 4' lamp with either 32 watt ballast of 80% ballast factor or 25 watt lamp T8-Electronic Ballast - Food Service Sector | 0.018 | 130 | 1911 | 0.01674 | 120.9 | 1777.23 | 93 | 14.7 | 0 | 0 | 0 | 0 | 0 | 0 | 0
1173 | 42 | Power Savings Blitz | Business | 2009 | Preliminary | 76 | 9) From: 2 Lamps 4' -T12-40W-Magnetic Ballasts to: 1 - 4' 32 watt lamp + reflector with 90% ballast factor T8-Electronic Ballast - Food Service Sector | 0.049 | 359 | 5277.3 | 0.04557 | 333.87 | 4907.889 | 93 | 14.7 | 0 | 0 | 0 | 0 | 0 | 0 | 0
1174 | 42 | Power Savings Blitz | Business | 2009 | Preliminary | 77 | 10) From: 2 Lamps 4' -T12-40W-Magnetic Ballasts to: 2 - 4' lamps with either 32 watt ballast of 80% ballast factor or 25 watt lamps T8-Electronic Ballast - Food Service Sector | 0.025 | 186 | 2734.2 | 0.02325 | 172.98 | 2542.806 | 93 | 14.7 | 0 | 0 | 0 | 0 | 0 | 0 | 0
1175 | 42 | Power Savings Blitz | Business | 2009 | Preliminary | 78 | 11) From: 4 Lamps 4' -T12-40W-Magnetic Ballasts to: 2 - 4' 32 watt lamps + reflector T8-Electronic Ballast - Food Service Sector | 0.098 | 724 | 10642.8 | 0.09114 | 673.32 | 9897.804 | 93 | 14.7 | 0 | 0 | 0 | 0 | 0 | 0 | 0
1176 | 42 | Power Savings Blitz | Business | 2009 | Preliminary | 79 | 12) From: 4 Lamps 4' -T12-40W-Magnetic Ballasts to: 4 - 4' lamps with either 32 watt ballast of 80% ballast factor or 25 watt lamps T8-Electronic Ballast - Food Service Sector | 0.053 | 390 | 5733 | 0.04929 | 362.7 | 5331.69 | 93 | 14.7 | 0 | 0 | 0 | 0 | 0 | 0 | 0
1177 | 42 | Power Savings Blitz | Business | 2009 | Preliminary | 80 | 13) From: 1 Lamp 4' -T12-34W-Magnetic Ballasts to: 1 - 4' lamp with either 32 watt ballast of 80% ballast factor or 25 watt lamp T8-Electronic Ballast - Food Service Sector | 0.015 | 111 | 1631.7 | 0.01395 | 103.23 | 1517.481 | 93 | 14.7 | 0 | 0 | 0 | 0 | 0 | 0 | 0
1178 | 42 | Power Savings Blitz | Business | 2009 | Preliminary | 81 | 14) From: 2 Lamps 4' -T12-34W-Magnetic Ballasts to: 1 - 4' 32 watt lamp + reflector with 90% ballast factor T8-Electronic Ballast - Food Service Sector | 0.04 | 297 | 4365.9 | 0.0372 | 276.21 | 4060.287 | 93 | 14.7 | 0 | 0 | 0 | 0 | 0 | 0 | 0
1179 | 42 | Power Savings Blitz | Business | 2009 | Preliminary | 82 | 15) From: 2 Lamps 4' -T12-34W-Magnetic Ballasts to: 2 - 4' lamps with either 32 watt ballast of 80% ballast factor or 25 watt lamps T8-Electronic Ballast - Food Service Sector | 0.017 | 124 | 1822.8 | 0.01581 | 115.32 | 1695.204 | 93 | 14.7 | 25 | 0.42083 | 3094 | 45481.8 | 0.39137 | 2877.42 | 42298.074
1180 | 42 | Power Savings Blitz | Business | 2009 | Preliminary | 83 | 16) From: 4 Lamps 4' -T12-34W-Magnetic Ballasts to: 2 - 4' 32 watt lamps + reflector T8-Electronic Ballast - Food Service Sector | 0.082 | 606 | 8908.2 | 0.07626 | 563.58 | 8284.626 | 93 | 14.7 | 0 | 0 | 0 | 0 | 0 | 0 | 0
1181 | 42 | Power Savings Blitz | Business | 2009 | Preliminary | 84 | 17) From: 4 Lamps 4' -T12-34W-Magnetic Ballasts to: 4 - 4' lamps with either 32 watt ballast of 80% ballast factor or 25 watt lamps T8-Electronic Ballast - Food Service Sector | 0.037 | 272 | 3998.4 | 0.03441 | 252.96 | 3718.512 | 93 | 14.7 | 75 | 2.7775 | 20420.4 | 300179.88 | 2.5831 | 18990.972 | 279167.2884
1182 | 42 | Power Savings Blitz | Business | 2009 | Preliminary | 85 | 18) From: 2 Lamps U-Shaped 34-40W-Magnetic Ballasts to: 2 U-Tube Lamps 2' -T8-32W-Electronic Ballast - Food Service Sector | 0.02 | 149 | 2190.3 | 0.0186 | 138.57 | 2036.979 | 93 | 14.7 | 0 | 0 | 0 | 0 | 0 | 0 | 0
1183 | 42 | Power Savings Blitz | Business | 2009 | Preliminary | 86 | 19) From: 2 Lamps U-Shaped 34-40W-Magnetic Ballasts to: 2 Linear 2' + Reflector F17T8 2' -T8-32W-Electronic Ballast - Food Service Sector | 0.041 | 303 | 4454.1 | 0.03813 | 281.79 | 4142.313 | 93 | 14.7 | 0 | 0 | 0 | 0 | 0 | 0 | 0
1184 | 42 | Power Savings Blitz | Business | 2009 | Preliminary | 87 | 20) From: 2-15W Lamps Exit Sign - incandescent to: 3W LED Energy Star rated LED Exit Sign - Food Service Sector | 0.032 | 237 | 3792 | 0.02976 | 220.41 | 3526.56 | 93 | 16 | 0 | 0 | 0 | 0 | 0 | 0 | 0
1185 | 42 | Power Savings Blitz | Business | 2009 | Preliminary | 88 | 21) From: 2-15W Lamps Exit Sign - incandescent to: Replace entire fixture with LED sign Energy Star rated LED Exit Sign - Food Service Sector | 0.032 | 237 | 3792 | 0.02976 | 220.41 | 3526.56 | 93 | 16 | 0 | 0 | 0 | 0 | 0 | 0 | 0
1186 | 42 | Power Savings Blitz | Business | 2009 | Preliminary | 89 | 22) From: 40W Standard Incandescent (A Lamp) to: 11W ENERGY STAR® rated CFL (Screw-in replacement) - Food Service Sector | 0.024 | 179 | 411.7 | 0.02232 | 166.47 | 382.881 | 93 | 2.3 | 0 | 0 | 0 | 0 | 0 | 0 | 0
1187 | 42 | Power Savings Blitz | Business | 2009 | Preliminary | 90 | 23) From: 60W Standard Incandescent (A Lamp) to: 13W ENERGY STAR® rated CFL (Screw-in replacement) - Food Service Sector | 0.04 | 291 | 669.3 | 0.0372 | 270.63 | 622.449 | 93 | 2.3 | 20 | 0.79116 | 5816.72 | 13378.456 | 0.73578 | 5409.5496 | 12441.9641
1188 | 42 | Power Savings Blitz | Business | 2009 | Preliminary | 91 | 24) From: 100W Standard Incandescent (A Lamp) to: 23W ENERGY STAR® rated CFL (Screw-in replacement) - Food Service Sector | 0.065 | 476 | 1094.8 | 0.06045 | 442.68 | 1018.164 | 93 | 2.3 | 0 | 0 | 0 | 0 | 0 | 0 | 0
1189 | 42 | Power Savings Blitz | Business | 2009 | Preliminary | 92 | 25) From: 150W Standard Incandescent (A Lamp) to: 28W ENERGY STAR® rated CFL (Screw-in replacement) - Food Service Sector | 0.103 | 755 | 1736.5 | 0.09579 | 702.15 | 1614.945 | 93 | 2.3 | 11 | 1.1295 | 8304.296 | 19099.8808 | 1.0504 | 7722.9953 | 17762.8891
1190 | 42 | Power Savings Blitz | Business | 2009 | Preliminary | 93 | 26) From: 60W PAR38/30 PAR Lights - Flood or Spot - recessed down lighting to: 15W CFLPAR38/30 ENERGY STAR® rated PAR CFL - Food Service Sector | 0.038 | 278 | 639.4 | 0.03534 | 258.54 | 594.642 | 93 | 2.3 | 0 | 0 | 0 | 0 | 0 | 0 | 0
1191 | 42 | Power Savings Blitz | Business | 2009 | Preliminary | 94 | 27) From: 75W PAR38/30 PAR Lights - Flood or Spot - recessed down lighting to: 18W CFLPAR38/30 ENERGY STAR® rated PAR CFL - Food Service Sector | 0.048 | 353 | 811.9 | 0.04464 | 328.29 | 755.067 | 93 | 2.3 | 0 | 0 | 0 | 0 | 0 | 0 | 0
1192 | 42 | Power Savings Blitz | Business | 2009 | Preliminary | 95 | 28) From: 100W PAR38/30 PAR Lights - Flood or Spot - recessed down lighting to: 26W CFL PAR38/30 ENERGY STAR® rated PAR CFL - Food Service Sector | 0.062 | 458 | 1053.4 | 0.05766 | 425.94 | 979.662 | 93 | 2.3 | 34 | 2.1176 | 15569.008 | 35808.7184 | 1.9694 | 14479.1774 | 33302.1081
1193 | 42 | Power Savings Blitz | Business | 2009 | Preliminary | 96 | 29) From: 40 - 60W standard incandescent PAR Lights - Track lighting or product highlighting to: 15W CFL Energy Star rated Flood CFL - Food Service Sector | 0.038 | 278 | 639.4 | 0.03534 | 258.54 | 594.642 | 93 | 2.3 | 0 | 0 | 0 | 0 | 0 | 0 | 0
1194 | 42 | Power Savings Blitz | Business | 2009 | Preliminary | 97 | 30) From: 40 - 60W standard halogen PAR Lights - Track lighting or product highlighting to: 32 Watt IR coated halogen Energy Star rated Flood CFL - Food Service Sector | 0.024 | 173 | 103.8 | 0.02232 | 160.89 | 96.534 | 93 | 0.6 | 0 | 0 | 0 | 0 | 0 | 0 | 0
1195 | 42 | Power Savings Blitz | Business | 2009 | Preliminary | 98 | 31) From: 75W standard incandescent PAR Lights - Track lighting or product highlighting to: 18W CFL Energy Star rated Flood CFL - Food Service Sector | 0.048 | 353 | 811.9 | 0.04464 | 328.29 | 755.067 | 93 | 2.3 | 0 | 0 | 0 | 0 | 0 | 0 | 0
1196 | 42 | Power Savings Blitz | Business | 2009 | Preliminary | 99 | 32) From: 75W standard incandescent PAR Lights - Track lighting or product highlighting to: 50 Watt Halogen Energy Star rated Flood CFL - Food Service Sector | 0.021 | 155 | 93 | 0.01953 | 144.15 | 86.49 | 93 | 0.6 | 0 | 0 | 0 | 0 | 0 | 0 | 0
1197 | 42 | Power Savings Blitz | Business | 2009 | Preliminary | 100 | 33) From: 90 Watt Halogen PAR Lights - Track lighting or product highlighting to: 23 to 28 watt CFL Par 38/30 Energy Star rated Flood CFL - Food Service Sector | 0.052 | 384 | 883.2 | 0.04836 | 357.12 | 821.376 | 93 | 2.3 | 5 | 0.26092 | 1918.28 | 4412.044 | 0.24265 | 1784.0004 | 4103.2009
1198 | 42 | Power Savings Blitz | Business | 2009 | Preliminary | 101 | 34) From: 90 Watt Halogen PAR Lights - Track lighting or product highlighting to: 60 watt Halogen IR Energy Star rated Flood CFL - Food Service Sector | 0.025 | 186 | 111.6 | 0.02325 | 172.98 | 103.788 | 93 | 0.6 | 0 | 0 | 0 | 0 | 0 | 0 | 0
1199 | 42 | Power Savings Blitz | Business | 2009 | Preliminary | 102 | 35) From: 100W standard incandescent or greater PAR Lights - Track lighting or product highlighting to: 26W CFL Energy Star rated Flood CFL - Food Service Sector | 0.062 | 458 | 1053.4 | 0.05766 | 425.94 | 979.662 | 93 | 2.3 | 0 | 0 | 0 | 0 | 0 | 0 | 0
1200 | 42 | Power Savings Blitz | Business | 2009 | Preliminary | 103 | 36) From: 100W standard incandescent or greater PAR Lights - Track lighting or product highlighting to: 50-75 watt halogen Energy Star rated Flood CFL - Food Service Sector | 0.021 | 155 | 93 | 0.01953 | 144.15 | 86.49 | 93 | 0.6 | 31 | 0.65229 | 4795.7 | 2877.42 | 0.60663 | 4460.001 | 2676.0006
1201 | 42 | Power Savings Blitz | Business | 2009 | Preliminary | 104 | 37) From: No Insulation Jacket (50-119 Gal) to: Insulation Jacket 5/32" barrier bubble film laminated between two layers of foil Water Heater (Electrical) - Food Service Sector | 0.034 | 318 | 2226 | 0.03162 | 295.74 | 2070.18 | 93 | 7 | 0 | 0 | 0 | 0 | 0 | 0 | 0
1202 | 42 | Power Savings Blitz | Business | 2009 | Preliminary | 105 | 38) From: No Insulation Jacket (12-40 Gal) to: Insulation Jacket 5/32" barrier bubble film laminated between two layers of foil Water Heater (Electrical) - Food Service Sector | 0.017 | 154 | 1078 | 0.01581 | 143.22 | 1002.54 | 93 | 7 | 0 | 0 | 0 | 0 | 0 | 0 | 0
1203 | 42 | Power Savings Blitz | Business | 2009 | Preliminary | 106 | 39) From: No Pipe insulation to: Pipe insulation (10 ft flexible polyethylene insulation on outlet pipe (for 1.2" and 3/4" diameter pipe) Water Heater (Electrical) - Food Service Sector | 0.064 | 600 | 9000 | 0.05952 | 558 | 8370 | 93 | 15 | 0 | 0 | 0 | 0 | 0 | 0 | 0
1204 | 42 | Power Savings Blitz | Business | 2009 | Preliminary | 107 | 40) From: Aerator (Average 2.75gpm) Low Flow Aerator (Electric Water Heater Only) to: Aerator (Average 1.5 gpm) Low Flow Aerator (Electric Water Heater Only) - Food Service Sector | 0.004 | 34 | 170 | 0.00372 | 31.62 | 158.1 | 93 | 5 | 0 | 0 | 0 | 0 | 0 | 0 | 0
1205 | 42 | Power Savings Blitz | Business | 2009 | Preliminary | 108 | 41) From: Authorized Contractor Program (ACP) to: Work Order cost <$500 (Labour and materials) - Food Service Sector | 0 | 0 | 0 | 0 | 0 | 0 | 93 | 0 | 0 | 0 | 0 | 0 | 0 | 0 | 0
1206 | 42 | Power Savings Blitz | Business | 2009 | Preliminary | 109 | 42) From: Authorized Contractor Program (ACP) to: Work Order cost >$500 - $2000 (Labour and materials) - Food Service Sector | 0 | 0 | 0 | 0 | 0 | 0 | 93 | 0 | 0 | 0 | 0 | 0 | 0 | 0 | 0
1207 | 42 | Power Savings Blitz | Business | 2009 | Preliminary | 110 | 43) From: Authorized Contractor Program (ACP) to: Work Order cost >$2001 - $5000 (Labour and materials) - Food Service Sector | 0 | 0 | 0 | 0 | 0 | 0 | 93 | 0 | 0 | 0 | 0 | 0 | 0 | 0 | 0
1208 | 42 | Power Savings Blitz | Business | 2009 | Preliminary | 111 | 44) From: Contractor (Non-Classified Locations) to: First 10 devices or fraction thereof - Food Service Sector | 0 | 0 | 0 | 0 | 0 | 0 | 93 | 0 | 0 | 0 | 0 | 0 | 0 | 0 | 0
1209 | 42 | Power Savings Blitz | Business | 2009 | Preliminary | 112 | 45) From: Contractor (Non-Classified Locations) to: Each additional 10 devices or fraction thereof - Food Service Sector | 0 | 0 | 0 | 0 | 0 | 0 | 93 | 0 | 0 | 0 | 0 | 0 | 0 | 0 | 0
1210 | 42 | Power Savings Blitz | Business | 2009 | Preliminary | 113 | 46) From: 4 Lamps 8' -T12-75W-Magnetic Ballasts to: 4 - 4' 32 watt lamps + reflector with 90% ballast factor T8-Electronic Ballast - Food Service Sector | 0.118 | 866 | 12730.2 | 0.10974 | 805.38 | 11839.086 | 93 | 14.7 | 0 | 0 | 0 | 0 | 0 | 0 | 0
1211 | 42 | Power Savings Blitz | Business | 2009 | Preliminary | 114 | 47) From: Contractor (Non-Classified Locations) - Minimum fee if the total fee for the application for inspection is less then $71 to: - Food Service Sector | 0 | 0 | 0 | 0 | 0 | 0 | 93 | 0 | 0 | 0 | 0 | 0 | 0 | 0 | 0
1212 | 42 | Power Savings Blitz | Business | 2009 | Preliminary | 115 | 48) From: 2 Lamps 8' -T12-75W-Magnetic Ballasts to: 2 - 8' lamps with 90% ballast factor T8-Electronic Ballast - Food Service Sector | 0.061 | 446 | 6556.2 | 0.05673 | 414.78 | 6097.266 | 93 | 14.7 | 3 | 0.1818 | 1336.608 | 19648.1376 | 0.16907 | 1243.0454 | 18272.768
1213 | 42 | Power Savings Blitz | Business | 2009 | Preliminary | 116 | 49) From: 4 Lamps 8' -T12-75W-Magnetic Ballasts to: 4 - 8' lamps with 2 electronic ballasts of 90% ballast factor T8-Electronic Ballast - Food Service Sector | 0.118 | 866 | 12730.2 | 0.10974 | 805.38 | 11839.086 | 93 | 14.7 | 0 | 0 | 0 | 0 | 0 | 0 | 0
1214 | 42 | Power Savings Blitz | Business | 2009 | Preliminary | 117 | 50) From: 2 Lamps 8' -T12-60W-Magnetic Ballasts to: 2 - 8' 59wat lamps + reflector with 90% ballast factor T8-Electronic Ballast - Food Service Sector | 0.061 | 446 | 6556.2 | 0.05673 | 414.78 | 6097.266 | 93 | 14.7 | 0 | 0 | 0 | 0 | 0 | 0 | 0
1215 | 42 | Power Savings Blitz | Business | 2009 | Preliminary | 118 | 51) From: 4 Lamps 8' -T12-60W-Magnetic Ballasts to: 4 - 8' lamps with 2 electronic ballasts of 90% ballast factor T8-Electronic Ballast - Food Service Sector | 0.118 | 866 | 12730.2 | 0.10974 | 805.38 | 11839.086 | 93 | 14.7 | 0 | 0 | 0 | 0 | 0 | 0 | 0
1216 | 42 | Power Savings Blitz | Business | 2009 | Preliminary | 119 | 52) From: 2 Lamps 4' -T8 32W-Magnetic Ballasts to: 2 - 4' 25 watt lamps with electronic ballasts T8-Electronic Ballast - Food Service Sector | 0.017 | 124 | 1822.8 | 0.01581 | 115.32 | 1695.204 | 93 | 14.7 | 8 | 0.13467 | 990.08 | 14554.176 | 0.12524 | 920.7744 | 13535.3837
1217 | 42 | Power Savings Blitz | Business | 2009 | Preliminary | 120 | 53) From: 2 - 4' T12 High Output Lamps High Output T12-Magnetic Ballasts to: 2 - 4' High Output T8 lamps with electronic ballasts High Output T8-Electronic Ballast - Food Service Sector | 0.027 | 198 | 2910.6 | 0.02511 | 184.14 | 2706.858 | 93 | 14.7 | 0 | 0 | 0 | 0 | 0 | 0 | 0
1218 | 42 | Power Savings Blitz | Business | 2009 | Preliminary | 121 | 54) From: 2 - 8' T12 High Output Lamps High Output T12-Magnetic Ballasts to: 2 - 8' High Output T8 lamps with electronic ballasts High Output T8-Electronic Ballast - Food Service Sector | 0.028 | 204 | 2998.8 | 0.02604 | 189.72 | 2788.884 | 93 | 14.7 | 0 | 0 | 0 | 0 | 0 | 0 | 0
1219 | 42 | Power Savings Blitz | Business | 2009 | Preliminary | 122 | 55) From: 175W Metal Halide Metal Halide to: 1 - 150W Metal Halide Direct Lamp replacement Metal Halide Direct Lamp Replacement - Food Service Sector | 0.021 | 155 | 1844.5 | 0.01953 | 144.15 | 1715.385 | 93 | 11.9 | 0 | 0 | 0 | 0 | 0 | 0 | 0
1220 | 42 | Power Savings Blitz | Business | 2009 | Preliminary | 123 | 56) From: 400W Metal Halide Metal Halide to: 1 - 350W Metal Halide Direct Lamp replacement Metal Halide Direct Lamp Replacement - Food Service Sector | 0.042 | 309 | 3677.1 | 0.03906 | 287.37 | 3419.703 | 93 | 11.9 | 0 | 0 | 0 | 0 | 0 | 0 | 0
1221 | 42 | Power Savings Blitz | Business | 2009 | Preliminary | 124 | 57) From: 250W Metal Halide Metal Halide to: 4 - 4' Lamps with either 32 watt ballast of 80% ballast factor or 25 watt lamps T8 Replacement - Food Service Sector | 0.116 | 854 | 12553.8 | 0.10788 | 794.22 | 11675.034 | 93 | 14.7 | 0 | 0 | 0 | 0 | 0 | 0 | 0
1222 | 42 | Power Savings Blitz | Business | 2009 | Preliminary | 125 | 58) From: 400W Metal Halide Metal Halide to: 6 - 4' Lamps with either 32 watt ballast of 80% ballast factor or 25 watt lamps T8 Replacement - Food Service Sector | 0.195 | 1436 | 21109.2 | 0.18135 | 1335.48 | 19631.556 | 93 | 14.7 | 0 | 0 | 0 | 0 | 0 | 0 | 0
1223 | 42 | Power Savings Blitz | Business | 2009 | Preliminary | 126 | 59) From: 40W Standard Incandescent (A Lamp) to: 11W ENERGY STAR® rated CFL New Fixture (2-pin / 4-pin base socket) - Food Service Sector | 0.024 | 179 | 411.7 | 0.02232 | 166.47 | 382.881 | 93 | 2.3 | 0 | 0 | 0 | 0 | 0 | 0 | 0
1224 | 42 | Power Savings Blitz | Business | 2009 | Preliminary | 127 | 60) From: 60W Standard Incandescent (A Lamp) to: 13W ENERGY STAR® rated CFL New Fixture (2-pin / 4-pin base socket) - Food Service Sector | 0.04 | 291 | 669.3 | 0.0372 | 270.63 | 622.449 | 93 | 2.3 | 0 | 0 | 0 | 0 | 0 | 0 | 0
1225 | 42 | Power Savings Blitz | Business | 2009 | Preliminary | 128 | 61) From: 100W Standard Incandescent (A Lamp) to: 23W ENERGY STAR® rated CFL New Fixture (2-pin / 4-pin base socket) - Food Service Sector | 0.065 | 476 | 1094.8 | 0.06045 | 442.68 | 1018.164 | 93 | 2.3 | 0 | 0 | 0 | 0 | 0 | 0 | 0
1226 | 42 | Power Savings Blitz | Business | 2009 | Preliminary | 129 | 62) From: 150W Standard Incandescent (A Lamp) to: 28W ENERGY STAR® rated CFL New Fixture (2-pin / 4-pin base socket) - Food Service Sector | 0.103 | 755 | 1736.5 | 0.09579 | 702.15 | 1614.945 | 93 | 2.3 | 0 | 0 | 0 | 0 | 0 | 0 | 0
1227 | 42 | Power Savings Blitz | Business | 2009 | Preliminary | 130 | 63) From: 65 - 75W Incandescent R Lamp Incandescent R Lamp on Dimmers to: 14 - 16W Dimmable CFL R Lamp ENERGY STAR® rated Dimmable CFL R Lamp - Food Service Sector | 0.046 | 340 | 782 | 0.04278 | 316.2 | 727.26 | 93 | 2.3 | 0 | 0 | 0 | 0 | 0 | 0 | 0
1228 | 42 | Power Savings Blitz | Business | 2009 | Preliminary | 131 | 64) From: 100 - 150W Incandescent R Lamp Incandescent R Lamp on Dimmers to: 22 - 26W Dimmable CFL R Lamp ENERGY STAR® rated Dimmable CFL R Lamp - Food Service Sector | 0.085 | 625 | 1437.5 | 0.07905 | 581.25 | 1336.875 | 93 | 2.3 | 31 | 2.6352 | 19374.628 | 44561.6444 | 2.4508 | 18018.404 | 41442.3293
1229 | 42 | Power Savings Blitz | Business | 2009 | Preliminary | 132 | 65) From: 40 - 60W standard halogen PAR Lights - Track lighting or product highlighting to: 32 Watt halogen IR MR16 Energy Star rated Flood CFL - Food Service Sector | 0.024 | 173 | 103.8 | 0.02232 | 160.89 | 96.534 | 93 | 0.6 | 0 | 0 | 0 | 0 | 0 | 0 | 0
1230 | 42 | Power Savings Blitz | Business | 2009 | Preliminary | 133 | 66) From: 4' T12 Tube Guard T12 Tube Guard to: 4' T8 Tube Guards T8-Electronic Ballast - Food Service Sector | 0 | 0 | 0 | 0 | 0 | 0 | 93 | 14.7 | 0 | 0 | 0 | 0 | 0 | 0 | 0
1231 | 42 | Power Savings Blitz | Business | 2009 | Preliminary | 134 | 67) From: 8' T12 Tube Guard T12 Tube Guard to: 8' T8 Tube Guards T8-Electronic Ballast - Food Service Sector | 0 | 0 | 0 | 0 | 0 | 0 | 93 | 14.7 | 0 | 0 | 0 | 0 | 0 | 0 | 0
1232 | 42 | Power Savings Blitz | Business | 2009 | Preliminary | 135 | 1) From: 1 Lamp 8' -T12-75W-Magnetic Ballasts to: 2 - 4' Lamps, end to end 32 watt - with 80% ballast factor T8-Electronic Ballast - Office Sector | 0.019 | 140 | 2058 | 0.01767 | 130.2 | 1913.94 | 93 | 14.7 | 0 | 0 | 0 | 0 | 0 | 0 | 0
1233 | 42 | Power Savings Blitz | Business | 2009 | Preliminary | 136 | 2) From: 1 Lamp 8' -T12-75W-Magnetic Ballasts to: 1 - 8' lamp with 80% ballast factor T8-Electronic Ballast - Office Sector | 0.019 | 140 | 2058 | 0.01767 | 130.2 | 1913.94 | 93 | 14.7 | 0 | 0 | 0 | 0 | 0 | 0 | 0
1234 | 42 | Power Savings Blitz | Business | 2009 | Preliminary | 137 | 3) From: 1 Lamp 8' -T12-75W-Magnetic Ballasts to: 2 - 4' end to end 25 watt lamp with 90% ballast factor T8-Electronic Ballast - Office Sector | 0.019 | 140 | 2058 | 0.01767 | 130.2 | 1913.94 | 93 | 14.7 | 0 | 0 | 0 | 0 | 0 | 0 | 0
1235 | 42 | Power Savings Blitz | Business | 2009 | Preliminary | 138 | 4) From: 2 Lamps 8' -T12-75W-Magnetic Ballasts to: 4 - 4' end to end 32 watt lamps with 80% ballast factor T8-Electronic Ballast - Office Sector | 0.037 | 273 | 4013.1 | 0.03441 | 253.89 | 3732.183 | 93 | 14.7 | 4 | 0.1487 | 1093.248 | 16070.7456 | 0.13829 | 1016.7206 | 14945.7934
1236 | 42 | Power Savings Blitz | Business | 2009 | Preliminary | 139 | 5) From: 2 Lamps 8' -T12-75W-Magnetic Ballasts to: 2 - 4' 32 watt lamps + reflector with 90% ballast factor T8-Electronic Ballast - Office Sector | 0.065 | 478 | 7026.6 | 0.06045 | 444.54 | 6534.738 | 93 | 14.7 | 0 | 0 | 0 | 0 | 0 | 0 | 0
1237 | 42 | Power Savings Blitz | Business | 2009 | Preliminary | 140 | 6) From: 2 Lamps 8' -T12-60W-Magnetic Ballasts to: 4 - 4' lamps with either 32 watt ballast of 80% ballast factor or 25 watt lamp T8-Electronic Ballast - Office Sector | 0.037 | 273 | 4013.1 | 0.03441 | 253.89 | 3732.183 | 93 | 14.7 | 0 | 0 | 0 | 0 | 0 | 0 | 0
1238 | 42 | Power Savings Blitz | Business | 2009 | Preliminary | 141 | 7) From: 2 Lamps 8' -T12-60W-Magnetic Ballasts to: 2 - 4' 32 watt lamps + Reflector with 90% ballast factor T8-Electronic Ballast - Office Sector | 0.065 | 478 | 7026.6 | 0.06045 | 444.54 | 6534.738 | 93 | 14.7 | 18 | 1.171 | 8609.328 | 126557.1216 | 1.089 | 8006.675 | 117698.1231
1239 | 42 | Power Savings Blitz | Business | 2009 | Preliminary | 142 | 8) From: 1 Lamp 4' -T12-40W-Magnetic Ballasts to: 1 - 4' lamp with either 32 watt ballast of 80% ballast factor or 25 watt lamp T8-Electronic Ballast - Office Sector | 0.011 | 80 | 1176 | 0.01023 | 74.4 | 1093.68 | 93 | 14.7 | 0 | 0 | 0 | 0 | 0 | 0 | 0
1240 | 42 | Power Savings Blitz | Business | 2009 | Preliminary | 143 | 9) From: 2 Lamps 4' -T12-40W-Magnetic Ballasts to: 1 - 4' 32 watt lamp + reflector with 90% ballast factor T8-Electronic Ballast - Office Sector | 0.03 | 220 | 3234 | 0.0279 | 204.6 | 3007.62 | 93 | 14.7 | 0 | 0 | 0 | 0 | 0 | 0 | 0
1241 | 42 | Power Savings Blitz | Business | 2009 | Preliminary | 144 | 10) From: 2 Lamps 4' -T12-40W-Magnetic Ballasts to: 2 - 4' lamps with either 32 watt ballast of 80% ballast factor or 25 watt lamps T8-Electronic Ballast - Office Sector | 0.015 | 114 | 1675.8 | 0.01395 | 106.02 | 1558.494 | 93 | 14.7 | 0 | 0 | 0 | 0 | 0 | 0 | 0
1242 | 42 | Power Savings Blitz | Business | 2009 | Preliminary | 145 | 11) From: 4 Lamps 4' -T12-40W-Magnetic Ballasts to: 2 - 4' 32 watt lamps + reflector T8-Electronic Ballast - Office Sector | 0.06 | 444 | 6526.8 | 0.0558 | 412.92 | 6069.924 | 93 | 14.7 | 0 | 0 | 0 | 0 | 0 | 0 | 0
1243 | 42 | Power Savings Blitz | Business | 2009 | Preliminary | 146 | 12) From: 4 Lamps 4' -T12-40W-Magnetic Ballasts to: 4 - 4' lamps with either 32 watt ballast of 80% ballast factor or 25 watt lamps T8-Electronic Ballast - Office Sector | 0.033 | 239 | 3513.3 | 0.03069 | 222.27 | 3267.369 | 93 | 14.7 | 0 | 0 | 0 | 0 | 0 | 0 | 0
1244 | 42 | Power Savings Blitz | Business | 2009 | Preliminary | 147 | 13) From: 1 Lamp 4' -T12-34W-Magnetic Ballasts to: 1 - 4' lamp with either 32 watt ballast of 80% ballast factor or 25 watt lamp T8-Electronic Ballast - Office Sector | 0.009 | 68 | 999.6 | 0.00837 | 63.24 | 929.628 | 93 | 14.7 | 0 | 0 | 0 | 0 | 0 | 0 | 0
1245 | 42 | Power Savings Blitz | Business | 2009 | Preliminary | 148 | 14) From: 2 Lamps 4' -T12-34W-Magnetic Ballasts to: 1 - 4' 32 watt lamp + reflector with 90% ballast factor T8-Electronic Ballast - Office Sector | 0.025 | 182 | 2675.4 | 0.02325 | 169.26 | 2488.122 | 93 | 14.7 | 0 | 0 | 0 | 0 | 0 | 0 | 0
1246 | 42 | Power Savings Blitz | Business | 2009 | Preliminary | 149 | 15) From: 2 Lamps 4' -T12-34W-Magnetic Ballasts to: 2 - 4' lamps with either 32 watt ballast of 80% ballast factor or 25 watt lamps T8-Electronic Ballast - Office Sector | 0.01 | 76 | 1117.2 | 0.0093 | 70.68 | 1038.996 | 93 | 14.7 | 99 | 1.0223 | 7516.08 | 110486.376 | 0.95074 | 6989.9544 | 102752.3297
1247 | 42 | Power Savings Blitz | Business | 2009 | Preliminary | 150 | 16) From: 4 Lamps 4' -T12-34W-Magnetic Ballasts to: 2 - 4' 32 watt lamps + reflector T8-Electronic Ballast - Office Sector | 0.051 | 372 | 5468.4 | 0.04743 | 345.96 | 5085.612 | 93 | 14.7 | 0 | 0 | 0 | 0 | 0 | 0 | 0
1248 | 42 | Power Savings Blitz | Business | 2009 | Preliminary | 151 | 17) From: 4 Lamps 4' -T12-34W-Magnetic Ballasts to: 4 - 4' lamps with either 32 watt ballast of 80% ballast factor or 25 watt lamps T8-Electronic Ballast - Office Sector | 0.023 | 167 | 2454.9 | 0.02139 | 155.31 | 2283.057 | 93 | 14.7 | 150 | 3.4077 | 25053.6 | 368287.92 | 3.1691 | 23299.848 | 342507.7656
1249 | 42 | Power Savings Blitz | Business | 2009 | Preliminary | 152 | 18) From: 2 Lamps U-Shaped 34-40W-Magnetic Ballasts to: 2 U-Tube Lamps 2' -T8-32W-Electronic Ballast - Office Sector | 0.012 | 91 | 1337.7 | 0.01116 | 84.63 | 1244.061 | 93 | 14.7 | 0 | 0 | 0 | 0 | 0 | 0 | 0
1250 | 42 | Power Savings Blitz | Business | 2009 | Preliminary | 153 | 19) From: 2 Lamps U-Shaped 34-40W-Magnetic Ballasts to: 2 Linear 2' + Reflector F17T8 2' -T8-32W-Electronic Ballast - Office Sector | 0.025 | 186 | 2734.2 | 0.02325 | 172.98 | 2542.806 | 93 | 14.7 | 0 | 0 | 0 | 0 | 0 | 0 | 0
1251 | 42 | Power Savings Blitz | Business | 2009 | Preliminary | 154 | 20) From: 2-15W Lamps Exit Sign - incandescent to: 3W LED Energy Star rated LED Exit Sign - Office Sector | 0.032 | 237 | 3792 | 0.02976 | 220.41 | 3526.56 | 93 | 16 | 0 | 0 | 0 | 0 | 0 | 0 | 0
1252 | 42 | Power Savings Blitz | Business | 2009 | Preliminary | 155 | 21) From: 2-15W Lamps Exit Sign - incandescent to: Replace entire fixture with LED sign Energy Star rated LED Exit Sign - Office Sector | 0.032 | 237 | 3792 | 0.02976 | 220.41 | 3526.56 | 93 | 16 | 0 | 0 | 0 | 0 | 0 | 0 | 0
1253 | 42 | Power Savings Blitz | Business | 2009 | Preliminary | 156 | 22) From: 40W Standard Incandescent (A Lamp) to: 11W ENERGY STAR® rated CFL (Screw-in replacement) - Office Sector | 0.015 | 110 | 253 | 0.01395 | 102.3 | 235.29 | 93 | 2.3 | 1 | 0.014973 | 110.084 | 253.1932 | 0.013925 | 102.3781 | 235.4697
1254 | 42 | Power Savings Blitz | Business | 2009 | Preliminary | 157 | 23) From: 60W Standard Incandescent (A Lamp) to: 13W ENERGY STAR® rated CFL (Screw-in replacement) - Office Sector | 0.024 | 178 | 409.4 | 0.02232 | 165.54 | 380.742 | 93 | 2.3 | 20 | 0.48534 | 3568.24 | 8206.952 | 0.45136 | 3318.4632 | 7632.4654
1255 | 42 | Power Savings Blitz | Business | 2009 | Preliminary | 158 | 24) From: 100W Standard Incandescent (A Lamp) to: 23W ENERGY STAR® rated CFL (Screw-in replacement) - Office Sector | 0.04 | 292 | 671.6 | 0.0372 | 271.56 | 624.588 | 93 | 2.3 | 0 | 0 | 0 | 0 | 0 | 0 | 0
1256 | 42 | Power Savings Blitz | Business | 2009 | Preliminary | 159 | 25) From: 150W Standard Incandescent (A Lamp) to: 28W ENERGY STAR® rated CFL (Screw-in replacement) - Office Sector | 0.063 | 463 | 1064.9 | 0.05859 | 430.59 | 990.357 | 93 | 2.3 | 11 | 0.69289 | 5094.232 | 11716.7336 | 0.64439 | 4737.6358 | 10896.5622
1257 | 42 | Power Savings Blitz | Business | 2009 | Preliminary | 160 | 26) From: 60W PAR38/30 PAR Lights - Flood or Spot - recessed down lighting to: 15W CFLPAR38/30 ENERGY STAR® rated PAR CFL - Office Sector | 0.023 | 171 | 393.3 | 0.02139 | 159.03 | 365.769 | 93 | 2.3 | 0 | 0 | 0 | 0 | 0 | 0 | 0
1258 | 42 | Power Savings Blitz | Business | 2009 | Preliminary | 161 | 27) From: 75W PAR38/30 PAR Lights - Flood or Spot - recessed down lighting to: 18W CFLPAR38/30 ENERGY STAR® rated PAR CFL - Office Sector | 0.029 | 216 | 496.8 | 0.02697 | 200.88 | 462.024 | 93 | 2.3 | 0 | 0 | 0 | 0 | 0 | 0 | 0
1259 | 42 | Power Savings Blitz | Business | 2009 | Preliminary | 162 | 28) From: 100W PAR38/30 PAR Lights - Flood or Spot - recessed down lighting to: 26W CFL PAR38/30 ENERGY STAR® rated PAR CFL - Office Sector | 0.038 | 281 | 646.3 | 0.03534 | 261.33 | 601.059 | 93 | 2.3 | 64 | 2.4453 | 17977.856 | 41349.0688 | 2.2741 | 16719.4061 | 38454.634
1260 | 42 | Power Savings Blitz | Business | 2009 | Preliminary | 163 | 29) From: 40 - 60W standard incandescent PAR Lights - Track lighting or product highlighting to: 15W CFL Energy Star rated Flood CFL - Office Sector | 0.023 | 171 | 393.3 | 0.02139 | 159.03 | 365.769 | 93 | 2.3 | 15 | 0.34851 | 2562.3 | 5893.29 | 0.32412 | 2382.939 | 5480.7597
1261 | 42 | Power Savings Blitz | Business | 2009 | Preliminary | 164 | 30) From: 40 - 60W standard halogen PAR Lights - Track lighting or product highlighting to: 32 Watt IR coated halogen Energy Star rated Flood CFL - Office Sector | 0.014 | 106 | 63.6 | 0.01302 | 98.58 | 59.148 | 93 | 0.6 | 0 | 0 | 0 | 0 | 0 | 0 | 0
1262 | 42 | Power Savings Blitz | Business | 2009 | Preliminary | 165 | 31) From: 75W standard incandescent PAR Lights - Track lighting or product highlighting to: 18W CFL Energy Star rated Flood CFL - Office Sector | 0.029 | 216 | 496.8 | 0.02697 | 200.88 | 462.024 | 93 | 2.3 | 0 | 0 | 0 | 0 | 0 | 0 | 0
1263 | 42 | Power Savings Blitz | Business | 2009 | Preliminary | 166 | 32) From: 75W standard incandescent PAR Lights - Track lighting or product highlighting to: 50 Watt Halogen Energy Star rated Flood CFL - Office Sector | 0.013 | 95 | 57 | 0.01209 | 88.35 | 53.01 | 93 | 0.6 | 0 | 0 | 0 | 0 | 0 | 0 | 0
1264 | 42 | Power Savings Blitz | Business | 2009 | Preliminary | 167 | 33) From: 90 Watt Halogen PAR Lights - Track lighting or product highlighting to: 23 to 28 watt CFL Par 38/30 Energy Star rated Flood CFL - Office Sector | 0.032 | 235 | 540.5 | 0.02976 | 218.55 | 502.665 | 93 | 2.3 | 5 | 0.16006 | 1176.76 | 2706.548 | 0.14885 | 1094.3868 | 2517.0896
1265 | 42 | Power Savings Blitz | Business | 2009 | Preliminary | 168 | 34) From: 90 Watt Halogen PAR Lights - Track lighting or product highlighting to: 60 watt Halogen IR Energy Star rated Flood CFL - Office Sector | 0.015 | 114 | 68.4 | 0.01395 | 106.02 | 63.612 | 93 | 0.6 | 0 | 0 | 0 | 0 | 0 | 0 | 0
1266 | 42 | Power Savings Blitz | Business | 2009 | Preliminary | 169 | 35) From: 100W standard incandescent or greater PAR Lights - Track lighting or product highlighting to: 26W CFL Energy Star rated Flood CFL - Office Sector | 0.038 | 281 | 646.3 | 0.03534 | 261.33 | 601.059 | 93 | 2.3 | 0 | 0 | 0 | 0 | 0 | 0 | 0
1267 | 42 | Power Savings Blitz | Business | 2009 | Preliminary | 170 | 36) From: 100W standard incandescent or greater PAR Lights - Track lighting or product highlighting to: 50-75 watt halogen Energy Star rated Flood CFL - Office Sector | 0.013 | 95 | 57 | 0.01209 | 88.35 | 53.01 | 93 | 0.6 | 4 | 0.051631 | 379.6 | 227.76 | 0.048017 | 353.028 | 211.8168
1268 | 42 | Power Savings Blitz | Business | 2009 | Preliminary | 171 | 37) From: No Insulation Jacket (50-119 Gal) to: Insulation Jacket 5/32" barrier bubble film laminated between two layers of foil Water Heater (Electrical) - Office Sector | 0.034 | 318 | 2226 | 0.03162 | 295.74 | 2070.18 | 93 | 7 | 0 | 0 | 0 | 0 | 0 | 0 | 0
1269 | 42 | Power Savings Blitz | Business | 2009 | Preliminary | 172 | 38) From: No Insulation Jacket (12-40 Gal) to: Insulation Jacket 5/32" barrier bubble film laminated between two layers of foil Water Heater (Electrical) - Office Sector | 0.017 | 154 | 1078 | 0.01581 | 143.22 | 1002.54 | 93 | 7 | 0 | 0 | 0 | 0 | 0 | 0 | 0
1270 | 42 | Power Savings Blitz | Business | 2009 | Preliminary | 173 | 39) From: No Pipe insulation to: Pipe insulation (10 ft flexible polyethylene insulation on outlet pipe (for 1.2" and 3/4" diameter pipe) Water Heater (Electrical) - Office Sector | 0.064 | 600 | 9000 | 0.05952 | 558 | 8370 | 93 | 15 | 0 | 0 | 0 | 0 | 0 | 0 | 0
1271 | 42 | Power Savings Blitz | Business | 2009 | Preliminary | 174 | 40) From: Aerator (Average 2.75gpm) Low Flow Aerator (Electric Water Heater Only) to: Aerator (Average 1.5 gpm) Low Flow Aerator (Electric Water Heater Only) - Office Sector | 0.004 | 34 | 170 | 0.00372 | 31.62 | 158.1 | 93 | 5 | 0 | 0 | 0 | 0 | 0 | 0 | 0
1272 | 42 | Power Savings Blitz | Business | 2009 | Preliminary | 175 | 41) From: Authorized Contractor Program (ACP) to: Work Order cost <$500 (Labour and materials) - Office Sector | 0 | 0 | 0 | 0 | 0 | 0 | 93 | 0 | 0 | 0 | 0 | 0 | 0 | 0 | 0
1273 | 42 | Power Savings Blitz | Business | 2009 | Preliminary | 176 | 42) From: Authorized Contractor Program (ACP) to: Work Order cost >$500 - $2000 (Labour and materials) - Office Sector | 0 | 0 | 0 | 0 | 0 | 0 | 93 | 0 | 0 | 0 | 0 | 0 | 0 | 0 | 0
1274 | 42 | Power Savings Blitz | Business | 2009 | Preliminary | 177 | 43) From: Authorized Contractor Program (ACP) to: Work Order cost >$2001 - $5000 (Labour and materials) - Office Sector | 0 | 0 | 0 | 0 | 0 | 0 | 93 | 0 | 0 | 0 | 0 | 0 | 0 | 0 | 0
1275 | 42 | Power Savings Blitz | Business | 2009 | Preliminary | 178 | 44) From: Contractor (Non-Classified Locations) to: First 10 devices or fraction thereof - Office Sector | 0 | 0 | 0 | 0 | 0 | 0 | 93 | 0 | 1 | 0 | 0 | 0 | 0 | 0 | 0
1276 | 42 | Power Savings Blitz | Business | 2009 | Preliminary | 179 | 45) From: Contractor (Non-Classified Locations) to: Each additional 10 devices or fraction thereof - Office Sector | 0 | 0 | 0 | 0 | 0 | 0 | 93 | 0 | 0 | 0 | 0 | 0 | 0 | 0 | 0
1277 | 42 | Power Savings Blitz | Business | 2009 | Preliminary | 180 | 46) From: 4 Lamps 8' -T12-75W-Magnetic Ballasts to: 4 - 4' 32 watt lamps + reflector with 90% ballast factor T8-Electronic Ballast - Office Sector | 0.072 | 531 | 7805.7 | 0.06696 | 493.83 | 7259.301 | 93 | 14.7 | 0 | 0 | 0 | 0 | 0 | 0 | 0
1278 | 42 | Power Savings Blitz | Business | 2009 | Preliminary | 181 | 47) From: Contractor (Non-Classified Locations) - Minimum fee if the total fee for the application for inspection is less then $71 to: - Office Sector | 0 | 0 | 0 | 0 | 0 | 0 | 93 | 0 | 2 | 0 | 0 | 0 | 0 | 0 | 0
1279 | 42 | Power Savings Blitz | Business | 2009 | Preliminary | 182 | 48) From: 2 Lamps 8' -T12-75W-Magnetic Ballasts to: 2 - 8' lamps with 90% ballast factor T8-Electronic Ballast - Office Sector | 0.037 | 273 | 4013.1 | 0.03441 | 253.89 | 3732.183 | 93 | 14.7 | 9 | 0.33457 | 2459.808 | 36159.1776 | 0.31115 | 2287.6214 | 33628.0352
1280 | 42 | Power Savings Blitz | Business | 2009 | Preliminary | 183 | 49) From: 4 Lamps 8' -T12-75W-Magnetic Ballasts to: 4 - 8' lamps with 2 electronic ballasts of 90% ballast factor T8-Electronic Ballast - Office Sector | 0.072 | 531 | 7805.7 | 0.06696 | 493.83 | 7259.301 | 93 | 14.7 | 0 | 0 | 0 | 0 | 0 | 0 | 0
1281 | 42 | Power Savings Blitz | Business | 2009 | Preliminary | 184 | 50) From: 2 Lamps 8' -T12-60W-Magnetic Ballasts to: 2 - 8' 59wat lamps + reflector with 90% ballast factor T8-Electronic Ballast - Office Sector | 0.037 | 273 | 4013.1 | 0.03441 | 253.89 | 3732.183 | 93 | 14.7 | 3 | 0.11152 | 819.936 | 12053.0592 | 0.10372 | 762.5405 | 11209.3451
1282 | 42 | Power Savings Blitz | Business | 2009 | Preliminary | 185 | 51) From: 4 Lamps 8' -T12-60W-Magnetic Ballasts to: 4 - 8' lamps with 2 electronic ballasts of 90% ballast factor T8-Electronic Ballast - Office Sector | 0.072 | 531 | 7805.7 | 0.06696 | 493.83 | 7259.301 | 93 | 14.7 | 5 | 0.36142 | 2657.2 | 39060.84 | 0.33612 | 2471.196 | 36326.5812
1283 | 42 | Power Savings Blitz | Business | 2009 | Preliminary | 186 | 52) From: 2 Lamps 4' -T8 32W-Magnetic Ballasts to: 2 - 4' 25 watt lamps with electronic ballasts T8-Electronic Ballast - Office Sector | 0.01 | 76 | 1117.2 | 0.0093 | 70.68 | 1038.996 | 93 | 14.7 | 8 | 0.08261 | 607.36 | 8928.192 | 0.076828 | 564.8448 | 8303.2186
1284 | 42 | Power Savings Blitz | Business | 2009 | Preliminary | 187 | 53) From: 2 - 4' T12 High Output Lamps High Output T12-Magnetic Ballasts to: 2 - 4' High Output T8 lamps with electronic ballasts High Output T8-Electronic Ballast - Office Sector | 0.017 | 121 | 1778.7 | 0.01581 | 112.53 | 1654.191 | 93 | 14.7 | 0 | 0 | 0 | 0 | 0 | 0 | 0
1285 | 42 | Power Savings Blitz | Business | 2009 | Preliminary | 188 | 54) From: 2 - 8' T12 High Output Lamps High Output T12-Magnetic Ballasts to: 2 - 8' High Output T8 lamps with electronic ballasts High Output T8-Electronic Ballast - Office Sector | 0.017 | 125 | 1837.5 | 0.01581 | 116.25 | 1708.875 | 93 | 14.7 | 0 | 0 | 0 | 0 | 0 | 0 | 0
1286 | 42 | Power Savings Blitz | Business | 2009 | Preliminary | 189 | 55) From: 175W Metal Halide Metal Halide to: 1 - 150W Metal Halide Direct Lamp replacement Metal Halide Direct Lamp Replacement - Office Sector | 0.013 | 95 | 1130.5 | 0.01209 | 88.35 | 1051.365 | 93 | 11.9 | 0 | 0 | 0 | 0 | 0 | 0 | 0
1287 | 42 | Power Savings Blitz | Business | 2009 | Preliminary | 190 | 56) From: 400W Metal Halide Metal Halide to: 1 - 350W Metal Halide Direct Lamp replacement Metal Halide Direct Lamp Replacement - Office Sector | 0.026 | 190 | 2261 | 0.02418 | 176.7 | 2102.73 | 93 | 11.9 | 0 | 0 | 0 | 0 | 0 | 0 | 0
1288 | 42 | Power Savings Blitz | Business | 2009 | Preliminary | 191 | 57) From: 250W Metal Halide Metal Halide to: 4 - 4' Lamps with either 32 watt ballast of 80% ballast factor or 25 watt lamps T8 Replacement - Office Sector | 0.071 | 524 | 7702.8 | 0.06603 | 487.32 | 7163.604 | 93 | 14.7 | 0 | 0 | 0 | 0 | 0 | 0 | 0
1289 | 42 | Power Savings Blitz | Business | 2009 | Preliminary | 192 | 58) From: 400W Metal Halide Metal Halide to: 6 - 4' Lamps with either 32 watt ballast of 80% ballast factor or 25 watt lamps T8 Replacement - Office Sector | 0.12 | 881 | 12950.7 | 0.1116 | 819.33 | 12044.151 | 93 | 14.7 | 0 | 0 | 0 | 0 | 0 | 0 | 0
1290 | 42 | Power Savings Blitz | Business | 2009 | Preliminary | 193 | 59) From: 40W Standard Incandescent (A Lamp) to: 11W ENERGY STAR® rated CFL New Fixture (2-pin / 4-pin base socket) - Office Sector | 0.015 | 110 | 253 | 0.01395 | 102.3 | 235.29 | 93 | 2.3 | 0 | 0 | 0 | 0 | 0 | 0 | 0
1291 | 42 | Power Savings Blitz | Business | 2009 | Preliminary | 194 | 60) From: 60W Standard Incandescent (A Lamp) to: 13W ENERGY STAR® rated CFL New Fixture (2-pin / 4-pin base socket) - Office Sector | 0.024 | 178 | 409.4 | 0.02232 | 165.54 | 380.742 | 93 | 2.3 | 0 | 0 | 0 | 0 | 0 | 0 | 0
1292 | 42 | Power Savings Blitz | Business | 2009 | Preliminary | 195 | 61) From: 100W Standard Incandescent (A Lamp) to: 23W ENERGY STAR® rated CFL New Fixture (2-pin / 4-pin base socket) - Office Sector | 0.04 | 292 | 671.6 | 0.0372 | 271.56 | 624.588 | 93 | 2.3 | 0 | 0 | 0 | 0 | 0 | 0 | 0
1293 | 42 | Power Savings Blitz | Business | 2009 | Preliminary | 196 | 62) From: 150W Standard Incandescent (A Lamp) to: 28W ENERGY STAR® rated CFL New Fixture (2-pin / 4-pin base socket) - Office Sector | 0.063 | 463 | 1064.9 | 0.05859 | 430.59 | 990.357 | 93 | 2.3 | 0 | 0 | 0 | 0 | 0 | 0 | 0
1294 | 42 | Power Savings Blitz | Business | 2009 | Preliminary | 197 | 63) From: 65 - 75W Incandescent R Lamp Incandescent R Lamp on Dimmers to: 14 - 16W Dimmable CFL R Lamp ENERGY STAR® rated Dimmable CFL R Lamp - Office Sector | 0.028 | 209 | 480.7 | 0.02604 | 194.37 | 447.051 | 93 | 2.3 | 0 | 0 | 0 | 0 | 0 | 0 | 0
1295 | 42 | Power Savings Blitz | Business | 2009 | Preliminary | 198 | 64) From: 100 - 150W Incandescent R Lamp Incandescent R Lamp on Dimmers to: 22 - 26W Dimmable CFL R Lamp ENERGY STAR® rated Dimmable CFL R Lamp - Office Sector | 0.052 | 383 | 880.9 | 0.04836 | 356.19 | 819.237 | 93 | 2.3 | 9 | 0.46933 | 3450.564 | 7936.2972 | 0.43648 | 3209.0245 | 7380.7564
1296 | 42 | Power Savings Blitz | Business | 2009 | Preliminary | 199 | 65) From: 40 - 60W standard halogen PAR Lights - Track lighting or product highlighting to: 32 Watt halogen IR MR16 Energy Star rated Flood CFL - Office Sector | 0.014 | 106 | 63.6 | 0.01302 | 98.58 | 59.148 | 93 | 0.6 | 0 | 0 | 0 | 0 | 0 | 0 | 0
1297 | 42 | Power Savings Blitz | Business | 2009 | Preliminary | 200 | 66) From: 4' T12 Tube Guard T12 Tube Guard to: 4' T8 Tube Guards T8-Electronic Ballast - Office Sector | 0 | 0 | 0 | 0 | 0 | 0 | 93 | 14.7 | 0 | 0 | 0 | 0 | 0 | 0 | 0
1298 | 42 | Power Savings Blitz | Business | 2009 | Preliminary | 201 | 67) From: 8' T12 Tube Guard T12 Tube Guard to: 8' T8 Tube Guards T8-Electronic Ballast - Office Sector | 0 | 0 | 0 | 0 | 0 | 0 | 93 | 14.7 | 0 | 0 | 0 | 0 | 0 | 0 | 0
1299 | 43 | Multi-Family Energy Efficiency Rebates | Business, Consumer Low-Income | 2009 | Preliminary | 1 | EnergyStarExitSigns - Corridor / Parking Area Energy Savings application - Multi-Unit Residential Building sector | 0.026 | 227.76 | 4555.2 | 0.01066 | 93.3816 | 1867.632 | 41 | 20 | 0 | 0 | 0 | 0 | 0 | 0 | 0
1300 | 43 | Multi-Family Energy Efficiency Rebates | Business, Consumer Low-Income | 2009 | Preliminary | 2 | FridgeLEDStripLight - Corridor / Parking Area Energy Savings application - Multi-Unit Residential Building sector | 0.077 | 0 | 0 | 0.03157 | 0 | 0 | 41 | 20 | 0 | 0 | 0 | 0 | 0 | 0 | 0
1301 | 43 | Multi-Family Energy Efficiency Rebates | Business, Consumer Low-Income | 2009 | Preliminary | 3 | NonDimmCFLsScrew_In - Corridor / Parking Area Energy Savings application - Multi-Unit Residential Building sector | 0.046 | 402.96 | 8059.2 | 0.01886 | 165.2136 | 3304.272 | 41 | 20 | 0 | 0 | 0 | 0 | 0 | 0 | 0
1302 | 43 | Multi-Family Energy Efficiency Rebates | Business, Consumer Low-Income | 2009 | Preliminary | 4 | NonDimmCFLs_par11W - Corridor / Parking Area Energy Savings application - Multi-Unit Residential Building sector | 0.029 | 254.04 | 5080.8 | 0.01189 | 104.1564 | 2083.128 | 41 | 20 | 0 | 0 | 0 | 0 | 0 | 0 | 0
1303 | 43 | Multi-Family Energy Efficiency Rebates | Business, Consumer Low-Income | 2009 | Preliminary | 5 | NonDimmCFLs_par12-20W - Corridor / Parking Area Energy Savings application - Multi-Unit Residential Building sector | 0.045 | 394.2 | 7884 | 0.01845 | 161.622 | 3232.44 | 41 | 20 | 0 | 0 | 0 | 0 | 0 | 0 | 0
1304 | 43 | Multi-Family Energy Efficiency Rebates | Business, Consumer Low-Income | 2009 | Preliminary | 6 | NonDimmCFLs_par20+W - Corridor / Parking Area Energy Savings application - Multi-Unit Residential Building sector | 0.074 | 648.24 | 12964.8 | 0.03034 | 265.7784 | 5315.568 | 41 | 20 | 0 | 0 | 0 | 0 | 0 | 0 | 0
1305 | 43 | Multi-Family Energy Efficiency Rebates | Business, Consumer Low-Income | 2009 | Preliminary | 7 | Dimm&NonDimmCFL2-pin14W- - Corridor / Parking Area Energy Savings application - Multi-Unit Residential Building sector | 0.044 | 385.44 | 7708.8 | 0.01804 | 158.0304 | 3160.608 | 41 | 20 | 0 | 0 | 0 | 0 | 0 | 0 | 0
1306 | 43 | Multi-Family Energy Efficiency Rebates | Business, Consumer Low-Income | 2009 | Preliminary | 8 | Dimm&NonDimmCFL2-pin26W- - Corridor / Parking Area Energy Savings application - Multi-Unit Residential Building sector | 0.052 | 455.52 | 9110.4 | 0.02132 | 186.7632 | 3735.264 | 41 | 20 | 0 | 0 | 0 | 0 | 0 | 0 | 0
1307 | 43 | Multi-Family Energy Efficiency Rebates | Business, Consumer Low-Income | 2009 | Preliminary | 9 | Dimm&NonDimmCFL2-pin39W- - Corridor / Parking Area Energy Savings application - Multi-Unit Residential Building sector | 0.07 | 613.2 | 12264 | 0.0287 | 251.412 | 5028.24 | 41 | 20 | 0 | 0 | 0 | 0 | 0 | 0 | 0
1308 | 43 | Multi-Family Energy Efficiency Rebates | Business, Consumer Low-Income | 2009 | Preliminary | 10 | Dimm&NonDimmCFL4-pin14W- - Corridor / Parking Area Energy Savings application - Multi-Unit Residential Building sector | 0.044 | 385.44 | 7708.8 | 0.01804 | 158.0304 | 3160.608 | 41 | 20 | 0 | 0 | 0 | 0 | 0 | 0 | 0
1309 | 43 | Multi-Family Energy Efficiency Rebates | Business, Consumer Low-Income | 2009 | Preliminary | 11 | Dimm&NonDimmCFL4-pin26W- - Corridor / Parking Area Energy Savings application - Multi-Unit Residential Building sector | 0.056 | 490.56 | 9811.2 | 0.02296 | 201.1296 | 4022.592 | 41 | 20 | 0 | 0 | 0 | 0 | 0 | 0 | 0
1310 | 43 | Multi-Family Energy Efficiency Rebates | Business, Consumer Low-Income | 2009 | Preliminary | 12 | Dimm&NonDimmCFL4-pin39W- - Corridor / Parking Area Energy Savings application - Multi-Unit Residential Building sector | 0.072 | 630.72 | 12614.4 | 0.02952 | 258.5952 | 5171.904 | 41 | 20 | 0 | 0 | 0 | 0 | 0 | 0 | 0
1311 | 43 | Multi-Family Energy Efficiency Rebates | Business, Consumer Low-Income | 2009 | Preliminary | 13 | DimmCFLs_0-16W - Corridor / Parking Area Energy Savings application - Multi-Unit Residential Building sector | 0.044 | 385.44 | 7708.8 | 0.01804 | 158.0304 | 3160.608 | 41 | 20 | 0 | 0 | 0 | 0 | 0 | 0 | 0
1312 | 43 | Multi-Family Energy Efficiency Rebates | Business, Consumer Low-Income | 2009 | Preliminary | 14 | DimmCFLs_17-20W - Corridor / Parking Area Energy Savings application - Multi-Unit Residential Building sector | 0.06 | 525.6 | 10512 | 0.0246 | 215.496 | 4309.92 | 41 | 20 | 0 | 0 | 0 | 0 | 0 | 0 | 0
1313 | 43 | Multi-Family Energy Efficiency Rebates | Business, Consumer Low-Income | 2009 | Preliminary | 15 | DimmCFLs_21+W - Corridor / Parking Area Energy Savings application - Multi-Unit Residential Building sector | 0.071 | 621.96 | 12439.2 | 0.02911 | 255.0036 | 5100.072 | 41 | 20 | 0 | 0 | 0 | 0 | 0 | 0 | 0
1314 | 43 | Multi-Family Energy Efficiency Rebates | Business, Consumer Low-Income | 2009 | Preliminary | 16 | StandardT8_Single - Corridor / Parking Area Energy Savings application - Multi-Unit Residential Building sector | 0.019 | 166.44 | 3328.8 | 0.00779 | 68.2404 | 1364.808 | 41 | 20 | 0 | 0 | 0 | 0 | 0 | 0 | 0
1315 | 43 | Multi-Family Energy Efficiency Rebates | Business, Consumer Low-Income | 2009 | Preliminary | 17 | StandardT8_Two - Corridor / Parking Area Energy Savings application - Multi-Unit Residential Building sector | 0.027 | 232.14 | 4642.8 | 0.01107 | 95.1774 | 1903.548 | 41 | 20 | 0 | 0 | 0 | 0 | 0 | 0 | 0
1316 | 43 | Multi-Family Energy Efficiency Rebates | Business, Consumer Low-Income | 2009 | Preliminary | 18 | StandardT8_Three - Corridor / Parking Area Energy Savings application - Multi-Unit Residential Building sector | 0.045 | 394.2 | 7884 | 0.01845 | 161.622 | 3232.44 | 41 | 20 | 0 | 0 | 0 | 0 | 0 | 0 | 0
1317 | 43 | Multi-Family Energy Efficiency Rebates | Business, Consumer Low-Income | 2009 | Preliminary | 19 | StandardT8_Four - Corridor / Parking Area Energy Savings application - Multi-Unit Residential Building sector | 0.05 | 438 | 8760 | 0.0205 | 179.58 | 3591.6 | 41 | 20 | 0 | 0 | 0 | 0 | 0 | 0 | 0
1318 | 43 | Multi-Family Energy Efficiency Rebates | Business, Consumer Low-Income | 2009 | Preliminary | 20 | RWHighT8Fixtures_Single - Corridor / Parking Area Energy Savings application - Multi-Unit Residential Building sector | 0.021 | 183.96 | 3679.2 | 0.00861 | 75.4236 | 1508.472 | 41 | 20 | 0 | 0 | 0 | 0 | 0 | 0 | 0
1319 | 43 | Multi-Family Energy Efficiency Rebates | Business, Consumer Low-Income | 2009 | Preliminary | 21 | RWHighT8Fixtures_Two - Corridor / Parking Area Energy Savings application - Multi-Unit Residential Building sector | 0.03 | 258.42 | 5168.4 | 0.0123 | 105.9522 | 2119.044 | 41 | 20 | 0 | 0 | 0 | 0 | 0 | 0 | 0
1320 | 43 | Multi-Family Energy Efficiency Rebates | Business, Consumer Low-Income | 2009 | Preliminary | 22 | RWHighT8Fixtures_Three - Corridor / Parking Area Energy Savings application - Multi-Unit Residential Building sector | 0.045 | 394.2 | 7884 | 0.01845 | 161.622 | 3232.44 | 41 | 20 | 0 | 0 | 0 | 0 | 0 | 0 | 0
1321 | 43 | Multi-Family Energy Efficiency Rebates | Business, Consumer Low-Income | 2009 | Preliminary | 23 | RWHighT8Fixtures_Four - Corridor / Parking Area Energy Savings application - Multi-Unit Residential Building sector | 0.053 | 464.28 | 9285.6 | 0.02173 | 190.3548 | 3807.096 | 41 | 20 | 0 | 0 | 0 | 0 | 0 | 0 | 0
1322 | 43 | Multi-Family Energy Efficiency Rebates | Business, Consumer Low-Income | 2009 | Preliminary | 24 | StdMedBayT8_Four - Corridor / Parking Area Energy Savings application - Multi-Unit Residential Building sector | 0.15 | 1314 | 26280 | 0.0615 | 538.74 | 10774.8 | 41 | 20 | 0 | 0 | 0 | 0 | 0 | 0 | 0
1323 | 43 | Multi-Family Energy Efficiency Rebates | Business, Consumer Low-Income | 2009 | Preliminary | 25 | MedBayT8_Six - Corridor / Parking Area Energy Savings application - Multi-Unit Residential Building sector | 0.228 | 1997.28 | 39945.6 | 0.09348 | 818.8848 | 16377.696 | 41 | 20 | 0 | 0 | 0 | 0 | 0 | 0 | 0
1324 | 43 | Multi-Family Energy Efficiency Rebates | Business, Consumer Low-Income | 2009 | Preliminary | 26 | MedBayT8_Eight - Corridor / Parking Area Energy Savings application - Multi-Unit Residential Building sector | 0.197 | 1725.72 | 34514.4 | 0.08077 | 707.5452 | 14150.904 | 41 | 20 | 0 | 0 | 0 | 0 | 0 | 0 | 0
1325 | 43 | Multi-Family Energy Efficiency Rebates | Business, Consumer Low-Income | 2009 | Preliminary | 27 | HighMedBayT8_Four - Corridor / Parking Area Energy Savings application - Multi-Unit Residential Building sector | 0.17 | 1489.2 | 29784 | 0.0697 | 610.572 | 12211.44 | 41 | 20 | 0 | 0 | 0 | 0 | 0 | 0 | 0
1326 | 43 | Multi-Family Energy Efficiency Rebates | Business, Consumer Low-Income | 2009 | Preliminary | 28 | HighMedBayT8_Six - Corridor / Parking Area Energy Savings application - Multi-Unit Residential Building sector | 0.239 | 2093.64 | 41872.8 | 0.09799 | 858.3924 | 17167.848 | 41 | 20 | 0 | 0 | 0 | 0 | 0 | 0 | 0
1327 | 43 | Multi-Family Energy Efficiency Rebates | Business, Consumer Low-Income | 2009 | Preliminary | 29 | HighMedBayT8_Eight - Corridor / Parking Area Energy Savings application - Multi-Unit Residential Building sector | 0.242 | 2119.92 | 42398.4 | 0.09922 | 869.1672 | 17383.344 | 41 | 20 | 0 | 0 | 0 | 0 | 0 | 0 | 0
1328 | 43 | Multi-Family Energy Efficiency Rebates | Business, Consumer Low-Income | 2009 | Preliminary | 30 | T5Fixture_1Lamp - Corridor / Parking Area Energy Savings application - Multi-Unit Residential Building sector | 0.018 | 154.76 | 3095.2 | 0.00738 | 63.4516 | 1269.032 | 41 | 20 | 0 | 0 | 0 | 0 | 0 | 0 | 0
1329 | 43 | Multi-Family Energy Efficiency Rebates | Business, Consumer Low-Income | 2009 | Preliminary | 31 | T5Fixture_2Lamps - Corridor / Parking Area Energy Savings application - Multi-Unit Residential Building sector | 0.026 | 224.84 | 4496.8 | 0.01066 | 92.1844 | 1843.688 | 41 | 20 | 0 | 0 | 0 | 0 | 0 | 0 | 0
1330 | 43 | Multi-Family Energy Efficiency Rebates | Business, Consumer Low-Income | 2009 | Preliminary | 32 | T5Fixture_3Lamps - Corridor / Parking Area Energy Savings application - Multi-Unit Residential Building sector | 0.039 | 341.64 | 6832.8 | 0.01599 | 140.0724 | 2801.448 | 41 | 20 | 0 | 0 | 0 | 0 | 0 | 0 | 0
1331 | 43 | Multi-Family Energy Efficiency Rebates | Business, Consumer Low-Income | 2009 | Preliminary | 33 | T5Fixture_HO1Lamp - Corridor / Parking Area Energy Savings application - Multi-Unit Residential Building sector | 0.017 | 146 | 2920 | 0.00697 | 59.86 | 1197.2 | 41 | 20 | 0 | 0 | 0 | 0 | 0 | 0 | 0
1332 | 43 | Multi-Family Energy Efficiency Rebates | Business, Consumer Low-Income | 2009 | Preliminary | 34 | T5Fixture_HO2Lamp - Corridor / Parking Area Energy Savings application - Multi-Unit Residential Building sector | 0.028 | 248.2 | 4964 | 0.01148 | 101.762 | 2035.24 | 41 | 20 | 0 | 0 | 0 | 0 | 0 | 0 | 0
1333 | 43 | Multi-Family Energy Efficiency Rebates | Business, Consumer Low-Income | 2009 | Preliminary | 35 | T5MedHighFixture_4Lamp - Corridor / Parking Area Energy Savings application - Multi-Unit Residential Building sector | 0.159 | 1392.84 | 27856.8 | 0.06519 | 571.0644 | 11421.288 | 41 | 20 | 0 | 0 | 0 | 0 | 0 | 0 | 0
1334 | 43 | Multi-Family Energy Efficiency Rebates | Business, Consumer Low-Income | 2009 | Preliminary | 36 | T5MedHighFixture_6Lamp - Corridor / Parking Area Energy Savings application - Multi-Unit Residential Building sector | 0.155 | 1357.8 | 27156 | 0.06355 | 556.698 | 11133.96 | 41 | 20 | 0 | 0 | 0 | 0 | 0 | 0 | 0
1335 | 43 | Multi-Family Energy Efficiency Rebates | Business, Consumer Low-Income | 2009 | Preliminary | 37 | T5MedHighFixture_8Lamp - Corridor / Parking Area Energy Savings application - Multi-Unit Residential Building sector | 0.242 | 2119.92 | 42398.4 | 0.09922 | 869.1672 | 17383.344 | 41 | 20 | 0 | 0 | 0 | 0 | 0 | 0 | 0
1336 | 43 | Multi-Family Energy Efficiency Rebates | Business, Consumer Low-Income | 2009 | Preliminary | 38 | T5MedHighFixture_10Lamp - Corridor / Parking Area Energy Savings application - Multi-Unit Residential Building sector | 0.314 | 2750.64 | 55012.8 | 0.12874 | 1127.7624 | 22555.248 | 41 | 20 | 0 | 0 | 0 | 0 | 0 | 0 | 0
1337 | 43 | Multi-Family Energy Efficiency Rebates | Business, Consumer Low-Income | 2009 | Preliminary | 39 | T5MedHighFixture_12Lamp - Corridor / Parking Area Energy Savings application - Multi-Unit Residential Building sector | 0.428 | 3749.28 | 74985.6 | 0.17548 | 1537.2048 | 30744.096 | 41 | 20 | 0 | 0 | 0 | 0 | 0 | 0 | 0
1338 | 43 | Multi-Family Energy Efficiency Rebates | Business, Consumer Low-Income | 2009 | Preliminary | 40 | PulseStart_MetalHalide - Corridor / Parking Area Energy Savings application - Multi-Unit Residential Building sector | 0.056 | 490.56 | 9811.2 | 0.02296 | 201.1296 | 4022.592 | 41 | 20 | 0 | 0 | 0 | 0 | 0 | 0 | 0
1339 | 43 | Multi-Family Energy Efficiency Rebates | Business, Consumer Low-Income | 2009 | Preliminary | 41 | InfraredHalogen_25W- - Corridor / Parking Area Energy Savings application - Multi-Unit Residential Building sector | 0.015 | 131.4 | 2628 | 0.00615 | 53.874 | 1077.48 | 41 | 20 | 0 | 0 | 0 | 0 | 0 | 0 | 0
1340 | 43 | Multi-Family Energy Efficiency Rebates | Business, Consumer Low-Income | 2009 | Preliminary | 42 | InfraredHalogen_26-35W - Corridor / Parking Area Energy Savings application - Multi-Unit Residential Building sector | 0.015 | 131.4 | 2628 | 0.00615 | 53.874 | 1077.48 | 41 | 20 | 0 | 0 | 0 | 0 | 0 | 0 | 0
1341 | 43 | Multi-Family Energy Efficiency Rebates | Business, Consumer Low-Income | 2009 | Preliminary | 43 | InfraredHalogen_36-48W - Corridor / Parking Area Energy Savings application - Multi-Unit Residential Building sector | 0.02 | 175.2 | 3504 | 0.0082 | 71.832 | 1436.64 | 41 | 20 | 0 | 0 | 0 | 0 | 0 | 0 | 0
1342 | 43 | Multi-Family Energy Efficiency Rebates | Business, Consumer Low-Income | 2009 | Preliminary | 44 | InfraredHalogen_49-60W - Corridor / Parking Area Energy Savings application - Multi-Unit Residential Building sector | 0.02 | 175.2 | 3504 | 0.0082 | 71.832 | 1436.64 | 41 | 20 | 0 | 0 | 0 | 0 | 0 | 0 | 0
1343 | 43 | Multi-Family Energy Efficiency Rebates | Business, Consumer Low-Income | 2009 | Preliminary | 45 | Self-BallastedMetalHalide120W - Corridor / Parking Area Energy Savings application - Multi-Unit Residential Building sector | 0.096 | 840.96 | 16819.2 | 0.03936 | 344.7936 | 6895.872 | 41 | 20 | 0 | 0 | 0 | 0 | 0 | 0 | 0
1344 | 43 | Multi-Family Energy Efficiency Rebates | Business, Consumer Low-Income | 2009 | Preliminary | 46 | Self-BallastedMetalHalide50W - Corridor / Parking Area Energy Savings application - Multi-Unit Residential Building sector | 0.026 | 227.76 | 4555.2 | 0.01066 | 93.3816 | 1867.632 | 41 | 20 | 0 | 0 | 0 | 0 | 0 | 0 | 0
1345 | 43 | Multi-Family Energy Efficiency Rebates | Business, Consumer Low-Income | 2009 | Preliminary | 47 | MetalHalide_150W - Corridor / Parking Area Energy Savings application - Multi-Unit Residential Building sector | 0.025 | 219 | 4380 | 0.01025 | 89.79 | 1795.8 | 41 | 20 | 0 | 0 | 0 | 0 | 0 | 0 | 0
1346 | 43 | Multi-Family Energy Efficiency Rebates | Business, Consumer Low-Income | 2009 | Preliminary | 48 | MetalHalide_360W - Corridor / Parking Area Energy Savings application - Multi-Unit Residential Building sector | 0.04 | 350.4 | 7008 | 0.0164 | 143.664 | 2873.28 | 41 | 20 | 0 | 0 | 0 | 0 | 0 | 0 | 0
1347 | 43 | Multi-Family Energy Efficiency Rebates | Business, Consumer Low-Income | 2009 | Preliminary | 49 | HighPressure_225W - Corridor / Parking Area Energy Savings application - Multi-Unit Residential Building sector | 0.025 | 219 | 4380 | 0.01025 | 89.79 | 1795.8 | 41 | 20 | 0 | 0 | 0 | 0 | 0 | 0 | 0
1348 | 43 | Multi-Family Energy Efficiency Rebates | Business, Consumer Low-Income | 2009 | Preliminary | 50 | ElecBallast_MetalHde200-W - Corridor / Parking Area Energy Savings application - Multi-Unit Residential Building sector | 0.06 | 569.4 | 11388 | 0.0246 | 233.454 | 4669.08 | 41 | 20 | 0 | 0 | 0 | 0 | 0 | 0 | 0
1349 | 43 | Multi-Family Energy Efficiency Rebates | Business, Consumer Low-Income | 2009 | Preliminary | 51 | ElecBallast_MetalHde250-360W - Corridor / Parking Area Energy Savings application - Multi-Unit Residential Building sector | 0.128 | 1121.28 | 22425.6 | 0.05248 | 459.7248 | 9194.496 | 41 | 20 | 0 | 0 | 0 | 0 | 0 | 0 | 0
1350 | 43 | Multi-Family Energy Efficiency Rebates | Business, Consumer Low-Income | 2009 | Preliminary | 52 | ElecBallast_MetalHde400+W - Corridor / Parking Area Energy Savings application - Multi-Unit Residential Building sector | 0.226 | 1979.76 | 39595.2 | 0.09266 | 811.7016 | 16234.032 | 41 | 20 | 0 | 0 | 0 | 0 | 0 | 0 | 0
1351 | 43 | Multi-Family Energy Efficiency Rebates | Business, Consumer Low-Income | 2009 | Preliminary | 53 | ElecBallast_HighPress200-W - Corridor / Parking Area Energy Savings application - Multi-Unit Residential Building sector | 0.04 | 350.4 | 7008 | 0.0164 | 143.664 | 2873.28 | 41 | 20 | 0 | 0 | 0 | 0 | 0 | 0 | 0
1352 | 43 | Multi-Family Energy Efficiency Rebates | Business, Consumer Low-Income | 2009 | Preliminary | 54 | ElecBallast_HighPress250W - Corridor / Parking Area Energy Savings application - Multi-Unit Residential Building sector | 0.055 | 481.8 | 9636 | 0.02255 | 197.538 | 3950.76 | 41 | 20 | 0 | 0 | 0 | 0 | 0 | 0 | 0
1353 | 43 | Multi-Family Energy Efficiency Rebates | Business, Consumer Low-Income | 2009 | Preliminary | 55 | ElecBallast_HighPress400W - Corridor / Parking Area Energy Savings application - Multi-Unit Residential Building sector | 0.075 | 657 | 13140 | 0.03075 | 269.37 | 5387.4 | 41 | 20 | 0 | 0 | 0 | 0 | 0 | 0 | 0
1354 | 43 | Multi-Family Energy Efficiency Rebates | Business, Consumer Low-Income | 2009 | Preliminary | 56 | ElecBallast_HighPress600W - Corridor / Parking Area Energy Savings application - Multi-Unit Residential Building sector | 0.081 | 709.56 | 14191.2 | 0.03321 | 290.9196 | 5818.392 | 41 | 20 | 0 | 0 | 0 | 0 | 0 | 0 | 0
1355 | 43 | Multi-Family Energy Efficiency Rebates | Business, Consumer Low-Income | 2009 | Preliminary | 57 | ElecBallast_HighPress1000W - Corridor / Parking Area Energy Savings application - Multi-Unit Residential Building sector | 0.095 | 832.2 | 16644 | 0.03895 | 341.202 | 6824.04 | 41 | 20 | 0 | 0 | 0 | 0 | 0 | 0 | 0
1356 | 43 | Multi-Family Energy Efficiency Rebates | Business, Consumer Low-Income | 2009 | Preliminary | 58 | OccSen_SwitchPlate - Corridor / Parking Area Energy Savings application - Multi-Unit Residential Building sector | 0.09 | 788.4 | 15768 | 0.0369 | 323.244 | 6464.88 | 41 | 20 | 0 | 0 | 0 | 0 | 0 | 0 | 0
1357 | 43 | Multi-Family Energy Efficiency Rebates | Business, Consumer Low-Income | 2009 | Preliminary | 59 | OccSen_CelingMounted - Corridor / Parking Area Energy Savings application - Multi-Unit Residential Building sector | 0.09 | 788.4 | 15768 | 0.0369 | 323.244 | 6464.88 | 41 | 20 | 0 | 0 | 0 | 0 | 0 | 0 | 0
1358 | 43 | Multi-Family Energy Efficiency Rebates | Business, Consumer Low-Income | 2009 | Preliminary | 60 | TempControls_InSuiteHeat - Corridor / Parking Area Energy Savings application - Multi-Unit Residential Building sector | 0.05 | 0 | 0 | 0.0205 | 0 | 0 | 41 | 20 | 0 | 0 | 0 | 0 | 0 | 0 | 0
1359 | 43 | Multi-Family Energy Efficiency Rebates | Business, Consumer Low-Income | 2009 | Preliminary | 61 | TempControls_InSuiteCool - Corridor / Parking Area Energy Savings application - Multi-Unit Residential Building sector | 0.076 | 0 | 0 | 0.03116 | 0 | 0 | 41 | 20 | 0 | 0 | 0 | 0 | 0 | 0 | 0
1360 | 43 | Multi-Family Energy Efficiency Rebates | Business, Consumer Low-Income | 2009 | Preliminary | 62 | TempControls_Heat&Cool - Corridor / Parking Area Energy Savings application - Multi-Unit Residential Building sector | 0.076 | 0 | 0 | 0.03116 | 0 | 0 | 41 | 20 | 0 | 0 | 0 | 0 | 0 | 0 | 0
1361 | 43 | Multi-Family Energy Efficiency Rebates | Business, Consumer Low-Income | 2009 | Preliminary | 63 | ECM_AirFurnace - Corridor / Parking Area Energy Savings application - Multi-Unit Residential Building sector | 0.325 | 1403.5447 | 28070.8944 | 0.13325 | 575.4533 | 11509.0667 | 41 | 20 | 0 | 0 | 0 | 0 | 0 | 0 | 0
1362 | 43 | Multi-Family Energy Efficiency Rebates | Business, Consumer Low-Income | 2009 | Preliminary | 64 | GroundSource_LowRise - Corridor / Parking Area Energy Savings application - Multi-Unit Residential Building sector | 0.12 | -1485.8 | -29716 | 0.0492 | -609.178 | -12183.56 | 41 | 20 | 0 | 0 | 0 | 0 | 0 | 0 | 0
1363 | 43 | Multi-Family Energy Efficiency Rebates | Business, Consumer Low-Income | 2009 | Preliminary | 65 | GroundSource_HighRise - Corridor / Parking Area Energy Savings application - Multi-Unit Residential Building sector | 0.505 | 1385.495 | 27709.9 | 0.20705 | 568.053 | 11361.059 | 41 | 20 | 0 | 0 | 0 | 0 | 0 | 0 | 0
1364 | 43 | Multi-Family Energy Efficiency Rebates | Business, Consumer Low-Income | 2009 | Preliminary | 66 | GroundSource_Average - Corridor / Parking Area Energy Savings application - Multi-Unit Residential Building sector | 0.313 | -50 | -1000 | 0.12833 | -20.5 | -410 | 41 | 20 | 0 | 0 | 0 | 0 | 0 | 0 | 0
1365 | 43 | Multi-Family Energy Efficiency Rebates | Business, Consumer Low-Income | 2009 | Preliminary | 67 | Non-ElectricChillers - Corridor / Parking Area Energy Savings application - Multi-Unit Residential Building sector | 1.35 | 1620 | 32400 | 0.5535 | 664.2 | 13284 | 41 | 20 | 0 | 0 | 0 | 0 | 0 | 0 | 0
1366 | 43 | Multi-Family Energy Efficiency Rebates | Business, Consumer Low-Income | 2009 | Preliminary | 68 | EnerStarWasher - Corridor / Parking Area Energy Savings application - Multi-Unit Residential Building sector | 0 | 0 | 0 | 0 | 0 | 0 | 41 | 20 | 0 | 0 | 0 | 0 | 0 | 0 | 0
1367 | 43 | Multi-Family Energy Efficiency Rebates | Business, Consumer Low-Income | 2009 | Preliminary | 69 | NaturalGasDryer_InSuite - Corridor / Parking Area Energy Savings application - Multi-Unit Residential Building sector | 0 | 0 | 0 | 0 | 0 | 0 | 41 | 20 | 0 | 0 | 0 | 0 | 0 | 0 | 0
1368 | 43 | Multi-Family Energy Efficiency Rebates | Business, Consumer Low-Income | 2009 | Preliminary | 70 | NaturalGasDryer_Common - Corridor / Parking Area Energy Savings application - Multi-Unit Residential Building sector | 0 | 0 | 0 | 0 | 0 | 0 | 41 | 20 | 0 | 0 | 0 | 0 | 0 | 0 | 0
1369 | 43 | Multi-Family Energy Efficiency Rebates | Business, Consumer Low-Income | 2009 | Preliminary | 71 | EnergyStar_DishWasher - Corridor / Parking Area Energy Savings application - Multi-Unit Residential Building sector | 0 | 0 | 0 | 0 | 0 | 0 | 41 | 20 | 0 | 0 | 0 | 0 | 0 | 0 | 0
1370 | 43 | Multi-Family Energy Efficiency Rebates | Business, Consumer Low-Income | 2009 | Preliminary | 72 | EnergyStar_Fridge - Corridor / Parking Area Energy Savings application - Multi-Unit Residential Building sector | 0.007 | 68.8 | 1376 | 0.00287 | 28.208 | 564.16 | 41 | 20 | 0 | 0 | 0 | 0 | 0 | 0 | 0
1371 | 43 | Multi-Family Energy Efficiency Rebates | Business, Consumer Low-Income | 2009 | Preliminary | 73 | EnergyStar_CeilingFan - Corridor / Parking Area Energy Savings application - Multi-Unit Residential Building sector | 0 | 0 | 0 | 0 | 0 | 0 | 41 | 20 | 0 | 0 | 0 | 0 | 0 | 0 | 0
1372 | 43 | Multi-Family Energy Efficiency Rebates | Business, Consumer Low-Income | 2009 | Preliminary | 74 | Non-ElectricWaterHeater - Corridor / Parking Area Energy Savings application - Multi-Unit Residential Building sector | 0.0164 | 95.576 | 1911.52 | 0.006724 | 39.1862 | 783.7232 | 41 | 20 | 0 | 0 | 0 | 0 | 0 | 0 | 0
1373 | 43 | Multi-Family Energy Efficiency Rebates | Business, Consumer Low-Income | 2009 | Preliminary | 75 | SolarHotWaterCollector - Corridor / Parking Area Energy Savings application - Multi-Unit Residential Building sector | 0.6 | 1020 | 20400 | 0.246 | 418.2 | 8364 | 41 | 20 | 0 | 0 | 0 | 0 | 0 | 0 | 0
1374 | 43 | Multi-Family Energy Efficiency Rebates | Business, Consumer Low-Income | 2009 | Preliminary | 76 | Non-ElectricTankHotWater - Corridor / Parking Area Energy Savings application - Multi-Unit Residential Building sector | 0.025 | 145.845 | 2916.9 | 0.01025 | 59.7965 | 1195.929 | 41 | 20 | 0 | 0 | 0 | 0 | 0 | 0 | 0
1375 | 43 | Multi-Family Energy Efficiency Rebates | Business, Consumer Low-Income | 2009 | Preliminary | 77 | DrainWaterHeatRecovery - Corridor / Parking Area Energy Savings application - Multi-Unit Residential Building sector | 5.385 | 8440 | 168800 | 2.2079 | 3460.4 | 69208 | 41 | 20 | 0 | 0 | 0 | 0 | 0 | 0 | 0
1376 | 43 | Multi-Family Energy Efficiency Rebates | Business, Consumer Low-Income | 2009 | Preliminary | 78 | DomesticHotWaterRecirc - Corridor / Parking Area Energy Savings application - Multi-Unit Residential Building sector | 0 | 185 | 3700 | 0 | 75.85 | 1517 | 41 | 20 | 0 | 0 | 0 | 0 | 0 | 0 | 0
1377 | 43 | Multi-Family Energy Efficiency Rebates | Business, Consumer Low-Income | 2009 | Preliminary | 79 | EnergyStarExitSigns - Suite Savings application - Multi-Unit Residential Building sector | 0.026 | 39 | 780 | 0.01066 | 15.99 | 319.8 | 41 | 20 | 0 | 0 | 0 | 0 | 0 | 0 | 0
1378 | 43 | Multi-Family Energy Efficiency Rebates | Business, Consumer Low-Income | 2009 | Preliminary | 80 | FridgeLEDStripLight - Suite Savings application - Multi-Unit Residential Building sector | 0.077 | 0 | 0 | 0.03157 | 0 | 0 | 41 | 20 | 0 | 0 | 0 | 0 | 0 | 0 | 0
1379 | 43 | Multi-Family Energy Efficiency Rebates | Business, Consumer Low-Income | 2009 | Preliminary | 81 | NonDimmCFLsScrew_In - Suite Savings application - Multi-Unit Residential Building sector | 0.046 | 69 | 1380 | 0.01886 | 28.29 | 565.8 | 41 | 20 | 0 | 0 | 0 | 0 | 0 | 0 | 0
1380 | 43 | Multi-Family Energy Efficiency Rebates | Business, Consumer Low-Income | 2009 | Preliminary | 82 | NonDimmCFLs_par11W - Suite Savings application - Multi-Unit Residential Building sector | 0.029 | 43.5 | 870 | 0.01189 | 17.835 | 356.7 | 41 | 20 | 0 | 0 | 0 | 0 | 0 | 0 | 0
1381 | 43 | Multi-Family Energy Efficiency Rebates | Business, Consumer Low-Income | 2009 | Preliminary | 83 | NonDimmCFLs_par12-20W - Suite Savings application - Multi-Unit Residential Building sector | 0.045 | 67.5 | 1350 | 0.01845 | 27.675 | 553.5 | 41 | 20 | 0 | 0 | 0 | 0 | 0 | 0 | 0
1382 | 43 | Multi-Family Energy Efficiency Rebates | Business, Consumer Low-Income | 2009 | Preliminary | 84 | NonDimmCFLs_par20+W - Suite Savings application - Multi-Unit Residential Building sector | 0.074 | 111 | 2220 | 0.03034 | 45.51 | 910.2 | 41 | 20 | 0 | 0 | 0 | 0 | 0 | 0 | 0
1383 | 43 | Multi-Family Energy Efficiency Rebates | Business, Consumer Low-Income | 2009 | Preliminary | 85 | Dimm&NonDimmCFL2-pin14W- - Suite Savings application - Multi-Unit Residential Building sector | 0.044 | 66 | 1320 | 0.01804 | 27.06 | 541.2 | 41 | 20 | 0 | 0 | 0 | 0 | 0 | 0 | 0
1384 | 43 | Multi-Family Energy Efficiency Rebates | Business, Consumer Low-Income | 2009 | Preliminary | 86 | Dimm&NonDimmCFL2-pin26W- - Suite Savings application - Multi-Unit Residential Building sector | 0.052 | 78 | 1560 | 0.02132 | 31.98 | 639.6 | 41 | 20 | 0 | 0 | 0 | 0 | 0 | 0 | 0
1385 | 43 | Multi-Family Energy Efficiency Rebates | Business, Consumer Low-Income | 2009 | Preliminary | 87 | Dimm&NonDimmCFL2-pin39W- - Suite Savings application - Multi-Unit Residential Building sector | 0.07 | 105 | 2100 | 0.0287 | 43.05 | 861 | 41 | 20 | 0 | 0 | 0 | 0 | 0 | 0 | 0
1386 | 43 | Multi-Family Energy Efficiency Rebates | Business, Consumer Low-Income | 2009 | Preliminary | 88 | Dimm&NonDimmCFL4-pin14W- - Suite Savings application - Multi-Unit Residential Building sector | 0.044 | 66 | 1320 | 0.01804 | 27.06 | 541.2 | 41 | 20 | 0 | 0 | 0 | 0 | 0 | 0 | 0
1387 | 43 | Multi-Family Energy Efficiency Rebates | Business, Consumer Low-Income | 2009 | Preliminary | 89 | Dimm&NonDimmCFL4-pin26W- - Suite Savings application - Multi-Unit Residential Building sector | 0.056 | 84 | 1680 | 0.02296 | 34.44 | 688.8 | 41 | 20 | 0 | 0 | 0 | 0 | 0 | 0 | 0
1388 | 43 | Multi-Family Energy Efficiency Rebates | Business, Consumer Low-Income | 2009 | Preliminary | 90 | Dimm&NonDimmCFL4-pin39W- - Suite Savings application - Multi-Unit Residential Building sector | 0.072 | 108 | 2160 | 0.02952 | 44.28 | 885.6 | 41 | 20 | 0 | 0 | 0 | 0 | 0 | 0 | 0
1389 | 43 | Multi-Family Energy Efficiency Rebates | Business, Consumer Low-Income | 2009 | Preliminary | 91 | DimmCFLs_0-16W - Suite Savings application - Multi-Unit Residential Building sector | 0.044 | 66 | 1320 | 0.01804 | 27.06 | 541.2 | 41 | 20 | 0 | 0 | 0 | 0 | 0 | 0 | 0
1390 | 43 | Multi-Family Energy Efficiency Rebates | Business, Consumer Low-Income | 2009 | Preliminary | 92 | DimmCFLs_17-20W - Suite Savings application - Multi-Unit Residential Building sector | 0.06 | 90 | 1800 | 0.0246 | 36.9 | 738 | 41 | 20 | 0 | 0 | 0 | 0 | 0 | 0 | 0
1391 | 43 | Multi-Family Energy Efficiency Rebates | Business, Consumer Low-Income | 2009 | Preliminary | 93 | DimmCFLs_21+W - Suite Savings application - Multi-Unit Residential Building sector | 0.071 | 106.5 | 2130 | 0.02911 | 43.665 | 873.3 | 41 | 20 | 0 | 0 | 0 | 0 | 0 | 0 | 0
1392 | 43 | Multi-Family Energy Efficiency Rebates | Business, Consumer Low-Income | 2009 | Preliminary | 94 | StandardT8_Single - Suite Savings application - Multi-Unit Residential Building sector | 0.019 | 28.5 | 570 | 0.00779 | 11.685 | 233.7 | 41 | 20 | 0 | 0 | 0 | 0 | 0 | 0 | 0
1393 | 43 | Multi-Family Energy Efficiency Rebates | Business, Consumer Low-Income | 2009 | Preliminary | 95 | StandardT8_Two - Suite Savings application - Multi-Unit Residential Building sector | 0.027 | 39.75 | 795 | 0.01107 | 16.2975 | 325.95 | 41 | 20 | 0 | 0 | 0 | 0 | 0 | 0 | 0
1394 | 43 | Multi-Family Energy Efficiency Rebates | Business, Consumer Low-Income | 2009 | Preliminary | 96 | StandardT8_Three - Suite Savings application - Multi-Unit Residential Building sector | 0.045 | 67.5 | 1350 | 0.01845 | 27.675 | 553.5 | 41 | 20 | 0 | 0 | 0 | 0 | 0 | 0 | 0
1395 | 43 | Multi-Family Energy Efficiency Rebates | Business, Consumer Low-Income | 2009 | Preliminary | 97 | StandardT8_Four - Suite Savings application - Multi-Unit Residential Building sector | 0.05 | 75 | 1500 | 0.0205 | 30.75 | 615 | 41 | 20 | 0 | 0 | 0 | 0 | 0 | 0 | 0
1396 | 43 | Multi-Family Energy Efficiency Rebates | Business, Consumer Low-Income | 2009 | Preliminary | 98 | RWHighT8Fixtures_Single - Suite Savings application - Multi-Unit Residential Building sector | 0.021 | 31.5 | 630 | 0.00861 | 12.915 | 258.3 | 41 | 20 | 0 | 0 | 0 | 0 | 0 | 0 | 0
1397 | 43 | Multi-Family Energy Efficiency Rebates | Business, Consumer Low-Income | 2009 | Preliminary | 99 | RWHighT8Fixtures_Two - Suite Savings application - Multi-Unit Residential Building sector | 0.03 | 44.25 | 885 | 0.0123 | 18.1425 | 362.85 | 41 | 20 | 0 | 0 | 0 | 0 | 0 | 0 | 0
1398 | 43 | Multi-Family Energy Efficiency Rebates | Business, Consumer Low-Income | 2009 | Preliminary | 100 | RWHighT8Fixtures_Three - Suite Savings application - Multi-Unit Residential Building sector | 0.045 | 67.5 | 1350 | 0.01845 | 27.675 | 553.5 | 41 | 20 | 0 | 0 | 0 | 0 | 0 | 0 | 0
1399 | 43 | Multi-Family Energy Efficiency Rebates | Business, Consumer Low-Income | 2009 | Preliminary | 101 | RWHighT8Fixtures_Four - Suite Savings application - Multi-Unit Residential Building sector | 0.053 | 79.5 | 1590 | 0.02173 | 32.595 | 651.9 | 41 | 20 | 0 | 0 | 0 | 0 | 0 | 0 | 0
1400 | 43 | Multi-Family Energy Efficiency Rebates | Business, Consumer Low-Income | 2009 | Preliminary | 102 | StdMedBayT8_Four - Suite Savings application - Multi-Unit Residential Building sector | 0.15 | 0 | 0 | 0.0615 | 0 | 0 | 41 | 20 | 0 | 0 | 0 | 0 | 0 | 0 | 0
1401 | 43 | Multi-Family Energy Efficiency Rebates | Business, Consumer Low-Income | 2009 | Preliminary | 103 | MedBayT8_Six - Suite Savings application - Multi-Unit Residential Building sector | 0.228 | 0 | 0 | 0.09348 | 0 | 0 | 41 | 20 | 0 | 0 | 0 | 0 | 0 | 0 | 0
1402 | 43 | Multi-Family Energy Efficiency Rebates | Business, Consumer Low-Income | 2009 | Preliminary | 104 | MedBayT8_Eight - Suite Savings application - Multi-Unit Residential Building sector | 0.197 | 0 | 0 | 0.08077 | 0 | 0 | 41 | 20 | 0 | 0 | 0 | 0 | 0 | 0 | 0
1403 | 43 | Multi-Family Energy Efficiency Rebates | Business, Consumer Low-Income | 2009 | Preliminary | 105 | HighMedBayT8_Four - Suite Savings application - Multi-Unit Residential Building sector | 0.17 | 0 | 0 | 0.0697 | 0 | 0 | 41 | 20 | 0 | 0 | 0 | 0 | 0 | 0 | 0
1404 | 43 | Multi-Family Energy Efficiency Rebates | Business, Consumer Low-Income | 2009 | Preliminary | 106 | HighMedBayT8_Six - Suite Savings application - Multi-Unit Residential Building sector | 0.239 | 0 | 0 | 0.09799 | 0 | 0 | 41 | 20 | 0 | 0 | 0 | 0 | 0 | 0 | 0
1405 | 43 | Multi-Family Energy Efficiency Rebates | Business, Consumer Low-Income | 2009 | Preliminary | 107 | HighMedBayT8_Eight - Suite Savings application - Multi-Unit Residential Building sector | 0.242 | 0 | 0 | 0.09922 | 0 | 0 | 41 | 20 | 0 | 0 | 0 | 0 | 0 | 0 | 0
1406 | 43 | Multi-Family Energy Efficiency Rebates | Business, Consumer Low-Income | 2009 | Preliminary | 108 | T5Fixture_1Lamp - Suite Savings application - Multi-Unit Residential Building sector | 0.018 | 26.5 | 530 | 0.00738 | 10.865 | 217.3 | 41 | 20 | 0 | 0 | 0 | 0 | 0 | 0 | 0
1407 | 43 | Multi-Family Energy Efficiency Rebates | Business, Consumer Low-Income | 2009 | Preliminary | 109 | T5Fixture_2Lamps - Suite Savings application - Multi-Unit Residential Building sector | 0.026 | 38.5 | 770 | 0.01066 | 15.785 | 315.7 | 41 | 20 | 0 | 0 | 0 | 0 | 0 | 0 | 0
1408 | 43 | Multi-Family Energy Efficiency Rebates | Business, Consumer Low-Income | 2009 | Preliminary | 110 | T5Fixture_3Lamps - Suite Savings application - Multi-Unit Residential Building sector | 0.039 | 58.5 | 1170 | 0.01599 | 23.985 | 479.7 | 41 | 20 | 0 | 0 | 0 | 0 | 0 | 0 | 0
1409 | 43 | Multi-Family Energy Efficiency Rebates | Business, Consumer Low-Income | 2009 | Preliminary | 111 | T5Fixture_HO1Lamp - Suite Savings application - Multi-Unit Residential Building sector | 0.017 | 25 | 500 | 0.00697 | 10.25 | 205 | 41 | 20 | 0 | 0 | 0 | 0 | 0 | 0 | 0
1410 | 43 | Multi-Family Energy Efficiency Rebates | Business, Consumer Low-Income | 2009 | Preliminary | 112 | T5Fixture_HO2Lamp - Suite Savings application - Multi-Unit Residential Building sector | 0.028 | 42.5 | 850 | 0.01148 | 17.425 | 348.5 | 41 | 20 | 0 | 0 | 0 | 0 | 0 | 0 | 0
1411 | 43 | Multi-Family Energy Efficiency Rebates | Business, Consumer Low-Income | 2009 | Preliminary | 113 | T5MedHighFixture_4Lamp - Suite Savings application - Multi-Unit Residential Building sector | 0.159 | 0 | 0 | 0.06519 | 0 | 0 | 41 | 20 | 0 | 0 | 0 | 0 | 0 | 0 | 0
1412 | 43 | Multi-Family Energy Efficiency Rebates | Business, Consumer Low-Income | 2009 | Preliminary | 114 | T5MedHighFixture_6Lamp - Suite Savings application - Multi-Unit Residential Building sector | 0.155 | 0 | 0 | 0.06355 | 0 | 0 | 41 | 20 | 0 | 0 | 0 | 0 | 0 | 0 | 0
1413 | 43 | Multi-Family Energy Efficiency Rebates | Business, Consumer Low-Income | 2009 | Preliminary | 115 | T5MedHighFixture_8Lamp - Suite Savings application - Multi-Unit Residential Building sector | 0.242 | 0 | 0 | 0.09922 | 0 | 0 | 41 | 20 | 0 | 0 | 0 | 0 | 0 | 0 | 0
1414 | 43 | Multi-Family Energy Efficiency Rebates | Business, Consumer Low-Income | 2009 | Preliminary | 116 | T5MedHighFixture_10Lamp - Suite Savings application - Multi-Unit Residential Building sector | 0.314 | 0 | 0 | 0.12874 | 0 | 0 | 41 | 20 | 0 | 0 | 0 | 0 | 0 | 0 | 0
1415 | 43 | Multi-Family Energy Efficiency Rebates | Business, Consumer Low-Income | 2009 | Preliminary | 117 | T5MedHighFixture_12Lamp - Suite Savings application - Multi-Unit Residential Building sector | 0.428 | 0 | 0 | 0.17548 | 0 | 0 | 41 | 20 | 0 | 0 | 0 | 0 | 0 | 0 | 0
1416 | 43 | Multi-Family Energy Efficiency Rebates | Business, Consumer Low-Income | 2009 | Preliminary | 118 | PulseStart_MetalHalide - Suite Savings application - Multi-Unit Residential Building sector | 0.056 | 0 | 0 | 0.02296 | 0 | 0 | 41 | 20 | 0 | 0 | 0 | 0 | 0 | 0 | 0
1417 | 43 | Multi-Family Energy Efficiency Rebates | Business, Consumer Low-Income | 2009 | Preliminary | 119 | InfraredHalogen_25W- - Suite Savings application - Multi-Unit Residential Building sector | 0.015 | 22.5 | 450 | 0.00615 | 9.225 | 184.5 | 41 | 20 | 0 | 0 | 0 | 0 | 0 | 0 | 0
1418 | 43 | Multi-Family Energy Efficiency Rebates | Business, Consumer Low-Income | 2009 | Preliminary | 120 | InfraredHalogen_26-35W - Suite Savings application - Multi-Unit Residential Building sector | 0.015 | 22.5 | 450 | 0.00615 | 9.225 | 184.5 | 41 | 20 | 0 | 0 | 0 | 0 | 0 | 0 | 0
1419 | 43 | Multi-Family Energy Efficiency Rebates | Business, Consumer Low-Income | 2009 | Preliminary | 121 | InfraredHalogen_36-48W - Suite Savings application - Multi-Unit Residential Building sector | 0.02 | 30 | 600 | 0.0082 | 12.3 | 246 | 41 | 20 | 0 | 0 | 0 | 0 | 0 | 0 | 0
1420 | 43 | Multi-Family Energy Efficiency Rebates | Business, Consumer Low-Income | 2009 | Preliminary | 122 | InfraredHalogen_49-60W - Suite Savings application - Multi-Unit Residential Building sector | 0.02 | 30 | 600 | 0.0082 | 12.3 | 246 | 41 | 20 | 0 | 0 | 0 | 0 | 0 | 0 | 0
1421 | 43 | Multi-Family Energy Efficiency Rebates | Business, Consumer Low-Income | 2009 | Preliminary | 123 | Self-BallastedMetalHalide120W - Suite Savings application - Multi-Unit Residential Building sector | 0.096 | 144 | 2880 | 0.03936 | 59.04 | 1180.8 | 41 | 20 | 0 | 0 | 0 | 0 | 0 | 0 | 0
1422 | 43 | Multi-Family Energy Efficiency Rebates | Business, Consumer Low-Income | 2009 | Preliminary | 124 | Self-BallastedMetalHalide50W - Suite Savings application - Multi-Unit Residential Building sector | 0.026 | 39 | 780 | 0.01066 | 15.99 | 319.8 | 41 | 20 | 0 | 0 | 0 | 0 | 0 | 0 | 0
1423 | 43 | Multi-Family Energy Efficiency Rebates | Business, Consumer Low-Income | 2009 | Preliminary | 125 | MetalHalide_150W - Suite Savings application - Multi-Unit Residential Building sector | 0.025 | 37.5 | 750 | 0.01025 | 15.375 | 307.5 | 41 | 20 | 0 | 0 | 0 | 0 | 0 | 0 | 0
1424 | 43 | Multi-Family Energy Efficiency Rebates | Business, Consumer Low-Income | 2009 | Preliminary | 126 | MetalHalide_360W - Suite Savings application - Multi-Unit Residential Building sector | 0.04 | 60 | 1200 | 0.0164 | 24.6 | 492 | 41 | 20 | 0 | 0 | 0 | 0 | 0 | 0 | 0
1425 | 43 | Multi-Family Energy Efficiency Rebates | Business, Consumer Low-Income | 2009 | Preliminary | 127 | HighPressure_225W - Suite Savings application - Multi-Unit Residential Building sector | 0.025 | 37.5 | 750 | 0.01025 | 15.375 | 307.5 | 41 | 20 | 0 | 0 | 0 | 0 | 0 | 0 | 0
1426 | 43 | Multi-Family Energy Efficiency Rebates | Business, Consumer Low-Income | 2009 | Preliminary | 128 | ElecBallast_MetalHde200-W - Suite Savings application - Multi-Unit Residential Building sector | 0.06 | 97.5 | 1950 | 0.0246 | 39.975 | 799.5 | 41 | 20 | 0 | 0 | 0 | 0 | 0 | 0 | 0
1427 | 43 | Multi-Family Energy Efficiency Rebates | Business, Consumer Low-Income | 2009 | Preliminary | 129 | ElecBallast_MetalHde250-360W - Suite Savings application - Multi-Unit Residential Building sector | 0.128 | 192 | 3840 | 0.05248 | 78.72 | 1574.4 | 41 | 20 | 0 | 0 | 0 | 0 | 0 | 0 | 0
1428 | 43 | Multi-Family Energy Efficiency Rebates | Business, Consumer Low-Income | 2009 | Preliminary | 130 | ElecBallast_MetalHde400+W - Suite Savings application - Multi-Unit Residential Building sector | 0.226 | 339 | 6780 | 0.09266 | 138.99 | 2779.8 | 41 | 20 | 0 | 0 | 0 | 0 | 0 | 0 | 0
1429 | 43 | Multi-Family Energy Efficiency Rebates | Business, Consumer Low-Income | 2009 | Preliminary | 131 | ElecBallast_HighPress200-W - Suite Savings application - Multi-Unit Residential Building sector | 0.04 | 60 | 1200 | 0.0164 | 24.6 | 492 | 41 | 20 | 0 | 0 | 0 | 0 | 0 | 0 | 0
1430 | 43 | Multi-Family Energy Efficiency Rebates | Business, Consumer Low-Income | 2009 | Preliminary | 132 | ElecBallast_HighPress250W - Suite Savings application - Multi-Unit Residential Building sector | 0.055 | 82.5 | 1650 | 0.02255 | 33.825 | 676.5 | 41 | 20 | 0 | 0 | 0 | 0 | 0 | 0 | 0
1431 | 43 | Multi-Family Energy Efficiency Rebates | Business, Consumer Low-Income | 2009 | Preliminary | 133 | ElecBallast_HighPress400W - Suite Savings application - Multi-Unit Residential Building sector | 0.075 | 112.5 | 2250 | 0.03075 | 46.125 | 922.5 | 41 | 20 | 0 | 0 | 0 | 0 | 0 | 0 | 0
1432 | 43 | Multi-Family Energy Efficiency Rebates | Business, Consumer Low-Income | 2009 | Preliminary | 134 | ElecBallast_HighPress600W - Suite Savings application - Multi-Unit Residential Building sector | 0.081 | 121.5 | 2430 | 0.03321 | 49.815 | 996.3 | 41 | 20 | 0 | 0 | 0 | 0 | 0 | 0 | 0
1433 | 43 | Multi-Family Energy Efficiency Rebates | Business, Consumer Low-Income | 2009 | Preliminary | 135 | ElecBallast_HighPress1000W - Suite Savings application - Multi-Unit Residential Building sector | 0.095 | 142.5 | 2850 | 0.03895 | 58.425 | 1168.5 | 41 | 20 | 0 | 0 | 0 | 0 | 0 | 0 | 0
1434 | 43 | Multi-Family Energy Efficiency Rebates | Business, Consumer Low-Income | 2009 | Preliminary | 136 | OccSen_SwitchPlate - Suite Savings application - Multi-Unit Residential Building sector | 0.09 | 135 | 2700 | 0.0369 | 55.35 | 1107 | 41 | 20 | 0 | 0 | 0 | 0 | 0 | 0 | 0
1435 | 43 | Multi-Family Energy Efficiency Rebates | Business, Consumer Low-Income | 2009 | Preliminary | 137 | OccSen_CelingMounted - Suite Savings application - Multi-Unit Residential Building sector | 0.09 | 135 | 2700 | 0.0369 | 55.35 | 1107 | 41 | 20 | 0 | 0 | 0 | 0 | 0 | 0 | 0
1436 | 43 | Multi-Family Energy Efficiency Rebates | Business, Consumer Low-Income | 2009 | Preliminary | 138 | TempControls_InSuiteHeat - Suite Savings application - Multi-Unit Residential Building sector | 0.05 | 170 | 3400 | 0.0205 | 69.7 | 1394 | 41 | 20 | 0 | 0 | 0 | 0 | 0 | 0 | 0
1437 | 43 | Multi-Family Energy Efficiency Rebates | Business, Consumer Low-Income | 2009 | Preliminary | 139 | TempControls_InSuiteCool - Suite Savings application - Multi-Unit Residential Building sector | 0.076 | 69 | 1380 | 0.03116 | 28.29 | 565.8 | 41 | 20 | 0 | 0 | 0 | 0 | 0 | 0 | 0
1438 | 43 | Multi-Family Energy Efficiency Rebates | Business, Consumer Low-Income | 2009 | Preliminary | 140 | TempControls_Heat&Cool - Suite Savings application - Multi-Unit Residential Building sector | 0.076 | 1100 | 22000 | 0.03116 | 451 | 9020 | 41 | 20 | 0 | 0 | 0 | 0 | 0 | 0 | 0
1439 | 43 | Multi-Family Energy Efficiency Rebates | Business, Consumer Low-Income | 2009 | Preliminary | 141 | ECM_AirFurnace - Suite Savings application - Multi-Unit Residential Building sector | 0.325 | 240.333 | 4806.66 | 0.13325 | 98.5365 | 1970.7306 | 41 | 20 | 0 | 0 | 0 | 0 | 0 | 0 | 0
1440 | 43 | Multi-Family Energy Efficiency Rebates | Business, Consumer Low-Income | 2009 | Preliminary | 142 | GroundSource_LowRise - Suite Savings application - Multi-Unit Residential Building sector | 0.12 | -1485.8 | -29716 | 0.0492 | -609.178 | -12183.56 | 41 | 20 | 0 | 0 | 0 | 0 | 0 | 0 | 0
1441 | 43 | Multi-Family Energy Efficiency Rebates | Business, Consumer Low-Income | 2009 | Preliminary | 143 | GroundSource_HighRise - Suite Savings application - Multi-Unit Residential Building sector | 0.505 | 1385.495 | 27709.9 | 0.20705 | 568.053 | 11361.059 | 41 | 20 | 0 | 0 | 0 | 0 | 0 | 0 | 0
1442 | 43 | Multi-Family Energy Efficiency Rebates | Business, Consumer Low-Income | 2009 | Preliminary | 144 | GroundSource_Average - Suite Savings application - Multi-Unit Residential Building sector | 0.313 | -50 | -1000 | 0.12833 | -20.5 | -410 | 41 | 20 | 0 | 0 | 0 | 0 | 0 | 0 | 0
1443 | 43 | Multi-Family Energy Efficiency Rebates | Business, Consumer Low-Income | 2009 | Preliminary | 145 | Non-ElectricChillers - Suite Savings application - Multi-Unit Residential Building sector | 1.35 | 1620 | 32400 | 0.5535 | 664.2 | 13284 | 41 | 20 | 0 | 0 | 0 | 0 | 0 | 0 | 0
1444 | 43 | Multi-Family Energy Efficiency Rebates | Business, Consumer Low-Income | 2009 | Preliminary | 146 | EnerStarWasher - Suite Savings application - Multi-Unit Residential Building sector | 0 | 65.5 | 1310 | 0 | 26.855 | 537.1 | 41 | 20 | 0 | 0 | 0 | 0 | 0 | 0 | 0
1445 | 43 | Multi-Family Energy Efficiency Rebates | Business, Consumer Low-Income | 2009 | Preliminary | 147 | NaturalGasDryer_InSuite - Suite Savings application - Multi-Unit Residential Building sector | 0 | 838 | 16760 | 0 | 343.58 | 6871.6 | 41 | 20 | 0 | 0 | 0 | 0 | 0 | 0 | 0
1446 | 43 | Multi-Family Energy Efficiency Rebates | Business, Consumer Low-Income | 2009 | Preliminary | 148 | NaturalGasDryer_Common - Suite Savings application - Multi-Unit Residential Building sector | 0 | 838 | 16760 | 0 | 343.58 | 6871.6 | 41 | 20 | 0 | 0 | 0 | 0 | 0 | 0 | 0
1447 | 43 | Multi-Family Energy Efficiency Rebates | Business, Consumer Low-Income | 2009 | Preliminary | 149 | EnergyStar_DishWasher - Suite Savings application - Multi-Unit Residential Building sector | 0 | 28 | 560 | 0 | 11.48 | 229.6 | 41 | 20 | 0 | 0 | 0 | 0 | 0 | 0 | 0
1448 | 43 | Multi-Family Energy Efficiency Rebates | Business, Consumer Low-Income | 2009 | Preliminary | 150 | EnergyStar_Fridge - Suite Savings application - Multi-Unit Residential Building sector | 0.007 | 68.8 | 1376 | 0.00287 | 28.208 | 564.16 | 41 | 20 | 0 | 0 | 0 | 0 | 0 | 0 | 0
1449 | 43 | Multi-Family Energy Efficiency Rebates | Business, Consumer Low-Income | 2009 | Preliminary | 151 | EnergyStar_CeilingFan - Suite Savings application - Multi-Unit Residential Building sector | 0 | 89.8 | 1796 | 0 | 36.818 | 736.36 | 41 | 20 | 0 | 0 | 0 | 0 | 0 | 0 | 0
1450 | 43 | Multi-Family Energy Efficiency Rebates | Business, Consumer Low-Income | 2009 | Preliminary | 152 | Non-ElectricWaterHeater - Suite Savings application - Multi-Unit Residential Building sector | 0.0164 | 95.576 | 1911.52 | 0.006724 | 39.1862 | 783.7232 | 41 | 20 | 0 | 0 | 0 | 0 | 0 | 0 | 0
1451 | 43 | Multi-Family Energy Efficiency Rebates | Business, Consumer Low-Income | 2009 | Preliminary | 153 | SolarHotWaterCollector - Suite Savings application - Multi-Unit Residential Building sector | 0.6 | 1020 | 20400 | 0.246 | 418.2 | 8364 | 41 | 20 | 0 | 0 | 0 | 0 | 0 | 0 | 0
1452 | 43 | Multi-Family Energy Efficiency Rebates | Business, Consumer Low-Income | 2009 | Preliminary | 154 | Non-ElectricTankHotWater - Suite Savings application - Multi-Unit Residential Building sector | 0.025 | 145.845 | 2916.9 | 0.01025 | 59.7965 | 1195.929 | 41 | 20 | 0 | 0 | 0 | 0 | 0 | 0 | 0
1453 | 43 | Multi-Family Energy Efficiency Rebates | Business, Consumer Low-Income | 2009 | Preliminary | 155 | DrainWaterHeatRecovery - Suite Savings application - Multi-Unit Residential Building sector | 5.385 | 8440 | 168800 | 2.2079 | 3460.4 | 69208 | 41 | 20 | 0 | 0 | 0 | 0 | 0 | 0 | 0
1454 | 43 | Multi-Family Energy Efficiency Rebates | Business, Consumer Low-Income | 2009 | Preliminary | 156 | DomesticHotWaterRecirc - Suite Savings application - Multi-Unit Residential Building sector | 0 | 185 | 3700 | 0 | 75.85 | 1517 | 41 | 20 | 0 | 0 | 0 | 0 | 0 | 0 | 0
1455 | 43 | Multi-Family Energy Efficiency Rebates | Business, Consumer Low-Income | 2009 | Preliminary | 157 | EnergyStarExitSigns - Retail / Common Area Savings application - Multi-Unit Residential Building sector | 0.026 | 115.7 | 2314 | 0.01066 | 47.437 | 948.74 | 41 | 20 | 0 | 0 | 0 | 0 | 0 | 0 | 0
1456 | 43 | Multi-Family Energy Efficiency Rebates | Business, Consumer Low-Income | 2009 | Preliminary | 158 | FridgeLEDStripLight - Retail / Common Area Savings application - Multi-Unit Residential Building sector | 0.077 | 342.65 | 6853 | 0.03157 | 140.4865 | 2809.73 | 41 | 20 | 0 | 0 | 0 | 0 | 0 | 0 | 0
1457 | 43 | Multi-Family Energy Efficiency Rebates | Business, Consumer Low-Income | 2009 | Preliminary | 159 | NonDimmCFLsScrew_In - Retail / Common Area Savings application - Multi-Unit Residential Building sector | 0.046 | 204.7 | 4094 | 0.01886 | 83.927 | 1678.54 | 41 | 20 | 0 | 0 | 0 | 0 | 0 | 0 | 0
1458 | 43 | Multi-Family Energy Efficiency Rebates | Business, Consumer Low-Income | 2009 | Preliminary | 160 | NonDimmCFLs_par11W - Retail / Common Area Savings application - Multi-Unit Residential Building sector | 0.029 | 129.05 | 2581 | 0.01189 | 52.9105 | 1058.21 | 41 | 20 | 0 | 0 | 0 | 0 | 0 | 0 | 0
1459 | 43 | Multi-Family Energy Efficiency Rebates | Business, Consumer Low-Income | 2009 | Preliminary | 161 | NonDimmCFLs_par12-20W - Retail / Common Area Savings application - Multi-Unit Residential Building sector | 0.045 | 200.25 | 4005 | 0.01845 | 82.1025 | 1642.05 | 41 | 20 | 0 | 0 | 0 | 0 | 0 | 0 | 0
1460 | 43 | Multi-Family Energy Efficiency Rebates | Business, Consumer Low-Income | 2009 | Preliminary | 162 | NonDimmCFLs_par20+W - Retail / Common Area Savings application - Multi-Unit Residential Building sector | 0.074 | 329.3 | 6586 | 0.03034 | 135.013 | 2700.26 | 41 | 20 | 0 | 0 | 0 | 0 | 0 | 0 | 0
1461 | 43 | Multi-Family Energy Efficiency Rebates | Business, Consumer Low-Income | 2009 | Preliminary | 163 | Dimm&NonDimmCFL2-pin14W- - Retail / Common Area Savings application - Multi-Unit Residential Building sector | 0.044 | 195.8 | 3916 | 0.01804 | 80.278 | 1605.56 | 41 | 20 | 0 | 0 | 0 | 0 | 0 | 0 | 0
1462 | 43 | Multi-Family Energy Efficiency Rebates | Business, Consumer Low-Income | 2009 | Preliminary | 164 | Dimm&NonDimmCFL2-pin26W- - Retail / Common Area Savings application - Multi-Unit Residential Building sector | 0.052 | 231.4 | 4628 | 0.02132 | 94.874 | 1897.48 | 41 | 20 | 0 | 0 | 0 | 0 | 0 | 0 | 0
1463 | 43 | Multi-Family Energy Efficiency Rebates | Business, Consumer Low-Income | 2009 | Preliminary | 165 | Dimm&NonDimmCFL2-pin39W- - Retail / Common Area Savings application - Multi-Unit Residential Building sector | 0.07 | 311.5 | 6230 | 0.0287 | 127.715 | 2554.3 | 41 | 20 | 0 | 0 | 0 | 0 | 0 | 0 | 0
1464 | 43 | Multi-Family Energy Efficiency Rebates | Business, Consumer Low-Income | 2009 | Preliminary | 166 | Dimm&NonDimmCFL4-pin14W- - Retail / Common Area Savings application - Multi-Unit Residential Building sector | 0.044 | 195.8 | 3916 | 0.01804 | 80.278 | 1605.56 | 41 | 20 | 0 | 0 | 0 | 0 | 0 | 0 | 0
1465 | 43 | Multi-Family Energy Efficiency Rebates | Business, Consumer Low-Income | 2009 | Preliminary | 167 | Dimm&NonDimmCFL4-pin26W- - Retail / Common Area Savings application - Multi-Unit Residential Building sector | 0.056 | 249.2 | 4984 | 0.02296 | 102.172 | 2043.44 | 41 | 20 | 0 | 0 | 0 | 0 | 0 | 0 | 0
1466 | 43 | Multi-Family Energy Efficiency Rebates | Business, Consumer Low-Income | 2009 | Preliminary | 168 | Dimm&NonDimmCFL4-pin39W- - Retail / Common Area Savings application - Multi-Unit Residential Building sector | 0.072 | 320.4 | 6408 | 0.02952 | 131.364 | 2627.28 | 41 | 20 | 0 | 0 | 0 | 0 | 0 | 0 | 0
1467 | 43 | Multi-Family Energy Efficiency Rebates | Business, Consumer Low-Income | 2009 | Preliminary | 169 | DimmCFLs_0-16W - Retail / Common Area Savings application - Multi-Unit Residential Building sector | 0.044 | 195.8 | 3916 | 0.01804 | 80.278 | 1605.56 | 41 | 20 | 0 | 0 | 0 | 0 | 0 | 0 | 0
1468 | 43 | Multi-Family Energy Efficiency Rebates | Business, Consumer Low-Income | 2009 | Preliminary | 170 | DimmCFLs_17-20W - Retail / Common Area Savings application - Multi-Unit Residential Building sector | 0.06 | 267 | 5340 | 0.0246 | 109.47 | 2189.4 | 41 | 20 | 0 | 0 | 0 | 0 | 0 | 0 | 0
1469 | 43 | Multi-Family Energy Efficiency Rebates | Business, Consumer Low-Income | 2009 | Preliminary | 171 | DimmCFLs_21+W - Retail / Common Area Savings application - Multi-Unit Residential Building sector | 0.071 | 315.95 | 6319 | 0.02911 | 129.5395 | 2590.79 | 41 | 20 | 0 | 0 | 0 | 0 | 0 | 0 | 0
1470 | 43 | Multi-Family Energy Efficiency Rebates | Business, Consumer Low-Income | 2009 | Preliminary | 172 | StandardT8_Single - Retail / Common Area Savings application - Multi-Unit Residential Building sector | 0.019 | 84.55 | 1691 | 0.00779 | 34.6655 | 693.31 | 41 | 20 | 0 | 0 | 0 | 0 | 0 | 0 | 0
1471 | 43 | Multi-Family Energy Efficiency Rebates | Business, Consumer Low-Income | 2009 | Preliminary | 173 | StandardT8_Two - Retail / Common Area Savings application - Multi-Unit Residential Building sector | 0.027 | 117.925 | 2358.5 | 0.01107 | 48.3492 | 966.985 | 41 | 20 | 0 | 0 | 0 | 0 | 0 | 0 | 0
1472 | 43 | Multi-Family Energy Efficiency Rebates | Business, Consumer Low-Income | 2009 | Preliminary | 174 | StandardT8_Three - Retail / Common Area Savings application - Multi-Unit Residential Building sector | 0.045 | 200.25 | 4005 | 0.01845 | 82.1025 | 1642.05 | 41 | 20 | 0 | 0 | 0 | 0 | 0 | 0 | 0
1473 | 43 | Multi-Family Energy Efficiency Rebates | Business, Consumer Low-Income | 2009 | Preliminary | 175 | StandardT8_Four - Retail / Common Area Savings application - Multi-Unit Residential Building sector | 0.05 | 222.5 | 4450 | 0.0205 | 91.225 | 1824.5 | 41 | 20 | 0 | 0 | 0 | 0 | 0 | 0 | 0
1474 | 43 | Multi-Family Energy Efficiency Rebates | Business, Consumer Low-Income | 2009 | Preliminary | 176 | RWHighT8Fixtures_Single - Retail / Common Area Savings application - Multi-Unit Residential Building sector | 0.021 | 93.45 | 1869 | 0.00861 | 38.3145 | 766.29 | 41 | 20 | 0 | 0 | 0 | 0 | 0 | 0 | 0
1475 | 43 | Multi-Family Energy Efficiency Rebates | Business, Consumer Low-Income | 2009 | Preliminary | 177 | RWHighT8Fixtures_Two - Retail / Common Area Savings application - Multi-Unit Residential Building sector | 0.03 | 131.275 | 2625.5 | 0.0123 | 53.8227 | 1076.455 | 41 | 20 | 0 | 0 | 0 | 0 | 0 | 0 | 0
1476 | 43 | Multi-Family Energy Efficiency Rebates | Business, Consumer Low-Income | 2009 | Preliminary | 178 | RWHighT8Fixtures_Three - Retail / Common Area Savings application - Multi-Unit Residential Building sector | 0.045 | 200.25 | 4005 | 0.01845 | 82.1025 | 1642.05 | 41 | 20 | 0 | 0 | 0 | 0 | 0 | 0 | 0
1477 | 43 | Multi-Family Energy Efficiency Rebates | Business, Consumer Low-Income | 2009 | Preliminary | 179 | RWHighT8Fixtures_Four - Retail / Common Area Savings application - Multi-Unit Residential Building sector | 0.053 | 235.85 | 4717 | 0.02173 | 96.6985 | 1933.97 | 41 | 20 | 0 | 0 | 0 | 0 | 0 | 0 | 0
1478 | 43 | Multi-Family Energy Efficiency Rebates | Business, Consumer Low-Income | 2009 | Preliminary | 180 | StdMedBayT8_Four - Retail / Common Area Savings application - Multi-Unit Residential Building sector | 0.15 | 667.5 | 13350 | 0.0615 | 273.675 | 5473.5 | 41 | 20 | 0 | 0 | 0 | 0 | 0 | 0 | 0
1479 | 43 | Multi-Family Energy Efficiency Rebates | Business, Consumer Low-Income | 2009 | Preliminary | 181 | MedBayT8_Six - Retail / Common Area Savings application - Multi-Unit Residential Building sector | 0.228 | 1014.6 | 20292 | 0.09348 | 415.986 | 8319.72 | 41 | 20 | 0 | 0 | 0 | 0 | 0 | 0 | 0
1480 | 43 | Multi-Family Energy Efficiency Rebates | Business, Consumer Low-Income | 2009 | Preliminary | 182 | MedBayT8_Eight - Retail / Common Area Savings application - Multi-Unit Residential Building sector | 0.197 | 876.65 | 17533 | 0.08077 | 359.4265 | 7188.53 | 41 | 20 | 0 | 0 | 0 | 0 | 0 | 0 | 0
1481 | 43 | Multi-Family Energy Efficiency Rebates | Business, Consumer Low-Income | 2009 | Preliminary | 183 | HighMedBayT8_Four - Retail / Common Area Savings application - Multi-Unit Residential Building sector | 0.17 | 756.5 | 15130 | 0.0697 | 310.165 | 6203.3 | 41 | 20 | 0 | 0 | 0 | 0 | 0 | 0 | 0
1482 | 43 | Multi-Family Energy Efficiency Rebates | Business, Consumer Low-Income | 2009 | Preliminary | 184 | HighMedBayT8_Six - Retail / Common Area Savings application - Multi-Unit Residential Building sector | 0.239 | 1063.55 | 21271 | 0.09799 | 436.0555 | 8721.11 | 41 | 20 | 0 | 0 | 0 | 0 | 0 | 0 | 0
1483 | 43 | Multi-Family Energy Efficiency Rebates | Business, Consumer Low-Income | 2009 | Preliminary | 185 | HighMedBayT8_Eight - Retail / Common Area Savings application - Multi-Unit Residential Building sector | 0.242 | 1076.9 | 21538 | 0.09922 | 441.529 | 8830.58 | 41 | 20 | 0 | 0 | 0 | 0 | 0 | 0 | 0
1484 | 43 | Multi-Family Energy Efficiency Rebates | Business, Consumer Low-Income | 2009 | Preliminary | 186 | T5Fixture_1Lamp - Retail / Common Area Savings application - Multi-Unit Residential Building sector | 0.018 | 78.617 | 1572.34 | 0.00738 | 32.233 | 644.6594 | 41 | 20 | 0 | 0 | 0 | 0 | 0 | 0 | 0
1485 | 43 | Multi-Family Energy Efficiency Rebates | Business, Consumer Low-Income | 2009 | Preliminary | 187 | T5Fixture_2Lamps - Retail / Common Area Savings application - Multi-Unit Residential Building sector | 0.026 | 114.217 | 2284.34 | 0.01066 | 46.829 | 936.5794 | 41 | 20 | 0 | 0 | 0 | 0 | 0 | 0 | 0
1486 | 43 | Multi-Family Energy Efficiency Rebates | Business, Consumer Low-Income | 2009 | Preliminary | 188 | T5Fixture_3Lamps - Retail / Common Area Savings application - Multi-Unit Residential Building sector | 0.039 | 173.55 | 3471 | 0.01599 | 71.1555 | 1423.11 | 41 | 20 | 0 | 0 | 0 | 0 | 0 | 0 | 0
1487 | 43 | Multi-Family Energy Efficiency Rebates | Business, Consumer Low-Income | 2009 | Preliminary | 189 | T5Fixture_HO1Lamp - Retail / Common Area Savings application - Multi-Unit Residential Building sector | 0.017 | 74.167 | 1483.34 | 0.00697 | 30.4085 | 608.1694 | 41 | 20 | 0 | 0 | 0 | 0 | 0 | 0 | 0
1488 | 43 | Multi-Family Energy Efficiency Rebates | Business, Consumer Low-Income | 2009 | Preliminary | 190 | T5Fixture_HO2Lamp - Retail / Common Area Savings application - Multi-Unit Residential Building sector | 0.028 | 126.083 | 2521.66 | 0.01148 | 51.694 | 1033.8806 | 41 | 20 | 0 | 0 | 0 | 0 | 0 | 0 | 0
1489 | 43 | Multi-Family Energy Efficiency Rebates | Business, Consumer Low-Income | 2009 | Preliminary | 191 | T5MedHighFixture_4Lamp - Retail / Common Area Savings application - Multi-Unit Residential Building sector | 0.159 | 707.55 | 14151 | 0.06519 | 290.0955 | 5801.91 | 41 | 20 | 0 | 0 | 0 | 0 | 0 | 0 | 0
1490 | 43 | Multi-Family Energy Efficiency Rebates | Business, Consumer Low-Income | 2009 | Preliminary | 192 | T5MedHighFixture_6Lamp - Retail / Common Area Savings application - Multi-Unit Residential Building sector | 0.155 | 689.75 | 13795 | 0.06355 | 282.7975 | 5655.95 | 41 | 20 | 0 | 0 | 0 | 0 | 0 | 0 | 0
1491 | 43 | Multi-Family Energy Efficiency Rebates | Business, Consumer Low-Income | 2009 | Preliminary | 193 | T5MedHighFixture_8Lamp - Retail / Common Area Savings application - Multi-Unit Residential Building sector | 0.242 | 1076.9 | 21538 | 0.09922 | 441.529 | 8830.58 | 41 | 20 | 0 | 0 | 0 | 0 | 0 | 0 | 0
1492 | 43 | Multi-Family Energy Efficiency Rebates | Business, Consumer Low-Income | 2009 | Preliminary | 194 | T5MedHighFixture_10Lamp - Retail / Common Area Savings application - Multi-Unit Residential Building sector | 0.314 | 1397.3 | 27946 | 0.12874 | 572.893 | 11457.86 | 41 | 20 | 0 | 0 | 0 | 0 | 0 | 0 | 0
1493 | 43 | Multi-Family Energy Efficiency Rebates | Business, Consumer Low-Income | 2009 | Preliminary | 195 | T5MedHighFixture_12Lamp - Retail / Common Area Savings application - Multi-Unit Residential Building sector | 0.428 | 1904.6 | 38092 | 0.17548 | 780.886 | 15617.72 | 41 | 20 | 0 | 0 | 0 | 0 | 0 | 0 | 0
1494 | 43 | Multi-Family Energy Efficiency Rebates | Business, Consumer Low-Income | 2009 | Preliminary | 196 | PulseStart_MetalHalide - Retail / Common Area Savings application - Multi-Unit Residential Building sector | 0.056 | 249.2 | 4984 | 0.02296 | 102.172 | 2043.44 | 41 | 20 | 0 | 0 | 0 | 0 | 0 | 0 | 0
1495 | 43 | Multi-Family Energy Efficiency Rebates | Business, Consumer Low-Income | 2009 | Preliminary | 197 | InfraredHalogen_25W- - Retail / Common Area Savings application - Multi-Unit Residential Building sector | 0.015 | 66.75 | 1335 | 0.00615 | 27.3675 | 547.35 | 41 | 20 | 0 | 0 | 0 | 0 | 0 | 0 | 0
1496 | 43 | Multi-Family Energy Efficiency Rebates | Business, Consumer Low-Income | 2009 | Preliminary | 198 | InfraredHalogen_26-35W - Retail / Common Area Savings application - Multi-Unit Residential Building sector | 0.015 | 66.75 | 1335 | 0.00615 | 27.3675 | 547.35 | 41 | 20 | 0 | 0 | 0 | 0 | 0 | 0 | 0
1497 | 43 | Multi-Family Energy Efficiency Rebates | Business, Consumer Low-Income | 2009 | Preliminary | 199 | InfraredHalogen_36-48W - Retail / Common Area Savings application - Multi-Unit Residential Building sector | 0.02 | 89 | 1780 | 0.0082 | 36.49 | 729.8 | 41 | 20 | 0 | 0 | 0 | 0 | 0 | 0 | 0
1498 | 43 | Multi-Family Energy Efficiency Rebates | Business, Consumer Low-Income | 2009 | Preliminary | 200 | InfraredHalogen_49-60W - Retail / Common Area Savings application - Multi-Unit Residential Building sector | 0.02 | 89 | 1780 | 0.0082 | 36.49 | 729.8 | 41 | 20 | 0 | 0 | 0 | 0 | 0 | 0 | 0
1499 | 43 | Multi-Family Energy Efficiency Rebates | Business, Consumer Low-Income | 2009 | Preliminary | 201 | Self-BallastedMetalHalide120W - Retail / Common Area Savings application - Multi-Unit Residential Building sector | 0.096 | 427.2 | 8544 | 0.03936 | 175.152 | 3503.04 | 41 | 20 | 0 | 0 | 0 | 0 | 0 | 0 | 0
1500 | 43 | Multi-Family Energy Efficiency Rebates | Business, Consumer Low-Income | 2009 | Preliminary | 202 | Self-BallastedMetalHalide50W - Retail / Common Area Savings application - Multi-Unit Residential Building sector | 0.026 | 115.7 | 2314 | 0.01066 | 47.437 | 948.74 | 41 | 20 | 0 | 0 | 0 | 0 | 0 | 0 | 0
1501 | 43 | Multi-Family Energy Efficiency Rebates | Business, Consumer Low-Income | 2009 | Preliminary | 203 | MetalHalide_150W - Retail / Common Area Savings application - Multi-Unit Residential Building sector | 0.025 | 111.25 | 2225 | 0.01025 | 45.6125 | 912.25 | 41 | 20 | 0 | 0 | 0 | 0 | 0 | 0 | 0
1502 | 43 | Multi-Family Energy Efficiency Rebates | Business, Consumer Low-Income | 2009 | Preliminary | 204 | MetalHalide_360W - Retail / Common Area Savings application - Multi-Unit Residential Building sector | 0.04 | 178 | 3560 | 0.0164 | 72.98 | 1459.6 | 41 | 20 | 0 | 0 | 0 | 0 | 0 | 0 | 0
1503 | 43 | Multi-Family Energy Efficiency Rebates | Business, Consumer Low-Income | 2009 | Preliminary | 205 | HighPressure_225W - Retail / Common Area Savings application - Multi-Unit Residential Building sector | 0.025 | 111.25 | 2225 | 0.01025 | 45.6125 | 912.25 | 41 | 20 | 0 | 0 | 0 | 0 | 0 | 0 | 0
1504 | 43 | Multi-Family Energy Efficiency Rebates | Business, Consumer Low-Income | 2009 | Preliminary | 206 | ElecBallast_MetalHde200-W - Retail / Common Area Savings application - Multi-Unit Residential Building sector | 0.06 | 289.25 | 5785 | 0.0246 | 118.5925 | 2371.85 | 41 | 20 | 0 | 0 | 0 | 0 | 0 | 0 | 0
1505 | 43 | Multi-Family Energy Efficiency Rebates | Business, Consumer Low-Income | 2009 | Preliminary | 207 | ElecBallast_MetalHde250-360W - Retail / Common Area Savings application - Multi-Unit Residential Building sector | 0.128 | 569.6 | 11392 | 0.05248 | 233.536 | 4670.72 | 41 | 20 | 0 | 0 | 0 | 0 | 0 | 0 | 0
1506 | 43 | Multi-Family Energy Efficiency Rebates | Business, Consumer Low-Income | 2009 | Preliminary | 208 | ElecBallast_MetalHde400+W - Retail / Common Area Savings application - Multi-Unit Residential Building sector | 0.226 | 1005.7 | 20114 | 0.09266 | 412.337 | 8246.74 | 41 | 20 | 0 | 0 | 0 | 0 | 0 | 0 | 0
1507 | 43 | Multi-Family Energy Efficiency Rebates | Business, Consumer Low-Income | 2009 | Preliminary | 209 | ElecBallast_HighPress200-W - Retail / Common Area Savings application - Multi-Unit Residential Building sector | 0.04 | 178 | 3560 | 0.0164 | 72.98 | 1459.6 | 41 | 20 | 0 | 0 | 0 | 0 | 0 | 0 | 0
1508 | 43 | Multi-Family Energy Efficiency Rebates | Business, Consumer Low-Income | 2009 | Preliminary | 210 | ElecBallast_HighPress250W - Retail / Common Area Savings application - Multi-Unit Residential Building sector | 0.055 | 244.75 | 4895 | 0.02255 | 100.3475 | 2006.95 | 41 | 20 | 0 | 0 | 0 | 0 | 0 | 0 | 0
1509 | 43 | Multi-Family Energy Efficiency Rebates | Business, Consumer Low-Income | 2009 | Preliminary | 211 | ElecBallast_HighPress400W - Retail / Common Area Savings application - Multi-Unit Residential Building sector | 0.075 | 333.75 | 6675 | 0.03075 | 136.8375 | 2736.75 | 41 | 20 | 0 | 0 | 0 | 0 | 0 | 0 | 0
1510 | 43 | Multi-Family Energy Efficiency Rebates | Business, Consumer Low-Income | 2009 | Preliminary | 212 | ElecBallast_HighPress600W - Retail / Common Area Savings application - Multi-Unit Residential Building sector | 0.081 | 360.45 | 7209 | 0.03321 | 147.7845 | 2955.69 | 41 | 20 | 0 | 0 | 0 | 0 | 0 | 0 | 0
1511 | 43 | Multi-Family Energy Efficiency Rebates | Business, Consumer Low-Income | 2009 | Preliminary | 213 | ElecBallast_HighPress1000W - Retail / Common Area Savings application - Multi-Unit Residential Building sector | 0.095 | 422.75 | 8455 | 0.03895 | 173.3275 | 3466.55 | 41 | 20 | 0 | 0 | 0 | 0 | 0 | 0 | 0
1512 | 43 | Multi-Family Energy Efficiency Rebates | Business, Consumer Low-Income | 2009 | Preliminary | 214 | OccSen_SwitchPlate - Retail / Common Area Savings application - Multi-Unit Residential Building sector | 0.09 | 400.5 | 8010 | 0.0369 | 164.205 | 3284.1 | 41 | 20 | 0 | 0 | 0 | 0 | 0 | 0 | 0
1513 | 43 | Multi-Family Energy Efficiency Rebates | Business, Consumer Low-Income | 2009 | Preliminary | 215 | OccSen_CelingMounted - Retail / Common Area Savings application - Multi-Unit Residential Building sector | 0.09 | 400.5 | 8010 | 0.0369 | 164.205 | 3284.1 | 41 | 20 | 0 | 0 | 0 | 0 | 0 | 0 | 0
1514 | 43 | Multi-Family Energy Efficiency Rebates | Business, Consumer Low-Income | 2009 | Preliminary | 216 | TempControls_InSuiteHeat - Retail / Common Area Savings application - Multi-Unit Residential Building sector | 0.05 | 0 | 0 | 0.0205 | 0 | 0 | 41 | 20 | 0 | 0 | 0 | 0 | 0 | 0 | 0
1515 | 43 | Multi-Family Energy Efficiency Rebates | Business, Consumer Low-Income | 2009 | Preliminary | 217 | TempControls_InSuiteCool - Retail / Common Area Savings application - Multi-Unit Residential Building sector | 0.076 | 0 | 0 | 0.03116 | 0 | 0 | 41 | 20 | 0 | 0 | 0 | 0 | 0 | 0 | 0
1516 | 43 | Multi-Family Energy Efficiency Rebates | Business, Consumer Low-Income | 2009 | Preliminary | 218 | TempControls_Heat&Cool - Retail / Common Area Savings application - Multi-Unit Residential Building sector | 0.076 | 0 | 0 | 0.03116 | 0 | 0 | 41 | 20 | 0 | 0 | 0 | 0 | 0 | 0 | 0
1517 | 43 | Multi-Family Energy Efficiency Rebates | Business, Consumer Low-Income | 2009 | Preliminary | 219 | ECM_AirFurnace - Retail / Common Area Savings application - Multi-Unit Residential Building sector | 0.325 | 712.9879 | 14259.758 | 0.13325 | 292.325 | 5846.5008 | 41 | 20 | 0 | 0 | 0 | 0 | 0 | 0 | 0
1518 | 43 | Multi-Family Energy Efficiency Rebates | Business, Consumer Low-Income | 2009 | Preliminary | 220 | GroundSource_LowRise - Retail / Common Area Savings application - Multi-Unit Residential Building sector | 0.12 | -1485.8 | -29716 | 0.0492 | -609.178 | -12183.56 | 41 | 20 | 0 | 0 | 0 | 0 | 0 | 0 | 0
1519 | 43 | Multi-Family Energy Efficiency Rebates | Business, Consumer Low-Income | 2009 | Preliminary | 221 | GroundSource_HighRise - Retail / Common Area Savings application - Multi-Unit Residential Building sector | 0.505 | 1385.495 | 27709.9 | 0.20705 | 568.053 | 11361.059 | 41 | 20 | 0 | 0 | 0 | 0 | 0 | 0 | 0
1520 | 43 | Multi-Family Energy Efficiency Rebates | Business, Consumer Low-Income | 2009 | Preliminary | 222 | GroundSource_Average - Retail / Common Area Savings application - Multi-Unit Residential Building sector | 0.313 | -50 | -1000 | 0.12833 | -20.5 | -410 | 41 | 20 | 0 | 0 | 0 | 0 | 0 | 0 | 0
1521 | 43 | Multi-Family Energy Efficiency Rebates | Business, Consumer Low-Income | 2009 | Preliminary | 223 | Non-ElectricChillers - Retail / Common Area Savings application - Multi-Unit Residential Building sector | 1.35 | 1620 | 32400 | 0.5535 | 664.2 | 13284 | 41 | 20 | 0 | 0 | 0 | 0 | 0 | 0 | 0
1522 | 43 | Multi-Family Energy Efficiency Rebates | Business, Consumer Low-Income | 2009 | Preliminary | 224 | EnerStarWasher - Retail / Common Area Savings application - Multi-Unit Residential Building sector | 0 | 65.5 | 1310 | 0 | 26.855 | 537.1 | 41 | 20 | 0 | 0 | 0 | 0 | 0 | 0 | 0
1523 | 43 | Multi-Family Energy Efficiency Rebates | Business, Consumer Low-Income | 2009 | Preliminary | 225 | NaturalGasDryer_InSuite - Retail / Common Area Savings application - Multi-Unit Residential Building sector | 0 | 0 | 0 | 0 | 0 | 0 | 41 | 20 | 0 | 0 | 0 | 0 | 0 | 0 | 0
1524 | 43 | Multi-Family Energy Efficiency Rebates | Business, Consumer Low-Income | 2009 | Preliminary | 226 | NaturalGasDryer_Common - Retail / Common Area Savings application - Multi-Unit Residential Building sector | 0 | 0 | 0 | 0 | 0 | 0 | 41 | 20 | 0 | 0 | 0 | 0 | 0 | 0 | 0
1525 | 43 | Multi-Family Energy Efficiency Rebates | Business, Consumer Low-Income | 2009 | Preliminary | 227 | EnergyStar_DishWasher - Retail / Common Area Savings application - Multi-Unit Residential Building sector | 0 | 0 | 0 | 0 | 0 | 0 | 41 | 20 | 0 | 0 | 0 | 0 | 0 | 0 | 0
1526 | 43 | Multi-Family Energy Efficiency Rebates | Business, Consumer Low-Income | 2009 | Preliminary | 228 | EnergyStar_Fridge - Retail / Common Area Savings application - Multi-Unit Residential Building sector | 0.007 | 68.8 | 1376 | 0.00287 | 28.208 | 564.16 | 41 | 20 | 0 | 0 | 0 | 0 | 0 | 0 | 0
1527 | 43 | Multi-Family Energy Efficiency Rebates | Business, Consumer Low-Income | 2009 | Preliminary | 229 | EnergyStar_CeilingFan - Retail / Common Area Savings application - Multi-Unit Residential Building sector | 0 | 89.8 | 1796 | 0 | 36.818 | 736.36 | 41 | 20 | 0 | 0 | 0 | 0 | 0 | 0 | 0
1528 | 43 | Multi-Family Energy Efficiency Rebates | Business, Consumer Low-Income | 2009 | Preliminary | 230 | Non-ElectricWaterHeater - Retail / Common Area Savings application - Multi-Unit Residential Building sector | 0.0164 | 95.576 | 1911.52 | 0.006724 | 39.1862 | 783.7232 | 41 | 20 | 0 | 0 | 0 | 0 | 0 | 0 | 0
1529 | 43 | Multi-Family Energy Efficiency Rebates | Business, Consumer Low-Income | 2009 | Preliminary | 231 | SolarHotWaterCollector - Retail / Common Area Savings application - Multi-Unit Residential Building sector | 0.6 | 1020 | 20400 | 0.246 | 418.2 | 8364 | 41 | 20 | 0 | 0 | 0 | 0 | 0 | 0 | 0
1530 | 43 | Multi-Family Energy Efficiency Rebates | Business, Consumer Low-Income | 2009 | Preliminary | 232 | Non-ElectricTankHotWater - Retail / Common Area Savings application - Multi-Unit Residential Building sector | 0.025 | 145.845 | 2916.9 | 0.01025 | 59.7965 | 1195.929 | 41 | 20 | 0 | 0 | 0 | 0 | 0 | 0 | 0
1531 | 43 | Multi-Family Energy Efficiency Rebates | Business, Consumer Low-Income | 2009 | Preliminary | 233 | DrainWaterHeatRecovery - Retail / Common Area Savings application - Multi-Unit Residential Building sector | 5.385 | 8440 | 168800 | 2.2079 | 3460.4 | 69208 | 41 | 20 | 0 | 0 | 0 | 0 | 0 | 0 | 0
1532 | 43 | Multi-Family Energy Efficiency Rebates | Business, Consumer Low-Income | 2009 | Preliminary | 234 | DomesticHotWaterRecirc - Retail / Common Area Savings application - Multi-Unit Residential Building sector | 0 | 185 | 3700 | 0 | 75.85 | 1517 | 41 | 20 | 0 | 0 | 0 | 0 | 0 | 0 | 0
1533 | 43 | Multi-Family Energy Efficiency Rebates | Business, Consumer Low-Income | 2009 | Preliminary | 235 | Custom Project - Custom Project application - Multi-Unit Residential Building sector | Custom | Custom | Custom | Custom | Custom | Custom | 41 | Custom | 0 | 0 | 0 | 0 | 0 | 0 | 0
1534 | 43 | Multi-Family Energy Efficiency Rebates | Business, Consumer Low-Income | 2009 | Preliminary | 236 | EnergyStarExitSigns - Corridor / Parking Area Energy Savings application - Low-Income sector | 0.026 | 227.76 | 4555.2 | 0.0182 | 159.432 | 3188.64 | 70 | 20 | 0 | 0 | 0 | 0 | 0 | 0 | 0
1535 | 43 | Multi-Family Energy Efficiency Rebates | Business, Consumer Low-Income | 2009 | Preliminary | 237 | FridgeLEDStripLight - Corridor / Parking Area Energy Savings application - Low-Income sector | 0.077 | 0 | 0 | 0.0539 | 0 | 0 | 70 | 20 | 0 | 0 | 0 | 0 | 0 | 0 | 0
1536 | 43 | Multi-Family Energy Efficiency Rebates | Business, Consumer Low-Income | 2009 | Preliminary | 238 | NonDimmCFLsScrew_In - Corridor / Parking Area Energy Savings application - Low-Income sector | 0.046 | 402.96 | 8059.2 | 0.0322 | 282.072 | 5641.44 | 70 | 20 | 0 | 0 | 0 | 0 | 0 | 0 | 0
1537 | 43 | Multi-Family Energy Efficiency Rebates | Business, Consumer Low-Income | 2009 | Preliminary | 239 | NonDimmCFLs_par11W - Corridor / Parking Area Energy Savings application - Low-Income sector | 0.029 | 254.04 | 5080.8 | 0.0203 | 177.828 | 3556.56 | 70 | 20 | 0 | 0 | 0 | 0 | 0 | 0 | 0
1538 | 43 | Multi-Family Energy Efficiency Rebates | Business, Consumer Low-Income | 2009 | Preliminary | 240 | NonDimmCFLs_par12-20W - Corridor / Parking Area Energy Savings application - Low-Income sector | 0.045 | 394.2 | 7884 | 0.0315 | 275.94 | 5518.8 | 70 | 20 | 0 | 0 | 0 | 0 | 0 | 0 | 0
1539 | 43 | Multi-Family Energy Efficiency Rebates | Business, Consumer Low-Income | 2009 | Preliminary | 241 | NonDimmCFLs_par20+W - Corridor / Parking Area Energy Savings application - Low-Income sector | 0.074 | 648.24 | 12964.8 | 0.0518 | 453.768 | 9075.36 | 70 | 20 | 0 | 0 | 0 | 0 | 0 | 0 | 0
1540 | 43 | Multi-Family Energy Efficiency Rebates | Business, Consumer Low-Income | 2009 | Preliminary | 242 | Dimm&NonDimmCFL2-pin14W- - Corridor / Parking Area Energy Savings application - Low-Income sector | 0.044 | 385.44 | 7708.8 | 0.0308 | 269.808 | 5396.16 | 70 | 20 | 0 | 0 | 0 | 0 | 0 | 0 | 0
1541 | 43 | Multi-Family Energy Efficiency Rebates | Business, Consumer Low-Income | 2009 | Preliminary | 243 | Dimm&NonDimmCFL2-pin26W- - Corridor / Parking Area Energy Savings application - Low-Income sector | 0.052 | 455.52 | 9110.4 | 0.0364 | 318.864 | 6377.28 | 70 | 20 | 0 | 0 | 0 | 0 | 0 | 0 | 0
1542 | 43 | Multi-Family Energy Efficiency Rebates | Business, Consumer Low-Income | 2009 | Preliminary | 244 | Dimm&NonDimmCFL2-pin39W- - Corridor / Parking Area Energy Savings application - Low-Income sector | 0.07 | 613.2 | 12264 | 0.049 | 429.24 | 8584.8 | 70 | 20 | 0 | 0 | 0 | 0 | 0 | 0 | 0
1543 | 43 | Multi-Family Energy Efficiency Rebates | Business, Consumer Low-Income | 2009 | Preliminary | 245 | Dimm&NonDimmCFL4-pin14W- - Corridor / Parking Area Energy Savings application - Low-Income sector | 0.044 | 385.44 | 7708.8 | 0.0308 | 269.808 | 5396.16 | 70 | 20 | 0 | 0 | 0 | 0 | 0 | 0 | 0
1544 | 43 | Multi-Family Energy Efficiency Rebates | Business, Consumer Low-Income | 2009 | Preliminary | 246 | Dimm&NonDimmCFL4-pin26W- - Corridor / Parking Area Energy Savings application - Low-Income sector | 0.056 | 490.56 | 9811.2 | 0.0392 | 343.392 | 6867.84 | 70 | 20 | 0 | 0 | 0 | 0 | 0 | 0 | 0
1545 | 43 | Multi-Family Energy Efficiency Rebates | Business, Consumer Low-Income | 2009 | Preliminary | 247 | Dimm&NonDimmCFL4-pin39W- - Corridor / Parking Area Energy Savings application - Low-Income sector | 0.072 | 630.72 | 12614.4 | 0.0504 | 441.504 | 8830.08 | 70 | 20 | 0 | 0 | 0 | 0 | 0 | 0 | 0
1546 | 43 | Multi-Family Energy Efficiency Rebates | Business, Consumer Low-Income | 2009 | Preliminary | 248 | DimmCFLs_0-16W - Corridor / Parking Area Energy Savings application - Low-Income sector | 0.044 | 385.44 | 7708.8 | 0.0308 | 269.808 | 5396.16 | 70 | 20 | 0 | 0 | 0 | 0 | 0 | 0 | 0
1547 | 43 | Multi-Family Energy Efficiency Rebates | Business, Consumer Low-Income | 2009 | Preliminary | 249 | DimmCFLs_17-20W - Corridor / Parking Area Energy Savings application - Low-Income sector | 0.06 | 525.6 | 10512 | 0.042 | 367.92 | 7358.4 | 70 | 20 | 0 | 0 | 0 | 0 | 0 | 0 | 0
1548 | 43 | Multi-Family Energy Efficiency Rebates | Business, Consumer Low-Income | 2009 | Preliminary | 250 | DimmCFLs_21+W - Corridor / Parking Area Energy Savings application - Low-Income sector | 0.071 | 621.96 | 12439.2 | 0.0497 | 435.372 | 8707.44 | 70 | 20 | 0 | 0 | 0 | 0 | 0 | 0 | 0
1549 | 43 | Multi-Family Energy Efficiency Rebates | Business, Consumer Low-Income | 2009 | Preliminary | 251 | StandardT8_Single - Corridor / Parking Area Energy Savings application - Low-Income sector | 0.019 | 166.44 | 3328.8 | 0.0133 | 116.508 | 2330.16 | 70 | 20 | 0 | 0 | 0 | 0 | 0 | 0 | 0
1550 | 43 | Multi-Family Energy Efficiency Rebates | Business, Consumer Low-Income | 2009 | Preliminary | 252 | StandardT8_Two - Corridor / Parking Area Energy Savings application - Low-Income sector | 0.027 | 232.14 | 4642.8 | 0.0189 | 162.498 | 3249.96 | 70 | 20 | 0 | 0 | 0 | 0 | 0 | 0 | 0
1551 | 43 | Multi-Family Energy Efficiency Rebates | Business, Consumer Low-Income | 2009 | Preliminary | 253 | StandardT8_Three - Corridor / Parking Area Energy Savings application - Low-Income sector | 0.045 | 394.2 | 7884 | 0.0315 | 275.94 | 5518.8 | 70 | 20 | 0 | 0 | 0 | 0 | 0 | 0 | 0
1552 | 43 | Multi-Family Energy Efficiency Rebates | Business, Consumer Low-Income | 2009 | Preliminary | 254 | StandardT8_Four - Corridor / Parking Area Energy Savings application - Low-Income sector | 0.05 | 438 | 8760 | 0.035 | 306.6 | 6132 | 70 | 20 | 0 | 0 | 0 | 0 | 0 | 0 | 0
1553 | 43 | Multi-Family Energy Efficiency Rebates | Business, Consumer Low-Income | 2009 | Preliminary | 255 | RWHighT8Fixtures_Single - Corridor / Parking Area Energy Savings application - Low-Income sector | 0.021 | 183.96 | 3679.2 | 0.0147 | 128.772 | 2575.44 | 70 | 20 | 0 | 0 | 0 | 0 | 0 | 0 | 0
1554 | 43 | Multi-Family Energy Efficiency Rebates | Business, Consumer Low-Income | 2009 | Preliminary | 256 | RWHighT8Fixtures_Two - Corridor / Parking Area Energy Savings application - Low-Income sector | 0.03 | 258.42 | 5168.4 | 0.021 | 180.894 | 3617.88 | 70 | 20 | 0 | 0 | 0 | 0 | 0 | 0 | 0
1555 | 43 | Multi-Family Energy Efficiency Rebates | Business, Consumer Low-Income | 2009 | Preliminary | 257 | RWHighT8Fixtures_Three - Corridor / Parking Area Energy Savings application - Low-Income sector | 0.045 | 394.2 | 7884 | 0.0315 | 275.94 | 5518.8 | 70 | 20 | 0 | 0 | 0 | 0 | 0 | 0 | 0
1556 | 43 | Multi-Family Energy Efficiency Rebates | Business, Consumer Low-Income | 2009 | Preliminary | 258 | RWHighT8Fixtures_Four - Corridor / Parking Area Energy Savings application - Low-Income sector | 0.053 | 464.28 | 9285.6 | 0.0371 | 324.996 | 6499.92 | 70 | 20 | 0 | 0 | 0 | 0 | 0 | 0 | 0
1557 | 43 | Multi-Family Energy Efficiency Rebates | Business, Consumer Low-Income | 2009 | Preliminary | 259 | StdMedBayT8_Four - Corridor / Parking Area Energy Savings application - Low-Income sector | 0.15 | 1314 | 26280 | 0.105 | 919.8 | 18396 | 70 | 20 | 0 | 0 | 0 | 0 | 0 | 0 | 0
1558 | 43 | Multi-Family Energy Efficiency Rebates | Business, Consumer Low-Income | 2009 | Preliminary | 260 | MedBayT8_Six - Corridor / Parking Area Energy Savings application - Low-Income sector | 0.228 | 1997.28 | 39945.6 | 0.1596 | 1398.096 | 27961.92 | 70 | 20 | 0 | 0 | 0 | 0 | 0 | 0 | 0
1559 | 43 | Multi-Family Energy Efficiency Rebates | Business, Consumer Low-Income | 2009 | Preliminary | 261 | MedBayT8_Eight - Corridor / Parking Area Energy Savings application - Low-Income sector | 0.197 | 1725.72 | 34514.4 | 0.1379 | 1208.004 | 24160.08 | 70 | 20 | 0 | 0 | 0 | 0 | 0 | 0 | 0
1560 | 43 | Multi-Family Energy Efficiency Rebates | Business, Consumer Low-Income | 2009 | Preliminary | 262 | HighMedBayT8_Four - Corridor / Parking Area Energy Savings application - Low-Income sector | 0.17 | 1489.2 | 29784 | 0.119 | 1042.44 | 20848.8 | 70 | 20 | 0 | 0 | 0 | 0 | 0 | 0 | 0
1561 | 43 | Multi-Family Energy Efficiency Rebates | Business, Consumer Low-Income | 2009 | Preliminary | 263 | HighMedBayT8_Six - Corridor / Parking Area Energy Savings application - Low-Income sector | 0.239 | 2093.64 | 41872.8 | 0.1673 | 1465.548 | 29310.96 | 70 | 20 | 0 | 0 | 0 | 0 | 0 | 0 | 0
1562 | 43 | Multi-Family Energy Efficiency Rebates | Business, Consumer Low-Income | 2009 | Preliminary | 264 | HighMedBayT8_Eight - Corridor / Parking Area Energy Savings application - Low-Income sector | 0.242 | 2119.92 | 42398.4 | 0.1694 | 1483.944 | 29678.88 | 70 | 20 | 0 | 0 | 0 | 0 | 0 | 0 | 0
1563 | 43 | Multi-Family Energy Efficiency Rebates | Business, Consumer Low-Income | 2009 | Preliminary | 265 | T5Fixture_1Lamp - Corridor / Parking Area Energy Savings application - Low-Income sector | 0.018 | 154.76 | 3095.2 | 0.0126 | 108.332 | 2166.64 | 70 | 20 | 0 | 0 | 0 | 0 | 0 | 0 | 0
1564 | 43 | Multi-Family Energy Efficiency Rebates | Business, Consumer Low-Income | 2009 | Preliminary | 266 | T5Fixture_2Lamps - Corridor / Parking Area Energy Savings application - Low-Income sector | 0.026 | 224.84 | 4496.8 | 0.0182 | 157.388 | 3147.76 | 70 | 20 | 0 | 0 | 0 | 0 | 0 | 0 | 0
1565 | 43 | Multi-Family Energy Efficiency Rebates | Business, Consumer Low-Income | 2009 | Preliminary | 267 | T5Fixture_3Lamps - Corridor / Parking Area Energy Savings application - Low-Income sector | 0.039 | 341.64 | 6832.8 | 0.0273 | 239.148 | 4782.96 | 70 | 20 | 0 | 0 | 0 | 0 | 0 | 0 | 0
1566 | 43 | Multi-Family Energy Efficiency Rebates | Business, Consumer Low-Income | 2009 | Preliminary | 268 | T5Fixture_HO1Lamp - Corridor / Parking Area Energy Savings application - Low-Income sector | 0.017 | 146 | 2920 | 0.0119 | 102.2 | 2044 | 70 | 20 | 0 | 0 | 0 | 0 | 0 | 0 | 0
1567 | 43 | Multi-Family Energy Efficiency Rebates | Business, Consumer Low-Income | 2009 | Preliminary | 269 | T5Fixture_HO2Lamp - Corridor / Parking Area Energy Savings application - Low-Income sector | 0.028 | 248.2 | 4964 | 0.0196 | 173.74 | 3474.8 | 70 | 20 | 0 | 0 | 0 | 0 | 0 | 0 | 0
1568 | 43 | Multi-Family Energy Efficiency Rebates | Business, Consumer Low-Income | 2009 | Preliminary | 270 | T5MedHighFixture_4Lamp - Corridor / Parking Area Energy Savings application - Low-Income sector | 0.159 | 1392.84 | 27856.8 | 0.1113 | 974.988 | 19499.76 | 70 | 20 | 0 | 0 | 0 | 0 | 0 | 0 | 0
1569 | 43 | Multi-Family Energy Efficiency Rebates | Business, Consumer Low-Income | 2009 | Preliminary | 271 | T5MedHighFixture_6Lamp - Corridor / Parking Area Energy Savings application - Low-Income sector | 0.155 | 1357.8 | 27156 | 0.1085 | 950.46 | 19009.2 | 70 | 20 | 0 | 0 | 0 | 0 | 0 | 0 | 0
1570 | 43 | Multi-Family Energy Efficiency Rebates | Business, Consumer Low-Income | 2009 | Preliminary | 272 | T5MedHighFixture_8Lamp - Corridor / Parking Area Energy Savings application - Low-Income sector | 0.242 | 2119.92 | 42398.4 | 0.1694 | 1483.944 | 29678.88 | 70 | 20 | 0 | 0 | 0 | 0 | 0 | 0 | 0
1571 | 43 | Multi-Family Energy Efficiency Rebates | Business, Consumer Low-Income | 2009 | Preliminary | 273 | T5MedHighFixture_10Lamp - Corridor / Parking Area Energy Savings application - Low-Income sector | 0.314 | 2750.64 | 55012.8 | 0.2198 | 1925.448 | 38508.96 | 70 | 20 | 0 | 0 | 0 | 0 | 0 | 0 | 0
1572 | 43 | Multi-Family Energy Efficiency Rebates | Business, Consumer Low-Income | 2009 | Preliminary | 274 | T5MedHighFixture_12Lamp - Corridor / Parking Area Energy Savings application - Low-Income sector | 0.428 | 3749.28 | 74985.6 | 0.2996 | 2624.496 | 52489.92 | 70 | 20 | 0 | 0 | 0 | 0 | 0 | 0 | 0
1573 | 43 | Multi-Family Energy Efficiency Rebates | Business, Consumer Low-Income | 2009 | Preliminary | 275 | PulseStart_MetalHalide - Corridor / Parking Area Energy Savings application - Low-Income sector | 0.056 | 490.56 | 9811.2 | 0.0392 | 343.392 | 6867.84 | 70 | 20 | 0 | 0 | 0 | 0 | 0 | 0 | 0
1574 | 43 | Multi-Family Energy Efficiency Rebates | Business, Consumer Low-Income | 2009 | Preliminary | 276 | InfraredHalogen_25W- - Corridor / Parking Area Energy Savings application - Low-Income sector | 0.015 | 131.4 | 2628 | 0.0105 | 91.98 | 1839.6 | 70 | 20 | 0 | 0 | 0 | 0 | 0 | 0 | 0
1575 | 43 | Multi-Family Energy Efficiency Rebates | Business, Consumer Low-Income | 2009 | Preliminary | 277 | InfraredHalogen_26-35W - Corridor / Parking Area Energy Savings application - Low-Income sector | 0.015 | 131.4 | 2628 | 0.0105 | 91.98 | 1839.6 | 70 | 20 | 0 | 0 | 0 | 0 | 0 | 0 | 0
1576 | 43 | Multi-Family Energy Efficiency Rebates | Business, Consumer Low-Income | 2009 | Preliminary | 278 | InfraredHalogen_36-48W - Corridor / Parking Area Energy Savings application - Low-Income sector | 0.02 | 175.2 | 3504 | 0.014 | 122.64 | 2452.8 | 70 | 20 | 0 | 0 | 0 | 0 | 0 | 0 | 0
1577 | 43 | Multi-Family Energy Efficiency Rebates | Business, Consumer Low-Income | 2009 | Preliminary | 279 | InfraredHalogen_49-60W - Corridor / Parking Area Energy Savings application - Low-Income sector | 0.02 | 175.2 | 3504 | 0.014 | 122.64 | 2452.8 | 70 | 20 | 0 | 0 | 0 | 0 | 0 | 0 | 0
1578 | 43 | Multi-Family Energy Efficiency Rebates | Business, Consumer Low-Income | 2009 | Preliminary | 280 | Self-BallastedMetalHalide120W - Corridor / Parking Area Energy Savings application - Low-Income sector | 0.096 | 840.96 | 16819.2 | 0.0672 | 588.672 | 11773.44 | 70 | 20 | 0 | 0 | 0 | 0 | 0 | 0 | 0
1579 | 43 | Multi-Family Energy Efficiency Rebates | Business, Consumer Low-Income | 2009 | Preliminary | 281 | Self-BallastedMetalHalide50W - Corridor / Parking Area Energy Savings application - Low-Income sector | 0.026 | 227.76 | 4555.2 | 0.0182 | 159.432 | 3188.64 | 70 | 20 | 0 | 0 | 0 | 0 | 0 | 0 | 0
1580 | 43 | Multi-Family Energy Efficiency Rebates | Business, Consumer Low-Income | 2009 | Preliminary | 282 | MetalHalide_150W - Corridor / Parking Area Energy Savings application - Low-Income sector | 0.025 | 219 | 4380 | 0.0175 | 153.3 | 3066 | 70 | 20 | 0 | 0 | 0 | 0 | 0 | 0 | 0
1581 | 43 | Multi-Family Energy Efficiency Rebates | Business, Consumer Low-Income | 2009 | Preliminary | 283 | MetalHalide_360W - Corridor / Parking Area Energy Savings application - Low-Income sector | 0.04 | 350.4 | 7008 | 0.028 | 245.28 | 4905.6 | 70 | 20 | 0 | 0 | 0 | 0 | 0 | 0 | 0
1582 | 43 | Multi-Family Energy Efficiency Rebates | Business, Consumer Low-Income | 2009 | Preliminary | 284 | HighPressure_225W - Corridor / Parking Area Energy Savings application - Low-Income sector | 0.025 | 219 | 4380 | 0.0175 | 153.3 | 3066 | 70 | 20 | 0 | 0 | 0 | 0 | 0 | 0 | 0
1583 | 43 | Multi-Family Energy Efficiency Rebates | Business, Consumer Low-Income | 2009 | Preliminary | 285 | ElecBallast_MetalHde200-W - Corridor / Parking Area Energy Savings application - Low-Income sector | 0.06 | 569.4 | 11388 | 0.042 | 398.58 | 7971.6 | 70 | 20 | 0 | 0 | 0 | 0 | 0 | 0 | 0
1584 | 43 | Multi-Family Energy Efficiency Rebates | Business, Consumer Low-Income | 2009 | Preliminary | 286 | ElecBallast_MetalHde250-360W - Corridor / Parking Area Energy Savings application - Low-Income sector | 0.128 | 1121.28 | 22425.6 | 0.0896 | 784.896 | 15697.92 | 70 | 20 | 0 | 0 | 0 | 0 | 0 | 0 | 0
1585 | 43 | Multi-Family Energy Efficiency Rebates | Business, Consumer Low-Income | 2009 | Preliminary | 287 | ElecBallast_MetalHde400+W - Corridor / Parking Area Energy Savings application - Low-Income sector | 0.226 | 1979.76 | 39595.2 | 0.1582 | 1385.832 | 27716.64 | 70 | 20 | 0 | 0 | 0 | 0 | 0 | 0 | 0
1586 | 43 | Multi-Family Energy Efficiency Rebates | Business, Consumer Low-Income | 2009 | Preliminary | 288 | ElecBallast_HighPress200-W - Corridor / Parking Area Energy Savings application - Low-Income sector | 0.04 | 350.4 | 7008 | 0.028 | 245.28 | 4905.6 | 70 | 20 | 0 | 0 | 0 | 0 | 0 | 0 | 0
1587 | 43 | Multi-Family Energy Efficiency Rebates | Business, Consumer Low-Income | 2009 | Preliminary | 289 | ElecBallast_HighPress250W - Corridor / Parking Area Energy Savings application - Low-Income sector | 0.055 | 481.8 | 9636 | 0.0385 | 337.26 | 6745.2 | 70 | 20 | 0 | 0 | 0 | 0 | 0 | 0 | 0
1588 | 43 | Multi-Family Energy Efficiency Rebates | Business, Consumer Low-Income | 2009 | Preliminary | 290 | ElecBallast_HighPress400W - Corridor / Parking Area Energy Savings application - Low-Income sector | 0.075 | 657 | 13140 | 0.0525 | 459.9 | 9198 | 70 | 20 | 0 | 0 | 0 | 0 | 0 | 0 | 0
1589 | 43 | Multi-Family Energy Efficiency Rebates | Business, Consumer Low-Income | 2009 | Preliminary | 291 | ElecBallast_HighPress600W - Corridor / Parking Area Energy Savings application - Low-Income sector | 0.081 | 709.56 | 14191.2 | 0.0567 | 496.692 | 9933.84 | 70 | 20 | 0 | 0 | 0 | 0 | 0 | 0 | 0
1590 | 43 | Multi-Family Energy Efficiency Rebates | Business, Consumer Low-Income | 2009 | Preliminary | 292 | ElecBallast_HighPress1000W - Corridor / Parking Area Energy Savings application - Low-Income sector | 0.095 | 832.2 | 16644 | 0.0665 | 582.54 | 11650.8 | 70 | 20 | 0 | 0 | 0 | 0 | 0 | 0 | 0
1591 | 43 | Multi-Family Energy Efficiency Rebates | Business, Consumer Low-Income | 2009 | Preliminary | 293 | OccSen_SwitchPlate - Corridor / Parking Area Energy Savings application - Low-Income sector | 0.09 | 788.4 | 15768 | 0.063 | 551.88 | 11037.6 | 70 | 20 | 0 | 0 | 0 | 0 | 0 | 0 | 0
1592 | 43 | Multi-Family Energy Efficiency Rebates | Business, Consumer Low-Income | 2009 | Preliminary | 294 | OccSen_CelingMounted - Corridor / Parking Area Energy Savings application - Low-Income sector | 0.09 | 788.4 | 15768 | 0.063 | 551.88 | 11037.6 | 70 | 20 | 0 | 0 | 0 | 0 | 0 | 0 | 0
1593 | 43 | Multi-Family Energy Efficiency Rebates | Business, Consumer Low-Income | 2009 | Preliminary | 295 | TempControls_InSuiteHeat - Corridor / Parking Area Energy Savings application - Low-Income sector | 0.05 | 0 | 0 | 0.035 | 0 | 0 | 70 | 20 | 0 | 0 | 0 | 0 | 0 | 0 | 0
1594 | 43 | Multi-Family Energy Efficiency Rebates | Business, Consumer Low-Income | 2009 | Preliminary | 296 | TempControls_InSuiteCool - Corridor / Parking Area Energy Savings application - Low-Income sector | 0.076 | 0 | 0 | 0.0532 | 0 | 0 | 70 | 20 | 0 | 0 | 0 | 0 | 0 | 0 | 0
1595 | 43 | Multi-Family Energy Efficiency Rebates | Business, Consumer Low-Income | 2009 | Preliminary | 297 | TempControls_Heat&Cool - Corridor / Parking Area Energy Savings application - Low-Income sector | 0.076 | 0 | 0 | 0.0532 | 0 | 0 | 70 | 20 | 0 | 0 | 0 | 0 | 0 | 0 | 0
1596 | 43 | Multi-Family Energy Efficiency Rebates | Business, Consumer Low-Income | 2009 | Preliminary | 298 | ECM_AirFurnace - Corridor / Parking Area Energy Savings application - Low-Income sector | 0.325 | 1403.5447 | 28070.8944 | 0.2275 | 982.4813 | 19649.6261 | 70 | 20 | 0 | 0 | 0 | 0 | 0 | 0 | 0
1597 | 43 | Multi-Family Energy Efficiency Rebates | Business, Consumer Low-Income | 2009 | Preliminary | 299 | GroundSource_LowRise - Corridor / Parking Area Energy Savings application - Low-Income sector | 0.12 | -1485.8 | -29716 | 0.084 | -1040.06 | -20801.2 | 70 | 20 | 0 | 0 | 0 | 0 | 0 | 0 | 0
1598 | 43 | Multi-Family Energy Efficiency Rebates | Business, Consumer Low-Income | 2009 | Preliminary | 300 | GroundSource_HighRise - Corridor / Parking Area Energy Savings application - Low-Income sector | 0.505 | 1385.495 | 27709.9 | 0.3535 | 969.8465 | 19396.93 | 70 | 20 | 0 | 0 | 0 | 0 | 0 | 0 | 0
1599 | 43 | Multi-Family Energy Efficiency Rebates | Business, Consumer Low-Income | 2009 | Preliminary | 301 | GroundSource_Average - Corridor / Parking Area Energy Savings application - Low-Income sector | 0.313 | -50 | -1000 | 0.2191 | -35 | -700 | 70 | 20 | 0 | 0 | 0 | 0 | 0 | 0 | 0
1600 | 43 | Multi-Family Energy Efficiency Rebates | Business, Consumer Low-Income | 2009 | Preliminary | 302 | Non-ElectricChillers - Corridor / Parking Area Energy Savings application - Low-Income sector | 1.35 | 1620 | 32400 | 0.945 | 1134 | 22680 | 70 | 20 | 0 | 0 | 0 | 0 | 0 | 0 | 0
1601 | 43 | Multi-Family Energy Efficiency Rebates | Business, Consumer Low-Income | 2009 | Preliminary | 303 | EnerStarWasher - Corridor / Parking Area Energy Savings application - Low-Income sector | 0 | 0 | 0 | 0 | 0 | 0 | 70 | 20 | 0 | 0 | 0 | 0 | 0 | 0 | 0
1602 | 43 | Multi-Family Energy Efficiency Rebates | Business, Consumer Low-Income | 2009 | Preliminary | 304 | NaturalGasDryer_InSuite - Corridor / Parking Area Energy Savings application - Low-Income sector | 0 | 0 | 0 | 0 | 0 | 0 | 70 | 20 | 0 | 0 | 0 | 0 | 0 | 0 | 0
1603 | 43 | Multi-Family Energy Efficiency Rebates | Business, Consumer Low-Income | 2009 | Preliminary | 305 | NaturalGasDryer_Common - Corridor / Parking Area Energy Savings application - Low-Income sector | 0 | 0 | 0 | 0 | 0 | 0 | 70 | 20 | 0 | 0 | 0 | 0 | 0 | 0 | 0
1604 | 43 | Multi-Family Energy Efficiency Rebates | Business, Consumer Low-Income | 2009 | Preliminary | 306 | EnergyStar_DishWasher - Corridor / Parking Area Energy Savings application - Low-Income sector | 0 | 0 | 0 | 0 | 0 | 0 | 70 | 20 | 0 | 0 | 0 | 0 | 0 | 0 | 0
1605 | 43 | Multi-Family Energy Efficiency Rebates | Business, Consumer Low-Income | 2009 | Preliminary | 307 | EnergyStar_Fridge - Corridor / Parking Area Energy Savings application - Low-Income sector | 0.007 | 68.8 | 1376 | 0.0049 | 48.16 | 963.2 | 70 | 20 | 0 | 0 | 0 | 0 | 0 | 0 | 0
1606 | 43 | Multi-Family Energy Efficiency Rebates | Business, Consumer Low-Income | 2009 | Preliminary | 308 | EnergyStar_CeilingFan - Corridor / Parking Area Energy Savings application - Low-Income sector | 0 | 0 | 0 | 0 | 0 | 0 | 70 | 20 | 0 | 0 | 0 | 0 | 0 | 0 | 0
1607 | 43 | Multi-Family Energy Efficiency Rebates | Business, Consumer Low-Income | 2009 | Preliminary | 309 | Non-ElectricWaterHeater - Corridor / Parking Area Energy Savings application - Low-Income sector | 0.0164 | 95.576 | 1911.52 | 0.01148 | 66.9032 | 1338.064 | 70 | 20 | 0 | 0 | 0 | 0 | 0 | 0 | 0
1608 | 43 | Multi-Family Energy Efficiency Rebates | Business, Consumer Low-Income | 2009 | Preliminary | 310 | SolarHotWaterCollector - Corridor / Parking Area Energy Savings application - Low-Income sector | 0.6 | 1020 | 20400 | 0.42 | 714 | 14280 | 70 | 20 | 0 | 0 | 0 | 0 | 0 | 0 | 0
1609 | 43 | Multi-Family Energy Efficiency Rebates | Business, Consumer Low-Income | 2009 | Preliminary | 311 | Non-ElectricTankHotWater - Corridor / Parking Area Energy Savings application - Low-Income sector | 0.025 | 145.845 | 2916.9 | 0.0175 | 102.0915 | 2041.83 | 70 | 20 | 0 | 0 | 0 | 0 | 0 | 0 | 0
1610 | 43 | Multi-Family Energy Efficiency Rebates | Business, Consumer Low-Income | 2009 | Preliminary | 312 | DrainWaterHeatRecovery - Corridor / Parking Area Energy Savings application - Low-Income sector | 5.385 | 8440 | 168800 | 3.7695 | 5908 | 118160 | 70 | 20 | 0 | 0 | 0 | 0 | 0 | 0 | 0
1611 | 43 | Multi-Family Energy Efficiency Rebates | Business, Consumer Low-Income | 2009 | Preliminary | 313 | DomesticHotWaterRecirc - Corridor / Parking Area Energy Savings application - Low-Income sector | 0 | 185 | 3700 | 0 | 129.5 | 2590 | 70 | 20 | 0 | 0 | 0 | 0 | 0 | 0 | 0
1612 | 43 | Multi-Family Energy Efficiency Rebates | Business, Consumer Low-Income | 2009 | Preliminary | 314 | EnergyStarExitSigns - Suite Savings application - Low-Income sector | 0.026 | 39 | 780 | 0.0182 | 27.3 | 546 | 70 | 20 | 0 | 0 | 0 | 0 | 0 | 0 | 0
1613 | 43 | Multi-Family Energy Efficiency Rebates | Business, Consumer Low-Income | 2009 | Preliminary | 315 | FridgeLEDStripLight - Suite Savings application - Low-Income sector | 0.077 | 0 | 0 | 0.0539 | 0 | 0 | 70 | 20 | 0 | 0 | 0 | 0 | 0 | 0 | 0
1614 | 43 | Multi-Family Energy Efficiency Rebates | Business, Consumer Low-Income | 2009 | Preliminary | 316 | NonDimmCFLsScrew_In - Suite Savings application - Low-Income sector | 0.046 | 69 | 1380 | 0.0322 | 48.3 | 966 | 70 | 20 | 0 | 0 | 0 | 0 | 0 | 0 | 0
1615 | 43 | Multi-Family Energy Efficiency Rebates | Business, Consumer Low-Income | 2009 | Preliminary | 317 | NonDimmCFLs_par11W - Suite Savings application - Low-Income sector | 0.029 | 43.5 | 870 | 0.0203 | 30.45 | 609 | 70 | 20 | 0 | 0 | 0 | 0 | 0 | 0 | 0
1616 | 43 | Multi-Family Energy Efficiency Rebates | Business, Consumer Low-Income | 2009 | Preliminary | 318 | NonDimmCFLs_par12-20W - Suite Savings application - Low-Income sector | 0.045 | 67.5 | 1350 | 0.0315 | 47.25 | 945 | 70 | 20 | 0 | 0 | 0 | 0 | 0 | 0 | 0
1617 | 43 | Multi-Family Energy Efficiency Rebates | Business, Consumer Low-Income | 2009 | Preliminary | 319 | NonDimmCFLs_par20+W - Suite Savings application - Low-Income sector | 0.074 | 111 | 2220 | 0.0518 | 77.7 | 1554 | 70 | 20 | 0 | 0 | 0 | 0 | 0 | 0 | 0
1618 | 43 | Multi-Family Energy Efficiency Rebates | Business, Consumer Low-Income | 2009 | Preliminary | 320 | Dimm&NonDimmCFL2-pin14W- - Suite Savings application - Low-Income sector | 0.044 | 66 | 1320 | 0.0308 | 46.2 | 924 | 70 | 20 | 0 | 0 | 0 | 0 | 0 | 0 | 0
1619 | 43 | Multi-Family Energy Efficiency Rebates | Business, Consumer Low-Income | 2009 | Preliminary | 321 | Dimm&NonDimmCFL2-pin26W- - Suite Savings application - Low-Income sector | 0.052 | 78 | 1560 | 0.0364 | 54.6 | 1092 | 70 | 20 | 0 | 0 | 0 | 0 | 0 | 0 | 0
1620 | 43 | Multi-Family Energy Efficiency Rebates | Business, Consumer Low-Income | 2009 | Preliminary | 322 | Dimm&NonDimmCFL2-pin39W- - Suite Savings application - Low-Income sector | 0.07 | 105 | 2100 | 0.049 | 73.5 | 1470 | 70 | 20 | 0 | 0 | 0 | 0 | 0 | 0 | 0
1621 | 43 | Multi-Family Energy Efficiency Rebates | Business, Consumer Low-Income | 2009 | Preliminary | 323 | Dimm&NonDimmCFL4-pin14W- - Suite Savings application - Low-Income sector | 0.044 | 66 | 1320 | 0.0308 | 46.2 | 924 | 70 | 20 | 0 | 0 | 0 | 0 | 0 | 0 | 0
1622 | 43 | Multi-Family Energy Efficiency Rebates | Business, Consumer Low-Income | 2009 | Preliminary | 324 | Dimm&NonDimmCFL4-pin26W- - Suite Savings application - Low-Income sector | 0.056 | 84 | 1680 | 0.0392 | 58.8 | 1176 | 70 | 20 | 0 | 0 | 0 | 0 | 0 | 0 | 0
1623 | 43 | Multi-Family Energy Efficiency Rebates | Business, Consumer Low-Income | 2009 | Preliminary | 325 | Dimm&NonDimmCFL4-pin39W- - Suite Savings application - Low-Income sector | 0.072 | 108 | 2160 | 0.0504 | 75.6 | 1512 | 70 | 20 | 0 | 0 | 0 | 0 | 0 | 0 | 0
1624 | 43 | Multi-Family Energy Efficiency Rebates | Business, Consumer Low-Income | 2009 | Preliminary | 326 | DimmCFLs_0-16W - Suite Savings application - Low-Income sector | 0.044 | 66 | 1320 | 0.0308 | 46.2 | 924 | 70 | 20 | 0 | 0 | 0 | 0 | 0 | 0 | 0
1625 | 43 | Multi-Family Energy Efficiency Rebates | Business, Consumer Low-Income | 2009 | Preliminary | 327 | DimmCFLs_17-20W - Suite Savings application - Low-Income sector | 0.06 | 90 | 1800 | 0.042 | 63 | 1260 | 70 | 20 | 0 | 0 | 0 | 0 | 0 | 0 | 0
1626 | 43 | Multi-Family Energy Efficiency Rebates | Business, Consumer Low-Income | 2009 | Preliminary | 328 | DimmCFLs_21+W - Suite Savings application - Low-Income sector | 0.071 | 106.5 | 2130 | 0.0497 | 74.55 | 1491 | 70 | 20 | 0 | 0 | 0 | 0 | 0 | 0 | 0
1627 | 43 | Multi-Family Energy Efficiency Rebates | Business, Consumer Low-Income | 2009 | Preliminary | 329 | StandardT8_Single - Suite Savings application - Low-Income sector | 0.019 | 28.5 | 570 | 0.0133 | 19.95 | 399 | 70 | 20 | 0 | 0 | 0 | 0 | 0 | 0 | 0
1628 | 43 | Multi-Family Energy Efficiency Rebates | Business, Consumer Low-Income | 2009 | Preliminary | 330 | StandardT8_Two - Suite Savings application - Low-Income sector | 0.027 | 39.75 | 795 | 0.0189 | 27.825 | 556.5 | 70 | 20 | 0 | 0 | 0 | 0 | 0 | 0 | 0
1629 | 43 | Multi-Family Energy Efficiency Rebates | Business, Consumer Low-Income | 2009 | Preliminary | 331 | StandardT8_Three - Suite Savings application - Low-Income sector | 0.045 | 67.5 | 1350 | 0.0315 | 47.25 | 945 | 70 | 20 | 0 | 0 | 0 | 0 | 0 | 0 | 0
1630 | 43 | Multi-Family Energy Efficiency Rebates | Business, Consumer Low-Income | 2009 | Preliminary | 332 | StandardT8_Four - Suite Savings application - Low-Income sector | 0.05 | 75 | 1500 | 0.035 | 52.5 | 1050 | 70 | 20 | 0 | 0 | 0 | 0 | 0 | 0 | 0
1631 | 43 | Multi-Family Energy Efficiency Rebates | Business, Consumer Low-Income | 2009 | Preliminary | 333 | RWHighT8Fixtures_Single - Suite Savings application - Low-Income sector | 0.021 | 31.5 | 630 | 0.0147 | 22.05 | 441 | 70 | 20 | 0 | 0 | 0 | 0 | 0 | 0 | 0
1632 | 43 | Multi-Family Energy Efficiency Rebates | Business, Consumer Low-Income | 2009 | Preliminary | 334 | RWHighT8Fixtures_Two - Suite Savings application - Low-Income sector | 0.03 | 44.25 | 885 | 0.021 | 30.975 | 619.5 | 70 | 20 | 0 | 0 | 0 | 0 | 0 | 0 | 0
1633 | 43 | Multi-Family Energy Efficiency Rebates | Business, Consumer Low-Income | 2009 | Preliminary | 335 | RWHighT8Fixtures_Three - Suite Savings application - Low-Income sector | 0.045 | 67.5 | 1350 | 0.0315 | 47.25 | 945 | 70 | 20 | 0 | 0 | 0 | 0 | 0 | 0 | 0
1634 | 43 | Multi-Family Energy Efficiency Rebates | Business, Consumer Low-Income | 2009 | Preliminary | 336 | RWHighT8Fixtures_Four - Suite Savings application - Low-Income sector | 0.053 | 79.5 | 1590 | 0.0371 | 55.65 | 1113 | 70 | 20 | 0 | 0 | 0 | 0 | 0 | 0 | 0
1635 | 43 | Multi-Family Energy Efficiency Rebates | Business, Consumer Low-Income | 2009 | Preliminary | 337 | StdMedBayT8_Four - Suite Savings application - Low-Income sector | 0.15 | 0 | 0 | 0.105 | 0 | 0 | 70 | 20 | 0 | 0 | 0 | 0 | 0 | 0 | 0
1636 | 43 | Multi-Family Energy Efficiency Rebates | Business, Consumer Low-Income | 2009 | Preliminary | 338 | MedBayT8_Six - Suite Savings application - Low-Income sector | 0.228 | 0 | 0 | 0.1596 | 0 | 0 | 70 | 20 | 0 | 0 | 0 | 0 | 0 | 0 | 0
1637 | 43 | Multi-Family Energy Efficiency Rebates | Business, Consumer Low-Income | 2009 | Preliminary | 339 | MedBayT8_Eight - Suite Savings application - Low-Income sector | 0.197 | 0 | 0 | 0.1379 | 0 | 0 | 70 | 20 | 0 | 0 | 0 | 0 | 0 | 0 | 0
1638 | 43 | Multi-Family Energy Efficiency Rebates | Business, Consumer Low-Income | 2009 | Preliminary | 340 | HighMedBayT8_Four - Suite Savings application - Low-Income sector | 0.17 | 0 | 0 | 0.119 | 0 | 0 | 70 | 20 | 0 | 0 | 0 | 0 | 0 | 0 | 0
1639 | 43 | Multi-Family Energy Efficiency Rebates | Business, Consumer Low-Income | 2009 | Preliminary | 341 | HighMedBayT8_Six - Suite Savings application - Low-Income sector | 0.239 | 0 | 0 | 0.1673 | 0 | 0 | 70 | 20 | 0 | 0 | 0 | 0 | 0 | 0 | 0
1640 | 43 | Multi-Family Energy Efficiency Rebates | Business, Consumer Low-Income | 2009 | Preliminary | 342 | HighMedBayT8_Eight - Suite Savings application - Low-Income sector | 0.242 | 0 | 0 | 0.1694 | 0 | 0 | 70 | 20 | 0 | 0 | 0 | 0 | 0 | 0 | 0
1641 | 43 | Multi-Family Energy Efficiency Rebates | Business, Consumer Low-Income | 2009 | Preliminary | 343 | T5Fixture_1Lamp - Suite Savings application - Low-Income sector | 0.018 | 26.5 | 530 | 0.0126 | 18.55 | 371 | 70 | 20 | 0 | 0 | 0 | 0 | 0 | 0 | 0
1642 | 43 | Multi-Family Energy Efficiency Rebates | Business, Consumer Low-Income | 2009 | Preliminary | 344 | T5Fixture_2Lamps - Suite Savings application - Low-Income sector | 0.026 | 38.5 | 770 | 0.0182 | 26.95 | 539 | 70 | 20 | 0 | 0 | 0 | 0 | 0 | 0 | 0
1643 | 43 | Multi-Family Energy Efficiency Rebates | Business, Consumer Low-Income | 2009 | Preliminary | 345 | T5Fixture_3Lamps - Suite Savings application - Low-Income sector | 0.039 | 58.5 | 1170 | 0.0273 | 40.95 | 819 | 70 | 20 | 0 | 0 | 0 | 0 | 0 | 0 | 0
1644 | 43 | Multi-Family Energy Efficiency Rebates | Business, Consumer Low-Income | 2009 | Preliminary | 346 | T5Fixture_HO1Lamp - Suite Savings application - Low-Income sector | 0.017 | 25 | 500 | 0.0119 | 17.5 | 350 | 70 | 20 | 0 | 0 | 0 | 0 | 0 | 0 | 0
1645 | 43 | Multi-Family Energy Efficiency Rebates | Business, Consumer Low-Income | 2009 | Preliminary | 347 | T5Fixture_HO2Lamp - Suite Savings application - Low-Income sector | 0.028 | 42.5 | 850 | 0.0196 | 29.75 | 595 | 70 | 20 | 0 | 0 | 0 | 0 | 0 | 0 | 0
1646 | 43 | Multi-Family Energy Efficiency Rebates | Business, Consumer Low-Income | 2009 | Preliminary | 348 | T5MedHighFixture_4Lamp - Suite Savings application - Low-Income sector | 0.159 | 0 | 0 | 0.1113 | 0 | 0 | 70 | 20 | 0 | 0 | 0 | 0 | 0 | 0 | 0
1647 | 43 | Multi-Family Energy Efficiency Rebates | Business, Consumer Low-Income | 2009 | Preliminary | 349 | T5MedHighFixture_6Lamp - Suite Savings application - Low-Income sector | 0.155 | 0 | 0 | 0.1085 | 0 | 0 | 70 | 20 | 0 | 0 | 0 | 0 | 0 | 0 | 0
1648 | 43 | Multi-Family Energy Efficiency Rebates | Business, Consumer Low-Income | 2009 | Preliminary | 350 | T5MedHighFixture_8Lamp - Suite Savings application - Low-Income sector | 0.242 | 0 | 0 | 0.1694 | 0 | 0 | 70 | 20 | 0 | 0 | 0 | 0 | 0 | 0 | 0
1649 | 43 | Multi-Family Energy Efficiency Rebates | Business, Consumer Low-Income | 2009 | Preliminary | 351 | T5MedHighFixture_10Lamp - Suite Savings application - Low-Income sector | 0.314 | 0 | 0 | 0.2198 | 0 | 0 | 70 | 20 | 0 | 0 | 0 | 0 | 0 | 0 | 0
1650 | 43 | Multi-Family Energy Efficiency Rebates | Business, Consumer Low-Income | 2009 | Preliminary | 352 | T5MedHighFixture_12Lamp - Suite Savings application - Low-Income sector | 0.428 | 0 | 0 | 0.2996 | 0 | 0 | 70 | 20 | 0 | 0 | 0 | 0 | 0 | 0 | 0
1651 | 43 | Multi-Family Energy Efficiency Rebates | Business, Consumer Low-Income | 2009 | Preliminary | 353 | PulseStart_MetalHalide - Suite Savings application - Low-Income sector | 0.056 | 0 | 0 | 0.0392 | 0 | 0 | 70 | 20 | 0 | 0 | 0 | 0 | 0 | 0 | 0
1652 | 43 | Multi-Family Energy Efficiency Rebates | Business, Consumer Low-Income | 2009 | Preliminary | 354 | InfraredHalogen_25W- - Suite Savings application - Low-Income sector | 0.015 | 22.5 | 450 | 0.0105 | 15.75 | 315 | 70 | 20 | 0 | 0 | 0 | 0 | 0 | 0 | 0
1653 | 43 | Multi-Family Energy Efficiency Rebates | Business, Consumer Low-Income | 2009 | Preliminary | 355 | InfraredHalogen_26-35W - Suite Savings application - Low-Income sector | 0.015 | 22.5 | 450 | 0.0105 | 15.75 | 315 | 70 | 20 | 0 | 0 | 0 | 0 | 0 | 0 | 0
1654 | 43 | Multi-Family Energy Efficiency Rebates | Business, Consumer Low-Income | 2009 | Preliminary | 356 | InfraredHalogen_36-48W - Suite Savings application - Low-Income sector | 0.02 | 30 | 600 | 0.014 | 21 | 420 | 70 | 20 | 0 | 0 | 0 | 0 | 0 | 0 | 0
1655 | 43 | Multi-Family Energy Efficiency Rebates | Business, Consumer Low-Income | 2009 | Preliminary | 357 | InfraredHalogen_49-60W - Suite Savings application - Low-Income sector | 0.02 | 30 | 600 | 0.014 | 21 | 420 | 70 | 20 | 0 | 0 | 0 | 0 | 0 | 0 | 0
1656 | 43 | Multi-Family Energy Efficiency Rebates | Business, Consumer Low-Income | 2009 | Preliminary | 358 | Self-BallastedMetalHalide120W - Suite Savings application - Low-Income sector | 0.096 | 144 | 2880 | 0.0672 | 100.8 | 2016 | 70 | 20 | 0 | 0 | 0 | 0 | 0 | 0 | 0
1657 | 43 | Multi-Family Energy Efficiency Rebates | Business, Consumer Low-Income | 2009 | Preliminary | 359 | Self-BallastedMetalHalide50W - Suite Savings application - Low-Income sector | 0.026 | 39 | 780 | 0.0182 | 27.3 | 546 | 70 | 20 | 0 | 0 | 0 | 0 | 0 | 0 | 0
1658 | 43 | Multi-Family Energy Efficiency Rebates | Business, Consumer Low-Income | 2009 | Preliminary | 360 | MetalHalide_150W - Suite Savings application - Low-Income sector | 0.025 | 37.5 | 750 | 0.0175 | 26.25 | 525 | 70 | 20 | 0 | 0 | 0 | 0 | 0 | 0 | 0
1659 | 43 | Multi-Family Energy Efficiency Rebates | Business, Consumer Low-Income | 2009 | Preliminary | 361 | MetalHalide_360W - Suite Savings application - Low-Income sector | 0.04 | 60 | 1200 | 0.028 | 42 | 840 | 70 | 20 | 0 | 0 | 0 | 0 | 0 | 0 | 0
1660 | 43 | Multi-Family Energy Efficiency Rebates | Business, Consumer Low-Income | 2009 | Preliminary | 362 | HighPressure_225W - Suite Savings application - Low-Income sector | 0.025 | 37.5 | 750 | 0.0175 | 26.25 | 525 | 70 | 20 | 0 | 0 | 0 | 0 | 0 | 0 | 0
1661 | 43 | Multi-Family Energy Efficiency Rebates | Business, Consumer Low-Income | 2009 | Preliminary | 363 | ElecBallast_MetalHde200-W - Suite Savings application - Low-Income sector | 0.06 | 97.5 | 1950 | 0.042 | 68.25 | 1365 | 70 | 20 | 0 | 0 | 0 | 0 | 0 | 0 | 0
1662 | 43 | Multi-Family Energy Efficiency Rebates | Business, Consumer Low-Income | 2009 | Preliminary | 364 | ElecBallast_MetalHde250-360W - Suite Savings application - Low-Income sector | 0.128 | 192 | 3840 | 0.0896 | 134.4 | 2688 | 70 | 20 | 0 | 0 | 0 | 0 | 0 | 0 | 0
1663 | 43 | Multi-Family Energy Efficiency Rebates | Business, Consumer Low-Income | 2009 | Preliminary | 365 | ElecBallast_MetalHde400+W - Suite Savings application - Low-Income sector | 0.226 | 339 | 6780 | 0.1582 | 237.3 | 4746 | 70 | 20 | 0 | 0 | 0 | 0 | 0 | 0 | 0
1664 | 43 | Multi-Family Energy Efficiency Rebates | Business, Consumer Low-Income | 2009 | Preliminary | 366 | ElecBallast_HighPress200-W - Suite Savings application - Low-Income sector | 0.04 | 60 | 1200 | 0.028 | 42 | 840 | 70 | 20 | 0 | 0 | 0 | 0 | 0 | 0 | 0
1665 | 43 | Multi-Family Energy Efficiency Rebates | Business, Consumer Low-Income | 2009 | Preliminary | 367 | ElecBallast_HighPress250W - Suite Savings application - Low-Income sector | 0.055 | 82.5 | 1650 | 0.0385 | 57.75 | 1155 | 70 | 20 | 0 | 0 | 0 | 0 | 0 | 0 | 0
1666 | 43 | Multi-Family Energy Efficiency Rebates | Business, Consumer Low-Income | 2009 | Preliminary | 368 | ElecBallast_HighPress400W - Suite Savings application - Low-Income sector | 0.075 | 112.5 | 2250 | 0.0525 | 78.75 | 1575 | 70 | 20 | 0 | 0 | 0 | 0 | 0 | 0 | 0
1667 | 43 | Multi-Family Energy Efficiency Rebates | Business, Consumer Low-Income | 2009 | Preliminary | 369 | ElecBallast_HighPress600W - Suite Savings application - Low-Income sector | 0.081 | 121.5 | 2430 | 0.0567 | 85.05 | 1701 | 70 | 20 | 0 | 0 | 0 | 0 | 0 | 0 | 0
1668 | 43 | Multi-Family Energy Efficiency Rebates | Business, Consumer Low-Income | 2009 | Preliminary | 370 | ElecBallast_HighPress1000W - Suite Savings application - Low-Income sector | 0.095 | 142.5 | 2850 | 0.0665 | 99.75 | 1995 | 70 | 20 | 0 | 0 | 0 | 0 | 0 | 0 | 0
1669 | 43 | Multi-Family Energy Efficiency Rebates | Business, Consumer Low-Income | 2009 | Preliminary | 371 | OccSen_SwitchPlate - Suite Savings application - Low-Income sector | 0.09 | 135 | 2700 | 0.063 | 94.5 | 1890 | 70 | 20 | 0 | 0 | 0 | 0 | 0 | 0 | 0
1670 | 43 | Multi-Family Energy Efficiency Rebates | Business, Consumer Low-Income | 2009 | Preliminary | 372 | OccSen_CelingMounted - Suite Savings application - Low-Income sector | 0.09 | 135 | 2700 | 0.063 | 94.5 | 1890 | 70 | 20 | 0 | 0 | 0 | 0 | 0 | 0 | 0
1671 | 43 | Multi-Family Energy Efficiency Rebates | Business, Consumer Low-Income | 2009 | Preliminary | 373 | TempControls_InSuiteHeat - Suite Savings application - Low-Income sector | 0.05 | 170 | 3400 | 0.035 | 119 | 2380 | 70 | 20 | 0 | 0 | 0 | 0 | 0 | 0 | 0
1672 | 43 | Multi-Family Energy Efficiency Rebates | Business, Consumer Low-Income | 2009 | Preliminary | 374 | TempControls_InSuiteCool - Suite Savings application - Low-Income sector | 0.076 | 69 | 1380 | 0.0532 | 48.3 | 966 | 70 | 20 | 0 | 0 | 0 | 0 | 0 | 0 | 0
1673 | 43 | Multi-Family Energy Efficiency Rebates | Business, Consumer Low-Income | 2009 | Preliminary | 375 | TempControls_Heat&Cool - Suite Savings application - Low-Income sector | 0.076 | 1100 | 22000 | 0.0532 | 770 | 15400 | 70 | 20 | 0 | 0 | 0 | 0 | 0 | 0 | 0
1674 | 43 | Multi-Family Energy Efficiency Rebates | Business, Consumer Low-Income | 2009 | Preliminary | 376 | ECM_AirFurnace - Suite Savings application - Low-Income sector | 0.325 | 240.333 | 4806.66 | 0.2275 | 168.2331 | 3364.662 | 70 | 20 | 0 | 0 | 0 | 0 | 0 | 0 | 0
1675 | 43 | Multi-Family Energy Efficiency Rebates | Business, Consumer Low-Income | 2009 | Preliminary | 377 | GroundSource_LowRise - Suite Savings application - Low-Income sector | 0.12 | -1485.8 | -29716 | 0.084 | -1040.06 | -20801.2 | 70 | 20 | 0 | 0 | 0 | 0 | 0 | 0 | 0
1676 | 43 | Multi-Family Energy Efficiency Rebates | Business, Consumer Low-Income | 2009 | Preliminary | 378 | GroundSource_HighRise - Suite Savings application - Low-Income sector | 0.505 | 1385.495 | 27709.9 | 0.3535 | 969.8465 | 19396.93 | 70 | 20 | 0 | 0 | 0 | 0 | 0 | 0 | 0
1677 | 43 | Multi-Family Energy Efficiency Rebates | Business, Consumer Low-Income | 2009 | Preliminary | 379 | GroundSource_Average - Suite Savings application - Low-Income sector | 0.313 | -50 | -1000 | 0.2191 | -35 | -700 | 70 | 20 | 0 | 0 | 0 | 0 | 0 | 0 | 0
1678 | 43 | Multi-Family Energy Efficiency Rebates | Business, Consumer Low-Income | 2009 | Preliminary | 380 | Non-ElectricChillers - Suite Savings application - Low-Income sector | 1.35 | 1620 | 32400 | 0.945 | 1134 | 22680 | 70 | 20 | 0 | 0 | 0 | 0 | 0 | 0 | 0
1679 | 43 | Multi-Family Energy Efficiency Rebates | Business, Consumer Low-Income | 2009 | Preliminary | 381 | EnerStarWasher - Suite Savings application - Low-Income sector | 0 | 65.5 | 1310 | 0 | 45.85 | 917 | 70 | 20 | 0 | 0 | 0 | 0 | 0 | 0 | 0
1680 | 43 | Multi-Family Energy Efficiency Rebates | Business, Consumer Low-Income | 2009 | Preliminary | 382 | NaturalGasDryer_InSuite - Suite Savings application - Low-Income sector | 0 | 838 | 16760 | 0 | 586.6 | 11732 | 70 | 20 | 0 | 0 | 0 | 0 | 0 | 0 | 0
1681 | 43 | Multi-Family Energy Efficiency Rebates | Business, Consumer Low-Income | 2009 | Preliminary | 383 | NaturalGasDryer_Common - Suite Savings application - Low-Income sector | 0 | 838 | 16760 | 0 | 586.6 | 11732 | 70 | 20 | 0 | 0 | 0 | 0 | 0 | 0 | 0
1682 | 43 | Multi-Family Energy Efficiency Rebates | Business, Consumer Low-Income | 2009 | Preliminary | 384 | EnergyStar_DishWasher - Suite Savings application - Low-Income sector | 0 | 28 | 560 | 0 | 19.6 | 392 | 70 | 20 | 0 | 0 | 0 | 0 | 0 | 0 | 0
1683 | 43 | Multi-Family Energy Efficiency Rebates | Business, Consumer Low-Income | 2009 | Preliminary | 385 | EnergyStar_Fridge - Suite Savings application - Low-Income sector | 0.007 | 68.8 | 1376 | 0.0049 | 48.16 | 963.2 | 70 | 20 | 0 | 0 | 0 | 0 | 0 | 0 | 0
1684 | 43 | Multi-Family Energy Efficiency Rebates | Business, Consumer Low-Income | 2009 | Preliminary | 386 | EnergyStar_CeilingFan - Suite Savings application - Low-Income sector | 0 | 89.8 | 1796 | 0 | 62.86 | 1257.2 | 70 | 20 | 0 | 0 | 0 | 0 | 0 | 0 | 0
1685 | 43 | Multi-Family Energy Efficiency Rebates | Business, Consumer Low-Income | 2009 | Preliminary | 387 | Non-ElectricWaterHeater - Suite Savings application - Low-Income sector | 0.0164 | 95.576 | 1911.52 | 0.01148 | 66.9032 | 1338.064 | 70 | 20 | 0 | 0 | 0 | 0 | 0 | 0 | 0
1686 | 43 | Multi-Family Energy Efficiency Rebates | Business, Consumer Low-Income | 2009 | Preliminary | 388 | SolarHotWaterCollector - Suite Savings application - Low-Income sector | 0.6 | 1020 | 20400 | 0.42 | 714 | 14280 | 70 | 20 | 0 | 0 | 0 | 0 | 0 | 0 | 0
1687 | 43 | Multi-Family Energy Efficiency Rebates | Business, Consumer Low-Income | 2009 | Preliminary | 389 | Non-ElectricTankHotWater - Suite Savings application - Low-Income sector | 0.025 | 145.845 | 2916.9 | 0.0175 | 102.0915 | 2041.83 | 70 | 20 | 0 | 0 | 0 | 0 | 0 | 0 | 0
1688 | 43 | Multi-Family Energy Efficiency Rebates | Business, Consumer Low-Income | 2009 | Preliminary | 390 | DrainWaterHeatRecovery - Suite Savings application - Low-Income sector | 5.385 | 8440 | 168800 | 3.7695 | 5908 | 118160 | 70 | 20 | 0 | 0 | 0 | 0 | 0 | 0 | 0
1689 | 43 | Multi-Family Energy Efficiency Rebates | Business, Consumer Low-Income | 2009 | Preliminary | 391 | DomesticHotWaterRecirc - Suite Savings application - Low-Income sector | 0 | 185 | 3700 | 0 | 129.5 | 2590 | 70 | 20 | 0 | 0 | 0 | 0 | 0 | 0 | 0
1690 | 43 | Multi-Family Energy Efficiency Rebates | Business, Consumer Low-Income | 2009 | Preliminary | 392 | EnergyStarExitSigns - Retail / Common Area Savings application - Low-Income sector | 0.026 | 115.7 | 2314 | 0.0182 | 80.99 | 1619.8 | 70 | 20 | 0 | 0 | 0 | 0 | 0 | 0 | 0
1691 | 43 | Multi-Family Energy Efficiency Rebates | Business, Consumer Low-Income | 2009 | Preliminary | 393 | FridgeLEDStripLight - Retail / Common Area Savings application - Low-Income sector | 0.077 | 342.65 | 6853 | 0.0539 | 239.855 | 4797.1 | 70 | 20 | 0 | 0 | 0 | 0 | 0 | 0 | 0
1692 | 43 | Multi-Family Energy Efficiency Rebates | Business, Consumer Low-Income | 2009 | Preliminary | 394 | NonDimmCFLsScrew_In - Retail / Common Area Savings application - Low-Income sector | 0.046 | 204.7 | 4094 | 0.0322 | 143.29 | 2865.8 | 70 | 20 | 0 | 0 | 0 | 0 | 0 | 0 | 0
1693 | 43 | Multi-Family Energy Efficiency Rebates | Business, Consumer Low-Income | 2009 | Preliminary | 395 | NonDimmCFLs_par11W - Retail / Common Area Savings application - Low-Income sector | 0.029 | 129.05 | 2581 | 0.0203 | 90.335 | 1806.7 | 70 | 20 | 0 | 0 | 0 | 0 | 0 | 0 | 0
1694 | 43 | Multi-Family Energy Efficiency Rebates | Business, Consumer Low-Income | 2009 | Preliminary | 396 | NonDimmCFLs_par12-20W - Retail / Common Area Savings application - Low-Income sector | 0.045 | 200.25 | 4005 | 0.0315 | 140.175 | 2803.5 | 70 | 20 | 0 | 0 | 0 | 0 | 0 | 0 | 0
1695 | 43 | Multi-Family Energy Efficiency Rebates | Business, Consumer Low-Income | 2009 | Preliminary | 397 | NonDimmCFLs_par20+W - Retail / Common Area Savings application - Low-Income sector | 0.074 | 329.3 | 6586 | 0.0518 | 230.51 | 4610.2 | 70 | 20 | 0 | 0 | 0 | 0 | 0 | 0 | 0
1696 | 43 | Multi-Family Energy Efficiency Rebates | Business, Consumer Low-Income | 2009 | Preliminary | 398 | Dimm&NonDimmCFL2-pin14W- - Retail / Common Area Savings application - Low-Income sector | 0.044 | 195.8 | 3916 | 0.0308 | 137.06 | 2741.2 | 70 | 20 | 0 | 0 | 0 | 0 | 0 | 0 | 0
1697 | 43 | Multi-Family Energy Efficiency Rebates | Business, Consumer Low-Income | 2009 | Preliminary | 399 | Dimm&NonDimmCFL2-pin26W- - Retail / Common Area Savings application - Low-Income sector | 0.052 | 231.4 | 4628 | 0.0364 | 161.98 | 3239.6 | 70 | 20 | 0 | 0 | 0 | 0 | 0 | 0 | 0
1698 | 43 | Multi-Family Energy Efficiency Rebates | Business, Consumer Low-Income | 2009 | Preliminary | 400 | Dimm&NonDimmCFL2-pin39W- - Retail / Common Area Savings application - Low-Income sector | 0.07 | 311.5 | 6230 | 0.049 | 218.05 | 4361 | 70 | 20 | 0 | 0 | 0 | 0 | 0 | 0 | 0
1699 | 43 | Multi-Family Energy Efficiency Rebates | Business, Consumer Low-Income | 2009 | Preliminary | 401 | Dimm&NonDimmCFL4-pin14W- - Retail / Common Area Savings application - Low-Income sector | 0.044 | 195.8 | 3916 | 0.0308 | 137.06 | 2741.2 | 70 | 20 | 0 | 0 | 0 | 0 | 0 | 0 | 0
1700 | 43 | Multi-Family Energy Efficiency Rebates | Business, Consumer Low-Income | 2009 | Preliminary | 402 | Dimm&NonDimmCFL4-pin26W- - Retail / Common Area Savings application - Low-Income sector | 0.056 | 249.2 | 4984 | 0.0392 | 174.44 | 3488.8 | 70 | 20 | 0 | 0 | 0 | 0 | 0 | 0 | 0
1701 | 43 | Multi-Family Energy Efficiency Rebates | Business, Consumer Low-Income | 2009 | Preliminary | 403 | Dimm&NonDimmCFL4-pin39W- - Retail / Common Area Savings application - Low-Income sector | 0.072 | 320.4 | 6408 | 0.0504 | 224.28 | 4485.6 | 70 | 20 | 0 | 0 | 0 | 0 | 0 | 0 | 0
1702 | 43 | Multi-Family Energy Efficiency Rebates | Business, Consumer Low-Income | 2009 | Preliminary | 404 | DimmCFLs_0-16W - Retail / Common Area Savings application - Low-Income sector | 0.044 | 195.8 | 3916 | 0.0308 | 137.06 | 2741.2 | 70 | 20 | 0 | 0 | 0 | 0 | 0 | 0 | 0
1703 | 43 | Multi-Family Energy Efficiency Rebates | Business, Consumer Low-Income | 2009 | Preliminary | 405 | DimmCFLs_17-20W - Retail / Common Area Savings application - Low-Income sector | 0.06 | 267 | 5340 | 0.042 | 186.9 | 3738 | 70 | 20 | 0 | 0 | 0 | 0 | 0 | 0 | 0
1704 | 43 | Multi-Family Energy Efficiency Rebates | Business, Consumer Low-Income | 2009 | Preliminary | 406 | DimmCFLs_21+W - Retail / Common Area Savings application - Low-Income sector | 0.071 | 315.95 | 6319 | 0.0497 | 221.165 | 4423.3 | 70 | 20 | 0 | 0 | 0 | 0 | 0 | 0 | 0
1705 | 43 | Multi-Family Energy Efficiency Rebates | Business, Consumer Low-Income | 2009 | Preliminary | 407 | StandardT8_Single - Retail / Common Area Savings application - Low-Income sector | 0.019 | 84.55 | 1691 | 0.0133 | 59.185 | 1183.7 | 70 | 20 | 0 | 0 | 0 | 0 | 0 | 0 | 0
1706 | 43 | Multi-Family Energy Efficiency Rebates | Business, Consumer Low-Income | 2009 | Preliminary | 408 | StandardT8_Two - Retail / Common Area Savings application - Low-Income sector | 0.027 | 117.925 | 2358.5 | 0.0189 | 82.5475 | 1650.95 | 70 | 20 | 0 | 0 | 0 | 0 | 0 | 0 | 0
1707 | 43 | Multi-Family Energy Efficiency Rebates | Business, Consumer Low-Income | 2009 | Preliminary | 409 | StandardT8_Three - Retail / Common Area Savings application - Low-Income sector | 0.045 | 200.25 | 4005 | 0.0315 | 140.175 | 2803.5 | 70 | 20 | 0 | 0 | 0 | 0 | 0 | 0 | 0
1708 | 43 | Multi-Family Energy Efficiency Rebates | Business, Consumer Low-Income | 2009 | Preliminary | 410 | StandardT8_Four - Retail / Common Area Savings application - Low-Income sector | 0.05 | 222.5 | 4450 | 0.035 | 155.75 | 3115 | 70 | 20 | 0 | 0 | 0 | 0 | 0 | 0 | 0
1709 | 43 | Multi-Family Energy Efficiency Rebates | Business, Consumer Low-Income | 2009 | Preliminary | 411 | RWHighT8Fixtures_Single - Retail / Common Area Savings application - Low-Income sector | 0.021 | 93.45 | 1869 | 0.0147 | 65.415 | 1308.3 | 70 | 20 | 0 | 0 | 0 | 0 | 0 | 0 | 0
1710 | 43 | Multi-Family Energy Efficiency Rebates | Business, Consumer Low-Income | 2009 | Preliminary | 412 | RWHighT8Fixtures_Two - Retail / Common Area Savings application - Low-Income sector | 0.03 | 131.275 | 2625.5 | 0.021 | 91.8925 | 1837.85 | 70 | 20 | 0 | 0 | 0 | 0 | 0 | 0 | 0
1711 | 43 | Multi-Family Energy Efficiency Rebates | Business, Consumer Low-Income | 2009 | Preliminary | 413 | RWHighT8Fixtures_Three - Retail / Common Area Savings application - Low-Income sector | 0.045 | 200.25 | 4005 | 0.0315 | 140.175 | 2803.5 | 70 | 20 | 0 | 0 | 0 | 0 | 0 | 0 | 0
1712 | 43 | Multi-Family Energy Efficiency Rebates | Business, Consumer Low-Income | 2009 | Preliminary | 414 | RWHighT8Fixtures_Four - Retail / Common Area Savings application - Low-Income sector | 0.053 | 235.85 | 4717 | 0.0371 | 165.095 | 3301.9 | 70 | 20 | 0 | 0 | 0 | 0 | 0 | 0 | 0
1713 | 43 | Multi-Family Energy Efficiency Rebates | Business, Consumer Low-Income | 2009 | Preliminary | 415 | StdMedBayT8_Four - Retail / Common Area Savings application - Low-Income sector | 0.15 | 667.5 | 13350 | 0.105 | 467.25 | 9345 | 70 | 20 | 0 | 0 | 0 | 0 | 0 | 0 | 0
1714 | 43 | Multi-Family Energy Efficiency Rebates | Business, Consumer Low-Income | 2009 | Preliminary | 416 | MedBayT8_Six - Retail / Common Area Savings application - Low-Income sector | 0.228 | 1014.6 | 20292 | 0.1596 | 710.22 | 14204.4 | 70 | 20 | 0 | 0 | 0 | 0 | 0 | 0 | 0
1715 | 43 | Multi-Family Energy Efficiency Rebates | Business, Consumer Low-Income | 2009 | Preliminary | 417 | MedBayT8_Eight - Retail / Common Area Savings application - Low-Income sector | 0.197 | 876.65 | 17533 | 0.1379 | 613.655 | 12273.1 | 70 | 20 | 0 | 0 | 0 | 0 | 0 | 0 | 0
1716 | 43 | Multi-Family Energy Efficiency Rebates | Business, Consumer Low-Income | 2009 | Preliminary | 418 | HighMedBayT8_Four - Retail / Common Area Savings application - Low-Income sector | 0.17 | 756.5 | 15130 | 0.119 | 529.55 | 10591 | 70 | 20 | 0 | 0 | 0 | 0 | 0 | 0 | 0
1717 | 43 | Multi-Family Energy Efficiency Rebates | Business, Consumer Low-Income | 2009 | Preliminary | 419 | HighMedBayT8_Six - Retail / Common Area Savings application - Low-Income sector | 0.239 | 1063.55 | 21271 | 0.1673 | 744.485 | 14889.7 | 70 | 20 | 0 | 0 | 0 | 0 | 0 | 0 | 0
1718 | 43 | Multi-Family Energy Efficiency Rebates | Business, Consumer Low-Income | 2009 | Preliminary | 420 | HighMedBayT8_Eight - Retail / Common Area Savings application - Low-Income sector | 0.242 | 1076.9 | 21538 | 0.1694 | 753.83 | 15076.6 | 70 | 20 | 0 | 0 | 0 | 0 | 0 | 0 | 0
1719 | 43 | Multi-Family Energy Efficiency Rebates | Business, Consumer Low-Income | 2009 | Preliminary | 421 | T5Fixture_1Lamp - Retail / Common Area Savings application - Low-Income sector | 0.018 | 78.617 | 1572.34 | 0.0126 | 55.0319 | 1100.638 | 70 | 20 | 0 | 0 | 0 | 0 | 0 | 0 | 0
1720 | 43 | Multi-Family Energy Efficiency Rebates | Business, Consumer Low-Income | 2009 | Preliminary | 422 | T5Fixture_2Lamps - Retail / Common Area Savings application - Low-Income sector | 0.026 | 114.217 | 2284.34 | 0.0182 | 79.9519 | 1599.038 | 70 | 20 | 0 | 0 | 0 | 0 | 0 | 0 | 0
1721 | 43 | Multi-Family Energy Efficiency Rebates | Business, Consumer Low-Income | 2009 | Preliminary | 423 | T5Fixture_3Lamps - Retail / Common Area Savings application - Low-Income sector | 0.039 | 173.55 | 3471 | 0.0273 | 121.485 | 2429.7 | 70 | 20 | 0 | 0 | 0 | 0 | 0 | 0 | 0
1722 | 43 | Multi-Family Energy Efficiency Rebates | Business, Consumer Low-Income | 2009 | Preliminary | 424 | T5Fixture_HO1Lamp - Retail / Common Area Savings application - Low-Income sector | 0.017 | 74.167 | 1483.34 | 0.0119 | 51.9169 | 1038.338 | 70 | 20 | 0 | 0 | 0 | 0 | 0 | 0 | 0
1723 | 43 | Multi-Family Energy Efficiency Rebates | Business, Consumer Low-Income | 2009 | Preliminary | 425 | T5Fixture_HO2Lamp - Retail / Common Area Savings application - Low-Income sector | 0.028 | 126.083 | 2521.66 | 0.0196 | 88.2581 | 1765.162 | 70 | 20 | 0 | 0 | 0 | 0 | 0 | 0 | 0
1724 | 43 | Multi-Family Energy Efficiency Rebates | Business, Consumer Low-Income | 2009 | Preliminary | 426 | T5MedHighFixture_4Lamp - Retail / Common Area Savings application - Low-Income sector | 0.159 | 707.55 | 14151 | 0.1113 | 495.285 | 9905.7 | 70 | 20 | 0 | 0 | 0 | 0 | 0 | 0 | 0
1725 | 43 | Multi-Family Energy Efficiency Rebates | Business, Consumer Low-Income | 2009 | Preliminary | 427 | T5MedHighFixture_6Lamp - Retail / Common Area Savings application - Low-Income sector | 0.155 | 689.75 | 13795 | 0.1085 | 482.825 | 9656.5 | 70 | 20 | 0 | 0 | 0 | 0 | 0 | 0 | 0
1726 | 43 | Multi-Family Energy Efficiency Rebates | Business, Consumer Low-Income | 2009 | Preliminary | 428 | T5MedHighFixture_8Lamp - Retail / Common Area Savings application - Low-Income sector | 0.242 | 1076.9 | 21538 | 0.1694 | 753.83 | 15076.6 | 70 | 20 | 0 | 0 | 0 | 0 | 0 | 0 | 0
1727 | 43 | Multi-Family Energy Efficiency Rebates | Business, Consumer Low-Income | 2009 | Preliminary | 429 | T5MedHighFixture_10Lamp - Retail / Common Area Savings application - Low-Income sector | 0.314 | 1397.3 | 27946 | 0.2198 | 978.11 | 19562.2 | 70 | 20 | 0 | 0 | 0 | 0 | 0 | 0 | 0
1728 | 43 | Multi-Family Energy Efficiency Rebates | Business, Consumer Low-Income | 2009 | Preliminary | 430 | T5MedHighFixture_12Lamp - Retail / Common Area Savings application - Low-Income sector | 0.428 | 1904.6 | 38092 | 0.2996 | 1333.22 | 26664.4 | 70 | 20 | 0 | 0 | 0 | 0 | 0 | 0 | 0
1729 | 43 | Multi-Family Energy Efficiency Rebates | Business, Consumer Low-Income | 2009 | Preliminary | 431 | PulseStart_MetalHalide - Retail / Common Area Savings application - Low-Income sector | 0.056 | 249.2 | 4984 | 0.0392 | 174.44 | 3488.8 | 70 | 20 | 0 | 0 | 0 | 0 | 0 | 0 | 0
1730 | 43 | Multi-Family Energy Efficiency Rebates | Business, Consumer Low-Income | 2009 | Preliminary | 432 | InfraredHalogen_25W- - Retail / Common Area Savings application - Low-Income sector | 0.015 | 66.75 | 1335 | 0.0105 | 46.725 | 934.5 | 70 | 20 | 0 | 0 | 0 | 0 | 0 | 0 | 0
1731 | 43 | Multi-Family Energy Efficiency Rebates | Business, Consumer Low-Income | 2009 | Preliminary | 433 | InfraredHalogen_26-35W - Retail / Common Area Savings application - Low-Income sector | 0.015 | 66.75 | 1335 | 0.0105 | 46.725 | 934.5 | 70 | 20 | 0 | 0 | 0 | 0 | 0 | 0 | 0
1732 | 43 | Multi-Family Energy Efficiency Rebates | Business, Consumer Low-Income | 2009 | Preliminary | 434 | InfraredHalogen_36-48W - Retail / Common Area Savings application - Low-Income sector | 0.02 | 89 | 1780 | 0.014 | 62.3 | 1246 | 70 | 20 | 0 | 0 | 0 | 0 | 0 | 0 | 0
1733 | 43 | Multi-Family Energy Efficiency Rebates | Business, Consumer Low-Income | 2009 | Preliminary | 435 | InfraredHalogen_49-60W - Retail / Common Area Savings application - Low-Income sector | 0.02 | 89 | 1780 | 0.014 | 62.3 | 1246 | 70 | 20 | 0 | 0 | 0 | 0 | 0 | 0 | 0
1734 | 43 | Multi-Family Energy Efficiency Rebates | Business, Consumer Low-Income | 2009 | Preliminary | 436 | Self-BallastedMetalHalide120W - Retail / Common Area Savings application - Low-Income sector | 0.096 | 427.2 | 8544 | 0.0672 | 299.04 | 5980.8 | 70 | 20 | 0 | 0 | 0 | 0 | 0 | 0 | 0
1735 | 43 | Multi-Family Energy Efficiency Rebates | Business, Consumer Low-Income | 2009 | Preliminary | 437 | Self-BallastedMetalHalide50W - Retail / Common Area Savings application - Low-Income sector | 0.026 | 115.7 | 2314 | 0.0182 | 80.99 | 1619.8 | 70 | 20 | 0 | 0 | 0 | 0 | 0 | 0 | 0
1736 | 43 | Multi-Family Energy Efficiency Rebates | Business, Consumer Low-Income | 2009 | Preliminary | 438 | MetalHalide_150W - Retail / Common Area Savings application - Low-Income sector | 0.025 | 111.25 | 2225 | 0.0175 | 77.875 | 1557.5 | 70 | 20 | 0 | 0 | 0 | 0 | 0 | 0 | 0
1737 | 43 | Multi-Family Energy Efficiency Rebates | Business, Consumer Low-Income | 2009 | Preliminary | 439 | MetalHalide_360W - Retail / Common Area Savings application - Low-Income sector | 0.04 | 178 | 3560 | 0.028 | 124.6 | 2492 | 70 | 20 | 0 | 0 | 0 | 0 | 0 | 0 | 0
1738 | 43 | Multi-Family Energy Efficiency Rebates | Business, Consumer Low-Income | 2009 | Preliminary | 440 | HighPressure_225W - Retail / Common Area Savings application - Low-Income sector | 0.025 | 111.25 | 2225 | 0.0175 | 77.875 | 1557.5 | 70 | 20 | 0 | 0 | 0 | 0 | 0 | 0 | 0
1739 | 43 | Multi-Family Energy Efficiency Rebates | Business, Consumer Low-Income | 2009 | Preliminary | 441 | ElecBallast_MetalHde200-W - Retail / Common Area Savings application - Low-Income sector | 0.06 | 289.25 | 5785 | 0.042 | 202.475 | 4049.5 | 70 | 20 | 0 | 0 | 0 | 0 | 0 | 0 | 0
1740 | 43 | Multi-Family Energy Efficiency Rebates | Business, Consumer Low-Income | 2009 | Preliminary | 442 | ElecBallast_MetalHde250-360W - Retail / Common Area Savings application - Low-Income sector | 0.128 | 569.6 | 11392 | 0.0896 | 398.72 | 7974.4 | 70 | 20 | 0 | 0 | 0 | 0 | 0 | 0 | 0
1741 | 43 | Multi-Family Energy Efficiency Rebates | Business, Consumer Low-Income | 2009 | Preliminary | 443 | ElecBallast_MetalHde400+W - Retail / Common Area Savings application - Low-Income sector | 0.226 | 1005.7 | 20114 | 0.1582 | 703.99 | 14079.8 | 70 | 20 | 0 | 0 | 0 | 0 | 0 | 0 | 0
1742 | 43 | Multi-Family Energy Efficiency Rebates | Business, Consumer Low-Income | 2009 | Preliminary | 444 | ElecBallast_HighPress200-W - Retail / Common Area Savings application - Low-Income sector | 0.04 | 178 | 3560 | 0.028 | 124.6 | 2492 | 70 | 20 | 0 | 0 | 0 | 0 | 0 | 0 | 0
1743 | 43 | Multi-Family Energy Efficiency Rebates | Business, Consumer Low-Income | 2009 | Preliminary | 445 | ElecBallast_HighPress250W - Retail / Common Area Savings application - Low-Income sector | 0.055 | 244.75 | 4895 | 0.0385 | 171.325 | 3426.5 | 70 | 20 | 0 | 0 | 0 | 0 | 0 | 0 | 0
1744 | 43 | Multi-Family Energy Efficiency Rebates | Business, Consumer Low-Income | 2009 | Preliminary | 446 | ElecBallast_HighPress400W - Retail / Common Area Savings application - Low-Income sector | 0.075 | 333.75 | 6675 | 0.0525 | 233.625 | 4672.5 | 70 | 20 | 0 | 0 | 0 | 0 | 0 | 0 | 0
1745 | 43 | Multi-Family Energy Efficiency Rebates | Business, Consumer Low-Income | 2009 | Preliminary | 447 | ElecBallast_HighPress600W - Retail / Common Area Savings application - Low-Income sector | 0.081 | 360.45 | 7209 | 0.0567 | 252.315 | 5046.3 | 70 | 20 | 0 | 0 | 0 | 0 | 0 | 0 | 0
1746 | 43 | Multi-Family Energy Efficiency Rebates | Business, Consumer Low-Income | 2009 | Preliminary | 448 | ElecBallast_HighPress1000W - Retail / Common Area Savings application - Low-Income sector | 0.095 | 422.75 | 8455 | 0.0665 | 295.925 | 5918.5 | 70 | 20 | 0 | 0 | 0 | 0 | 0 | 0 | 0
1747 | 43 | Multi-Family Energy Efficiency Rebates | Business, Consumer Low-Income | 2009 | Preliminary | 449 | OccSen_SwitchPlate - Retail / Common Area Savings application - Low-Income sector | 0.09 | 400.5 | 8010 | 0.063 | 280.35 | 5607 | 70 | 20 | 0 | 0 | 0 | 0 | 0 | 0 | 0
1748 | 43 | Multi-Family Energy Efficiency Rebates | Business, Consumer Low-Income | 2009 | Preliminary | 450 | OccSen_CelingMounted - Retail / Common Area Savings application - Low-Income sector | 0.09 | 400.5 | 8010 | 0.063 | 280.35 | 5607 | 70 | 20 | 0 | 0 | 0 | 0 | 0 | 0 | 0
1749 | 43 | Multi-Family Energy Efficiency Rebates | Business, Consumer Low-Income | 2009 | Preliminary | 451 | TempControls_InSuiteHeat - Retail / Common Area Savings application - Low-Income sector | 0.05 | 0 | 0 | 0.035 | 0 | 0 | 70 | 20 | 0 | 0 | 0 | 0 | 0 | 0 | 0
1750 | 43 | Multi-Family Energy Efficiency Rebates | Business, Consumer Low-Income | 2009 | Preliminary | 452 | TempControls_InSuiteCool - Retail / Common Area Savings application - Low-Income sector | 0.076 | 0 | 0 | 0.0532 | 0 | 0 | 70 | 20 | 0 | 0 | 0 | 0 | 0 | 0 | 0
1751 | 43 | Multi-Family Energy Efficiency Rebates | Business, Consumer Low-Income | 2009 | Preliminary | 453 | TempControls_Heat&Cool - Retail / Common Area Savings application - Low-Income sector | 0.076 | 0 | 0 | 0.0532 | 0 | 0 | 70 | 20 | 0 | 0 | 0 | 0 | 0 | 0 | 0
1752 | 43 | Multi-Family Energy Efficiency Rebates | Business, Consumer Low-Income | 2009 | Preliminary | 454 | ECM_AirFurnace - Retail / Common Area Savings application - Low-Income sector | 0.325 | 712.9879 | 14259.758 | 0.2275 | 499.0915 | 9981.8306 | 70 | 20 | 0 | 0 | 0 | 0 | 0 | 0 | 0
1753 | 43 | Multi-Family Energy Efficiency Rebates | Business, Consumer Low-Income | 2009 | Preliminary | 455 | GroundSource_LowRise - Retail / Common Area Savings application - Low-Income sector | 0.12 | -1485.8 | -29716 | 0.084 | -1040.06 | -20801.2 | 70 | 20 | 0 | 0 | 0 | 0 | 0 | 0 | 0
1754 | 43 | Multi-Family Energy Efficiency Rebates | Business, Consumer Low-Income | 2009 | Preliminary | 456 | GroundSource_HighRise - Retail / Common Area Savings application - Low-Income sector | 0.505 | 1385.495 | 27709.9 | 0.3535 | 969.8465 | 19396.93 | 70 | 20 | 0 | 0 | 0 | 0 | 0 | 0 | 0
1755 | 43 | Multi-Family Energy Efficiency Rebates | Business, Consumer Low-Income | 2009 | Preliminary | 457 | GroundSource_Average - Retail / Common Area Savings application - Low-Income sector | 0.313 | -50 | -1000 | 0.2191 | -35 | -700 | 70 | 20 | 0 | 0 | 0 | 0 | 0 | 0 | 0
1756 | 43 | Multi-Family Energy Efficiency Rebates | Business, Consumer Low-Income | 2009 | Preliminary | 458 | Non-ElectricChillers - Retail / Common Area Savings application - Low-Income sector | 1.35 | 1620 | 32400 | 0.945 | 1134 | 22680 | 70 | 20 | 0 | 0 | 0 | 0 | 0 | 0 | 0
1757 | 43 | Multi-Family Energy Efficiency Rebates | Business, Consumer Low-Income | 2009 | Preliminary | 459 | EnerStarWasher - Retail / Common Area Savings application - Low-Income sector | 0 | 65.5 | 1310 | 0 | 45.85 | 917 | 70 | 20 | 0 | 0 | 0 | 0 | 0 | 0 | 0
1758 | 43 | Multi-Family Energy Efficiency Rebates | Business, Consumer Low-Income | 2009 | Preliminary | 460 | NaturalGasDryer_InSuite - Retail / Common Area Savings application - Low-Income sector | 0 | 0 | 0 | 0 | 0 | 0 | 70 | 20 | 0 | 0 | 0 | 0 | 0 | 0 | 0
1759 | 43 | Multi-Family Energy Efficiency Rebates | Business, Consumer Low-Income | 2009 | Preliminary | 461 | NaturalGasDryer_Common - Retail / Common Area Savings application - Low-Income sector | 0 | 0 | 0 | 0 | 0 | 0 | 70 | 20 | 0 | 0 | 0 | 0 | 0 | 0 | 0
1760 | 43 | Multi-Family Energy Efficiency Rebates | Business, Consumer Low-Income | 2009 | Preliminary | 462 | EnergyStar_DishWasher - Retail / Common Area Savings application - Low-Income sector | 0 | 0 | 0 | 0 | 0 | 0 | 70 | 20 | 0 | 0 | 0 | 0 | 0 | 0 | 0
1761 | 43 | Multi-Family Energy Efficiency Rebates | Business, Consumer Low-Income | 2009 | Preliminary | 463 | EnergyStar_Fridge - Retail / Common Area Savings application - Low-Income sector | 0.007 | 68.8 | 1376 | 0.0049 | 48.16 | 963.2 | 70 | 20 | 0 | 0 | 0 | 0 | 0 | 0 | 0
1762 | 43 | Multi-Family Energy Efficiency Rebates | Business, Consumer Low-Income | 2009 | Preliminary | 464 | EnergyStar_CeilingFan - Retail / Common Area Savings application - Low-Income sector | 0 | 89.8 | 1796 | 0 | 62.86 | 1257.2 | 70 | 20 | 0 | 0 | 0 | 0 | 0 | 0 | 0
1763 | 43 | Multi-Family Energy Efficiency Rebates | Business, Consumer Low-Income | 2009 | Preliminary | 465 | Non-ElectricWaterHeater - Retail / Common Area Savings application - Low-Income sector | 0.0164 | 95.576 | 1911.52 | 0.01148 | 66.9032 | 1338.064 | 70 | 20 | 0 | 0 | 0 | 0 | 0 | 0 | 0
1764 | 43 | Multi-Family Energy Efficiency Rebates | Business, Consumer Low-Income | 2009 | Preliminary | 466 | SolarHotWaterCollector - Retail / Common Area Savings application - Low-Income sector | 0.6 | 1020 | 20400 | 0.42 | 714 | 14280 | 70 | 20 | 0 | 0 | 0 | 0 | 0 | 0 | 0
1765 | 43 | Multi-Family Energy Efficiency Rebates | Business, Consumer Low-Income | 2009 | Preliminary | 467 | Non-ElectricTankHotWater - Retail / Common Area Savings application - Low-Income sector | 0.025 | 145.845 | 2916.9 | 0.0175 | 102.0915 | 2041.83 | 70 | 20 | 0 | 0 | 0 | 0 | 0 | 0 | 0
1766 | 43 | Multi-Family Energy Efficiency Rebates | Business, Consumer Low-Income | 2009 | Preliminary | 468 | DrainWaterHeatRecovery - Retail / Common Area Savings application - Low-Income sector | 5.385 | 8440 | 168800 | 3.7695 | 5908 | 118160 | 70 | 20 | 0 | 0 | 0 | 0 | 0 | 0 | 0
1767 | 43 | Multi-Family Energy Efficiency Rebates | Business, Consumer Low-Income | 2009 | Preliminary | 469 | DomesticHotWaterRecirc - Retail / Common Area Savings application - Low-Income sector | 0 | 185 | 3700 | 0 | 129.5 | 2590 | 70 | 20 | 0 | 0 | 0 | 0 | 0 | 0 | 0
1768 | 43 | Multi-Family Energy Efficiency Rebates | Business, Consumer Low-Income | 2009 | Preliminary | 470 | Custom Project - Custom Project application - Low-Income sector | Custom | Custom | Custom | Custom | Custom | Custom | 70 | Custom | 0 | 0 | 0 | 0 | 0 | 0 | 0
1769 | 44 | Demand Response 1 | Business, Industrial | 2009 | Preliminary | 1 | Voluntary Load Shedding Project | Custom | Custom | Custom | Custom | Custom | Custom | 100 | 1 | 0.0097182 | 81.1011 | 0 | 0 | 81.1011 | 0 | 0
1770 | 45 | Demand Response 2 | Business, Industrial | 2009 | Preliminary | 1 | Contractual Load Shifting Project | Custom | Custom | Custom | Custom | Custom | Custom | 100 | 5 | 0.0013883 | 70.8044 | 0 | 0 | 70.8044 | 0 | 0
1771 | 46 | Demand Response 3 | Business, Industrial | 2009 | Preliminary | 1 | Contractual Load Shedding Project | Custom | Custom | Custom | Custom | Custom | Custom | 100 | 5 | 0.040724 | 39.3358 | 0 | 0 | 39.3358 | 0 | 0
1772 | 47 | Electricity Resources Demand Response | Business, Industrial | 2009 | Preliminary | 1 | Rodan Contract | 2810 | 0 | 0 | 2810 | 0 | 0 | 100 | 3 | 0.00046277 | 1.3004 | 0 | 0 | 1.3004 | 0 | 0
1773 | 47 | Electricity Resources Demand Response | Business, Industrial | 2009 | Preliminary | 2 | Loblaw Contract | 0 | 0 | 0 | 0 | 0 | 0 | 100 | 2 | 0 | 0 | 0 | 0 | 0 | 0 | 0
1774 | 48 | LDC Custom - Thunder Bay Hydro - Phantom Load | Consumer | 2009 | Preliminary | 1 | Power Bar with Integrated Timer | 0.006 | 72.4 | 724 | 0.0042 | 50.68 | 506.8 | 70 | 10 | 0 | 0 | 0 | 0 | 0 | 0 | 0
1775 | 49 | LDC Custom - Toronto Hydro - Summer Challenge | Consumer | 2009 | Preliminary | 1 | Households | 0 | 401.1 | 401.1 | 0 | 280.77 | 280.77 | 70 | 1 | 0 | 0 | 0 | 0 | 0 | 0 | 0