## VECC IR #4a – as Filed
OPA Conservation & Demand Management Programs
Measure Results at End-User Level
For: | Orangeville Hydro Limited
# | Initiative Number | Initiative Name | Program Name | Program Year | Results Status | # | Measure Name | Unit Savings Assumptions | [7 empty] | Province Wide Results
[8 empty] | Gross Summer Peak Demand Savings (kW) | Gross Annual Energy Savings (kWh) | Gross Lifetime Energy Savings (kWh) | Net Summer Peak Demand Savings (kW) | Net Annual Energy Savings (kWh) | Net Lifetime Energy Savings (kWh) | Aggregate Net-to-Gross Adjustment (%) | Effective Useful Life (EUL) | Activity Results (#) | Gross Summer Peak Demand Savings (kW) | Gross Annual Energy Savings (kWh) | Gross Lifetime Energy Savings (kWh) | Net Summer Peak Demand Savings (kW) | Net Annual Energy Savings (kWh) | Net Lifetime Energy Savings (kWh)
1 | 1 | Secondary Refrigerator Retirement Pilot | Consumer | 2006 | Final | 1 | Refrigerator Retirement | 0.272 | 1200 | 7200 | 0.2448 | 1080 | 6480 | 90 | 6 | 10.5873 | 2.8797 | 12704.7242 | 76228.3451 | 2.5918 | 11434.2518 | 68605.5106
2 | 1 | Secondary Refrigerator Retirement Pilot | Consumer | 2006 | Final | 2 | Freezer Retirement | 0.204 | 900 | 5400 | 0.1836 | 810 | 4860 | 90 | 6 | 0.45784 | 0.093399 | 412.0554 | 2472.3322 | 0.084059 | 370.8498 | 2225.099
3 | 2 | Cool & Hot Savings Rebate | Consumer | 2006 | Final | 1 | Energy Star® Central Air Conditioner - Cool Savings | 0.39888 | 390.0044 | 5460.0616 | 0.35899 | 351.004 | 4914.0554 | 90 | 14 | 30.3672 | 169.5811 | 165806.7498 | 165806.7498 | 10.9016 | 10659.0053 | 149226.0748
4 | 2 | Cool & Hot Savings Rebate | Consumer | 2006 | Final | 2 | Programmable Thermostat - Cool Savings | 0.18108 | 176.6226 | 3179.2066 | 0.16297 | 158.9603 | 2861.2859 | 90 | 18 | 23.1346 | 75.4063 | 73549.6687 | 73549.6687 | 3.7703 | 3677.4834 | 66194.7018
5 | 2 | Cool & Hot Savings Rebate | Consumer | 2006 | Final | 3 | Central Air Conditioner Tune-ups - Cool Savings | 0.41995 | 409.9882 | 3279.9058 | 0.37795 | 368.9894 | 2951.9152 | 90 | 8 | 20.7104 | 69.5784 | 67928.0678 | 67928.0678 | 7.8276 | 7641.9076 | 61135.261
6 | 2 | Cool & Hot Savings Rebate | Consumer | 2006 | Final | 4 | Energy Star® Central Air Conditioner - Hot Savings | 0.16941 | 154.9283 | 2788.7089 | 0.096905 | 88.619 | 1595.1415 | 57.2 | 18 | 6.1851 | 18.861 | 17248.3047 | 17248.3047 | 0.59936 | 548.1128 | 9866.0303
7 | 2 | Cool & Hot Savings Rebate | Consumer | 2006 | Final | 5 | Efficient Furnace with ECM - Hot Savings | 0.49614 | 836.6963 | 12550.4445 | 0.29322 | 494.4875 | 7417.3127 | 59.1 | 15 | 13.0199 | 96.8961 | 163405.9974 | 163405.9974 | 3.8177 | 6438.1963 | 96572.9444
8 | 2 | Cool & Hot Savings Rebate | Consumer | 2006 | Final | 6 | Programmable Thermostat - Hot Savings | 0.027593 | 53.6 | 804 | 0.0075776 | 14.7196 | 220.7945 | 27.462 | 15 | 12.0336 | 4.9806 | 9674.9969 | 9674.9969 | 0.091185 | 177.1298 | 2656.9476
9 | 3 | Every Kilowatt Counts | Consumer | 2006 | Final | 1 | Energy Star® Compact Fluorescent Light Bulb - Spring Campaign | 0 | 104.4 | 417.6 | 0 | 93.96 | 375.84 | 90 | 4 | 2823.5723 | 0 | 294780.9468 | 1179123.7872 | 0 | 265302.8521 | 1061211.4084
10 | 3 | Every Kilowatt Counts | Consumer | 2006 | Final | 2 | Electric Timers - Spring Campaign | 0 | 183 | 3660 | 0 | 164.7 | 3294 | 90 | 20 | 79.1577 | 0 | 14485.8541 | 289717.082 | 0 | 13037.2687 | 260745.3738
11 | 3 | Every Kilowatt Counts | Consumer | 2006 | Final | 3 | Programmable Thermostats - Spring Campaign | 0.05 | 216 | 3240 | 0.045 | 194.4 | 2916 | 90 | 15 | 34.4329 | 1.7216 | 7437.5045 | 111562.568 | 1.5495 | 6693.7541 | 100406.3112
12 | 3 | Every Kilowatt Counts | Consumer | 2006 | Final | 4 | Energy Star® Ceiling Fans - Spring Campaign | 0.014 | 141 | 2820 | 0.0126 | 126.9 | 2538 | 90 | 20 | 26.1939 | 0.36671 | 3693.339 | 73866.7804 | 0.33004 | 3324.0051 | 66480.1024
13 | 3 | Every Kilowatt Counts | Consumer | 2006 | Final | 5 | Energy Star® Compact Fluorescent Light Bulb - Autumn Campaign | 0 | 104.4 | 417.6 | 0 | 93.96 | 375.84 | 90 | 4 | 4186.5228 | 0 | 437072.976 | 1748291.9041 | 0 | 393365.6784 | 1573462.7137
14 | 3 | Every Kilowatt Counts | Consumer | 2006 | Final | 6 | Seasonal Light Emitting Diode Light String - Autumn Campaign | 0 | 30.75 | 922.5 | 0 | 27.675 | 830.25 | 90 | 30 | 1007.6938 | 0 | 30986.583 | 929597.4906 | 0 | 27887.9247 | 836637.7416
15 | 3 | Every Kilowatt Counts | Consumer | 2006 | Final | 7 | Programmable Thermostats - Autumn Campaign | 0.11774 | 522.0945 | 9397.7018 | 0.10596 | 469.8851 | 8457.9316 | 90 | 18 | 66.4266 | 7.8208 | 34680.9833 | 624257.6989 | 7.0387 | 31212.8849 | 561831.929
16 | 3 | Every Kilowatt Counts | Consumer | 2006 | Final | 8 | Dimmers - Autumn Campaign | 0 | 139 | 1390 | 0 | 125.1 | 1251 | 90 | 10 | 52.5249 | 0 | 7300.965 | 73009.6504 | 0 | 6570.8685 | 65708.6854
17 | 3 | Every Kilowatt Counts | Consumer | 2006 | Final | 9 | Indoor Motion Sensors - Autumn Campaign | 0 | 209 | 4180 | 0 | 188.1 | 3762 | 90 | 20 | 18.8474 | 0 | 3939.0996 | 78781.9913 | 0 | 3545.1896 | 70903.7921
18 | 3 | Every Kilowatt Counts | Consumer | 2006 | Final | 10 | Programmable Basebaord Thermostats - Autumn Campaign | 0 | 1466.3 | 26393.4 | 0 | 1319.67 | 23754.06 | 90 | 18 | 3.9565 | 0 | 5801.4339 | 104425.8098 | 0 | 5221.2905 | 93983.2288
19 | 4 | Demand Response 1 | Business, Industrial | 2006 | Final | 1 | Voluntary Load Shedding Project | Custom | Custom | Custom | Custom | Custom | Custom | 100 | 1 | 0.018866 | 556.7578 | 0 | 0 | 556.7578 | 0 | 0
20 | 5 | Electricity Resources Demand Response | Consumer | 2006 | Final | 1 | Rodan Contract | 3000 | 0 | 0 | 3000 | 0 | 0 | 100 | 6 | 0.0020962 | 6.2887 | 0 | 0 | 6.2887 | 0 | 0
21 | 5 | Electricity Resources Demand Response | Consumer | 2006 | Final | 2 | Loblaw Contract | 10000 | 0 | 0 | 10000 | 0 | 0 | 100 | 5 | 0.0020962 | 20.9623 | 0 | 0 | 20.9623 | 0 | 0
22 | 6 | Great Refrigerator Roundup | Consumer | 2007 | Final | 1 | Bottom Freezer Fridge | 0.11547 | 1064.2666 | 9578.3997 | 0.084403 | 777.9576 | 7001.6186 | 73.098 | 9 | 1.3247 | 0.15296 | 1409.8865 | 12688.9785 | 0.11181 | 1030.5988 | 9275.3895
23 | 6 | Great Refrigerator Roundup | Consumer | 2007 | Final | 2 | Chest Freezer | 0.067448 | 471.4632 | 3771.7059 | 0.030835 | 215.5353 | 1724.2825 | 45.7163 | 8 | 32.5244 | 2.1937 | 15334.039 | 122672.3122 | 1.0029 | 7010.1476 | 56081.1809
24 | 6 | Great Refrigerator Roundup | Consumer | 2007 | Final | 3 | Side by Side Fridge-Freezer | 0.096667 | 899.9205 | 8099.2847 | 0.037843 | 352.3012 | 3170.7112 | 39.148 | 9 | 10.9573 | 1.0592 | 9860.7189 | 88746.4705 | 0.41466 | 3860.2782 | 34742.5038
25 | 6 | Great Refrigerator Roundup | Consumer | 2007 | Final | 4 | Single Door Fridge | 0.077752 | 721.2566 | 6491.3094 | 0.030439 | 282.3578 | 2541.2204 | 39.148 | 9 | 30.361 | 2.3606 | 21898.0741 | 197082.6672 | 0.92414 | 8572.6668 | 77154.0014
26 | 6 | Great Refrigerator Roundup | Consumer | 2007 | Final | 5 | Small Freezer (under 10 cubic feet) | 0.048427 | 338.507 | 2708.0561 | 0.014577 | 101.896 | 815.1682 | 30.1016 | 8 | 1.1885 | 0.057556 | 402.3161 | 3218.5287 | 0.017325 | 121.1036 | 968.8287
27 | 6 | Great Refrigerator Roundup | Consumer | 2007 | Final | 6 | Small Fridge (under 10 cubic feet) | 0.051557 | 489.9515 | 4409.5635 | 0.015519 | 147.4832 | 1327.3492 | 30.1016 | 9 | 2.3811 | 0.12276 | 1166.6164 | 10499.5472 | 0.036953 | 351.1702 | 3160.5317
28 | 6 | Great Refrigerator Roundup | Consumer | 2007 | Final | 7 | Top Freezer Fridge | 0.078954 | 731.8194 | 6586.375 | 0.030909 | 286.493 | 2578.4367 | 39.148 | 9 | 109.9758 | 8.683 | 80482.4583 | 724342.1243 | 3.3992 | 31507.305 | 283565.7446
29 | 6 | Great Refrigerator Roundup | Consumer | 2007 | Final | 8 | Upright Freezer | 0.10628 | 742.9258 | 5943.4061 | 0.048589 | 339.6378 | 2717.1024 | 45.7163 | 8 | 6.2871 | 0.66822 | 4670.8788 | 37367.0303 | 0.30549 | 2135.3506 | 17082.805
30 | 6 | Great Refrigerator Roundup | Consumer | 2007 | Final | 9 | Window Air Conditioner | 0.56157 | 240.1722 | 1080.7748 | 0.24204 | 103.5142 | 465.8139 | 43.1 | 4.5 | 0 | 0 | 0 | 0 | 0 | 0 | 0
31 | 7 | Cool & Hot Savings Rebate | Consumer | 2007 | Final | 1 | Energy Star® Central Air Conditioner - Hot Savings | 0.16941 | 154.9283 | 2788.7089 | 0.096905 | 88.619 | 1595.1415 | 57.2 | 18 | 6.1242 | 1.0375 | 948.8087 | 17078.5557 | 0.59346 | 542.7185 | 9768.9339
32 | 7 | Cool & Hot Savings Rebate | Consumer | 2007 | Final | 2 | Efficient Furnace with ECM - Hot Savings | 0.49614 | 836.6963 | 12550.4445 | 0.29322 | 494.4875 | 7417.3127 | 59.1 | 15 | 12.8918 | 6.3962 | 10786.5226 | 161797.8393 | 3.7801 | 6374.8349 | 95622.523
33 | 7 | Cool & Hot Savings Rebate | Consumer | 2007 | Final | 3 | Programmable Thermostat - Hot Savings | 0.027593 | 53.6 | 804 | 0.0075776 | 14.7196 | 220.7945 | 27.462 | 15 | 11.9151 | 0.32877 | 638.652 | 9579.7805 | 0.090288 | 175.3866 | 2630.7993
34 | 7 | Cool & Hot Savings Rebate | Consumer | 2007 | Final | 4 | Energy Star® Central Air Conditioner, Tier 2 - Cool Savings | 0.16941 | 154.9283 | 2788.7089 | 0.096905 | 88.619 | 1595.1415 | 57.2 | 18 | 47.6627 | 8.0747 | 7384.2979 | 132917.3627 | 4.6187 | 4223.8184 | 76028.7314
35 | 7 | Cool & Hot Savings Rebate | Consumer | 2007 | Final | 5 | Energy Star® Central Air Conditioner, Tier 1 - Cool Savings | 0.16941 | 154.9283 | 2788.7089 | 0.096905 | 88.619 | 1595.1415 | 57.2 | 18 | 0 | 0 | 0 | 0 | 0 | 0 | 0
36 | 7 | Cool & Hot Savings Rebate | Consumer | 2007 | Final | 6 | Medium Efficiency Furnace with ECM - Cool Savings | 0.49614 | 836.6963 | 12550.4445 | 0.29322 | 494.4875 | 7417.3127 | 59.1 | 15 | 63.2578 | 31.3849 | 52927.549 | 793913.2353 | 18.5485 | 31280.1815 | 469202.7221
37 | 7 | Cool & Hot Savings Rebate | Consumer | 2007 | Final | 7 | High Efficiency Furnace with ECM - Cool Savings | 0.49614 | 836.6963 | 12550.4445 | 0.29322 | 494.4875 | 7417.3127 | 59.1 | 15 | 0 | 0 | 0 | 0 | 0 | 0 | 0
38 | 7 | Cool & Hot Savings Rebate | Consumer | 2007 | Final | 8 | Programmable Thermostat - Cool Savings | 0.027593 | 53.612 | 804.1795 | 0.0075776 | 14.7229 | 220.8438 | 27.462 | 15 | 59.0984 | 1.6307 | 3168.3811 | 47525.7168 | 0.44782 | 870.1008 | 13051.5124
39 | 7 | Cool & Hot Savings Rebate | Consumer | 2007 | Final | 9 | Central Air Conditioner Tune-ups - Cool Savings | 0.25694 | 234.9713 | 1174.8563 | 0.040372 | 36.9199 | 184.5993 | 15.7125 | 5 | 58.5949 | 15.0555 | 13768.1223 | 68840.6117 | 2.3656 | 2163.3162 | 10816.5811
40 | 8 | Every Kilowatt Counts | Consumer | 2007 | Final | 1 | 15 W CFL | 0.0013 | 43 | 344 | 0.001014 | 33.54 | 268.32 | 78 | 8 | 4963.799 | 6.4529 | 213443.3571 | 1707546.8566 | 5.0333 | 166485.8185 | 4963.799
41 | 8 | Every Kilowatt Counts | Consumer | 2007 | Final | 2 | 20+ W CFL | 0.0019 | 62.1 | 496.8 | 0.001482 | 48.438 | 387.504 | 78 | 8 | 808.0596 | 1.5353 | 50180.5026 | 401444.0204 | 1.1975 | 39140.792 | 808.0596
42 | 8 | Every Kilowatt Counts | Consumer | 2007 | Final | 3 | Energy Star® Light Fixture | 0.0056 | 122.9 | 1966.4 | 0.00308 | 67.595 | 1081.52 | 55 | 16 | 19.2803 | 0.10797 | 2369.543 | 37912.6878 | 0.059383 | 1303.2486 | 19.2803
43 | 8 | Every Kilowatt Counts | Consumer | 2007 | Final | 4 | T8 Fluorescent Tube | 0.0012 | 37.2 | 669.6 | 0.000924 | 28.644 | 515.592 | 77 | 18 | 37.7875 | 0.045345 | 1405.6965 | 25302.5364 | 0.034916 | 1082.3863 | 37.7875
44 | 8 | Every Kilowatt Counts | Consumer | 2007 | Final | 5 | Seasonal LED Light String | 0 | 13.7 | 68.5 | 0 | 6.713 | 33.565 | 49 | 5 | 1315.0807 | 0 | 18016.6062 | 90083.0309 | 0 | 8828.137 | 1315.0807
45 | 8 | Every Kilowatt Counts | Consumer | 2007 | Final | 6 | Project Porchlight CFL | 0.0013 | 43 | 344 | 0.000988 | 32.68 | 261.44 | 76 | 8 | 1044.5472 | 1.3579 | 44915.5295 | 359324.2357 | 1.032 | 34135.8024 | 1044.5472
46 | 8 | Every Kilowatt Counts | Consumer | 2007 | Final | 7 | Solar Light | 0 | 4.81 | 24.05 | 0 | 0.6253 | 3.1265 | 13 | 5 | 637.2741 | 0 | 3065.2883 | 15326.4413 | 0 | 398.4875 | 637.2741
47 | 8 | Every Kilowatt Counts | Consumer | 2007 | Final | 8 | Energy Star® Ceiling Fan | 0.0028 | 89.8 | 898 | 0.00154 | 49.39 | 493.9 | 55 | 10 | 40.0396 | 0.11211 | 3595.5546 | 35955.5457 | 0.061661 | 1977.555 | 40.0396
48 | 8 | Every Kilowatt Counts | Consumer | 2007 | Final | 9 | Furnace Filter | 0.0112 | 37.7 | 37.7 | 0.00616 | 20.735 | 20.735 | 55 | 1 | 161.3324 | 1.8069 | 6082.2316 | 6082.2316 | 0.99381 | 3345.2274 | 161.3324
49 | 8 | Every Kilowatt Counts | Consumer | 2007 | Final | 10 | Power Bar with Timer | 0.0063 | 72.4 | 724 | 0.004851 | 55.748 | 557.48 | 77 | 10 | 17.6361 | 0.11111 | 1276.8562 | 12768.5616 | 0.085553 | 983.1792 | 17.6361
50 | 8 | Every Kilowatt Counts | Consumer | 2007 | Final | 11 | Lighting Control Device | 0.0185 | 72.2 | 722 | 0.010175 | 39.71 | 397.1 | 55 | 10 | 204.1923 | 3.7776 | 14742.6815 | 147426.8148 | 2.0777 | 8108.4748 | 204.1923
51 | 8 | Every Kilowatt Counts | Consumer | 2007 | Final | 12 | Outdoor Motion Sensor | 0 | 159.8 | 1598 | 0 | 87.89 | 878.9 | 55 | 10 | 63.7508 | 0 | 10187.3786 | 101873.7856 | 0 | 5603.0582 | 63.7508
52 | 8 | Every Kilowatt Counts | Consumer | 2007 | Final | 13 | Dimmer Switch | 0.0007 | 23.7 | 237 | 0.000385 | 13.035 | 130.35 | 55 | 10 | 40.5075 | 0.028355 | 960.0287 | 9600.2871 | 0.015595 | 528.0158 | 40.5075
53 | 8 | Every Kilowatt Counts | Consumer | 2007 | Final | 14 | Programmable Thermostat | 0 | 75.1 | 1126.5 | 0 | 41.305 | 619.575 | 55 | 15 | 38.9261 | 0 | 2923.3498 | 43850.247 | 0 | 1607.8424 | 38.9261
54 | 9 | peaksaver® | Consumer, Business | 2007 | Final | 1 | Residential Air Conditioner - Switch | 0.63 | 0 | 0 | 0.567 | 0 | 0 | 90 | 12 | 0 | 0 | 0 | 0 | 0 | 0 | 0
55 | 9 | peaksaver® | Consumer, Business | 2007 | Final | 2 | Residential Air Conditioner - Thermostat | 0.63 | 0 | 0 | 0.567 | 0 | 0 | 90 | 12 | 132 | 83.16 | 0 | 0 | 74.844 | 0 | 0
56 | 9 | peaksaver® | Consumer, Business | 2007 | Final | 3 | Residential Electric Water Heater | 0.3 | 0 | 0 | 0.27 | 0 | 0 | 90 | 12 | 0 | 0 | 0 | 0 | 0 | 0 | 0
57 | 9 | peaksaver® | Consumer, Business | 2007 | Final | 4 | Commercial Air Conditioner - Switch | 4 | 0 | 0 | 3.6 | 0 | 0 | 90 | 12 | 0 | 0 | 0 | 0 | 0 | 0 | 0
58 | 9 | peaksaver® | Consumer, Business | 2007 | Final | 5 | Commercial Air Conditioner - Thermostat | 4 | 0 | 0 | 3.6 | 0 | 0 | 90 | 12 | 0 | 0 | 0 | 0 | 0 | 0 | 0
59 | 9 | peaksaver® | Consumer, Business | 2007 | Final | 6 | Commercial Electric Water Heater | 0.3 | 0 | 0 | 0.27 | 0 | 0 | 90 | 12 | 0 | 0 | 0 | 0 | 0 | 0 | 0
60 | 10 | Summer Savings | Consumer | 2007 | Final | 1 | Households, Change in Behaviour Only - Behaviour Related | 2.9246 | 5.4527 | 5.4527 | 0.35096 | 0.65432 | 0.65432 | 12 | 1 | 103.655 | 303.1527 | 565.1997 | 565.1997 | 36.3783 | 67.824 | 67.824
61 | 10 | Summer Savings | Consumer | 2007 | Final | 2 | Households, Change in Behaviour Only - Equipment Related | 0 | 0 | 0 | 0 | 0 | 0 | 12 | 0 | 103.655 | 0 | 0 | 0 | 0 | 0 | 0
62 | 10 | Summer Savings | Consumer | 2007 | Final | 3 | Households, Change in Behaviour Only - Compact Fluorescent Light Bulb Related | 0 | 0 | 0 | 0 | 0 | 0 | 12 | 0 | 103.655 | 0 | 0 | 0 | 0 | 0 | 0
63 | 10 | Summer Savings | Consumer | 2007 | Final | 4 | Households, Combination of Change in Behaviour and "Pulled Forward" Equipment - Behaviour Related | 1.5655 | 2.9188 | 2.9188 | 0.18787 | 0.35026 | 0.35026 | 12 | 1 | 103.655 | 162.2765 | 302.5494 | 302.5494 | 19.4732 | 36.3059 | 36.3059
64 | 10 | Summer Savings | Consumer | 2007 | Final | 5 | Households, Combination of Change in Behaviour and "Pulled Forward" Equipment - Equipment Related | 1.3737 | 1.6623 | 3.3245 | 0.16485 | 0.19947 | 0.39894 | 12 | 2 | 103.655 | 142.3951 | 172.3008 | 344.6016 | 17.0874 | 20.6761 | 41.3522
65 | 10 | Summer Savings | Consumer | 2007 | Final | 6 | Households, Combination of Change in Behaviour and "Pulled Forward" Equipment - Compact Fluorescent Light Bulb Related | 0.0053099 | 0.17091 | 1.3673 | 0.00063718 | 0.020509 | 0.16408 | 12 | 8 | 103.655 | 0.55039 | 17.7159 | 141.7273 | 0.066047 | 2.1259 | 17.0073
66 | 10 | Summer Savings | Consumer | 2007 | Final | 7 | Households, Change in Behaviour and Incremental Equipment (With Full Equipment Life) - Behaviour Related | 1.7442 | 4.8222 | 4.8222 | 0.2093 | 0.57866 | 0.57866 | 12 | 1 | 103.655 | 180.7915 | 499.8453 | 499.8453 | 21.695 | 59.9814 | 59.9814
67 | 10 | Summer Savings | Consumer | 2007 | Final | 8 | Households, Change in Behaviour and Incremental Equipment (With Full Equipment Life) - Equipment Related | 1.2641 | 0.64298 | 9.0017 | 0.15169 | 0.077157 | 1.0802 | 12 | 14 | 103.655 | 131.0327 | 66.648 | 933.0719 | 15.7239 | 7.9978 | 111.9686
68 | 10 | Summer Savings | Consumer | 2007 | Final | 9 | Households, Change in Behaviour and Incremental Equipment (With Full Equipment Life) - Compact Fluorescent Light Bulb Related | 0.0061672 | 0.19851 | 1.5881 | 0.00074006 | 0.023821 | 0.19057 | 12 | 8 | 103.655 | 0.63926 | 20.5763 | 164.6103 | 0.076711 | 2.4692 | 19.7532
69 | 11 | Aboriginal | Consumer | 2007 | Final | 1 | Conservation Kits | 0.043 | 900 | 3600 | 0.043 | 900 | 3600 | 100 | 4 | 0 | 0 | 0 | 0 | 0 | 0 | 0
70 | 12 | Affordable Housing Pilot | Consumer Low-Income | 2007 | Final | 1 | 1 - T8 32W w/EL ballast | 0.013 | 30.16 | 422.24 | 0.013 | 30.16 | 422.24 | 100 | 14 | 0 | 0 | 0 | 0 | 0 | 0 | 0
71 | 12 | Affordable Housing Pilot | Consumer Low-Income | 2007 | Final | 2 | 2 - T8 32W w/EL ballast | 0.02 | 46.4 | 649.6 | 0.02 | 46.4 | 649.6 | 100 | 14 | 0 | 0 | 0 | 0 | 0 | 0 | 0
72 | 12 | Affordable Housing Pilot | Consumer Low-Income | 2007 | Final | 3 | Air-source Heat Pump - Split | 6.0787 | 4437 | 62118 | 6.0787 | 4437 | 62118 | 100 | 14 | 0 | 0 | 0 | 0 | 0 | 0 | 0
73 | 12 | Affordable Housing Pilot | Consumer Low-Income | 2007 | Final | 4 | Automated Controls for HVAC | 0 | 18565 | 259910 | 0 | 18565 | 259910 | 100 | 14 | 0 | 0 | 0 | 0 | 0 | 0 | 0
74 | 12 | Affordable Housing Pilot | Consumer Low-Income | 2007 | Final | 5 | Boiler | 0.01122 | 17 | 238 | 0.01122 | 17 | 238 | 100 | 14 | 0 | 0 | 0 | 0 | 0 | 0 | 0
75 | 12 | Affordable Housing Pilot | Consumer Low-Income | 2007 | Final | 6 | Ceiling Fan (common area) | 0.00462 | 7 | 98 | 0.00462 | 7 | 98 | 100 | 14 | 0 | 0 | 0 | 0 | 0 | 0 | 0
76 | 12 | Affordable Housing Pilot | Consumer Low-Income | 2007 | Final | 7 | Ceiling Fan (in-suite) | 0.00462 | 7 | 98 | 0.00462 | 7 | 98 | 100 | 14 | 0 | 0 | 0 | 0 | 0 | 0 | 0
77 | 12 | Affordable Housing Pilot | Consumer Low-Income | 2007 | Final | 8 | Central Air Conditioning System - Single | 1.0733 | 807 | 11298 | 1.0733 | 807 | 11298 | 100 | 14 | 0 | 0 | 0 | 0 | 0 | 0 | 0
78 | 12 | Affordable Housing Pilot | Consumer Low-Income | 2007 | Final | 9 | Central Air Conditioning System - Split | 1.9365 | 1456 | 20384 | 1.9365 | 1456 | 20384 | 100 | 14 | 0 | 0 | 0 | 0 | 0 | 0 | 0
79 | 12 | Affordable Housing Pilot | Consumer Low-Income | 2007 | Final | 10 | CFL Screw-In 15W - in suite | 0.0054 | 180 | 2520 | 0.0054 | 180 | 2520 | 100 | 14 | 0 | 0 | 0 | 0 | 0 | 0 | 0
80 | 12 | Affordable Housing Pilot | Consumer Low-Income | 2007 | Final | 11 | CFL Screw-In 25W - in suite | 0.009 | 300 | 4200 | 0.009 | 300 | 4200 | 100 | 14 | 0 | 0 | 0 | 0 | 0 | 0 | 0
81 | 12 | Affordable Housing Pilot | Consumer Low-Income | 2007 | Final | 12 | Dimmer Switch | 0.004 | 139 | 1946 | 0.004 | 139 | 1946 | 100 | 14 | 0 | 0 | 0 | 0 | 0 | 0 | 0
82 | 12 | Affordable Housing Pilot | Consumer Low-Income | 2007 | Final | 13 | Energy Star Clotheswasher | 0.0287 | 287 | 4018 | 0.0287 | 287 | 4018 | 100 | 14 | 0 | 0 | 0 | 0 | 0 | 0 | 0
83 | 12 | Affordable Housing Pilot | Consumer Low-Income | 2007 | Final | 14 | Energy Star Dishwasher | 0.00952 | 136 | 1904 | 0.00952 | 136 | 1904 | 100 | 14 | 0 | 0 | 0 | 0 | 0 | 0 | 0
84 | 12 | Affordable Housing Pilot | Consumer Low-Income | 2007 | Final | 15 | Energy Star Refrigerator | 0.0069 | 69 | 966 | 0.0069 | 69 | 966 | 100 | 14 | 0 | 0 | 0 | 0 | 0 | 0 | 0
85 | 12 | Affordable Housing Pilot | Consumer Low-Income | 2007 | Final | 16 | Flood Light, 26W Fluorescent Fixture | 0.013 | 128 | 1792 | 0.013 | 128 | 1792 | 100 | 14 | 0 | 0 | 0 | 0 | 0 | 0 | 0
86 | 12 | Affordable Housing Pilot | Consumer Low-Income | 2007 | Final | 17 | Front Loading Washing Machine | 0.1108 | 1108 | 15512 | 0.1108 | 1108 | 15512 | 100 | 14 | 0 | 0 | 0 | 0 | 0 | 0 | 0
87 | 12 | Affordable Housing Pilot | Consumer Low-Income | 2007 | Final | 18 | Furnace | 0.0165 | 25 | 350 | 0.0165 | 25 | 350 | 100 | 14 | 0 | 0 | 0 | 0 | 0 | 0 | 0
88 | 12 | Affordable Housing Pilot | Consumer Low-Income | 2007 | Final | 19 | Furnace with DC Motor | 0.0297 | 45 | 630 | 0.0297 | 45 | 630 | 100 | 14 | 0 | 0 | 0 | 0 | 0 | 0 | 0
89 | 12 | Affordable Housing Pilot | Consumer Low-Income | 2007 | Final | 20 | Ground-source Heat Pump | 4.7149 | 3545 | 49630 | 4.7149 | 3545 | 49630 | 100 | 14 | 0 | 0 | 0 | 0 | 0 | 0 | 0
90 | 12 | Affordable Housing Pilot | Consumer Low-Income | 2007 | Final | 21 | High Pressure Sodium | 0.0855 | 748.98 | 10485.72 | 0.0855 | 748.98 | 10485.72 | 100 | 14 | 0 | 0 | 0 | 0 | 0 | 0 | 0
91 | 12 | Affordable Housing Pilot | Consumer Low-Income | 2007 | Final | 22 | Motion Detector | 0 | 209 | 2926 | 0 | 209 | 2926 | 100 | 14 | 0 | 0 | 0 | 0 | 0 | 0 | 0
92 | 12 | Affordable Housing Pilot | Consumer Low-Income | 2007 | Final | 23 | Occupancy Sensors | 0 | 209 | 2926 | 0 | 209 | 2926 | 100 | 14 | 0 | 0 | 0 | 0 | 0 | 0 | 0
93 | 12 | Affordable Housing Pilot | Consumer Low-Income | 2007 | Final | 24 | Other CFL Screw-in Light (please specify) | 0.011482 | 382.75 | 5358.5 | 0.011482 | 382.75 | 5358.5 | 100 | 14 | 0 | 0 | 0 | 0 | 0 | 0 | 0
94 | 12 | Affordable Housing Pilot | Consumer Low-Income | 2007 | Final | 25 | Other Exterior Lighting (please specify) | 0.013 | 160 | 2240 | 0.013 | 160 | 2240 | 100 | 14 | 0 | 0 | 0 | 0 | 0 | 0 | 0
95 | 12 | Affordable Housing Pilot | Consumer Low-Income | 2007 | Final | 26 | Other Parking Garage Lighting (please specify) | 0.0505 | 442.38 | 6193.32 | 0.0505 | 442.38 | 6193.32 | 100 | 14 | 0 | 0 | 0 | 0 | 0 | 0 | 0
96 | 12 | Affordable Housing Pilot | Consumer Low-Income | 2007 | Final | 27 | Photo Sensors | 0 | 292 | 4088 | 0 | 292 | 4088 | 100 | 14 | 0 | 0 | 0 | 0 | 0 | 0 | 0
97 | 12 | Affordable Housing Pilot | Consumer Low-Income | 2007 | Final | 28 | Programmable Thermostat | 0.013 | 631 | 8834 | 0.013 | 631 | 8834 | 100 | 14 | 0 | 0 | 0 | 0 | 0 | 0 | 0
98 | 12 | Affordable Housing Pilot | Consumer Low-Income | 2007 | Final | 29 | Timer - Outdoor Light | 0 | 292 | 4088 | 0 | 292 | 4088 | 100 | 14 | 0 | 0 | 0 | 0 | 0 | 0 | 0
99 | 12 | Affordable Housing Pilot | Consumer Low-Income | 2007 | Final | 30 | Ventilating Fan (in-suite) | 0.0012 | 12 | 168 | 0.0012 | 12 | 168 | 100 | 14 | 0 | 0 | 0 | 0 | 0 | 0 | 0
100 | 13 | Social Housing Pilot | Consumer Low-Income | 2007 | Final | 1 | Custom Retrofit Projects | Custom | Custom | Custom | Custom | Custom | Custom | 100 | 10 | 20.2224 | 2.9247 | 24860.2233 | 248602.2329 | 2.9247 | 24860.2233 | 248602.2329
101 | 14 | Energy Efficiency Assistance for Houses Pilot | Consumer Low-Income | 2007 | Final | 1 | Custom Retrofit Projects | Custom | Custom | Custom | Custom | Custom | Custom | 100 | 19 | 0 | 0 | 0 | 0 | 0 | 0 | 0
102 | 15 | Electricity Retrofit Incentive | Business, Industrial | 2007 | Final | 1 | Custom Project | Custom | Custom | Custom | Custom | Custom | Custom | 90 | 5 | 0 | 0 | 0 | 0 | 0 | 0 | 0
103 | 16 | Toronto Comprehensive | Consumer Business, Industrial | 2007 | Final | 1 | Toronto Hydro-Electric System Limited Project | Custom | Custom | Custom | Custom | Custom | Custom | 90 | 5 | 0 | 0 | 0 | 0 | 0 | 0 | 0
104 | 16 | Toronto Comprehensive | Consumer Business, Industrial | 2007 | Final | 2 | City of Toronto Project | Custom | Custom | Custom | Custom | Custom | Custom | 90 | 5 | 0 | 0 | 0 | 0 | 0 | 0 | 0
105 | 16 | Toronto Comprehensive | Consumer Business, Industrial | 2007 | Final | 3 | Building Owners & Managers Association Project | Custom | Custom | Custom | Custom | Custom | Custom | 90 | 5 | 0 | 0 | 0 | 0 | 0 | 0 | 0
106 | 17 | Demand Response 1 | Business, Industrial | 2007 | Final | 1 | Voluntary Load Shedding Project | Custom | Custom | Custom | Custom | Custom | Custom | 100 | 1 | 0.032739 | 649.3519 | 0 | 0 | 649.3519 | 0 | 0
107 | 18 | Electricity Resources Demand Response | Business, Industrial | 2007 | Final | 1 | Rodan Contract | 13400 | 0 | 0 | 13400 | 0 | 0 | 100 | 5 | 0.0020462 | 27.4187 | 0 | 0 | 27.4187 | 0 | 0
108 | 18 | Electricity Resources Demand Response | Business, Industrial | 2007 | Final | 2 | Loblaw Contract | 0 | 0 | 0 | 0 | 0 | 0 | 100 | 4 | 0 | 0 | 0 | 0 | 0 | 0 | 0
109 | 19 | Renewable Energy Standard Offer | Consumer, Business, Industrial | 2007 | Final | 1 | Water | Custom | Custom | Custom | Custom | Custom | Custom | 100 | 20 | 0 | 0 | 0 | 0 | 0 | 0 | 0
110 | 19 | Renewable Energy Standard Offer | Consumer, Business, Industrial | 2007 | Final | 2 | SolarPV | Custom | Custom | Custom | Custom | Custom | Custom | 100 | 20 | 0 | 0 | 0 | 0 | 0 | 0 | 0
111 | 19 | Renewable Energy Standard Offer | Consumer, Business, Industrial | 2007 | Final | 3 | Wind | Custom | Custom | Custom | Custom | Custom | Custom | 100 | 20 | 0 | 0 | 0 | 0 | 0 | 0 | 0
112 | 19 | Renewable Energy Standard Offer | Consumer, Business, Industrial | 2007 | Final | 4 | Biogas | Custom | Custom | Custom | Custom | Custom | Custom | 100 | 20 | 0 | 0 | 0 | 0 | 0 | 0 | 0
113 | 20 | Great Refrigerator Roundup | Consumer | 2008 | Final | 1 | Bottom Freezer Fridge | 0.079387 | 775 | 6975 | 0.043663 | 426.25 | 3836.25 | 55 | 9 | 1.5719 | 0.12478 | 1218.1877 | 10963.6893 | 0.068632 | 670.0032 | 6030.0291
114 | 20 | Great Refrigerator Roundup | Consumer | 2008 | Final | 2 | Chest Freezer | 0.084636 | 740 | 5920 | 0.044011 | 384.8 | 3078.4 | 52 | 8 | 43.8913 | 3.7148 | 32479.5968 | 259836.7742 | 1.9317 | 16889.3903 | 135115.1226
115 | 20 | Great Refrigerator Roundup | Consumer | 2008 | Final | 3 | Side by Side Fridge-Freezer | 0.079387 | 775 | 6975 | 0.043663 | 426.25 | 3836.25 | 55 | 9 | 14.6697 | 1.1646 | 11369.0135 | 102321.1219 | 0.64052 | 6252.9574 | 56276.617
116 | 20 | Great Refrigerator Roundup | Consumer | 2008 | Final | 4 | Single Door Fridge | 0.079387 | 775 | 6975 | 0.043663 | 426.25 | 3836.25 | 55 | 9 | 28.482 | 2.2611 | 22073.5611 | 198662.0496 | 1.2436 | 12140.4586 | 109264.1273
117 | 20 | Great Refrigerator Roundup | Consumer | 2008 | Final | 5 | Small Freezer (under 10 cubic feet) | 0.084636 | 740 | 5920 | 0.044011 | 384.8 | 3078.4 | 52 | 8 | 0.50539 | 0.042775 | 373.9919 | 2991.9355 | 0.022243 | 194.4758 | 1555.8065
118 | 20 | Great Refrigerator Roundup | Consumer | 2008 | Final | 6 | Small Fridge (under 10 cubic feet) | 0.079387 | 775 | 6975 | 0.043663 | 426.25 | 3836.25 | 55 | 9 | 0.85452 | 0.067838 | 662.2511 | 5960.2602 | 0.037311 | 364.2381 | 3278.1431
119 | 20 | Great Refrigerator Roundup | Consumer | 2008 | Final | 7 | Top Freezer Fridge | 0.079387 | 775 | 6975 | 0.043663 | 426.25 | 3836.25 | 55 | 9 | 133.4219 | 10.592 | 103401.9866 | 930617.8792 | 5.8256 | 56871.0926 | 511839.8335
120 | 20 | Great Refrigerator Roundup | Consumer | 2008 | Final | 8 | Upright Freezer | 0.084636 | 740 | 5920 | 0.044011 | 384.8 | 3078.4 | 52 | 8 | 8.6033 | 0.72814 | 6366.4113 | 50931.2903 | 0.37864 | 3310.5339 | 26484.271
121 | 20 | Great Refrigerator Roundup | Consumer | 2008 | Final | 9 | Window Air Conditioner | 0.199 | 197 | 886.5 | 0.07164 | 70.92 | 319.14 | 36 | 4.5 | 3 | 0.597 | 591 | 2659.5 | 0.21492 | 212.76 | 957.42
122 | 21 | Cool Savings Rebate | Consumer | 2008 | Final | 1 | Energy Star® Central Air Conditioner, Tier 2 | 0.16977 | 155.2554 | 2794.5972 | 0.09711 | 88.8061 | 1598.5096 | 57.2 | 18 | 9.4589 | 6.4046 | 5856.985 | 131859.4663 | 3.6634 | 3350.1954 | 75423.6147
123 | 21 | Cool Savings Rebate | Consumer | 2008 | Final | 2 | Energy Star® Central Air Conditioner, Tier 1 | 0.16977 | 155.2554 | 2794.5972 | 0.09711 | 88.8061 | 1598.5096 | 57.2 | 18 | 0 | 0 | 0 | 0 | 0 | 0 | 0
124 | 21 | Cool Savings Rebate | Consumer | 2008 | Final | 3 | Medium Efficiency Furnace with ECM | 0.49614 | 836.6963 | 12550.4445 | 0.29322 | 494.4875 | 7417.3127 | 59.1 | 15 | 19.6914 | 9.7698 | 16475.7558 | 247136.3366 | 5.7739 | 9737.1717 | 146057.5749
125 | 21 | Cool Savings Rebate | Consumer | 2008 | Final | 4 | High Efficiency Furnace with ECM | 0.49614 | 836.6963 | 12550.4445 | 0.29322 | 494.4875 | 7417.3127 | 59.1 | 15 | 0 | 0 | 0 | 0 | 0 | 0 | 0
126 | 21 | Cool Savings Rebate | Consumer | 2008 | Final | 5 | Programmable Thermostat | 0.027697 | 53.7071 | 805.6062 | 0.0076061 | 14.749 | 221.2356 | 27.462 | 15 | 15.3289 | 1.6599 | 3218.6661 | 70285.0304 | 0.45584 | 883.9101 | 19301.675
127 | 21 | Cool Savings Rebate | Consumer | 2008 | Final | 6 | Central Air Conditioner Tune-ups | 0.25694 | 234.9713 | 1174.8563 | 0.040372 | 36.9199 | 184.5993 | 15.7125 | 5 | 0 | 0 | 0 | 0 | 0 | 0 | 0
128 | 21 | Cool Savings Rebate | Consumer | 2008 | Final | 7 | Energy Star® Central Air Conditioner, Tier 2 | 0.13697 | 125.2554 | 2254.5972 | 0.078345 | 71.6461 | 1289.6296 | 57.2 | 18 | 46.7603 | 6.4046 | 5856.985 | 131859.4663 | 3.6634 | 3350.1954 | 75423.6147
129 | 21 | Cool Savings Rebate | Consumer | 2008 | Final | 8 | Energy Star® Central Air Conditioner, Tier 1 | 0.13697 | 125.2554 | 2254.5972 | 0.078345 | 71.6461 | 1289.6296 | 57.2 | 18 | 0 | 0 | 0 | 0 | 0 | 0 | 0
130 | 21 | Cool Savings Rebate | Consumer | 2008 | Final | 9 | Efficient Furnace with ECM | 0.48529 | 819.2223 | 14746.0011 | 0.28681 | 484.1604 | 8714.8866 | 59.1 | 18 | 70.5284 | 34.2269 | 57778.4441 | 1040011.9933 | 20.2281 | 34147.0604 | 614647.088
131 | 21 | Cool Savings Rebate | Consumer | 2008 | Final | 10 | Programmable Thermostat | 0.027697 | 53.7071 | 966.7274 | 0.0076061 | 14.749 | 265.4827 | 27.462 | 18 | 59.93 | 1.6599 | 3218.6661 | 70285.0304 | 0.45584 | 883.9101 | 19301.675
132 | 22 | Every Kilowatt Counts Power Savings Event | Consumer | 2008 | Final | 1 | Energy Star® Qualified Compact Fluorescent Light Bulbs | 0.0022 | 52.96 | 423.68 | 0.0011496 | 27.6746 | 221.3966 | 52.2556 | 8 | 1899.4262 | 4.1787 | 100593.6094 | 804748.8749 | 2.1836 | 52565.8015 | 420526.4124
133 | 22 | Every Kilowatt Counts Power Savings Event | Consumer | 2008 | Final | 2 | Energy Star® Qualified Dimmable CFLs | 0.0030822 | 97.7955 | 586.7731 | 0.0011611 | 36.8408 | 221.0446 | 37.6712 | 6 | 206.8739 | 0.63764 | 20231.3358 | 121388.0148 | 0.24021 | 7621.3936 | 45728.3618
134 | 22 | Every Kilowatt Counts Power Savings Event | Consumer | 2008 | Final | 3 | Energy Star® Qualified Decorative CFLs | 0.00095742 | 30.3777 | 121.5106 | 0.00036925 | 11.7159 | 46.8636 | 38.5675 | 4 | 3208.8435 | 3.0722 | 97477.1473 | 389908.5892 | 1.1849 | 37594.4921 | 150377.9683
135 | 22 | Every Kilowatt Counts Power Savings Event | Consumer | 2008 | Final | 4 | Energy Star® Qualified Compact Fluorescent Floods (Indoor & Outdoor) | 0.0027615 | 87.6192 | 613.3345 | 0.0010347 | 32.829 | 229.8029 | 37.4678 | 7 | 890.8885 | 2.4602 | 78058.9474 | 546412.632 | 0.92178 | 29246.9602 | 204728.7217
136 | 22 | Every Kilowatt Counts Power Savings Event | Consumer | 2008 | Final | 5 | Energy Star® Qualified Light Fixtures | 0.0042068 | 133.4769 | 2135.6299 | 0.001404 | 44.547 | 712.7521 | 33.3743 | 16 | 1382.5824 | 5.8163 | 184542.7729 | 2952684.3659 | 1.9411 | 61589.9058 | 985438.4928
137 | 22 | Every Kilowatt Counts Power Savings Event | Consumer | 2008 | Final | 6 | T8 Fluorescent Fixtures | 0.001 | 37.2 | 595.2 | 0.00032847 | 12.2192 | 195.5074 | 32.8473 | 16 | 251.548 | 0.25155 | 9357.5872 | 149721.3949 | 0.082627 | 3073.7193 | 49179.5095
138 | 22 | Every Kilowatt Counts Power Savings Event | Consumer | 2008 | Final | 7 | Lighting Control Devices | 0.003 | 102.2333 | 1022.3333 | 0.0013609 | 46.3777 | 463.7774 | 45.3646 | 10 | 270.3916 | 0.81117 | 27643.0379 | 276430.3792 | 0.36799 | 12540.1526 | 125401.5256
139 | 22 | Every Kilowatt Counts Power Savings Event | Consumer | 2008 | Final | 8 | Power Bars with Timers | 0.004156 | 53.3039 | 533.0391 | 0.0016932 | 21.7164 | 217.1641 | 40.7407 | 10 | 14.8319 | 0.061642 | 790.5995 | 7905.9953 | 0.025113 | 322.0961 | 3220.961
140 | 22 | Every Kilowatt Counts Power Savings Event | Consumer | 2008 | Final | 9 | Car block heater timer | 0 | 0 | 0 | 0 | 0 | 0 | 0 | 0 | 0 | 0 | 0 | 0 | 0 | 0 | 0
141 | 22 | Every Kilowatt Counts Power Savings Event | Consumer | 2008 | Final | 10 | Heavy Duty Timers | 0.017281 | 301.2009 | 3012.0091 | 0.0057492 | 100.2046 | 1002.0459 | 33.2684 | 10 | 31.2939 | 0.54079 | 9425.7567 | 94257.5665 | 0.17991 | 3135.7943 | 31357.9429
142 | 22 | Every Kilowatt Counts Power Savings Event | Consumer | 2008 | Final | 11 | Programmable Thermostats - Baseboard | 0 | 63.6581 | 954.8718 | 0 | 29.6084 | 444.1264 | 46.5116 | 15 | 87.2403 | 0 | 5553.5531 | 83303.2965 | 0 | 2583.048 | 38745.7193
143 | 22 | Every Kilowatt Counts Power Savings Event | Consumer | 2008 | Final | 12 | Air Conditioner/Furnace Filters | 0.021 | 37.7 | 37.7 | 0.0073684 | 13.2281 | 13.2281 | 35.0877 | 1 | 82.1065 | 1.7242 | 3095.4165 | 3095.4165 | 0.605 | 1086.1111 | 1086.1111
144 | 22 | Every Kilowatt Counts Power Savings Event | Consumer | 2008 | Final | 13 | Awnings | 0 | 0 | 0 | 0 | 0 | 0 | 0 | 0 | 59.6585 | 0 | 0 | 0 | 0 | 0 | 0
145 | 22 | Every Kilowatt Counts Power Savings Event | Consumer | 2008 | Final | 14 | Window Films | 0 | 0 | 0 | 0 | 0 | 0 | 0 | 0 | 962.179 | 0 | 0 | 0 | 0 | 0 | 0
146 | 22 | Every Kilowatt Counts Power Savings Event | Consumer | 2008 | Final | 15 | Electric Water Heater Blankets | 0 | 0 | 0 | 0 | 0 | 0 | 0 | 0 | 29.4948 | 0 | 0 | 0 | 0 | 0 | 0
147 | 22 | Every Kilowatt Counts Power Savings Event | Consumer | 2008 | Final | 16 | Pipe Wrap | 0.003 | 38 | 228 | 0.0014047 | 17.7928 | 106.757 | 46.8233 | 6 | 1771.8773 | 5.3156 | 67331.3378 | 403988.0271 | 2.489 | 31526.7258 | 189160.3546
148 | 22 | Every Kilowatt Counts Power Savings Event | Consumer | 2008 | Final | 17 | Low-Flow Toilets | 0 | 0 | 0 | 0 | 0 | 0 | 0 | 0 | 231.7898 | 0 | 0 | 0 | 0 | 0 | 0
149 | 22 | Every Kilowatt Counts Power Savings Event | Consumer | 2008 | Final | 18 | Keep Cool Pilot – Dehumidifier | 0.29 | 499.8 | 5997.6 | 0.1015 | 174.93 | 2099.16 | 35 | 12 | 0.55294 | 0.16035 | 276.3601 | 3316.3212 | 0.056124 | 96.726 | 1160.7124
150 | 22 | Every Kilowatt Counts Power Savings Event | Consumer | 2008 | Final | 19 | Keep Cool Pilot – Room Air Conditioner | 0.142 | 140.7 | 1266.3 | 0.05964 | 59.094 | 531.846 | 42 | 9 | 0.62022 | 0.088071 | 87.2649 | 785.3838 | 0.03699 | 36.6512 | 329.8612
151 | 22 | Every Kilowatt Counts Power Savings Event | Consumer | 2008 | Final | 20 | Rewards for Recycling – Dehumidifier | 0.29 | 499.8 | 5997.6 | 0.1276 | 219.912 | 2638.944 | 44 | 12 | 16.603 | 4.8149 | 8298.1586 | 99577.9037 | 2.1185 | 3651.1898 | 43814.2776
152 | 22 | Every Kilowatt Counts Power Savings Event | Consumer | 2008 | Final | 21 | Rewards for Recycling – Room Air Conditioner | 0.142 | 140.7 | 1266.3 | 0.06248 | 61.908 | 557.172 | 44 | 9 | 17.9443 | 2.5481 | 2524.765 | 22722.8853 | 1.1212 | 1110.8966 | 9998.0695
153 | 22 | Every Kilowatt Counts Power Savings Event | Consumer | 2008 | Final | 22 | Rewards for Recycling – Halogen Lamp | 0.009 | 275.2 | 4403.2 | 0.00432 | 132.096 | 2113.536 | 48 | 16 | 14.3134 | 0.12882 | 3939.0484 | 63024.7749 | 0.061834 | 1890.7432 | 30251.8919
154 | 23 | peaksaver® | Consumer, Business | 2008 | Final | 1 | Residential Air Conditioner - Switch | 0.865 | 17.3 | 224.9 | 0.7785 | 15.57 | 202.41 | 90 | 13 | 6 | 5.19 | 103.8 | 1349.4 | 4.671 | 93.42 | 1214.46
155 | 23 | peaksaver® | Consumer, Business | 2008 | Final | 2 | Residential Air Conditioner - Thermostat | 0.865 | 17.3 | 224.9 | 0.7785 | 15.57 | 202.41 | 90 | 13 | 163 | 140.995 | 2819.9 | 36658.7 | 126.8955 | 2537.91 | 32992.83
156 | 23 | peaksaver® | Consumer, Business | 2008 | Final | 3 | Residential Electric Water Heater | 0.3 | 6 | 78 | 0.27 | 5.4 | 70.2 | 90 | 13 | 0 | 0 | 0 | 0 | 0 | 0 | 0
157 | 23 | peaksaver® | Consumer, Business | 2008 | Final | 4 | Commercial Air Conditioner - Switch | 3.7 | 74 | 962 | 3.33 | 66.6 | 865.8 | 90 | 13 | 0 | 0 | 0 | 0 | 0 | 0 | 0
158 | 23 | peaksaver® | Consumer, Business | 2008 | Final | 5 | Commercial Air Conditioner - Thermostat | 3.7 | 74 | 962 | 3.33 | 66.6 | 865.8 | 90 | 13 | 0 | 0 | 0 | 0 | 0 | 0 | 0
159 | 23 | peaksaver® | Consumer, Business | 2008 | Final | 6 | Commercial Electric Water Heater | 1.85 | 37 | 481 | 1.665 | 33.3 | 432.9 | 90 | 13 | 0 | 0 | 0 | 0 | 0 | 0 | 0
160 | 24 | Summer Sweepstakes | Consumer | 2008 | Final | 1 | Registered qualified active households | 0.11106 | 421.0624 | 2202.2964 | 0.086166 | 326.6854 | 1708.6737 | 77.586 | 5.2303 | 53.76 | 5.9705 | 22636.3127 | 118395.4544 | 4.6323 | 4.6323 | 24.2283
161 | 24 | Summer Sweepstakes | Consumer | 2008 | Final | 2 | Registered unqualified active households | 0.11106 | 421.0624 | 2202.2964 | 0.086166 | 326.6854 | 1708.6737 | 77.586 | 5.2303 | 80.64 | 8.9557 | 33954.4691 | 177593.1817 | 6.9484 | 6.9484 | 36.3424
162 | 24 | Summer Sweepstakes | Consumer | 2008 | Final | 3 | Registered qualified inactive households | 0.11106 | 421.0624 | 2202.2964 | 0.086166 | 326.6854 | 1708.6737 | 77.586 | 5.2303 | 5.376 | 0.59705 | 2263.6313 | 11839.5454 | 0.46323 | 0.46323 | 2.4228
163 | 24 | Summer Sweepstakes | Consumer | 2008 | Final | 4 | Registered unqualified inactive households | 0.11106 | 421.0624 | 2202.2964 | 0.086166 | 326.6854 | 1708.6737 | 77.586 | 5.2303 | 20.224 | 2.246 | 8515.5653 | 44539.2424 | 1.7426 | 1.7426 | 9.1144
164 | 24 | Summer Sweepstakes | Consumer | 2008 | Final | 5 | Non-registered active households | 0.0051514 | 21.4567 | 112.2256 | 0.0039968 | 16.6474 | 87.0713 | 77.586 | 5.2303 | 2618.9901 | 13.4915 | 56194.8254 | 293917.6521 | 10.4675 | 10.4675 | 54.7487
165 | 25 | Electricity Retrofit Incentive | Business, Industrial | 2008 | Final | 1 | Agribusiness ENERGY STAR® Rated Exit Signs, All sizes - Commercial Sector | Quasi-Prescriptive | Quasi-Prescriptive | Quasi-Prescriptive | Quasi-Prescriptive | Quasi-Prescriptive | Quasi-Prescriptive | 58 | 15.3198 | 0 | n/a | n/a | n/a | n/a | n/a | n/a
166 | 25 | Electricity Retrofit Incentive | Business, Industrial | 2008 | Final | 2 | Agribusiness ENERGY STAR® Rated CFLs, Screw in. All sizes < 40 W - Commercial Sector | Quasi-Prescriptive | Quasi-Prescriptive | Quasi-Prescriptive | Quasi-Prescriptive | Quasi-Prescriptive | Quasi-Prescriptive | 58 | 15.3198 | 0 | n/a | n/a | n/a | n/a | n/a | n/a
167 | 25 | Electricity Retrofit Incentive | Business, Industrial | 2008 | Final | 3 | Agribusiness ENERGY STAR® Rated CFLs, Hard wired. All sizes < 40 W - Commercial Sector | Quasi-Prescriptive | Quasi-Prescriptive | Quasi-Prescriptive | Quasi-Prescriptive | Quasi-Prescriptive | Quasi-Prescriptive | 58 | 15.3198 | 0 | n/a | n/a | n/a | n/a | n/a | n/a
168 | 25 | Electricity Retrofit Incentive | Business, Industrial | 2008 | Final | 4 | Agribusiness Standard Performance T8, Single lamp standard T8 fixture - Commercial Sector | Quasi-Prescriptive | Quasi-Prescriptive | Quasi-Prescriptive | Quasi-Prescriptive | Quasi-Prescriptive | Quasi-Prescriptive | 58 | 15.3198 | 0 | n/a | n/a | n/a | n/a | n/a | n/a
169 | 25 | Electricity Retrofit Incentive | Business, Industrial | 2008 | Final | 5 | Agribusiness Standard Performance T8, Double lamp standard T8 fixture - Commercial Sector | Quasi-Prescriptive | Quasi-Prescriptive | Quasi-Prescriptive | Quasi-Prescriptive | Quasi-Prescriptive | Quasi-Prescriptive | 58 | 15.3198 | 0 | n/a | n/a | n/a | n/a | n/a | n/a
170 | 25 | Electricity Retrofit Incentive | Business, Industrial | 2008 | Final | 6 | Agribusiness Standard Performance T8, Triple lamp standard T8 fixture - Commercial Sector | Quasi-Prescriptive | Quasi-Prescriptive | Quasi-Prescriptive | Quasi-Prescriptive | Quasi-Prescriptive | Quasi-Prescriptive | 58 | 15.3198 | 0 | n/a | n/a | n/a | n/a | n/a | n/a
171 | 25 | Electricity Retrofit Incentive | Business, Industrial | 2008 | Final | 7 | Agribusiness Standard Performance T8, Quadruple lamp standard T8 fixture - Commercial Sector | Quasi-Prescriptive | Quasi-Prescriptive | Quasi-Prescriptive | Quasi-Prescriptive | Quasi-Prescriptive | Quasi-Prescriptive | 58 | 15.3198 | 0 | n/a | n/a | n/a | n/a | n/a | n/a
172 | 25 | Electricity Retrofit Incentive | Business, Industrial | 2008 | Final | 8 | Agribusiness High Performance T8 (Consortium for Energy Efficiency qualifying list compliance), Single lamp high performance T8 fixture - Commercial Sector | Quasi-Prescriptive | Quasi-Prescriptive | Quasi-Prescriptive | Quasi-Prescriptive | Quasi-Prescriptive | Quasi-Prescriptive | 58 | 15.3198 | 0 | n/a | n/a | n/a | n/a | n/a | n/a
173 | 25 | Electricity Retrofit Incentive | Business, Industrial | 2008 | Final | 9 | Agribusiness High Performance T8 (Consortium for Energy Efficiency qualifying list compliance), Double lamp high performance T8 fixture - Commercial Sector | Quasi-Prescriptive | Quasi-Prescriptive | Quasi-Prescriptive | Quasi-Prescriptive | Quasi-Prescriptive | Quasi-Prescriptive | 58 | 15.3198 | 0 | n/a | n/a | n/a | n/a | n/a | n/a
174 | 25 | Electricity Retrofit Incentive | Business, Industrial | 2008 | Final | 10 | Agribusiness High Performance T8 (Consortium for Energy Efficiency qualifying list compliance), Triple lamp high performance T8 fixture - Commercial Sector | Quasi-Prescriptive | Quasi-Prescriptive | Quasi-Prescriptive | Quasi-Prescriptive | Quasi-Prescriptive | Quasi-Prescriptive | 58 | 15.3198 | 0 | n/a | n/a | n/a | n/a | n/a | n/a
175 | 25 | Electricity Retrofit Incentive | Business, Industrial | 2008 | Final | 11 | Agribusiness High Performance T8 (Consortium for Energy Efficiency qualifying list compliance), Quadruple lamp high performance T8 fixture - Commercial Sector | Quasi-Prescriptive | Quasi-Prescriptive | Quasi-Prescriptive | Quasi-Prescriptive | Quasi-Prescriptive | Quasi-Prescriptive | 58 | 15.3198 | 0 | n/a | n/a | n/a | n/a | n/a | n/a
176 | 25 | Electricity Retrofit Incentive | Business, Industrial | 2008 | Final | 12 | Agribusiness T5 Fixtures, T5 fixture with 1, 2, or 3 lamps and 1 electronic ballast - Commercial Sector | Quasi-Prescriptive | Quasi-Prescriptive | Quasi-Prescriptive | Quasi-Prescriptive | Quasi-Prescriptive | Quasi-Prescriptive | 58 | 15.3198 | 0 | n/a | n/a | n/a | n/a | n/a | n/a
177 | 25 | Electricity Retrofit Incentive | Business, Industrial | 2008 | Final | 13 | Agribusiness T5 Fixtures, High Bay T5. Maximum 6 lamps/fixture. - Commercial Sector | Quasi-Prescriptive | Quasi-Prescriptive | Quasi-Prescriptive | Quasi-Prescriptive | Quasi-Prescriptive | Quasi-Prescriptive | 58 | 15.3198 | 0 | n/a | n/a | n/a | n/a | n/a | n/a
178 | 25 | Electricity Retrofit Incentive | Business, Industrial | 2008 | Final | 14 | Agribusiness Metal Halide, 320 W Ceramic pulse start - Commercial Sector | Quasi-Prescriptive | Quasi-Prescriptive | Quasi-Prescriptive | Quasi-Prescriptive | Quasi-Prescriptive | Quasi-Prescriptive | 58 | 15.3198 | 0 | n/a | n/a | n/a | n/a | n/a | n/a
179 | 25 | Electricity Retrofit Incentive | Business, Industrial | 2008 | Final | 15 | Agribusiness Occupancy Sensors, Switch plate mounted occupancy sensor - Commercial Sector | Quasi-Prescriptive | Quasi-Prescriptive | Quasi-Prescriptive | Quasi-Prescriptive | Quasi-Prescriptive | Quasi-Prescriptive | 58 | 15.3198 | 0 | n/a | n/a | n/a | n/a | n/a | n/a
180 | 25 | Electricity Retrofit Incentive | Business, Industrial | 2008 | Final | 16 | Agribusiness Occupancy Sensors, Ceiling mounted occupancy sensor - Commercial Sector | Quasi-Prescriptive | Quasi-Prescriptive | Quasi-Prescriptive | Quasi-Prescriptive | Quasi-Prescriptive | Quasi-Prescriptive | 58 | 15.3198 | 0 | n/a | n/a | n/a | n/a | n/a | n/a
181 | 25 | Electricity Retrofit Incentive | Business, Industrial | 2008 | Final | 17 | Agribusiness Creep Heat Pads, up to 100W maximum - Commercial Sector | Quasi-Prescriptive | Quasi-Prescriptive | Quasi-Prescriptive | Quasi-Prescriptive | Quasi-Prescriptive | Quasi-Prescriptive | 58 | 15.3198 | 0 | n/a | n/a | n/a | n/a | n/a | n/a
182 | 25 | Electricity Retrofit Incentive | Business, Industrial | 2008 | Final | 18 | Agribusiness Creep Heat Pads, up to 200W maximum - Commercial Sector | Quasi-Prescriptive | Quasi-Prescriptive | Quasi-Prescriptive | Quasi-Prescriptive | Quasi-Prescriptive | Quasi-Prescriptive | 58 | 15.3198 | 0 | n/a | n/a | n/a | n/a | n/a | n/a
183 | 25 | Electricity Retrofit Incentive | Business, Industrial | 2008 | Final | 19 | Agribusiness High Temperature Cutout Thermostat - Commercial Sector | Quasi-Prescriptive | Quasi-Prescriptive | Quasi-Prescriptive | Quasi-Prescriptive | Quasi-Prescriptive | Quasi-Prescriptive | 58 | 15.3198 | 0 | n/a | n/a | n/a | n/a | n/a | n/a
184 | 25 | Electricity Retrofit Incentive | Business, Industrial | 2008 | Final | 20 | Agribusiness Creep Heat Controller - Commercial Sector | Quasi-Prescriptive | Quasi-Prescriptive | Quasi-Prescriptive | Quasi-Prescriptive | Quasi-Prescriptive | Quasi-Prescriptive | 58 | 15.3198 | 0 | n/a | n/a | n/a | n/a | n/a | n/a
185 | 25 | Electricity Retrofit Incentive | Business, Industrial | 2008 | Final | 21 | Agribusiness Energy Efficient Ventilation Exhaust Fans - Commercial Sector | Quasi-Prescriptive | Quasi-Prescriptive | Quasi-Prescriptive | Quasi-Prescriptive | Quasi-Prescriptive | Quasi-Prescriptive | 58 | 15.3198 | 0 | n/a | n/a | n/a | n/a | n/a | n/a
186 | 25 | Electricity Retrofit Incentive | Business, Industrial | 2008 | Final | 22 | Agribusiness Low Energy Livestock Waterers - Commercial Sector | Quasi-Prescriptive | Quasi-Prescriptive | Quasi-Prescriptive | Quasi-Prescriptive | Quasi-Prescriptive | Quasi-Prescriptive | 58 | 15.3198 | 0 | n/a | n/a | n/a | n/a | n/a | n/a
187 | 25 | Electricity Retrofit Incentive | Business, Industrial | 2008 | Final | 23 | Agribusiness Photocell and Timer for Lighting Control - Commercial Sector | Quasi-Prescriptive | Quasi-Prescriptive | Quasi-Prescriptive | Quasi-Prescriptive | Quasi-Prescriptive | Quasi-Prescriptive | 58 | 15.3198 | 0 | n/a | n/a | n/a | n/a | n/a | n/a
188 | 25 | Electricity Retrofit Incentive | Business, Industrial | 2008 | Final | 24 | Lighting System Exit Signs, 5 W or less - Commercial Sector | Quasi-Prescriptive | Quasi-Prescriptive | Quasi-Prescriptive | Quasi-Prescriptive | Quasi-Prescriptive | Quasi-Prescriptive | 58 | 15.3198 | 0 | n/a | n/a | n/a | n/a | n/a | n/a
189 | 25 | Electricity Retrofit Incentive | Business, Industrial | 2008 | Final | 25 | Lighting System ENERGY STAR® Rated CFLs, Screw in. All sizes < 40 W - Commercial Sector | Quasi-Prescriptive | Quasi-Prescriptive | Quasi-Prescriptive | Quasi-Prescriptive | Quasi-Prescriptive | Quasi-Prescriptive | 58 | 15.3198 | 0 | n/a | n/a | n/a | n/a | n/a | n/a
190 | 25 | Electricity Retrofit Incentive | Business, Industrial | 2008 | Final | 26 | Lighting System ENERGY STAR® Rated CFLs, Hard wired. All sizes < 40 W - Commercial Sector | Quasi-Prescriptive | Quasi-Prescriptive | Quasi-Prescriptive | Quasi-Prescriptive | Quasi-Prescriptive | Quasi-Prescriptive | 58 | 15.3198 | 0 | n/a | n/a | n/a | n/a | n/a | n/a
191 | 25 | Electricity Retrofit Incentive | Business, Industrial | 2008 | Final | 27 | Lighting System Standard Performance T8, Single lamp standard T8 fixture - Commercial Sector | Quasi-Prescriptive | Quasi-Prescriptive | Quasi-Prescriptive | Quasi-Prescriptive | Quasi-Prescriptive | Quasi-Prescriptive | 58 | 15.3198 | 0 | n/a | n/a | n/a | n/a | n/a | n/a
192 | 25 | Electricity Retrofit Incentive | Business, Industrial | 2008 | Final | 28 | Lighting System Standard Performance T8, Double lamp standard T8 fixture - Commercial Sector | Quasi-Prescriptive | Quasi-Prescriptive | Quasi-Prescriptive | Quasi-Prescriptive | Quasi-Prescriptive | Quasi-Prescriptive | 58 | 15.3198 | 0 | n/a | n/a | n/a | n/a | n/a | n/a
193 | 25 | Electricity Retrofit Incentive | Business, Industrial | 2008 | Final | 29 | Lighting System Standard Performance T8, Triple lamp standard T8 fixture - Commercial Sector | Quasi-Prescriptive | Quasi-Prescriptive | Quasi-Prescriptive | Quasi-Prescriptive | Quasi-Prescriptive | Quasi-Prescriptive | 58 | 15.3198 | 0 | n/a | n/a | n/a | n/a | n/a | n/a
194 | 25 | Electricity Retrofit Incentive | Business, Industrial | 2008 | Final | 30 | Lighting System Standard Performance T8, Quadruple lamp standard T8 fixture - Commercial Sector | Quasi-Prescriptive | Quasi-Prescriptive | Quasi-Prescriptive | Quasi-Prescriptive | Quasi-Prescriptive | Quasi-Prescriptive | 58 | 15.3198 | 0 | n/a | n/a | n/a | n/a | n/a | n/a
195 | 25 | Electricity Retrofit Incentive | Business, Industrial | 2008 | Final | 31 | Lighting System High Performance T8 (Consortium for Energy Efficiency qualifying list compliance), Single lamp high performance T8 fixture - Commercial Sector | Quasi-Prescriptive | Quasi-Prescriptive | Quasi-Prescriptive | Quasi-Prescriptive | Quasi-Prescriptive | Quasi-Prescriptive | 58 | 15.3198 | 0 | n/a | n/a | n/a | n/a | n/a | n/a
196 | 25 | Electricity Retrofit Incentive | Business, Industrial | 2008 | Final | 32 | Lighting System High Performance T8 (Consortium for Energy Efficiency qualifying list compliance), Double lamp high performance T8 fixture - Commercial Sector | Quasi-Prescriptive | Quasi-Prescriptive | Quasi-Prescriptive | Quasi-Prescriptive | Quasi-Prescriptive | Quasi-Prescriptive | 58 | 15.3198 | 0 | n/a | n/a | n/a | n/a | n/a | n/a
197 | 25 | Electricity Retrofit Incentive | Business, Industrial | 2008 | Final | 33 | Lighting System High Performance T8 (Consortium for Energy Efficiency qualifying list compliance), Triple lamp high performance T8 fixture - Commercial Sector | Quasi-Prescriptive | Quasi-Prescriptive | Quasi-Prescriptive | Quasi-Prescriptive | Quasi-Prescriptive | Quasi-Prescriptive | 58 | 15.3198 | 0 | n/a | n/a | n/a | n/a | n/a | n/a
198 | 25 | Electricity Retrofit Incentive | Business, Industrial | 2008 | Final | 34 | Lighting System High Performance T8 (Consortium for Energy Efficiency qualifying list compliance), Quadruple lamp high performance T8 fixture - Commercial Sector | Quasi-Prescriptive | Quasi-Prescriptive | Quasi-Prescriptive | Quasi-Prescriptive | Quasi-Prescriptive | Quasi-Prescriptive | 58 | 15.3198 | 0 | n/a | n/a | n/a | n/a | n/a | n/a
199 | 25 | Electricity Retrofit Incentive | Business, Industrial | 2008 | Final | 35 | Lighting System T5 Fixtures, T5 fixture with 1, 2, or 3 lamps and 1 electronic ballast - Commercial Sector | Quasi-Prescriptive | Quasi-Prescriptive | Quasi-Prescriptive | Quasi-Prescriptive | Quasi-Prescriptive | Quasi-Prescriptive | 58 | 15.3198 | 0 | n/a | n/a | n/a | n/a | n/a | n/a
200 | 25 | Electricity Retrofit Incentive | Business, Industrial | 2008 | Final | 36 | Lighting System T5 Fixtures, High Bay T5. Maximum 6 lamps/fixture. - Commercial Sector | Quasi-Prescriptive | Quasi-Prescriptive | Quasi-Prescriptive | Quasi-Prescriptive | Quasi-Prescriptive | Quasi-Prescriptive | 58 | 15.3198 | 0 | n/a | n/a | n/a | n/a | n/a | n/a
201 | 25 | Electricity Retrofit Incentive | Business, Industrial | 2008 | Final | 37 | Lighting System Metal Halide, 320 W Ceramic pulse start - Commercial Sector | Quasi-Prescriptive | Quasi-Prescriptive | Quasi-Prescriptive | Quasi-Prescriptive | Quasi-Prescriptive | Quasi-Prescriptive | 58 | 15.3198 | 0 | n/a | n/a | n/a | n/a | n/a | n/a
202 | 25 | Electricity Retrofit Incentive | Business, Industrial | 2008 | Final | 38 | Lighting System Occupancy Sensors, Switch plate mounted occupancy sensor - Commercial Sector | Quasi-Prescriptive | Quasi-Prescriptive | Quasi-Prescriptive | Quasi-Prescriptive | Quasi-Prescriptive | Quasi-Prescriptive | 58 | 15.3198 | 0 | n/a | n/a | n/a | n/a | n/a | n/a
203 | 25 | Electricity Retrofit Incentive | Business, Industrial | 2008 | Final | 39 | Lighting System Occupancy Sensors, Ceiling mounted occupancy sensor - Commercial Sector | Quasi-Prescriptive | Quasi-Prescriptive | Quasi-Prescriptive | Quasi-Prescriptive | Quasi-Prescriptive | Quasi-Prescriptive | 58 | 15.3198 | 0 | n/a | n/a | n/a | n/a | n/a | n/a
204 | 25 | Electricity Retrofit Incentive | Business, Industrial | 2008 | Final | 40 | Motor Open Drip-Proof (ODP), 1 HP - Commercial Sector | Quasi-Prescriptive | Quasi-Prescriptive | Quasi-Prescriptive | Quasi-Prescriptive | Quasi-Prescriptive | Quasi-Prescriptive | 58 | 15.3198 | 0 | n/a | n/a | n/a | n/a | n/a | n/a
205 | 25 | Electricity Retrofit Incentive | Business, Industrial | 2008 | Final | 41 | Motor Open Drip-Proof (ODP), 1.5 HP - Commercial Sector | Quasi-Prescriptive | Quasi-Prescriptive | Quasi-Prescriptive | Quasi-Prescriptive | Quasi-Prescriptive | Quasi-Prescriptive | 58 | 15.3198 | 0 | n/a | n/a | n/a | n/a | n/a | n/a
206 | 25 | Electricity Retrofit Incentive | Business, Industrial | 2008 | Final | 42 | Motor Open Drip-Proof (ODP), 2 HP - Commercial Sector | Quasi-Prescriptive | Quasi-Prescriptive | Quasi-Prescriptive | Quasi-Prescriptive | Quasi-Prescriptive | Quasi-Prescriptive | 58 | 15.3198 | 0 | n/a | n/a | n/a | n/a | n/a | n/a
207 | 25 | Electricity Retrofit Incentive | Business, Industrial | 2008 | Final | 43 | Motor Open Drip-Proof (ODP), 3 HP - Commercial Sector | Quasi-Prescriptive | Quasi-Prescriptive | Quasi-Prescriptive | Quasi-Prescriptive | Quasi-Prescriptive | Quasi-Prescriptive | 58 | 15.3198 | 0 | n/a | n/a | n/a | n/a | n/a | n/a
208 | 25 | Electricity Retrofit Incentive | Business, Industrial | 2008 | Final | 44 | Motor Open Drip-Proof (ODP), 5 HP - Commercial Sector | Quasi-Prescriptive | Quasi-Prescriptive | Quasi-Prescriptive | Quasi-Prescriptive | Quasi-Prescriptive | Quasi-Prescriptive | 58 | 15.3198 | 0 | n/a | n/a | n/a | n/a | n/a | n/a
209 | 25 | Electricity Retrofit Incentive | Business, Industrial | 2008 | Final | 45 | Motor Open Drip-Proof (ODP), 7.5 HP - Commercial Sector | Quasi-Prescriptive | Quasi-Prescriptive | Quasi-Prescriptive | Quasi-Prescriptive | Quasi-Prescriptive | Quasi-Prescriptive | 58 | 15.3198 | 0 | n/a | n/a | n/a | n/a | n/a | n/a
210 | 25 | Electricity Retrofit Incentive | Business, Industrial | 2008 | Final | 46 | Motor Open Drip-Proof (ODP), 10 HP - Commercial Sector | Quasi-Prescriptive | Quasi-Prescriptive | Quasi-Prescriptive | Quasi-Prescriptive | Quasi-Prescriptive | Quasi-Prescriptive | 58 | 15.3198 | 0 | n/a | n/a | n/a | n/a | n/a | n/a
211 | 25 | Electricity Retrofit Incentive | Business, Industrial | 2008 | Final | 47 | Motor Open Drip-Proof (ODP), 15 HP - Commercial Sector | Quasi-Prescriptive | Quasi-Prescriptive | Quasi-Prescriptive | Quasi-Prescriptive | Quasi-Prescriptive | Quasi-Prescriptive | 58 | 15.3198 | 0 | n/a | n/a | n/a | n/a | n/a | n/a
212 | 25 | Electricity Retrofit Incentive | Business, Industrial | 2008 | Final | 48 | Motor Open Drip-Proof (ODP), 20 HP - Commercial Sector | Quasi-Prescriptive | Quasi-Prescriptive | Quasi-Prescriptive | Quasi-Prescriptive | Quasi-Prescriptive | Quasi-Prescriptive | 58 | 15.3198 | 0 | n/a | n/a | n/a | n/a | n/a | n/a
213 | 25 | Electricity Retrofit Incentive | Business, Industrial | 2008 | Final | 49 | Motor Open Drip-Proof (ODP), 25 HP - Commercial Sector | Quasi-Prescriptive | Quasi-Prescriptive | Quasi-Prescriptive | Quasi-Prescriptive | Quasi-Prescriptive | Quasi-Prescriptive | 58 | 15.3198 | 0 | n/a | n/a | n/a | n/a | n/a | n/a
214 | 25 | Electricity Retrofit Incentive | Business, Industrial | 2008 | Final | 50 | Motor Open Drip-Proof (ODP), 30 HP - Commercial Sector | Quasi-Prescriptive | Quasi-Prescriptive | Quasi-Prescriptive | Quasi-Prescriptive | Quasi-Prescriptive | Quasi-Prescriptive | 58 | 15.3198 | 0 | n/a | n/a | n/a | n/a | n/a | n/a
215 | 25 | Electricity Retrofit Incentive | Business, Industrial | 2008 | Final | 51 | Motor Open Drip-Proof (ODP), 40 HP - Commercial Sector | Quasi-Prescriptive | Quasi-Prescriptive | Quasi-Prescriptive | Quasi-Prescriptive | Quasi-Prescriptive | Quasi-Prescriptive | 58 | 15.3198 | 0 | n/a | n/a | n/a | n/a | n/a | n/a
216 | 25 | Electricity Retrofit Incentive | Business, Industrial | 2008 | Final | 52 | Motor Open Drip-Proof (ODP), 50 HP - Commercial Sector | Quasi-Prescriptive | Quasi-Prescriptive | Quasi-Prescriptive | Quasi-Prescriptive | Quasi-Prescriptive | Quasi-Prescriptive | 58 | 15.3198 | 0 | n/a | n/a | n/a | n/a | n/a | n/a
217 | 25 | Electricity Retrofit Incentive | Business, Industrial | 2008 | Final | 53 | Motor Open Drip-Proof (ODP), 60 HP - Commercial Sector | Quasi-Prescriptive | Quasi-Prescriptive | Quasi-Prescriptive | Quasi-Prescriptive | Quasi-Prescriptive | Quasi-Prescriptive | 58 | 15.3198 | 0 | n/a | n/a | n/a | n/a | n/a | n/a
218 | 25 | Electricity Retrofit Incentive | Business, Industrial | 2008 | Final | 54 | Motor Open Drip-Proof (ODP), 75 HP - Commercial Sector | Quasi-Prescriptive | Quasi-Prescriptive | Quasi-Prescriptive | Quasi-Prescriptive | Quasi-Prescriptive | Quasi-Prescriptive | 58 | 15.3198 | 0 | n/a | n/a | n/a | n/a | n/a | n/a
219 | 25 | Electricity Retrofit Incentive | Business, Industrial | 2008 | Final | 55 | Motor Open Drip-Proof (ODP), 100 HP - Commercial Sector | Quasi-Prescriptive | Quasi-Prescriptive | Quasi-Prescriptive | Quasi-Prescriptive | Quasi-Prescriptive | Quasi-Prescriptive | 58 | 15.3198 | 0 | n/a | n/a | n/a | n/a | n/a | n/a
220 | 25 | Electricity Retrofit Incentive | Business, Industrial | 2008 | Final | 56 | Motor Open Drip-Proof (ODP), 125 HP - Commercial Sector | Quasi-Prescriptive | Quasi-Prescriptive | Quasi-Prescriptive | Quasi-Prescriptive | Quasi-Prescriptive | Quasi-Prescriptive | 58 | 15.3198 | 0 | n/a | n/a | n/a | n/a | n/a | n/a
221 | 25 | Electricity Retrofit Incentive | Business, Industrial | 2008 | Final | 57 | Motor Open Drip-Proof (ODP), 150 HP - Commercial Sector | Quasi-Prescriptive | Quasi-Prescriptive | Quasi-Prescriptive | Quasi-Prescriptive | Quasi-Prescriptive | Quasi-Prescriptive | 58 | 15.3198 | 0 | n/a | n/a | n/a | n/a | n/a | n/a
222 | 25 | Electricity Retrofit Incentive | Business, Industrial | 2008 | Final | 58 | Motor Open Drip-Proof (ODP), 200 HP - Commercial Sector | Quasi-Prescriptive | Quasi-Prescriptive | Quasi-Prescriptive | Quasi-Prescriptive | Quasi-Prescriptive | Quasi-Prescriptive | 58 | 15.3198 | 0 | n/a | n/a | n/a | n/a | n/a | n/a
223 | 25 | Electricity Retrofit Incentive | Business, Industrial | 2008 | Final | 59 | Motor Totally Enclosed Fan-Cooled (TEFC), 1 HP - Commercial Sector | Quasi-Prescriptive | Quasi-Prescriptive | Quasi-Prescriptive | Quasi-Prescriptive | Quasi-Prescriptive | Quasi-Prescriptive | 58 | 15.3198 | 0 | n/a | n/a | n/a | n/a | n/a | n/a
224 | 25 | Electricity Retrofit Incentive | Business, Industrial | 2008 | Final | 60 | Motor Totally Enclosed Fan-Cooled (TEFC), 1.5 HP - Commercial Sector | Quasi-Prescriptive | Quasi-Prescriptive | Quasi-Prescriptive | Quasi-Prescriptive | Quasi-Prescriptive | Quasi-Prescriptive | 58 | 15.3198 | 0 | n/a | n/a | n/a | n/a | n/a | n/a
225 | 25 | Electricity Retrofit Incentive | Business, Industrial | 2008 | Final | 61 | Motor Totally Enclosed Fan-Cooled (TEFC), 2 HP - Commercial Sector | Quasi-Prescriptive | Quasi-Prescriptive | Quasi-Prescriptive | Quasi-Prescriptive | Quasi-Prescriptive | Quasi-Prescriptive | 58 | 15.3198 | 0 | n/a | n/a | n/a | n/a | n/a | n/a
226 | 25 | Electricity Retrofit Incentive | Business, Industrial | 2008 | Final | 62 | Motor Totally Enclosed Fan-Cooled (TEFC), 3 HP - Commercial Sector | Quasi-Prescriptive | Quasi-Prescriptive | Quasi-Prescriptive | Quasi-Prescriptive | Quasi-Prescriptive | Quasi-Prescriptive | 58 | 15.3198 | 0 | n/a | n/a | n/a | n/a | n/a | n/a
227 | 25 | Electricity Retrofit Incentive | Business, Industrial | 2008 | Final | 63 | Motor Totally Enclosed Fan-Cooled (TEFC), 5 HP - Commercial Sector | Quasi-Prescriptive | Quasi-Prescriptive | Quasi-Prescriptive | Quasi-Prescriptive | Quasi-Prescriptive | Quasi-Prescriptive | 58 | 15.3198 | 0 | n/a | n/a | n/a | n/a | n/a | n/a
228 | 25 | Electricity Retrofit Incentive | Business, Industrial | 2008 | Final | 64 | Motor Totally Enclosed Fan-Cooled (TEFC), 7.5 HP - Commercial Sector | Quasi-Prescriptive | Quasi-Prescriptive | Quasi-Prescriptive | Quasi-Prescriptive | Quasi-Prescriptive | Quasi-Prescriptive | 58 | 15.3198 | 0 | n/a | n/a | n/a | n/a | n/a | n/a
229 | 25 | Electricity Retrofit Incentive | Business, Industrial | 2008 | Final | 65 | Motor Totally Enclosed Fan-Cooled (TEFC), 10 HP - Commercial Sector | Quasi-Prescriptive | Quasi-Prescriptive | Quasi-Prescriptive | Quasi-Prescriptive | Quasi-Prescriptive | Quasi-Prescriptive | 58 | 15.3198 | 0 | n/a | n/a | n/a | n/a | n/a | n/a
230 | 25 | Electricity Retrofit Incentive | Business, Industrial | 2008 | Final | 66 | Motor Totally Enclosed Fan-Cooled (TEFC), 15 HP - Commercial Sector | Quasi-Prescriptive | Quasi-Prescriptive | Quasi-Prescriptive | Quasi-Prescriptive | Quasi-Prescriptive | Quasi-Prescriptive | 58 | 15.3198 | 0 | n/a | n/a | n/a | n/a | n/a | n/a
231 | 25 | Electricity Retrofit Incentive | Business, Industrial | 2008 | Final | 67 | Motor Totally Enclosed Fan-Cooled (TEFC), 20 HP - Commercial Sector | Quasi-Prescriptive | Quasi-Prescriptive | Quasi-Prescriptive | Quasi-Prescriptive | Quasi-Prescriptive | Quasi-Prescriptive | 58 | 15.3198 | 0 | n/a | n/a | n/a | n/a | n/a | n/a
232 | 25 | Electricity Retrofit Incentive | Business, Industrial | 2008 | Final | 68 | Motor Totally Enclosed Fan-Cooled (TEFC), 25 HP - Commercial Sector | Quasi-Prescriptive | Quasi-Prescriptive | Quasi-Prescriptive | Quasi-Prescriptive | Quasi-Prescriptive | Quasi-Prescriptive | 58 | 15.3198 | 0 | n/a | n/a | n/a | n/a | n/a | n/a
233 | 25 | Electricity Retrofit Incentive | Business, Industrial | 2008 | Final | 69 | Motor Totally Enclosed Fan-Cooled (TEFC), 30 HP - Commercial Sector | Quasi-Prescriptive | Quasi-Prescriptive | Quasi-Prescriptive | Quasi-Prescriptive | Quasi-Prescriptive | Quasi-Prescriptive | 58 | 15.3198 | 0 | n/a | n/a | n/a | n/a | n/a | n/a
234 | 25 | Electricity Retrofit Incentive | Business, Industrial | 2008 | Final | 70 | Motor Totally Enclosed Fan-Cooled (TEFC), 40 HP - Commercial Sector | Quasi-Prescriptive | Quasi-Prescriptive | Quasi-Prescriptive | Quasi-Prescriptive | Quasi-Prescriptive | Quasi-Prescriptive | 58 | 15.3198 | 0 | n/a | n/a | n/a | n/a | n/a | n/a
235 | 25 | Electricity Retrofit Incentive | Business, Industrial | 2008 | Final | 71 | Motor Totally Enclosed Fan-Cooled (TEFC), 50 HP - Commercial Sector | Quasi-Prescriptive | Quasi-Prescriptive | Quasi-Prescriptive | Quasi-Prescriptive | Quasi-Prescriptive | Quasi-Prescriptive | 58 | 15.3198 | 0 | n/a | n/a | n/a | n/a | n/a | n/a
236 | 25 | Electricity Retrofit Incentive | Business, Industrial | 2008 | Final | 72 | Motor Totally Enclosed Fan-Cooled (TEFC), 60 HP - Commercial Sector | Quasi-Prescriptive | Quasi-Prescriptive | Quasi-Prescriptive | Quasi-Prescriptive | Quasi-Prescriptive | Quasi-Prescriptive | 58 | 15.3198 | 0 | n/a | n/a | n/a | n/a | n/a | n/a
237 | 25 | Electricity Retrofit Incentive | Business, Industrial | 2008 | Final | 73 | Motor Totally Enclosed Fan-Cooled (TEFC), 75 HP - Commercial Sector | Quasi-Prescriptive | Quasi-Prescriptive | Quasi-Prescriptive | Quasi-Prescriptive | Quasi-Prescriptive | Quasi-Prescriptive | 58 | 15.3198 | 0 | n/a | n/a | n/a | n/a | n/a | n/a
238 | 25 | Electricity Retrofit Incentive | Business, Industrial | 2008 | Final | 74 | Motor Totally Enclosed Fan-Cooled (TEFC), 100 HP - Commercial Sector | Quasi-Prescriptive | Quasi-Prescriptive | Quasi-Prescriptive | Quasi-Prescriptive | Quasi-Prescriptive | Quasi-Prescriptive | 58 | 15.3198 | 0 | n/a | n/a | n/a | n/a | n/a | n/a
239 | 25 | Electricity Retrofit Incentive | Business, Industrial | 2008 | Final | 75 | Motor Totally Enclosed Fan-Cooled (TEFC), 125 HP - Commercial Sector | Quasi-Prescriptive | Quasi-Prescriptive | Quasi-Prescriptive | Quasi-Prescriptive | Quasi-Prescriptive | Quasi-Prescriptive | 58 | 15.3198 | 0 | n/a | n/a | n/a | n/a | n/a | n/a
240 | 25 | Electricity Retrofit Incentive | Business, Industrial | 2008 | Final | 76 | Motor Totally Enclosed Fan-Cooled (TEFC), 150 HP - Commercial Sector | Quasi-Prescriptive | Quasi-Prescriptive | Quasi-Prescriptive | Quasi-Prescriptive | Quasi-Prescriptive | Quasi-Prescriptive | 58 | 15.3198 | 0 | n/a | n/a | n/a | n/a | n/a | n/a
241 | 25 | Electricity Retrofit Incentive | Business, Industrial | 2008 | Final | 77 | Motor Totally Enclosed Fan-Cooled (TEFC), 200 HP - Commercial Sector | Quasi-Prescriptive | Quasi-Prescriptive | Quasi-Prescriptive | Quasi-Prescriptive | Quasi-Prescriptive | Quasi-Prescriptive | 58 | 15.3198 | 0 | n/a | n/a | n/a | n/a | n/a | n/a
242 | 25 | Electricity Retrofit Incentive | Business, Industrial | 2008 | Final | 78 | Transformer Size 15 - Commercial Sector | Quasi-Prescriptive | Quasi-Prescriptive | Quasi-Prescriptive | Quasi-Prescriptive | Quasi-Prescriptive | Quasi-Prescriptive | 58 | 15.3198 | 0 | n/a | n/a | n/a | n/a | n/a | n/a
243 | 25 | Electricity Retrofit Incentive | Business, Industrial | 2008 | Final | 79 | Transformer Size 30 - Commercial Sector | Quasi-Prescriptive | Quasi-Prescriptive | Quasi-Prescriptive | Quasi-Prescriptive | Quasi-Prescriptive | Quasi-Prescriptive | 58 | 15.3198 | 0 | n/a | n/a | n/a | n/a | n/a | n/a
244 | 25 | Electricity Retrofit Incentive | Business, Industrial | 2008 | Final | 80 | Transformer Size 45 - Commercial Sector | Quasi-Prescriptive | Quasi-Prescriptive | Quasi-Prescriptive | Quasi-Prescriptive | Quasi-Prescriptive | Quasi-Prescriptive | 58 | 15.3198 | 0 | n/a | n/a | n/a | n/a | n/a | n/a
245 | 25 | Electricity Retrofit Incentive | Business, Industrial | 2008 | Final | 81 | Transformer Size 75 - Commercial Sector | Quasi-Prescriptive | Quasi-Prescriptive | Quasi-Prescriptive | Quasi-Prescriptive | Quasi-Prescriptive | Quasi-Prescriptive | 58 | 15.3198 | 0 | n/a | n/a | n/a | n/a | n/a | n/a
246 | 25 | Electricity Retrofit Incentive | Business, Industrial | 2008 | Final | 82 | Transformer Size 112.5 - Commercial Sector | Quasi-Prescriptive | Quasi-Prescriptive | Quasi-Prescriptive | Quasi-Prescriptive | Quasi-Prescriptive | Quasi-Prescriptive | 58 | 15.3198 | 0 | n/a | n/a | n/a | n/a | n/a | n/a
247 | 25 | Electricity Retrofit Incentive | Business, Industrial | 2008 | Final | 83 | Transformer Size 150 - Commercial Sector | Quasi-Prescriptive | Quasi-Prescriptive | Quasi-Prescriptive | Quasi-Prescriptive | Quasi-Prescriptive | Quasi-Prescriptive | 58 | 15.3198 | 0 | n/a | n/a | n/a | n/a | n/a | n/a
248 | 25 | Electricity Retrofit Incentive | Business, Industrial | 2008 | Final | 84 | Transformer Size 225 - Commercial Sector | Quasi-Prescriptive | Quasi-Prescriptive | Quasi-Prescriptive | Quasi-Prescriptive | Quasi-Prescriptive | Quasi-Prescriptive | 58 | 15.3198 | 0 | n/a | n/a | n/a | n/a | n/a | n/a
249 | 25 | Electricity Retrofit Incentive | Business, Industrial | 2008 | Final | 85 | Transformer Size 300 - Commercial Sector | Quasi-Prescriptive | Quasi-Prescriptive | Quasi-Prescriptive | Quasi-Prescriptive | Quasi-Prescriptive | Quasi-Prescriptive | 58 | 15.3198 | 0 | n/a | n/a | n/a | n/a | n/a | n/a
250 | 25 | Electricity Retrofit Incentive | Business, Industrial | 2008 | Final | 86 | Transformer Size 500 - Commercial Sector | Quasi-Prescriptive | Quasi-Prescriptive | Quasi-Prescriptive | Quasi-Prescriptive | Quasi-Prescriptive | Quasi-Prescriptive | 58 | 15.3198 | 0 | n/a | n/a | n/a | n/a | n/a | n/a
251 | 25 | Electricity Retrofit Incentive | Business, Industrial | 2008 | Final | 87 | Transformer Size 750 - Commercial Sector | Quasi-Prescriptive | Quasi-Prescriptive | Quasi-Prescriptive | Quasi-Prescriptive | Quasi-Prescriptive | Quasi-Prescriptive | 58 | 15.3198 | 0 | n/a | n/a | n/a | n/a | n/a | n/a
252 | 25 | Electricity Retrofit Incentive | Business, Industrial | 2008 | Final | 88 | Transformer Size 1000 - Commercial Sector | Quasi-Prescriptive | Quasi-Prescriptive | Quasi-Prescriptive | Quasi-Prescriptive | Quasi-Prescriptive | Quasi-Prescriptive | 58 | 15.3198 | 0 | n/a | n/a | n/a | n/a | n/a | n/a
253 | 25 | Electricity Retrofit Incentive | Business, Industrial | 2008 | Final | 89 | Unitary AC Single Phase <= 5.4 Tons - Commercial Sector | Quasi-Prescriptive | Quasi-Prescriptive | Quasi-Prescriptive | Quasi-Prescriptive | Quasi-Prescriptive | Quasi-Prescriptive | 58 | 15.3198 | 0 | n/a | n/a | n/a | n/a | n/a | n/a
254 | 25 | Electricity Retrofit Incentive | Business, Industrial | 2008 | Final | 90 | Unitary AC 3 Phase <= 5.4 Tons - Commercial Sector | Quasi-Prescriptive | Quasi-Prescriptive | Quasi-Prescriptive | Quasi-Prescriptive | Quasi-Prescriptive | Quasi-Prescriptive | 58 | 15.3198 | 0 | n/a | n/a | n/a | n/a | n/a | n/a
255 | 25 | Electricity Retrofit Incentive | Business, Industrial | 2008 | Final | 91 | Unitary AC >5.4 & <= 11.25 tons - Commercial Sector | Quasi-Prescriptive | Quasi-Prescriptive | Quasi-Prescriptive | Quasi-Prescriptive | Quasi-Prescriptive | Quasi-Prescriptive | 58 | 15.3198 | 0 | n/a | n/a | n/a | n/a | n/a | n/a
256 | 25 | Electricity Retrofit Incentive | Business, Industrial | 2008 | Final | 92 | Unitary AC >11.25 & <= 20 tons - Commercial Sector | Quasi-Prescriptive | Quasi-Prescriptive | Quasi-Prescriptive | Quasi-Prescriptive | Quasi-Prescriptive | Quasi-Prescriptive | 58 | 15.3198 | 0 | n/a | n/a | n/a | n/a | n/a | n/a
257 | 25 | Electricity Retrofit Incentive | Business, Industrial | 2008 | Final | 93 | Unitary AC 25 tons - Commercial Sector | Quasi-Prescriptive | Quasi-Prescriptive | Quasi-Prescriptive | Quasi-Prescriptive | Quasi-Prescriptive | Quasi-Prescriptive | 58 | 15.3198 | 0 | n/a | n/a | n/a | n/a | n/a | n/a
258 | 25 | Electricity Retrofit Incentive | Business, Industrial | 2008 | Final | 94 | Custom Project - Commercial Sector | Quasi-Prescriptive | Quasi-Prescriptive | Quasi-Prescriptive | Quasi-Prescriptive | Quasi-Prescriptive | Quasi-Prescriptive | 58 | 15.3198 | 0 | n/a | n/a | n/a | n/a | n/a | n/a
259 | 25 | Electricity Retrofit Incentive | Business, Industrial | 2008 | Final | 95 | Agribusiness ENERGY STAR® Rated Exit Signs, All sizes - Multi-Family Sector | Quasi-Prescriptive | Quasi-Prescriptive | Quasi-Prescriptive | Quasi-Prescriptive | Quasi-Prescriptive | Quasi-Prescriptive | 41 | 15.3198 | 0 | n/a | n/a | n/a | n/a | n/a | n/a
260 | 25 | Electricity Retrofit Incentive | Business, Industrial | 2008 | Final | 96 | Agribusiness ENERGY STAR® Rated CFLs, Screw in. All sizes < 40 W - Multi-Family Sector | Quasi-Prescriptive | Quasi-Prescriptive | Quasi-Prescriptive | Quasi-Prescriptive | Quasi-Prescriptive | Quasi-Prescriptive | 41 | 15.3198 | 0 | n/a | n/a | n/a | n/a | n/a | n/a
261 | 25 | Electricity Retrofit Incentive | Business, Industrial | 2008 | Final | 97 | Agribusiness ENERGY STAR® Rated CFLs, Hard wired. All sizes < 40 W - Multi-Family Sector | Quasi-Prescriptive | Quasi-Prescriptive | Quasi-Prescriptive | Quasi-Prescriptive | Quasi-Prescriptive | Quasi-Prescriptive | 41 | 15.3198 | 0 | n/a | n/a | n/a | n/a | n/a | n/a
262 | 25 | Electricity Retrofit Incentive | Business, Industrial | 2008 | Final | 98 | Agribusiness Standard Performance T8, Single lamp standard T8 fixture - Multi-Family Sector | Quasi-Prescriptive | Quasi-Prescriptive | Quasi-Prescriptive | Quasi-Prescriptive | Quasi-Prescriptive | Quasi-Prescriptive | 41 | 15.3198 | 0 | n/a | n/a | n/a | n/a | n/a | n/a
263 | 25 | Electricity Retrofit Incentive | Business, Industrial | 2008 | Final | 99 | Agribusiness Standard Performance T8, Double lamp standard T8 fixture - Multi-Family Sector | Quasi-Prescriptive | Quasi-Prescriptive | Quasi-Prescriptive | Quasi-Prescriptive | Quasi-Prescriptive | Quasi-Prescriptive | 41 | 15.3198 | 0 | n/a | n/a | n/a | n/a | n/a | n/a
264 | 25 | Electricity Retrofit Incentive | Business, Industrial | 2008 | Final | 100 | Agribusiness Standard Performance T8, Triple lamp standard T8 fixture - Multi-Family Sector | Quasi-Prescriptive | Quasi-Prescriptive | Quasi-Prescriptive | Quasi-Prescriptive | Quasi-Prescriptive | Quasi-Prescriptive | 41 | 15.3198 | 0 | n/a | n/a | n/a | n/a | n/a | n/a
265 | 25 | Electricity Retrofit Incentive | Business, Industrial | 2008 | Final | 101 | Agribusiness Standard Performance T8, Quadruple lamp standard T8 fixture - Multi-Family Sector | Quasi-Prescriptive | Quasi-Prescriptive | Quasi-Prescriptive | Quasi-Prescriptive | Quasi-Prescriptive | Quasi-Prescriptive | 41 | 15.3198 | 0 | n/a | n/a | n/a | n/a | n/a | n/a
266 | 25 | Electricity Retrofit Incentive | Business, Industrial | 2008 | Final | 102 | Agribusiness High Performance T8 (Consortium for Energy Efficiency qualifying list compliance), Single lamp high performance T8 fixture - Multi-Family Sector | Quasi-Prescriptive | Quasi-Prescriptive | Quasi-Prescriptive | Quasi-Prescriptive | Quasi-Prescriptive | Quasi-Prescriptive | 41 | 15.3198 | 0 | n/a | n/a | n/a | n/a | n/a | n/a
267 | 25 | Electricity Retrofit Incentive | Business, Industrial | 2008 | Final | 103 | Agribusiness High Performance T8 (Consortium for Energy Efficiency qualifying list compliance), Double lamp high performance T8 fixture - Multi-Family Sector | Quasi-Prescriptive | Quasi-Prescriptive | Quasi-Prescriptive | Quasi-Prescriptive | Quasi-Prescriptive | Quasi-Prescriptive | 41 | 15.3198 | 0 | n/a | n/a | n/a | n/a | n/a | n/a
268 | 25 | Electricity Retrofit Incentive | Business, Industrial | 2008 | Final | 104 | Agribusiness High Performance T8 (Consortium for Energy Efficiency qualifying list compliance), Triple lamp high performance T8 fixture - Multi-Family Sector | Quasi-Prescriptive | Quasi-Prescriptive | Quasi-Prescriptive | Quasi-Prescriptive | Quasi-Prescriptive | Quasi-Prescriptive | 41 | 15.3198 | 0 | n/a | n/a | n/a | n/a | n/a | n/a
269 | 25 | Electricity Retrofit Incentive | Business, Industrial | 2008 | Final | 105 | Agribusiness High Performance T8 (Consortium for Energy Efficiency qualifying list compliance), Quadruple lamp high performance T8 fixture - Multi-Family Sector | Quasi-Prescriptive | Quasi-Prescriptive | Quasi-Prescriptive | Quasi-Prescriptive | Quasi-Prescriptive | Quasi-Prescriptive | 41 | 15.3198 | 0 | n/a | n/a | n/a | n/a | n/a | n/a
270 | 25 | Electricity Retrofit Incentive | Business, Industrial | 2008 | Final | 106 | Agribusiness T5 Fixtures, T5 fixture with 1, 2, or 3 lamps and 1 electronic ballast - Multi-Family Sector | Quasi-Prescriptive | Quasi-Prescriptive | Quasi-Prescriptive | Quasi-Prescriptive | Quasi-Prescriptive | Quasi-Prescriptive | 41 | 15.3198 | 0 | n/a | n/a | n/a | n/a | n/a | n/a
271 | 25 | Electricity Retrofit Incentive | Business, Industrial | 2008 | Final | 107 | Agribusiness T5 Fixtures, High Bay T5. Maximum 6 lamps/fixture. - Multi-Family Sector | Quasi-Prescriptive | Quasi-Prescriptive | Quasi-Prescriptive | Quasi-Prescriptive | Quasi-Prescriptive | Quasi-Prescriptive | 41 | 15.3198 | 0 | n/a | n/a | n/a | n/a | n/a | n/a
272 | 25 | Electricity Retrofit Incentive | Business, Industrial | 2008 | Final | 108 | Agribusiness Metal Halide, 320 W Ceramic pulse start - Multi-Family Sector | Quasi-Prescriptive | Quasi-Prescriptive | Quasi-Prescriptive | Quasi-Prescriptive | Quasi-Prescriptive | Quasi-Prescriptive | 41 | 15.3198 | 0 | n/a | n/a | n/a | n/a | n/a | n/a
273 | 25 | Electricity Retrofit Incentive | Business, Industrial | 2008 | Final | 109 | Agribusiness Occupancy Sensors, Switch plate mounted occupancy sensor - Multi-Family Sector | Quasi-Prescriptive | Quasi-Prescriptive | Quasi-Prescriptive | Quasi-Prescriptive | Quasi-Prescriptive | Quasi-Prescriptive | 41 | 15.3198 | 0 | n/a | n/a | n/a | n/a | n/a | n/a
274 | 25 | Electricity Retrofit Incentive | Business, Industrial | 2008 | Final | 110 | Agribusiness Occupancy Sensors, Ceiling mounted occupancy sensor - Multi-Family Sector | Quasi-Prescriptive | Quasi-Prescriptive | Quasi-Prescriptive | Quasi-Prescriptive | Quasi-Prescriptive | Quasi-Prescriptive | 41 | 15.3198 | 0 | n/a | n/a | n/a | n/a | n/a | n/a
275 | 25 | Electricity Retrofit Incentive | Business, Industrial | 2008 | Final | 111 | Agribusiness Creep Heat Pads, up to 100W maximum - Multi-Family Sector | Quasi-Prescriptive | Quasi-Prescriptive | Quasi-Prescriptive | Quasi-Prescriptive | Quasi-Prescriptive | Quasi-Prescriptive | 41 | 15.3198 | 0 | n/a | n/a | n/a | n/a | n/a | n/a
276 | 25 | Electricity Retrofit Incentive | Business, Industrial | 2008 | Final | 112 | Agribusiness Creep Heat Pads, up to 200W maximum - Multi-Family Sector | Quasi-Prescriptive | Quasi-Prescriptive | Quasi-Prescriptive | Quasi-Prescriptive | Quasi-Prescriptive | Quasi-Prescriptive | 41 | 15.3198 | 0 | n/a | n/a | n/a | n/a | n/a | n/a
277 | 25 | Electricity Retrofit Incentive | Business, Industrial | 2008 | Final | 113 | Agribusiness High Temperature Cutout Thermostat - Multi-Family Sector | Quasi-Prescriptive | Quasi-Prescriptive | Quasi-Prescriptive | Quasi-Prescriptive | Quasi-Prescriptive | Quasi-Prescriptive | 41 | 15.3198 | 0 | n/a | n/a | n/a | n/a | n/a | n/a
278 | 25 | Electricity Retrofit Incentive | Business, Industrial | 2008 | Final | 114 | Agribusiness Creep Heat Controller - Multi-Family Sector | Quasi-Prescriptive | Quasi-Prescriptive | Quasi-Prescriptive | Quasi-Prescriptive | Quasi-Prescriptive | Quasi-Prescriptive | 41 | 15.3198 | 0 | n/a | n/a | n/a | n/a | n/a | n/a
279 | 25 | Electricity Retrofit Incentive | Business, Industrial | 2008 | Final | 115 | Agribusiness Energy Efficient Ventilation Exhaust Fans - Multi-Family Sector | Quasi-Prescriptive | Quasi-Prescriptive | Quasi-Prescriptive | Quasi-Prescriptive | Quasi-Prescriptive | Quasi-Prescriptive | 41 | 15.3198 | 0 | n/a | n/a | n/a | n/a | n/a | n/a
280 | 25 | Electricity Retrofit Incentive | Business, Industrial | 2008 | Final | 116 | Agribusiness Low Energy Livestock Waterers - Multi-Family Sector | Quasi-Prescriptive | Quasi-Prescriptive | Quasi-Prescriptive | Quasi-Prescriptive | Quasi-Prescriptive | Quasi-Prescriptive | 41 | 15.3198 | 0 | n/a | n/a | n/a | n/a | n/a | n/a
281 | 25 | Electricity Retrofit Incentive | Business, Industrial | 2008 | Final | 117 | Agribusiness Photocell and Timer for Lighting Control - Multi-Family Sector | Quasi-Prescriptive | Quasi-Prescriptive | Quasi-Prescriptive | Quasi-Prescriptive | Quasi-Prescriptive | Quasi-Prescriptive | 41 | 15.3198 | 0 | n/a | n/a | n/a | n/a | n/a | n/a
282 | 25 | Electricity Retrofit Incentive | Business, Industrial | 2008 | Final | 118 | Lighting System Exit Signs, 5 W or less - Multi-Family Sector | Quasi-Prescriptive | Quasi-Prescriptive | Quasi-Prescriptive | Quasi-Prescriptive | Quasi-Prescriptive | Quasi-Prescriptive | 41 | 15.3198 | 0 | n/a | n/a | n/a | n/a | n/a | n/a
283 | 25 | Electricity Retrofit Incentive | Business, Industrial | 2008 | Final | 119 | Lighting System ENERGY STAR® Rated CFLs, Screw in. All sizes < 40 W - Multi-Family Sector | Quasi-Prescriptive | Quasi-Prescriptive | Quasi-Prescriptive | Quasi-Prescriptive | Quasi-Prescriptive | Quasi-Prescriptive | 41 | 15.3198 | 0 | n/a | n/a | n/a | n/a | n/a | n/a
284 | 25 | Electricity Retrofit Incentive | Business, Industrial | 2008 | Final | 120 | Lighting System ENERGY STAR® Rated CFLs, Hard wired. All sizes < 40 W - Multi-Family Sector | Quasi-Prescriptive | Quasi-Prescriptive | Quasi-Prescriptive | Quasi-Prescriptive | Quasi-Prescriptive | Quasi-Prescriptive | 41 | 15.3198 | 0 | n/a | n/a | n/a | n/a | n/a | n/a
285 | 25 | Electricity Retrofit Incentive | Business, Industrial | 2008 | Final | 121 | Lighting System Standard Performance T8, Single lamp standard T8 fixture - Multi-Family Sector | Quasi-Prescriptive | Quasi-Prescriptive | Quasi-Prescriptive | Quasi-Prescriptive | Quasi-Prescriptive | Quasi-Prescriptive | 41 | 15.3198 | 0 | n/a | n/a | n/a | n/a | n/a | n/a
286 | 25 | Electricity Retrofit Incentive | Business, Industrial | 2008 | Final | 122 | Lighting System Standard Performance T8, Double lamp standard T8 fixture - Multi-Family Sector | Quasi-Prescriptive | Quasi-Prescriptive | Quasi-Prescriptive | Quasi-Prescriptive | Quasi-Prescriptive | Quasi-Prescriptive | 41 | 15.3198 | 0 | n/a | n/a | n/a | n/a | n/a | n/a
287 | 25 | Electricity Retrofit Incentive | Business, Industrial | 2008 | Final | 123 | Lighting System Standard Performance T8, Triple lamp standard T8 fixture - Multi-Family Sector | Quasi-Prescriptive | Quasi-Prescriptive | Quasi-Prescriptive | Quasi-Prescriptive | Quasi-Prescriptive | Quasi-Prescriptive | 41 | 15.3198 | 0 | n/a | n/a | n/a | n/a | n/a | n/a
288 | 25 | Electricity Retrofit Incentive | Business, Industrial | 2008 | Final | 124 | Lighting System Standard Performance T8, Quadruple lamp standard T8 fixture - Multi-Family Sector | Quasi-Prescriptive | Quasi-Prescriptive | Quasi-Prescriptive | Quasi-Prescriptive | Quasi-Prescriptive | Quasi-Prescriptive | 41 | 15.3198 | 0 | n/a | n/a | n/a | n/a | n/a | n/a
289 | 25 | Electricity Retrofit Incentive | Business, Industrial | 2008 | Final | 125 | Lighting System High Performance T8 (Consortium for Energy Efficiency qualifying list compliance), Single lamp high performance T8 fixture - Multi-Family Sector | Quasi-Prescriptive | Quasi-Prescriptive | Quasi-Prescriptive | Quasi-Prescriptive | Quasi-Prescriptive | Quasi-Prescriptive | 41 | 15.3198 | 0 | n/a | n/a | n/a | n/a | n/a | n/a
290 | 25 | Electricity Retrofit Incentive | Business, Industrial | 2008 | Final | 126 | Lighting System High Performance T8 (Consortium for Energy Efficiency qualifying list compliance), Double lamp high performance T8 fixture - Multi-Family Sector | Quasi-Prescriptive | Quasi-Prescriptive | Quasi-Prescriptive | Quasi-Prescriptive | Quasi-Prescriptive | Quasi-Prescriptive | 41 | 15.3198 | 0 | n/a | n/a | n/a | n/a | n/a | n/a
291 | 25 | Electricity Retrofit Incentive | Business, Industrial | 2008 | Final | 127 | Lighting System High Performance T8 (Consortium for Energy Efficiency qualifying list compliance), Triple lamp high performance T8 fixture - Multi-Family Sector | Quasi-Prescriptive | Quasi-Prescriptive | Quasi-Prescriptive | Quasi-Prescriptive | Quasi-Prescriptive | Quasi-Prescriptive | 41 | 15.3198 | 0 | n/a | n/a | n/a | n/a | n/a | n/a
292 | 25 | Electricity Retrofit Incentive | Business, Industrial | 2008 | Final | 128 | Lighting System High Performance T8 (Consortium for Energy Efficiency qualifying list compliance), Quadruple lamp high performance T8 fixture - Multi-Family Sector | Quasi-Prescriptive | Quasi-Prescriptive | Quasi-Prescriptive | Quasi-Prescriptive | Quasi-Prescriptive | Quasi-Prescriptive | 41 | 15.3198 | 0 | n/a | n/a | n/a | n/a | n/a | n/a
293 | 25 | Electricity Retrofit Incentive | Business, Industrial | 2008 | Final | 129 | Lighting System T5 Fixtures, T5 fixture with 1, 2, or 3 lamps and 1 electronic ballast - Multi-Family Sector | Quasi-Prescriptive | Quasi-Prescriptive | Quasi-Prescriptive | Quasi-Prescriptive | Quasi-Prescriptive | Quasi-Prescriptive | 41 | 15.3198 | 0 | n/a | n/a | n/a | n/a | n/a | n/a
294 | 25 | Electricity Retrofit Incentive | Business, Industrial | 2008 | Final | 130 | Lighting System T5 Fixtures, High Bay T5. Maximum 6 lamps/fixture. - Multi-Family Sector | Quasi-Prescriptive | Quasi-Prescriptive | Quasi-Prescriptive | Quasi-Prescriptive | Quasi-Prescriptive | Quasi-Prescriptive | 41 | 15.3198 | 0 | n/a | n/a | n/a | n/a | n/a | n/a
295 | 25 | Electricity Retrofit Incentive | Business, Industrial | 2008 | Final | 131 | Lighting System Metal Halide, 320 W Ceramic pulse start - Multi-Family Sector | Quasi-Prescriptive | Quasi-Prescriptive | Quasi-Prescriptive | Quasi-Prescriptive | Quasi-Prescriptive | Quasi-Prescriptive | 41 | 15.3198 | 0 | n/a | n/a | n/a | n/a | n/a | n/a
296 | 25 | Electricity Retrofit Incentive | Business, Industrial | 2008 | Final | 132 | Lighting System Occupancy Sensors, Switch plate mounted occupancy sensor - Multi-Family Sector | Quasi-Prescriptive | Quasi-Prescriptive | Quasi-Prescriptive | Quasi-Prescriptive | Quasi-Prescriptive | Quasi-Prescriptive | 41 | 15.3198 | 0 | n/a | n/a | n/a | n/a | n/a | n/a
297 | 25 | Electricity Retrofit Incentive | Business, Industrial | 2008 | Final | 133 | Lighting System Occupancy Sensors, Ceiling mounted occupancy sensor - Multi-Family Sector | Quasi-Prescriptive | Quasi-Prescriptive | Quasi-Prescriptive | Quasi-Prescriptive | Quasi-Prescriptive | Quasi-Prescriptive | 41 | 15.3198 | 0 | n/a | n/a | n/a | n/a | n/a | n/a
298 | 25 | Electricity Retrofit Incentive | Business, Industrial | 2008 | Final | 134 | Motor Open Drip-Proof (ODP), 1 HP - Multi-Family Sector | Quasi-Prescriptive | Quasi-Prescriptive | Quasi-Prescriptive | Quasi-Prescriptive | Quasi-Prescriptive | Quasi-Prescriptive | 41 | 15.3198 | 0 | n/a | n/a | n/a | n/a | n/a | n/a
299 | 25 | Electricity Retrofit Incentive | Business, Industrial | 2008 | Final | 135 | Motor Open Drip-Proof (ODP), 1.5 HP - Multi-Family Sector | Quasi-Prescriptive | Quasi-Prescriptive | Quasi-Prescriptive | Quasi-Prescriptive | Quasi-Prescriptive | Quasi-Prescriptive | 41 | 15.3198 | 0 | n/a | n/a | n/a | n/a | n/a | n/a
300 | 25 | Electricity Retrofit Incentive | Business, Industrial | 2008 | Final | 136 | Motor Open Drip-Proof (ODP), 2 HP - Multi-Family Sector | Quasi-Prescriptive | Quasi-Prescriptive | Quasi-Prescriptive | Quasi-Prescriptive | Quasi-Prescriptive | Quasi-Prescriptive | 41 | 15.3198 | 0 | n/a | n/a | n/a | n/a | n/a | n/a
301 | 25 | Electricity Retrofit Incentive | Business, Industrial | 2008 | Final | 137 | Motor Open Drip-Proof (ODP), 3 HP - Multi-Family Sector | Quasi-Prescriptive | Quasi-Prescriptive | Quasi-Prescriptive | Quasi-Prescriptive | Quasi-Prescriptive | Quasi-Prescriptive | 41 | 15.3198 | 0 | n/a | n/a | n/a | n/a | n/a | n/a
302 | 25 | Electricity Retrofit Incentive | Business, Industrial | 2008 | Final | 138 | Motor Open Drip-Proof (ODP), 5 HP - Multi-Family Sector | Quasi-Prescriptive | Quasi-Prescriptive | Quasi-Prescriptive | Quasi-Prescriptive | Quasi-Prescriptive | Quasi-Prescriptive | 41 | 15.3198 | 0 | n/a | n/a | n/a | n/a | n/a | n/a
303 | 25 | Electricity Retrofit Incentive | Business, Industrial | 2008 | Final | 139 | Motor Open Drip-Proof (ODP), 7.5 HP - Multi-Family Sector | Quasi-Prescriptive | Quasi-Prescriptive | Quasi-Prescriptive | Quasi-Prescriptive | Quasi-Prescriptive | Quasi-Prescriptive | 41 | 15.3198 | 0 | n/a | n/a | n/a | n/a | n/a | n/a
304 | 25 | Electricity Retrofit Incentive | Business, Industrial | 2008 | Final | 140 | Motor Open Drip-Proof (ODP), 10 HP - Multi-Family Sector | Quasi-Prescriptive | Quasi-Prescriptive | Quasi-Prescriptive | Quasi-Prescriptive | Quasi-Prescriptive | Quasi-Prescriptive | 41 | 15.3198 | 0 | n/a | n/a | n/a | n/a | n/a | n/a
305 | 25 | Electricity Retrofit Incentive | Business, Industrial | 2008 | Final | 141 | Motor Open Drip-Proof (ODP), 15 HP - Multi-Family Sector | Quasi-Prescriptive | Quasi-Prescriptive | Quasi-Prescriptive | Quasi-Prescriptive | Quasi-Prescriptive | Quasi-Prescriptive | 41 | 15.3198 | 0 | n/a | n/a | n/a | n/a | n/a | n/a
306 | 25 | Electricity Retrofit Incentive | Business, Industrial | 2008 | Final | 142 | Motor Open Drip-Proof (ODP), 20 HP - Multi-Family Sector | Quasi-Prescriptive | Quasi-Prescriptive | Quasi-Prescriptive | Quasi-Prescriptive | Quasi-Prescriptive | Quasi-Prescriptive | 41 | 15.3198 | 0 | n/a | n/a | n/a | n/a | n/a | n/a
307 | 25 | Electricity Retrofit Incentive | Business, Industrial | 2008 | Final | 143 | Motor Open Drip-Proof (ODP), 25 HP - Multi-Family Sector | Quasi-Prescriptive | Quasi-Prescriptive | Quasi-Prescriptive | Quasi-Prescriptive | Quasi-Prescriptive | Quasi-Prescriptive | 41 | 15.3198 | 0 | n/a | n/a | n/a | n/a | n/a | n/a
308 | 25 | Electricity Retrofit Incentive | Business, Industrial | 2008 | Final | 144 | Motor Open Drip-Proof (ODP), 30 HP - Multi-Family Sector | Quasi-Prescriptive | Quasi-Prescriptive | Quasi-Prescriptive | Quasi-Prescriptive | Quasi-Prescriptive | Quasi-Prescriptive | 41 | 15.3198 | 0 | n/a | n/a | n/a | n/a | n/a | n/a
309 | 25 | Electricity Retrofit Incentive | Business, Industrial | 2008 | Final | 145 | Motor Open Drip-Proof (ODP), 40 HP - Multi-Family Sector | Quasi-Prescriptive | Quasi-Prescriptive | Quasi-Prescriptive | Quasi-Prescriptive | Quasi-Prescriptive | Quasi-Prescriptive | 41 | 15.3198 | 0 | n/a | n/a | n/a | n/a | n/a | n/a
310 | 25 | Electricity Retrofit Incentive | Business, Industrial | 2008 | Final | 146 | Motor Open Drip-Proof (ODP), 50 HP - Multi-Family Sector | Quasi-Prescriptive | Quasi-Prescriptive | Quasi-Prescriptive | Quasi-Prescriptive | Quasi-Prescriptive | Quasi-Prescriptive | 41 | 15.3198 | 0 | n/a | n/a | n/a | n/a | n/a | n/a
311 | 25 | Electricity Retrofit Incentive | Business, Industrial | 2008 | Final | 147 | Motor Open Drip-Proof (ODP), 60 HP - Multi-Family Sector | Quasi-Prescriptive | Quasi-Prescriptive | Quasi-Prescriptive | Quasi-Prescriptive | Quasi-Prescriptive | Quasi-Prescriptive | 41 | 15.3198 | 0 | n/a | n/a | n/a | n/a | n/a | n/a
312 | 25 | Electricity Retrofit Incentive | Business, Industrial | 2008 | Final | 148 | Motor Open Drip-Proof (ODP), 75 HP - Multi-Family Sector | Quasi-Prescriptive | Quasi-Prescriptive | Quasi-Prescriptive | Quasi-Prescriptive | Quasi-Prescriptive | Quasi-Prescriptive | 41 | 15.3198 | 0 | n/a | n/a | n/a | n/a | n/a | n/a
313 | 25 | Electricity Retrofit Incentive | Business, Industrial | 2008 | Final | 149 | Motor Open Drip-Proof (ODP), 100 HP - Multi-Family Sector | Quasi-Prescriptive | Quasi-Prescriptive | Quasi-Prescriptive | Quasi-Prescriptive | Quasi-Prescriptive | Quasi-Prescriptive | 41 | 15.3198 | 0 | n/a | n/a | n/a | n/a | n/a | n/a
314 | 25 | Electricity Retrofit Incentive | Business, Industrial | 2008 | Final | 150 | Motor Open Drip-Proof (ODP), 125 HP - Multi-Family Sector | Quasi-Prescriptive | Quasi-Prescriptive | Quasi-Prescriptive | Quasi-Prescriptive | Quasi-Prescriptive | Quasi-Prescriptive | 41 | 15.3198 | 0 | n/a | n/a | n/a | n/a | n/a | n/a
315 | 25 | Electricity Retrofit Incentive | Business, Industrial | 2008 | Final | 151 | Motor Open Drip-Proof (ODP), 150 HP - Multi-Family Sector | Quasi-Prescriptive | Quasi-Prescriptive | Quasi-Prescriptive | Quasi-Prescriptive | Quasi-Prescriptive | Quasi-Prescriptive | 41 | 15.3198 | 0 | n/a | n/a | n/a | n/a | n/a | n/a
316 | 25 | Electricity Retrofit Incentive | Business, Industrial | 2008 | Final | 152 | Motor Open Drip-Proof (ODP), 200 HP - Multi-Family Sector | Quasi-Prescriptive | Quasi-Prescriptive | Quasi-Prescriptive | Quasi-Prescriptive | Quasi-Prescriptive | Quasi-Prescriptive | 41 | 15.3198 | 0 | n/a | n/a | n/a | n/a | n/a | n/a
317 | 25 | Electricity Retrofit Incentive | Business, Industrial | 2008 | Final | 153 | Motor Totally Enclosed Fan-Cooled (TEFC), 1 HP - Multi-Family Sector | Quasi-Prescriptive | Quasi-Prescriptive | Quasi-Prescriptive | Quasi-Prescriptive | Quasi-Prescriptive | Quasi-Prescriptive | 41 | 15.3198 | 0 | n/a | n/a | n/a | n/a | n/a | n/a
318 | 25 | Electricity Retrofit Incentive | Business, Industrial | 2008 | Final | 154 | Motor Totally Enclosed Fan-Cooled (TEFC), 1.5 HP - Multi-Family Sector | Quasi-Prescriptive | Quasi-Prescriptive | Quasi-Prescriptive | Quasi-Prescriptive | Quasi-Prescriptive | Quasi-Prescriptive | 41 | 15.3198 | 0 | n/a | n/a | n/a | n/a | n/a | n/a
319 | 25 | Electricity Retrofit Incentive | Business, Industrial | 2008 | Final | 155 | Motor Totally Enclosed Fan-Cooled (TEFC), 2 HP - Multi-Family Sector | Quasi-Prescriptive | Quasi-Prescriptive | Quasi-Prescriptive | Quasi-Prescriptive | Quasi-Prescriptive | Quasi-Prescriptive | 41 | 15.3198 | 0 | n/a | n/a | n/a | n/a | n/a | n/a
320 | 25 | Electricity Retrofit Incentive | Business, Industrial | 2008 | Final | 156 | Motor Totally Enclosed Fan-Cooled (TEFC), 3 HP - Multi-Family Sector | Quasi-Prescriptive | Quasi-Prescriptive | Quasi-Prescriptive | Quasi-Prescriptive | Quasi-Prescriptive | Quasi-Prescriptive | 41 | 15.3198 | 0 | n/a | n/a | n/a | n/a | n/a | n/a
321 | 25 | Electricity Retrofit Incentive | Business, Industrial | 2008 | Final | 157 | Motor Totally Enclosed Fan-Cooled (TEFC), 5 HP - Multi-Family Sector | Quasi-Prescriptive | Quasi-Prescriptive | Quasi-Prescriptive | Quasi-Prescriptive | Quasi-Prescriptive | Quasi-Prescriptive | 41 | 15.3198 | 0 | n/a | n/a | n/a | n/a | n/a | n/a
322 | 25 | Electricity Retrofit Incentive | Business, Industrial | 2008 | Final | 158 | Motor Totally Enclosed Fan-Cooled (TEFC), 7.5 HP - Multi-Family Sector | Quasi-Prescriptive | Quasi-Prescriptive | Quasi-Prescriptive | Quasi-Prescriptive | Quasi-Prescriptive | Quasi-Prescriptive | 41 | 15.3198 | 0 | n/a | n/a | n/a | n/a | n/a | n/a
323 | 25 | Electricity Retrofit Incentive | Business, Industrial | 2008 | Final | 159 | Motor Totally Enclosed Fan-Cooled (TEFC), 10 HP - Multi-Family Sector | Quasi-Prescriptive | Quasi-Prescriptive | Quasi-Prescriptive | Quasi-Prescriptive | Quasi-Prescriptive | Quasi-Prescriptive | 41 | 15.3198 | 0 | n/a | n/a | n/a | n/a | n/a | n/a
324 | 25 | Electricity Retrofit Incentive | Business, Industrial | 2008 | Final | 160 | Motor Totally Enclosed Fan-Cooled (TEFC), 15 HP - Multi-Family Sector | Quasi-Prescriptive | Quasi-Prescriptive | Quasi-Prescriptive | Quasi-Prescriptive | Quasi-Prescriptive | Quasi-Prescriptive | 41 | 15.3198 | 0 | n/a | n/a | n/a | n/a | n/a | n/a
325 | 25 | Electricity Retrofit Incentive | Business, Industrial | 2008 | Final | 161 | Motor Totally Enclosed Fan-Cooled (TEFC), 20 HP - Multi-Family Sector | Quasi-Prescriptive | Quasi-Prescriptive | Quasi-Prescriptive | Quasi-Prescriptive | Quasi-Prescriptive | Quasi-Prescriptive | 41 | 15.3198 | 0 | n/a | n/a | n/a | n/a | n/a | n/a
326 | 25 | Electricity Retrofit Incentive | Business, Industrial | 2008 | Final | 162 | Motor Totally Enclosed Fan-Cooled (TEFC), 25 HP - Multi-Family Sector | Quasi-Prescriptive | Quasi-Prescriptive | Quasi-Prescriptive | Quasi-Prescriptive | Quasi-Prescriptive | Quasi-Prescriptive | 41 | 15.3198 | 0 | n/a | n/a | n/a | n/a | n/a | n/a
327 | 25 | Electricity Retrofit Incentive | Business, Industrial | 2008 | Final | 163 | Motor Totally Enclosed Fan-Cooled (TEFC), 30 HP - Multi-Family Sector | Quasi-Prescriptive | Quasi-Prescriptive | Quasi-Prescriptive | Quasi-Prescriptive | Quasi-Prescriptive | Quasi-Prescriptive | 41 | 15.3198 | 0 | n/a | n/a | n/a | n/a | n/a | n/a
328 | 25 | Electricity Retrofit Incentive | Business, Industrial | 2008 | Final | 164 | Motor Totally Enclosed Fan-Cooled (TEFC), 40 HP - Multi-Family Sector | Quasi-Prescriptive | Quasi-Prescriptive | Quasi-Prescriptive | Quasi-Prescriptive | Quasi-Prescriptive | Quasi-Prescriptive | 41 | 15.3198 | 0 | n/a | n/a | n/a | n/a | n/a | n/a
329 | 25 | Electricity Retrofit Incentive | Business, Industrial | 2008 | Final | 165 | Motor Totally Enclosed Fan-Cooled (TEFC), 50 HP - Multi-Family Sector | Quasi-Prescriptive | Quasi-Prescriptive | Quasi-Prescriptive | Quasi-Prescriptive | Quasi-Prescriptive | Quasi-Prescriptive | 41 | 15.3198 | 0 | n/a | n/a | n/a | n/a | n/a | n/a
330 | 25 | Electricity Retrofit Incentive | Business, Industrial | 2008 | Final | 166 | Motor Totally Enclosed Fan-Cooled (TEFC), 60 HP - Multi-Family Sector | Quasi-Prescriptive | Quasi-Prescriptive | Quasi-Prescriptive | Quasi-Prescriptive | Quasi-Prescriptive | Quasi-Prescriptive | 41 | 15.3198 | 0 | n/a | n/a | n/a | n/a | n/a | n/a
331 | 25 | Electricity Retrofit Incentive | Business, Industrial | 2008 | Final | 167 | Motor Totally Enclosed Fan-Cooled (TEFC), 75 HP - Multi-Family Sector | Quasi-Prescriptive | Quasi-Prescriptive | Quasi-Prescriptive | Quasi-Prescriptive | Quasi-Prescriptive | Quasi-Prescriptive | 41 | 15.3198 | 0 | n/a | n/a | n/a | n/a | n/a | n/a
332 | 25 | Electricity Retrofit Incentive | Business, Industrial | 2008 | Final | 168 | Motor Totally Enclosed Fan-Cooled (TEFC), 100 HP - Multi-Family Sector | Quasi-Prescriptive | Quasi-Prescriptive | Quasi-Prescriptive | Quasi-Prescriptive | Quasi-Prescriptive | Quasi-Prescriptive | 41 | 15.3198 | 0 | n/a | n/a | n/a | n/a | n/a | n/a
333 | 25 | Electricity Retrofit Incentive | Business, Industrial | 2008 | Final | 169 | Motor Totally Enclosed Fan-Cooled (TEFC), 125 HP - Multi-Family Sector | Quasi-Prescriptive | Quasi-Prescriptive | Quasi-Prescriptive | Quasi-Prescriptive | Quasi-Prescriptive | Quasi-Prescriptive | 41 | 15.3198 | 0 | n/a | n/a | n/a | n/a | n/a | n/a
334 | 25 | Electricity Retrofit Incentive | Business, Industrial | 2008 | Final | 170 | Motor Totally Enclosed Fan-Cooled (TEFC), 150 HP - Multi-Family Sector | Quasi-Prescriptive | Quasi-Prescriptive | Quasi-Prescriptive | Quasi-Prescriptive | Quasi-Prescriptive | Quasi-Prescriptive | 41 | 15.3198 | 0 | n/a | n/a | n/a | n/a | n/a | n/a
335 | 25 | Electricity Retrofit Incentive | Business, Industrial | 2008 | Final | 171 | Motor Totally Enclosed Fan-Cooled (TEFC), 200 HP - Multi-Family Sector | Quasi-Prescriptive | Quasi-Prescriptive | Quasi-Prescriptive | Quasi-Prescriptive | Quasi-Prescriptive | Quasi-Prescriptive | 41 | 15.3198 | 0 | n/a | n/a | n/a | n/a | n/a | n/a
336 | 25 | Electricity Retrofit Incentive | Business, Industrial | 2008 | Final | 172 | Transformer Size 15 - Multi-Family Sector | Quasi-Prescriptive | Quasi-Prescriptive | Quasi-Prescriptive | Quasi-Prescriptive | Quasi-Prescriptive | Quasi-Prescriptive | 41 | 15.3198 | 0 | n/a | n/a | n/a | n/a | n/a | n/a
337 | 25 | Electricity Retrofit Incentive | Business, Industrial | 2008 | Final | 173 | Transformer Size 30 - Multi-Family Sector | Quasi-Prescriptive | Quasi-Prescriptive | Quasi-Prescriptive | Quasi-Prescriptive | Quasi-Prescriptive | Quasi-Prescriptive | 41 | 15.3198 | 0 | n/a | n/a | n/a | n/a | n/a | n/a
338 | 25 | Electricity Retrofit Incentive | Business, Industrial | 2008 | Final | 174 | Transformer Size 45 - Multi-Family Sector | Quasi-Prescriptive | Quasi-Prescriptive | Quasi-Prescriptive | Quasi-Prescriptive | Quasi-Prescriptive | Quasi-Prescriptive | 41 | 15.3198 | 0 | n/a | n/a | n/a | n/a | n/a | n/a
339 | 25 | Electricity Retrofit Incentive | Business, Industrial | 2008 | Final | 175 | Transformer Size 75 - Multi-Family Sector | Quasi-Prescriptive | Quasi-Prescriptive | Quasi-Prescriptive | Quasi-Prescriptive | Quasi-Prescriptive | Quasi-Prescriptive | 41 | 15.3198 | 0 | n/a | n/a | n/a | n/a | n/a | n/a
340 | 25 | Electricity Retrofit Incentive | Business, Industrial | 2008 | Final | 176 | Transformer Size 112.5 - Multi-Family Sector | Quasi-Prescriptive | Quasi-Prescriptive | Quasi-Prescriptive | Quasi-Prescriptive | Quasi-Prescriptive | Quasi-Prescriptive | 41 | 15.3198 | 0 | n/a | n/a | n/a | n/a | n/a | n/a
341 | 25 | Electricity Retrofit Incentive | Business, Industrial | 2008 | Final | 177 | Transformer Size 150 - Multi-Family Sector | Quasi-Prescriptive | Quasi-Prescriptive | Quasi-Prescriptive | Quasi-Prescriptive | Quasi-Prescriptive | Quasi-Prescriptive | 41 | 15.3198 | 0 | n/a | n/a | n/a | n/a | n/a | n/a
342 | 25 | Electricity Retrofit Incentive | Business, Industrial | 2008 | Final | 178 | Transformer Size 225 - Multi-Family Sector | Quasi-Prescriptive | Quasi-Prescriptive | Quasi-Prescriptive | Quasi-Prescriptive | Quasi-Prescriptive | Quasi-Prescriptive | 41 | 15.3198 | 0 | n/a | n/a | n/a | n/a | n/a | n/a
343 | 25 | Electricity Retrofit Incentive | Business, Industrial | 2008 | Final | 179 | Transformer Size 300 - Multi-Family Sector | Quasi-Prescriptive | Quasi-Prescriptive | Quasi-Prescriptive | Quasi-Prescriptive | Quasi-Prescriptive | Quasi-Prescriptive | 41 | 15.3198 | 0 | n/a | n/a | n/a | n/a | n/a | n/a
344 | 25 | Electricity Retrofit Incentive | Business, Industrial | 2008 | Final | 180 | Transformer Size 500 - Multi-Family Sector | Quasi-Prescriptive | Quasi-Prescriptive | Quasi-Prescriptive | Quasi-Prescriptive | Quasi-Prescriptive | Quasi-Prescriptive | 41 | 15.3198 | 0 | n/a | n/a | n/a | n/a | n/a | n/a
345 | 25 | Electricity Retrofit Incentive | Business, Industrial | 2008 | Final | 181 | Transformer Size 750 - Multi-Family Sector | Quasi-Prescriptive | Quasi-Prescriptive | Quasi-Prescriptive | Quasi-Prescriptive | Quasi-Prescriptive | Quasi-Prescriptive | 41 | 15.3198 | 0 | n/a | n/a | n/a | n/a | n/a | n/a
346 | 25 | Electricity Retrofit Incentive | Business, Industrial | 2008 | Final | 182 | Transformer Size 1000 - Multi-Family Sector | Quasi-Prescriptive | Quasi-Prescriptive | Quasi-Prescriptive | Quasi-Prescriptive | Quasi-Prescriptive | Quasi-Prescriptive | 41 | 15.3198 | 0 | n/a | n/a | n/a | n/a | n/a | n/a
347 | 25 | Electricity Retrofit Incentive | Business, Industrial | 2008 | Final | 183 | Unitary AC Single Phase <= 5.4 Tons - Multi-Family Sector | Quasi-Prescriptive | Quasi-Prescriptive | Quasi-Prescriptive | Quasi-Prescriptive | Quasi-Prescriptive | Quasi-Prescriptive | 41 | 15.3198 | 0 | n/a | n/a | n/a | n/a | n/a | n/a
348 | 25 | Electricity Retrofit Incentive | Business, Industrial | 2008 | Final | 184 | Unitary AC 3 Phase <= 5.4 Tons - Multi-Family Sector | Quasi-Prescriptive | Quasi-Prescriptive | Quasi-Prescriptive | Quasi-Prescriptive | Quasi-Prescriptive | Quasi-Prescriptive | 41 | 15.3198 | 0 | n/a | n/a | n/a | n/a | n/a | n/a
349 | 25 | Electricity Retrofit Incentive | Business, Industrial | 2008 | Final | 185 | Unitary AC >5.4 & <= 11.25 tons - Multi-Family Sector | Quasi-Prescriptive | Quasi-Prescriptive | Quasi-Prescriptive | Quasi-Prescriptive | Quasi-Prescriptive | Quasi-Prescriptive | 41 | 15.3198 | 0 | n/a | n/a | n/a | n/a | n/a | n/a
350 | 25 | Electricity Retrofit Incentive | Business, Industrial | 2008 | Final | 186 | Unitary AC >11.25 & <= 20 tons - Multi-Family Sector | Quasi-Prescriptive | Quasi-Prescriptive | Quasi-Prescriptive | Quasi-Prescriptive | Quasi-Prescriptive | Quasi-Prescriptive | 41 | 15.3198 | 0 | n/a | n/a | n/a | n/a | n/a | n/a
351 | 25 | Electricity Retrofit Incentive | Business, Industrial | 2008 | Final | 187 | Unitary AC 25 tons - Multi-Family Sector | Quasi-Prescriptive | Quasi-Prescriptive | Quasi-Prescriptive | Quasi-Prescriptive | Quasi-Prescriptive | Quasi-Prescriptive | 41 | 15.3198 | 0 | n/a | n/a | n/a | n/a | n/a | n/a
352 | 25 | Electricity Retrofit Incentive | Business, Industrial | 2008 | Final | 188 | Custom Project - Multi-Family Sector | Quasi-Prescriptive | Quasi-Prescriptive | Quasi-Prescriptive | Quasi-Prescriptive | Quasi-Prescriptive | Quasi-Prescriptive | 41 | 15.3198 | 0 | n/a | n/a | n/a | n/a | n/a | n/a
353 | 25 | Electricity Retrofit Incentive | Business, Industrial | 2008 | Final | 189 | Agribusiness ENERGY STAR® Rated Exit Signs, All sizes - Industrial Sector | Quasi-Prescriptive | Quasi-Prescriptive | Quasi-Prescriptive | Quasi-Prescriptive | Quasi-Prescriptive | Quasi-Prescriptive | 58 | 15.3198 | 0 | n/a | n/a | n/a | n/a | n/a | n/a
354 | 25 | Electricity Retrofit Incentive | Business, Industrial | 2008 | Final | 190 | Agribusiness ENERGY STAR® Rated CFLs, Screw in. All sizes < 40 W - Industrial Sector | Quasi-Prescriptive | Quasi-Prescriptive | Quasi-Prescriptive | Quasi-Prescriptive | Quasi-Prescriptive | Quasi-Prescriptive | 58 | 15.3198 | 0 | n/a | n/a | n/a | n/a | n/a | n/a
355 | 25 | Electricity Retrofit Incentive | Business, Industrial | 2008 | Final | 191 | Agribusiness ENERGY STAR® Rated CFLs, Hard wired. All sizes < 40 W - Industrial Sector | Quasi-Prescriptive | Quasi-Prescriptive | Quasi-Prescriptive | Quasi-Prescriptive | Quasi-Prescriptive | Quasi-Prescriptive | 58 | 15.3198 | 0 | n/a | n/a | n/a | n/a | n/a | n/a
356 | 25 | Electricity Retrofit Incentive | Business, Industrial | 2008 | Final | 192 | Agribusiness Standard Performance T8, Single lamp standard T8 fixture - Industrial Sector | Quasi-Prescriptive | Quasi-Prescriptive | Quasi-Prescriptive | Quasi-Prescriptive | Quasi-Prescriptive | Quasi-Prescriptive | 58 | 15.3198 | 0 | n/a | n/a | n/a | n/a | n/a | n/a
357 | 25 | Electricity Retrofit Incentive | Business, Industrial | 2008 | Final | 193 | Agribusiness Standard Performance T8, Double lamp standard T8 fixture - Industrial Sector | Quasi-Prescriptive | Quasi-Prescriptive | Quasi-Prescriptive | Quasi-Prescriptive | Quasi-Prescriptive | Quasi-Prescriptive | 58 | 15.3198 | 0 | n/a | n/a | n/a | n/a | n/a | n/a
358 | 25 | Electricity Retrofit Incentive | Business, Industrial | 2008 | Final | 194 | Agribusiness Standard Performance T8, Triple lamp standard T8 fixture - Industrial Sector | Quasi-Prescriptive | Quasi-Prescriptive | Quasi-Prescriptive | Quasi-Prescriptive | Quasi-Prescriptive | Quasi-Prescriptive | 58 | 15.3198 | 0 | n/a | n/a | n/a | n/a | n/a | n/a
359 | 25 | Electricity Retrofit Incentive | Business, Industrial | 2008 | Final | 195 | Agribusiness Standard Performance T8, Quadruple lamp standard T8 fixture - Industrial Sector | Quasi-Prescriptive | Quasi-Prescriptive | Quasi-Prescriptive | Quasi-Prescriptive | Quasi-Prescriptive | Quasi-Prescriptive | 58 | 15.3198 | 0 | n/a | n/a | n/a | n/a | n/a | n/a
360 | 25 | Electricity Retrofit Incentive | Business, Industrial | 2008 | Final | 196 | Agribusiness High Performance T8 (Consortium for Energy Efficiency qualifying list compliance), Single lamp high performance T8 fixture - Industrial Sector | Quasi-Prescriptive | Quasi-Prescriptive | Quasi-Prescriptive | Quasi-Prescriptive | Quasi-Prescriptive | Quasi-Prescriptive | 58 | 15.3198 | 0 | n/a | n/a | n/a | n/a | n/a | n/a
361 | 25 | Electricity Retrofit Incentive | Business, Industrial | 2008 | Final | 197 | Agribusiness High Performance T8 (Consortium for Energy Efficiency qualifying list compliance), Double lamp high performance T8 fixture - Industrial Sector | Quasi-Prescriptive | Quasi-Prescriptive | Quasi-Prescriptive | Quasi-Prescriptive | Quasi-Prescriptive | Quasi-Prescriptive | 58 | 15.3198 | 0 | n/a | n/a | n/a | n/a | n/a | n/a
362 | 25 | Electricity Retrofit Incentive | Business, Industrial | 2008 | Final | 198 | Agribusiness High Performance T8 (Consortium for Energy Efficiency qualifying list compliance), Triple lamp high performance T8 fixture - Industrial Sector | Quasi-Prescriptive | Quasi-Prescriptive | Quasi-Prescriptive | Quasi-Prescriptive | Quasi-Prescriptive | Quasi-Prescriptive | 58 | 15.3198 | 0 | n/a | n/a | n/a | n/a | n/a | n/a
363 | 25 | Electricity Retrofit Incentive | Business, Industrial | 2008 | Final | 199 | Agribusiness High Performance T8 (Consortium for Energy Efficiency qualifying list compliance), Quadruple lamp high performance T8 fixture - Industrial Sector | Quasi-Prescriptive | Quasi-Prescriptive | Quasi-Prescriptive | Quasi-Prescriptive | Quasi-Prescriptive | Quasi-Prescriptive | 58 | 15.3198 | 0 | n/a | n/a | n/a | n/a | n/a | n/a
364 | 25 | Electricity Retrofit Incentive | Business, Industrial | 2008 | Final | 200 | Agribusiness T5 Fixtures, T5 fixture with 1, 2, or 3 lamps and 1 electronic ballast - Industrial Sector | Quasi-Prescriptive | Quasi-Prescriptive | Quasi-Prescriptive | Quasi-Prescriptive | Quasi-Prescriptive | Quasi-Prescriptive | 58 | 15.3198 | 0 | n/a | n/a | n/a | n/a | n/a | n/a
365 | 25 | Electricity Retrofit Incentive | Business, Industrial | 2008 | Final | 201 | Agribusiness T5 Fixtures, High Bay T5. Maximum 6 lamps/fixture. - Industrial Sector | Quasi-Prescriptive | Quasi-Prescriptive | Quasi-Prescriptive | Quasi-Prescriptive | Quasi-Prescriptive | Quasi-Prescriptive | 58 | 15.3198 | 0 | n/a | n/a | n/a | n/a | n/a | n/a
366 | 25 | Electricity Retrofit Incentive | Business, Industrial | 2008 | Final | 202 | Agribusiness Metal Halide, 320 W Ceramic pulse start - Industrial Sector | Quasi-Prescriptive | Quasi-Prescriptive | Quasi-Prescriptive | Quasi-Prescriptive | Quasi-Prescriptive | Quasi-Prescriptive | 58 | 15.3198 | 0 | n/a | n/a | n/a | n/a | n/a | n/a
367 | 25 | Electricity Retrofit Incentive | Business, Industrial | 2008 | Final | 203 | Agribusiness Occupancy Sensors, Switch plate mounted occupancy sensor - Industrial Sector | Quasi-Prescriptive | Quasi-Prescriptive | Quasi-Prescriptive | Quasi-Prescriptive | Quasi-Prescriptive | Quasi-Prescriptive | 58 | 15.3198 | 0 | n/a | n/a | n/a | n/a | n/a | n/a
368 | 25 | Electricity Retrofit Incentive | Business, Industrial | 2008 | Final | 204 | Agribusiness Occupancy Sensors, Ceiling mounted occupancy sensor - Industrial Sector | Quasi-Prescriptive | Quasi-Prescriptive | Quasi-Prescriptive | Quasi-Prescriptive | Quasi-Prescriptive | Quasi-Prescriptive | 58 | 15.3198 | 0 | n/a | n/a | n/a | n/a | n/a | n/a
369 | 25 | Electricity Retrofit Incentive | Business, Industrial | 2008 | Final | 205 | Agribusiness Creep Heat Pads, up to 100W maximum - Industrial Sector | Quasi-Prescriptive | Quasi-Prescriptive | Quasi-Prescriptive | Quasi-Prescriptive | Quasi-Prescriptive | Quasi-Prescriptive | 58 | 15.3198 | 0 | n/a | n/a | n/a | n/a | n/a | n/a
370 | 25 | Electricity Retrofit Incentive | Business, Industrial | 2008 | Final | 206 | Agribusiness Creep Heat Pads, up to 200W maximum - Industrial Sector | Quasi-Prescriptive | Quasi-Prescriptive | Quasi-Prescriptive | Quasi-Prescriptive | Quasi-Prescriptive | Quasi-Prescriptive | 58 | 15.3198 | 0 | n/a | n/a | n/a | n/a | n/a | n/a
371 | 25 | Electricity Retrofit Incentive | Business, Industrial | 2008 | Final | 207 | Agribusiness High Temperature Cutout Thermostat - Industrial Sector | Quasi-Prescriptive | Quasi-Prescriptive | Quasi-Prescriptive | Quasi-Prescriptive | Quasi-Prescriptive | Quasi-Prescriptive | 58 | 15.3198 | 0 | n/a | n/a | n/a | n/a | n/a | n/a
372 | 25 | Electricity Retrofit Incentive | Business, Industrial | 2008 | Final | 208 | Agribusiness Creep Heat Controller - Industrial Sector | Quasi-Prescriptive | Quasi-Prescriptive | Quasi-Prescriptive | Quasi-Prescriptive | Quasi-Prescriptive | Quasi-Prescriptive | 58 | 15.3198 | 0 | n/a | n/a | n/a | n/a | n/a | n/a
373 | 25 | Electricity Retrofit Incentive | Business, Industrial | 2008 | Final | 209 | Agribusiness Energy Efficient Ventilation Exhaust Fans - Industrial Sector | Quasi-Prescriptive | Quasi-Prescriptive | Quasi-Prescriptive | Quasi-Prescriptive | Quasi-Prescriptive | Quasi-Prescriptive | 58 | 15.3198 | 0 | n/a | n/a | n/a | n/a | n/a | n/a
374 | 25 | Electricity Retrofit Incentive | Business, Industrial | 2008 | Final | 210 | Agribusiness Low Energy Livestock Waterers - Industrial Sector | Quasi-Prescriptive | Quasi-Prescriptive | Quasi-Prescriptive | Quasi-Prescriptive | Quasi-Prescriptive | Quasi-Prescriptive | 58 | 15.3198 | 0 | n/a | n/a | n/a | n/a | n/a | n/a
375 | 25 | Electricity Retrofit Incentive | Business, Industrial | 2008 | Final | 211 | Agribusiness Photocell and Timer for Lighting Control - Industrial Sector | Quasi-Prescriptive | Quasi-Prescriptive | Quasi-Prescriptive | Quasi-Prescriptive | Quasi-Prescriptive | Quasi-Prescriptive | 58 | 15.3198 | 0 | n/a | n/a | n/a | n/a | n/a | n/a
376 | 25 | Electricity Retrofit Incentive | Business, Industrial | 2008 | Final | 212 | Lighting System Exit Signs, 5 W or less - Industrial Sector | Quasi-Prescriptive | Quasi-Prescriptive | Quasi-Prescriptive | Quasi-Prescriptive | Quasi-Prescriptive | Quasi-Prescriptive | 58 | 15.3198 | 0 | n/a | n/a | n/a | n/a | n/a | n/a
377 | 25 | Electricity Retrofit Incentive | Business, Industrial | 2008 | Final | 213 | Lighting System ENERGY STAR® Rated CFLs, Screw in. All sizes < 40 W - Industrial Sector | Quasi-Prescriptive | Quasi-Prescriptive | Quasi-Prescriptive | Quasi-Prescriptive | Quasi-Prescriptive | Quasi-Prescriptive | 58 | 15.3198 | 0 | n/a | n/a | n/a | n/a | n/a | n/a
378 | 25 | Electricity Retrofit Incentive | Business, Industrial | 2008 | Final | 214 | Lighting System ENERGY STAR® Rated CFLs, Hard wired. All sizes < 40 W - Industrial Sector | Quasi-Prescriptive | Quasi-Prescriptive | Quasi-Prescriptive | Quasi-Prescriptive | Quasi-Prescriptive | Quasi-Prescriptive | 58 | 15.3198 | 0 | n/a | n/a | n/a | n/a | n/a | n/a
379 | 25 | Electricity Retrofit Incentive | Business, Industrial | 2008 | Final | 215 | Lighting System Standard Performance T8, Single lamp standard T8 fixture - Industrial Sector | Quasi-Prescriptive | Quasi-Prescriptive | Quasi-Prescriptive | Quasi-Prescriptive | Quasi-Prescriptive | Quasi-Prescriptive | 58 | 15.3198 | 0 | n/a | n/a | n/a | n/a | n/a | n/a
380 | 25 | Electricity Retrofit Incentive | Business, Industrial | 2008 | Final | 216 | Lighting System Standard Performance T8, Double lamp standard T8 fixture - Industrial Sector | Quasi-Prescriptive | Quasi-Prescriptive | Quasi-Prescriptive | Quasi-Prescriptive | Quasi-Prescriptive | Quasi-Prescriptive | 58 | 15.3198 | 0 | n/a | n/a | n/a | n/a | n/a | n/a
381 | 25 | Electricity Retrofit Incentive | Business, Industrial | 2008 | Final | 217 | Lighting System Standard Performance T8, Triple lamp standard T8 fixture - Industrial Sector | Quasi-Prescriptive | Quasi-Prescriptive | Quasi-Prescriptive | Quasi-Prescriptive | Quasi-Prescriptive | Quasi-Prescriptive | 58 | 15.3198 | 0 | n/a | n/a | n/a | n/a | n/a | n/a
382 | 25 | Electricity Retrofit Incentive | Business, Industrial | 2008 | Final | 218 | Lighting System Standard Performance T8, Quadruple lamp standard T8 fixture - Industrial Sector | Quasi-Prescriptive | Quasi-Prescriptive | Quasi-Prescriptive | Quasi-Prescriptive | Quasi-Prescriptive | Quasi-Prescriptive | 58 | 15.3198 | 0 | n/a | n/a | n/a | n/a | n/a | n/a
383 | 25 | Electricity Retrofit Incentive | Business, Industrial | 2008 | Final | 219 | Lighting System High Performance T8 (Consortium for Energy Efficiency qualifying list compliance), Single lamp high performance T8 fixture - Industrial Sector | Quasi-Prescriptive | Quasi-Prescriptive | Quasi-Prescriptive | Quasi-Prescriptive | Quasi-Prescriptive | Quasi-Prescriptive | 58 | 15.3198 | 0 | n/a | n/a | n/a | n/a | n/a | n/a
384 | 25 | Electricity Retrofit Incentive | Business, Industrial | 2008 | Final | 220 | Lighting System High Performance T8 (Consortium for Energy Efficiency qualifying list compliance), Double lamp high performance T8 fixture - Industrial Sector | Quasi-Prescriptive | Quasi-Prescriptive | Quasi-Prescriptive | Quasi-Prescriptive | Quasi-Prescriptive | Quasi-Prescriptive | 58 | 15.3198 | 0 | n/a | n/a | n/a | n/a | n/a | n/a
385 | 25 | Electricity Retrofit Incentive | Business, Industrial | 2008 | Final | 221 | Lighting System High Performance T8 (Consortium for Energy Efficiency qualifying list compliance), Triple lamp high performance T8 fixture - Industrial Sector | Quasi-Prescriptive | Quasi-Prescriptive | Quasi-Prescriptive | Quasi-Prescriptive | Quasi-Prescriptive | Quasi-Prescriptive | 58 | 15.3198 | 0 | n/a | n/a | n/a | n/a | n/a | n/a
386 | 25 | Electricity Retrofit Incentive | Business, Industrial | 2008 | Final | 222 | Lighting System High Performance T8 (Consortium for Energy Efficiency qualifying list compliance), Quadruple lamp high performance T8 fixture - Industrial Sector | Quasi-Prescriptive | Quasi-Prescriptive | Quasi-Prescriptive | Quasi-Prescriptive | Quasi-Prescriptive | Quasi-Prescriptive | 58 | 15.3198 | 0 | n/a | n/a | n/a | n/a | n/a | n/a
387 | 25 | Electricity Retrofit Incentive | Business, Industrial | 2008 | Final | 223 | Lighting System T5 Fixtures, T5 fixture with 1, 2, or 3 lamps and 1 electronic ballast - Industrial Sector | Quasi-Prescriptive | Quasi-Prescriptive | Quasi-Prescriptive | Quasi-Prescriptive | Quasi-Prescriptive | Quasi-Prescriptive | 58 | 15.3198 | 0 | n/a | n/a | n/a | n/a | n/a | n/a
388 | 25 | Electricity Retrofit Incentive | Business, Industrial | 2008 | Final | 224 | Lighting System T5 Fixtures, High Bay T5. Maximum 6 lamps/fixture. - Industrial Sector | Quasi-Prescriptive | Quasi-Prescriptive | Quasi-Prescriptive | Quasi-Prescriptive | Quasi-Prescriptive | Quasi-Prescriptive | 58 | 15.3198 | 0 | n/a | n/a | n/a | n/a | n/a | n/a
389 | 25 | Electricity Retrofit Incentive | Business, Industrial | 2008 | Final | 225 | Lighting System Metal Halide, 320 W Ceramic pulse start - Industrial Sector | Quasi-Prescriptive | Quasi-Prescriptive | Quasi-Prescriptive | Quasi-Prescriptive | Quasi-Prescriptive | Quasi-Prescriptive | 58 | 15.3198 | 0 | n/a | n/a | n/a | n/a | n/a | n/a
390 | 25 | Electricity Retrofit Incentive | Business, Industrial | 2008 | Final | 226 | Lighting System Occupancy Sensors, Switch plate mounted occupancy sensor - Industrial Sector | Quasi-Prescriptive | Quasi-Prescriptive | Quasi-Prescriptive | Quasi-Prescriptive | Quasi-Prescriptive | Quasi-Prescriptive | 58 | 15.3198 | 0 | n/a | n/a | n/a | n/a | n/a | n/a
391 | 25 | Electricity Retrofit Incentive | Business, Industrial | 2008 | Final | 227 | Lighting System Occupancy Sensors, Ceiling mounted occupancy sensor - Industrial Sector | Quasi-Prescriptive | Quasi-Prescriptive | Quasi-Prescriptive | Quasi-Prescriptive | Quasi-Prescriptive | Quasi-Prescriptive | 58 | 15.3198 | 0 | n/a | n/a | n/a | n/a | n/a | n/a
392 | 25 | Electricity Retrofit Incentive | Business, Industrial | 2008 | Final | 228 | Motor Open Drip-Proof (ODP), 1 HP - Industrial Sector | Quasi-Prescriptive | Quasi-Prescriptive | Quasi-Prescriptive | Quasi-Prescriptive | Quasi-Prescriptive | Quasi-Prescriptive | 58 | 15.3198 | 0 | n/a | n/a | n/a | n/a | n/a | n/a
393 | 25 | Electricity Retrofit Incentive | Business, Industrial | 2008 | Final | 229 | Motor Open Drip-Proof (ODP), 1.5 HP - Industrial Sector | Quasi-Prescriptive | Quasi-Prescriptive | Quasi-Prescriptive | Quasi-Prescriptive | Quasi-Prescriptive | Quasi-Prescriptive | 58 | 15.3198 | 0 | n/a | n/a | n/a | n/a | n/a | n/a
394 | 25 | Electricity Retrofit Incentive | Business, Industrial | 2008 | Final | 230 | Motor Open Drip-Proof (ODP), 2 HP - Industrial Sector | Quasi-Prescriptive | Quasi-Prescriptive | Quasi-Prescriptive | Quasi-Prescriptive | Quasi-Prescriptive | Quasi-Prescriptive | 58 | 15.3198 | 0 | n/a | n/a | n/a | n/a | n/a | n/a
395 | 25 | Electricity Retrofit Incentive | Business, Industrial | 2008 | Final | 231 | Motor Open Drip-Proof (ODP), 3 HP - Industrial Sector | Quasi-Prescriptive | Quasi-Prescriptive | Quasi-Prescriptive | Quasi-Prescriptive | Quasi-Prescriptive | Quasi-Prescriptive | 58 | 15.3198 | 0 | n/a | n/a | n/a | n/a | n/a | n/a
396 | 25 | Electricity Retrofit Incentive | Business, Industrial | 2008 | Final | 232 | Motor Open Drip-Proof (ODP), 5 HP - Industrial Sector | Quasi-Prescriptive | Quasi-Prescriptive | Quasi-Prescriptive | Quasi-Prescriptive | Quasi-Prescriptive | Quasi-Prescriptive | 58 | 15.3198 | 0 | n/a | n/a | n/a | n/a | n/a | n/a
397 | 25 | Electricity Retrofit Incentive | Business, Industrial | 2008 | Final | 233 | Motor Open Drip-Proof (ODP), 7.5 HP - Industrial Sector | Quasi-Prescriptive | Quasi-Prescriptive | Quasi-Prescriptive | Quasi-Prescriptive | Quasi-Prescriptive | Quasi-Prescriptive | 58 | 15.3198 | 0 | n/a | n/a | n/a | n/a | n/a | n/a
398 | 25 | Electricity Retrofit Incentive | Business, Industrial | 2008 | Final | 234 | Motor Open Drip-Proof (ODP), 10 HP - Industrial Sector | Quasi-Prescriptive | Quasi-Prescriptive | Quasi-Prescriptive | Quasi-Prescriptive | Quasi-Prescriptive | Quasi-Prescriptive | 58 | 15.3198 | 0 | n/a | n/a | n/a | n/a | n/a | n/a
399 | 25 | Electricity Retrofit Incentive | Business, Industrial | 2008 | Final | 235 | Motor Open Drip-Proof (ODP), 15 HP - Industrial Sector | Quasi-Prescriptive | Quasi-Prescriptive | Quasi-Prescriptive | Quasi-Prescriptive | Quasi-Prescriptive | Quasi-Prescriptive | 58 | 15.3198 | 0 | n/a | n/a | n/a | n/a | n/a | n/a
400 | 25 | Electricity Retrofit Incentive | Business, Industrial | 2008 | Final | 236 | Motor Open Drip-Proof (ODP), 20 HP - Industrial Sector | Quasi-Prescriptive | Quasi-Prescriptive | Quasi-Prescriptive | Quasi-Prescriptive | Quasi-Prescriptive | Quasi-Prescriptive | 58 | 15.3198 | 0 | n/a | n/a | n/a | n/a | n/a | n/a
401 | 25 | Electricity Retrofit Incentive | Business, Industrial | 2008 | Final | 237 | Motor Open Drip-Proof (ODP), 25 HP - Industrial Sector | Quasi-Prescriptive | Quasi-Prescriptive | Quasi-Prescriptive | Quasi-Prescriptive | Quasi-Prescriptive | Quasi-Prescriptive | 58 | 15.3198 | 0 | n/a | n/a | n/a | n/a | n/a | n/a
402 | 25 | Electricity Retrofit Incentive | Business, Industrial | 2008 | Final | 238 | Motor Open Drip-Proof (ODP), 30 HP - Industrial Sector | Quasi-Prescriptive | Quasi-Prescriptive | Quasi-Prescriptive | Quasi-Prescriptive | Quasi-Prescriptive | Quasi-Prescriptive | 58 | 15.3198 | 0 | n/a | n/a | n/a | n/a | n/a | n/a
403 | 25 | Electricity Retrofit Incentive | Business, Industrial | 2008 | Final | 239 | Motor Open Drip-Proof (ODP), 40 HP - Industrial Sector | Quasi-Prescriptive | Quasi-Prescriptive | Quasi-Prescriptive | Quasi-Prescriptive | Quasi-Prescriptive | Quasi-Prescriptive | 58 | 15.3198 | 0 | n/a | n/a | n/a | n/a | n/a | n/a
404 | 25 | Electricity Retrofit Incentive | Business, Industrial | 2008 | Final | 240 | Motor Open Drip-Proof (ODP), 50 HP - Industrial Sector | Quasi-Prescriptive | Quasi-Prescriptive | Quasi-Prescriptive | Quasi-Prescriptive | Quasi-Prescriptive | Quasi-Prescriptive | 58 | 15.3198 | 0 | n/a | n/a | n/a | n/a | n/a | n/a
405 | 25 | Electricity Retrofit Incentive | Business, Industrial | 2008 | Final | 241 | Motor Open Drip-Proof (ODP), 60 HP - Industrial Sector | Quasi-Prescriptive | Quasi-Prescriptive | Quasi-Prescriptive | Quasi-Prescriptive | Quasi-Prescriptive | Quasi-Prescriptive | 58 | 15.3198 | 0 | n/a | n/a | n/a | n/a | n/a | n/a
406 | 25 | Electricity Retrofit Incentive | Business, Industrial | 2008 | Final | 242 | Motor Open Drip-Proof (ODP), 75 HP - Industrial Sector | Quasi-Prescriptive | Quasi-Prescriptive | Quasi-Prescriptive | Quasi-Prescriptive | Quasi-Prescriptive | Quasi-Prescriptive | 58 | 15.3198 | 0 | n/a | n/a | n/a | n/a | n/a | n/a
407 | 25 | Electricity Retrofit Incentive | Business, Industrial | 2008 | Final | 243 | Motor Open Drip-Proof (ODP), 100 HP - Industrial Sector | Quasi-Prescriptive | Quasi-Prescriptive | Quasi-Prescriptive | Quasi-Prescriptive | Quasi-Prescriptive | Quasi-Prescriptive | 58 | 15.3198 | 0 | n/a | n/a | n/a | n/a | n/a | n/a
408 | 25 | Electricity Retrofit Incentive | Business, Industrial | 2008 | Final | 244 | Motor Open Drip-Proof (ODP), 125 HP - Industrial Sector | Quasi-Prescriptive | Quasi-Prescriptive | Quasi-Prescriptive | Quasi-Prescriptive | Quasi-Prescriptive | Quasi-Prescriptive | 58 | 15.3198 | 0 | n/a | n/a | n/a | n/a | n/a | n/a
409 | 25 | Electricity Retrofit Incentive | Business, Industrial | 2008 | Final | 245 | Motor Open Drip-Proof (ODP), 150 HP - Industrial Sector | Quasi-Prescriptive | Quasi-Prescriptive | Quasi-Prescriptive | Quasi-Prescriptive | Quasi-Prescriptive | Quasi-Prescriptive | 58 | 15.3198 | 0 | n/a | n/a | n/a | n/a | n/a | n/a
410 | 25 | Electricity Retrofit Incentive | Business, Industrial | 2008 | Final | 246 | Motor Open Drip-Proof (ODP), 200 HP - Industrial Sector | Quasi-Prescriptive | Quasi-Prescriptive | Quasi-Prescriptive | Quasi-Prescriptive | Quasi-Prescriptive | Quasi-Prescriptive | 58 | 15.3198 | 0 | n/a | n/a | n/a | n/a | n/a | n/a
411 | 25 | Electricity Retrofit Incentive | Business, Industrial | 2008 | Final | 247 | Motor Totally Enclosed Fan-Cooled (TEFC), 1 HP - Industrial Sector | Quasi-Prescriptive | Quasi-Prescriptive | Quasi-Prescriptive | Quasi-Prescriptive | Quasi-Prescriptive | Quasi-Prescriptive | 58 | 15.3198 | 0 | n/a | n/a | n/a | n/a | n/a | n/a
412 | 25 | Electricity Retrofit Incentive | Business, Industrial | 2008 | Final | 248 | Motor Totally Enclosed Fan-Cooled (TEFC), 1.5 HP - Industrial Sector | Quasi-Prescriptive | Quasi-Prescriptive | Quasi-Prescriptive | Quasi-Prescriptive | Quasi-Prescriptive | Quasi-Prescriptive | 58 | 15.3198 | 0 | n/a | n/a | n/a | n/a | n/a | n/a
413 | 25 | Electricity Retrofit Incentive | Business, Industrial | 2008 | Final | 249 | Motor Totally Enclosed Fan-Cooled (TEFC), 2 HP - Industrial Sector | Quasi-Prescriptive | Quasi-Prescriptive | Quasi-Prescriptive | Quasi-Prescriptive | Quasi-Prescriptive | Quasi-Prescriptive | 58 | 15.3198 | 0 | n/a | n/a | n/a | n/a | n/a | n/a
414 | 25 | Electricity Retrofit Incentive | Business, Industrial | 2008 | Final | 250 | Motor Totally Enclosed Fan-Cooled (TEFC), 3 HP - Industrial Sector | Quasi-Prescriptive | Quasi-Prescriptive | Quasi-Prescriptive | Quasi-Prescriptive | Quasi-Prescriptive | Quasi-Prescriptive | 58 | 15.3198 | 0 | n/a | n/a | n/a | n/a | n/a | n/a
415 | 25 | Electricity Retrofit Incentive | Business, Industrial | 2008 | Final | 251 | Motor Totally Enclosed Fan-Cooled (TEFC), 5 HP - Industrial Sector | Quasi-Prescriptive | Quasi-Prescriptive | Quasi-Prescriptive | Quasi-Prescriptive | Quasi-Prescriptive | Quasi-Prescriptive | 58 | 15.3198 | 0 | n/a | n/a | n/a | n/a | n/a | n/a
416 | 25 | Electricity Retrofit Incentive | Business, Industrial | 2008 | Final | 252 | Motor Totally Enclosed Fan-Cooled (TEFC), 7.5 HP - Industrial Sector | Quasi-Prescriptive | Quasi-Prescriptive | Quasi-Prescriptive | Quasi-Prescriptive | Quasi-Prescriptive | Quasi-Prescriptive | 58 | 15.3198 | 0 | n/a | n/a | n/a | n/a | n/a | n/a
417 | 25 | Electricity Retrofit Incentive | Business, Industrial | 2008 | Final | 253 | Motor Totally Enclosed Fan-Cooled (TEFC), 10 HP - Industrial Sector | Quasi-Prescriptive | Quasi-Prescriptive | Quasi-Prescriptive | Quasi-Prescriptive | Quasi-Prescriptive | Quasi-Prescriptive | 58 | 15.3198 | 0 | n/a | n/a | n/a | n/a | n/a | n/a
418 | 25 | Electricity Retrofit Incentive | Business, Industrial | 2008 | Final | 254 | Motor Totally Enclosed Fan-Cooled (TEFC), 15 HP - Industrial Sector | Quasi-Prescriptive | Quasi-Prescriptive | Quasi-Prescriptive | Quasi-Prescriptive | Quasi-Prescriptive | Quasi-Prescriptive | 58 | 15.3198 | 0 | n/a | n/a | n/a | n/a | n/a | n/a
419 | 25 | Electricity Retrofit Incentive | Business, Industrial | 2008 | Final | 255 | Motor Totally Enclosed Fan-Cooled (TEFC), 20 HP - Industrial Sector | Quasi-Prescriptive | Quasi-Prescriptive | Quasi-Prescriptive | Quasi-Prescriptive | Quasi-Prescriptive | Quasi-Prescriptive | 58 | 15.3198 | 0 | n/a | n/a | n/a | n/a | n/a | n/a
420 | 25 | Electricity Retrofit Incentive | Business, Industrial | 2008 | Final | 256 | Motor Totally Enclosed Fan-Cooled (TEFC), 25 HP - Industrial Sector | Quasi-Prescriptive | Quasi-Prescriptive | Quasi-Prescriptive | Quasi-Prescriptive | Quasi-Prescriptive | Quasi-Prescriptive | 58 | 15.3198 | 0 | n/a | n/a | n/a | n/a | n/a | n/a
421 | 25 | Electricity Retrofit Incentive | Business, Industrial | 2008 | Final | 257 | Motor Totally Enclosed Fan-Cooled (TEFC), 30 HP - Industrial Sector | Quasi-Prescriptive | Quasi-Prescriptive | Quasi-Prescriptive | Quasi-Prescriptive | Quasi-Prescriptive | Quasi-Prescriptive | 58 | 15.3198 | 0 | n/a | n/a | n/a | n/a | n/a | n/a
422 | 25 | Electricity Retrofit Incentive | Business, Industrial | 2008 | Final | 258 | Motor Totally Enclosed Fan-Cooled (TEFC), 40 HP - Industrial Sector | Quasi-Prescriptive | Quasi-Prescriptive | Quasi-Prescriptive | Quasi-Prescriptive | Quasi-Prescriptive | Quasi-Prescriptive | 58 | 15.3198 | 0 | n/a | n/a | n/a | n/a | n/a | n/a
423 | 25 | Electricity Retrofit Incentive | Business, Industrial | 2008 | Final | 259 | Motor Totally Enclosed Fan-Cooled (TEFC), 50 HP - Industrial Sector | Quasi-Prescriptive | Quasi-Prescriptive | Quasi-Prescriptive | Quasi-Prescriptive | Quasi-Prescriptive | Quasi-Prescriptive | 58 | 15.3198 | 0 | n/a | n/a | n/a | n/a | n/a | n/a
424 | 25 | Electricity Retrofit Incentive | Business, Industrial | 2008 | Final | 260 | Motor Totally Enclosed Fan-Cooled (TEFC), 60 HP - Industrial Sector | Quasi-Prescriptive | Quasi-Prescriptive | Quasi-Prescriptive | Quasi-Prescriptive | Quasi-Prescriptive | Quasi-Prescriptive | 58 | 15.3198 | 0 | n/a | n/a | n/a | n/a | n/a | n/a
425 | 25 | Electricity Retrofit Incentive | Business, Industrial | 2008 | Final | 261 | Motor Totally Enclosed Fan-Cooled (TEFC), 75 HP - Industrial Sector | Quasi-Prescriptive | Quasi-Prescriptive | Quasi-Prescriptive | Quasi-Prescriptive | Quasi-Prescriptive | Quasi-Prescriptive | 58 | 15.3198 | 0 | n/a | n/a | n/a | n/a | n/a | n/a
426 | 25 | Electricity Retrofit Incentive | Business, Industrial | 2008 | Final | 262 | Motor Totally Enclosed Fan-Cooled (TEFC), 100 HP - Industrial Sector | Quasi-Prescriptive | Quasi-Prescriptive | Quasi-Prescriptive | Quasi-Prescriptive | Quasi-Prescriptive | Quasi-Prescriptive | 58 | 15.3198 | 0 | n/a | n/a | n/a | n/a | n/a | n/a
427 | 25 | Electricity Retrofit Incentive | Business, Industrial | 2008 | Final | 263 | Motor Totally Enclosed Fan-Cooled (TEFC), 125 HP - Industrial Sector | Quasi-Prescriptive | Quasi-Prescriptive | Quasi-Prescriptive | Quasi-Prescriptive | Quasi-Prescriptive | Quasi-Prescriptive | 58 | 15.3198 | 0 | n/a | n/a | n/a | n/a | n/a | n/a
428 | 25 | Electricity Retrofit Incentive | Business, Industrial | 2008 | Final | 264 | Motor Totally Enclosed Fan-Cooled (TEFC), 150 HP - Industrial Sector | Quasi-Prescriptive | Quasi-Prescriptive | Quasi-Prescriptive | Quasi-Prescriptive | Quasi-Prescriptive | Quasi-Prescriptive | 58 | 15.3198 | 0 | n/a | n/a | n/a | n/a | n/a | n/a
429 | 25 | Electricity Retrofit Incentive | Business, Industrial | 2008 | Final | 265 | Motor Totally Enclosed Fan-Cooled (TEFC), 200 HP - Industrial Sector | Quasi-Prescriptive | Quasi-Prescriptive | Quasi-Prescriptive | Quasi-Prescriptive | Quasi-Prescriptive | Quasi-Prescriptive | 58 | 15.3198 | 0 | n/a | n/a | n/a | n/a | n/a | n/a
430 | 25 | Electricity Retrofit Incentive | Business, Industrial | 2008 | Final | 266 | Transformer Size 15 - Industrial Sector | Quasi-Prescriptive | Quasi-Prescriptive | Quasi-Prescriptive | Quasi-Prescriptive | Quasi-Prescriptive | Quasi-Prescriptive | 58 | 15.3198 | 0 | n/a | n/a | n/a | n/a | n/a | n/a
431 | 25 | Electricity Retrofit Incentive | Business, Industrial | 2008 | Final | 267 | Transformer Size 30 - Industrial Sector | Quasi-Prescriptive | Quasi-Prescriptive | Quasi-Prescriptive | Quasi-Prescriptive | Quasi-Prescriptive | Quasi-Prescriptive | 58 | 15.3198 | 0 | n/a | n/a | n/a | n/a | n/a | n/a
432 | 25 | Electricity Retrofit Incentive | Business, Industrial | 2008 | Final | 268 | Transformer Size 45 - Industrial Sector | Quasi-Prescriptive | Quasi-Prescriptive | Quasi-Prescriptive | Quasi-Prescriptive | Quasi-Prescriptive | Quasi-Prescriptive | 58 | 15.3198 | 0 | n/a | n/a | n/a | n/a | n/a | n/a
433 | 25 | Electricity Retrofit Incentive | Business, Industrial | 2008 | Final | 269 | Transformer Size 75 - Industrial Sector | Quasi-Prescriptive | Quasi-Prescriptive | Quasi-Prescriptive | Quasi-Prescriptive | Quasi-Prescriptive | Quasi-Prescriptive | 58 | 15.3198 | 0 | n/a | n/a | n/a | n/a | n/a | n/a
434 | 25 | Electricity Retrofit Incentive | Business, Industrial | 2008 | Final | 270 | Transformer Size 112.5 - Industrial Sector | Quasi-Prescriptive | Quasi-Prescriptive | Quasi-Prescriptive | Quasi-Prescriptive | Quasi-Prescriptive | Quasi-Prescriptive | 58 | 15.3198 | 0 | n/a | n/a | n/a | n/a | n/a | n/a
435 | 25 | Electricity Retrofit Incentive | Business, Industrial | 2008 | Final | 271 | Transformer Size 150 - Industrial Sector | Quasi-Prescriptive | Quasi-Prescriptive | Quasi-Prescriptive | Quasi-Prescriptive | Quasi-Prescriptive | Quasi-Prescriptive | 58 | 15.3198 | 0 | n/a | n/a | n/a | n/a | n/a | n/a
436 | 25 | Electricity Retrofit Incentive | Business, Industrial | 2008 | Final | 272 | Transformer Size 225 - Industrial Sector | Quasi-Prescriptive | Quasi-Prescriptive | Quasi-Prescriptive | Quasi-Prescriptive | Quasi-Prescriptive | Quasi-Prescriptive | 58 | 15.3198 | 0 | n/a | n/a | n/a | n/a | n/a | n/a
437 | 25 | Electricity Retrofit Incentive | Business, Industrial | 2008 | Final | 273 | Transformer Size 300 - Industrial Sector | Quasi-Prescriptive | Quasi-Prescriptive | Quasi-Prescriptive | Quasi-Prescriptive | Quasi-Prescriptive | Quasi-Prescriptive | 58 | 15.3198 | 0 | n/a | n/a | n/a | n/a | n/a | n/a
438 | 25 | Electricity Retrofit Incentive | Business, Industrial | 2008 | Final | 274 | Transformer Size 500 - Industrial Sector | Quasi-Prescriptive | Quasi-Prescriptive | Quasi-Prescriptive | Quasi-Prescriptive | Quasi-Prescriptive | Quasi-Prescriptive | 58 | 15.3198 | 0 | n/a | n/a | n/a | n/a | n/a | n/a
439 | 25 | Electricity Retrofit Incentive | Business, Industrial | 2008 | Final | 275 | Transformer Size 750 - Industrial Sector | Quasi-Prescriptive | Quasi-Prescriptive | Quasi-Prescriptive | Quasi-Prescriptive | Quasi-Prescriptive | Quasi-Prescriptive | 58 | 15.3198 | 0 | n/a | n/a | n/a | n/a | n/a | n/a
440 | 25 | Electricity Retrofit Incentive | Business, Industrial | 2008 | Final | 276 | Transformer Size 1000 - Industrial Sector | Quasi-Prescriptive | Quasi-Prescriptive | Quasi-Prescriptive | Quasi-Prescriptive | Quasi-Prescriptive | Quasi-Prescriptive | 58 | 15.3198 | 0 | n/a | n/a | n/a | n/a | n/a | n/a
441 | 25 | Electricity Retrofit Incentive | Business, Industrial | 2008 | Final | 277 | Unitary AC Single Phase <= 5.4 Tons - Industrial Sector | Quasi-Prescriptive | Quasi-Prescriptive | Quasi-Prescriptive | Quasi-Prescriptive | Quasi-Prescriptive | Quasi-Prescriptive | 58 | 15.3198 | 0 | n/a | n/a | n/a | n/a | n/a | n/a
442 | 25 | Electricity Retrofit Incentive | Business, Industrial | 2008 | Final | 278 | Unitary AC 3 Phase <= 5.4 Tons - Industrial Sector | Quasi-Prescriptive | Quasi-Prescriptive | Quasi-Prescriptive | Quasi-Prescriptive | Quasi-Prescriptive | Quasi-Prescriptive | 58 | 15.3198 | 0 | n/a | n/a | n/a | n/a | n/a | n/a
443 | 25 | Electricity Retrofit Incentive | Business, Industrial | 2008 | Final | 279 | Unitary AC >5.4 & <= 11.25 tons - Industrial Sector | Quasi-Prescriptive | Quasi-Prescriptive | Quasi-Prescriptive | Quasi-Prescriptive | Quasi-Prescriptive | Quasi-Prescriptive | 58 | 15.3198 | 0 | n/a | n/a | n/a | n/a | n/a | n/a
444 | 25 | Electricity Retrofit Incentive | Business, Industrial | 2008 | Final | 280 | Unitary AC >11.25 & <= 20 tons - Industrial Sector | Quasi-Prescriptive | Quasi-Prescriptive | Quasi-Prescriptive | Quasi-Prescriptive | Quasi-Prescriptive | Quasi-Prescriptive | 58 | 15.3198 | 0 | n/a | n/a | n/a | n/a | n/a | n/a
445 | 25 | Electricity Retrofit Incentive | Business, Industrial | 2008 | Final | 281 | Unitary AC 25 tons - Industrial Sector | Quasi-Prescriptive | Quasi-Prescriptive | Quasi-Prescriptive | Quasi-Prescriptive | Quasi-Prescriptive | Quasi-Prescriptive | 58 | 15.3198 | 0 | n/a | n/a | n/a | n/a | n/a | n/a
446 | 25 | Electricity Retrofit Incentive | Business, Industrial | 2008 | Final | 282 | Custom Project - Industrial Sector | Quasi-Prescriptive | Quasi-Prescriptive | Quasi-Prescriptive | Quasi-Prescriptive | Quasi-Prescriptive | Quasi-Prescriptive | 58 | 15.3198 | 0 | n/a | n/a | n/a | n/a | n/a | n/a
447 | 26 | Toronto Comprehensive | Consumer Business, Industrial | 2008 | Final | 1 | Toronto Hydro-Electric System Limited - Commercial Project | Custom | Custom | Custom | Custom | Custom | Custom | 59 | 15.8595 | 0 | 0 | 0 | 0 | 0 | 0 | 0
448 | 26 | Toronto Comprehensive | Consumer Business, Industrial | 2008 | Final | 2 | Toronto Hydro-Electric System Limited - Take A Load Off Project | Custom | Custom | Custom | Custom | Custom | Custom | 70 | 9 | 0 | 0 | 0 | 0 | 0 | 0 | 0
449 | 26 | Toronto Comprehensive | Consumer Business, Industrial | 2008 | Final | 3 | Toronto Hydro-Electric System Limited - Keep Cool Project | Custom | Custom | Custom | Custom | Custom | Custom | 44 | 9 | 0 | 0 | 0 | 0 | 0 | 0 | 0
450 | 26 | Toronto Comprehensive | Consumer Business, Industrial | 2008 | Final | 4 | Toronto Hydro-Electric System Limited - TABIA SLED Exchange Project | Custom | Custom | Custom | Custom | Custom | Custom | 70 | 5 | 0 | 0 | 0 | 0 | 0 | 0 | 0
451 | 26 | Toronto Comprehensive | Consumer Business, Industrial | 2008 | Final | 5 | Toronto Hydro-Electric System Limited - Low-Income Project | Custom | Custom | Custom | Custom | Custom | Custom | 70 | 8 | 0 | 0 | 0 | 0 | 0 | 0 | 0
452 | 26 | Toronto Comprehensive | Consumer Business, Industrial | 2008 | Final | 6 | City of Toronto - Commercial Project | Custom | Custom | Custom | Custom | Custom | Custom | 58 | 17.0398 | 0 | 0 | 0 | 0 | 0 | 0 | 0
453 | 26 | Toronto Comprehensive | Consumer Business, Industrial | 2008 | Final | 7 | City of Toronto - Multi-Family Project | Custom | Custom | Custom | Custom | Custom | Custom | 62.34 | 9.0334 | 0 | 0 | 0 | 0 | 0 | 0 | 0
454 | 26 | Toronto Comprehensive | Consumer Business, Industrial | 2008 | Final | 8 | Building Owners & Managers Association Project - Commercial Project | Custom | Custom | Custom | Custom | Custom | Custom | 62 | 16.3198 | 0 | 0 | 0 | 0 | 0 | 0 | 0
455 | 27 | High Performance New Construction | Business, Industrial | 2008 | Final | 1 | Custom Project | Custom | Custom | Custom | Custom | Custom | Custom | 70 | 14 | 0.0020063 | 0.9745 | 822.589 | 11516.2466 | 0.68215 | 575.8123 | 8061.3726
456 | 28 | Power Savings Blitz | Business | 2008 | Final | 1 | T8 Fixture With Electronic Balllast | 0.021 | 151.12 | 2266.8 | 0.01953 | 140.5416 | 2108.124 | 93 | 15 | 0 | 0 | 0 | 0 | 0 | 0 | 0
457 | 28 | Power Savings Blitz | Business | 2008 | Final | 2 | Energy Star® rated LED Exit Sign | 0.032 | 236.52 | 3784.32 | 0.02976 | 219.9636 | 3519.4176 | 93 | 16 | 0 | 0 | 0 | 0 | 0 | 0 | 0
458 | 28 | Power Savings Blitz | Business | 2008 | Final | 3 | Energy Star® rated CLF | 0.026 | 190.86 | 381.72 | 0.02418 | 177.4998 | 354.9996 | 93 | 2 | 0 | 0 | 0 | 0 | 0 | 0 | 0
459 | 28 | Power Savings Blitz | Business | 2008 | Final | 4 | Electric Water Heater Tank Wrap | 0.047 | 436.28 | 3053.96 | 0.04371 | 405.7404 | 2840.1828 | 93 | 7 | 0 | 0 | 0 | 0 | 0 | 0 | 0
460 | 28 | Power Savings Blitz | Business | 2008 | Final | 5 | Electric Water Heater Pipe Insulation | 0.03 | 276.71 | 4150.65 | 0.0279 | 257.3403 | 3860.1045 | 93 | 15 | 0 | 0 | 0 | 0 | 0 | 0 | 0
461 | 28 | Power Savings Blitz | Business | 2008 | Final | 6 | Aerator | 0.0333 | 309.76 | 1548.8 | 0.030969 | 288.0768 | 1440.384 | 93 | 5 | 0 | 0 | 0 | 0 | 0 | 0 | 0
462 | 28 | Power Savings Blitz | Business | 2008 | Final | 7 | Halogen | 1.9599 | 14.4 | 14.4 | 1.8227 | 13.392 | 13.392 | 93 | 1 | 0 | 0 | 0 | 0 | 0 | 0 | 0
463 | 28 | Power Savings Blitz | Business | 2008 | Final | 8 | Other | 0 | 0 | 0 | 0 | 0 | 0 | 93 | 0 | 0 | 0 | 0 | 0 | 0 | 0 | 0
464 | 29 | Demand Response 1 | Business, Industrial | 2008 | Final | 1 | Voluntary Load Shedding Project | Custom | Custom | Custom | Custom | Custom | Custom | 100 | 1 | 0.058183 | 881.8756 | 0 | 0 | 881.8756 | 0 | 0
465 | 30 | Demand Response 3 | Business, Industrial | 2008 | Final | 1 | Contractual Load Shedding Project | Custom | Custom | Custom | Custom | Custom | Custom | 100 | 5 | 0.058183 | 170.5368 | 0 | 0 | 170.5368 | 0 | 0
466 | 31 | Electricity Resources Demand Response | Business, Industrial | 2008 | Final | 1 | Rodan Contract | 3000 | 0 | 0 | 3000 | 0 | 0 | 100 | 4 | 0.0020063 | 6.0189 | 0 | 0 | 6.0189 | 0 | 0
467 | 31 | Electricity Resources Demand Response | Business, Industrial | 2008 | Final | 2 | Loblaw Contract | 0 | 0 | 0 | 0 | 0 | 0 | 100 | 3 | 0 | 0 | 0 | 0 | 0 | 0 | 0
468 | 32 | Renewable Energy Standard Offer | Consumer, Business, Industrial | 2008 | Final | 1 | Water | Custom | Custom | Custom | Custom | Custom | Custom | 100 | 20 | 0 | 0 | 0 | 0 | 0 | 0 | 0
469 | 32 | Renewable Energy Standard Offer | Consumer, Business, Industrial | 2008 | Final | 2 | SolarPV | Custom | Custom | Custom | Custom | Custom | Custom | 100 | 20 | 0 | 0 | 0 | 0 | 0 | 0 | 0
470 | 32 | Renewable Energy Standard Offer | Consumer, Business, Industrial | 2008 | Final | 3 | Wind | Custom | Custom | Custom | Custom | Custom | Custom | 100 | 20 | 0 | 0 | 0 | 0 | 0 | 0 | 0
471 | 32 | Renewable Energy Standard Offer | Consumer, Business, Industrial | 2008 | Final | 4 | Biogas | Custom | Custom | Custom | Custom | Custom | Custom | 100 | 20 | 0 | 0 | 0 | 0 | 0 | 0 | 0
472 | 33 | Other Customer Based Generation | Business, Industrial | 2008 | Final | 1 | Combined Heat & Power | Custom | Custom | Custom | Custom | Custom | Custom | 100 | 20 | 0 | 0 | 0 | 0 | 0 | 0 | 0
473 | 34 | LDC Custom - Hydro One Networks Inc. - Double Return | Business, Industrial | 2008 | Final | 1 | Custom Project | Custom | Custom | Custom | Custom | Custom | Custom | 100 | 1 | 0 | 0 | 0 | 0 | 0 | 0 | 0
474 | 35 | Great Refrigerator Roundup | Consumer | 2009 | Preliminary | 1 | Bottom Freezer Fridge | 0.108 | 857.878 | 7720.902 | 0.052056 | 413.4972 | 3721.4748 | 48.2 | 9 | 1 | 0.108 | 857.878 | 7720.902 | 0.052056 | 413.4972 | 3721.4748
475 | 35 | Great Refrigerator Roundup | Consumer | 2009 | Preliminary | 2 | Chest Freezer | 0.063 | 500.8704 | 4006.9632 | 0.031563 | 250.9361 | 2007.4886 | 50.1 | 8 | 40 | 2.52 | 20034.816 | 160278.528 | 1.2625 | 10037.4428 | 80299.5425
476 | 35 | Great Refrigerator Roundup | Consumer | 2009 | Preliminary | 3 | Side by Side Fridge-Freezer | 0.108 | 857.878 | 7720.902 | 0.052056 | 413.4972 | 3721.4748 | 48.2 | 9 | 20 | 2.16 | 17157.56 | 154418.04 | 1.0411 | 8269.9439 | 74429.4953
477 | 35 | Great Refrigerator Roundup | Consumer | 2009 | Preliminary | 4 | Single Door Fridge | 0.108 | 857.878 | 7720.902 | 0.052056 | 413.4972 | 3721.4748 | 48.2 | 9 | 36 | 3.888 | 30883.608 | 277952.472 | 1.874 | 14885.8991 | 133973.0915
478 | 35 | Great Refrigerator Roundup | Consumer | 2009 | Preliminary | 5 | Small Freezer (under 10 cubic feet) | 0.063 | 500.8704 | 4006.9632 | 0.031563 | 250.9361 | 2007.4886 | 50.1 | 8 | 0 | 0 | 0 | 0 | 0 | 0 | 0
479 | 35 | Great Refrigerator Roundup | Consumer | 2009 | Preliminary | 6 | Small Fridge (under 10 cubic feet) | 0.063 | 857.878 | 7720.902 | 0.030366 | 413.4972 | 3721.4748 | 48.2 | 9 | 0 | 0 | 0 | 0 | 0 | 0 | 0
480 | 35 | Great Refrigerator Roundup | Consumer | 2009 | Preliminary | 7 | Top Freezer Fridge | 0.108 | 857.878 | 7720.902 | 0.052056 | 413.4972 | 3721.4748 | 48.2 | 9 | 149 | 16.092 | 127823.822 | 1150414.398 | 7.7563 | 61611.0822 | 554499.7398
481 | 35 | Great Refrigerator Roundup | Consumer | 2009 | Preliminary | 8 | Upright Freezer | 0.063 | 500.8704 | 4006.9632 | 0.031563 | 250.9361 | 2007.4886 | 50.1 | 8 | 6 | 0.378 | 3005.2224 | 24041.7792 | 0.18938 | 1505.6164 | 12044.9314
482 | 35 | Great Refrigerator Roundup | Consumer | 2009 | Preliminary | 9 | Window Air Conditioner | 0.269 | 265.6 | 1195.2 | 0.11594 | 114.4736 | 515.1312 | 43.1 | 4.5 | 6 | 1.614 | 1593.6 | 7171.2 | 0.69563 | 686.8416 | 3090.7872
483 | 35 | Great Refrigerator Roundup | Consumer | 2009 | Preliminary | 10 | Dehumidifier | 0.269 | 265.6 | 1195.2 | 0.11594 | 114.4736 | 515.1312 | 43.1 | 4.5 | 3 | 0.807 | 796.8 | 3585.6 | 0.34782 | 343.4208 | 1545.3936
484 | 36 | Cool Savings Rebate | Consumer | 2009 | Preliminary | 1 | Energy Star® Central Air Conditioner, Tier 2 | 0.214 | 195.9277 | 3526.6989 | 0.12241 | 112.0707 | 2017.2717 | 57.2 | 18 | 20.7742 | 4.4457 | 4070.2409 | 73264.3363 | 2.5429 | 2328.1778 | 41907.2004
485 | 36 | Cool Savings Rebate | Consumer | 2009 | Preliminary | 2 | Energy Star® Central Air Conditioner, Tier 1 | 0.214 | 195.9277 | 3526.6989 | 0.12241 | 112.0707 | 2017.2717 | 57.2 | 18 | 53.404 | 11.4285 | 10463.3326 | 188339.9866 | 6.5371 | 5985.0262 | 107730.4723
486 | 36 | Cool Savings Rebate | Consumer | 2009 | Preliminary | 3 | Efficient Furnace with ECM | 0.5023 | 846.6725 | 12700.0872 | 0.29686 | 500.3834 | 7505.7515 | 59.1 | 15 | 135.8701 | 68.2476 | 115037.4759 | 1725562.1387 | 40.3343 | 67987.1483 | 1019807.224
487 | 36 | Cool Savings Rebate | Consumer | 2009 | Preliminary | 4 | Programmable Thermostat | 0.0277 | 35.3631 | 530.4471 | 0.007607 | 9.7114 | 145.6714 | 27.462 | 15 | 94.7716 | 2.6252 | 3351.4222 | 50271.3332 | 0.72093 | 920.3676 | 13805.5135
488 | 37 | Every Kilowatt Counts Power Savings Event | Consumer | 2009 | Preliminary | 1 | Standard CFL (single pack) | 0.0016448 | 52.96 | 423.68 | 0.00125 | 40.2496 | 321.9968 | 76 | 8 | 62.9954 | 0.10361 | 3336.2348 | 26689.8788 | 0.078746 | 2535.5385 | 20284.3079
489 | 37 | Every Kilowatt Counts Power Savings Event | Consumer | 2009 | Preliminary | 2 | Standard CFL (multi (6) pack) | 0.0080164 | 258.12 | 2064.96 | 0.0060925 | 196.1712 | 1569.3696 | 76 | 8 | 145.4888 | 1.1663 | 37553.5584 | 300428.4668 | 0.88638 | 28540.7044 | 228325.6348
490 | 37 | Every Kilowatt Counts Power Savings Event | Consumer | 2009 | Preliminary | 3 | Energy Star Specialty CFL | 0.0019597 | 63.1 | 378.6 | 0.0014894 | 47.956 | 287.736 | 76 | 6 | 396.1457 | 0.77632 | 24996.7941 | 149980.7643 | 0.59 | 18997.5635 | 113985.3809
491 | 37 | Every Kilowatt Counts Power Savings Event | Consumer | 2009 | Preliminary | 4 | Energy Star Light Fixtures | 0.0038169 | 122.9 | 1966.4 | 0.0020993 | 67.595 | 1081.52 | 55 | 16 | 42.5639 | 0.16246 | 5231.0998 | 83697.5972 | 0.089354 | 2877.1049 | 46033.6784
492 | 37 | Every Kilowatt Counts Power Savings Event | Consumer | 2009 | Preliminary | 5 | Energy Star Hard–Wired Indoor Light Fixtures | 0.0038169 | 122.9 | 1966.4 | 0.0020993 | 67.595 | 1081.52 | 55 | 16 | 46.1317 | 0.17608 | 5669.5872 | 90713.3948 | 0.096844 | 3118.2729 | 49892.3671
493 | 37 | Every Kilowatt Counts Power Savings Event | Consumer | 2009 | Preliminary | 6 | Energy Star Ceiling Fans | 0.0027889 | 89.83 | 898.3 | 0.0015339 | 49.4065 | 494.065 | 55 | 10 | 18.7117 | 0.052185 | 1680.8724 | 16808.7241 | 0.028702 | 924.4798 | 9244.7983
494 | 37 | Every Kilowatt Counts Power Savings Event | Consumer | 2009 | Preliminary | 7 | Weather Stripping (packages) | 0 | 2 | 4 | 0 | 1.4 | 2.8 | 70 | 2 | 42.7867 | 0 | 85.5735 | 171.1469 | 0 | 59.9014 | 119.8028
495 | 37 | Every Kilowatt Counts Power Savings Event | Consumer | 2009 | Preliminary | 8 | Weather Stripping (door kits) | 0 | 2 | 4 | 0 | 0.72 | 1.44 | 36 | 2 | 27.8321 | 0 | 55.6642 | 111.3283 | 0 | 20.0391 | 40.0782
496 | 37 | Every Kilowatt Counts Power Savings Event | Consumer | 2009 | Preliminary | 9 | Pipe Wrap – Purchase of 3 | 0.0029392 | 38 | 228 | 0.0010581 | 13.68 | 82.08 | 36 | 6 | 30.9479 | 0.090962 | 1176.0201 | 7056.1207 | 0.032746 | 423.3672 | 2540.2034
497 | 37 | Every Kilowatt Counts Power Savings Event | Consumer | 2009 | Preliminary | 10 | Water Heater Blanket | 0.020884 | 270 | 1620 | 0.0075182 | 97.2 | 583.2 | 36 | 6 | 5.479 | 0.11442 | 1479.3179 | 8875.9075 | 0.041192 | 532.5545 | 3195.3267
498 | 37 | Every Kilowatt Counts Power Savings Event | Consumer | 2009 | Preliminary | 11 | Window Film | 0.021977 | 45 | 450 | 0.0079119 | 16.2 | 162 | 36 | 10 | 5.1594 | 0.11339 | 232.1723 | 2321.7231 | 0.04082 | 83.582 | 835.8203
499 | 37 | Every Kilowatt Counts Power Savings Event | Consumer | 2009 | Preliminary | 12 | Lighting and Appliance Controls – Unspecified | 0.001439 | 72.2 | 722 | 0.00051804 | 25.992 | 259.92 | 36 | 10 | 0 | 0 | 0 | 0 | 0 | 0 | 0
500 | 37 | Every Kilowatt Counts Power Savings Event | Consumer | 2009 | Preliminary | 13 | Lighting and Appliance Controls – Power Bar with Integrated Timer | 0.0062763 | 72.4 | 724 | 0.0022595 | 26.064 | 260.64 | 36 | 10 | 9.0951 | 0.057084 | 658.4888 | 6584.8885 | 0.02055 | 237.056 | 2370.5599
501 | 37 | Every Kilowatt Counts Power Savings Event | Consumer | 2009 | Preliminary | 14 | Lighting and Appliance Controls – Hard Wired Indoor Timer | 0.0068015 | 219 | 2190 | 0.0024485 | 78.84 | 788.4 | 36 | 10 | 5.2393 | 0.035635 | 1147.4017 | 11474.0172 | 0.012828 | 413.0646 | 4130.6462
502 | 37 | Every Kilowatt Counts Power Savings Event | Consumer | 2009 | Preliminary | 15 | Lighting and Appliance Controls – Hard Wired Motion Sensor | 0.0019876 | 64 | 640 | 0.00071555 | 23.04 | 230.4 | 36 | 10 | 11.8241 | 0.023502 | 756.7434 | 7567.4338 | 0.0084607 | 272.4276 | 2724.2762
503 | 37 | Every Kilowatt Counts Power Savings Event | Consumer | 2009 | Preliminary | 16 | Lighting and Appliance Controls – Heavy Duty Outdoor Timer includes Pool Timers | 0.15516 | 511 | 5110 | 0.055858 | 183.96 | 1839.6 | 36 | 10 | 13.5229 | 2.0982 | 6910.1946 | 69101.9463 | 0.75536 | 2487.6701 | 24876.7007
504 | 37 | Every Kilowatt Counts Power Savings Event | Consumer | 2009 | Preliminary | 17 | Programmable Thermostat (single pack) | 0 | 75.1 | 1126.5 | 0 | 41.305 | 619.575 | 55 | 15 | 9.4042 | 0 | 706.256 | 10593.8407 | 0 | 388.4408 | 5826.6124
505 | 37 | Every Kilowatt Counts Power Savings Event | Consumer | 2009 | Preliminary | 18 | Programmable Thermostat (multi (3) pack) | 0 | 225.3 | 3379.5 | 0 | 123.915 | 1858.725 | 55 | 15 | 3.0191 | 0 | 680.2037 | 10203.0552 | 0 | 374.112 | 5611.6803
506 | 37 | Every Kilowatt Counts Power Savings Event | Consumer | 2009 | Preliminary | 19 | Clothes Line Kit or Cloths Line Umbrella Stand | 0.077195 | 226 | 2260 | 0.038598 | 113 | 1130 | 50 | 10 | 17.5533 | 1.355 | 3967.0369 | 39670.3693 | 0.67751 | 1983.5185 | 19835.1847
507 | 37 | Every Kilowatt Counts Power Savings Event | Consumer | 2009 | Preliminary | 20 | Energy Star Dehumidifier Recycling | 0.34586 | 341.6 | 4099.2 | 0.15218 | 150.304 | 1803.648 | 44 | 12 | 10.4722 | 3.6219 | 3577.3196 | 42927.8357 | 1.5937 | 1574.0206 | 18888.2477
508 | 37 | Every Kilowatt Counts Power Savings Event | Consumer | 2009 | Preliminary | 21 | Energy Star Room Air Conditioner Recycling | 0.097602 | 96.4 | 867.6 | 0.042945 | 42.416 | 381.744 | 44 | 9 | 10.7035 | 1.0447 | 1031.8189 | 9286.37 | 0.45966 | 454.0003 | 4086.0028
509 | 37 | Every Kilowatt Counts Power Savings Event | Consumer | 2009 | Preliminary | 22 | Halogen Floor Lamp Recycling | 0.0069809 | 224.7 | 1348.2 | 0.0033508 | 107.856 | 647.136 | 48 | 6 | 4.5539 | 0.03179 | 1023.2573 | 6139.544 | 0.015259 | 491.1635 | 2946.9811
510 | 38 | peaksaver® | Consumer, Business | 2009 | Preliminary | 1 | Residential Air Conditioner - Switch | 0.865 | 17.3 | 224.9 | 0.7785 | 15.57 | 202.41 | 90 | 13 | 0 | 0 | 0 | 0 | 0 | 0 | 0
511 | 38 | peaksaver® | Consumer, Business | 2009 | Preliminary | 2 | Residential Air Conditioner - Thermostat | 0.865 | 17.3 | 224.9 | 0.7785 | 15.57 | 202.41 | 90 | 13 | 213 | 184.245 | 3684.9 | 47903.7 | 165.8205 | 3316.41 | 43113.33
512 | 38 | peaksaver® | Consumer, Business | 2009 | Preliminary | 3 | Residential Electric Water Heater | 0.3 | 6 | 78 | 0.27 | 5.4 | 70.2 | 90 | 13 | 0 | 0 | 0 | 0 | 0 | 0 | 0
513 | 38 | peaksaver® | Consumer, Business | 2009 | Preliminary | 4 | Commercial Air Conditioner - Switch | 3.7 | 74 | 962 | 3.33 | 66.6 | 865.8 | 90 | 13 | 0 | 0 | 0 | 0 | 0 | 0 | 0
514 | 38 | peaksaver® | Consumer, Business | 2009 | Preliminary | 5 | Commercial Air Conditioner - Thermostat | 3.7 | 74 | 962 | 3.33 | 66.6 | 865.8 | 90 | 13 | 0 | 0 | 0 | 0 | 0 | 0 | 0
515 | 38 | peaksaver® | Consumer, Business | 2009 | Preliminary | 6 | Commercial Electric Water Heater | 1.85 | 37 | 481 | 1.665 | 33.3 | 432.9 | 90 | 13 | 0 | 0 | 0 | 0 | 0 | 0 | 0
516 | 39 | Electricity Retrofit Incentive | Business, Industrial | 2009 | Preliminary | 1 | 2008 – Lighting System Exit Signs, 5 W or less - Commercial Sector | 0.026 | Quasi-Prescriptive | Quasi-Prescriptive | Quasi-Prescriptive | Quasi-Prescriptive | Quasi-Prescriptive | 58 | 20 | 12 | 0.312 | 2733.12 | 54662.4 | 0.18096 | 1585.2096 | 31704.192
517 | 39 | Electricity Retrofit Incentive | Business, Industrial | 2009 | Preliminary | 2 | 2008 – Lighting System ENERGY STAR® Rated CFLs, Screw in. All sizes < 40 W - Commercial Sector | 0.044333 | Quasi-Prescriptive | Quasi-Prescriptive | Quasi-Prescriptive | Quasi-Prescriptive | Quasi-Prescriptive | 58 | 20 | 8 | 0.35467 | 1578.2667 | 31565.3333 | 0.20571 | 915.3947 | 18307.8933
518 | 39 | Electricity Retrofit Incentive | Business, Industrial | 2009 | Preliminary | 3 | 2008 – Lighting System ENERGY STAR® Rated CFLs, Hard wired. All sizes < 40 W - Commercial Sector | 0.044333 | Quasi-Prescriptive | Quasi-Prescriptive | Quasi-Prescriptive | Quasi-Prescriptive | Quasi-Prescriptive | 58 | 20 | 0 | 0 | 0 | 0 | 0 | 0 | 0
519 | 39 | Electricity Retrofit Incentive | Business, Industrial | 2009 | Preliminary | 4 | 2008 – Lighting System Standard Performance T8, Single lamp standard T8 fixture - Commercial Sector | 0.019 | Quasi-Prescriptive | Quasi-Prescriptive | Quasi-Prescriptive | Quasi-Prescriptive | Quasi-Prescriptive | 58 | 20 | 0 | 0 | 0 | 0 | 0 | 0 | 0
520 | 39 | Electricity Retrofit Incentive | Business, Industrial | 2009 | Preliminary | 5 | 2008 – Lighting System Standard Performance T8, Double lamp standard T8 fixture - Commercial Sector | 0.0265 | Quasi-Prescriptive | Quasi-Prescriptive | Quasi-Prescriptive | Quasi-Prescriptive | Quasi-Prescriptive | 58 | 20 | 0 | 0 | 0 | 0 | 0 | 0 | 0
521 | 39 | Electricity Retrofit Incentive | Business, Industrial | 2009 | Preliminary | 6 | 2008 – Lighting System Standard Performance T8, Triple lamp standard T8 fixture - Commercial Sector | 0.045 | Quasi-Prescriptive | Quasi-Prescriptive | Quasi-Prescriptive | Quasi-Prescriptive | Quasi-Prescriptive | 58 | 20 | 0 | 0 | 0 | 0 | 0 | 0 | 0
522 | 39 | Electricity Retrofit Incentive | Business, Industrial | 2009 | Preliminary | 7 | 2008 – Lighting System Standard Performance T8, Quadruple lamp standard T8 fixture - Commercial Sector | 0.05 | Quasi-Prescriptive | Quasi-Prescriptive | Quasi-Prescriptive | Quasi-Prescriptive | Quasi-Prescriptive | 58 | 20 | 0 | 0 | 0 | 0 | 0 | 0 | 0
523 | 39 | Electricity Retrofit Incentive | Business, Industrial | 2009 | Preliminary | 8 | 2008 – Lighting System High Performance T8 (Consortium for Energy Efficiency qualifying list compliance), Single lamp high performance T8 fixture - Commercial Sector | 0.021 | Quasi-Prescriptive | Quasi-Prescriptive | Quasi-Prescriptive | Quasi-Prescriptive | Quasi-Prescriptive | 58 | 20 | 17 | 0.357 | 1588.65 | 31773 | 0.20706 | 921.417 | 18428.34
524 | 39 | Electricity Retrofit Incentive | Business, Industrial | 2009 | Preliminary | 9 | 2008 – Lighting System High Performance T8 (Consortium for Energy Efficiency qualifying list compliance), Double lamp high performance T8 fixture - Commercial Sector | 0.0295 | Quasi-Prescriptive | Quasi-Prescriptive | Quasi-Prescriptive | Quasi-Prescriptive | Quasi-Prescriptive | 58 | 20 | 38 | 1.121 | 4988.45 | 99769 | 0.65018 | 2893.301 | 57866.02
525 | 39 | Electricity Retrofit Incentive | Business, Industrial | 2009 | Preliminary | 10 | 2008 – Lighting System High Performance T8 (Consortium for Energy Efficiency qualifying list compliance), Triple lamp high performance T8 fixture - Commercial Sector | 0.045 | Quasi-Prescriptive | Quasi-Prescriptive | Quasi-Prescriptive | Quasi-Prescriptive | Quasi-Prescriptive | 58 | 20 | 138 | 6.21 | 27634.5 | 552690 | 3.6018 | 16028.01 | 320560.2
526 | 39 | Electricity Retrofit Incentive | Business, Industrial | 2009 | Preliminary | 11 | 2008 – Lighting System High Performance T8 (Consortium for Energy Efficiency qualifying list compliance), Quadruple lamp high performance T8 fixture - Commercial Sector | 0.053 | Quasi-Prescriptive | Quasi-Prescriptive | Quasi-Prescriptive | Quasi-Prescriptive | Quasi-Prescriptive | 58 | 20 | 0 | 0 | 0 | 0 | 0 | 0 | 0
527 | 39 | Electricity Retrofit Incentive | Business, Industrial | 2009 | Preliminary | 12 | 2008 – Lighting System T5 Fixtures, T5 fixture with 1, 2, or 3 lamps and 1 electronic ballast - Commercial Sector | 0.025667 | Quasi-Prescriptive | Quasi-Prescriptive | Quasi-Prescriptive | Quasi-Prescriptive | Quasi-Prescriptive | 58 | 20 | 0 | 0 | 0 | 0 | 0 | 0 | 0
528 | 39 | Electricity Retrofit Incentive | Business, Industrial | 2009 | Preliminary | 13 | 2008 – Lighting System T5 Fixtures, High Bay T5. Maximum 6 lamps/fixture. - Commercial Sector | 0.028333 | Quasi-Prescriptive | Quasi-Prescriptive | Quasi-Prescriptive | Quasi-Prescriptive | Quasi-Prescriptive | 58 | 20 | 0 | 0 | 0 | 0 | 0 | 0 | 0
529 | 39 | Electricity Retrofit Incentive | Business, Industrial | 2009 | Preliminary | 14 | 2008 – Lighting System Metal Halide, 320 W Ceramic pulse start - Commercial Sector | 0.18 | Quasi-Prescriptive | Quasi-Prescriptive | Quasi-Prescriptive | Quasi-Prescriptive | Quasi-Prescriptive | 58 | 20 | 0 | 0 | 0 | 0 | 0 | 0 | 0
530 | 39 | Electricity Retrofit Incentive | Business, Industrial | 2009 | Preliminary | 15 | 2008 – Lighting System Occupancy Sensors, Switch plate mounted occupancy sensor - Commercial Sector | 0.04 | Quasi-Prescriptive | Quasi-Prescriptive | Quasi-Prescriptive | Quasi-Prescriptive | Quasi-Prescriptive | 58 | 20 | 2 | 0.08 | 213.6 | 4272 | 0.0464 | 123.888 | 2477.76
531 | 39 | Electricity Retrofit Incentive | Business, Industrial | 2009 | Preliminary | 16 | 2008 – Lighting System Occupancy Sensors, Ceiling mounted occupancy sensor - Commercial Sector | 0.04 | Quasi-Prescriptive | Quasi-Prescriptive | Quasi-Prescriptive | Quasi-Prescriptive | Quasi-Prescriptive | 58 | 20 | 0 | 0 | 0 | 0 | 0 | 0 | 0
532 | 39 | Electricity Retrofit Incentive | Business, Industrial | 2009 | Preliminary | 17 | 2008 – Motor Open Drip-Proof (ODP), 1 HP - Commercial Sector | 0.02 | Quasi-Prescriptive | Quasi-Prescriptive | Quasi-Prescriptive | Quasi-Prescriptive | Quasi-Prescriptive | 58 | 20 | 0 | 0 | 0 | 0 | 0 | 0 | 0
533 | 39 | Electricity Retrofit Incentive | Business, Industrial | 2009 | Preliminary | 18 | 2008 – Motor Open Drip-Proof (ODP), 1.5 HP - Commercial Sector | 0.03 | Quasi-Prescriptive | Quasi-Prescriptive | Quasi-Prescriptive | Quasi-Prescriptive | Quasi-Prescriptive | 58 | 20 | 0 | 0 | 0 | 0 | 0 | 0 | 0
534 | 39 | Electricity Retrofit Incentive | Business, Industrial | 2009 | Preliminary | 19 | 2008 – Motor Open Drip-Proof (ODP), 2 HP - Commercial Sector | 0.04 | Quasi-Prescriptive | Quasi-Prescriptive | Quasi-Prescriptive | Quasi-Prescriptive | Quasi-Prescriptive | 58 | 20 | 0 | 0 | 0 | 0 | 0 | 0 | 0
535 | 39 | Electricity Retrofit Incentive | Business, Industrial | 2009 | Preliminary | 20 | 2008 – Motor Open Drip-Proof (ODP), 3 HP - Commercial Sector | 0.07 | Quasi-Prescriptive | Quasi-Prescriptive | Quasi-Prescriptive | Quasi-Prescriptive | Quasi-Prescriptive | 58 | 20 | 0 | 0 | 0 | 0 | 0 | 0 | 0
536 | 39 | Electricity Retrofit Incentive | Business, Industrial | 2009 | Preliminary | 21 | 2008 – Motor Open Drip-Proof (ODP), 5 HP - Commercial Sector | 0.07 | Quasi-Prescriptive | Quasi-Prescriptive | Quasi-Prescriptive | Quasi-Prescriptive | Quasi-Prescriptive | 58 | 20 | 0 | 0 | 0 | 0 | 0 | 0 | 0
537 | 39 | Electricity Retrofit Incentive | Business, Industrial | 2009 | Preliminary | 22 | 2008 – Motor Open Drip-Proof (ODP), 7.5 HP - Commercial Sector | 0.13 | Quasi-Prescriptive | Quasi-Prescriptive | Quasi-Prescriptive | Quasi-Prescriptive | Quasi-Prescriptive | 58 | 20 | 0 | 0 | 0 | 0 | 0 | 0 | 0
538 | 39 | Electricity Retrofit Incentive | Business, Industrial | 2009 | Preliminary | 23 | 2008 – Motor Open Drip-Proof (ODP), 10 HP - Commercial Sector | 0.15 | Quasi-Prescriptive | Quasi-Prescriptive | Quasi-Prescriptive | Quasi-Prescriptive | Quasi-Prescriptive | 58 | 20 | 0 | 0 | 0 | 0 | 0 | 0 | 0
539 | 39 | Electricity Retrofit Incentive | Business, Industrial | 2009 | Preliminary | 24 | 2008 – Motor Open Drip-Proof (ODP), 15 HP - Commercial Sector | 0.2 | Quasi-Prescriptive | Quasi-Prescriptive | Quasi-Prescriptive | Quasi-Prescriptive | Quasi-Prescriptive | 58 | 20 | 0 | 0 | 0 | 0 | 0 | 0 | 0
540 | 39 | Electricity Retrofit Incentive | Business, Industrial | 2009 | Preliminary | 25 | 2008 – Motor Open Drip-Proof (ODP), 20 HP - Commercial Sector | 0.26 | Quasi-Prescriptive | Quasi-Prescriptive | Quasi-Prescriptive | Quasi-Prescriptive | Quasi-Prescriptive | 58 | 20 | 0 | 0 | 0 | 0 | 0 | 0 | 0
541 | 39 | Electricity Retrofit Incentive | Business, Industrial | 2009 | Preliminary | 26 | 2008 – Motor Open Drip-Proof (ODP), 25 HP - Commercial Sector | 0.31 | Quasi-Prescriptive | Quasi-Prescriptive | Quasi-Prescriptive | Quasi-Prescriptive | Quasi-Prescriptive | 58 | 20 | 0 | 0 | 0 | 0 | 0 | 0 | 0
542 | 39 | Electricity Retrofit Incentive | Business, Industrial | 2009 | Preliminary | 27 | 2008 – Motor Open Drip-Proof (ODP), 30 HP - Commercial Sector | 0.33 | Quasi-Prescriptive | Quasi-Prescriptive | Quasi-Prescriptive | Quasi-Prescriptive | Quasi-Prescriptive | 58 | 20 | 0 | 0 | 0 | 0 | 0 | 0 | 0
543 | 39 | Electricity Retrofit Incentive | Business, Industrial | 2009 | Preliminary | 28 | 2008 – Motor Open Drip-Proof (ODP), 40 HP - Commercial Sector | 0.28 | Quasi-Prescriptive | Quasi-Prescriptive | Quasi-Prescriptive | Quasi-Prescriptive | Quasi-Prescriptive | 58 | 20 | 0 | 0 | 0 | 0 | 0 | 0 | 0
544 | 39 | Electricity Retrofit Incentive | Business, Industrial | 2009 | Preliminary | 29 | 2008 – Motor Open Drip-Proof (ODP), 50 HP - Commercial Sector | 0.48 | Quasi-Prescriptive | Quasi-Prescriptive | Quasi-Prescriptive | Quasi-Prescriptive | Quasi-Prescriptive | 58 | 20 | 0 | 0 | 0 | 0 | 0 | 0 | 0
545 | 39 | Electricity Retrofit Incentive | Business, Industrial | 2009 | Preliminary | 30 | 2008 – Motor Open Drip-Proof (ODP), 60 HP - Commercial Sector | 0.53 | Quasi-Prescriptive | Quasi-Prescriptive | Quasi-Prescriptive | Quasi-Prescriptive | Quasi-Prescriptive | 58 | 20 | 0 | 0 | 0 | 0 | 0 | 0 | 0
546 | 39 | Electricity Retrofit Incentive | Business, Industrial | 2009 | Preliminary | 31 | 2008 – Motor Open Drip-Proof (ODP), 75 HP - Commercial Sector | 0.42 | Quasi-Prescriptive | Quasi-Prescriptive | Quasi-Prescriptive | Quasi-Prescriptive | Quasi-Prescriptive | 58 | 20 | 0 | 0 | 0 | 0 | 0 | 0 | 0
547 | 39 | Electricity Retrofit Incentive | Business, Industrial | 2009 | Preliminary | 32 | 2008 – Motor Open Drip-Proof (ODP), 100 HP - Commercial Sector | 0.81 | Quasi-Prescriptive | Quasi-Prescriptive | Quasi-Prescriptive | Quasi-Prescriptive | Quasi-Prescriptive | 58 | 20 | 0 | 0 | 0 | 0 | 0 | 0 | 0
548 | 39 | Electricity Retrofit Incentive | Business, Industrial | 2009 | Preliminary | 33 | 2008 – Motor Open Drip-Proof (ODP), 125 HP - Commercial Sector | 0.7 | Quasi-Prescriptive | Quasi-Prescriptive | Quasi-Prescriptive | Quasi-Prescriptive | Quasi-Prescriptive | 58 | 20 | 0 | 0 | 0 | 0 | 0 | 0 | 0
549 | 39 | Electricity Retrofit Incentive | Business, Industrial | 2009 | Preliminary | 34 | 2008 – Motor Open Drip-Proof (ODP), 150 HP - Commercial Sector | 0.74 | Quasi-Prescriptive | Quasi-Prescriptive | Quasi-Prescriptive | Quasi-Prescriptive | Quasi-Prescriptive | 58 | 20 | 0 | 0 | 0 | 0 | 0 | 0 | 0
550 | 39 | Electricity Retrofit Incentive | Business, Industrial | 2009 | Preliminary | 35 | 2008 – Motor Open Drip-Proof (ODP), 200 HP - Commercial Sector | 0.98 | Quasi-Prescriptive | Quasi-Prescriptive | Quasi-Prescriptive | Quasi-Prescriptive | Quasi-Prescriptive | 58 | 20 | 0 | 0 | 0 | 0 | 0 | 0 | 0
551 | 39 | Electricity Retrofit Incentive | Business, Industrial | 2009 | Preliminary | 36 | 2008 – Motor Totally Enclosed Fan-Cooled (TEFC), 1 HP - Commercial Sector | 0.02 | Quasi-Prescriptive | Quasi-Prescriptive | Quasi-Prescriptive | Quasi-Prescriptive | Quasi-Prescriptive | 58 | 20 | 0 | 0 | 0 | 0 | 0 | 0 | 0
552 | 39 | Electricity Retrofit Incentive | Business, Industrial | 2009 | Preliminary | 37 | 2008 – Motor Totally Enclosed Fan-Cooled (TEFC), 1.5 HP - Commercial Sector | 0.03 | Quasi-Prescriptive | Quasi-Prescriptive | Quasi-Prescriptive | Quasi-Prescriptive | Quasi-Prescriptive | 58 | 20 | 0 | 0 | 0 | 0 | 0 | 0 | 0
553 | 39 | Electricity Retrofit Incentive | Business, Industrial | 2009 | Preliminary | 38 | 2008 – Motor Totally Enclosed Fan-Cooled (TEFC), 2 HP - Commercial Sector | 0.04 | Quasi-Prescriptive | Quasi-Prescriptive | Quasi-Prescriptive | Quasi-Prescriptive | Quasi-Prescriptive | 58 | 20 | 0 | 0 | 0 | 0 | 0 | 0 | 0
554 | 39 | Electricity Retrofit Incentive | Business, Industrial | 2009 | Preliminary | 39 | 2008 – Motor Totally Enclosed Fan-Cooled (TEFC), 3 HP - Commercial Sector | 0.04 | Quasi-Prescriptive | Quasi-Prescriptive | Quasi-Prescriptive | Quasi-Prescriptive | Quasi-Prescriptive | 58 | 20 | 0 | 0 | 0 | 0 | 0 | 0 | 0
555 | 39 | Electricity Retrofit Incentive | Business, Industrial | 2009 | Preliminary | 40 | 2008 – Motor Totally Enclosed Fan-Cooled (TEFC), 5 HP - Commercial Sector | 0.07 | Quasi-Prescriptive | Quasi-Prescriptive | Quasi-Prescriptive | Quasi-Prescriptive | Quasi-Prescriptive | 58 | 20 | 0 | 0 | 0 | 0 | 0 | 0 | 0
556 | 39 | Electricity Retrofit Incentive | Business, Industrial | 2009 | Preliminary | 41 | 2008 – Motor Totally Enclosed Fan-Cooled (TEFC), 7.5 HP - Commercial Sector | 0.11 | Quasi-Prescriptive | Quasi-Prescriptive | Quasi-Prescriptive | Quasi-Prescriptive | Quasi-Prescriptive | 58 | 20 | 0 | 0 | 0 | 0 | 0 | 0 | 0
557 | 39 | Electricity Retrofit Incentive | Business, Industrial | 2009 | Preliminary | 42 | 2008 – Motor Totally Enclosed Fan-Cooled (TEFC), 10 HP - Commercial Sector | 0.15 | Quasi-Prescriptive | Quasi-Prescriptive | Quasi-Prescriptive | Quasi-Prescriptive | Quasi-Prescriptive | 58 | 20 | 0 | 0 | 0 | 0 | 0 | 0 | 0
558 | 39 | Electricity Retrofit Incentive | Business, Industrial | 2009 | Preliminary | 43 | 2008 – Motor Totally Enclosed Fan-Cooled (TEFC), 15 HP - Commercial Sector | 0.14 | Quasi-Prescriptive | Quasi-Prescriptive | Quasi-Prescriptive | Quasi-Prescriptive | Quasi-Prescriptive | 58 | 20 | 0 | 0 | 0 | 0 | 0 | 0 | 0
559 | 39 | Electricity Retrofit Incentive | Business, Industrial | 2009 | Preliminary | 44 | 2008 – Motor Totally Enclosed Fan-Cooled (TEFC), 20 HP - Commercial Sector | 0.26 | Quasi-Prescriptive | Quasi-Prescriptive | Quasi-Prescriptive | Quasi-Prescriptive | Quasi-Prescriptive | 58 | 20 | 0 | 0 | 0 | 0 | 0 | 0 | 0
560 | 39 | Electricity Retrofit Incentive | Business, Industrial | 2009 | Preliminary | 45 | 2008 – Motor Totally Enclosed Fan-Cooled (TEFC), 25 HP - Commercial Sector | 0.19 | Quasi-Prescriptive | Quasi-Prescriptive | Quasi-Prescriptive | Quasi-Prescriptive | Quasi-Prescriptive | 58 | 20 | 0 | 0 | 0 | 0 | 0 | 0 | 0
561 | 39 | Electricity Retrofit Incentive | Business, Industrial | 2009 | Preliminary | 46 | 2008 – Motor Totally Enclosed Fan-Cooled (TEFC), 30 HP - Commercial Sector | 0.23 | Quasi-Prescriptive | Quasi-Prescriptive | Quasi-Prescriptive | Quasi-Prescriptive | Quasi-Prescriptive | 58 | 20 | 0 | 0 | 0 | 0 | 0 | 0 | 0
562 | 39 | Electricity Retrofit Incentive | Business, Industrial | 2009 | Preliminary | 47 | 2008 – Motor Totally Enclosed Fan-Cooled (TEFC), 40 HP - Commercial Sector | 0.28 | Quasi-Prescriptive | Quasi-Prescriptive | Quasi-Prescriptive | Quasi-Prescriptive | Quasi-Prescriptive | 58 | 20 | 0 | 0 | 0 | 0 | 0 | 0 | 0
563 | 39 | Electricity Retrofit Incentive | Business, Industrial | 2009 | Preliminary | 48 | 2008 – Motor Totally Enclosed Fan-Cooled (TEFC), 50 HP - Commercial Sector | 0.48 | Quasi-Prescriptive | Quasi-Prescriptive | Quasi-Prescriptive | Quasi-Prescriptive | Quasi-Prescriptive | 58 | 20 | 0 | 0 | 0 | 0 | 0 | 0 | 0
564 | 39 | Electricity Retrofit Incentive | Business, Industrial | 2009 | Preliminary | 49 | 2008 – Motor Totally Enclosed Fan-Cooled (TEFC), 60 HP - Commercial Sector | 0.53 | Quasi-Prescriptive | Quasi-Prescriptive | Quasi-Prescriptive | Quasi-Prescriptive | Quasi-Prescriptive | 58 | 20 | 0 | 0 | 0 | 0 | 0 | 0 | 0
565 | 39 | Electricity Retrofit Incentive | Business, Industrial | 2009 | Preliminary | 50 | 2008 – Motor Totally Enclosed Fan-Cooled (TEFC), 75 HP - Commercial Sector | 0.61 | Quasi-Prescriptive | Quasi-Prescriptive | Quasi-Prescriptive | Quasi-Prescriptive | Quasi-Prescriptive | 58 | 20 | 0 | 0 | 0 | 0 | 0 | 0 | 0
566 | 39 | Electricity Retrofit Incentive | Business, Industrial | 2009 | Preliminary | 51 | 2008 – Motor Totally Enclosed Fan-Cooled (TEFC), 100 HP - Commercial Sector | 0.56 | Quasi-Prescriptive | Quasi-Prescriptive | Quasi-Prescriptive | Quasi-Prescriptive | Quasi-Prescriptive | 58 | 20 | 0 | 0 | 0 | 0 | 0 | 0 | 0
567 | 39 | Electricity Retrofit Incentive | Business, Industrial | 2009 | Preliminary | 52 | 2008 – Motor Totally Enclosed Fan-Cooled (TEFC), 125 HP - Commercial Sector | 0.7 | Quasi-Prescriptive | Quasi-Prescriptive | Quasi-Prescriptive | Quasi-Prescriptive | Quasi-Prescriptive | 58 | 20 | 0 | 0 | 0 | 0 | 0 | 0 | 0
568 | 39 | Electricity Retrofit Incentive | Business, Industrial | 2009 | Preliminary | 53 | 2008 – Motor Totally Enclosed Fan-Cooled (TEFC), 150 HP - Commercial Sector | 0.74 | Quasi-Prescriptive | Quasi-Prescriptive | Quasi-Prescriptive | Quasi-Prescriptive | Quasi-Prescriptive | 58 | 20 | 0 | 0 | 0 | 0 | 0 | 0 | 0
569 | 39 | Electricity Retrofit Incentive | Business, Industrial | 2009 | Preliminary | 54 | 2008 – Motor Totally Enclosed Fan-Cooled (TEFC), 200 HP - Commercial Sector | 1.47 | Quasi-Prescriptive | Quasi-Prescriptive | Quasi-Prescriptive | Quasi-Prescriptive | Quasi-Prescriptive | 58 | 20 | 0 | 0 | 0 | 0 | 0 | 0 | 0
570 | 39 | Electricity Retrofit Incentive | Business, Industrial | 2009 | Preliminary | 55 | 2008 – Transformer Size 15 - Commercial Sector | 0.15125 | Quasi-Prescriptive | Quasi-Prescriptive | Quasi-Prescriptive | Quasi-Prescriptive | Quasi-Prescriptive | 58 | 20 | 0 | 0 | 0 | 0 | 0 | 0 | 0
571 | 39 | Electricity Retrofit Incentive | Business, Industrial | 2009 | Preliminary | 56 | 2008 – Transformer Size 30 - Commercial Sector | 0.22957 | Quasi-Prescriptive | Quasi-Prescriptive | Quasi-Prescriptive | Quasi-Prescriptive | Quasi-Prescriptive | 58 | 20 | 0 | 0 | 0 | 0 | 0 | 0 | 0
572 | 39 | Electricity Retrofit Incentive | Business, Industrial | 2009 | Preliminary | 57 | 2008 – Transformer Size 45 - Commercial Sector | 0.23932 | Quasi-Prescriptive | Quasi-Prescriptive | Quasi-Prescriptive | Quasi-Prescriptive | Quasi-Prescriptive | 58 | 20 | 0 | 0 | 0 | 0 | 0 | 0 | 0
573 | 39 | Electricity Retrofit Incentive | Business, Industrial | 2009 | Preliminary | 58 | 2008 – Transformer Size 75 - Commercial Sector | 0.34687 | Quasi-Prescriptive | Quasi-Prescriptive | Quasi-Prescriptive | Quasi-Prescriptive | Quasi-Prescriptive | 58 | 20 | 0 | 0 | 0 | 0 | 0 | 0 | 0
574 | 39 | Electricity Retrofit Incentive | Business, Industrial | 2009 | Preliminary | 59 | 2008 – Transformer Size 122.5 - Commercial Sector | 0.44369 | Quasi-Prescriptive | Quasi-Prescriptive | Quasi-Prescriptive | Quasi-Prescriptive | Quasi-Prescriptive | 58 | 20 | 0 | 0 | 0 | 0 | 0 | 0 | 0
575 | 39 | Electricity Retrofit Incentive | Business, Industrial | 2009 | Preliminary | 60 | 2008 – Transformer Size 150 - Commercial Sector | 0.39279 | Quasi-Prescriptive | Quasi-Prescriptive | Quasi-Prescriptive | Quasi-Prescriptive | Quasi-Prescriptive | 58 | 20 | 0 | 0 | 0 | 0 | 0 | 0 | 0
576 | 39 | Electricity Retrofit Incentive | Business, Industrial | 2009 | Preliminary | 61 | 2008 – Transformer Size 225 - Commercial Sector | 0.50296 | Quasi-Prescriptive | Quasi-Prescriptive | Quasi-Prescriptive | Quasi-Prescriptive | Quasi-Prescriptive | 58 | 20 | 0 | 0 | 0 | 0 | 0 | 0 | 0
577 | 39 | Electricity Retrofit Incentive | Business, Industrial | 2009 | Preliminary | 62 | 2008 – Transformer Size 300 - Commercial Sector | 0.50142 | Quasi-Prescriptive | Quasi-Prescriptive | Quasi-Prescriptive | Quasi-Prescriptive | Quasi-Prescriptive | 58 | 20 | 0 | 0 | 0 | 0 | 0 | 0 | 0
578 | 39 | Electricity Retrofit Incentive | Business, Industrial | 2009 | Preliminary | 63 | 2008 – Transformer Size 500 - Commercial Sector | 0.83401 | Quasi-Prescriptive | Quasi-Prescriptive | Quasi-Prescriptive | Quasi-Prescriptive | Quasi-Prescriptive | 58 | 20 | 0 | 0 | 0 | 0 | 0 | 0 | 0
579 | 39 | Electricity Retrofit Incentive | Business, Industrial | 2009 | Preliminary | 64 | 2008 – Transformer Size 750 - Commercial Sector | 0.83148 | Quasi-Prescriptive | Quasi-Prescriptive | Quasi-Prescriptive | Quasi-Prescriptive | Quasi-Prescriptive | 58 | 20 | 0 | 0 | 0 | 0 | 0 | 0 | 0
580 | 39 | Electricity Retrofit Incentive | Business, Industrial | 2009 | Preliminary | 65 | 2008 – Transformer Size 1000 - Commercial Sector | 1.1064 | Quasi-Prescriptive | Quasi-Prescriptive | Quasi-Prescriptive | Quasi-Prescriptive | Quasi-Prescriptive | 58 | 20 | 0 | 0 | 0 | 0 | 0 | 0 | 0
581 | 39 | Electricity Retrofit Incentive | Business, Industrial | 2009 | Preliminary | 66 | 2008 – Unitary AC Single Phase <= 5.4 Tons - Commercial Sector | 0.052 | Quasi-Prescriptive | Quasi-Prescriptive | Quasi-Prescriptive | Quasi-Prescriptive | Quasi-Prescriptive | 58 | 20 | 0 | 0 | 0 | 0 | 0 | 0 | 0
582 | 39 | Electricity Retrofit Incentive | Business, Industrial | 2009 | Preliminary | 67 | 2008 – Unitary AC 3 Phase <= 5.4 Tons - Commercial Sector | 0.052 | Quasi-Prescriptive | Quasi-Prescriptive | Quasi-Prescriptive | Quasi-Prescriptive | Quasi-Prescriptive | 58 | 20 | 0 | 0 | 0 | 0 | 0 | 0 | 0
583 | 39 | Electricity Retrofit Incentive | Business, Industrial | 2009 | Preliminary | 68 | 2008 – Unitary AC >5.4 & <= 11.25 tons - Commercial Sector | 0.126 | Quasi-Prescriptive | Quasi-Prescriptive | Quasi-Prescriptive | Quasi-Prescriptive | Quasi-Prescriptive | 58 | 20 | 0 | 0 | 0 | 0 | 0 | 0 | 0
584 | 39 | Electricity Retrofit Incentive | Business, Industrial | 2009 | Preliminary | 69 | 2008 – Unitary AC >11.25 & <= 20 tons - Commercial Sector | 0.179 | Quasi-Prescriptive | Quasi-Prescriptive | Quasi-Prescriptive | Quasi-Prescriptive | Quasi-Prescriptive | 58 | 20 | 0 | 0 | 0 | 0 | 0 | 0 | 0
585 | 39 | Electricity Retrofit Incentive | Business, Industrial | 2009 | Preliminary | 70 | 2008 – Unitary AC 25 tons - Commercial Sector | 0.12 | Quasi-Prescriptive | Quasi-Prescriptive | Quasi-Prescriptive | Quasi-Prescriptive | Quasi-Prescriptive | 58 | 20 | 0 | 0 | 0 | 0 | 0 | 0 | 0
586 | 39 | Electricity Retrofit Incentive | Business, Industrial | 2009 | Preliminary | 71 | 2008 – AgriCommercial Creep Heat Pads, up to 75W maximum - Commercial Sector | 0.075 | Quasi-Prescriptive | Quasi-Prescriptive | Quasi-Prescriptive | Quasi-Prescriptive | Quasi-Prescriptive | 58 | 20 | 0 | 0 | 0 | 0 | 0 | 0 | 0
587 | 39 | Electricity Retrofit Incentive | Business, Industrial | 2009 | Preliminary | 72 | 2008 – AgriCommercial Creep Heat Pads, up to 100W maximum - Commercial Sector | 0.075 | Quasi-Prescriptive | Quasi-Prescriptive | Quasi-Prescriptive | Quasi-Prescriptive | Quasi-Prescriptive | 58 | 20 | 0 | 0 | 0 | 0 | 0 | 0 | 0
588 | 39 | Electricity Retrofit Incentive | Business, Industrial | 2009 | Preliminary | 73 | 2008 – AgriCommercial Creep Heat Pads, up to 150W maximum - Commercial Sector | 0.15 | Quasi-Prescriptive | Quasi-Prescriptive | Quasi-Prescriptive | Quasi-Prescriptive | Quasi-Prescriptive | 58 | 20 | 0 | 0 | 0 | 0 | 0 | 0 | 0
589 | 39 | Electricity Retrofit Incentive | Business, Industrial | 2009 | Preliminary | 74 | 2008 – AgriCommercial Creep Heat Pads, up to 200W maximum - Commercial Sector | 0.15 | Quasi-Prescriptive | Quasi-Prescriptive | Quasi-Prescriptive | Quasi-Prescriptive | Quasi-Prescriptive | 58 | 20 | 0 | 0 | 0 | 0 | 0 | 0 | 0
590 | 39 | Electricity Retrofit Incentive | Business, Industrial | 2009 | Preliminary | 75 | 2008 – AgriCommercial High Temperature Cutout Thermostat - Commercial Sector | 0.13125 | Quasi-Prescriptive | Quasi-Prescriptive | Quasi-Prescriptive | Quasi-Prescriptive | Quasi-Prescriptive | 58 | 20 | 0 | 0 | 0 | 0 | 0 | 0 | 0
591 | 39 | Electricity Retrofit Incentive | Business, Industrial | 2009 | Preliminary | 76 | 2008 – AgriCommercial Creep Heat Controller - Commercial Sector | 0.13125 | Quasi-Prescriptive | Quasi-Prescriptive | Quasi-Prescriptive | Quasi-Prescriptive | Quasi-Prescriptive | 58 | 20 | 0 | 0 | 0 | 0 | 0 | 0 | 0
592 | 39 | Electricity Retrofit Incentive | Business, Industrial | 2009 | Preliminary | 77 | 2008 – AgriCommercial Energy Efficient Ventilation Exhaust Fans - Commercial Sector | 0.052 | Quasi-Prescriptive | Quasi-Prescriptive | Quasi-Prescriptive | Quasi-Prescriptive | Quasi-Prescriptive | 58 | 20 | 0 | 0 | 0 | 0 | 0 | 0 | 0
593 | 39 | Electricity Retrofit Incentive | Business, Industrial | 2009 | Preliminary | 78 | 2008 – AgriCommercial Low Energy Livestock Waterers - Commercial Sector | 0.7 | Quasi-Prescriptive | Quasi-Prescriptive | Quasi-Prescriptive | Quasi-Prescriptive | Quasi-Prescriptive | 58 | 20 | 0 | 0 | 0 | 0 | 0 | 0 | 0
594 | 39 | Electricity Retrofit Incentive | Business, Industrial | 2009 | Preliminary | 79 | 2008 – AgriCommercial Photocell and Timer for Lighting Control - Commercial Sector | 0.11 | Quasi-Prescriptive | Quasi-Prescriptive | Quasi-Prescriptive | Quasi-Prescriptive | Quasi-Prescriptive | 58 | 20 | 0 | 0 | 0 | 0 | 0 | 0 | 0
595 | 39 | Electricity Retrofit Incentive | Business, Industrial | 2009 | Preliminary | 80 | 2009 – Lighting System ENERGY STAR® Rated Exit Signs - Commercial Sector | 0.026 | Quasi-Prescriptive | Quasi-Prescriptive | Quasi-Prescriptive | Quasi-Prescriptive | Quasi-Prescriptive | 58 | 20 | 0 | 0 | 0 | 0 | 0 | 0 | 0
596 | 39 | Electricity Retrofit Incentive | Business, Industrial | 2009 | Preliminary | 81 | 2009 – Lighting System Refrigeratred Display Case LED Strip Lights - Commercial Sector | 0.077 | Quasi-Prescriptive | Quasi-Prescriptive | Quasi-Prescriptive | Quasi-Prescriptive | Quasi-Prescriptive | 58 | 20 | 0 | 0 | 0 | 0 | 0 | 0 | 0
597 | 39 | Electricity Retrofit Incentive | Business, Industrial | 2009 | Preliminary | 82 | 2009 – Lighting System Screw-In & GU-24 base CFLs - Commercial Sector | 0.046 | Quasi-Prescriptive | Quasi-Prescriptive | Quasi-Prescriptive | Quasi-Prescriptive | Quasi-Prescriptive | 58 | 20 | 0 | 0 | 0 | 0 | 0 | 0 | 0
598 | 39 | Electricity Retrofit Incentive | Business, Industrial | 2009 | Preliminary | 83 | 2009 – Lighting System PAR CFLs, <= 11W - Commercial Sector | 0.029 | Quasi-Prescriptive | Quasi-Prescriptive | Quasi-Prescriptive | Quasi-Prescriptive | Quasi-Prescriptive | 58 | 20 | 0 | 0 | 0 | 0 | 0 | 0 | 0
599 | 39 | Electricity Retrofit Incentive | Business, Industrial | 2009 | Preliminary | 84 | 2009 – Lighting System PAR CFLs, 12-20W - Commercial Sector | 0.045 | Quasi-Prescriptive | Quasi-Prescriptive | Quasi-Prescriptive | Quasi-Prescriptive | Quasi-Prescriptive | 58 | 20 | 0 | 0 | 0 | 0 | 0 | 0 | 0
600 | 39 | Electricity Retrofit Incentive | Business, Industrial | 2009 | Preliminary | 85 | 2009 – Lighting System PAR CFLs, 20-39W - Commercial Sector | 0.074 | Quasi-Prescriptive | Quasi-Prescriptive | Quasi-Prescriptive | Quasi-Prescriptive | Quasi-Prescriptive | 58 | 20 | 0 | 0 | 0 | 0 | 0 | 0 | 0
601 | 39 | Electricity Retrofit Incentive | Business, Industrial | 2009 | Preliminary | 86 | 2009 – Lighting System 2 Pin CFLs, <14W - Commercial Sector | 0.055 | Quasi-Prescriptive | Quasi-Prescriptive | Quasi-Prescriptive | Quasi-Prescriptive | Quasi-Prescriptive | 58 | 20 | 0 | 0 | 0 | 0 | 0 | 0 | 0
602 | 39 | Electricity Retrofit Incentive | Business, Industrial | 2009 | Preliminary | 87 | 2009 – Lighting System 2 Pin CFLs, 14-26W - Commercial Sector | 0.055 | Quasi-Prescriptive | Quasi-Prescriptive | Quasi-Prescriptive | Quasi-Prescriptive | Quasi-Prescriptive | 58 | 20 | 0 | 0 | 0 | 0 | 0 | 0 | 0
603 | 39 | Electricity Retrofit Incentive | Business, Industrial | 2009 | Preliminary | 88 | 2009 – Lighting System 2 Pin CFLs, 29-39W - Commercial Sector | 0.055 | Quasi-Prescriptive | Quasi-Prescriptive | Quasi-Prescriptive | Quasi-Prescriptive | Quasi-Prescriptive | 58 | 20 | 0 | 0 | 0 | 0 | 0 | 0 | 0
604 | 39 | Electricity Retrofit Incentive | Business, Industrial | 2009 | Preliminary | 89 | 2009 – Lighting System 4 Pin CFLs, <14W - Commercial Sector | 0.057 | Quasi-Prescriptive | Quasi-Prescriptive | Quasi-Prescriptive | Quasi-Prescriptive | Quasi-Prescriptive | 58 | 20 | 0 | 0 | 0 | 0 | 0 | 0 | 0
605 | 39 | Electricity Retrofit Incentive | Business, Industrial | 2009 | Preliminary | 90 | 2009 – Lighting System 4 Pin CFLs, 14-26W - Commercial Sector | 0.057 | Quasi-Prescriptive | Quasi-Prescriptive | Quasi-Prescriptive | Quasi-Prescriptive | Quasi-Prescriptive | 58 | 20 | 0 | 0 | 0 | 0 | 0 | 0 | 0
606 | 39 | Electricity Retrofit Incentive | Business, Industrial | 2009 | Preliminary | 91 | 2009 – Lighting System 4 Pin CFLs, 29-39W - Commercial Sector | 0.057 | Quasi-Prescriptive | Quasi-Prescriptive | Quasi-Prescriptive | Quasi-Prescriptive | Quasi-Prescriptive | 58 | 20 | 0 | 0 | 0 | 0 | 0 | 0 | 0
607 | 39 | Electricity Retrofit Incentive | Business, Industrial | 2009 | Preliminary | 92 | 2009 – Lighting System Dimmable CFLs, <=16W - Commercial Sector | 0.044 | Quasi-Prescriptive | Quasi-Prescriptive | Quasi-Prescriptive | Quasi-Prescriptive | Quasi-Prescriptive | 58 | 20 | 0 | 0 | 0 | 0 | 0 | 0 | 0
608 | 39 | Electricity Retrofit Incentive | Business, Industrial | 2009 | Preliminary | 93 | 2009 – Lighting System Dimmable CFLs, 17-20W - Commercial Sector | 0.06 | Quasi-Prescriptive | Quasi-Prescriptive | Quasi-Prescriptive | Quasi-Prescriptive | Quasi-Prescriptive | 58 | 20 | 0 | 0 | 0 | 0 | 0 | 0 | 0
609 | 39 | Electricity Retrofit Incentive | Business, Industrial | 2009 | Preliminary | 94 | 2009 – Lighting System Dimmable CFLs, 21-29W - Commercial Sector | 0.071 | Quasi-Prescriptive | Quasi-Prescriptive | Quasi-Prescriptive | Quasi-Prescriptive | Quasi-Prescriptive | 58 | 20 | 0 | 0 | 0 | 0 | 0 | 0 | 0
610 | 39 | Electricity Retrofit Incentive | Business, Industrial | 2009 | Preliminary | 95 | 2009 – Lighting System Standard Performance T8, Single Lamp - Commercial Sector | 0.019 | Quasi-Prescriptive | Quasi-Prescriptive | Quasi-Prescriptive | Quasi-Prescriptive | Quasi-Prescriptive | 58 | 20 | 0 | 0 | 0 | 0 | 0 | 0 | 0
611 | 39 | Electricity Retrofit Incentive | Business, Industrial | 2009 | Preliminary | 96 | 2009 – Lighting System Standard Performance T8, Double Lamp - Commercial Sector | 0.0265 | Quasi-Prescriptive | Quasi-Prescriptive | Quasi-Prescriptive | Quasi-Prescriptive | Quasi-Prescriptive | 58 | 20 | 0 | 0 | 0 | 0 | 0 | 0 | 0
612 | 39 | Electricity Retrofit Incentive | Business, Industrial | 2009 | Preliminary | 97 | 2009 – Lighting System Standard Performance T8, Triple Lamp - Commercial Sector | 0.045 | Quasi-Prescriptive | Quasi-Prescriptive | Quasi-Prescriptive | Quasi-Prescriptive | Quasi-Prescriptive | 58 | 20 | 0 | 0 | 0 | 0 | 0 | 0 | 0
613 | 39 | Electricity Retrofit Incentive | Business, Industrial | 2009 | Preliminary | 98 | 2009 – Lighting System Standard Performance T8, Quadruple Lamp - Commercial Sector | 0.05 | Quasi-Prescriptive | Quasi-Prescriptive | Quasi-Prescriptive | Quasi-Prescriptive | Quasi-Prescriptive | 58 | 20 | 0 | 0 | 0 | 0 | 0 | 0 | 0
614 | 39 | Electricity Retrofit Incentive | Business, Industrial | 2009 | Preliminary | 99 | 2009 – Lighting System High Performance T8, Single Lamp - Commercial Sector | 0.021 | Quasi-Prescriptive | Quasi-Prescriptive | Quasi-Prescriptive | Quasi-Prescriptive | Quasi-Prescriptive | 58 | 20 | 0 | 0 | 0 | 0 | 0 | 0 | 0
615 | 39 | Electricity Retrofit Incentive | Business, Industrial | 2009 | Preliminary | 100 | 2009 – Lighting System High Performance T8, Double Lamp - Commercial Sector | 0.0295 | Quasi-Prescriptive | Quasi-Prescriptive | Quasi-Prescriptive | Quasi-Prescriptive | Quasi-Prescriptive | 58 | 20 | 0 | 0 | 0 | 0 | 0 | 0 | 0
616 | 39 | Electricity Retrofit Incentive | Business, Industrial | 2009 | Preliminary | 101 | 2009 – Lighting System High Performance T8, Triple Lamp - Commercial Sector | 0.045 | Quasi-Prescriptive | Quasi-Prescriptive | Quasi-Prescriptive | Quasi-Prescriptive | Quasi-Prescriptive | 58 | 20 | 0 | 0 | 0 | 0 | 0 | 0 | 0
617 | 39 | Electricity Retrofit Incentive | Business, Industrial | 2009 | Preliminary | 102 | 2009 – Lighting System High Performance T8, Quadruple Lamp - Commercial Sector | 0.053 | Quasi-Prescriptive | Quasi-Prescriptive | Quasi-Prescriptive | Quasi-Prescriptive | Quasi-Prescriptive | 58 | 20 | 0 | 0 | 0 | 0 | 0 | 0 | 0
618 | 39 | Electricity Retrofit Incentive | Business, Industrial | 2009 | Preliminary | 103 | 2009 – Lighting System Standard Performance Medium Bay T8, 4 Lamp - Commercial Sector | 0.15 | Quasi-Prescriptive | Quasi-Prescriptive | Quasi-Prescriptive | Quasi-Prescriptive | Quasi-Prescriptive | 58 | 20 | 0 | 0 | 0 | 0 | 0 | 0 | 0
619 | 39 | Electricity Retrofit Incentive | Business, Industrial | 2009 | Preliminary | 104 | 2009 – Lighting System Standard Performance Medium Bay T8, 6 Lamp - Commercial Sector | 0.202 | Quasi-Prescriptive | Quasi-Prescriptive | Quasi-Prescriptive | Quasi-Prescriptive | Quasi-Prescriptive | 58 | 20 | 0 | 0 | 0 | 0 | 0 | 0 | 0
620 | 39 | Electricity Retrofit Incentive | Business, Industrial | 2009 | Preliminary | 105 | 2009 – Lighting System Standard Performance Medium Bay T8, 8 Lamp - Commercial Sector | 0.197 | Quasi-Prescriptive | Quasi-Prescriptive | Quasi-Prescriptive | Quasi-Prescriptive | Quasi-Prescriptive | 58 | 20 | 0 | 0 | 0 | 0 | 0 | 0 | 0
621 | 39 | Electricity Retrofit Incentive | Business, Industrial | 2009 | Preliminary | 106 | 2009 – Lighting System High Performance Medium Bay T8, 4 Lamp - Commercial Sector | 0.17 | Quasi-Prescriptive | Quasi-Prescriptive | Quasi-Prescriptive | Quasi-Prescriptive | Quasi-Prescriptive | 58 | 20 | 0 | 0 | 0 | 0 | 0 | 0 | 0
622 | 39 | Electricity Retrofit Incentive | Business, Industrial | 2009 | Preliminary | 107 | 2009 – Lighting System High Performance Medium Bay T8, 6 Lamp - Commercial Sector | 0.239 | Quasi-Prescriptive | Quasi-Prescriptive | Quasi-Prescriptive | Quasi-Prescriptive | Quasi-Prescriptive | 58 | 20 | 0 | 0 | 0 | 0 | 0 | 0 | 0
623 | 39 | Electricity Retrofit Incentive | Business, Industrial | 2009 | Preliminary | 108 | 2009 – Lighting System High Performance Medium Bay T8, 8 Lamp - Commercial Sector | 0.242 | Quasi-Prescriptive | Quasi-Prescriptive | Quasi-Prescriptive | Quasi-Prescriptive | Quasi-Prescriptive | 58 | 20 | 0 | 0 | 0 | 0 | 0 | 0 | 0
624 | 39 | Electricity Retrofit Incentive | Business, Industrial | 2009 | Preliminary | 109 | 2009 – Lighting System T5, 1-3 Lamps - Commercial Sector | 0.025667 | Quasi-Prescriptive | Quasi-Prescriptive | Quasi-Prescriptive | Quasi-Prescriptive | Quasi-Prescriptive | 58 | 20 | 0 | 0 | 0 | 0 | 0 | 0 | 0
625 | 39 | Electricity Retrofit Incentive | Business, Industrial | 2009 | Preliminary | 110 | 2009 – Lighting System Medium and High Bay T5, 4 Lamps - Commercial Sector | 0.16 | Quasi-Prescriptive | Quasi-Prescriptive | Quasi-Prescriptive | Quasi-Prescriptive | Quasi-Prescriptive | 58 | 20 | 0 | 0 | 0 | 0 | 0 | 0 | 0
626 | 39 | Electricity Retrofit Incentive | Business, Industrial | 2009 | Preliminary | 111 | 2009 – Lighting System Medium and High Bay T5, 6 Lamps - Commercial Sector | 0.156 | Quasi-Prescriptive | Quasi-Prescriptive | Quasi-Prescriptive | Quasi-Prescriptive | Quasi-Prescriptive | 58 | 20 | 0 | 0 | 0 | 0 | 0 | 0 | 0
627 | 39 | Electricity Retrofit Incentive | Business, Industrial | 2009 | Preliminary | 112 | 2009 – Lighting System Medium and High Bay T5, 8 Lamps - Commercial Sector | 0.242 | Quasi-Prescriptive | Quasi-Prescriptive | Quasi-Prescriptive | Quasi-Prescriptive | Quasi-Prescriptive | 58 | 20 | 0 | 0 | 0 | 0 | 0 | 0 | 0
628 | 39 | Electricity Retrofit Incentive | Business, Industrial | 2009 | Preliminary | 113 | 2009 – Lighting System Medium and High Bay T5, 10 Lamps - Commercial Sector | 0.314 | Quasi-Prescriptive | Quasi-Prescriptive | Quasi-Prescriptive | Quasi-Prescriptive | Quasi-Prescriptive | 58 | 20 | 0 | 0 | 0 | 0 | 0 | 0 | 0
629 | 39 | Electricity Retrofit Incentive | Business, Industrial | 2009 | Preliminary | 114 | 2009 – Lighting System Medium and High Bay T5, 12 Lamps - Commercial Sector | 0.386 | Quasi-Prescriptive | Quasi-Prescriptive | Quasi-Prescriptive | Quasi-Prescriptive | Quasi-Prescriptive | 58 | 20 | 0 | 0 | 0 | 0 | 0 | 0 | 0
630 | 39 | Electricity Retrofit Incentive | Business, Industrial | 2009 | Preliminary | 115 | 2009 – Lighting System 320W Pulse-Start Ceramic Metal Halide Lamp - Commercial Sector | 0.056 | Quasi-Prescriptive | Quasi-Prescriptive | Quasi-Prescriptive | Quasi-Prescriptive | Quasi-Prescriptive | 58 | 20 | 0 | 0 | 0 | 0 | 0 | 0 | 0
631 | 39 | Electricity Retrofit Incentive | Business, Industrial | 2009 | Preliminary | 116 | 2009 – Lighting System <30W PAR Self-Ballasted Ceramic Metal Halide Lamp - Commercial Sector | 0.061 | Quasi-Prescriptive | Quasi-Prescriptive | Quasi-Prescriptive | Quasi-Prescriptive | Quasi-Prescriptive | 58 | 20 | 0 | 0 | 0 | 0 | 0 | 0 | 0
632 | 39 | Electricity Retrofit Incentive | Business, Industrial | 2009 | Preliminary | 117 | 2009 – Lighting System 150W Metal Halide Lamp - Commercial Sector | 0.025 | Quasi-Prescriptive | Quasi-Prescriptive | Quasi-Prescriptive | Quasi-Prescriptive | Quasi-Prescriptive | 58 | 20 | 0 | 0 | 0 | 0 | 0 | 0 | 0
633 | 39 | Electricity Retrofit Incentive | Business, Industrial | 2009 | Preliminary | 118 | 2009 – Lighting System 360W Metal Halide Lamp - Commercial Sector | 0.04 | Quasi-Prescriptive | Quasi-Prescriptive | Quasi-Prescriptive | Quasi-Prescriptive | Quasi-Prescriptive | 58 | 20 | 0 | 0 | 0 | 0 | 0 | 0 | 0
634 | 39 | Electricity Retrofit Incentive | Business, Industrial | 2009 | Preliminary | 119 | 2009 – Lighting System 225W High Pressure Sodium Lamp - Commercial Sector | 0.025 | Quasi-Prescriptive | Quasi-Prescriptive | Quasi-Prescriptive | Quasi-Prescriptive | Quasi-Prescriptive | 58 | 20 | 0 | 0 | 0 | 0 | 0 | 0 | 0
635 | 39 | Electricity Retrofit Incentive | Business, Industrial | 2009 | Preliminary | 120 | 2009 – Lighting System <200W Metal Halide Electronic Ballast - Commercial Sector | 0.065 | Quasi-Prescriptive | Quasi-Prescriptive | Quasi-Prescriptive | Quasi-Prescriptive | Quasi-Prescriptive | 58 | 20 | 0 | 0 | 0 | 0 | 0 | 0 | 0
636 | 39 | Electricity Retrofit Incentive | Business, Industrial | 2009 | Preliminary | 121 | 2009 – Lighting System 250-360W Metal Halide Electronic Ballast - Commercial Sector | 0.128 | Quasi-Prescriptive | Quasi-Prescriptive | Quasi-Prescriptive | Quasi-Prescriptive | Quasi-Prescriptive | 58 | 20 | 0 | 0 | 0 | 0 | 0 | 0 | 0
637 | 39 | Electricity Retrofit Incentive | Business, Industrial | 2009 | Preliminary | 122 | 2009 – Lighting System 400W Metal Halide Electronic Ballast - Commercial Sector | 0.226 | Quasi-Prescriptive | Quasi-Prescriptive | Quasi-Prescriptive | Quasi-Prescriptive | Quasi-Prescriptive | 58 | 20 | 0 | 0 | 0 | 0 | 0 | 0 | 0
638 | 39 | Electricity Retrofit Incentive | Business, Industrial | 2009 | Preliminary | 123 | 2009 – Lighting System <200W High Pressure Sodium Electronic Ballast - Commercial Sector | 0.04 | Quasi-Prescriptive | Quasi-Prescriptive | Quasi-Prescriptive | Quasi-Prescriptive | Quasi-Prescriptive | 58 | 20 | 0 | 0 | 0 | 0 | 0 | 0 | 0
639 | 39 | Electricity Retrofit Incentive | Business, Industrial | 2009 | Preliminary | 124 | 2009 – Lighting System 250W High Pressure Sodium Electronic Ballast - Commercial Sector | 0.055 | Quasi-Prescriptive | Quasi-Prescriptive | Quasi-Prescriptive | Quasi-Prescriptive | Quasi-Prescriptive | 58 | 20 | 0 | 0 | 0 | 0 | 0 | 0 | 0
640 | 39 | Electricity Retrofit Incentive | Business, Industrial | 2009 | Preliminary | 125 | 2009 – Lighting System 400W High Pressure Sodium Electronic Ballast - Commercial Sector | 0.075 | Quasi-Prescriptive | Quasi-Prescriptive | Quasi-Prescriptive | Quasi-Prescriptive | Quasi-Prescriptive | 58 | 20 | 0 | 0 | 0 | 0 | 0 | 0 | 0
641 | 39 | Electricity Retrofit Incentive | Business, Industrial | 2009 | Preliminary | 126 | 2009 – Lighting System 600W High Pressure Sodium Electronic Ballast - Commercial Sector | 0.081 | Quasi-Prescriptive | Quasi-Prescriptive | Quasi-Prescriptive | Quasi-Prescriptive | Quasi-Prescriptive | 58 | 20 | 0 | 0 | 0 | 0 | 0 | 0 | 0
642 | 39 | Electricity Retrofit Incentive | Business, Industrial | 2009 | Preliminary | 127 | 2009 – Lighting System 1000W High Pressure Sodium Electronic Ballast - Commercial Sector | 0.095 | Quasi-Prescriptive | Quasi-Prescriptive | Quasi-Prescriptive | Quasi-Prescriptive | Quasi-Prescriptive | 58 | 20 | 0 | 0 | 0 | 0 | 0 | 0 | 0
643 | 39 | Electricity Retrofit Incentive | Business, Industrial | 2009 | Preliminary | 128 | 2009 – Lighting System <25W Infrared Coated Halogen MR16 Lamp - Commercial Sector | 0.015 | Quasi-Prescriptive | Quasi-Prescriptive | Quasi-Prescriptive | Quasi-Prescriptive | Quasi-Prescriptive | 58 | 20 | 0 | 0 | 0 | 0 | 0 | 0 | 0
644 | 39 | Electricity Retrofit Incentive | Business, Industrial | 2009 | Preliminary | 129 | 2009 – Lighting System 26-35W Infrared Coated Halogen MR16 Lamp - Commercial Sector | 0.015 | Quasi-Prescriptive | Quasi-Prescriptive | Quasi-Prescriptive | Quasi-Prescriptive | Quasi-Prescriptive | 58 | 20 | 0 | 0 | 0 | 0 | 0 | 0 | 0
645 | 39 | Electricity Retrofit Incentive | Business, Industrial | 2009 | Preliminary | 130 | 2009 – Lighting System <48W Infrared Coated Halogen PAR Lamp - Commercial Sector | 0.04 | Quasi-Prescriptive | Quasi-Prescriptive | Quasi-Prescriptive | Quasi-Prescriptive | Quasi-Prescriptive | 58 | 20 | 0 | 0 | 0 | 0 | 0 | 0 | 0
646 | 39 | Electricity Retrofit Incentive | Business, Industrial | 2009 | Preliminary | 131 | 2009 – Lighting System 49-60W Infrared Coated Halogen PAR Lamp - Commercial Sector | 0.1 | Quasi-Prescriptive | Quasi-Prescriptive | Quasi-Prescriptive | Quasi-Prescriptive | Quasi-Prescriptive | 58 | 20 | 0 | 0 | 0 | 0 | 0 | 0 | 0
647 | 39 | Electricity Retrofit Incentive | Business, Industrial | 2009 | Preliminary | 132 | 2009 – Lighting System Occupancy Sensors, Switch plate mounted occupancy sensor - Commercial Sector | 0.095 | Quasi-Prescriptive | Quasi-Prescriptive | Quasi-Prescriptive | Quasi-Prescriptive | Quasi-Prescriptive | 58 | 20 | 0 | 0 | 0 | 0 | 0 | 0 | 0
648 | 39 | Electricity Retrofit Incentive | Business, Industrial | 2009 | Preliminary | 133 | 2009 – Lighting System Occupancy Sensors, Ceiling mounted occupancy sensor - Commercial Sector | 0.095 | Quasi-Prescriptive | Quasi-Prescriptive | Quasi-Prescriptive | Quasi-Prescriptive | Quasi-Prescriptive | 58 | 20 | 0 | 0 | 0 | 0 | 0 | 0 | 0
649 | 39 | Electricity Retrofit Incentive | Business, Industrial | 2009 | Preliminary | 134 | 2009 – Motor Open Drip-Proof (ODP), 1 HP - Commercial Sector | 0.02 | Quasi-Prescriptive | Quasi-Prescriptive | Quasi-Prescriptive | Quasi-Prescriptive | Quasi-Prescriptive | 58 | 20 | 0 | 0 | 0 | 0 | 0 | 0 | 0
650 | 39 | Electricity Retrofit Incentive | Business, Industrial | 2009 | Preliminary | 135 | 2009 – Motor Open Drip-Proof (ODP), 1.5 HP - Commercial Sector | 0.03 | Quasi-Prescriptive | Quasi-Prescriptive | Quasi-Prescriptive | Quasi-Prescriptive | Quasi-Prescriptive | 58 | 20 | 0 | 0 | 0 | 0 | 0 | 0 | 0
651 | 39 | Electricity Retrofit Incentive | Business, Industrial | 2009 | Preliminary | 136 | 2009 – Motor Open Drip-Proof (ODP), 2 HP - Commercial Sector | 0.04 | Quasi-Prescriptive | Quasi-Prescriptive | Quasi-Prescriptive | Quasi-Prescriptive | Quasi-Prescriptive | 58 | 20 | 0 | 0 | 0 | 0 | 0 | 0 | 0
652 | 39 | Electricity Retrofit Incentive | Business, Industrial | 2009 | Preliminary | 137 | 2009 – Motor Open Drip-Proof (ODP), 3 HP - Commercial Sector | 0.07 | Quasi-Prescriptive | Quasi-Prescriptive | Quasi-Prescriptive | Quasi-Prescriptive | Quasi-Prescriptive | 58 | 20 | 0 | 0 | 0 | 0 | 0 | 0 | 0
653 | 39 | Electricity Retrofit Incentive | Business, Industrial | 2009 | Preliminary | 138 | 2009 – Motor Open Drip-Proof (ODP), 5 HP - Commercial Sector | 0.07 | Quasi-Prescriptive | Quasi-Prescriptive | Quasi-Prescriptive | Quasi-Prescriptive | Quasi-Prescriptive | 58 | 20 | 0 | 0 | 0 | 0 | 0 | 0 | 0
654 | 39 | Electricity Retrofit Incentive | Business, Industrial | 2009 | Preliminary | 139 | 2009 – Motor Open Drip-Proof (ODP), 7.5 HP - Commercial Sector | 0.13 | Quasi-Prescriptive | Quasi-Prescriptive | Quasi-Prescriptive | Quasi-Prescriptive | Quasi-Prescriptive | 58 | 20 | 0 | 0 | 0 | 0 | 0 | 0 | 0
655 | 39 | Electricity Retrofit Incentive | Business, Industrial | 2009 | Preliminary | 140 | 2009 – Motor Open Drip-Proof (ODP), 10 HP - Commercial Sector | 0.15 | Quasi-Prescriptive | Quasi-Prescriptive | Quasi-Prescriptive | Quasi-Prescriptive | Quasi-Prescriptive | 58 | 20 | 0 | 0 | 0 | 0 | 0 | 0 | 0
656 | 39 | Electricity Retrofit Incentive | Business, Industrial | 2009 | Preliminary | 141 | 2009 – Motor Open Drip-Proof (ODP), 15 HP - Commercial Sector | 0.2 | Quasi-Prescriptive | Quasi-Prescriptive | Quasi-Prescriptive | Quasi-Prescriptive | Quasi-Prescriptive | 58 | 20 | 0 | 0 | 0 | 0 | 0 | 0 | 0
657 | 39 | Electricity Retrofit Incentive | Business, Industrial | 2009 | Preliminary | 142 | 2009 – Motor Open Drip-Proof (ODP), 20 HP - Commercial Sector | 0.26 | Quasi-Prescriptive | Quasi-Prescriptive | Quasi-Prescriptive | Quasi-Prescriptive | Quasi-Prescriptive | 58 | 20 | 0 | 0 | 0 | 0 | 0 | 0 | 0
658 | 39 | Electricity Retrofit Incentive | Business, Industrial | 2009 | Preliminary | 143 | 2009 – Motor Open Drip-Proof (ODP), 25 HP - Commercial Sector | 0.31 | Quasi-Prescriptive | Quasi-Prescriptive | Quasi-Prescriptive | Quasi-Prescriptive | Quasi-Prescriptive | 58 | 20 | 0 | 0 | 0 | 0 | 0 | 0 | 0
659 | 39 | Electricity Retrofit Incentive | Business, Industrial | 2009 | Preliminary | 144 | 2009 – Motor Open Drip-Proof (ODP), 30 HP - Commercial Sector | 0.33 | Quasi-Prescriptive | Quasi-Prescriptive | Quasi-Prescriptive | Quasi-Prescriptive | Quasi-Prescriptive | 58 | 20 | 0 | 0 | 0 | 0 | 0 | 0 | 0
660 | 39 | Electricity Retrofit Incentive | Business, Industrial | 2009 | Preliminary | 145 | 2009 – Motor Open Drip-Proof (ODP), 40 HP - Commercial Sector | 0.28 | Quasi-Prescriptive | Quasi-Prescriptive | Quasi-Prescriptive | Quasi-Prescriptive | Quasi-Prescriptive | 58 | 20 | 0 | 0 | 0 | 0 | 0 | 0 | 0
661 | 39 | Electricity Retrofit Incentive | Business, Industrial | 2009 | Preliminary | 146 | 2009 – Motor Open Drip-Proof (ODP), 50 HP - Commercial Sector | 0.48 | Quasi-Prescriptive | Quasi-Prescriptive | Quasi-Prescriptive | Quasi-Prescriptive | Quasi-Prescriptive | 58 | 20 | 0 | 0 | 0 | 0 | 0 | 0 | 0
662 | 39 | Electricity Retrofit Incentive | Business, Industrial | 2009 | Preliminary | 147 | 2009 – Motor Open Drip-Proof (ODP), 60 HP - Commercial Sector | 0.53 | Quasi-Prescriptive | Quasi-Prescriptive | Quasi-Prescriptive | Quasi-Prescriptive | Quasi-Prescriptive | 58 | 20 | 0 | 0 | 0 | 0 | 0 | 0 | 0
663 | 39 | Electricity Retrofit Incentive | Business, Industrial | 2009 | Preliminary | 148 | 2009 – Motor Open Drip-Proof (ODP), 75 HP - Commercial Sector | 0.42 | Quasi-Prescriptive | Quasi-Prescriptive | Quasi-Prescriptive | Quasi-Prescriptive | Quasi-Prescriptive | 58 | 20 | 0 | 0 | 0 | 0 | 0 | 0 | 0
664 | 39 | Electricity Retrofit Incentive | Business, Industrial | 2009 | Preliminary | 149 | 2009 – Motor Open Drip-Proof (ODP), 100 HP - Commercial Sector | 0.81 | Quasi-Prescriptive | Quasi-Prescriptive | Quasi-Prescriptive | Quasi-Prescriptive | Quasi-Prescriptive | 58 | 20 | 0 | 0 | 0 | 0 | 0 | 0 | 0
665 | 39 | Electricity Retrofit Incentive | Business, Industrial | 2009 | Preliminary | 150 | 2009 – Motor Open Drip-Proof (ODP), 125 HP - Commercial Sector | 0.7 | Quasi-Prescriptive | Quasi-Prescriptive | Quasi-Prescriptive | Quasi-Prescriptive | Quasi-Prescriptive | 58 | 20 | 0 | 0 | 0 | 0 | 0 | 0 | 0
666 | 39 | Electricity Retrofit Incentive | Business, Industrial | 2009 | Preliminary | 151 | 2009 – Motor Open Drip-Proof (ODP), 150 HP - Commercial Sector | 0.74 | Quasi-Prescriptive | Quasi-Prescriptive | Quasi-Prescriptive | Quasi-Prescriptive | Quasi-Prescriptive | 58 | 20 | 0 | 0 | 0 | 0 | 0 | 0 | 0
667 | 39 | Electricity Retrofit Incentive | Business, Industrial | 2009 | Preliminary | 152 | 2009 – Motor Open Drip-Proof (ODP), 200 HP - Commercial Sector | 0.98 | Quasi-Prescriptive | Quasi-Prescriptive | Quasi-Prescriptive | Quasi-Prescriptive | Quasi-Prescriptive | 58 | 20 | 0 | 0 | 0 | 0 | 0 | 0 | 0
668 | 39 | Electricity Retrofit Incentive | Business, Industrial | 2009 | Preliminary | 153 | 2009 – Motor Totally Enclosed Fan-Cooled (TEFC), 1 HP - Commercial Sector | 0.02 | Quasi-Prescriptive | Quasi-Prescriptive | Quasi-Prescriptive | Quasi-Prescriptive | Quasi-Prescriptive | 58 | 20 | 0 | 0 | 0 | 0 | 0 | 0 | 0
669 | 39 | Electricity Retrofit Incentive | Business, Industrial | 2009 | Preliminary | 154 | 2009 – Motor Totally Enclosed Fan-Cooled (TEFC), 1.5 HP - Commercial Sector | 0.03 | Quasi-Prescriptive | Quasi-Prescriptive | Quasi-Prescriptive | Quasi-Prescriptive | Quasi-Prescriptive | 58 | 20 | 0 | 0 | 0 | 0 | 0 | 0 | 0
670 | 39 | Electricity Retrofit Incentive | Business, Industrial | 2009 | Preliminary | 155 | 2009 – Motor Totally Enclosed Fan-Cooled (TEFC), 2 HP - Commercial Sector | 0.04 | Quasi-Prescriptive | Quasi-Prescriptive | Quasi-Prescriptive | Quasi-Prescriptive | Quasi-Prescriptive | 58 | 20 | 0 | 0 | 0 | 0 | 0 | 0 | 0
671 | 39 | Electricity Retrofit Incentive | Business, Industrial | 2009 | Preliminary | 156 | 2009 – Motor Totally Enclosed Fan-Cooled (TEFC), 3 HP - Commercial Sector | 0.04 | Quasi-Prescriptive | Quasi-Prescriptive | Quasi-Prescriptive | Quasi-Prescriptive | Quasi-Prescriptive | 58 | 20 | 0 | 0 | 0 | 0 | 0 | 0 | 0
672 | 39 | Electricity Retrofit Incentive | Business, Industrial | 2009 | Preliminary | 157 | 2009 – Motor Totally Enclosed Fan-Cooled (TEFC), 5 HP - Commercial Sector | 0.07 | Quasi-Prescriptive | Quasi-Prescriptive | Quasi-Prescriptive | Quasi-Prescriptive | Quasi-Prescriptive | 58 | 20 | 0 | 0 | 0 | 0 | 0 | 0 | 0
673 | 39 | Electricity Retrofit Incentive | Business, Industrial | 2009 | Preliminary | 158 | 2009 – Motor Totally Enclosed Fan-Cooled (TEFC), 7.5 HP - Commercial Sector | 0.11 | Quasi-Prescriptive | Quasi-Prescriptive | Quasi-Prescriptive | Quasi-Prescriptive | Quasi-Prescriptive | 58 | 20 | 0 | 0 | 0 | 0 | 0 | 0 | 0
674 | 39 | Electricity Retrofit Incentive | Business, Industrial | 2009 | Preliminary | 159 | 2009 – Motor Totally Enclosed Fan-Cooled (TEFC), 10 HP - Commercial Sector | 0.15 | Quasi-Prescriptive | Quasi-Prescriptive | Quasi-Prescriptive | Quasi-Prescriptive | Quasi-Prescriptive | 58 | 20 | 0 | 0 | 0 | 0 | 0 | 0 | 0
675 | 39 | Electricity Retrofit Incentive | Business, Industrial | 2009 | Preliminary | 160 | 2009 – Motor Totally Enclosed Fan-Cooled (TEFC), 15 HP - Commercial Sector | 0.14 | Quasi-Prescriptive | Quasi-Prescriptive | Quasi-Prescriptive | Quasi-Prescriptive | Quasi-Prescriptive | 58 | 20 | 0 | 0 | 0 | 0 | 0 | 0 | 0
676 | 39 | Electricity Retrofit Incentive | Business, Industrial | 2009 | Preliminary | 161 | 2009 – Motor Totally Enclosed Fan-Cooled (TEFC), 20 HP - Commercial Sector | 0.26 | Quasi-Prescriptive | Quasi-Prescriptive | Quasi-Prescriptive | Quasi-Prescriptive | Quasi-Prescriptive | 58 | 20 | 0 | 0 | 0 | 0 | 0 | 0 | 0
677 | 39 | Electricity Retrofit Incentive | Business, Industrial | 2009 | Preliminary | 162 | 2009 – Motor Totally Enclosed Fan-Cooled (TEFC), 25 HP - Commercial Sector | 0.19 | Quasi-Prescriptive | Quasi-Prescriptive | Quasi-Prescriptive | Quasi-Prescriptive | Quasi-Prescriptive | 58 | 20 | 0 | 0 | 0 | 0 | 0 | 0 | 0
678 | 39 | Electricity Retrofit Incentive | Business, Industrial | 2009 | Preliminary | 163 | 2009 – Motor Totally Enclosed Fan-Cooled (TEFC), 30 HP - Commercial Sector | 0.23 | Quasi-Prescriptive | Quasi-Prescriptive | Quasi-Prescriptive | Quasi-Prescriptive | Quasi-Prescriptive | 58 | 20 | 0 | 0 | 0 | 0 | 0 | 0 | 0
679 | 39 | Electricity Retrofit Incentive | Business, Industrial | 2009 | Preliminary | 164 | 2009 – Motor Totally Enclosed Fan-Cooled (TEFC), 40 HP - Commercial Sector | 0.28 | Quasi-Prescriptive | Quasi-Prescriptive | Quasi-Prescriptive | Quasi-Prescriptive | Quasi-Prescriptive | 58 | 20 | 0 | 0 | 0 | 0 | 0 | 0 | 0
680 | 39 | Electricity Retrofit Incentive | Business, Industrial | 2009 | Preliminary | 165 | 2009 – Motor Totally Enclosed Fan-Cooled (TEFC), 50 HP - Commercial Sector | 0.48 | Quasi-Prescriptive | Quasi-Prescriptive | Quasi-Prescriptive | Quasi-Prescriptive | Quasi-Prescriptive | 58 | 20 | 0 | 0 | 0 | 0 | 0 | 0 | 0
681 | 39 | Electricity Retrofit Incentive | Business, Industrial | 2009 | Preliminary | 166 | 2009 – Motor Totally Enclosed Fan-Cooled (TEFC), 60 HP - Commercial Sector | 0.53 | Quasi-Prescriptive | Quasi-Prescriptive | Quasi-Prescriptive | Quasi-Prescriptive | Quasi-Prescriptive | 58 | 20 | 0 | 0 | 0 | 0 | 0 | 0 | 0
682 | 39 | Electricity Retrofit Incentive | Business, Industrial | 2009 | Preliminary | 167 | 2009 – Motor Totally Enclosed Fan-Cooled (TEFC), 75 HP - Commercial Sector | 0.61 | Quasi-Prescriptive | Quasi-Prescriptive | Quasi-Prescriptive | Quasi-Prescriptive | Quasi-Prescriptive | 58 | 20 | 0 | 0 | 0 | 0 | 0 | 0 | 0
683 | 39 | Electricity Retrofit Incentive | Business, Industrial | 2009 | Preliminary | 168 | 2009 – Motor Totally Enclosed Fan-Cooled (TEFC), 100 HP - Commercial Sector | 0.56 | Quasi-Prescriptive | Quasi-Prescriptive | Quasi-Prescriptive | Quasi-Prescriptive | Quasi-Prescriptive | 58 | 20 | 0 | 0 | 0 | 0 | 0 | 0 | 0
684 | 39 | Electricity Retrofit Incentive | Business, Industrial | 2009 | Preliminary | 169 | 2009 – Motor Totally Enclosed Fan-Cooled (TEFC), 125 HP - Commercial Sector | 0.7 | Quasi-Prescriptive | Quasi-Prescriptive | Quasi-Prescriptive | Quasi-Prescriptive | Quasi-Prescriptive | 58 | 20 | 0 | 0 | 0 | 0 | 0 | 0 | 0
685 | 39 | Electricity Retrofit Incentive | Business, Industrial | 2009 | Preliminary | 170 | 2009 – Motor Totally Enclosed Fan-Cooled (TEFC), 150 HP - Commercial Sector | 0.74 | Quasi-Prescriptive | Quasi-Prescriptive | Quasi-Prescriptive | Quasi-Prescriptive | Quasi-Prescriptive | 58 | 20 | 0 | 0 | 0 | 0 | 0 | 0 | 0
686 | 39 | Electricity Retrofit Incentive | Business, Industrial | 2009 | Preliminary | 171 | 2009 – Motor Totally Enclosed Fan-Cooled (TEFC), 200 HP - Commercial Sector | 1.47 | Quasi-Prescriptive | Quasi-Prescriptive | Quasi-Prescriptive | Quasi-Prescriptive | Quasi-Prescriptive | 58 | 20 | 0 | 0 | 0 | 0 | 0 | 0 | 0
687 | 39 | Electricity Retrofit Incentive | Business, Industrial | 2009 | Preliminary | 172 | 2009 – Unitary AC Single Phase <= 5.4 Tons - Commercial Sector | 0.052 | Quasi-Prescriptive | Quasi-Prescriptive | Quasi-Prescriptive | Quasi-Prescriptive | Quasi-Prescriptive | 58 | 20 | 0 | 0 | 0 | 0 | 0 | 0 | 0
688 | 39 | Electricity Retrofit Incentive | Business, Industrial | 2009 | Preliminary | 173 | 2009 – Unitary AC 3 Phase <= 5.4 Tons - Commercial Sector | 0.052 | Quasi-Prescriptive | Quasi-Prescriptive | Quasi-Prescriptive | Quasi-Prescriptive | Quasi-Prescriptive | 58 | 20 | 0 | 0 | 0 | 0 | 0 | 0 | 0
689 | 39 | Electricity Retrofit Incentive | Business, Industrial | 2009 | Preliminary | 174 | 2009 – Unitary AC >5.4 & <= 11.25 tons - Commercial Sector | 0.126 | Quasi-Prescriptive | Quasi-Prescriptive | Quasi-Prescriptive | Quasi-Prescriptive | Quasi-Prescriptive | 58 | 20 | 0 | 0 | 0 | 0 | 0 | 0 | 0
690 | 39 | Electricity Retrofit Incentive | Business, Industrial | 2009 | Preliminary | 175 | 2009 – Unitary AC >11.25 & <= 20 tons - Commercial Sector | 0.179 | Quasi-Prescriptive | Quasi-Prescriptive | Quasi-Prescriptive | Quasi-Prescriptive | Quasi-Prescriptive | 58 | 20 | 0 | 0 | 0 | 0 | 0 | 0 | 0
691 | 39 | Electricity Retrofit Incentive | Business, Industrial | 2009 | Preliminary | 176 | 2009 – Unitary AC 25 tons - Commercial Sector | 0.12 | Quasi-Prescriptive | Quasi-Prescriptive | Quasi-Prescriptive | Quasi-Prescriptive | Quasi-Prescriptive | 58 | 20 | 0 | 0 | 0 | 0 | 0 | 0 | 0
692 | 39 | Electricity Retrofit Incentive | Business, Industrial | 2009 | Preliminary | 177 | 2009 – AgriCommercial Creep Heat Pads, 75W - Commercial Sector | 0.075 | Quasi-Prescriptive | Quasi-Prescriptive | Quasi-Prescriptive | Quasi-Prescriptive | Quasi-Prescriptive | 58 | 20 | 0 | 0 | 0 | 0 | 0 | 0 | 0
693 | 39 | Electricity Retrofit Incentive | Business, Industrial | 2009 | Preliminary | 178 | 2009 – AgriCommercial Creep Heat Pads, 100W - Commercial Sector | 0.075 | Quasi-Prescriptive | Quasi-Prescriptive | Quasi-Prescriptive | Quasi-Prescriptive | Quasi-Prescriptive | 58 | 20 | 0 | 0 | 0 | 0 | 0 | 0 | 0
694 | 39 | Electricity Retrofit Incentive | Business, Industrial | 2009 | Preliminary | 179 | 2009 – AgriCommercial Creep Heat Pads, 150W - Commercial Sector | 0.15 | Quasi-Prescriptive | Quasi-Prescriptive | Quasi-Prescriptive | Quasi-Prescriptive | Quasi-Prescriptive | 58 | 20 | 0 | 0 | 0 | 0 | 0 | 0 | 0
695 | 39 | Electricity Retrofit Incentive | Business, Industrial | 2009 | Preliminary | 180 | 2009 – AgriCommercial Creep Heat Pads, 200W - Commercial Sector | 0.15 | Quasi-Prescriptive | Quasi-Prescriptive | Quasi-Prescriptive | Quasi-Prescriptive | Quasi-Prescriptive | 58 | 20 | 0 | 0 | 0 | 0 | 0 | 0 | 0
696 | 39 | Electricity Retrofit Incentive | Business, Industrial | 2009 | Preliminary | 181 | 2009 – AgriCommercial High Temperature Cutout Thermostat - Commercial Sector | 0.13125 | Quasi-Prescriptive | Quasi-Prescriptive | Quasi-Prescriptive | Quasi-Prescriptive | Quasi-Prescriptive | 58 | 20 | 0 | 0 | 0 | 0 | 0 | 0 | 0
697 | 39 | Electricity Retrofit Incentive | Business, Industrial | 2009 | Preliminary | 182 | 2009 – AgriCommercial Creep Heat Controller - Commercial Sector | 0.13125 | Quasi-Prescriptive | Quasi-Prescriptive | Quasi-Prescriptive | Quasi-Prescriptive | Quasi-Prescriptive | 58 | 20 | 0 | 0 | 0 | 0 | 0 | 0 | 0
698 | 39 | Electricity Retrofit Incentive | Business, Industrial | 2009 | Preliminary | 183 | 2009 – AgriCommercial Energy Efficient Ventilation Exhaust Fans - Commercial Sector | 0.052 | Quasi-Prescriptive | Quasi-Prescriptive | Quasi-Prescriptive | Quasi-Prescriptive | Quasi-Prescriptive | 58 | 20 | 0 | 0 | 0 | 0 | 0 | 0 | 0
699 | 39 | Electricity Retrofit Incentive | Business, Industrial | 2009 | Preliminary | 184 | 2009 – AgriCommercial Low Energy Livestock Waterers - Commercial Sector | 0.7 | Quasi-Prescriptive | Quasi-Prescriptive | Quasi-Prescriptive | Quasi-Prescriptive | Quasi-Prescriptive | 58 | 20 | 0 | 0 | 0 | 0 | 0 | 0 | 0
700 | 39 | Electricity Retrofit Incentive | Business, Industrial | 2009 | Preliminary | 185 | 2009 – AgriCommercial Photocell and Timer for Lighting Control - Commercial Sector | 0.11 | Quasi-Prescriptive | Quasi-Prescriptive | Quasi-Prescriptive | Quasi-Prescriptive | Quasi-Prescriptive | 58 | 20 | 0 | 0 | 0 | 0 | 0 | 0 | 0
701 | 39 | Electricity Retrofit Incentive | Business, Industrial | 2009 | Preliminary | 186 | 2009 – AgriCommercial High Speed Low Volume Fans - Commercial Sector | 0.052 | Quasi-Prescriptive | Quasi-Prescriptive | Quasi-Prescriptive | Quasi-Prescriptive | Quasi-Prescriptive | 58 | 20 | 0 | 0 | 0 | 0 | 0 | 0 | 0
702 | 39 | Electricity Retrofit Incentive | Business, Industrial | 2009 | Preliminary | 187 | 2009 – Solar Hot Water Collectors - Commercial Sector | 0.6 | Quasi-Prescriptive | Quasi-Prescriptive | Quasi-Prescriptive | Quasi-Prescriptive | Quasi-Prescriptive | 58 | 20 | 0 | 0 | 0 | 0 | 0 | 0 | 0
703 | 39 | Electricity Retrofit Incentive | Business, Industrial | 2009 | Preliminary | 188 | 2009 – Non-Electric Storage Tank Hot Water Heaters - Commercial Sector | 0 | Quasi-Prescriptive | Quasi-Prescriptive | Quasi-Prescriptive | Quasi-Prescriptive | Quasi-Prescriptive | 58 | 20 | 0 | 0 | 0 | 0 | 0 | 0 | 0
704 | 39 | Electricity Retrofit Incentive | Business, Industrial | 2009 | Preliminary | 189 | 2009 – Tankless/Instantaneous Hot Water Heaters - Commercial Sector | 0 | Quasi-Prescriptive | Quasi-Prescriptive | Quasi-Prescriptive | Quasi-Prescriptive | Quasi-Prescriptive | 58 | 20 | 0 | 0 | 0 | 0 | 0 | 0 | 0
705 | 39 | Electricity Retrofit Incentive | Business, Industrial | 2009 | Preliminary | 190 | 2009 – Drain Water Heat Recovery Systems - Commercial Sector | 0 | Quasi-Prescriptive | Quasi-Prescriptive | Quasi-Prescriptive | Quasi-Prescriptive | Quasi-Prescriptive | 58 | 20 | 0 | 0 | 0 | 0 | 0 | 0 | 0
706 | 39 | Electricity Retrofit Incentive | Business, Industrial | 2009 | Preliminary | 191 | 2009 – Custom Project - Commercial Sector | Custom | Quasi-Prescriptive | Quasi-Prescriptive | Quasi-Prescriptive | Quasi-Prescriptive | Quasi-Prescriptive | 58 | 20 | 0 | 0 | 0 | 0 | 0 | 0 | 0
707 | 39 | Electricity Retrofit Incentive | Business, Industrial | 2009 | Preliminary | 192 | 2008 – Lighting System Exit Signs, 5 W or less - Multi-Family Sector | 0.026 | Quasi-Prescriptive | Quasi-Prescriptive | Quasi-Prescriptive | Quasi-Prescriptive | Quasi-Prescriptive | 41 | 20 | 0 | 0 | 0 | 0 | 0 | 0 | 0
708 | 39 | Electricity Retrofit Incentive | Business, Industrial | 2009 | Preliminary | 193 | 2008 – Lighting System ENERGY STAR® Rated CFLs, Screw in. All sizes < 40 W - Multi-Family Sector | 0.044333 | Quasi-Prescriptive | Quasi-Prescriptive | Quasi-Prescriptive | Quasi-Prescriptive | Quasi-Prescriptive | 41 | 20 | 0 | 0 | 0 | 0 | 0 | 0 | 0
709 | 39 | Electricity Retrofit Incentive | Business, Industrial | 2009 | Preliminary | 194 | 2008 – Lighting System ENERGY STAR® Rated CFLs, Hard wired. All sizes < 40 W - Multi-Family Sector | 0.044333 | Quasi-Prescriptive | Quasi-Prescriptive | Quasi-Prescriptive | Quasi-Prescriptive | Quasi-Prescriptive | 41 | 20 | 0 | 0 | 0 | 0 | 0 | 0 | 0
710 | 39 | Electricity Retrofit Incentive | Business, Industrial | 2009 | Preliminary | 195 | 2008 – Lighting System Standard Performance T8, Single lamp standard T8 fixture - Multi-Family Sector | 0.019 | Quasi-Prescriptive | Quasi-Prescriptive | Quasi-Prescriptive | Quasi-Prescriptive | Quasi-Prescriptive | 41 | 20 | 0 | 0 | 0 | 0 | 0 | 0 | 0
711 | 39 | Electricity Retrofit Incentive | Business, Industrial | 2009 | Preliminary | 196 | 2008 – Lighting System Standard Performance T8, Double lamp standard T8 fixture - Multi-Family Sector | 0.0265 | Quasi-Prescriptive | Quasi-Prescriptive | Quasi-Prescriptive | Quasi-Prescriptive | Quasi-Prescriptive | 41 | 20 | 0 | 0 | 0 | 0 | 0 | 0 | 0
712 | 39 | Electricity Retrofit Incentive | Business, Industrial | 2009 | Preliminary | 197 | 2008 – Lighting System Standard Performance T8, Triple lamp standard T8 fixture - Multi-Family Sector | 0.045 | Quasi-Prescriptive | Quasi-Prescriptive | Quasi-Prescriptive | Quasi-Prescriptive | Quasi-Prescriptive | 41 | 20 | 0 | 0 | 0 | 0 | 0 | 0 | 0
713 | 39 | Electricity Retrofit Incentive | Business, Industrial | 2009 | Preliminary | 198 | 2008 – Lighting System Standard Performance T8, Quadruple lamp standard T8 fixture - Multi-Family Sector | 0.05 | Quasi-Prescriptive | Quasi-Prescriptive | Quasi-Prescriptive | Quasi-Prescriptive | Quasi-Prescriptive | 41 | 20 | 0 | 0 | 0 | 0 | 0 | 0 | 0
714 | 39 | Electricity Retrofit Incentive | Business, Industrial | 2009 | Preliminary | 199 | 2008 – Lighting System High Performance T8 (Consortium for Energy Efficiency qualifying list compliance), Single lamp high performance T8 fixture - Multi-Family Sector | 0.021 | Quasi-Prescriptive | Quasi-Prescriptive | Quasi-Prescriptive | Quasi-Prescriptive | Quasi-Prescriptive | 41 | 20 | 0 | 0 | 0 | 0 | 0 | 0 | 0
715 | 39 | Electricity Retrofit Incentive | Business, Industrial | 2009 | Preliminary | 200 | 2008 – Lighting System High Performance T8 (Consortium for Energy Efficiency qualifying list compliance), Double lamp high performance T8 fixture - Multi-Family Sector | 0.0295 | Quasi-Prescriptive | Quasi-Prescriptive | Quasi-Prescriptive | Quasi-Prescriptive | Quasi-Prescriptive | 41 | 20 | 0 | 0 | 0 | 0 | 0 | 0 | 0
716 | 39 | Electricity Retrofit Incentive | Business, Industrial | 2009 | Preliminary | 201 | 2008 – Lighting System High Performance T8 (Consortium for Energy Efficiency qualifying list compliance), Triple lamp high performance T8 fixture - Multi-Family Sector | 0.045 | Quasi-Prescriptive | Quasi-Prescriptive | Quasi-Prescriptive | Quasi-Prescriptive | Quasi-Prescriptive | 41 | 20 | 0 | 0 | 0 | 0 | 0 | 0 | 0
717 | 39 | Electricity Retrofit Incentive | Business, Industrial | 2009 | Preliminary | 202 | 2008 – Lighting System High Performance T8 (Consortium for Energy Efficiency qualifying list compliance), Quadruple lamp high performance T8 fixture - Multi-Family Sector | 0.053 | Quasi-Prescriptive | Quasi-Prescriptive | Quasi-Prescriptive | Quasi-Prescriptive | Quasi-Prescriptive | 41 | 20 | 0 | 0 | 0 | 0 | 0 | 0 | 0
718 | 39 | Electricity Retrofit Incentive | Business, Industrial | 2009 | Preliminary | 203 | 2008 – Lighting System T5 Fixtures, T5 fixture with 1, 2, or 3 lamps and 1 electronic ballast - Multi-Family Sector | 0.025667 | Quasi-Prescriptive | Quasi-Prescriptive | Quasi-Prescriptive | Quasi-Prescriptive | Quasi-Prescriptive | 41 | 20 | 0 | 0 | 0 | 0 | 0 | 0 | 0
719 | 39 | Electricity Retrofit Incentive | Business, Industrial | 2009 | Preliminary | 204 | 2008 – Lighting System T5 Fixtures, High Bay T5. Maximum 6 lamps/fixture. - Multi-Family Sector | 0.028333 | Quasi-Prescriptive | Quasi-Prescriptive | Quasi-Prescriptive | Quasi-Prescriptive | Quasi-Prescriptive | 41 | 20 | 0 | 0 | 0 | 0 | 0 | 0 | 0
720 | 39 | Electricity Retrofit Incentive | Business, Industrial | 2009 | Preliminary | 205 | 2008 – Lighting System Metal Halide, 320 W Ceramic pulse start - Multi-Family Sector | 0.18 | Quasi-Prescriptive | Quasi-Prescriptive | Quasi-Prescriptive | Quasi-Prescriptive | Quasi-Prescriptive | 41 | 20 | 0 | 0 | 0 | 0 | 0 | 0 | 0
721 | 39 | Electricity Retrofit Incentive | Business, Industrial | 2009 | Preliminary | 206 | 2008 – Lighting System Occupancy Sensors, Switch plate mounted occupancy sensor - Multi-Family Sector | 0.04 | Quasi-Prescriptive | Quasi-Prescriptive | Quasi-Prescriptive | Quasi-Prescriptive | Quasi-Prescriptive | 41 | 20 | 0 | 0 | 0 | 0 | 0 | 0 | 0
722 | 39 | Electricity Retrofit Incentive | Business, Industrial | 2009 | Preliminary | 207 | 2008 – Lighting System Occupancy Sensors, Ceiling mounted occupancy sensor - Multi-Family Sector | 0.04 | Quasi-Prescriptive | Quasi-Prescriptive | Quasi-Prescriptive | Quasi-Prescriptive | Quasi-Prescriptive | 41 | 20 | 0 | 0 | 0 | 0 | 0 | 0 | 0
723 | 39 | Electricity Retrofit Incentive | Business, Industrial | 2009 | Preliminary | 208 | 2008 – Motor Open Drip-Proof (ODP), 1 HP - Multi-Family Sector | 0.02 | Quasi-Prescriptive | Quasi-Prescriptive | Quasi-Prescriptive | Quasi-Prescriptive | Quasi-Prescriptive | 41 | 20 | 0 | 0 | 0 | 0 | 0 | 0 | 0
724 | 39 | Electricity Retrofit Incentive | Business, Industrial | 2009 | Preliminary | 209 | 2008 – Motor Open Drip-Proof (ODP), 1.5 HP - Multi-Family Sector | 0.03 | Quasi-Prescriptive | Quasi-Prescriptive | Quasi-Prescriptive | Quasi-Prescriptive | Quasi-Prescriptive | 41 | 20 | 0 | 0 | 0 | 0 | 0 | 0 | 0
725 | 39 | Electricity Retrofit Incentive | Business, Industrial | 2009 | Preliminary | 210 | 2008 – Motor Open Drip-Proof (ODP), 2 HP - Multi-Family Sector | 0.04 | Quasi-Prescriptive | Quasi-Prescriptive | Quasi-Prescriptive | Quasi-Prescriptive | Quasi-Prescriptive | 41 | 20 | 0 | 0 | 0 | 0 | 0 | 0 | 0
726 | 39 | Electricity Retrofit Incentive | Business, Industrial | 2009 | Preliminary | 211 | 2008 – Motor Open Drip-Proof (ODP), 3 HP - Multi-Family Sector | 0.07 | Quasi-Prescriptive | Quasi-Prescriptive | Quasi-Prescriptive | Quasi-Prescriptive | Quasi-Prescriptive | 41 | 20 | 0 | 0 | 0 | 0 | 0 | 0 | 0
727 | 39 | Electricity Retrofit Incentive | Business, Industrial | 2009 | Preliminary | 212 | 2008 – Motor Open Drip-Proof (ODP), 5 HP - Multi-Family Sector | 0.07 | Quasi-Prescriptive | Quasi-Prescriptive | Quasi-Prescriptive | Quasi-Prescriptive | Quasi-Prescriptive | 41 | 20 | 0 | 0 | 0 | 0 | 0 | 0 | 0
728 | 39 | Electricity Retrofit Incentive | Business, Industrial | 2009 | Preliminary | 213 | 2008 – Motor Open Drip-Proof (ODP), 7.5 HP - Multi-Family Sector | 0.13 | Quasi-Prescriptive | Quasi-Prescriptive | Quasi-Prescriptive | Quasi-Prescriptive | Quasi-Prescriptive | 41 | 20 | 0 | 0 | 0 | 0 | 0 | 0 | 0
729 | 39 | Electricity Retrofit Incentive | Business, Industrial | 2009 | Preliminary | 214 | 2008 – Motor Open Drip-Proof (ODP), 10 HP - Multi-Family Sector | 0.15 | Quasi-Prescriptive | Quasi-Prescriptive | Quasi-Prescriptive | Quasi-Prescriptive | Quasi-Prescriptive | 41 | 20 | 0 | 0 | 0 | 0 | 0 | 0 | 0
730 | 39 | Electricity Retrofit Incentive | Business, Industrial | 2009 | Preliminary | 215 | 2008 – Motor Open Drip-Proof (ODP), 15 HP - Multi-Family Sector | 0.2 | Quasi-Prescriptive | Quasi-Prescriptive | Quasi-Prescriptive | Quasi-Prescriptive | Quasi-Prescriptive | 41 | 20 | 0 | 0 | 0 | 0 | 0 | 0 | 0
731 | 39 | Electricity Retrofit Incentive | Business, Industrial | 2009 | Preliminary | 216 | 2008 – Motor Open Drip-Proof (ODP), 20 HP - Multi-Family Sector | 0.26 | Quasi-Prescriptive | Quasi-Prescriptive | Quasi-Prescriptive | Quasi-Prescriptive | Quasi-Prescriptive | 41 | 20 | 0 | 0 | 0 | 0 | 0 | 0 | 0
732 | 39 | Electricity Retrofit Incentive | Business, Industrial | 2009 | Preliminary | 217 | 2008 – Motor Open Drip-Proof (ODP), 25 HP - Multi-Family Sector | 0.31 | Quasi-Prescriptive | Quasi-Prescriptive | Quasi-Prescriptive | Quasi-Prescriptive | Quasi-Prescriptive | 41 | 20 | 0 | 0 | 0 | 0 | 0 | 0 | 0
733 | 39 | Electricity Retrofit Incentive | Business, Industrial | 2009 | Preliminary | 218 | 2008 – Motor Open Drip-Proof (ODP), 30 HP - Multi-Family Sector | 0.33 | Quasi-Prescriptive | Quasi-Prescriptive | Quasi-Prescriptive | Quasi-Prescriptive | Quasi-Prescriptive | 41 | 20 | 0 | 0 | 0 | 0 | 0 | 0 | 0
734 | 39 | Electricity Retrofit Incentive | Business, Industrial | 2009 | Preliminary | 219 | 2008 – Motor Open Drip-Proof (ODP), 40 HP - Multi-Family Sector | 0.28 | Quasi-Prescriptive | Quasi-Prescriptive | Quasi-Prescriptive | Quasi-Prescriptive | Quasi-Prescriptive | 41 | 20 | 0 | 0 | 0 | 0 | 0 | 0 | 0
735 | 39 | Electricity Retrofit Incentive | Business, Industrial | 2009 | Preliminary | 220 | 2008 – Motor Open Drip-Proof (ODP), 50 HP - Multi-Family Sector | 0.48 | Quasi-Prescriptive | Quasi-Prescriptive | Quasi-Prescriptive | Quasi-Prescriptive | Quasi-Prescriptive | 41 | 20 | 0 | 0 | 0 | 0 | 0 | 0 | 0
736 | 39 | Electricity Retrofit Incentive | Business, Industrial | 2009 | Preliminary | 221 | 2008 – Motor Open Drip-Proof (ODP), 60 HP - Multi-Family Sector | 0.53 | Quasi-Prescriptive | Quasi-Prescriptive | Quasi-Prescriptive | Quasi-Prescriptive | Quasi-Prescriptive | 41 | 20 | 0 | 0 | 0 | 0 | 0 | 0 | 0
737 | 39 | Electricity Retrofit Incentive | Business, Industrial | 2009 | Preliminary | 222 | 2008 – Motor Open Drip-Proof (ODP), 75 HP - Multi-Family Sector | 0.42 | Quasi-Prescriptive | Quasi-Prescriptive | Quasi-Prescriptive | Quasi-Prescriptive | Quasi-Prescriptive | 41 | 20 | 0 | 0 | 0 | 0 | 0 | 0 | 0
738 | 39 | Electricity Retrofit Incentive | Business, Industrial | 2009 | Preliminary | 223 | 2008 – Motor Open Drip-Proof (ODP), 100 HP - Multi-Family Sector | 0.81 | Quasi-Prescriptive | Quasi-Prescriptive | Quasi-Prescriptive | Quasi-Prescriptive | Quasi-Prescriptive | 41 | 20 | 0 | 0 | 0 | 0 | 0 | 0 | 0
739 | 39 | Electricity Retrofit Incentive | Business, Industrial | 2009 | Preliminary | 224 | 2008 – Motor Open Drip-Proof (ODP), 125 HP - Multi-Family Sector | 0.7 | Quasi-Prescriptive | Quasi-Prescriptive | Quasi-Prescriptive | Quasi-Prescriptive | Quasi-Prescriptive | 41 | 20 | 0 | 0 | 0 | 0 | 0 | 0 | 0
740 | 39 | Electricity Retrofit Incentive | Business, Industrial | 2009 | Preliminary | 225 | 2008 – Motor Open Drip-Proof (ODP), 150 HP - Multi-Family Sector | 0.74 | Quasi-Prescriptive | Quasi-Prescriptive | Quasi-Prescriptive | Quasi-Prescriptive | Quasi-Prescriptive | 41 | 20 | 0 | 0 | 0 | 0 | 0 | 0 | 0
741 | 39 | Electricity Retrofit Incentive | Business, Industrial | 2009 | Preliminary | 226 | 2008 – Motor Open Drip-Proof (ODP), 200 HP - Multi-Family Sector | 0.98 | Quasi-Prescriptive | Quasi-Prescriptive | Quasi-Prescriptive | Quasi-Prescriptive | Quasi-Prescriptive | 41 | 20 | 0 | 0 | 0 | 0 | 0 | 0 | 0
742 | 39 | Electricity Retrofit Incentive | Business, Industrial | 2009 | Preliminary | 227 | 2008 – Motor Totally Enclosed Fan-Cooled (TEFC), 1 HP - Multi-Family Sector | 0.02 | Quasi-Prescriptive | Quasi-Prescriptive | Quasi-Prescriptive | Quasi-Prescriptive | Quasi-Prescriptive | 41 | 20 | 0 | 0 | 0 | 0 | 0 | 0 | 0
743 | 39 | Electricity Retrofit Incentive | Business, Industrial | 2009 | Preliminary | 228 | 2008 – Motor Totally Enclosed Fan-Cooled (TEFC), 1.5 HP - Multi-Family Sector | 0.03 | Quasi-Prescriptive | Quasi-Prescriptive | Quasi-Prescriptive | Quasi-Prescriptive | Quasi-Prescriptive | 41 | 20 | 0 | 0 | 0 | 0 | 0 | 0 | 0
744 | 39 | Electricity Retrofit Incentive | Business, Industrial | 2009 | Preliminary | 229 | 2008 – Motor Totally Enclosed Fan-Cooled (TEFC), 2 HP - Multi-Family Sector | 0.04 | Quasi-Prescriptive | Quasi-Prescriptive | Quasi-Prescriptive | Quasi-Prescriptive | Quasi-Prescriptive | 41 | 20 | 0 | 0 | 0 | 0 | 0 | 0 | 0
745 | 39 | Electricity Retrofit Incentive | Business, Industrial | 2009 | Preliminary | 230 | 2008 – Motor Totally Enclosed Fan-Cooled (TEFC), 3 HP - Multi-Family Sector | 0.04 | Quasi-Prescriptive | Quasi-Prescriptive | Quasi-Prescriptive | Quasi-Prescriptive | Quasi-Prescriptive | 41 | 20 | 0 | 0 | 0 | 0 | 0 | 0 | 0
746 | 39 | Electricity Retrofit Incentive | Business, Industrial | 2009 | Preliminary | 231 | 2008 – Motor Totally Enclosed Fan-Cooled (TEFC), 5 HP - Multi-Family Sector | 0.07 | Quasi-Prescriptive | Quasi-Prescriptive | Quasi-Prescriptive | Quasi-Prescriptive | Quasi-Prescriptive | 41 | 20 | 0 | 0 | 0 | 0 | 0 | 0 | 0
747 | 39 | Electricity Retrofit Incentive | Business, Industrial | 2009 | Preliminary | 232 | 2008 – Motor Totally Enclosed Fan-Cooled (TEFC), 7.5 HP - Multi-Family Sector | 0.11 | Quasi-Prescriptive | Quasi-Prescriptive | Quasi-Prescriptive | Quasi-Prescriptive | Quasi-Prescriptive | 41 | 20 | 0 | 0 | 0 | 0 | 0 | 0 | 0
748 | 39 | Electricity Retrofit Incentive | Business, Industrial | 2009 | Preliminary | 233 | 2008 – Motor Totally Enclosed Fan-Cooled (TEFC), 10 HP - Multi-Family Sector | 0.15 | Quasi-Prescriptive | Quasi-Prescriptive | Quasi-Prescriptive | Quasi-Prescriptive | Quasi-Prescriptive | 41 | 20 | 0 | 0 | 0 | 0 | 0 | 0 | 0
749 | 39 | Electricity Retrofit Incentive | Business, Industrial | 2009 | Preliminary | 234 | 2008 – Motor Totally Enclosed Fan-Cooled (TEFC), 15 HP - Multi-Family Sector | 0.14 | Quasi-Prescriptive | Quasi-Prescriptive | Quasi-Prescriptive | Quasi-Prescriptive | Quasi-Prescriptive | 41 | 20 | 0 | 0 | 0 | 0 | 0 | 0 | 0
750 | 39 | Electricity Retrofit Incentive | Business, Industrial | 2009 | Preliminary | 235 | 2008 – Motor Totally Enclosed Fan-Cooled (TEFC), 20 HP - Multi-Family Sector | 0.26 | Quasi-Prescriptive | Quasi-Prescriptive | Quasi-Prescriptive | Quasi-Prescriptive | Quasi-Prescriptive | 41 | 20 | 0 | 0 | 0 | 0 | 0 | 0 | 0
751 | 39 | Electricity Retrofit Incentive | Business, Industrial | 2009 | Preliminary | 236 | 2008 – Motor Totally Enclosed Fan-Cooled (TEFC), 25 HP - Multi-Family Sector | 0.19 | Quasi-Prescriptive | Quasi-Prescriptive | Quasi-Prescriptive | Quasi-Prescriptive | Quasi-Prescriptive | 41 | 20 | 0 | 0 | 0 | 0 | 0 | 0 | 0
752 | 39 | Electricity Retrofit Incentive | Business, Industrial | 2009 | Preliminary | 237 | 2008 – Motor Totally Enclosed Fan-Cooled (TEFC), 30 HP - Multi-Family Sector | 0.23 | Quasi-Prescriptive | Quasi-Prescriptive | Quasi-Prescriptive | Quasi-Prescriptive | Quasi-Prescriptive | 41 | 20 | 0 | 0 | 0 | 0 | 0 | 0 | 0
753 | 39 | Electricity Retrofit Incentive | Business, Industrial | 2009 | Preliminary | 238 | 2008 – Motor Totally Enclosed Fan-Cooled (TEFC), 40 HP - Multi-Family Sector | 0.28 | Quasi-Prescriptive | Quasi-Prescriptive | Quasi-Prescriptive | Quasi-Prescriptive | Quasi-Prescriptive | 41 | 20 | 0 | 0 | 0 | 0 | 0 | 0 | 0
754 | 39 | Electricity Retrofit Incentive | Business, Industrial | 2009 | Preliminary | 239 | 2008 – Motor Totally Enclosed Fan-Cooled (TEFC), 50 HP - Multi-Family Sector | 0.48 | Quasi-Prescriptive | Quasi-Prescriptive | Quasi-Prescriptive | Quasi-Prescriptive | Quasi-Prescriptive | 41 | 20 | 0 | 0 | 0 | 0 | 0 | 0 | 0
755 | 39 | Electricity Retrofit Incentive | Business, Industrial | 2009 | Preliminary | 240 | 2008 – Motor Totally Enclosed Fan-Cooled (TEFC), 60 HP - Multi-Family Sector | 0.53 | Quasi-Prescriptive | Quasi-Prescriptive | Quasi-Prescriptive | Quasi-Prescriptive | Quasi-Prescriptive | 41 | 20 | 0 | 0 | 0 | 0 | 0 | 0 | 0
756 | 39 | Electricity Retrofit Incentive | Business, Industrial | 2009 | Preliminary | 241 | 2008 – Motor Totally Enclosed Fan-Cooled (TEFC), 75 HP - Multi-Family Sector | 0.61 | Quasi-Prescriptive | Quasi-Prescriptive | Quasi-Prescriptive | Quasi-Prescriptive | Quasi-Prescriptive | 41 | 20 | 0 | 0 | 0 | 0 | 0 | 0 | 0
757 | 39 | Electricity Retrofit Incentive | Business, Industrial | 2009 | Preliminary | 242 | 2008 – Motor Totally Enclosed Fan-Cooled (TEFC), 100 HP - Multi-Family Sector | 0.56 | Quasi-Prescriptive | Quasi-Prescriptive | Quasi-Prescriptive | Quasi-Prescriptive | Quasi-Prescriptive | 41 | 20 | 0 | 0 | 0 | 0 | 0 | 0 | 0
758 | 39 | Electricity Retrofit Incentive | Business, Industrial | 2009 | Preliminary | 243 | 2008 – Motor Totally Enclosed Fan-Cooled (TEFC), 125 HP - Multi-Family Sector | 0.7 | Quasi-Prescriptive | Quasi-Prescriptive | Quasi-Prescriptive | Quasi-Prescriptive | Quasi-Prescriptive | 41 | 20 | 0 | 0 | 0 | 0 | 0 | 0 | 0
759 | 39 | Electricity Retrofit Incentive | Business, Industrial | 2009 | Preliminary | 244 | 2008 – Motor Totally Enclosed Fan-Cooled (TEFC), 150 HP - Multi-Family Sector | 0.74 | Quasi-Prescriptive | Quasi-Prescriptive | Quasi-Prescriptive | Quasi-Prescriptive | Quasi-Prescriptive | 41 | 20 | 0 | 0 | 0 | 0 | 0 | 0 | 0
760 | 39 | Electricity Retrofit Incentive | Business, Industrial | 2009 | Preliminary | 245 | 2008 – Motor Totally Enclosed Fan-Cooled (TEFC), 200 HP - Multi-Family Sector | 1.47 | Quasi-Prescriptive | Quasi-Prescriptive | Quasi-Prescriptive | Quasi-Prescriptive | Quasi-Prescriptive | 41 | 20 | 0 | 0 | 0 | 0 | 0 | 0 | 0
761 | 39 | Electricity Retrofit Incentive | Business, Industrial | 2009 | Preliminary | 246 | 2008 – Transformer Size 15 - Multi-Family Sector | 0.15125 | Quasi-Prescriptive | Quasi-Prescriptive | Quasi-Prescriptive | Quasi-Prescriptive | Quasi-Prescriptive | 41 | 20 | 0 | 0 | 0 | 0 | 0 | 0 | 0
762 | 39 | Electricity Retrofit Incentive | Business, Industrial | 2009 | Preliminary | 247 | 2008 – Transformer Size 30 - Multi-Family Sector | 0.22957 | Quasi-Prescriptive | Quasi-Prescriptive | Quasi-Prescriptive | Quasi-Prescriptive | Quasi-Prescriptive | 41 | 20 | 0 | 0 | 0 | 0 | 0 | 0 | 0
763 | 39 | Electricity Retrofit Incentive | Business, Industrial | 2009 | Preliminary | 248 | 2008 – Transformer Size 45 - Multi-Family Sector | 0.23932 | Quasi-Prescriptive | Quasi-Prescriptive | Quasi-Prescriptive | Quasi-Prescriptive | Quasi-Prescriptive | 41 | 20 | 0 | 0 | 0 | 0 | 0 | 0 | 0
764 | 39 | Electricity Retrofit Incentive | Business, Industrial | 2009 | Preliminary | 249 | 2008 – Transformer Size 75 - Multi-Family Sector | 0.34687 | Quasi-Prescriptive | Quasi-Prescriptive | Quasi-Prescriptive | Quasi-Prescriptive | Quasi-Prescriptive | 41 | 20 | 0 | 0 | 0 | 0 | 0 | 0 | 0
765 | 39 | Electricity Retrofit Incentive | Business, Industrial | 2009 | Preliminary | 250 | 2008 – Transformer Size 122.5 - Multi-Family Sector | 0.44369 | Quasi-Prescriptive | Quasi-Prescriptive | Quasi-Prescriptive | Quasi-Prescriptive | Quasi-Prescriptive | 41 | 20 | 0 | 0 | 0 | 0 | 0 | 0 | 0
766 | 39 | Electricity Retrofit Incentive | Business, Industrial | 2009 | Preliminary | 251 | 2008 – Transformer Size 150 - Multi-Family Sector | 0.39279 | Quasi-Prescriptive | Quasi-Prescriptive | Quasi-Prescriptive | Quasi-Prescriptive | Quasi-Prescriptive | 41 | 20 | 0 | 0 | 0 | 0 | 0 | 0 | 0
767 | 39 | Electricity Retrofit Incentive | Business, Industrial | 2009 | Preliminary | 252 | 2008 – Transformer Size 225 - Multi-Family Sector | 0.50296 | Quasi-Prescriptive | Quasi-Prescriptive | Quasi-Prescriptive | Quasi-Prescriptive | Quasi-Prescriptive | 41 | 20 | 0 | 0 | 0 | 0 | 0 | 0 | 0
768 | 39 | Electricity Retrofit Incentive | Business, Industrial | 2009 | Preliminary | 253 | 2008 – Transformer Size 300 - Multi-Family Sector | 0.50142 | Quasi-Prescriptive | Quasi-Prescriptive | Quasi-Prescriptive | Quasi-Prescriptive | Quasi-Prescriptive | 41 | 20 | 0 | 0 | 0 | 0 | 0 | 0 | 0
769 | 39 | Electricity Retrofit Incentive | Business, Industrial | 2009 | Preliminary | 254 | 2008 – Transformer Size 500 - Multi-Family Sector | 0.83401 | Quasi-Prescriptive | Quasi-Prescriptive | Quasi-Prescriptive | Quasi-Prescriptive | Quasi-Prescriptive | 41 | 20 | 0 | 0 | 0 | 0 | 0 | 0 | 0
770 | 39 | Electricity Retrofit Incentive | Business, Industrial | 2009 | Preliminary | 255 | 2008 – Transformer Size 750 - Multi-Family Sector | 0.83148 | Quasi-Prescriptive | Quasi-Prescriptive | Quasi-Prescriptive | Quasi-Prescriptive | Quasi-Prescriptive | 41 | 20 | 0 | 0 | 0 | 0 | 0 | 0 | 0
771 | 39 | Electricity Retrofit Incentive | Business, Industrial | 2009 | Preliminary | 256 | 2008 – Transformer Size 1000 - Multi-Family Sector | 1.1064 | Quasi-Prescriptive | Quasi-Prescriptive | Quasi-Prescriptive | Quasi-Prescriptive | Quasi-Prescriptive | 41 | 20 | 0 | 0 | 0 | 0 | 0 | 0 | 0
772 | 39 | Electricity Retrofit Incentive | Business, Industrial | 2009 | Preliminary | 257 | 2008 – Unitary AC Single Phase <= 5.4 Tons - Multi-Family Sector | 0.052 | Quasi-Prescriptive | Quasi-Prescriptive | Quasi-Prescriptive | Quasi-Prescriptive | Quasi-Prescriptive | 41 | 20 | 0 | 0 | 0 | 0 | 0 | 0 | 0
773 | 39 | Electricity Retrofit Incentive | Business, Industrial | 2009 | Preliminary | 258 | 2008 – Unitary AC 3 Phase <= 5.4 Tons - Multi-Family Sector | 0.052 | Quasi-Prescriptive | Quasi-Prescriptive | Quasi-Prescriptive | Quasi-Prescriptive | Quasi-Prescriptive | 41 | 20 | 0 | 0 | 0 | 0 | 0 | 0 | 0
774 | 39 | Electricity Retrofit Incentive | Business, Industrial | 2009 | Preliminary | 259 | 2008 – Unitary AC >5.4 & <= 11.25 tons - Multi-Family Sector | 0.126 | Quasi-Prescriptive | Quasi-Prescriptive | Quasi-Prescriptive | Quasi-Prescriptive | Quasi-Prescriptive | 41 | 20 | 0 | 0 | 0 | 0 | 0 | 0 | 0
775 | 39 | Electricity Retrofit Incentive | Business, Industrial | 2009 | Preliminary | 260 | 2008 – Unitary AC >11.25 & <= 20 tons - Multi-Family Sector | 0.179 | Quasi-Prescriptive | Quasi-Prescriptive | Quasi-Prescriptive | Quasi-Prescriptive | Quasi-Prescriptive | 41 | 20 | 0 | 0 | 0 | 0 | 0 | 0 | 0
776 | 39 | Electricity Retrofit Incentive | Business, Industrial | 2009 | Preliminary | 261 | 2008 – Unitary AC 25 tons - Multi-Family Sector | 0.12 | Quasi-Prescriptive | Quasi-Prescriptive | Quasi-Prescriptive | Quasi-Prescriptive | Quasi-Prescriptive | 41 | 20 | 0 | 0 | 0 | 0 | 0 | 0 | 0
777 | 39 | Electricity Retrofit Incentive | Business, Industrial | 2009 | Preliminary | 262 | 2008 – AgriCommercial Creep Heat Pads, up to 75W maximum - Multi-Family Sector | 0.075 | Quasi-Prescriptive | Quasi-Prescriptive | Quasi-Prescriptive | Quasi-Prescriptive | Quasi-Prescriptive | 41 | 20 | 0 | 0 | 0 | 0 | 0 | 0 | 0
778 | 39 | Electricity Retrofit Incentive | Business, Industrial | 2009 | Preliminary | 263 | 2008 – AgriCommercial Creep Heat Pads, up to 100W maximum - Multi-Family Sector | 0.075 | Quasi-Prescriptive | Quasi-Prescriptive | Quasi-Prescriptive | Quasi-Prescriptive | Quasi-Prescriptive | 41 | 20 | 0 | 0 | 0 | 0 | 0 | 0 | 0
779 | 39 | Electricity Retrofit Incentive | Business, Industrial | 2009 | Preliminary | 264 | 2008 – AgriCommercial Creep Heat Pads, up to 150W maximum - Multi-Family Sector | 0.15 | Quasi-Prescriptive | Quasi-Prescriptive | Quasi-Prescriptive | Quasi-Prescriptive | Quasi-Prescriptive | 41 | 20 | 0 | 0 | 0 | 0 | 0 | 0 | 0
780 | 39 | Electricity Retrofit Incentive | Business, Industrial | 2009 | Preliminary | 265 | 2008 – AgriCommercial Creep Heat Pads, up to 200W maximum - Multi-Family Sector | 0.15 | Quasi-Prescriptive | Quasi-Prescriptive | Quasi-Prescriptive | Quasi-Prescriptive | Quasi-Prescriptive | 41 | 20 | 0 | 0 | 0 | 0 | 0 | 0 | 0
781 | 39 | Electricity Retrofit Incentive | Business, Industrial | 2009 | Preliminary | 266 | 2008 – AgriCommercial High Temperature Cutout Thermostat - Multi-Family Sector | 0.13125 | Quasi-Prescriptive | Quasi-Prescriptive | Quasi-Prescriptive | Quasi-Prescriptive | Quasi-Prescriptive | 41 | 20 | 0 | 0 | 0 | 0 | 0 | 0 | 0
782 | 39 | Electricity Retrofit Incentive | Business, Industrial | 2009 | Preliminary | 267 | 2008 – AgriCommercial Creep Heat Controller - Multi-Family Sector | 0.13125 | Quasi-Prescriptive | Quasi-Prescriptive | Quasi-Prescriptive | Quasi-Prescriptive | Quasi-Prescriptive | 41 | 20 | 0 | 0 | 0 | 0 | 0 | 0 | 0
783 | 39 | Electricity Retrofit Incentive | Business, Industrial | 2009 | Preliminary | 268 | 2008 – AgriCommercial Energy Efficient Ventilation Exhaust Fans - Multi-Family Sector | 0.052 | Quasi-Prescriptive | Quasi-Prescriptive | Quasi-Prescriptive | Quasi-Prescriptive | Quasi-Prescriptive | 41 | 20 | 0 | 0 | 0 | 0 | 0 | 0 | 0
784 | 39 | Electricity Retrofit Incentive | Business, Industrial | 2009 | Preliminary | 269 | 2008 – AgriCommercial Low Energy Livestock Waterers - Multi-Family Sector | 0.7 | Quasi-Prescriptive | Quasi-Prescriptive | Quasi-Prescriptive | Quasi-Prescriptive | Quasi-Prescriptive | 41 | 20 | 0 | 0 | 0 | 0 | 0 | 0 | 0
785 | 39 | Electricity Retrofit Incentive | Business, Industrial | 2009 | Preliminary | 270 | 2008 – AgriCommercial Photocell and Timer for Lighting Control - Multi-Family Sector | 0.11 | Quasi-Prescriptive | Quasi-Prescriptive | Quasi-Prescriptive | Quasi-Prescriptive | Quasi-Prescriptive | 41 | 20 | 0 | 0 | 0 | 0 | 0 | 0 | 0
786 | 39 | Electricity Retrofit Incentive | Business, Industrial | 2009 | Preliminary | 271 | 2009 – Lighting System ENERGY STAR® Rated Exit Signs - Multi-Family Sector | 0.026 | Quasi-Prescriptive | Quasi-Prescriptive | Quasi-Prescriptive | Quasi-Prescriptive | Quasi-Prescriptive | 41 | 20 | 0 | 0 | 0 | 0 | 0 | 0 | 0
787 | 39 | Electricity Retrofit Incentive | Business, Industrial | 2009 | Preliminary | 272 | 2009 – Lighting System Refrigeratred Display Case LED Strip Lights - Multi-Family Sector | 0.077 | Quasi-Prescriptive | Quasi-Prescriptive | Quasi-Prescriptive | Quasi-Prescriptive | Quasi-Prescriptive | 41 | 20 | 0 | 0 | 0 | 0 | 0 | 0 | 0
788 | 39 | Electricity Retrofit Incentive | Business, Industrial | 2009 | Preliminary | 273 | 2009 – Lighting System Screw-In & GU-24 base CFLs - Multi-Family Sector | 0.046 | Quasi-Prescriptive | Quasi-Prescriptive | Quasi-Prescriptive | Quasi-Prescriptive | Quasi-Prescriptive | 41 | 20 | 0 | 0 | 0 | 0 | 0 | 0 | 0
789 | 39 | Electricity Retrofit Incentive | Business, Industrial | 2009 | Preliminary | 274 | 2009 – Lighting System PAR CFLs, <= 11W - Multi-Family Sector | 0.029 | Quasi-Prescriptive | Quasi-Prescriptive | Quasi-Prescriptive | Quasi-Prescriptive | Quasi-Prescriptive | 41 | 20 | 0 | 0 | 0 | 0 | 0 | 0 | 0
790 | 39 | Electricity Retrofit Incentive | Business, Industrial | 2009 | Preliminary | 275 | 2009 – Lighting System PAR CFLs, 12-20W - Multi-Family Sector | 0.045 | Quasi-Prescriptive | Quasi-Prescriptive | Quasi-Prescriptive | Quasi-Prescriptive | Quasi-Prescriptive | 41 | 20 | 0 | 0 | 0 | 0 | 0 | 0 | 0
791 | 39 | Electricity Retrofit Incentive | Business, Industrial | 2009 | Preliminary | 276 | 2009 – Lighting System PAR CFLs, 20-39W - Multi-Family Sector | 0.074 | Quasi-Prescriptive | Quasi-Prescriptive | Quasi-Prescriptive | Quasi-Prescriptive | Quasi-Prescriptive | 41 | 20 | 0 | 0 | 0 | 0 | 0 | 0 | 0
792 | 39 | Electricity Retrofit Incentive | Business, Industrial | 2009 | Preliminary | 277 | 2009 – Lighting System 2 Pin CFLs, <14W - Multi-Family Sector | 0.055 | Quasi-Prescriptive | Quasi-Prescriptive | Quasi-Prescriptive | Quasi-Prescriptive | Quasi-Prescriptive | 41 | 20 | 0 | 0 | 0 | 0 | 0 | 0 | 0
793 | 39 | Electricity Retrofit Incentive | Business, Industrial | 2009 | Preliminary | 278 | 2009 – Lighting System 2 Pin CFLs, 14-26W - Multi-Family Sector | 0.055 | Quasi-Prescriptive | Quasi-Prescriptive | Quasi-Prescriptive | Quasi-Prescriptive | Quasi-Prescriptive | 41 | 20 | 0 | 0 | 0 | 0 | 0 | 0 | 0
794 | 39 | Electricity Retrofit Incentive | Business, Industrial | 2009 | Preliminary | 279 | 2009 – Lighting System 2 Pin CFLs, 29-39W - Multi-Family Sector | 0.055 | Quasi-Prescriptive | Quasi-Prescriptive | Quasi-Prescriptive | Quasi-Prescriptive | Quasi-Prescriptive | 41 | 20 | 0 | 0 | 0 | 0 | 0 | 0 | 0
795 | 39 | Electricity Retrofit Incentive | Business, Industrial | 2009 | Preliminary | 280 | 2009 – Lighting System 4 Pin CFLs, <14W - Multi-Family Sector | 0.057 | Quasi-Prescriptive | Quasi-Prescriptive | Quasi-Prescriptive | Quasi-Prescriptive | Quasi-Prescriptive | 41 | 20 | 0 | 0 | 0 | 0 | 0 | 0 | 0
796 | 39 | Electricity Retrofit Incentive | Business, Industrial | 2009 | Preliminary | 281 | 2009 – Lighting System 4 Pin CFLs, 14-26W - Multi-Family Sector | 0.057 | Quasi-Prescriptive | Quasi-Prescriptive | Quasi-Prescriptive | Quasi-Prescriptive | Quasi-Prescriptive | 41 | 20 | 0 | 0 | 0 | 0 | 0 | 0 | 0
797 | 39 | Electricity Retrofit Incentive | Business, Industrial | 2009 | Preliminary | 282 | 2009 – Lighting System 4 Pin CFLs, 29-39W - Multi-Family Sector | 0.057 | Quasi-Prescriptive | Quasi-Prescriptive | Quasi-Prescriptive | Quasi-Prescriptive | Quasi-Prescriptive | 41 | 20 | 0 | 0 | 0 | 0 | 0 | 0 | 0
798 | 39 | Electricity Retrofit Incentive | Business, Industrial | 2009 | Preliminary | 283 | 2009 – Lighting System Dimmable CFLs, <=16W - Multi-Family Sector | 0.044 | Quasi-Prescriptive | Quasi-Prescriptive | Quasi-Prescriptive | Quasi-Prescriptive | Quasi-Prescriptive | 41 | 20 | 0 | 0 | 0 | 0 | 0 | 0 | 0
799 | 39 | Electricity Retrofit Incentive | Business, Industrial | 2009 | Preliminary | 284 | 2009 – Lighting System Dimmable CFLs, 17-20W - Multi-Family Sector | 0.06 | Quasi-Prescriptive | Quasi-Prescriptive | Quasi-Prescriptive | Quasi-Prescriptive | Quasi-Prescriptive | 41 | 20 | 0 | 0 | 0 | 0 | 0 | 0 | 0
800 | 39 | Electricity Retrofit Incentive | Business, Industrial | 2009 | Preliminary | 285 | 2009 – Lighting System Dimmable CFLs, 21-29W - Multi-Family Sector | 0.071 | Quasi-Prescriptive | Quasi-Prescriptive | Quasi-Prescriptive | Quasi-Prescriptive | Quasi-Prescriptive | 41 | 20 | 0 | 0 | 0 | 0 | 0 | 0 | 0
801 | 39 | Electricity Retrofit Incentive | Business, Industrial | 2009 | Preliminary | 286 | 2009 – Lighting System Standard Performance T8, Single Lamp - Multi-Family Sector | 0.019 | Quasi-Prescriptive | Quasi-Prescriptive | Quasi-Prescriptive | Quasi-Prescriptive | Quasi-Prescriptive | 41 | 20 | 0 | 0 | 0 | 0 | 0 | 0 | 0
802 | 39 | Electricity Retrofit Incentive | Business, Industrial | 2009 | Preliminary | 287 | 2009 – Lighting System Standard Performance T8, Double Lamp - Multi-Family Sector | 0.0265 | Quasi-Prescriptive | Quasi-Prescriptive | Quasi-Prescriptive | Quasi-Prescriptive | Quasi-Prescriptive | 41 | 20 | 0 | 0 | 0 | 0 | 0 | 0 | 0
803 | 39 | Electricity Retrofit Incentive | Business, Industrial | 2009 | Preliminary | 288 | 2009 – Lighting System Standard Performance T8, Triple Lamp - Multi-Family Sector | 0.045 | Quasi-Prescriptive | Quasi-Prescriptive | Quasi-Prescriptive | Quasi-Prescriptive | Quasi-Prescriptive | 41 | 20 | 0 | 0 | 0 | 0 | 0 | 0 | 0
804 | 39 | Electricity Retrofit Incentive | Business, Industrial | 2009 | Preliminary | 289 | 2009 – Lighting System Standard Performance T8, Quadruple Lamp - Multi-Family Sector | 0.05 | Quasi-Prescriptive | Quasi-Prescriptive | Quasi-Prescriptive | Quasi-Prescriptive | Quasi-Prescriptive | 41 | 20 | 0 | 0 | 0 | 0 | 0 | 0 | 0
805 | 39 | Electricity Retrofit Incentive | Business, Industrial | 2009 | Preliminary | 290 | 2009 – Lighting System High Performance T8, Single Lamp - Multi-Family Sector | 0.021 | Quasi-Prescriptive | Quasi-Prescriptive | Quasi-Prescriptive | Quasi-Prescriptive | Quasi-Prescriptive | 41 | 20 | 0 | 0 | 0 | 0 | 0 | 0 | 0
806 | 39 | Electricity Retrofit Incentive | Business, Industrial | 2009 | Preliminary | 291 | 2009 – Lighting System High Performance T8, Double Lamp - Multi-Family Sector | 0.0295 | Quasi-Prescriptive | Quasi-Prescriptive | Quasi-Prescriptive | Quasi-Prescriptive | Quasi-Prescriptive | 41 | 20 | 0 | 0 | 0 | 0 | 0 | 0 | 0
807 | 39 | Electricity Retrofit Incentive | Business, Industrial | 2009 | Preliminary | 292 | 2009 – Lighting System High Performance T8, Triple Lamp - Multi-Family Sector | 0.045 | Quasi-Prescriptive | Quasi-Prescriptive | Quasi-Prescriptive | Quasi-Prescriptive | Quasi-Prescriptive | 41 | 20 | 0 | 0 | 0 | 0 | 0 | 0 | 0
808 | 39 | Electricity Retrofit Incentive | Business, Industrial | 2009 | Preliminary | 293 | 2009 – Lighting System High Performance T8, Quadruple Lamp - Multi-Family Sector | 0.053 | Quasi-Prescriptive | Quasi-Prescriptive | Quasi-Prescriptive | Quasi-Prescriptive | Quasi-Prescriptive | 41 | 20 | 0 | 0 | 0 | 0 | 0 | 0 | 0
809 | 39 | Electricity Retrofit Incentive | Business, Industrial | 2009 | Preliminary | 294 | 2009 – Lighting System Standard Performance Medium Bay T8, 4 Lamp - Multi-Family Sector | 0.15 | Quasi-Prescriptive | Quasi-Prescriptive | Quasi-Prescriptive | Quasi-Prescriptive | Quasi-Prescriptive | 41 | 20 | 0 | 0 | 0 | 0 | 0 | 0 | 0
810 | 39 | Electricity Retrofit Incentive | Business, Industrial | 2009 | Preliminary | 295 | 2009 – Lighting System Standard Performance Medium Bay T8, 6 Lamp - Multi-Family Sector | 0.202 | Quasi-Prescriptive | Quasi-Prescriptive | Quasi-Prescriptive | Quasi-Prescriptive | Quasi-Prescriptive | 41 | 20 | 0 | 0 | 0 | 0 | 0 | 0 | 0
811 | 39 | Electricity Retrofit Incentive | Business, Industrial | 2009 | Preliminary | 296 | 2009 – Lighting System Standard Performance Medium Bay T8, 8 Lamp - Multi-Family Sector | 0.197 | Quasi-Prescriptive | Quasi-Prescriptive | Quasi-Prescriptive | Quasi-Prescriptive | Quasi-Prescriptive | 41 | 20 | 0 | 0 | 0 | 0 | 0 | 0 | 0
812 | 39 | Electricity Retrofit Incentive | Business, Industrial | 2009 | Preliminary | 297 | 2009 – Lighting System High Performance Medium Bay T8, 4 Lamp - Multi-Family Sector | 0.17 | Quasi-Prescriptive | Quasi-Prescriptive | Quasi-Prescriptive | Quasi-Prescriptive | Quasi-Prescriptive | 41 | 20 | 0 | 0 | 0 | 0 | 0 | 0 | 0
813 | 39 | Electricity Retrofit Incentive | Business, Industrial | 2009 | Preliminary | 298 | 2009 – Lighting System High Performance Medium Bay T8, 6 Lamp - Multi-Family Sector | 0.239 | Quasi-Prescriptive | Quasi-Prescriptive | Quasi-Prescriptive | Quasi-Prescriptive | Quasi-Prescriptive | 41 | 20 | 0 | 0 | 0 | 0 | 0 | 0 | 0
814 | 39 | Electricity Retrofit Incentive | Business, Industrial | 2009 | Preliminary | 299 | 2009 – Lighting System High Performance Medium Bay T8, 8 Lamp - Multi-Family Sector | 0.242 | Quasi-Prescriptive | Quasi-Prescriptive | Quasi-Prescriptive | Quasi-Prescriptive | Quasi-Prescriptive | 41 | 20 | 0 | 0 | 0 | 0 | 0 | 0 | 0
815 | 39 | Electricity Retrofit Incentive | Business, Industrial | 2009 | Preliminary | 300 | 2009 – Lighting System T5, 1-3 Lamps - Multi-Family Sector | 0.025667 | Quasi-Prescriptive | Quasi-Prescriptive | Quasi-Prescriptive | Quasi-Prescriptive | Quasi-Prescriptive | 41 | 20 | 0 | 0 | 0 | 0 | 0 | 0 | 0
816 | 39 | Electricity Retrofit Incentive | Business, Industrial | 2009 | Preliminary | 301 | 2009 – Lighting System Medium and High Bay T5, 4 Lamps - Multi-Family Sector | 0.16 | Quasi-Prescriptive | Quasi-Prescriptive | Quasi-Prescriptive | Quasi-Prescriptive | Quasi-Prescriptive | 41 | 20 | 0 | 0 | 0 | 0 | 0 | 0 | 0
817 | 39 | Electricity Retrofit Incentive | Business, Industrial | 2009 | Preliminary | 302 | 2009 – Lighting System Medium and High Bay T5, 6 Lamps - Multi-Family Sector | 0.156 | Quasi-Prescriptive | Quasi-Prescriptive | Quasi-Prescriptive | Quasi-Prescriptive | Quasi-Prescriptive | 41 | 20 | 0 | 0 | 0 | 0 | 0 | 0 | 0
818 | 39 | Electricity Retrofit Incentive | Business, Industrial | 2009 | Preliminary | 303 | 2009 – Lighting System Medium and High Bay T5, 8 Lamps - Multi-Family Sector | 0.242 | Quasi-Prescriptive | Quasi-Prescriptive | Quasi-Prescriptive | Quasi-Prescriptive | Quasi-Prescriptive | 41 | 20 | 0 | 0 | 0 | 0 | 0 | 0 | 0
819 | 39 | Electricity Retrofit Incentive | Business, Industrial | 2009 | Preliminary | 304 | 2009 – Lighting System Medium and High Bay T5, 10 Lamps - Multi-Family Sector | 0.314 | Quasi-Prescriptive | Quasi-Prescriptive | Quasi-Prescriptive | Quasi-Prescriptive | Quasi-Prescriptive | 41 | 20 | 0 | 0 | 0 | 0 | 0 | 0 | 0
820 | 39 | Electricity Retrofit Incentive | Business, Industrial | 2009 | Preliminary | 305 | 2009 – Lighting System Medium and High Bay T5, 12 Lamps - Multi-Family Sector | 0.386 | Quasi-Prescriptive | Quasi-Prescriptive | Quasi-Prescriptive | Quasi-Prescriptive | Quasi-Prescriptive | 41 | 20 | 0 | 0 | 0 | 0 | 0 | 0 | 0
821 | 39 | Electricity Retrofit Incentive | Business, Industrial | 2009 | Preliminary | 306 | 2009 – Lighting System 320W Pulse-Start Ceramic Metal Halide Lamp - Multi-Family Sector | 0.056 | Quasi-Prescriptive | Quasi-Prescriptive | Quasi-Prescriptive | Quasi-Prescriptive | Quasi-Prescriptive | 41 | 20 | 0 | 0 | 0 | 0 | 0 | 0 | 0
822 | 39 | Electricity Retrofit Incentive | Business, Industrial | 2009 | Preliminary | 307 | 2009 – Lighting System <30W PAR Self-Ballasted Ceramic Metal Halide Lamp - Multi-Family Sector | 0.061 | Quasi-Prescriptive | Quasi-Prescriptive | Quasi-Prescriptive | Quasi-Prescriptive | Quasi-Prescriptive | 41 | 20 | 0 | 0 | 0 | 0 | 0 | 0 | 0
823 | 39 | Electricity Retrofit Incentive | Business, Industrial | 2009 | Preliminary | 308 | 2009 – Lighting System 150W Metal Halide Lamp - Multi-Family Sector | 0.025 | Quasi-Prescriptive | Quasi-Prescriptive | Quasi-Prescriptive | Quasi-Prescriptive | Quasi-Prescriptive | 41 | 20 | 0 | 0 | 0 | 0 | 0 | 0 | 0
824 | 39 | Electricity Retrofit Incentive | Business, Industrial | 2009 | Preliminary | 309 | 2009 – Lighting System 360W Metal Halide Lamp - Multi-Family Sector | 0.04 | Quasi-Prescriptive | Quasi-Prescriptive | Quasi-Prescriptive | Quasi-Prescriptive | Quasi-Prescriptive | 41 | 20 | 0 | 0 | 0 | 0 | 0 | 0 | 0
825 | 39 | Electricity Retrofit Incentive | Business, Industrial | 2009 | Preliminary | 310 | 2009 – Lighting System 225W High Pressure Sodium Lamp - Multi-Family Sector | 0.025 | Quasi-Prescriptive | Quasi-Prescriptive | Quasi-Prescriptive | Quasi-Prescriptive | Quasi-Prescriptive | 41 | 20 | 0 | 0 | 0 | 0 | 0 | 0 | 0
826 | 39 | Electricity Retrofit Incentive | Business, Industrial | 2009 | Preliminary | 311 | 2009 – Lighting System <200W Metal Halide Electronic Ballast - Multi-Family Sector | 0.065 | Quasi-Prescriptive | Quasi-Prescriptive | Quasi-Prescriptive | Quasi-Prescriptive | Quasi-Prescriptive | 41 | 20 | 0 | 0 | 0 | 0 | 0 | 0 | 0
827 | 39 | Electricity Retrofit Incentive | Business, Industrial | 2009 | Preliminary | 312 | 2009 – Lighting System 250-360W Metal Halide Electronic Ballast - Multi-Family Sector | 0.128 | Quasi-Prescriptive | Quasi-Prescriptive | Quasi-Prescriptive | Quasi-Prescriptive | Quasi-Prescriptive | 41 | 20 | 0 | 0 | 0 | 0 | 0 | 0 | 0
828 | 39 | Electricity Retrofit Incentive | Business, Industrial | 2009 | Preliminary | 313 | 2009 – Lighting System 400W Metal Halide Electronic Ballast - Multi-Family Sector | 0.226 | Quasi-Prescriptive | Quasi-Prescriptive | Quasi-Prescriptive | Quasi-Prescriptive | Quasi-Prescriptive | 41 | 20 | 0 | 0 | 0 | 0 | 0 | 0 | 0
829 | 39 | Electricity Retrofit Incentive | Business, Industrial | 2009 | Preliminary | 314 | 2009 – Lighting System <200W High Pressure Sodium Electronic Ballast - Multi-Family Sector | 0.04 | Quasi-Prescriptive | Quasi-Prescriptive | Quasi-Prescriptive | Quasi-Prescriptive | Quasi-Prescriptive | 41 | 20 | 0 | 0 | 0 | 0 | 0 | 0 | 0
830 | 39 | Electricity Retrofit Incentive | Business, Industrial | 2009 | Preliminary | 315 | 2009 – Lighting System 250W High Pressure Sodium Electronic Ballast - Multi-Family Sector | 0.055 | Quasi-Prescriptive | Quasi-Prescriptive | Quasi-Prescriptive | Quasi-Prescriptive | Quasi-Prescriptive | 41 | 20 | 0 | 0 | 0 | 0 | 0 | 0 | 0
831 | 39 | Electricity Retrofit Incentive | Business, Industrial | 2009 | Preliminary | 316 | 2009 – Lighting System 400W High Pressure Sodium Electronic Ballast - Multi-Family Sector | 0.075 | Quasi-Prescriptive | Quasi-Prescriptive | Quasi-Prescriptive | Quasi-Prescriptive | Quasi-Prescriptive | 41 | 20 | 0 | 0 | 0 | 0 | 0 | 0 | 0
832 | 39 | Electricity Retrofit Incentive | Business, Industrial | 2009 | Preliminary | 317 | 2009 – Lighting System 600W High Pressure Sodium Electronic Ballast - Multi-Family Sector | 0.081 | Quasi-Prescriptive | Quasi-Prescriptive | Quasi-Prescriptive | Quasi-Prescriptive | Quasi-Prescriptive | 41 | 20 | 0 | 0 | 0 | 0 | 0 | 0 | 0
833 | 39 | Electricity Retrofit Incentive | Business, Industrial | 2009 | Preliminary | 318 | 2009 – Lighting System 1000W High Pressure Sodium Electronic Ballast - Multi-Family Sector | 0.095 | Quasi-Prescriptive | Quasi-Prescriptive | Quasi-Prescriptive | Quasi-Prescriptive | Quasi-Prescriptive | 41 | 20 | 0 | 0 | 0 | 0 | 0 | 0 | 0
834 | 39 | Electricity Retrofit Incentive | Business, Industrial | 2009 | Preliminary | 319 | 2009 – Lighting System <25W Infrared Coated Halogen MR16 Lamp - Multi-Family Sector | 0.015 | Quasi-Prescriptive | Quasi-Prescriptive | Quasi-Prescriptive | Quasi-Prescriptive | Quasi-Prescriptive | 41 | 20 | 0 | 0 | 0 | 0 | 0 | 0 | 0
835 | 39 | Electricity Retrofit Incentive | Business, Industrial | 2009 | Preliminary | 320 | 2009 – Lighting System 26-35W Infrared Coated Halogen MR16 Lamp - Multi-Family Sector | 0.015 | Quasi-Prescriptive | Quasi-Prescriptive | Quasi-Prescriptive | Quasi-Prescriptive | Quasi-Prescriptive | 41 | 20 | 0 | 0 | 0 | 0 | 0 | 0 | 0
836 | 39 | Electricity Retrofit Incentive | Business, Industrial | 2009 | Preliminary | 321 | 2009 – Lighting System <48W Infrared Coated Halogen PAR Lamp - Multi-Family Sector | 0.04 | Quasi-Prescriptive | Quasi-Prescriptive | Quasi-Prescriptive | Quasi-Prescriptive | Quasi-Prescriptive | 41 | 20 | 0 | 0 | 0 | 0 | 0 | 0 | 0
837 | 39 | Electricity Retrofit Incentive | Business, Industrial | 2009 | Preliminary | 322 | 2009 – Lighting System 49-60W Infrared Coated Halogen PAR Lamp - Multi-Family Sector | 0.1 | Quasi-Prescriptive | Quasi-Prescriptive | Quasi-Prescriptive | Quasi-Prescriptive | Quasi-Prescriptive | 41 | 20 | 0 | 0 | 0 | 0 | 0 | 0 | 0
838 | 39 | Electricity Retrofit Incentive | Business, Industrial | 2009 | Preliminary | 323 | 2009 – Lighting System Occupancy Sensors, Switch plate mounted occupancy sensor - Multi-Family Sector | 0.095 | Quasi-Prescriptive | Quasi-Prescriptive | Quasi-Prescriptive | Quasi-Prescriptive | Quasi-Prescriptive | 41 | 20 | 0 | 0 | 0 | 0 | 0 | 0 | 0
839 | 39 | Electricity Retrofit Incentive | Business, Industrial | 2009 | Preliminary | 324 | 2009 – Lighting System Occupancy Sensors, Ceiling mounted occupancy sensor - Multi-Family Sector | 0.095 | Quasi-Prescriptive | Quasi-Prescriptive | Quasi-Prescriptive | Quasi-Prescriptive | Quasi-Prescriptive | 41 | 20 | 0 | 0 | 0 | 0 | 0 | 0 | 0
840 | 39 | Electricity Retrofit Incentive | Business, Industrial | 2009 | Preliminary | 325 | 2009 – Motor Open Drip-Proof (ODP), 1 HP - Multi-Family Sector | 0.02 | Quasi-Prescriptive | Quasi-Prescriptive | Quasi-Prescriptive | Quasi-Prescriptive | Quasi-Prescriptive | 41 | 20 | 0 | 0 | 0 | 0 | 0 | 0 | 0
841 | 39 | Electricity Retrofit Incentive | Business, Industrial | 2009 | Preliminary | 326 | 2009 – Motor Open Drip-Proof (ODP), 1.5 HP - Multi-Family Sector | 0.03 | Quasi-Prescriptive | Quasi-Prescriptive | Quasi-Prescriptive | Quasi-Prescriptive | Quasi-Prescriptive | 41 | 20 | 0 | 0 | 0 | 0 | 0 | 0 | 0
842 | 39 | Electricity Retrofit Incentive | Business, Industrial | 2009 | Preliminary | 327 | 2009 – Motor Open Drip-Proof (ODP), 2 HP - Multi-Family Sector | 0.04 | Quasi-Prescriptive | Quasi-Prescriptive | Quasi-Prescriptive | Quasi-Prescriptive | Quasi-Prescriptive | 41 | 20 | 0 | 0 | 0 | 0 | 0 | 0 | 0
843 | 39 | Electricity Retrofit Incentive | Business, Industrial | 2009 | Preliminary | 328 | 2009 – Motor Open Drip-Proof (ODP), 3 HP - Multi-Family Sector | 0.07 | Quasi-Prescriptive | Quasi-Prescriptive | Quasi-Prescriptive | Quasi-Prescriptive | Quasi-Prescriptive | 41 | 20 | 0 | 0 | 0 | 0 | 0 | 0 | 0
844 | 39 | Electricity Retrofit Incentive | Business, Industrial | 2009 | Preliminary | 329 | 2009 – Motor Open Drip-Proof (ODP), 5 HP - Multi-Family Sector | 0.07 | Quasi-Prescriptive | Quasi-Prescriptive | Quasi-Prescriptive | Quasi-Prescriptive | Quasi-Prescriptive | 41 | 20 | 0 | 0 | 0 | 0 | 0 | 0 | 0
845 | 39 | Electricity Retrofit Incentive | Business, Industrial | 2009 | Preliminary | 330 | 2009 – Motor Open Drip-Proof (ODP), 7.5 HP - Multi-Family Sector | 0.13 | Quasi-Prescriptive | Quasi-Prescriptive | Quasi-Prescriptive | Quasi-Prescriptive | Quasi-Prescriptive | 41 | 20 | 0 | 0 | 0 | 0 | 0 | 0 | 0
846 | 39 | Electricity Retrofit Incentive | Business, Industrial | 2009 | Preliminary | 331 | 2009 – Motor Open Drip-Proof (ODP), 10 HP - Multi-Family Sector | 0.15 | Quasi-Prescriptive | Quasi-Prescriptive | Quasi-Prescriptive | Quasi-Prescriptive | Quasi-Prescriptive | 41 | 20 | 0 | 0 | 0 | 0 | 0 | 0 | 0
847 | 39 | Electricity Retrofit Incentive | Business, Industrial | 2009 | Preliminary | 332 | 2009 – Motor Open Drip-Proof (ODP), 15 HP - Multi-Family Sector | 0.2 | Quasi-Prescriptive | Quasi-Prescriptive | Quasi-Prescriptive | Quasi-Prescriptive | Quasi-Prescriptive | 41 | 20 | 0 | 0 | 0 | 0 | 0 | 0 | 0
848 | 39 | Electricity Retrofit Incentive | Business, Industrial | 2009 | Preliminary | 333 | 2009 – Motor Open Drip-Proof (ODP), 20 HP - Multi-Family Sector | 0.26 | Quasi-Prescriptive | Quasi-Prescriptive | Quasi-Prescriptive | Quasi-Prescriptive | Quasi-Prescriptive | 41 | 20 | 0 | 0 | 0 | 0 | 0 | 0 | 0
849 | 39 | Electricity Retrofit Incentive | Business, Industrial | 2009 | Preliminary | 334 | 2009 – Motor Open Drip-Proof (ODP), 25 HP - Multi-Family Sector | 0.31 | Quasi-Prescriptive | Quasi-Prescriptive | Quasi-Prescriptive | Quasi-Prescriptive | Quasi-Prescriptive | 41 | 20 | 0 | 0 | 0 | 0 | 0 | 0 | 0
850 | 39 | Electricity Retrofit Incentive | Business, Industrial | 2009 | Preliminary | 335 | 2009 – Motor Open Drip-Proof (ODP), 30 HP - Multi-Family Sector | 0.33 | Quasi-Prescriptive | Quasi-Prescriptive | Quasi-Prescriptive | Quasi-Prescriptive | Quasi-Prescriptive | 41 | 20 | 0 | 0 | 0 | 0 | 0 | 0 | 0
851 | 39 | Electricity Retrofit Incentive | Business, Industrial | 2009 | Preliminary | 336 | 2009 – Motor Open Drip-Proof (ODP), 40 HP - Multi-Family Sector | 0.28 | Quasi-Prescriptive | Quasi-Prescriptive | Quasi-Prescriptive | Quasi-Prescriptive | Quasi-Prescriptive | 41 | 20 | 0 | 0 | 0 | 0 | 0 | 0 | 0
852 | 39 | Electricity Retrofit Incentive | Business, Industrial | 2009 | Preliminary | 337 | 2009 – Motor Open Drip-Proof (ODP), 50 HP - Multi-Family Sector | 0.48 | Quasi-Prescriptive | Quasi-Prescriptive | Quasi-Prescriptive | Quasi-Prescriptive | Quasi-Prescriptive | 41 | 20 | 0 | 0 | 0 | 0 | 0 | 0 | 0
853 | 39 | Electricity Retrofit Incentive | Business, Industrial | 2009 | Preliminary | 338 | 2009 – Motor Open Drip-Proof (ODP), 60 HP - Multi-Family Sector | 0.53 | Quasi-Prescriptive | Quasi-Prescriptive | Quasi-Prescriptive | Quasi-Prescriptive | Quasi-Prescriptive | 41 | 20 | 0 | 0 | 0 | 0 | 0 | 0 | 0
854 | 39 | Electricity Retrofit Incentive | Business, Industrial | 2009 | Preliminary | 339 | 2009 – Motor Open Drip-Proof (ODP), 75 HP - Multi-Family Sector | 0.42 | Quasi-Prescriptive | Quasi-Prescriptive | Quasi-Prescriptive | Quasi-Prescriptive | Quasi-Prescriptive | 41 | 20 | 0 | 0 | 0 | 0 | 0 | 0 | 0
855 | 39 | Electricity Retrofit Incentive | Business, Industrial | 2009 | Preliminary | 340 | 2009 – Motor Open Drip-Proof (ODP), 100 HP - Multi-Family Sector | 0.81 | Quasi-Prescriptive | Quasi-Prescriptive | Quasi-Prescriptive | Quasi-Prescriptive | Quasi-Prescriptive | 41 | 20 | 0 | 0 | 0 | 0 | 0 | 0 | 0
856 | 39 | Electricity Retrofit Incentive | Business, Industrial | 2009 | Preliminary | 341 | 2009 – Motor Open Drip-Proof (ODP), 125 HP - Multi-Family Sector | 0.7 | Quasi-Prescriptive | Quasi-Prescriptive | Quasi-Prescriptive | Quasi-Prescriptive | Quasi-Prescriptive | 41 | 20 | 0 | 0 | 0 | 0 | 0 | 0 | 0
857 | 39 | Electricity Retrofit Incentive | Business, Industrial | 2009 | Preliminary | 342 | 2009 – Motor Open Drip-Proof (ODP), 150 HP - Multi-Family Sector | 0.74 | Quasi-Prescriptive | Quasi-Prescriptive | Quasi-Prescriptive | Quasi-Prescriptive | Quasi-Prescriptive | 41 | 20 | 0 | 0 | 0 | 0 | 0 | 0 | 0
858 | 39 | Electricity Retrofit Incentive | Business, Industrial | 2009 | Preliminary | 343 | 2009 – Motor Open Drip-Proof (ODP), 200 HP - Multi-Family Sector | 0.98 | Quasi-Prescriptive | Quasi-Prescriptive | Quasi-Prescriptive | Quasi-Prescriptive | Quasi-Prescriptive | 41 | 20 | 0 | 0 | 0 | 0 | 0 | 0 | 0
859 | 39 | Electricity Retrofit Incentive | Business, Industrial | 2009 | Preliminary | 344 | 2009 – Motor Totally Enclosed Fan-Cooled (TEFC), 1 HP - Multi-Family Sector | 0.02 | Quasi-Prescriptive | Quasi-Prescriptive | Quasi-Prescriptive | Quasi-Prescriptive | Quasi-Prescriptive | 41 | 20 | 0 | 0 | 0 | 0 | 0 | 0 | 0
860 | 39 | Electricity Retrofit Incentive | Business, Industrial | 2009 | Preliminary | 345 | 2009 – Motor Totally Enclosed Fan-Cooled (TEFC), 1.5 HP - Multi-Family Sector | 0.03 | Quasi-Prescriptive | Quasi-Prescriptive | Quasi-Prescriptive | Quasi-Prescriptive | Quasi-Prescriptive | 41 | 20 | 0 | 0 | 0 | 0 | 0 | 0 | 0
861 | 39 | Electricity Retrofit Incentive | Business, Industrial | 2009 | Preliminary | 346 | 2009 – Motor Totally Enclosed Fan-Cooled (TEFC), 2 HP - Multi-Family Sector | 0.04 | Quasi-Prescriptive | Quasi-Prescriptive | Quasi-Prescriptive | Quasi-Prescriptive | Quasi-Prescriptive | 41 | 20 | 0 | 0 | 0 | 0 | 0 | 0 | 0
862 | 39 | Electricity Retrofit Incentive | Business, Industrial | 2009 | Preliminary | 347 | 2009 – Motor Totally Enclosed Fan-Cooled (TEFC), 3 HP - Multi-Family Sector | 0.04 | Quasi-Prescriptive | Quasi-Prescriptive | Quasi-Prescriptive | Quasi-Prescriptive | Quasi-Prescriptive | 41 | 20 | 0 | 0 | 0 | 0 | 0 | 0 | 0
863 | 39 | Electricity Retrofit Incentive | Business, Industrial | 2009 | Preliminary | 348 | 2009 – Motor Totally Enclosed Fan-Cooled (TEFC), 5 HP - Multi-Family Sector | 0.07 | Quasi-Prescriptive | Quasi-Prescriptive | Quasi-Prescriptive | Quasi-Prescriptive | Quasi-Prescriptive | 41 | 20 | 0 | 0 | 0 | 0 | 0 | 0 | 0
864 | 39 | Electricity Retrofit Incentive | Business, Industrial | 2009 | Preliminary | 349 | 2009 – Motor Totally Enclosed Fan-Cooled (TEFC), 7.5 HP - Multi-Family Sector | 0.11 | Quasi-Prescriptive | Quasi-Prescriptive | Quasi-Prescriptive | Quasi-Prescriptive | Quasi-Prescriptive | 41 | 20 | 0 | 0 | 0 | 0 | 0 | 0 | 0
865 | 39 | Electricity Retrofit Incentive | Business, Industrial | 2009 | Preliminary | 350 | 2009 – Motor Totally Enclosed Fan-Cooled (TEFC), 10 HP - Multi-Family Sector | 0.15 | Quasi-Prescriptive | Quasi-Prescriptive | Quasi-Prescriptive | Quasi-Prescriptive | Quasi-Prescriptive | 41 | 20 | 0 | 0 | 0 | 0 | 0 | 0 | 0
866 | 39 | Electricity Retrofit Incentive | Business, Industrial | 2009 | Preliminary | 351 | 2009 – Motor Totally Enclosed Fan-Cooled (TEFC), 15 HP - Multi-Family Sector | 0.14 | Quasi-Prescriptive | Quasi-Prescriptive | Quasi-Prescriptive | Quasi-Prescriptive | Quasi-Prescriptive | 41 | 20 | 0 | 0 | 0 | 0 | 0 | 0 | 0
867 | 39 | Electricity Retrofit Incentive | Business, Industrial | 2009 | Preliminary | 352 | 2009 – Motor Totally Enclosed Fan-Cooled (TEFC), 20 HP - Multi-Family Sector | 0.26 | Quasi-Prescriptive | Quasi-Prescriptive | Quasi-Prescriptive | Quasi-Prescriptive | Quasi-Prescriptive | 41 | 20 | 0 | 0 | 0 | 0 | 0 | 0 | 0
868 | 39 | Electricity Retrofit Incentive | Business, Industrial | 2009 | Preliminary | 353 | 2009 – Motor Totally Enclosed Fan-Cooled (TEFC), 25 HP - Multi-Family Sector | 0.19 | Quasi-Prescriptive | Quasi-Prescriptive | Quasi-Prescriptive | Quasi-Prescriptive | Quasi-Prescriptive | 41 | 20 | 0 | 0 | 0 | 0 | 0 | 0 | 0
869 | 39 | Electricity Retrofit Incentive | Business, Industrial | 2009 | Preliminary | 354 | 2009 – Motor Totally Enclosed Fan-Cooled (TEFC), 30 HP - Multi-Family Sector | 0.23 | Quasi-Prescriptive | Quasi-Prescriptive | Quasi-Prescriptive | Quasi-Prescriptive | Quasi-Prescriptive | 41 | 20 | 0 | 0 | 0 | 0 | 0 | 0 | 0
870 | 39 | Electricity Retrofit Incentive | Business, Industrial | 2009 | Preliminary | 355 | 2009 – Motor Totally Enclosed Fan-Cooled (TEFC), 40 HP - Multi-Family Sector | 0.28 | Quasi-Prescriptive | Quasi-Prescriptive | Quasi-Prescriptive | Quasi-Prescriptive | Quasi-Prescriptive | 41 | 20 | 0 | 0 | 0 | 0 | 0 | 0 | 0
871 | 39 | Electricity Retrofit Incentive | Business, Industrial | 2009 | Preliminary | 356 | 2009 – Motor Totally Enclosed Fan-Cooled (TEFC), 50 HP - Multi-Family Sector | 0.48 | Quasi-Prescriptive | Quasi-Prescriptive | Quasi-Prescriptive | Quasi-Prescriptive | Quasi-Prescriptive | 41 | 20 | 0 | 0 | 0 | 0 | 0 | 0 | 0
872 | 39 | Electricity Retrofit Incentive | Business, Industrial | 2009 | Preliminary | 357 | 2009 – Motor Totally Enclosed Fan-Cooled (TEFC), 60 HP - Multi-Family Sector | 0.53 | Quasi-Prescriptive | Quasi-Prescriptive | Quasi-Prescriptive | Quasi-Prescriptive | Quasi-Prescriptive | 41 | 20 | 0 | 0 | 0 | 0 | 0 | 0 | 0
873 | 39 | Electricity Retrofit Incentive | Business, Industrial | 2009 | Preliminary | 358 | 2009 – Motor Totally Enclosed Fan-Cooled (TEFC), 75 HP - Multi-Family Sector | 0.61 | Quasi-Prescriptive | Quasi-Prescriptive | Quasi-Prescriptive | Quasi-Prescriptive | Quasi-Prescriptive | 41 | 20 | 0 | 0 | 0 | 0 | 0 | 0 | 0
874 | 39 | Electricity Retrofit Incentive | Business, Industrial | 2009 | Preliminary | 359 | 2009 – Motor Totally Enclosed Fan-Cooled (TEFC), 100 HP - Multi-Family Sector | 0.56 | Quasi-Prescriptive | Quasi-Prescriptive | Quasi-Prescriptive | Quasi-Prescriptive | Quasi-Prescriptive | 41 | 20 | 0 | 0 | 0 | 0 | 0 | 0 | 0
875 | 39 | Electricity Retrofit Incentive | Business, Industrial | 2009 | Preliminary | 360 | 2009 – Motor Totally Enclosed Fan-Cooled (TEFC), 125 HP - Multi-Family Sector | 0.7 | Quasi-Prescriptive | Quasi-Prescriptive | Quasi-Prescriptive | Quasi-Prescriptive | Quasi-Prescriptive | 41 | 20 | 0 | 0 | 0 | 0 | 0 | 0 | 0
876 | 39 | Electricity Retrofit Incentive | Business, Industrial | 2009 | Preliminary | 361 | 2009 – Motor Totally Enclosed Fan-Cooled (TEFC), 150 HP - Multi-Family Sector | 0.74 | Quasi-Prescriptive | Quasi-Prescriptive | Quasi-Prescriptive | Quasi-Prescriptive | Quasi-Prescriptive | 41 | 20 | 0 | 0 | 0 | 0 | 0 | 0 | 0
877 | 39 | Electricity Retrofit Incentive | Business, Industrial | 2009 | Preliminary | 362 | 2009 – Motor Totally Enclosed Fan-Cooled (TEFC), 200 HP - Multi-Family Sector | 1.47 | Quasi-Prescriptive | Quasi-Prescriptive | Quasi-Prescriptive | Quasi-Prescriptive | Quasi-Prescriptive | 41 | 20 | 0 | 0 | 0 | 0 | 0 | 0 | 0
878 | 39 | Electricity Retrofit Incentive | Business, Industrial | 2009 | Preliminary | 363 | 2009 – Unitary AC Single Phase <= 5.4 Tons - Multi-Family Sector | 0.052 | Quasi-Prescriptive | Quasi-Prescriptive | Quasi-Prescriptive | Quasi-Prescriptive | Quasi-Prescriptive | 41 | 20 | 0 | 0 | 0 | 0 | 0 | 0 | 0
879 | 39 | Electricity Retrofit Incentive | Business, Industrial | 2009 | Preliminary | 364 | 2009 – Unitary AC 3 Phase <= 5.4 Tons - Multi-Family Sector | 0.052 | Quasi-Prescriptive | Quasi-Prescriptive | Quasi-Prescriptive | Quasi-Prescriptive | Quasi-Prescriptive | 41 | 20 | 0 | 0 | 0 | 0 | 0 | 0 | 0
880 | 39 | Electricity Retrofit Incentive | Business, Industrial | 2009 | Preliminary | 365 | 2009 – Unitary AC >5.4 & <= 11.25 tons - Multi-Family Sector | 0.126 | Quasi-Prescriptive | Quasi-Prescriptive | Quasi-Prescriptive | Quasi-Prescriptive | Quasi-Prescriptive | 41 | 20 | 0 | 0 | 0 | 0 | 0 | 0 | 0
881 | 39 | Electricity Retrofit Incentive | Business, Industrial | 2009 | Preliminary | 366 | 2009 – Unitary AC >11.25 & <= 20 tons - Multi-Family Sector | 0.179 | Quasi-Prescriptive | Quasi-Prescriptive | Quasi-Prescriptive | Quasi-Prescriptive | Quasi-Prescriptive | 41 | 20 | 0 | 0 | 0 | 0 | 0 | 0 | 0
882 | 39 | Electricity Retrofit Incentive | Business, Industrial | 2009 | Preliminary | 367 | 2009 – Unitary AC 25 tons - Multi-Family Sector | 0.12 | Quasi-Prescriptive | Quasi-Prescriptive | Quasi-Prescriptive | Quasi-Prescriptive | Quasi-Prescriptive | 41 | 20 | 0 | 0 | 0 | 0 | 0 | 0 | 0
883 | 39 | Electricity Retrofit Incentive | Business, Industrial | 2009 | Preliminary | 368 | 2009 – AgriCommercial Creep Heat Pads, 75W - Multi-Family Sector | 0.075 | Quasi-Prescriptive | Quasi-Prescriptive | Quasi-Prescriptive | Quasi-Prescriptive | Quasi-Prescriptive | 41 | 20 | 0 | 0 | 0 | 0 | 0 | 0 | 0
884 | 39 | Electricity Retrofit Incentive | Business, Industrial | 2009 | Preliminary | 369 | 2009 – AgriCommercial Creep Heat Pads, 100W - Multi-Family Sector | 0.075 | Quasi-Prescriptive | Quasi-Prescriptive | Quasi-Prescriptive | Quasi-Prescriptive | Quasi-Prescriptive | 41 | 20 | 0 | 0 | 0 | 0 | 0 | 0 | 0
885 | 39 | Electricity Retrofit Incentive | Business, Industrial | 2009 | Preliminary | 370 | 2009 – AgriCommercial Creep Heat Pads, 150W - Multi-Family Sector | 0.15 | Quasi-Prescriptive | Quasi-Prescriptive | Quasi-Prescriptive | Quasi-Prescriptive | Quasi-Prescriptive | 41 | 20 | 0 | 0 | 0 | 0 | 0 | 0 | 0
886 | 39 | Electricity Retrofit Incentive | Business, Industrial | 2009 | Preliminary | 371 | 2009 – AgriCommercial Creep Heat Pads, 200W - Multi-Family Sector | 0.15 | Quasi-Prescriptive | Quasi-Prescriptive | Quasi-Prescriptive | Quasi-Prescriptive | Quasi-Prescriptive | 41 | 20 | 0 | 0 | 0 | 0 | 0 | 0 | 0
887 | 39 | Electricity Retrofit Incentive | Business, Industrial | 2009 | Preliminary | 372 | 2009 – AgriCommercial High Temperature Cutout Thermostat - Multi-Family Sector | 0.13125 | Quasi-Prescriptive | Quasi-Prescriptive | Quasi-Prescriptive | Quasi-Prescriptive | Quasi-Prescriptive | 41 | 20 | 0 | 0 | 0 | 0 | 0 | 0 | 0
888 | 39 | Electricity Retrofit Incentive | Business, Industrial | 2009 | Preliminary | 373 | 2009 – AgriCommercial Creep Heat Controller - Multi-Family Sector | 0.13125 | Quasi-Prescriptive | Quasi-Prescriptive | Quasi-Prescriptive | Quasi-Prescriptive | Quasi-Prescriptive | 41 | 20 | 0 | 0 | 0 | 0 | 0 | 0 | 0
889 | 39 | Electricity Retrofit Incentive | Business, Industrial | 2009 | Preliminary | 374 | 2009 – AgriCommercial Energy Efficient Ventilation Exhaust Fans - Multi-Family Sector | 0.052 | Quasi-Prescriptive | Quasi-Prescriptive | Quasi-Prescriptive | Quasi-Prescriptive | Quasi-Prescriptive | 41 | 20 | 0 | 0 | 0 | 0 | 0 | 0 | 0
890 | 39 | Electricity Retrofit Incentive | Business, Industrial | 2009 | Preliminary | 375 | 2009 – AgriCommercial Low Energy Livestock Waterers - Multi-Family Sector | 0.7 | Quasi-Prescriptive | Quasi-Prescriptive | Quasi-Prescriptive | Quasi-Prescriptive | Quasi-Prescriptive | 41 | 20 | 0 | 0 | 0 | 0 | 0 | 0 | 0
891 | 39 | Electricity Retrofit Incentive | Business, Industrial | 2009 | Preliminary | 376 | 2009 – AgriCommercial Photocell and Timer for Lighting Control - Multi-Family Sector | 0.11 | Quasi-Prescriptive | Quasi-Prescriptive | Quasi-Prescriptive | Quasi-Prescriptive | Quasi-Prescriptive | 41 | 20 | 0 | 0 | 0 | 0 | 0 | 0 | 0
892 | 39 | Electricity Retrofit Incentive | Business, Industrial | 2009 | Preliminary | 377 | 2009 – AgriCommercial High Speed Low Volume Fans - Multi-Family Sector | 0.052 | Quasi-Prescriptive | Quasi-Prescriptive | Quasi-Prescriptive | Quasi-Prescriptive | Quasi-Prescriptive | 41 | 20 | 0 | 0 | 0 | 0 | 0 | 0 | 0
893 | 39 | Electricity Retrofit Incentive | Business, Industrial | 2009 | Preliminary | 378 | 2009 – Solar Hot Water Collectors - Multi-Family Sector | 0.6 | Quasi-Prescriptive | Quasi-Prescriptive | Quasi-Prescriptive | Quasi-Prescriptive | Quasi-Prescriptive | 41 | 20 | 0 | 0 | 0 | 0 | 0 | 0 | 0
894 | 39 | Electricity Retrofit Incentive | Business, Industrial | 2009 | Preliminary | 379 | 2009 – Non-Electric Storage Tank Hot Water Heaters - Multi-Family Sector | 0 | Quasi-Prescriptive | Quasi-Prescriptive | Quasi-Prescriptive | Quasi-Prescriptive | Quasi-Prescriptive | 41 | 20 | 0 | 0 | 0 | 0 | 0 | 0 | 0
895 | 39 | Electricity Retrofit Incentive | Business, Industrial | 2009 | Preliminary | 380 | 2009 – Tankless/Instantaneous Hot Water Heaters - Multi-Family Sector | 0 | Quasi-Prescriptive | Quasi-Prescriptive | Quasi-Prescriptive | Quasi-Prescriptive | Quasi-Prescriptive | 41 | 20 | 0 | 0 | 0 | 0 | 0 | 0 | 0
896 | 39 | Electricity Retrofit Incentive | Business, Industrial | 2009 | Preliminary | 381 | 2009 – Drain Water Heat Recovery Systems - Multi-Family Sector | 0 | Quasi-Prescriptive | Quasi-Prescriptive | Quasi-Prescriptive | Quasi-Prescriptive | Quasi-Prescriptive | 41 | 20 | 0 | 0 | 0 | 0 | 0 | 0 | 0
897 | 39 | Electricity Retrofit Incentive | Business, Industrial | 2009 | Preliminary | 382 | 2009 – Custom Project - Multi-Family Sector | Custom | Quasi-Prescriptive | Quasi-Prescriptive | Quasi-Prescriptive | Quasi-Prescriptive | Quasi-Prescriptive | 41 | 20 | 0 | 0 | 0 | 0 | 0 | 0 | 0
898 | 39 | Electricity Retrofit Incentive | Business, Industrial | 2009 | Preliminary | 383 | 2008 – Lighting System Exit Signs, 5 W or less - Industrial Sector | 0.026 | Quasi-Prescriptive | Quasi-Prescriptive | Quasi-Prescriptive | Quasi-Prescriptive | Quasi-Prescriptive | 58 | 20 | 0 | 0 | 0 | 0 | 0 | 0 | 0
899 | 39 | Electricity Retrofit Incentive | Business, Industrial | 2009 | Preliminary | 384 | 2008 – Lighting System ENERGY STAR® Rated CFLs, Screw in. All sizes < 40 W - Industrial Sector | 0.044333 | Quasi-Prescriptive | Quasi-Prescriptive | Quasi-Prescriptive | Quasi-Prescriptive | Quasi-Prescriptive | 58 | 20 | 0 | 0 | 0 | 0 | 0 | 0 | 0
900 | 39 | Electricity Retrofit Incentive | Business, Industrial | 2009 | Preliminary | 385 | 2008 – Lighting System ENERGY STAR® Rated CFLs, Hard wired. All sizes < 40 W - Industrial Sector | 0.044333 | Quasi-Prescriptive | Quasi-Prescriptive | Quasi-Prescriptive | Quasi-Prescriptive | Quasi-Prescriptive | 58 | 20 | 0 | 0 | 0 | 0 | 0 | 0 | 0
901 | 39 | Electricity Retrofit Incentive | Business, Industrial | 2009 | Preliminary | 386 | 2008 – Lighting System Standard Performance T8, Single lamp standard T8 fixture - Industrial Sector | 0.019 | Quasi-Prescriptive | Quasi-Prescriptive | Quasi-Prescriptive | Quasi-Prescriptive | Quasi-Prescriptive | 58 | 20 | 0 | 0 | 0 | 0 | 0 | 0 | 0
902 | 39 | Electricity Retrofit Incentive | Business, Industrial | 2009 | Preliminary | 387 | 2008 – Lighting System Standard Performance T8, Double lamp standard T8 fixture - Industrial Sector | 0.0265 | Quasi-Prescriptive | Quasi-Prescriptive | Quasi-Prescriptive | Quasi-Prescriptive | Quasi-Prescriptive | 58 | 20 | 0 | 0 | 0 | 0 | 0 | 0 | 0
903 | 39 | Electricity Retrofit Incentive | Business, Industrial | 2009 | Preliminary | 388 | 2008 – Lighting System Standard Performance T8, Triple lamp standard T8 fixture - Industrial Sector | 0.045 | Quasi-Prescriptive | Quasi-Prescriptive | Quasi-Prescriptive | Quasi-Prescriptive | Quasi-Prescriptive | 58 | 20 | 0 | 0 | 0 | 0 | 0 | 0 | 0
904 | 39 | Electricity Retrofit Incentive | Business, Industrial | 2009 | Preliminary | 389 | 2008 – Lighting System Standard Performance T8, Quadruple lamp standard T8 fixture - Industrial Sector | 0.05 | Quasi-Prescriptive | Quasi-Prescriptive | Quasi-Prescriptive | Quasi-Prescriptive | Quasi-Prescriptive | 58 | 20 | 0 | 0 | 0 | 0 | 0 | 0 | 0
905 | 39 | Electricity Retrofit Incentive | Business, Industrial | 2009 | Preliminary | 390 | 2008 – Lighting System High Performance T8 (Consortium for Energy Efficiency qualifying list compliance), Single lamp high performance T8 fixture - Industrial Sector | 0.021 | Quasi-Prescriptive | Quasi-Prescriptive | Quasi-Prescriptive | Quasi-Prescriptive | Quasi-Prescriptive | 58 | 20 | 0 | 0 | 0 | 0 | 0 | 0 | 0
906 | 39 | Electricity Retrofit Incentive | Business, Industrial | 2009 | Preliminary | 391 | 2008 – Lighting System High Performance T8 (Consortium for Energy Efficiency qualifying list compliance), Double lamp high performance T8 fixture - Industrial Sector | 0.0295 | Quasi-Prescriptive | Quasi-Prescriptive | Quasi-Prescriptive | Quasi-Prescriptive | Quasi-Prescriptive | 58 | 20 | 0 | 0 | 0 | 0 | 0 | 0 | 0
907 | 39 | Electricity Retrofit Incentive | Business, Industrial | 2009 | Preliminary | 392 | 2008 – Lighting System High Performance T8 (Consortium for Energy Efficiency qualifying list compliance), Triple lamp high performance T8 fixture - Industrial Sector | 0.045 | Quasi-Prescriptive | Quasi-Prescriptive | Quasi-Prescriptive | Quasi-Prescriptive | Quasi-Prescriptive | 58 | 20 | 0 | 0 | 0 | 0 | 0 | 0 | 0
908 | 39 | Electricity Retrofit Incentive | Business, Industrial | 2009 | Preliminary | 393 | 2008 – Lighting System High Performance T8 (Consortium for Energy Efficiency qualifying list compliance), Quadruple lamp high performance T8 fixture - Industrial Sector | 0.053 | Quasi-Prescriptive | Quasi-Prescriptive | Quasi-Prescriptive | Quasi-Prescriptive | Quasi-Prescriptive | 58 | 20 | 0 | 0 | 0 | 0 | 0 | 0 | 0
909 | 39 | Electricity Retrofit Incentive | Business, Industrial | 2009 | Preliminary | 394 | 2008 – Lighting System T5 Fixtures, T5 fixture with 1, 2, or 3 lamps and 1 electronic ballast - Industrial Sector | 0.025667 | Quasi-Prescriptive | Quasi-Prescriptive | Quasi-Prescriptive | Quasi-Prescriptive | Quasi-Prescriptive | 58 | 20 | 0 | 0 | 0 | 0 | 0 | 0 | 0
910 | 39 | Electricity Retrofit Incentive | Business, Industrial | 2009 | Preliminary | 395 | 2008 – Lighting System T5 Fixtures, High Bay T5. Maximum 6 lamps/fixture. - Industrial Sector | 0.028333 | Quasi-Prescriptive | Quasi-Prescriptive | Quasi-Prescriptive | Quasi-Prescriptive | Quasi-Prescriptive | 58 | 20 | 0 | 0 | 0 | 0 | 0 | 0 | 0
911 | 39 | Electricity Retrofit Incentive | Business, Industrial | 2009 | Preliminary | 396 | 2008 – Lighting System Metal Halide, 320 W Ceramic pulse start - Industrial Sector | 0.18 | Quasi-Prescriptive | Quasi-Prescriptive | Quasi-Prescriptive | Quasi-Prescriptive | Quasi-Prescriptive | 58 | 20 | 0 | 0 | 0 | 0 | 0 | 0 | 0
912 | 39 | Electricity Retrofit Incentive | Business, Industrial | 2009 | Preliminary | 397 | 2008 – Lighting System Occupancy Sensors, Switch plate mounted occupancy sensor - Industrial Sector | 0.04 | Quasi-Prescriptive | Quasi-Prescriptive | Quasi-Prescriptive | Quasi-Prescriptive | Quasi-Prescriptive | 58 | 20 | 0 | 0 | 0 | 0 | 0 | 0 | 0
913 | 39 | Electricity Retrofit Incentive | Business, Industrial | 2009 | Preliminary | 398 | 2008 – Lighting System Occupancy Sensors, Ceiling mounted occupancy sensor - Industrial Sector | 0.04 | Quasi-Prescriptive | Quasi-Prescriptive | Quasi-Prescriptive | Quasi-Prescriptive | Quasi-Prescriptive | 58 | 20 | 0 | 0 | 0 | 0 | 0 | 0 | 0
914 | 39 | Electricity Retrofit Incentive | Business, Industrial | 2009 | Preliminary | 399 | 2008 – Motor Open Drip-Proof (ODP), 1 HP - Industrial Sector | 0.02 | Quasi-Prescriptive | Quasi-Prescriptive | Quasi-Prescriptive | Quasi-Prescriptive | Quasi-Prescriptive | 58 | 20 | 0 | 0 | 0 | 0 | 0 | 0 | 0
915 | 39 | Electricity Retrofit Incentive | Business, Industrial | 2009 | Preliminary | 400 | 2008 – Motor Open Drip-Proof (ODP), 1.5 HP - Industrial Sector | 0.03 | Quasi-Prescriptive | Quasi-Prescriptive | Quasi-Prescriptive | Quasi-Prescriptive | Quasi-Prescriptive | 58 | 20 | 0 | 0 | 0 | 0 | 0 | 0 | 0
916 | 39 | Electricity Retrofit Incentive | Business, Industrial | 2009 | Preliminary | 401 | 2008 – Motor Open Drip-Proof (ODP), 2 HP - Industrial Sector | 0.04 | Quasi-Prescriptive | Quasi-Prescriptive | Quasi-Prescriptive | Quasi-Prescriptive | Quasi-Prescriptive | 58 | 20 | 0 | 0 | 0 | 0 | 0 | 0 | 0
917 | 39 | Electricity Retrofit Incentive | Business, Industrial | 2009 | Preliminary | 402 | 2008 – Motor Open Drip-Proof (ODP), 3 HP - Industrial Sector | 0.07 | Quasi-Prescriptive | Quasi-Prescriptive | Quasi-Prescriptive | Quasi-Prescriptive | Quasi-Prescriptive | 58 | 20 | 0 | 0 | 0 | 0 | 0 | 0 | 0
918 | 39 | Electricity Retrofit Incentive | Business, Industrial | 2009 | Preliminary | 403 | 2008 – Motor Open Drip-Proof (ODP), 5 HP - Industrial Sector | 0.07 | Quasi-Prescriptive | Quasi-Prescriptive | Quasi-Prescriptive | Quasi-Prescriptive | Quasi-Prescriptive | 58 | 20 | 0 | 0 | 0 | 0 | 0 | 0 | 0
919 | 39 | Electricity Retrofit Incentive | Business, Industrial | 2009 | Preliminary | 404 | 2008 – Motor Open Drip-Proof (ODP), 7.5 HP - Industrial Sector | 0.13 | Quasi-Prescriptive | Quasi-Prescriptive | Quasi-Prescriptive | Quasi-Prescriptive | Quasi-Prescriptive | 58 | 20 | 0 | 0 | 0 | 0 | 0 | 0 | 0
920 | 39 | Electricity Retrofit Incentive | Business, Industrial | 2009 | Preliminary | 405 | 2008 – Motor Open Drip-Proof (ODP), 10 HP - Industrial Sector | 0.15 | Quasi-Prescriptive | Quasi-Prescriptive | Quasi-Prescriptive | Quasi-Prescriptive | Quasi-Prescriptive | 58 | 20 | 0 | 0 | 0 | 0 | 0 | 0 | 0
921 | 39 | Electricity Retrofit Incentive | Business, Industrial | 2009 | Preliminary | 406 | 2008 – Motor Open Drip-Proof (ODP), 15 HP - Industrial Sector | 0.2 | Quasi-Prescriptive | Quasi-Prescriptive | Quasi-Prescriptive | Quasi-Prescriptive | Quasi-Prescriptive | 58 | 20 | 0 | 0 | 0 | 0 | 0 | 0 | 0
922 | 39 | Electricity Retrofit Incentive | Business, Industrial | 2009 | Preliminary | 407 | 2008 – Motor Open Drip-Proof (ODP), 20 HP - Industrial Sector | 0.26 | Quasi-Prescriptive | Quasi-Prescriptive | Quasi-Prescriptive | Quasi-Prescriptive | Quasi-Prescriptive | 58 | 20 | 0 | 0 | 0 | 0 | 0 | 0 | 0
923 | 39 | Electricity Retrofit Incentive | Business, Industrial | 2009 | Preliminary | 408 | 2008 – Motor Open Drip-Proof (ODP), 25 HP - Industrial Sector | 0.31 | Quasi-Prescriptive | Quasi-Prescriptive | Quasi-Prescriptive | Quasi-Prescriptive | Quasi-Prescriptive | 58 | 20 | 0 | 0 | 0 | 0 | 0 | 0 | 0
924 | 39 | Electricity Retrofit Incentive | Business, Industrial | 2009 | Preliminary | 409 | 2008 – Motor Open Drip-Proof (ODP), 30 HP - Industrial Sector | 0.33 | Quasi-Prescriptive | Quasi-Prescriptive | Quasi-Prescriptive | Quasi-Prescriptive | Quasi-Prescriptive | 58 | 20 | 0 | 0 | 0 | 0 | 0 | 0 | 0
925 | 39 | Electricity Retrofit Incentive | Business, Industrial | 2009 | Preliminary | 410 | 2008 – Motor Open Drip-Proof (ODP), 40 HP - Industrial Sector | 0.28 | Quasi-Prescriptive | Quasi-Prescriptive | Quasi-Prescriptive | Quasi-Prescriptive | Quasi-Prescriptive | 58 | 20 | 0 | 0 | 0 | 0 | 0 | 0 | 0
926 | 39 | Electricity Retrofit Incentive | Business, Industrial | 2009 | Preliminary | 411 | 2008 – Motor Open Drip-Proof (ODP), 50 HP - Industrial Sector | 0.48 | Quasi-Prescriptive | Quasi-Prescriptive | Quasi-Prescriptive | Quasi-Prescriptive | Quasi-Prescriptive | 58 | 20 | 0 | 0 | 0 | 0 | 0 | 0 | 0
927 | 39 | Electricity Retrofit Incentive | Business, Industrial | 2009 | Preliminary | 412 | 2008 – Motor Open Drip-Proof (ODP), 60 HP - Industrial Sector | 0.53 | Quasi-Prescriptive | Quasi-Prescriptive | Quasi-Prescriptive | Quasi-Prescriptive | Quasi-Prescriptive | 58 | 20 | 0 | 0 | 0 | 0 | 0 | 0 | 0
928 | 39 | Electricity Retrofit Incentive | Business, Industrial | 2009 | Preliminary | 413 | 2008 – Motor Open Drip-Proof (ODP), 75 HP - Industrial Sector | 0.42 | Quasi-Prescriptive | Quasi-Prescriptive | Quasi-Prescriptive | Quasi-Prescriptive | Quasi-Prescriptive | 58 | 20 | 0 | 0 | 0 | 0 | 0 | 0 | 0
929 | 39 | Electricity Retrofit Incentive | Business, Industrial | 2009 | Preliminary | 414 | 2008 – Motor Open Drip-Proof (ODP), 100 HP - Industrial Sector | 0.81 | Quasi-Prescriptive | Quasi-Prescriptive | Quasi-Prescriptive | Quasi-Prescriptive | Quasi-Prescriptive | 58 | 20 | 0 | 0 | 0 | 0 | 0 | 0 | 0
930 | 39 | Electricity Retrofit Incentive | Business, Industrial | 2009 | Preliminary | 415 | 2008 – Motor Open Drip-Proof (ODP), 125 HP - Industrial Sector | 0.7 | Quasi-Prescriptive | Quasi-Prescriptive | Quasi-Prescriptive | Quasi-Prescriptive | Quasi-Prescriptive | 58 | 20 | 0 | 0 | 0 | 0 | 0 | 0 | 0
931 | 39 | Electricity Retrofit Incentive | Business, Industrial | 2009 | Preliminary | 416 | 2008 – Motor Open Drip-Proof (ODP), 150 HP - Industrial Sector | 0.74 | Quasi-Prescriptive | Quasi-Prescriptive | Quasi-Prescriptive | Quasi-Prescriptive | Quasi-Prescriptive | 58 | 20 | 0 | 0 | 0 | 0 | 0 | 0 | 0
932 | 39 | Electricity Retrofit Incentive | Business, Industrial | 2009 | Preliminary | 417 | 2008 – Motor Open Drip-Proof (ODP), 200 HP - Industrial Sector | 0.98 | Quasi-Prescriptive | Quasi-Prescriptive | Quasi-Prescriptive | Quasi-Prescriptive | Quasi-Prescriptive | 58 | 20 | 0 | 0 | 0 | 0 | 0 | 0 | 0
933 | 39 | Electricity Retrofit Incentive | Business, Industrial | 2009 | Preliminary | 418 | 2008 – Motor Totally Enclosed Fan-Cooled (TEFC), 1 HP - Industrial Sector | 0.02 | Quasi-Prescriptive | Quasi-Prescriptive | Quasi-Prescriptive | Quasi-Prescriptive | Quasi-Prescriptive | 58 | 20 | 0 | 0 | 0 | 0 | 0 | 0 | 0
934 | 39 | Electricity Retrofit Incentive | Business, Industrial | 2009 | Preliminary | 419 | 2008 – Motor Totally Enclosed Fan-Cooled (TEFC), 1.5 HP - Industrial Sector | 0.03 | Quasi-Prescriptive | Quasi-Prescriptive | Quasi-Prescriptive | Quasi-Prescriptive | Quasi-Prescriptive | 58 | 20 | 0 | 0 | 0 | 0 | 0 | 0 | 0
935 | 39 | Electricity Retrofit Incentive | Business, Industrial | 2009 | Preliminary | 420 | 2008 – Motor Totally Enclosed Fan-Cooled (TEFC), 2 HP - Industrial Sector | 0.04 | Quasi-Prescriptive | Quasi-Prescriptive | Quasi-Prescriptive | Quasi-Prescriptive | Quasi-Prescriptive | 58 | 20 | 0 | 0 | 0 | 0 | 0 | 0 | 0
936 | 39 | Electricity Retrofit Incentive | Business, Industrial | 2009 | Preliminary | 421 | 2008 – Motor Totally Enclosed Fan-Cooled (TEFC), 3 HP - Industrial Sector | 0.04 | Quasi-Prescriptive | Quasi-Prescriptive | Quasi-Prescriptive | Quasi-Prescriptive | Quasi-Prescriptive | 58 | 20 | 0 | 0 | 0 | 0 | 0 | 0 | 0
937 | 39 | Electricity Retrofit Incentive | Business, Industrial | 2009 | Preliminary | 422 | 2008 – Motor Totally Enclosed Fan-Cooled (TEFC), 5 HP - Industrial Sector | 0.07 | Quasi-Prescriptive | Quasi-Prescriptive | Quasi-Prescriptive | Quasi-Prescriptive | Quasi-Prescriptive | 58 | 20 | 0 | 0 | 0 | 0 | 0 | 0 | 0
938 | 39 | Electricity Retrofit Incentive | Business, Industrial | 2009 | Preliminary | 423 | 2008 – Motor Totally Enclosed Fan-Cooled (TEFC), 7.5 HP - Industrial Sector | 0.11 | Quasi-Prescriptive | Quasi-Prescriptive | Quasi-Prescriptive | Quasi-Prescriptive | Quasi-Prescriptive | 58 | 20 | 0 | 0 | 0 | 0 | 0 | 0 | 0
939 | 39 | Electricity Retrofit Incentive | Business, Industrial | 2009 | Preliminary | 424 | 2008 – Motor Totally Enclosed Fan-Cooled (TEFC), 10 HP - Industrial Sector | 0.15 | Quasi-Prescriptive | Quasi-Prescriptive | Quasi-Prescriptive | Quasi-Prescriptive | Quasi-Prescriptive | 58 | 20 | 0 | 0 | 0 | 0 | 0 | 0 | 0
940 | 39 | Electricity Retrofit Incentive | Business, Industrial | 2009 | Preliminary | 425 | 2008 – Motor Totally Enclosed Fan-Cooled (TEFC), 15 HP - Industrial Sector | 0.14 | Quasi-Prescriptive | Quasi-Prescriptive | Quasi-Prescriptive | Quasi-Prescriptive | Quasi-Prescriptive | 58 | 20 | 0 | 0 | 0 | 0 | 0 | 0 | 0
941 | 39 | Electricity Retrofit Incentive | Business, Industrial | 2009 | Preliminary | 426 | 2008 – Motor Totally Enclosed Fan-Cooled (TEFC), 20 HP - Industrial Sector | 0.26 | Quasi-Prescriptive | Quasi-Prescriptive | Quasi-Prescriptive | Quasi-Prescriptive | Quasi-Prescriptive | 58 | 20 | 0 | 0 | 0 | 0 | 0 | 0 | 0
942 | 39 | Electricity Retrofit Incentive | Business, Industrial | 2009 | Preliminary | 427 | 2008 – Motor Totally Enclosed Fan-Cooled (TEFC), 25 HP - Industrial Sector | 0.19 | Quasi-Prescriptive | Quasi-Prescriptive | Quasi-Prescriptive | Quasi-Prescriptive | Quasi-Prescriptive | 58 | 20 | 0 | 0 | 0 | 0 | 0 | 0 | 0
943 | 39 | Electricity Retrofit Incentive | Business, Industrial | 2009 | Preliminary | 428 | 2008 – Motor Totally Enclosed Fan-Cooled (TEFC), 30 HP - Industrial Sector | 0.23 | Quasi-Prescriptive | Quasi-Prescriptive | Quasi-Prescriptive | Quasi-Prescriptive | Quasi-Prescriptive | 58 | 20 | 0 | 0 | 0 | 0 | 0 | 0 | 0
944 | 39 | Electricity Retrofit Incentive | Business, Industrial | 2009 | Preliminary | 429 | 2008 – Motor Totally Enclosed Fan-Cooled (TEFC), 40 HP - Industrial Sector | 0.28 | Quasi-Prescriptive | Quasi-Prescriptive | Quasi-Prescriptive | Quasi-Prescriptive | Quasi-Prescriptive | 58 | 20 | 0 | 0 | 0 | 0 | 0 | 0 | 0
945 | 39 | Electricity Retrofit Incentive | Business, Industrial | 2009 | Preliminary | 430 | 2008 – Motor Totally Enclosed Fan-Cooled (TEFC), 50 HP - Industrial Sector | 0.48 | Quasi-Prescriptive | Quasi-Prescriptive | Quasi-Prescriptive | Quasi-Prescriptive | Quasi-Prescriptive | 58 | 20 | 0 | 0 | 0 | 0 | 0 | 0 | 0
946 | 39 | Electricity Retrofit Incentive | Business, Industrial | 2009 | Preliminary | 431 | 2008 – Motor Totally Enclosed Fan-Cooled (TEFC), 60 HP - Industrial Sector | 0.53 | Quasi-Prescriptive | Quasi-Prescriptive | Quasi-Prescriptive | Quasi-Prescriptive | Quasi-Prescriptive | 58 | 20 | 0 | 0 | 0 | 0 | 0 | 0 | 0
947 | 39 | Electricity Retrofit Incentive | Business, Industrial | 2009 | Preliminary | 432 | 2008 – Motor Totally Enclosed Fan-Cooled (TEFC), 75 HP - Industrial Sector | 0.61 | Quasi-Prescriptive | Quasi-Prescriptive | Quasi-Prescriptive | Quasi-Prescriptive | Quasi-Prescriptive | 58 | 20 | 0 | 0 | 0 | 0 | 0 | 0 | 0
948 | 39 | Electricity Retrofit Incentive | Business, Industrial | 2009 | Preliminary | 433 | 2008 – Motor Totally Enclosed Fan-Cooled (TEFC), 100 HP - Industrial Sector | 0.56 | Quasi-Prescriptive | Quasi-Prescriptive | Quasi-Prescriptive | Quasi-Prescriptive | Quasi-Prescriptive | 58 | 20 | 0 | 0 | 0 | 0 | 0 | 0 | 0
949 | 39 | Electricity Retrofit Incentive | Business, Industrial | 2009 | Preliminary | 434 | 2008 – Motor Totally Enclosed Fan-Cooled (TEFC), 125 HP - Industrial Sector | 0.7 | Quasi-Prescriptive | Quasi-Prescriptive | Quasi-Prescriptive | Quasi-Prescriptive | Quasi-Prescriptive | 58 | 20 | 0 | 0 | 0 | 0 | 0 | 0 | 0
950 | 39 | Electricity Retrofit Incentive | Business, Industrial | 2009 | Preliminary | 435 | 2008 – Motor Totally Enclosed Fan-Cooled (TEFC), 150 HP - Industrial Sector | 0.74 | Quasi-Prescriptive | Quasi-Prescriptive | Quasi-Prescriptive | Quasi-Prescriptive | Quasi-Prescriptive | 58 | 20 | 0 | 0 | 0 | 0 | 0 | 0 | 0
951 | 39 | Electricity Retrofit Incentive | Business, Industrial | 2009 | Preliminary | 436 | 2008 – Motor Totally Enclosed Fan-Cooled (TEFC), 200 HP - Industrial Sector | 1.47 | Quasi-Prescriptive | Quasi-Prescriptive | Quasi-Prescriptive | Quasi-Prescriptive | Quasi-Prescriptive | 58 | 20 | 0 | 0 | 0 | 0 | 0 | 0 | 0
952 | 39 | Electricity Retrofit Incentive | Business, Industrial | 2009 | Preliminary | 437 | 2008 – Transformer Size 15 - Industrial Sector | 0.15125 | Quasi-Prescriptive | Quasi-Prescriptive | Quasi-Prescriptive | Quasi-Prescriptive | Quasi-Prescriptive | 58 | 20 | 0 | 0 | 0 | 0 | 0 | 0 | 0
953 | 39 | Electricity Retrofit Incentive | Business, Industrial | 2009 | Preliminary | 438 | 2008 – Transformer Size 30 - Industrial Sector | 0.22957 | Quasi-Prescriptive | Quasi-Prescriptive | Quasi-Prescriptive | Quasi-Prescriptive | Quasi-Prescriptive | 58 | 20 | 0 | 0 | 0 | 0 | 0 | 0 | 0
954 | 39 | Electricity Retrofit Incentive | Business, Industrial | 2009 | Preliminary | 439 | 2008 – Transformer Size 45 - Industrial Sector | 0.23932 | Quasi-Prescriptive | Quasi-Prescriptive | Quasi-Prescriptive | Quasi-Prescriptive | Quasi-Prescriptive | 58 | 20 | 0 | 0 | 0 | 0 | 0 | 0 | 0
955 | 39 | Electricity Retrofit Incentive | Business, Industrial | 2009 | Preliminary | 440 | 2008 – Transformer Size 75 - Industrial Sector | 0.34687 | Quasi-Prescriptive | Quasi-Prescriptive | Quasi-Prescriptive | Quasi-Prescriptive | Quasi-Prescriptive | 58 | 20 | 0 | 0 | 0 | 0 | 0 | 0 | 0
956 | 39 | Electricity Retrofit Incentive | Business, Industrial | 2009 | Preliminary | 441 | 2008 – Transformer Size 122.5 - Industrial Sector | 0.44369 | Quasi-Prescriptive | Quasi-Prescriptive | Quasi-Prescriptive | Quasi-Prescriptive | Quasi-Prescriptive | 58 | 20 | 0 | 0 | 0 | 0 | 0 | 0 | 0
957 | 39 | Electricity Retrofit Incentive | Business, Industrial | 2009 | Preliminary | 442 | 2008 – Transformer Size 150 - Industrial Sector | 0.39279 | Quasi-Prescriptive | Quasi-Prescriptive | Quasi-Prescriptive | Quasi-Prescriptive | Quasi-Prescriptive | 58 | 20 | 0 | 0 | 0 | 0 | 0 | 0 | 0
958 | 39 | Electricity Retrofit Incentive | Business, Industrial | 2009 | Preliminary | 443 | 2008 – Transformer Size 225 - Industrial Sector | 0.50296 | Quasi-Prescriptive | Quasi-Prescriptive | Quasi-Prescriptive | Quasi-Prescriptive | Quasi-Prescriptive | 58 | 20 | 0 | 0 | 0 | 0 | 0 | 0 | 0
959 | 39 | Electricity Retrofit Incentive | Business, Industrial | 2009 | Preliminary | 444 | 2008 – Transformer Size 300 - Industrial Sector | 0.50142 | Quasi-Prescriptive | Quasi-Prescriptive | Quasi-Prescriptive | Quasi-Prescriptive | Quasi-Prescriptive | 58 | 20 | 0 | 0 | 0 | 0 | 0 | 0 | 0
960 | 39 | Electricity Retrofit Incentive | Business, Industrial | 2009 | Preliminary | 445 | 2008 – Transformer Size 500 - Industrial Sector | 0.83401 | Quasi-Prescriptive | Quasi-Prescriptive | Quasi-Prescriptive | Quasi-Prescriptive | Quasi-Prescriptive | 58 | 20 | 0 | 0 | 0 | 0 | 0 | 0 | 0
961 | 39 | Electricity Retrofit Incentive | Business, Industrial | 2009 | Preliminary | 446 | 2008 – Transformer Size 750 - Industrial Sector | 0.83148 | Quasi-Prescriptive | Quasi-Prescriptive | Quasi-Prescriptive | Quasi-Prescriptive | Quasi-Prescriptive | 58 | 20 | 0 | 0 | 0 | 0 | 0 | 0 | 0
962 | 39 | Electricity Retrofit Incentive | Business, Industrial | 2009 | Preliminary | 447 | 2008 – Transformer Size 1000 - Industrial Sector | 1.1064 | Quasi-Prescriptive | Quasi-Prescriptive | Quasi-Prescriptive | Quasi-Prescriptive | Quasi-Prescriptive | 58 | 20 | 0 | 0 | 0 | 0 | 0 | 0 | 0
963 | 39 | Electricity Retrofit Incentive | Business, Industrial | 2009 | Preliminary | 448 | 2008 – Unitary AC Single Phase <= 5.4 Tons - Industrial Sector | 0.052 | Quasi-Prescriptive | Quasi-Prescriptive | Quasi-Prescriptive | Quasi-Prescriptive | Quasi-Prescriptive | 58 | 20 | 0 | 0 | 0 | 0 | 0 | 0 | 0
964 | 39 | Electricity Retrofit Incentive | Business, Industrial | 2009 | Preliminary | 449 | 2008 – Unitary AC 3 Phase <= 5.4 Tons - Industrial Sector | 0.052 | Quasi-Prescriptive | Quasi-Prescriptive | Quasi-Prescriptive | Quasi-Prescriptive | Quasi-Prescriptive | 58 | 20 | 0 | 0 | 0 | 0 | 0 | 0 | 0
965 | 39 | Electricity Retrofit Incentive | Business, Industrial | 2009 | Preliminary | 450 | 2008 – Unitary AC >5.4 & <= 11.25 tons - Industrial Sector | 0.126 | Quasi-Prescriptive | Quasi-Prescriptive | Quasi-Prescriptive | Quasi-Prescriptive | Quasi-Prescriptive | 58 | 20 | 0 | 0 | 0 | 0 | 0 | 0 | 0
966 | 39 | Electricity Retrofit Incentive | Business, Industrial | 2009 | Preliminary | 451 | 2008 – Unitary AC >11.25 & <= 20 tons - Industrial Sector | 0.179 | Quasi-Prescriptive | Quasi-Prescriptive | Quasi-Prescriptive | Quasi-Prescriptive | Quasi-Prescriptive | 58 | 20 | 0 | 0 | 0 | 0 | 0 | 0 | 0
967 | 39 | Electricity Retrofit Incentive | Business, Industrial | 2009 | Preliminary | 452 | 2008 – Unitary AC 25 tons - Industrial Sector | 0.12 | Quasi-Prescriptive | Quasi-Prescriptive | Quasi-Prescriptive | Quasi-Prescriptive | Quasi-Prescriptive | 58 | 20 | 0 | 0 | 0 | 0 | 0 | 0 | 0
968 | 39 | Electricity Retrofit Incentive | Business, Industrial | 2009 | Preliminary | 453 | 2008 – AgriCommercial Creep Heat Pads, up to 75W maximum - Industrial Sector | 0.075 | Quasi-Prescriptive | Quasi-Prescriptive | Quasi-Prescriptive | Quasi-Prescriptive | Quasi-Prescriptive | 58 | 20 | 0 | 0 | 0 | 0 | 0 | 0 | 0
969 | 39 | Electricity Retrofit Incentive | Business, Industrial | 2009 | Preliminary | 454 | 2008 – AgriCommercial Creep Heat Pads, up to 100W maximum - Industrial Sector | 0.075 | Quasi-Prescriptive | Quasi-Prescriptive | Quasi-Prescriptive | Quasi-Prescriptive | Quasi-Prescriptive | 58 | 20 | 0 | 0 | 0 | 0 | 0 | 0 | 0
970 | 39 | Electricity Retrofit Incentive | Business, Industrial | 2009 | Preliminary | 455 | 2008 – AgriCommercial Creep Heat Pads, up to 150W maximum - Industrial Sector | 0.15 | Quasi-Prescriptive | Quasi-Prescriptive | Quasi-Prescriptive | Quasi-Prescriptive | Quasi-Prescriptive | 58 | 20 | 0 | 0 | 0 | 0 | 0 | 0 | 0
971 | 39 | Electricity Retrofit Incentive | Business, Industrial | 2009 | Preliminary | 456 | 2008 – AgriCommercial Creep Heat Pads, up to 200W maximum - Industrial Sector | 0.15 | Quasi-Prescriptive | Quasi-Prescriptive | Quasi-Prescriptive | Quasi-Prescriptive | Quasi-Prescriptive | 58 | 20 | 0 | 0 | 0 | 0 | 0 | 0 | 0
972 | 39 | Electricity Retrofit Incentive | Business, Industrial | 2009 | Preliminary | 457 | 2008 – AgriCommercial High Temperature Cutout Thermostat - Industrial Sector | 0.13125 | Quasi-Prescriptive | Quasi-Prescriptive | Quasi-Prescriptive | Quasi-Prescriptive | Quasi-Prescriptive | 58 | 20 | 0 | 0 | 0 | 0 | 0 | 0 | 0
973 | 39 | Electricity Retrofit Incentive | Business, Industrial | 2009 | Preliminary | 458 | 2008 – AgriCommercial Creep Heat Controller - Industrial Sector | 0.13125 | Quasi-Prescriptive | Quasi-Prescriptive | Quasi-Prescriptive | Quasi-Prescriptive | Quasi-Prescriptive | 58 | 20 | 0 | 0 | 0 | 0 | 0 | 0 | 0
974 | 39 | Electricity Retrofit Incentive | Business, Industrial | 2009 | Preliminary | 459 | 2008 – AgriCommercial Energy Efficient Ventilation Exhaust Fans - Industrial Sector | 0.052 | Quasi-Prescriptive | Quasi-Prescriptive | Quasi-Prescriptive | Quasi-Prescriptive | Quasi-Prescriptive | 58 | 20 | 0 | 0 | 0 | 0 | 0 | 0 | 0
975 | 39 | Electricity Retrofit Incentive | Business, Industrial | 2009 | Preliminary | 460 | 2008 – AgriCommercial Low Energy Livestock Waterers - Industrial Sector | 0.7 | Quasi-Prescriptive | Quasi-Prescriptive | Quasi-Prescriptive | Quasi-Prescriptive | Quasi-Prescriptive | 58 | 20 | 0 | 0 | 0 | 0 | 0 | 0 | 0
976 | 39 | Electricity Retrofit Incentive | Business, Industrial | 2009 | Preliminary | 461 | 2008 – AgriCommercial Photocell and Timer for Lighting Control - Industrial Sector | 0.11 | Quasi-Prescriptive | Quasi-Prescriptive | Quasi-Prescriptive | Quasi-Prescriptive | Quasi-Prescriptive | 58 | 20 | 0 | 0 | 0 | 0 | 0 | 0 | 0
977 | 39 | Electricity Retrofit Incentive | Business, Industrial | 2009 | Preliminary | 462 | 2009 – Lighting System ENERGY STAR® Rated Exit Signs - Industrial Sector | 0.026 | Quasi-Prescriptive | Quasi-Prescriptive | Quasi-Prescriptive | Quasi-Prescriptive | Quasi-Prescriptive | 58 | 20 | 0 | 0 | 0 | 0 | 0 | 0 | 0
978 | 39 | Electricity Retrofit Incentive | Business, Industrial | 2009 | Preliminary | 463 | 2009 – Lighting System Refrigeratred Display Case LED Strip Lights - Industrial Sector | 0.077 | Quasi-Prescriptive | Quasi-Prescriptive | Quasi-Prescriptive | Quasi-Prescriptive | Quasi-Prescriptive | 58 | 20 | 0 | 0 | 0 | 0 | 0 | 0 | 0
979 | 39 | Electricity Retrofit Incentive | Business, Industrial | 2009 | Preliminary | 464 | 2009 – Lighting System Screw-In & GU-24 base CFLs - Industrial Sector | 0.046 | Quasi-Prescriptive | Quasi-Prescriptive | Quasi-Prescriptive | Quasi-Prescriptive | Quasi-Prescriptive | 58 | 20 | 0 | 0 | 0 | 0 | 0 | 0 | 0
980 | 39 | Electricity Retrofit Incentive | Business, Industrial | 2009 | Preliminary | 465 | 2009 – Lighting System PAR CFLs, <= 11W - Industrial Sector | 0.029 | Quasi-Prescriptive | Quasi-Prescriptive | Quasi-Prescriptive | Quasi-Prescriptive | Quasi-Prescriptive | 58 | 20 | 0 | 0 | 0 | 0 | 0 | 0 | 0
981 | 39 | Electricity Retrofit Incentive | Business, Industrial | 2009 | Preliminary | 466 | 2009 – Lighting System PAR CFLs, 12-20W - Industrial Sector | 0.045 | Quasi-Prescriptive | Quasi-Prescriptive | Quasi-Prescriptive | Quasi-Prescriptive | Quasi-Prescriptive | 58 | 20 | 0 | 0 | 0 | 0 | 0 | 0 | 0
982 | 39 | Electricity Retrofit Incentive | Business, Industrial | 2009 | Preliminary | 467 | 2009 – Lighting System PAR CFLs, 20-39W - Industrial Sector | 0.074 | Quasi-Prescriptive | Quasi-Prescriptive | Quasi-Prescriptive | Quasi-Prescriptive | Quasi-Prescriptive | 58 | 20 | 0 | 0 | 0 | 0 | 0 | 0 | 0
983 | 39 | Electricity Retrofit Incentive | Business, Industrial | 2009 | Preliminary | 468 | 2009 – Lighting System 2 Pin CFLs, <14W - Industrial Sector | 0.055 | Quasi-Prescriptive | Quasi-Prescriptive | Quasi-Prescriptive | Quasi-Prescriptive | Quasi-Prescriptive | 58 | 20 | 0 | 0 | 0 | 0 | 0 | 0 | 0
984 | 39 | Electricity Retrofit Incentive | Business, Industrial | 2009 | Preliminary | 469 | 2009 – Lighting System 2 Pin CFLs, 14-26W - Industrial Sector | 0.055 | Quasi-Prescriptive | Quasi-Prescriptive | Quasi-Prescriptive | Quasi-Prescriptive | Quasi-Prescriptive | 58 | 20 | 0 | 0 | 0 | 0 | 0 | 0 | 0
985 | 39 | Electricity Retrofit Incentive | Business, Industrial | 2009 | Preliminary | 470 | 2009 – Lighting System 2 Pin CFLs, 29-39W - Industrial Sector | 0.055 | Quasi-Prescriptive | Quasi-Prescriptive | Quasi-Prescriptive | Quasi-Prescriptive | Quasi-Prescriptive | 58 | 20 | 0 | 0 | 0 | 0 | 0 | 0 | 0
986 | 39 | Electricity Retrofit Incentive | Business, Industrial | 2009 | Preliminary | 471 | 2009 – Lighting System 4 Pin CFLs, <14W - Industrial Sector | 0.057 | Quasi-Prescriptive | Quasi-Prescriptive | Quasi-Prescriptive | Quasi-Prescriptive | Quasi-Prescriptive | 58 | 20 | 0 | 0 | 0 | 0 | 0 | 0 | 0
987 | 39 | Electricity Retrofit Incentive | Business, Industrial | 2009 | Preliminary | 472 | 2009 – Lighting System 4 Pin CFLs, 14-26W - Industrial Sector | 0.057 | Quasi-Prescriptive | Quasi-Prescriptive | Quasi-Prescriptive | Quasi-Prescriptive | Quasi-Prescriptive | 58 | 20 | 0 | 0 | 0 | 0 | 0 | 0 | 0
988 | 39 | Electricity Retrofit Incentive | Business, Industrial | 2009 | Preliminary | 473 | 2009 – Lighting System 4 Pin CFLs, 29-39W - Industrial Sector | 0.057 | Quasi-Prescriptive | Quasi-Prescriptive | Quasi-Prescriptive | Quasi-Prescriptive | Quasi-Prescriptive | 58 | 20 | 0 | 0 | 0 | 0 | 0 | 0 | 0
989 | 39 | Electricity Retrofit Incentive | Business, Industrial | 2009 | Preliminary | 474 | 2009 – Lighting System Dimmable CFLs, <=16W - Industrial Sector | 0.044 | Quasi-Prescriptive | Quasi-Prescriptive | Quasi-Prescriptive | Quasi-Prescriptive | Quasi-Prescriptive | 58 | 20 | 0 | 0 | 0 | 0 | 0 | 0 | 0
990 | 39 | Electricity Retrofit Incentive | Business, Industrial | 2009 | Preliminary | 475 | 2009 – Lighting System Dimmable CFLs, 17-20W - Industrial Sector | 0.06 | Quasi-Prescriptive | Quasi-Prescriptive | Quasi-Prescriptive | Quasi-Prescriptive | Quasi-Prescriptive | 58 | 20 | 0 | 0 | 0 | 0 | 0 | 0 | 0
991 | 39 | Electricity Retrofit Incentive | Business, Industrial | 2009 | Preliminary | 476 | 2009 – Lighting System Dimmable CFLs, 21-29W - Industrial Sector | 0.071 | Quasi-Prescriptive | Quasi-Prescriptive | Quasi-Prescriptive | Quasi-Prescriptive | Quasi-Prescriptive | 58 | 20 | 0 | 0 | 0 | 0 | 0 | 0 | 0
992 | 39 | Electricity Retrofit Incentive | Business, Industrial | 2009 | Preliminary | 477 | 2009 – Lighting System Standard Performance T8, Single Lamp - Industrial Sector | 0.019 | Quasi-Prescriptive | Quasi-Prescriptive | Quasi-Prescriptive | Quasi-Prescriptive | Quasi-Prescriptive | 58 | 20 | 0 | 0 | 0 | 0 | 0 | 0 | 0
993 | 39 | Electricity Retrofit Incentive | Business, Industrial | 2009 | Preliminary | 478 | 2009 – Lighting System Standard Performance T8, Double Lamp - Industrial Sector | 0.0265 | Quasi-Prescriptive | Quasi-Prescriptive | Quasi-Prescriptive | Quasi-Prescriptive | Quasi-Prescriptive | 58 | 20 | 0 | 0 | 0 | 0 | 0 | 0 | 0
994 | 39 | Electricity Retrofit Incentive | Business, Industrial | 2009 | Preliminary | 479 | 2009 – Lighting System Standard Performance T8, Triple Lamp - Industrial Sector | 0.045 | Quasi-Prescriptive | Quasi-Prescriptive | Quasi-Prescriptive | Quasi-Prescriptive | Quasi-Prescriptive | 58 | 20 | 0 | 0 | 0 | 0 | 0 | 0 | 0
995 | 39 | Electricity Retrofit Incentive | Business, Industrial | 2009 | Preliminary | 480 | 2009 – Lighting System Standard Performance T8, Quadruple Lamp - Industrial Sector | 0.05 | Quasi-Prescriptive | Quasi-Prescriptive | Quasi-Prescriptive | Quasi-Prescriptive | Quasi-Prescriptive | 58 | 20 | 40 | 2 | 12000 | 240000 | 1.16 | 6960 | 139200
996 | 39 | Electricity Retrofit Incentive | Business, Industrial | 2009 | Preliminary | 481 | 2009 – Lighting System High Performance T8, Single Lamp - Industrial Sector | 0.021 | Quasi-Prescriptive | Quasi-Prescriptive | Quasi-Prescriptive | Quasi-Prescriptive | Quasi-Prescriptive | 58 | 20 | 0 | 0 | 0 | 0 | 0 | 0 | 0
997 | 39 | Electricity Retrofit Incentive | Business, Industrial | 2009 | Preliminary | 482 | 2009 – Lighting System High Performance T8, Double Lamp - Industrial Sector | 0.0295 | Quasi-Prescriptive | Quasi-Prescriptive | Quasi-Prescriptive | Quasi-Prescriptive | Quasi-Prescriptive | 58 | 20 | 0 | 0 | 0 | 0 | 0 | 0 | 0
998 | 39 | Electricity Retrofit Incentive | Business, Industrial | 2009 | Preliminary | 483 | 2009 – Lighting System High Performance T8, Triple Lamp - Industrial Sector | 0.045 | Quasi-Prescriptive | Quasi-Prescriptive | Quasi-Prescriptive | Quasi-Prescriptive | Quasi-Prescriptive | 58 | 20 | 0 | 0 | 0 | 0 | 0 | 0 | 0
999 | 39 | Electricity Retrofit Incentive | Business, Industrial | 2009 | Preliminary | 484 | 2009 – Lighting System High Performance T8, Quadruple Lamp - Industrial Sector | 0.053 | Quasi-Prescriptive | Quasi-Prescriptive | Quasi-Prescriptive | Quasi-Prescriptive | Quasi-Prescriptive | 58 | 20 | 0 | 0 | 0 | 0 | 0 | 0 | 0
1000 | 39 | Electricity Retrofit Incentive | Business, Industrial | 2009 | Preliminary | 485 | 2009 – Lighting System Standard Performance Medium Bay T8, 4 Lamp - Industrial Sector | 0.15 | Quasi-Prescriptive | Quasi-Prescriptive | Quasi-Prescriptive | Quasi-Prescriptive | Quasi-Prescriptive | 58 | 20 | 0 | 0 | 0 | 0 | 0 | 0 | 0
1001 | 39 | Electricity Retrofit Incentive | Business, Industrial | 2009 | Preliminary | 486 | 2009 – Lighting System Standard Performance Medium Bay T8, 6 Lamp - Industrial Sector | 0.202 | Quasi-Prescriptive | Quasi-Prescriptive | Quasi-Prescriptive | Quasi-Prescriptive | Quasi-Prescriptive | 58 | 20 | 0 | 0 | 0 | 0 | 0 | 0 | 0
1002 | 39 | Electricity Retrofit Incentive | Business, Industrial | 2009 | Preliminary | 487 | 2009 – Lighting System Standard Performance Medium Bay T8, 8 Lamp - Industrial Sector | 0.197 | Quasi-Prescriptive | Quasi-Prescriptive | Quasi-Prescriptive | Quasi-Prescriptive | Quasi-Prescriptive | 58 | 20 | 0 | 0 | 0 | 0 | 0 | 0 | 0
1003 | 39 | Electricity Retrofit Incentive | Business, Industrial | 2009 | Preliminary | 488 | 2009 – Lighting System High Performance Medium Bay T8, 4 Lamp - Industrial Sector | 0.17 | Quasi-Prescriptive | Quasi-Prescriptive | Quasi-Prescriptive | Quasi-Prescriptive | Quasi-Prescriptive | 58 | 20 | 0 | 0 | 0 | 0 | 0 | 0 | 0
1004 | 39 | Electricity Retrofit Incentive | Business, Industrial | 2009 | Preliminary | 489 | 2009 – Lighting System High Performance Medium Bay T8, 6 Lamp - Industrial Sector | 0.239 | Quasi-Prescriptive | Quasi-Prescriptive | Quasi-Prescriptive | Quasi-Prescriptive | Quasi-Prescriptive | 58 | 20 | 0 | 0 | 0 | 0 | 0 | 0 | 0
1005 | 39 | Electricity Retrofit Incentive | Business, Industrial | 2009 | Preliminary | 490 | 2009 – Lighting System High Performance Medium Bay T8, 8 Lamp - Industrial Sector | 0.242 | Quasi-Prescriptive | Quasi-Prescriptive | Quasi-Prescriptive | Quasi-Prescriptive | Quasi-Prescriptive | 58 | 20 | 0 | 0 | 0 | 0 | 0 | 0 | 0
1006 | 39 | Electricity Retrofit Incentive | Business, Industrial | 2009 | Preliminary | 491 | 2009 – Lighting System T5, 1-3 Lamps - Industrial Sector | 0.025667 | Quasi-Prescriptive | Quasi-Prescriptive | Quasi-Prescriptive | Quasi-Prescriptive | Quasi-Prescriptive | 58 | 20 | 0 | 0 | 0 | 0 | 0 | 0 | 0
1007 | 39 | Electricity Retrofit Incentive | Business, Industrial | 2009 | Preliminary | 492 | 2009 – Lighting System Medium and High Bay T5, 4 Lamps - Industrial Sector | 0.16 | Quasi-Prescriptive | Quasi-Prescriptive | Quasi-Prescriptive | Quasi-Prescriptive | Quasi-Prescriptive | 58 | 20 | 0 | 0 | 0 | 0 | 0 | 0 | 0
1008 | 39 | Electricity Retrofit Incentive | Business, Industrial | 2009 | Preliminary | 493 | 2009 – Lighting System Medium and High Bay T5, 6 Lamps - Industrial Sector | 0.156 | Quasi-Prescriptive | Quasi-Prescriptive | Quasi-Prescriptive | Quasi-Prescriptive | Quasi-Prescriptive | 58 | 20 | 0 | 0 | 0 | 0 | 0 | 0 | 0
1009 | 39 | Electricity Retrofit Incentive | Business, Industrial | 2009 | Preliminary | 494 | 2009 – Lighting System Medium and High Bay T5, 8 Lamps - Industrial Sector | 0.242 | Quasi-Prescriptive | Quasi-Prescriptive | Quasi-Prescriptive | Quasi-Prescriptive | Quasi-Prescriptive | 58 | 20 | 0 | 0 | 0 | 0 | 0 | 0 | 0
1010 | 39 | Electricity Retrofit Incentive | Business, Industrial | 2009 | Preliminary | 495 | 2009 – Lighting System Medium and High Bay T5, 10 Lamps - Industrial Sector | 0.314 | Quasi-Prescriptive | Quasi-Prescriptive | Quasi-Prescriptive | Quasi-Prescriptive | Quasi-Prescriptive | 58 | 20 | 0 | 0 | 0 | 0 | 0 | 0 | 0
1011 | 39 | Electricity Retrofit Incentive | Business, Industrial | 2009 | Preliminary | 496 | 2009 – Lighting System Medium and High Bay T5, 12 Lamps - Industrial Sector | 0.386 | Quasi-Prescriptive | Quasi-Prescriptive | Quasi-Prescriptive | Quasi-Prescriptive | Quasi-Prescriptive | 58 | 20 | 0 | 0 | 0 | 0 | 0 | 0 | 0
1012 | 39 | Electricity Retrofit Incentive | Business, Industrial | 2009 | Preliminary | 497 | 2009 – Lighting System 320W Pulse-Start Ceramic Metal Halide Lamp - Industrial Sector | 0.056 | Quasi-Prescriptive | Quasi-Prescriptive | Quasi-Prescriptive | Quasi-Prescriptive | Quasi-Prescriptive | 58 | 20 | 0 | 0 | 0 | 0 | 0 | 0 | 0
1013 | 39 | Electricity Retrofit Incentive | Business, Industrial | 2009 | Preliminary | 498 | 2009 – Lighting System <30W PAR Self-Ballasted Ceramic Metal Halide Lamp - Industrial Sector | 0.061 | Quasi-Prescriptive | Quasi-Prescriptive | Quasi-Prescriptive | Quasi-Prescriptive | Quasi-Prescriptive | 58 | 20 | 0 | 0 | 0 | 0 | 0 | 0 | 0
1014 | 39 | Electricity Retrofit Incentive | Business, Industrial | 2009 | Preliminary | 499 | 2009 – Lighting System 150W Metal Halide Lamp - Industrial Sector | 0.025 | Quasi-Prescriptive | Quasi-Prescriptive | Quasi-Prescriptive | Quasi-Prescriptive | Quasi-Prescriptive | 58 | 20 | 0 | 0 | 0 | 0 | 0 | 0 | 0
1015 | 39 | Electricity Retrofit Incentive | Business, Industrial | 2009 | Preliminary | 500 | 2009 – Lighting System 360W Metal Halide Lamp - Industrial Sector | 0.04 | Quasi-Prescriptive | Quasi-Prescriptive | Quasi-Prescriptive | Quasi-Prescriptive | Quasi-Prescriptive | 58 | 20 | 0 | 0 | 0 | 0 | 0 | 0 | 0
1016 | 39 | Electricity Retrofit Incentive | Business, Industrial | 2009 | Preliminary | 501 | 2009 – Lighting System 225W High Pressure Sodium Lamp - Industrial Sector | 0.025 | Quasi-Prescriptive | Quasi-Prescriptive | Quasi-Prescriptive | Quasi-Prescriptive | Quasi-Prescriptive | 58 | 20 | 0 | 0 | 0 | 0 | 0 | 0 | 0
1017 | 39 | Electricity Retrofit Incentive | Business, Industrial | 2009 | Preliminary | 502 | 2009 – Lighting System <200W Metal Halide Electronic Ballast - Industrial Sector | 0.065 | Quasi-Prescriptive | Quasi-Prescriptive | Quasi-Prescriptive | Quasi-Prescriptive | Quasi-Prescriptive | 58 | 20 | 0 | 0 | 0 | 0 | 0 | 0 | 0
1018 | 39 | Electricity Retrofit Incentive | Business, Industrial | 2009 | Preliminary | 503 | 2009 – Lighting System 250-360W Metal Halide Electronic Ballast - Industrial Sector | 0.128 | Quasi-Prescriptive | Quasi-Prescriptive | Quasi-Prescriptive | Quasi-Prescriptive | Quasi-Prescriptive | 58 | 20 | 0 | 0 | 0 | 0 | 0 | 0 | 0
1019 | 39 | Electricity Retrofit Incentive | Business, Industrial | 2009 | Preliminary | 504 | 2009 – Lighting System 400W Metal Halide Electronic Ballast - Industrial Sector | 0.226 | Quasi-Prescriptive | Quasi-Prescriptive | Quasi-Prescriptive | Quasi-Prescriptive | Quasi-Prescriptive | 58 | 20 | 0 | 0 | 0 | 0 | 0 | 0 | 0
1020 | 39 | Electricity Retrofit Incentive | Business, Industrial | 2009 | Preliminary | 505 | 2009 – Lighting System <200W High Pressure Sodium Electronic Ballast - Industrial Sector | 0.04 | Quasi-Prescriptive | Quasi-Prescriptive | Quasi-Prescriptive | Quasi-Prescriptive | Quasi-Prescriptive | 58 | 20 | 0 | 0 | 0 | 0 | 0 | 0 | 0
1021 | 39 | Electricity Retrofit Incentive | Business, Industrial | 2009 | Preliminary | 506 | 2009 – Lighting System 250W High Pressure Sodium Electronic Ballast - Industrial Sector | 0.055 | Quasi-Prescriptive | Quasi-Prescriptive | Quasi-Prescriptive | Quasi-Prescriptive | Quasi-Prescriptive | 58 | 20 | 0 | 0 | 0 | 0 | 0 | 0 | 0
1022 | 39 | Electricity Retrofit Incentive | Business, Industrial | 2009 | Preliminary | 507 | 2009 – Lighting System 400W High Pressure Sodium Electronic Ballast - Industrial Sector | 0.075 | Quasi-Prescriptive | Quasi-Prescriptive | Quasi-Prescriptive | Quasi-Prescriptive | Quasi-Prescriptive | 58 | 20 | 0 | 0 | 0 | 0 | 0 | 0 | 0
1023 | 39 | Electricity Retrofit Incentive | Business, Industrial | 2009 | Preliminary | 508 | 2009 – Lighting System 600W High Pressure Sodium Electronic Ballast - Industrial Sector | 0.081 | Quasi-Prescriptive | Quasi-Prescriptive | Quasi-Prescriptive | Quasi-Prescriptive | Quasi-Prescriptive | 58 | 20 | 0 | 0 | 0 | 0 | 0 | 0 | 0
1024 | 39 | Electricity Retrofit Incentive | Business, Industrial | 2009 | Preliminary | 509 | 2009 – Lighting System 1000W High Pressure Sodium Electronic Ballast - Industrial Sector | 0.095 | Quasi-Prescriptive | Quasi-Prescriptive | Quasi-Prescriptive | Quasi-Prescriptive | Quasi-Prescriptive | 58 | 20 | 0 | 0 | 0 | 0 | 0 | 0 | 0
1025 | 39 | Electricity Retrofit Incentive | Business, Industrial | 2009 | Preliminary | 510 | 2009 – Lighting System <25W Infrared Coated Halogen MR16 Lamp - Industrial Sector | 0.015 | Quasi-Prescriptive | Quasi-Prescriptive | Quasi-Prescriptive | Quasi-Prescriptive | Quasi-Prescriptive | 58 | 20 | 0 | 0 | 0 | 0 | 0 | 0 | 0
1026 | 39 | Electricity Retrofit Incentive | Business, Industrial | 2009 | Preliminary | 511 | 2009 – Lighting System 26-35W Infrared Coated Halogen MR16 Lamp - Industrial Sector | 0.015 | Quasi-Prescriptive | Quasi-Prescriptive | Quasi-Prescriptive | Quasi-Prescriptive | Quasi-Prescriptive | 58 | 20 | 0 | 0 | 0 | 0 | 0 | 0 | 0
1027 | 39 | Electricity Retrofit Incentive | Business, Industrial | 2009 | Preliminary | 512 | 2009 – Lighting System <48W Infrared Coated Halogen PAR Lamp - Industrial Sector | 0.04 | Quasi-Prescriptive | Quasi-Prescriptive | Quasi-Prescriptive | Quasi-Prescriptive | Quasi-Prescriptive | 58 | 20 | 0 | 0 | 0 | 0 | 0 | 0 | 0
1028 | 39 | Electricity Retrofit Incentive | Business, Industrial | 2009 | Preliminary | 513 | 2009 – Lighting System 49-60W Infrared Coated Halogen PAR Lamp - Industrial Sector | 0.1 | Quasi-Prescriptive | Quasi-Prescriptive | Quasi-Prescriptive | Quasi-Prescriptive | Quasi-Prescriptive | 58 | 20 | 0 | 0 | 0 | 0 | 0 | 0 | 0
1029 | 39 | Electricity Retrofit Incentive | Business, Industrial | 2009 | Preliminary | 514 | 2009 – Lighting System Occupancy Sensors, Switch plate mounted occupancy sensor - Industrial Sector | 0.095 | Quasi-Prescriptive | Quasi-Prescriptive | Quasi-Prescriptive | Quasi-Prescriptive | Quasi-Prescriptive | 58 | 20 | 0 | 0 | 0 | 0 | 0 | 0 | 0
1030 | 39 | Electricity Retrofit Incentive | Business, Industrial | 2009 | Preliminary | 515 | 2009 – Lighting System Occupancy Sensors, Ceiling mounted occupancy sensor - Industrial Sector | 0.095 | Quasi-Prescriptive | Quasi-Prescriptive | Quasi-Prescriptive | Quasi-Prescriptive | Quasi-Prescriptive | 58 | 20 | 0 | 0 | 0 | 0 | 0 | 0 | 0
1031 | 39 | Electricity Retrofit Incentive | Business, Industrial | 2009 | Preliminary | 516 | 2009 – Motor Open Drip-Proof (ODP), 1 HP - Industrial Sector | 0.02 | Quasi-Prescriptive | Quasi-Prescriptive | Quasi-Prescriptive | Quasi-Prescriptive | Quasi-Prescriptive | 58 | 20 | 0 | 0 | 0 | 0 | 0 | 0 | 0
1032 | 39 | Electricity Retrofit Incentive | Business, Industrial | 2009 | Preliminary | 517 | 2009 – Motor Open Drip-Proof (ODP), 1.5 HP - Industrial Sector | 0.03 | Quasi-Prescriptive | Quasi-Prescriptive | Quasi-Prescriptive | Quasi-Prescriptive | Quasi-Prescriptive | 58 | 20 | 0 | 0 | 0 | 0 | 0 | 0 | 0
1033 | 39 | Electricity Retrofit Incentive | Business, Industrial | 2009 | Preliminary | 518 | 2009 – Motor Open Drip-Proof (ODP), 2 HP - Industrial Sector | 0.04 | Quasi-Prescriptive | Quasi-Prescriptive | Quasi-Prescriptive | Quasi-Prescriptive | Quasi-Prescriptive | 58 | 20 | 0 | 0 | 0 | 0 | 0 | 0 | 0
1034 | 39 | Electricity Retrofit Incentive | Business, Industrial | 2009 | Preliminary | 519 | 2009 – Motor Open Drip-Proof (ODP), 3 HP - Industrial Sector | 0.07 | Quasi-Prescriptive | Quasi-Prescriptive | Quasi-Prescriptive | Quasi-Prescriptive | Quasi-Prescriptive | 58 | 20 | 0 | 0 | 0 | 0 | 0 | 0 | 0
1035 | 39 | Electricity Retrofit Incentive | Business, Industrial | 2009 | Preliminary | 520 | 2009 – Motor Open Drip-Proof (ODP), 5 HP - Industrial Sector | 0.07 | Quasi-Prescriptive | Quasi-Prescriptive | Quasi-Prescriptive | Quasi-Prescriptive | Quasi-Prescriptive | 58 | 20 | 0 | 0 | 0 | 0 | 0 | 0 | 0
1036 | 39 | Electricity Retrofit Incentive | Business, Industrial | 2009 | Preliminary | 521 | 2009 – Motor Open Drip-Proof (ODP), 7.5 HP - Industrial Sector | 0.13 | Quasi-Prescriptive | Quasi-Prescriptive | Quasi-Prescriptive | Quasi-Prescriptive | Quasi-Prescriptive | 58 | 20 | 0 | 0 | 0 | 0 | 0 | 0 | 0
1037 | 39 | Electricity Retrofit Incentive | Business, Industrial | 2009 | Preliminary | 522 | 2009 – Motor Open Drip-Proof (ODP), 10 HP - Industrial Sector | 0.15 | Quasi-Prescriptive | Quasi-Prescriptive | Quasi-Prescriptive | Quasi-Prescriptive | Quasi-Prescriptive | 58 | 20 | 0 | 0 | 0 | 0 | 0 | 0 | 0
1038 | 39 | Electricity Retrofit Incentive | Business, Industrial | 2009 | Preliminary | 523 | 2009 – Motor Open Drip-Proof (ODP), 15 HP - Industrial Sector | 0.2 | Quasi-Prescriptive | Quasi-Prescriptive | Quasi-Prescriptive | Quasi-Prescriptive | Quasi-Prescriptive | 58 | 20 | 0 | 0 | 0 | 0 | 0 | 0 | 0
1039 | 39 | Electricity Retrofit Incentive | Business, Industrial | 2009 | Preliminary | 524 | 2009 – Motor Open Drip-Proof (ODP), 20 HP - Industrial Sector | 0.26 | Quasi-Prescriptive | Quasi-Prescriptive | Quasi-Prescriptive | Quasi-Prescriptive | Quasi-Prescriptive | 58 | 20 | 0 | 0 | 0 | 0 | 0 | 0 | 0
1040 | 39 | Electricity Retrofit Incentive | Business, Industrial | 2009 | Preliminary | 525 | 2009 – Motor Open Drip-Proof (ODP), 25 HP - Industrial Sector | 0.31 | Quasi-Prescriptive | Quasi-Prescriptive | Quasi-Prescriptive | Quasi-Prescriptive | Quasi-Prescriptive | 58 | 20 | 0 | 0 | 0 | 0 | 0 | 0 | 0
1041 | 39 | Electricity Retrofit Incentive | Business, Industrial | 2009 | Preliminary | 526 | 2009 – Motor Open Drip-Proof (ODP), 30 HP - Industrial Sector | 0.33 | Quasi-Prescriptive | Quasi-Prescriptive | Quasi-Prescriptive | Quasi-Prescriptive | Quasi-Prescriptive | 58 | 20 | 0 | 0 | 0 | 0 | 0 | 0 | 0
1042 | 39 | Electricity Retrofit Incentive | Business, Industrial | 2009 | Preliminary | 527 | 2009 – Motor Open Drip-Proof (ODP), 40 HP - Industrial Sector | 0.28 | Quasi-Prescriptive | Quasi-Prescriptive | Quasi-Prescriptive | Quasi-Prescriptive | Quasi-Prescriptive | 58 | 20 | 0 | 0 | 0 | 0 | 0 | 0 | 0
1043 | 39 | Electricity Retrofit Incentive | Business, Industrial | 2009 | Preliminary | 528 | 2009 – Motor Open Drip-Proof (ODP), 50 HP - Industrial Sector | 0.48 | Quasi-Prescriptive | Quasi-Prescriptive | Quasi-Prescriptive | Quasi-Prescriptive | Quasi-Prescriptive | 58 | 20 | 0 | 0 | 0 | 0 | 0 | 0 | 0
1044 | 39 | Electricity Retrofit Incentive | Business, Industrial | 2009 | Preliminary | 529 | 2009 – Motor Open Drip-Proof (ODP), 60 HP - Industrial Sector | 0.53 | Quasi-Prescriptive | Quasi-Prescriptive | Quasi-Prescriptive | Quasi-Prescriptive | Quasi-Prescriptive | 58 | 20 | 0 | 0 | 0 | 0 | 0 | 0 | 0
1045 | 39 | Electricity Retrofit Incentive | Business, Industrial | 2009 | Preliminary | 530 | 2009 – Motor Open Drip-Proof (ODP), 75 HP - Industrial Sector | 0.42 | Quasi-Prescriptive | Quasi-Prescriptive | Quasi-Prescriptive | Quasi-Prescriptive | Quasi-Prescriptive | 58 | 20 | 0 | 0 | 0 | 0 | 0 | 0 | 0
1046 | 39 | Electricity Retrofit Incentive | Business, Industrial | 2009 | Preliminary | 531 | 2009 – Motor Open Drip-Proof (ODP), 100 HP - Industrial Sector | 0.81 | Quasi-Prescriptive | Quasi-Prescriptive | Quasi-Prescriptive | Quasi-Prescriptive | Quasi-Prescriptive | 58 | 20 | 0 | 0 | 0 | 0 | 0 | 0 | 0
1047 | 39 | Electricity Retrofit Incentive | Business, Industrial | 2009 | Preliminary | 532 | 2009 – Motor Open Drip-Proof (ODP), 125 HP - Industrial Sector | 0.7 | Quasi-Prescriptive | Quasi-Prescriptive | Quasi-Prescriptive | Quasi-Prescriptive | Quasi-Prescriptive | 58 | 20 | 0 | 0 | 0 | 0 | 0 | 0 | 0
1048 | 39 | Electricity Retrofit Incentive | Business, Industrial | 2009 | Preliminary | 533 | 2009 – Motor Open Drip-Proof (ODP), 150 HP - Industrial Sector | 0.74 | Quasi-Prescriptive | Quasi-Prescriptive | Quasi-Prescriptive | Quasi-Prescriptive | Quasi-Prescriptive | 58 | 20 | 0 | 0 | 0 | 0 | 0 | 0 | 0
1049 | 39 | Electricity Retrofit Incentive | Business, Industrial | 2009 | Preliminary | 534 | 2009 – Motor Open Drip-Proof (ODP), 200 HP - Industrial Sector | 0.98 | Quasi-Prescriptive | Quasi-Prescriptive | Quasi-Prescriptive | Quasi-Prescriptive | Quasi-Prescriptive | 58 | 20 | 0 | 0 | 0 | 0 | 0 | 0 | 0
1050 | 39 | Electricity Retrofit Incentive | Business, Industrial | 2009 | Preliminary | 535 | 2009 – Motor Totally Enclosed Fan-Cooled (TEFC), 1 HP - Industrial Sector | 0.02 | Quasi-Prescriptive | Quasi-Prescriptive | Quasi-Prescriptive | Quasi-Prescriptive | Quasi-Prescriptive | 58 | 20 | 0 | 0 | 0 | 0 | 0 | 0 | 0
1051 | 39 | Electricity Retrofit Incentive | Business, Industrial | 2009 | Preliminary | 536 | 2009 – Motor Totally Enclosed Fan-Cooled (TEFC), 1.5 HP - Industrial Sector | 0.03 | Quasi-Prescriptive | Quasi-Prescriptive | Quasi-Prescriptive | Quasi-Prescriptive | Quasi-Prescriptive | 58 | 20 | 0 | 0 | 0 | 0 | 0 | 0 | 0
1052 | 39 | Electricity Retrofit Incentive | Business, Industrial | 2009 | Preliminary | 537 | 2009 – Motor Totally Enclosed Fan-Cooled (TEFC), 2 HP - Industrial Sector | 0.04 | Quasi-Prescriptive | Quasi-Prescriptive | Quasi-Prescriptive | Quasi-Prescriptive | Quasi-Prescriptive | 58 | 20 | 0 | 0 | 0 | 0 | 0 | 0 | 0
1053 | 39 | Electricity Retrofit Incentive | Business, Industrial | 2009 | Preliminary | 538 | 2009 – Motor Totally Enclosed Fan-Cooled (TEFC), 3 HP - Industrial Sector | 0.04 | Quasi-Prescriptive | Quasi-Prescriptive | Quasi-Prescriptive | Quasi-Prescriptive | Quasi-Prescriptive | 58 | 20 | 0 | 0 | 0 | 0 | 0 | 0 | 0
1054 | 39 | Electricity Retrofit Incentive | Business, Industrial | 2009 | Preliminary | 539 | 2009 – Motor Totally Enclosed Fan-Cooled (TEFC), 5 HP - Industrial Sector | 0.07 | Quasi-Prescriptive | Quasi-Prescriptive | Quasi-Prescriptive | Quasi-Prescriptive | Quasi-Prescriptive | 58 | 20 | 0 | 0 | 0 | 0 | 0 | 0 | 0
1055 | 39 | Electricity Retrofit Incentive | Business, Industrial | 2009 | Preliminary | 540 | 2009 – Motor Totally Enclosed Fan-Cooled (TEFC), 7.5 HP - Industrial Sector | 0.11 | Quasi-Prescriptive | Quasi-Prescriptive | Quasi-Prescriptive | Quasi-Prescriptive | Quasi-Prescriptive | 58 | 20 | 0 | 0 | 0 | 0 | 0 | 0 | 0
1056 | 39 | Electricity Retrofit Incentive | Business, Industrial | 2009 | Preliminary | 541 | 2009 – Motor Totally Enclosed Fan-Cooled (TEFC), 10 HP - Industrial Sector | 0.15 | Quasi-Prescriptive | Quasi-Prescriptive | Quasi-Prescriptive | Quasi-Prescriptive | Quasi-Prescriptive | 58 | 20 | 0 | 0 | 0 | 0 | 0 | 0 | 0
1057 | 39 | Electricity Retrofit Incentive | Business, Industrial | 2009 | Preliminary | 542 | 2009 – Motor Totally Enclosed Fan-Cooled (TEFC), 15 HP - Industrial Sector | 0.14 | Quasi-Prescriptive | Quasi-Prescriptive | Quasi-Prescriptive | Quasi-Prescriptive | Quasi-Prescriptive | 58 | 20 | 0 | 0 | 0 | 0 | 0 | 0 | 0
1058 | 39 | Electricity Retrofit Incentive | Business, Industrial | 2009 | Preliminary | 543 | 2009 – Motor Totally Enclosed Fan-Cooled (TEFC), 20 HP - Industrial Sector | 0.26 | Quasi-Prescriptive | Quasi-Prescriptive | Quasi-Prescriptive | Quasi-Prescriptive | Quasi-Prescriptive | 58 | 20 | 0 | 0 | 0 | 0 | 0 | 0 | 0
1059 | 39 | Electricity Retrofit Incentive | Business, Industrial | 2009 | Preliminary | 544 | 2009 – Motor Totally Enclosed Fan-Cooled (TEFC), 25 HP - Industrial Sector | 0.19 | Quasi-Prescriptive | Quasi-Prescriptive | Quasi-Prescriptive | Quasi-Prescriptive | Quasi-Prescriptive | 58 | 20 | 0 | 0 | 0 | 0 | 0 | 0 | 0
1060 | 39 | Electricity Retrofit Incentive | Business, Industrial | 2009 | Preliminary | 545 | 2009 – Motor Totally Enclosed Fan-Cooled (TEFC), 30 HP - Industrial Sector | 0.23 | Quasi-Prescriptive | Quasi-Prescriptive | Quasi-Prescriptive | Quasi-Prescriptive | Quasi-Prescriptive | 58 | 20 | 0 | 0 | 0 | 0 | 0 | 0 | 0
1061 | 39 | Electricity Retrofit Incentive | Business, Industrial | 2009 | Preliminary | 546 | 2009 – Motor Totally Enclosed Fan-Cooled (TEFC), 40 HP - Industrial Sector | 0.28 | Quasi-Prescriptive | Quasi-Prescriptive | Quasi-Prescriptive | Quasi-Prescriptive | Quasi-Prescriptive | 58 | 20 | 0 | 0 | 0 | 0 | 0 | 0 | 0
1062 | 39 | Electricity Retrofit Incentive | Business, Industrial | 2009 | Preliminary | 547 | 2009 – Motor Totally Enclosed Fan-Cooled (TEFC), 50 HP - Industrial Sector | 0.48 | Quasi-Prescriptive | Quasi-Prescriptive | Quasi-Prescriptive | Quasi-Prescriptive | Quasi-Prescriptive | 58 | 20 | 0 | 0 | 0 | 0 | 0 | 0 | 0
1063 | 39 | Electricity Retrofit Incentive | Business, Industrial | 2009 | Preliminary | 548 | 2009 – Motor Totally Enclosed Fan-Cooled (TEFC), 60 HP - Industrial Sector | 0.53 | Quasi-Prescriptive | Quasi-Prescriptive | Quasi-Prescriptive | Quasi-Prescriptive | Quasi-Prescriptive | 58 | 20 | 0 | 0 | 0 | 0 | 0 | 0 | 0
1064 | 39 | Electricity Retrofit Incentive | Business, Industrial | 2009 | Preliminary | 549 | 2009 – Motor Totally Enclosed Fan-Cooled (TEFC), 75 HP - Industrial Sector | 0.61 | Quasi-Prescriptive | Quasi-Prescriptive | Quasi-Prescriptive | Quasi-Prescriptive | Quasi-Prescriptive | 58 | 20 | 0 | 0 | 0 | 0 | 0 | 0 | 0
1065 | 39 | Electricity Retrofit Incentive | Business, Industrial | 2009 | Preliminary | 550 | 2009 – Motor Totally Enclosed Fan-Cooled (TEFC), 100 HP - Industrial Sector | 0.56 | Quasi-Prescriptive | Quasi-Prescriptive | Quasi-Prescriptive | Quasi-Prescriptive | Quasi-Prescriptive | 58 | 20 | 0 | 0 | 0 | 0 | 0 | 0 | 0
1066 | 39 | Electricity Retrofit Incentive | Business, Industrial | 2009 | Preliminary | 551 | 2009 – Motor Totally Enclosed Fan-Cooled (TEFC), 125 HP - Industrial Sector | 0.7 | Quasi-Prescriptive | Quasi-Prescriptive | Quasi-Prescriptive | Quasi-Prescriptive | Quasi-Prescriptive | 58 | 20 | 0 | 0 | 0 | 0 | 0 | 0 | 0
1067 | 39 | Electricity Retrofit Incentive | Business, Industrial | 2009 | Preliminary | 552 | 2009 – Motor Totally Enclosed Fan-Cooled (TEFC), 150 HP - Industrial Sector | 0.74 | Quasi-Prescriptive | Quasi-Prescriptive | Quasi-Prescriptive | Quasi-Prescriptive | Quasi-Prescriptive | 58 | 20 | 0 | 0 | 0 | 0 | 0 | 0 | 0
1068 | 39 | Electricity Retrofit Incentive | Business, Industrial | 2009 | Preliminary | 553 | 2009 – Motor Totally Enclosed Fan-Cooled (TEFC), 200 HP - Industrial Sector | 1.47 | Quasi-Prescriptive | Quasi-Prescriptive | Quasi-Prescriptive | Quasi-Prescriptive | Quasi-Prescriptive | 58 | 20 | 0 | 0 | 0 | 0 | 0 | 0 | 0
1069 | 39 | Electricity Retrofit Incentive | Business, Industrial | 2009 | Preliminary | 554 | 2009 – Unitary AC Single Phase <= 5.4 Tons - Industrial Sector | 0.052 | Quasi-Prescriptive | Quasi-Prescriptive | Quasi-Prescriptive | Quasi-Prescriptive | Quasi-Prescriptive | 58 | 20 | 0 | 0 | 0 | 0 | 0 | 0 | 0
1070 | 39 | Electricity Retrofit Incentive | Business, Industrial | 2009 | Preliminary | 555 | 2009 – Unitary AC 3 Phase <= 5.4 Tons - Industrial Sector | 0.052 | Quasi-Prescriptive | Quasi-Prescriptive | Quasi-Prescriptive | Quasi-Prescriptive | Quasi-Prescriptive | 58 | 20 | 0 | 0 | 0 | 0 | 0 | 0 | 0
1071 | 39 | Electricity Retrofit Incentive | Business, Industrial | 2009 | Preliminary | 556 | 2009 – Unitary AC >5.4 & <= 11.25 tons - Industrial Sector | 0.126 | Quasi-Prescriptive | Quasi-Prescriptive | Quasi-Prescriptive | Quasi-Prescriptive | Quasi-Prescriptive | 58 | 20 | 0 | 0 | 0 | 0 | 0 | 0 | 0
1072 | 39 | Electricity Retrofit Incentive | Business, Industrial | 2009 | Preliminary | 557 | 2009 – Unitary AC >11.25 & <= 20 tons - Industrial Sector | 0.179 | Quasi-Prescriptive | Quasi-Prescriptive | Quasi-Prescriptive | Quasi-Prescriptive | Quasi-Prescriptive | 58 | 20 | 0 | 0 | 0 | 0 | 0 | 0 | 0
1073 | 39 | Electricity Retrofit Incentive | Business, Industrial | 2009 | Preliminary | 558 | 2009 – Unitary AC 25 tons - Industrial Sector | 0.12 | Quasi-Prescriptive | Quasi-Prescriptive | Quasi-Prescriptive | Quasi-Prescriptive | Quasi-Prescriptive | 58 | 20 | 0 | 0 | 0 | 0 | 0 | 0 | 0
1074 | 39 | Electricity Retrofit Incentive | Business, Industrial | 2009 | Preliminary | 559 | 2009 – AgriCommercial Creep Heat Pads, 75W - Industrial Sector | 0.075 | Quasi-Prescriptive | Quasi-Prescriptive | Quasi-Prescriptive | Quasi-Prescriptive | Quasi-Prescriptive | 58 | 20 | 0 | 0 | 0 | 0 | 0 | 0 | 0
1075 | 39 | Electricity Retrofit Incentive | Business, Industrial | 2009 | Preliminary | 560 | 2009 – AgriCommercial Creep Heat Pads, 100W - Industrial Sector | 0.075 | Quasi-Prescriptive | Quasi-Prescriptive | Quasi-Prescriptive | Quasi-Prescriptive | Quasi-Prescriptive | 58 | 20 | 0 | 0 | 0 | 0 | 0 | 0 | 0
1076 | 39 | Electricity Retrofit Incentive | Business, Industrial | 2009 | Preliminary | 561 | 2009 – AgriCommercial Creep Heat Pads, 150W - Industrial Sector | 0.15 | Quasi-Prescriptive | Quasi-Prescriptive | Quasi-Prescriptive | Quasi-Prescriptive | Quasi-Prescriptive | 58 | 20 | 0 | 0 | 0 | 0 | 0 | 0 | 0
1077 | 39 | Electricity Retrofit Incentive | Business, Industrial | 2009 | Preliminary | 562 | 2009 – AgriCommercial Creep Heat Pads, 200W - Industrial Sector | 0.15 | Quasi-Prescriptive | Quasi-Prescriptive | Quasi-Prescriptive | Quasi-Prescriptive | Quasi-Prescriptive | 58 | 20 | 0 | 0 | 0 | 0 | 0 | 0 | 0
1078 | 39 | Electricity Retrofit Incentive | Business, Industrial | 2009 | Preliminary | 563 | 2009 – AgriCommercial High Temperature Cutout Thermostat - Industrial Sector | 0.13125 | Quasi-Prescriptive | Quasi-Prescriptive | Quasi-Prescriptive | Quasi-Prescriptive | Quasi-Prescriptive | 58 | 20 | 0 | 0 | 0 | 0 | 0 | 0 | 0
1079 | 39 | Electricity Retrofit Incentive | Business, Industrial | 2009 | Preliminary | 564 | 2009 – AgriCommercial Creep Heat Controller - Industrial Sector | 0.13125 | Quasi-Prescriptive | Quasi-Prescriptive | Quasi-Prescriptive | Quasi-Prescriptive | Quasi-Prescriptive | 58 | 20 | 0 | 0 | 0 | 0 | 0 | 0 | 0
1080 | 39 | Electricity Retrofit Incentive | Business, Industrial | 2009 | Preliminary | 565 | 2009 – AgriCommercial Energy Efficient Ventilation Exhaust Fans - Industrial Sector | 0.052 | Quasi-Prescriptive | Quasi-Prescriptive | Quasi-Prescriptive | Quasi-Prescriptive | Quasi-Prescriptive | 58 | 20 | 0 | 0 | 0 | 0 | 0 | 0 | 0
1081 | 39 | Electricity Retrofit Incentive | Business, Industrial | 2009 | Preliminary | 566 | 2009 – AgriCommercial Low Energy Livestock Waterers - Industrial Sector | 0.7 | Quasi-Prescriptive | Quasi-Prescriptive | Quasi-Prescriptive | Quasi-Prescriptive | Quasi-Prescriptive | 58 | 20 | 0 | 0 | 0 | 0 | 0 | 0 | 0
1082 | 39 | Electricity Retrofit Incentive | Business, Industrial | 2009 | Preliminary | 567 | 2009 – AgriCommercial Photocell and Timer for Lighting Control - Industrial Sector | 0.11 | Quasi-Prescriptive | Quasi-Prescriptive | Quasi-Prescriptive | Quasi-Prescriptive | Quasi-Prescriptive | 58 | 20 | 0 | 0 | 0 | 0 | 0 | 0 | 0
1083 | 39 | Electricity Retrofit Incentive | Business, Industrial | 2009 | Preliminary | 568 | 2009 – AgriCommercial High Speed Low Volume Fans - Industrial Sector | 0.052 | Quasi-Prescriptive | Quasi-Prescriptive | Quasi-Prescriptive | Quasi-Prescriptive | Quasi-Prescriptive | 58 | 20 | 0 | 0 | 0 | 0 | 0 | 0 | 0
1084 | 39 | Electricity Retrofit Incentive | Business, Industrial | 2009 | Preliminary | 569 | 2009 – Solar Hot Water Collectors - Industrial Sector | 0.6 | Quasi-Prescriptive | Quasi-Prescriptive | Quasi-Prescriptive | Quasi-Prescriptive | Quasi-Prescriptive | 58 | 20 | 0 | 0 | 0 | 0 | 0 | 0 | 0
1085 | 39 | Electricity Retrofit Incentive | Business, Industrial | 2009 | Preliminary | 570 | 2009 – Non-Electric Storage Tank Hot Water Heaters - Industrial Sector | 0 | Quasi-Prescriptive | Quasi-Prescriptive | Quasi-Prescriptive | Quasi-Prescriptive | Quasi-Prescriptive | 58 | 20 | 0 | 0 | 0 | 0 | 0 | 0 | 0
1086 | 39 | Electricity Retrofit Incentive | Business, Industrial | 2009 | Preliminary | 571 | 2009 – Tankless/Instantaneous Hot Water Heaters - Industrial Sector | 0 | Quasi-Prescriptive | Quasi-Prescriptive | Quasi-Prescriptive | Quasi-Prescriptive | Quasi-Prescriptive | 58 | 20 | 0 | 0 | 0 | 0 | 0 | 0 | 0
1087 | 39 | Electricity Retrofit Incentive | Business, Industrial | 2009 | Preliminary | 572 | 2009 – Drain Water Heat Recovery Systems - Industrial Sector | 0 | Quasi-Prescriptive | Quasi-Prescriptive | Quasi-Prescriptive | Quasi-Prescriptive | Quasi-Prescriptive | 58 | 20 | 0 | 0 | 0 | 0 | 0 | 0 | 0
1088 | 39 | Electricity Retrofit Incentive | Business, Industrial | 2009 | Preliminary | 573 | 2009 – Custom Project - Industrial Sector | Custom | Quasi-Prescriptive | Quasi-Prescriptive | Quasi-Prescriptive | Quasi-Prescriptive | Quasi-Prescriptive | 58 | 20 | 0 | 0 | 0 | 0 | 0 | 0 | 0
1089 | 40 | Toronto Comprehensive | Consumer Business, Industrial | 2009 | Preliminary | 1 | Toronto Hydro-Electric System Limited – Business Incentive Program (BIP) | Custom | Custom | Custom | Custom | Custom | Custom | 59 | 20 | 0 | 0 | 0 | 0 | 0 | 0 | 0
1090 | 40 | Toronto Comprehensive | Consumer Business, Industrial | 2009 | Preliminary | 2 | Toronto Hydro-Electric System Limited – Spring Turn On & Keep Cool | Custom | Custom | Custom | Custom | Custom | Custom | 44 | 20 | 0 | 0 | 0 | 0 | 0 | 0 | 0
1091 | 40 | Toronto Comprehensive | Consumer Business, Industrial | 2009 | Preliminary | 3 | Toronto Hydro-Electric System Limited – TABIA SLED Exchange | Custom | Custom | Custom | Custom | Custom | Custom | 70 | 20 | 0 | 0 | 0 | 0 | 0 | 0 | 0
1092 | 40 | Toronto Comprehensive | Consumer Business, Industrial | 2009 | Preliminary | 4 | Toronto Hydro-Electric System Limited – Low Income | Custom | Custom | Custom | Custom | Custom | Custom | 70 | 20 | 0 | 0 | 0 | 0 | 0 | 0 | 0
1093 | 40 | Toronto Comprehensive | Consumer Business, Industrial | 2009 | Preliminary | 5 | City of Toronto – Better Building Partnership (BBP) – Existing Buildings (EB) – Municipalities, Academic Institutions, School Boards & Hospitals (MASH) | Custom | Custom | Custom | Custom | Custom | Custom | 58 | 20 | 0 | 0 | 0 | 0 | 0 | 0 | 0
1094 | 40 | Toronto Comprehensive | Consumer Business, Industrial | 2009 | Preliminary | 6 | City of Toronto – Better Building Partnership (BBP) – Existing Buildings (EB) – Multi-Unit Residential Buildings (MURB) | Custom | Custom | Custom | Custom | Custom | Custom | 62.34 | 20 | 0 | 0 | 0 | 0 | 0 | 0 | 0
1095 | 40 | Toronto Comprehensive | Consumer Business, Industrial | 2009 | Preliminary | 7 | City of Toronto – Better Building Partnership (BBP) – New Construction (NC) | Custom | Custom | Custom | Custom | Custom | Custom | 70 | 20 | 0 | 0 | 0 | 0 | 0 | 0 | 0
1096 | 40 | Toronto Comprehensive | Consumer Business, Industrial | 2009 | Preliminary | 8 | Building Owners & Managers Association Project (BOMA) – Conservation & Demand Management (CDM) | Custom | Custom | Custom | Custom | Custom | Custom | 62 | 20 | 0 | 0 | 0 | 0 | 0 | 0 | 0
1097 | 41 | High Performance New Construction | Business, Industrial | 2009 | Preliminary | 1 | Custom Project | Custom | Custom | Custom | Custom | Custom | Custom | 70 | 20 | 0.1264 | 11.125 | 25363.831 | 507276.6195 | 7.7875 | 17754.6817 | 355093.6336
1098 | 42 | Power Savings Blitz | Business | 2009 | Preliminary | 1 | 1) From: 1 Lamp 8' -T12-75W-Magnetic Ballasts to: 2 - 4' Lamps, end to end 32 watt - with 80% ballast factor T8-Electronic Ballast - Retail Sector | 0.022 | 162 | 2381.4 | 0.02046 | 150.66 | 2214.702 | 93 | 14.7 | 0 | 0 | 0 | 0 | 0 | 0 | 0
1099 | 42 | Power Savings Blitz | Business | 2009 | Preliminary | 2 | 2) From: 1 Lamp 8' -T12-75W-Magnetic Ballasts to: 1 - 8' lamp with 80% ballast factor T8-Electronic Ballast - Retail Sector | 0.022 | 162 | 2381.4 | 0.02046 | 150.66 | 2214.702 | 93 | 14.7 | 0 | 0 | 0 | 0 | 0 | 0 | 0
1100 | 42 | Power Savings Blitz | Business | 2009 | Preliminary | 3 | 3) From: 1 Lamp 8' -T12-75W-Magnetic Ballasts to: 2 - 4' end to end 25 watt lamp with 90% ballast factor T8-Electronic Ballast - Retail Sector | 0.022 | 162 | 2381.4 | 0.02046 | 150.66 | 2214.702 | 93 | 14.7 | 0 | 0 | 0 | 0 | 0 | 0 | 0
1101 | 42 | Power Savings Blitz | Business | 2009 | Preliminary | 4 | 4) From: 2 Lamps 8' -T12-75W-Magnetic Ballasts to: 4 - 4' end to end 32 watt lamps with 80% ballast factor T8-Electronic Ballast - Retail Sector | 0.043 | 314 | 4615.8 | 0.03999 | 292.02 | 4292.694 | 93 | 14.7 | 0 | 0 | 0 | 0 | 0 | 0 | 0
1102 | 42 | Power Savings Blitz | Business | 2009 | Preliminary | 5 | 5) From: 2 Lamps 8' -T12-75W-Magnetic Ballasts to: 2 - 4' 32 watt lamps + reflector with 90% ballast factor T8-Electronic Ballast - Retail Sector | 0.075 | 550 | 8085 | 0.06975 | 511.5 | 7519.05 | 93 | 14.7 | 0 | 0 | 0 | 0 | 0 | 0 | 0
1103 | 42 | Power Savings Blitz | Business | 2009 | Preliminary | 6 | 6) From: 2 Lamps 8' -T12-60W-Magnetic Ballasts to: 4 - 4' lamps with either 32 watt ballast of 80% ballast factor or 25 watt lamp T8-Electronic Ballast - Retail Sector | 0.043 | 314 | 4615.8 | 0.03999 | 292.02 | 4292.694 | 93 | 14.7 | 0 | 0 | 0 | 0 | 0 | 0 | 0
1104 | 42 | Power Savings Blitz | Business | 2009 | Preliminary | 7 | 7) From: 2 Lamps 8' -T12-60W-Magnetic Ballasts to: 2 - 4' 32 watt lamps + Reflector with 90% ballast factor T8-Electronic Ballast - Retail Sector | 0.075 | 550 | 8085 | 0.06975 | 511.5 | 7519.05 | 93 | 14.7 | 271 | 20.2866 | 149149.728 | 2192501.0016 | 18.8666 | 138709.247 | 2039025.9315
1105 | 42 | Power Savings Blitz | Business | 2009 | Preliminary | 8 | 8) From: 1 Lamp 4' -T12-40W-Magnetic Ballasts to: 1 - 4' lamp with either 32 watt ballast of 80% ballast factor or 25 watt lamp T8-Electronic Ballast - Retail Sector | 0.012 | 92 | 1352.4 | 0.01116 | 85.56 | 1257.732 | 93 | 14.7 | 5 | 0.062382 | 458.64 | 6742.008 | 0.058015 | 426.5352 | 6270.0674
1106 | 42 | Power Savings Blitz | Business | 2009 | Preliminary | 9 | 9) From: 2 Lamps 4' -T12-40W-Magnetic Ballasts to: 1 - 4' 32 watt lamp + reflector with 90% ballast factor T8-Electronic Ballast - Retail Sector | 0.034 | 253 | 3719.1 | 0.03162 | 235.29 | 3458.763 | 93 | 14.7 | 0 | 0 | 0 | 0 | 0 | 0 | 0
1107 | 42 | Power Savings Blitz | Business | 2009 | Preliminary | 10 | 10) From: 2 Lamps 4' -T12-40W-Magnetic Ballasts to: 2 - 4' lamps with either 32 watt ballast of 80% ballast factor or 25 watt lamps T8-Electronic Ballast - Retail Sector | 0.018 | 131 | 1925.7 | 0.01674 | 121.83 | 1790.901 | 93 | 14.7 | 0 | 0 | 0 | 0 | 0 | 0 | 0
1108 | 42 | Power Savings Blitz | Business | 2009 | Preliminary | 11 | 11) From: 4 Lamps 4' -T12-40W-Magnetic Ballasts to: 2 - 4' 32 watt lamps + reflector T8-Electronic Ballast - Retail Sector | 0.07 | 511 | 7511.7 | 0.0651 | 475.23 | 6985.881 | 93 | 14.7 | 0 | 0 | 0 | 0 | 0 | 0 | 0
1109 | 42 | Power Savings Blitz | Business | 2009 | Preliminary | 12 | 12) From: 4 Lamps 4' -T12-40W-Magnetic Ballasts to: 4 - 4' lamps with either 32 watt ballast of 80% ballast factor or 25 watt lamps T8-Electronic Ballast - Retail Sector | 0.037 | 275 | 4042.5 | 0.03441 | 255.75 | 3759.525 | 93 | 14.7 | 0 | 0 | 0 | 0 | 0 | 0 | 0
1110 | 42 | Power Savings Blitz | Business | 2009 | Preliminary | 13 | 13) From: 1 Lamp 4' -T12-34W-Magnetic Ballasts to: 1 - 4' lamp with either 32 watt ballast of 80% ballast factor or 25 watt lamp T8-Electronic Ballast - Retail Sector | 0.011 | 79 | 1161.3 | 0.01023 | 73.47 | 1080.009 | 93 | 14.7 | 6 | 0.064164 | 471.744 | 6934.6368 | 0.059673 | 438.7219 | 6449.2122
1111 | 42 | Power Savings Blitz | Business | 2009 | Preliminary | 14 | 14) From: 2 Lamps 4' -T12-34W-Magnetic Ballasts to: 1 - 4' 32 watt lamp + reflector with 90% ballast factor T8-Electronic Ballast - Retail Sector | 0.029 | 210 | 3087 | 0.02697 | 195.3 | 2870.91 | 93 | 14.7 | 0 | 0 | 0 | 0 | 0 | 0 | 0
1112 | 42 | Power Savings Blitz | Business | 2009 | Preliminary | 15 | 15) From: 2 Lamps 4' -T12-34W-Magnetic Ballasts to: 2 - 4' lamps with either 32 watt ballast of 80% ballast factor or 25 watt lamps T8-Electronic Ballast - Retail Sector | 0.012 | 87 | 1278.9 | 0.01116 | 80.91 | 1189.377 | 93 | 14.7 | 389 | 4.6222 | 33983.04 | 499550.688 | 4.2987 | 31604.2272 | 464582.1398
1113 | 42 | Power Savings Blitz | Business | 2009 | Preliminary | 16 | 16) From: 4 Lamps 4' -T12-34W-Magnetic Ballasts to: 2 - 4' 32 watt lamps + reflector T8-Electronic Ballast - Retail Sector | 0.058 | 428 | 6291.6 | 0.05394 | 398.04 | 5851.188 | 93 | 14.7 | 0 | 0 | 0 | 0 | 0 | 0 | 0
1114 | 42 | Power Savings Blitz | Business | 2009 | Preliminary | 17 | 17) From: 4 Lamps 4' -T12-34W-Magnetic Ballasts to: 4 - 4' lamps with either 32 watt ballast of 80% ballast factor or 25 watt lamps T8-Electronic Ballast - Retail Sector | 0.026 | 192 | 2822.4 | 0.02418 | 178.56 | 2624.832 | 93 | 14.7 | 578 | 15.1095 | 111086.976 | 1632978.5472 | 14.0519 | 103310.8877 | 1518670.0489
1115 | 42 | Power Savings Blitz | Business | 2009 | Preliminary | 18 | 18) From: 2 Lamps U-Shaped 34-40W-Magnetic Ballasts to: 2 U-Tube Lamps 2' -T8-32W-Electronic Ballast - Retail Sector | 0.014 | 105 | 1543.5 | 0.01302 | 97.65 | 1435.455 | 93 | 14.7 | 0 | 0 | 0 | 0 | 0 | 0 | 0
1116 | 42 | Power Savings Blitz | Business | 2009 | Preliminary | 19 | 19) From: 2 Lamps U-Shaped 34-40W-Magnetic Ballasts to: 2 Linear 2' + Reflector F17T8 2' -T8-32W-Electronic Ballast - Retail Sector | 0.029 | 214 | 3145.8 | 0.02697 | 199.02 | 2925.594 | 93 | 14.7 | 0 | 0 | 0 | 0 | 0 | 0 | 0
1117 | 42 | Power Savings Blitz | Business | 2009 | Preliminary | 20 | 20) From: 2-15W Lamps Exit Sign - incandescent to: 3W LED Energy Star rated LED Exit Sign - Retail Sector | 0.032 | 237 | 3792 | 0.02976 | 220.41 | 3526.56 | 93 | 16 | 5 | 0.16041 | 1182.6 | 18921.6 | 0.14918 | 1099.818 | 17597.088
1118 | 42 | Power Savings Blitz | Business | 2009 | Preliminary | 21 | 21) From: 2-15W Lamps Exit Sign - incandescent to: Replace entire fixture with LED sign Energy Star rated LED Exit Sign - Retail Sector | 0.032 | 237 | 3792 | 0.02976 | 220.41 | 3526.56 | 93 | 16 | 0 | 0 | 0 | 0 | 0 | 0 | 0
1119 | 42 | Power Savings Blitz | Business | 2009 | Preliminary | 22 | 22) From: 40W Standard Incandescent (A Lamp) to: 11W ENERGY STAR® rated CFL (Screw-in replacement) - Retail Sector | 0.017 | 127 | 292.1 | 0.01581 | 118.11 | 271.653 | 93 | 2.3 | 3 | 0.051688 | 380.016 | 874.0368 | 0.04807 | 353.4149 | 812.8542
1120 | 42 | Power Savings Blitz | Business | 2009 | Preliminary | 23 | 23) From: 60W Standard Incandescent (A Lamp) to: 13W ENERGY STAR® rated CFL (Screw-in replacement) - Retail Sector | 0.028 | 205 | 471.5 | 0.02604 | 190.65 | 438.495 | 93 | 2.3 | 3 | 0.08377 | 615.888 | 1416.5424 | 0.077906 | 572.7758 | 1317.3844
1121 | 42 | Power Savings Blitz | Business | 2009 | Preliminary | 24 | 24) From: 100W Standard Incandescent (A Lamp) to: 23W ENERGY STAR® rated CFL (Screw-in replacement) - Retail Sector | 0.046 | 336 | 772.8 | 0.04278 | 312.48 | 718.704 | 93 | 2.3 | 0 | 0 | 0 | 0 | 0 | 0 | 0
1122 | 42 | Power Savings Blitz | Business | 2009 | Preliminary | 25 | 25) From: 150W Standard Incandescent (A Lamp) to: 28W ENERGY STAR® rated CFL (Screw-in replacement) - Retail Sector | 0.072 | 533 | 1225.9 | 0.06696 | 495.69 | 1140.087 | 93 | 2.3 | 35 | 2.5369 | 18651.36 | 42898.128 | 2.3593 | 17345.7648 | 39895.259
1123 | 42 | Power Savings Blitz | Business | 2009 | Preliminary | 26 | 26) From: 60W PAR38/30 PAR Lights - Flood or Spot - recessed down lighting to: 15W CFLPAR38/30 ENERGY STAR® rated PAR CFL - Retail Sector | 0.027 | 197 | 453.1 | 0.02511 | 183.21 | 421.383 | 93 | 2.3 | 4 | 0.10694 | 786.24 | 1808.352 | 0.099455 | 731.2032 | 1681.7674
1124 | 42 | Power Savings Blitz | Business | 2009 | Preliminary | 27 | 27) From: 75W PAR38/30 PAR Lights - Flood or Spot - recessed down lighting to: 18W CFLPAR38/30 ENERGY STAR® rated PAR CFL - Retail Sector | 0.034 | 249 | 572.7 | 0.03162 | 231.57 | 532.611 | 93 | 2.3 | 0 | 0 | 0 | 0 | 0 | 0 | 0
1125 | 42 | Power Savings Blitz | Business | 2009 | Preliminary | 28 | 28) From: 100W PAR38/30 PAR Lights - Flood or Spot - recessed down lighting to: 26W CFL PAR38/30 ENERGY STAR® rated PAR CFL - Retail Sector | 0.044 | 323 | 742.9 | 0.04092 | 300.39 | 690.897 | 93 | 2.3 | 8 | 0.35172 | 2585.856 | 5947.4688 | 0.3271 | 2404.8461 | 5531.146
1126 | 42 | Power Savings Blitz | Business | 2009 | Preliminary | 29 | 29) From: 40 - 60W standard incandescent PAR Lights - Track lighting or product highlighting to: 15W CFL Energy Star rated Flood CFL - Retail Sector | 0.027 | 197 | 453.1 | 0.02511 | 183.21 | 421.383 | 93 | 2.3 | 0 | 0 | 0 | 0 | 0 | 0 | 0
1127 | 42 | Power Savings Blitz | Business | 2009 | Preliminary | 30 | 30) From: 40 - 60W standard halogen PAR Lights - Track lighting or product highlighting to: 32 Watt IR coated halogen Energy Star rated Flood CFL - Retail Sector | 0.017 | 122 | 73.2 | 0.01581 | 113.46 | 68.076 | 93 | 0.6 | 0 | 0 | 0 | 0 | 0 | 0 | 0
1128 | 42 | Power Savings Blitz | Business | 2009 | Preliminary | 31 | 31) From: 75W standard incandescent PAR Lights - Track lighting or product highlighting to: 18W CFL Energy Star rated Flood CFL - Retail Sector | 0.034 | 249 | 572.7 | 0.03162 | 231.57 | 532.611 | 93 | 2.3 | 0 | 0 | 0 | 0 | 0 | 0 | 0
1129 | 42 | Power Savings Blitz | Business | 2009 | Preliminary | 32 | 32) From: 75W standard incandescent PAR Lights - Track lighting or product highlighting to: 50 Watt Halogen Energy Star rated Flood CFL - Retail Sector | 0.015 | 109 | 65.4 | 0.01395 | 101.37 | 60.822 | 93 | 0.6 | 0 | 0 | 0 | 0 | 0 | 0 | 0
1130 | 42 | Power Savings Blitz | Business | 2009 | Preliminary | 33 | 33) From: 90 Watt Halogen PAR Lights - Track lighting or product highlighting to: 23 to 28 watt CFL Par 38/30 Energy Star rated Flood CFL - Retail Sector | 0.037 | 271 | 623.3 | 0.03441 | 252.03 | 579.669 | 93 | 2.3 | 0 | 0 | 0 | 0 | 0 | 0 | 0
1131 | 42 | Power Savings Blitz | Business | 2009 | Preliminary | 34 | 34) From: 90 Watt Halogen PAR Lights - Track lighting or product highlighting to: 60 watt Halogen IR Energy Star rated Flood CFL - Retail Sector | 0.018 | 131 | 78.6 | 0.01674 | 121.83 | 73.098 | 93 | 0.6 | 7 | 0.12476 | 917.28 | 550.368 | 0.11603 | 853.0704 | 511.8422
1132 | 42 | Power Savings Blitz | Business | 2009 | Preliminary | 35 | 35) From: 100W standard incandescent or greater PAR Lights - Track lighting or product highlighting to: 26W CFL Energy Star rated Flood CFL - Retail Sector | 0.044 | 323 | 742.9 | 0.04092 | 300.39 | 690.897 | 93 | 2.3 | 0 | 0 | 0 | 0 | 0 | 0 | 0
1133 | 42 | Power Savings Blitz | Business | 2009 | Preliminary | 36 | 36) From: 100W standard incandescent or greater PAR Lights - Track lighting or product highlighting to: 50-75 watt halogen Energy Star rated Flood CFL - Retail Sector | 0.015 | 109 | 65.4 | 0.01395 | 101.37 | 60.822 | 93 | 0.6 | 0 | 0 | 0 | 0 | 0 | 0 | 0
1134 | 42 | Power Savings Blitz | Business | 2009 | Preliminary | 37 | 37) From: No Insulation Jacket (50-119 Gal) to: Insulation Jacket 5/32" barrier bubble film laminated between two layers of foil Water Heater (Electrical) - Retail Sector | 0.034 | 318 | 2226 | 0.03162 | 295.74 | 2070.18 | 93 | 7 | 0 | 0 | 0 | 0 | 0 | 0 | 0
1135 | 42 | Power Savings Blitz | Business | 2009 | Preliminary | 38 | 38) From: No Insulation Jacket (12-40 Gal) to: Insulation Jacket 5/32" barrier bubble film laminated between two layers of foil Water Heater (Electrical) - Retail Sector | 0.017 | 154 | 1078 | 0.01581 | 143.22 | 1002.54 | 93 | 7 | 2 | 0.033018 | 307.7777 | 2154.4437 | 0.030707 | 286.2332 | 2003.6326
1136 | 42 | Power Savings Blitz | Business | 2009 | Preliminary | 39 | 39) From: No Pipe insulation to: Pipe insulation (10 ft flexible polyethylene insulation on outlet pipe (for 1.2" and 3/4" diameter pipe) Water Heater (Electrical) - Retail Sector | 0.064 | 600 | 9000 | 0.05952 | 558 | 8370 | 93 | 15 | 8 | 0.51494 | 4800 | 72000 | 0.4789 | 4464 | 66960
1137 | 42 | Power Savings Blitz | Business | 2009 | Preliminary | 40 | 40) From: Aerator (Average 2.75gpm) Low Flow Aerator (Electric Water Heater Only) to: Aerator (Average 1.5 gpm) Low Flow Aerator (Electric Water Heater Only) - Retail Sector | 0.004 | 34 | 170 | 0.00372 | 31.62 | 158.1 | 93 | 5 | 0 | 0 | 0 | 0 | 0 | 0 | 0
1138 | 42 | Power Savings Blitz | Business | 2009 | Preliminary | 41 | 41) From: Authorized Contractor Program (ACP) to: Work Order cost <$500 (Labour and materials) - Retail Sector | 0 | 0 | 0 | 0 | 0 | 0 | 93 | 0 | 0 | 0 | 0 | 0 | 0 | 0 | 0
1139 | 42 | Power Savings Blitz | Business | 2009 | Preliminary | 42 | 42) From: Authorized Contractor Program (ACP) to: Work Order cost >$500 - $2000 (Labour and materials) - Retail Sector | 0 | 0 | 0 | 0 | 0 | 0 | 93 | 0 | 49 | 0 | 0 | 0 | 0 | 0 | 0
1140 | 42 | Power Savings Blitz | Business | 2009 | Preliminary | 43 | 43) From: Authorized Contractor Program (ACP) to: Work Order cost >$2001 - $5000 (Labour and materials) - Retail Sector | 0 | 0 | 0 | 0 | 0 | 0 | 93 | 0 | 0 | 0 | 0 | 0 | 0 | 0 | 0
1141 | 42 | Power Savings Blitz | Business | 2009 | Preliminary | 44 | 44) From: Contractor (Non-Classified Locations) to: First 10 devices or fraction thereof - Retail Sector | 0 | 0 | 0 | 0 | 0 | 0 | 93 | 0 | 0 | 0 | 0 | 0 | 0 | 0 | 0
1142 | 42 | Power Savings Blitz | Business | 2009 | Preliminary | 45 | 45) From: Contractor (Non-Classified Locations) to: Each additional 10 devices or fraction thereof - Retail Sector | 0 | 0 | 0 | 0 | 0 | 0 | 93 | 0 | 0 | 0 | 0 | 0 | 0 | 0 | 0
1143 | 42 | Power Savings Blitz | Business | 2009 | Preliminary | 46 | 46) From: 4 Lamps 8' -T12-75W-Magnetic Ballasts to: 4 - 4' 32 watt lamps + reflector with 90% ballast factor T8-Electronic Ballast - Retail Sector | 0.083 | 612 | 8996.4 | 0.07719 | 569.16 | 8366.652 | 93 | 14.7 | 0 | 0 | 0 | 0 | 0 | 0 | 0
1144 | 42 | Power Savings Blitz | Business | 2009 | Preliminary | 47 | 47) From: Contractor (Non-Classified Locations) - Minimum fee if the total fee for the application for inspection is less then $71 to: - Retail Sector | 0 | 0 | 0 | 0 | 0 | 0 | 93 | 0 | 1 | 0 | 0 | 0 | 0 | 0 | 0
1145 | 42 | Power Savings Blitz | Business | 2009 | Preliminary | 48 | 48) From: 2 Lamps 8' -T12-75W-Magnetic Ballasts to: 2 - 8' lamps with 90% ballast factor T8-Electronic Ballast - Retail Sector | 0.043 | 314 | 4615.8 | 0.03999 | 292.02 | 4292.694 | 93 | 14.7 | 33 | 1.4116 | 10378.368 | 152562.0096 | 1.3128 | 9651.8822 | 141882.6689
1146 | 42 | Power Savings Blitz | Business | 2009 | Preliminary | 49 | 49) From: 4 Lamps 8' -T12-75W-Magnetic Ballasts to: 4 - 8' lamps with 2 electronic ballasts of 90% ballast factor T8-Electronic Ballast - Retail Sector | 0.083 | 612 | 8996.4 | 0.07719 | 569.16 | 8366.652 | 93 | 14.7 | 0 | 0 | 0 | 0 | 0 | 0 | 0
1147 | 42 | Power Savings Blitz | Business | 2009 | Preliminary | 50 | 50) From: 2 Lamps 8' -T12-60W-Magnetic Ballasts to: 2 - 8' 59wat lamps + reflector with 90% ballast factor T8-Electronic Ballast - Retail Sector | 0.043 | 314 | 4615.8 | 0.03999 | 292.02 | 4292.694 | 93 | 14.7 | 0 | 0 | 0 | 0 | 0 | 0 | 0
1148 | 42 | Power Savings Blitz | Business | 2009 | Preliminary | 51 | 51) From: 4 Lamps 8' -T12-60W-Magnetic Ballasts to: 4 - 8' lamps with 2 electronic ballasts of 90% ballast factor T8-Electronic Ballast - Retail Sector | 0.083 | 612 | 8996.4 | 0.07719 | 569.16 | 8366.652 | 93 | 14.7 | 0 | 0 | 0 | 0 | 0 | 0 | 0
1149 | 42 | Power Savings Blitz | Business | 2009 | Preliminary | 52 | 52) From: 2 Lamps 4' -T8 32W-Magnetic Ballasts to: 2 - 4' 25 watt lamps with electronic ballasts T8-Electronic Ballast - Retail Sector | 0.012 | 87 | 1278.9 | 0.01116 | 80.91 | 1189.377 | 93 | 14.7 | 13 | 0.15447 | 1135.68 | 16694.496 | 0.14366 | 1056.1824 | 15525.8813
1150 | 42 | Power Savings Blitz | Business | 2009 | Preliminary | 53 | 53) From: 2 - 4' T12 High Output Lamps High Output T12-Magnetic Ballasts to: 2 - 4' High Output T8 lamps with electronic ballasts High Output T8-Electronic Ballast - Retail Sector | 0.019 | 140 | 2058 | 0.01767 | 130.2 | 1913.94 | 93 | 14.7 | 0 | 0 | 0 | 0 | 0 | 0 | 0
1151 | 42 | Power Savings Blitz | Business | 2009 | Preliminary | 54 | 54) From: 2 - 8' T12 High Output Lamps High Output T12-Magnetic Ballasts to: 2 - 8' High Output T8 lamps with electronic ballasts High Output T8-Electronic Ballast - Retail Sector | 0.02 | 144 | 2116.8 | 0.0186 | 133.92 | 1968.624 | 93 | 14.7 | 0 | 0 | 0 | 0 | 0 | 0 | 0
1152 | 42 | Power Savings Blitz | Business | 2009 | Preliminary | 55 | 55) From: 175W Metal Halide Metal Halide to: 1 - 150W Metal Halide Direct Lamp replacement Metal Halide Direct Lamp Replacement - Retail Sector | 0.015 | 109 | 1297.1 | 0.01395 | 101.37 | 1206.303 | 93 | 11.9 | 0 | 0 | 0 | 0 | 0 | 0 | 0
1153 | 42 | Power Savings Blitz | Business | 2009 | Preliminary | 56 | 56) From: 400W Metal Halide Metal Halide to: 1 - 350W Metal Halide Direct Lamp replacement Metal Halide Direct Lamp Replacement - Retail Sector | 0.03 | 218 | 2594.2 | 0.0279 | 202.74 | 2412.606 | 93 | 11.9 | 0 | 0 | 0 | 0 | 0 | 0 | 0
1154 | 42 | Power Savings Blitz | Business | 2009 | Preliminary | 57 | 57) From: 250W Metal Halide Metal Halide to: 4 - 4' Lamps with either 32 watt ballast of 80% ballast factor or 25 watt lamps T8 Replacement - Retail Sector | 0.082 | 603 | 8864.1 | 0.07626 | 560.79 | 8243.613 | 93 | 14.7 | 0 | 0 | 0 | 0 | 0 | 0 | 0
1155 | 42 | Power Savings Blitz | Business | 2009 | Preliminary | 58 | 58) From: 400W Metal Halide Metal Halide to: 6 - 4' Lamps with either 32 watt ballast of 80% ballast factor or 25 watt lamps T8 Replacement - Retail Sector | 0.138 | 1013 | 14891.1 | 0.12834 | 942.09 | 13848.723 | 93 | 14.7 | 0 | 0 | 0 | 0 | 0 | 0 | 0
1156 | 42 | Power Savings Blitz | Business | 2009 | Preliminary | 59 | 59) From: 40W Standard Incandescent (A Lamp) to: 11W ENERGY STAR® rated CFL New Fixture (2-pin / 4-pin base socket) - Retail Sector | 0.017 | 127 | 292.1 | 0.01581 | 118.11 | 271.653 | 93 | 2.3 | 0 | 0 | 0 | 0 | 0 | 0 | 0
1157 | 42 | Power Savings Blitz | Business | 2009 | Preliminary | 60 | 60) From: 60W Standard Incandescent (A Lamp) to: 13W ENERGY STAR® rated CFL New Fixture (2-pin / 4-pin base socket) - Retail Sector | 0.028 | 205 | 471.5 | 0.02604 | 190.65 | 438.495 | 93 | 2.3 | 0 | 0 | 0 | 0 | 0 | 0 | 0
1158 | 42 | Power Savings Blitz | Business | 2009 | Preliminary | 61 | 61) From: 100W Standard Incandescent (A Lamp) to: 23W ENERGY STAR® rated CFL New Fixture (2-pin / 4-pin base socket) - Retail Sector | 0.046 | 336 | 772.8 | 0.04278 | 312.48 | 718.704 | 93 | 2.3 | 0 | 0 | 0 | 0 | 0 | 0 | 0
1159 | 42 | Power Savings Blitz | Business | 2009 | Preliminary | 62 | 62) From: 150W Standard Incandescent (A Lamp) to: 28W ENERGY STAR® rated CFL New Fixture (2-pin / 4-pin base socket) - Retail Sector | 0.072 | 533 | 1225.9 | 0.06696 | 495.69 | 1140.087 | 93 | 2.3 | 0 | 0 | 0 | 0 | 0 | 0 | 0
1160 | 42 | Power Savings Blitz | Business | 2009 | Preliminary | 63 | 63) From: 65 - 75W Incandescent R Lamp Incandescent R Lamp on Dimmers to: 14 - 16W Dimmable CFL R Lamp ENERGY STAR® rated Dimmable CFL R Lamp - Retail Sector | 0.033 | 240 | 552 | 0.03069 | 223.2 | 513.36 | 93 | 2.3 | 0 | 0 | 0 | 0 | 0 | 0 | 0
1161 | 42 | Power Savings Blitz | Business | 2009 | Preliminary | 64 | 64) From: 100 - 150W Incandescent R Lamp Incandescent R Lamp on Dimmers to: 22 - 26W Dimmable CFL R Lamp ENERGY STAR® rated Dimmable CFL R Lamp - Retail Sector | 0.06 | 441 | 1014.3 | 0.0558 | 410.13 | 943.299 | 93 | 2.3 | 0 | 0 | 0 | 0 | 0 | 0 | 0
1162 | 42 | Power Savings Blitz | Business | 2009 | Preliminary | 65 | 65) From: 40 - 60W standard halogen PAR Lights - Track lighting or product highlighting to: 32 Watt halogen IR MR16 Energy Star rated Flood CFL - Retail Sector | 0.017 | 122 | 73.2 | 0.01581 | 113.46 | 68.076 | 93 | 0.6 | 0 | 0 | 0 | 0 | 0 | 0 | 0
1163 | 42 | Power Savings Blitz | Business | 2009 | Preliminary | 66 | 66) From: 4' T12 Tube Guard T12 Tube Guard to: 4' T8 Tube Guards T8-Electronic Ballast - Retail Sector | 0 | 0 | 0 | 0 | 0 | 0 | 93 | 14.7 | 0 | 0 | 0 | 0 | 0 | 0 | 0
1164 | 42 | Power Savings Blitz | Business | 2009 | Preliminary | 67 | 67) From: 8' T12 Tube Guard T12 Tube Guard to: 8' T8 Tube Guards T8-Electronic Ballast - Retail Sector | 0 | 0 | 0 | 0 | 0 | 0 | 93 | 14.7 | 0 | 0 | 0 | 0 | 0 | 0 | 0
1165 | 42 | Power Savings Blitz | Business | 2009 | Preliminary | 68 | 1) From: 1 Lamp 8' -T12-75W-Magnetic Ballasts to: 2 - 4' Lamps, end to end 32 watt - with 80% ballast factor T8-Electronic Ballast - Food Service Sector | 0.031 | 229 | 3366.3 | 0.02883 | 212.97 | 3130.659 | 93 | 14.7 | 0 | 0 | 0 | 0 | 0 | 0 | 0
1166 | 42 | Power Savings Blitz | Business | 2009 | Preliminary | 69 | 2) From: 1 Lamp 8' -T12-75W-Magnetic Ballasts to: 1 - 8' lamp with 80% ballast factor T8-Electronic Ballast - Food Service Sector | 0.031 | 229 | 3366.3 | 0.02883 | 212.97 | 3130.659 | 93 | 14.7 | 0 | 0 | 0 | 0 | 0 | 0 | 0
1167 | 42 | Power Savings Blitz | Business | 2009 | Preliminary | 70 | 3) From: 1 Lamp 8' -T12-75W-Magnetic Ballasts to: 2 - 4' end to end 25 watt lamp with 90% ballast factor T8-Electronic Ballast - Food Service Sector | 0.031 | 229 | 3366.3 | 0.02883 | 212.97 | 3130.659 | 93 | 14.7 | 0 | 0 | 0 | 0 | 0 | 0 | 0
1168 | 42 | Power Savings Blitz | Business | 2009 | Preliminary | 71 | 4) From: 2 Lamps 8' -T12-75W-Magnetic Ballasts to: 4 - 4' end to end 32 watt lamps with 80% ballast factor T8-Electronic Ballast - Food Service Sector | 0.061 | 446 | 6556.2 | 0.05673 | 414.78 | 6097.266 | 93 | 14.7 | 0 | 0 | 0 | 0 | 0 | 0 | 0
1169 | 42 | Power Savings Blitz | Business | 2009 | Preliminary | 72 | 5) From: 2 Lamps 8' -T12-75W-Magnetic Ballasts to: 2 - 4' 32 watt lamps + reflector with 90% ballast factor T8-Electronic Ballast - Food Service Sector | 0.106 | 780 | 11466 | 0.09858 | 725.4 | 10663.38 | 93 | 14.7 | 0 | 0 | 0 | 0 | 0 | 0 | 0
1170 | 42 | Power Savings Blitz | Business | 2009 | Preliminary | 73 | 6) From: 2 Lamps 8' -T12-60W-Magnetic Ballasts to: 4 - 4' lamps with either 32 watt ballast of 80% ballast factor or 25 watt lamp T8-Electronic Ballast - Food Service Sector | 0.061 | 446 | 6556.2 | 0.05673 | 414.78 | 6097.266 | 93 | 14.7 | 0 | 0 | 0 | 0 | 0 | 0 | 0
1171 | 42 | Power Savings Blitz | Business | 2009 | Preliminary | 74 | 7) From: 2 Lamps 8' -T12-60W-Magnetic Ballasts to: 2 - 4' 32 watt lamps + Reflector with 90% ballast factor T8-Electronic Ballast - Food Service Sector | 0.106 | 780 | 11466 | 0.09858 | 725.4 | 10663.38 | 93 | 14.7 | 8 | 0.8484 | 6237.504 | 91691.3088 | 0.78901 | 5800.8787 | 85272.9172
1172 | 42 | Power Savings Blitz | Business | 2009 | Preliminary | 75 | 8) From: 1 Lamp 4' -T12-40W-Magnetic Ballasts to: 1 - 4' lamp with either 32 watt ballast of 80% ballast factor or 25 watt lamp T8-Electronic Ballast - Food Service Sector | 0.018 | 130 | 1911 | 0.01674 | 120.9 | 1777.23 | 93 | 14.7 | 0 | 0 | 0 | 0 | 0 | 0 | 0
1173 | 42 | Power Savings Blitz | Business | 2009 | Preliminary | 76 | 9) From: 2 Lamps 4' -T12-40W-Magnetic Ballasts to: 1 - 4' 32 watt lamp + reflector with 90% ballast factor T8-Electronic Ballast - Food Service Sector | 0.049 | 359 | 5277.3 | 0.04557 | 333.87 | 4907.889 | 93 | 14.7 | 0 | 0 | 0 | 0 | 0 | 0 | 0
1174 | 42 | Power Savings Blitz | Business | 2009 | Preliminary | 77 | 10) From: 2 Lamps 4' -T12-40W-Magnetic Ballasts to: 2 - 4' lamps with either 32 watt ballast of 80% ballast factor or 25 watt lamps T8-Electronic Ballast - Food Service Sector | 0.025 | 186 | 2734.2 | 0.02325 | 172.98 | 2542.806 | 93 | 14.7 | 0 | 0 | 0 | 0 | 0 | 0 | 0
1175 | 42 | Power Savings Blitz | Business | 2009 | Preliminary | 78 | 11) From: 4 Lamps 4' -T12-40W-Magnetic Ballasts to: 2 - 4' 32 watt lamps + reflector T8-Electronic Ballast - Food Service Sector | 0.098 | 724 | 10642.8 | 0.09114 | 673.32 | 9897.804 | 93 | 14.7 | 0 | 0 | 0 | 0 | 0 | 0 | 0
1176 | 42 | Power Savings Blitz | Business | 2009 | Preliminary | 79 | 12) From: 4 Lamps 4' -T12-40W-Magnetic Ballasts to: 4 - 4' lamps with either 32 watt ballast of 80% ballast factor or 25 watt lamps T8-Electronic Ballast - Food Service Sector | 0.053 | 390 | 5733 | 0.04929 | 362.7 | 5331.69 | 93 | 14.7 | 0 | 0 | 0 | 0 | 0 | 0 | 0
1177 | 42 | Power Savings Blitz | Business | 2009 | Preliminary | 80 | 13) From: 1 Lamp 4' -T12-34W-Magnetic Ballasts to: 1 - 4' lamp with either 32 watt ballast of 80% ballast factor or 25 watt lamp T8-Electronic Ballast - Food Service Sector | 0.015 | 111 | 1631.7 | 0.01395 | 103.23 | 1517.481 | 93 | 14.7 | 0 | 0 | 0 | 0 | 0 | 0 | 0
1178 | 42 | Power Savings Blitz | Business | 2009 | Preliminary | 81 | 14) From: 2 Lamps 4' -T12-34W-Magnetic Ballasts to: 1 - 4' 32 watt lamp + reflector with 90% ballast factor T8-Electronic Ballast - Food Service Sector | 0.04 | 297 | 4365.9 | 0.0372 | 276.21 | 4060.287 | 93 | 14.7 | 0 | 0 | 0 | 0 | 0 | 0 | 0
1179 | 42 | Power Savings Blitz | Business | 2009 | Preliminary | 82 | 15) From: 2 Lamps 4' -T12-34W-Magnetic Ballasts to: 2 - 4' lamps with either 32 watt ballast of 80% ballast factor or 25 watt lamps T8-Electronic Ballast - Food Service Sector | 0.017 | 124 | 1822.8 | 0.01581 | 115.32 | 1695.204 | 93 | 14.7 | 2 | 0.033667 | 247.52 | 3638.544 | 0.03131 | 230.1936 | 3383.8459
1180 | 42 | Power Savings Blitz | Business | 2009 | Preliminary | 83 | 16) From: 4 Lamps 4' -T12-34W-Magnetic Ballasts to: 2 - 4' 32 watt lamps + reflector T8-Electronic Ballast - Food Service Sector | 0.082 | 606 | 8908.2 | 0.07626 | 563.58 | 8284.626 | 93 | 14.7 | 0 | 0 | 0 | 0 | 0 | 0 | 0
1181 | 42 | Power Savings Blitz | Business | 2009 | Preliminary | 84 | 17) From: 4 Lamps 4' -T12-34W-Magnetic Ballasts to: 4 - 4' lamps with either 32 watt ballast of 80% ballast factor or 25 watt lamps T8-Electronic Ballast - Food Service Sector | 0.037 | 272 | 3998.4 | 0.03441 | 252.96 | 3718.512 | 93 | 14.7 | 16 | 0.59253 | 4356.352 | 64038.3744 | 0.55105 | 4051.4074 | 59555.6882
1182 | 42 | Power Savings Blitz | Business | 2009 | Preliminary | 85 | 18) From: 2 Lamps U-Shaped 34-40W-Magnetic Ballasts to: 2 U-Tube Lamps 2' -T8-32W-Electronic Ballast - Food Service Sector | 0.02 | 149 | 2190.3 | 0.0186 | 138.57 | 2036.979 | 93 | 14.7 | 0 | 0 | 0 | 0 | 0 | 0 | 0
1183 | 42 | Power Savings Blitz | Business | 2009 | Preliminary | 86 | 19) From: 2 Lamps U-Shaped 34-40W-Magnetic Ballasts to: 2 Linear 2' + Reflector F17T8 2' -T8-32W-Electronic Ballast - Food Service Sector | 0.041 | 303 | 4454.1 | 0.03813 | 281.79 | 4142.313 | 93 | 14.7 | 0 | 0 | 0 | 0 | 0 | 0 | 0
1184 | 42 | Power Savings Blitz | Business | 2009 | Preliminary | 87 | 20) From: 2-15W Lamps Exit Sign - incandescent to: 3W LED Energy Star rated LED Exit Sign - Food Service Sector | 0.032 | 237 | 3792 | 0.02976 | 220.41 | 3526.56 | 93 | 16 | 0 | 0 | 0 | 0 | 0 | 0 | 0
1185 | 42 | Power Savings Blitz | Business | 2009 | Preliminary | 88 | 21) From: 2-15W Lamps Exit Sign - incandescent to: Replace entire fixture with LED sign Energy Star rated LED Exit Sign - Food Service Sector | 0.032 | 237 | 3792 | 0.02976 | 220.41 | 3526.56 | 93 | 16 | 0 | 0 | 0 | 0 | 0 | 0 | 0
1186 | 42 | Power Savings Blitz | Business | 2009 | Preliminary | 89 | 22) From: 40W Standard Incandescent (A Lamp) to: 11W ENERGY STAR® rated CFL (Screw-in replacement) - Food Service Sector | 0.024 | 179 | 411.7 | 0.02232 | 166.47 | 382.881 | 93 | 2.3 | 0 | 0 | 0 | 0 | 0 | 0 | 0
1187 | 42 | Power Savings Blitz | Business | 2009 | Preliminary | 90 | 23) From: 60W Standard Incandescent (A Lamp) to: 13W ENERGY STAR® rated CFL (Screw-in replacement) - Food Service Sector | 0.04 | 291 | 669.3 | 0.0372 | 270.63 | 622.449 | 93 | 2.3 | 0 | 0 | 0 | 0 | 0 | 0 | 0
1188 | 42 | Power Savings Blitz | Business | 2009 | Preliminary | 91 | 24) From: 100W Standard Incandescent (A Lamp) to: 23W ENERGY STAR® rated CFL (Screw-in replacement) - Food Service Sector | 0.065 | 476 | 1094.8 | 0.06045 | 442.68 | 1018.164 | 93 | 2.3 | 0 | 0 | 0 | 0 | 0 | 0 | 0
1189 | 42 | Power Savings Blitz | Business | 2009 | Preliminary | 92 | 25) From: 150W Standard Incandescent (A Lamp) to: 28W ENERGY STAR® rated CFL (Screw-in replacement) - Food Service Sector | 0.103 | 755 | 1736.5 | 0.09579 | 702.15 | 1614.945 | 93 | 2.3 | 0 | 0 | 0 | 0 | 0 | 0 | 0
1190 | 42 | Power Savings Blitz | Business | 2009 | Preliminary | 93 | 26) From: 60W PAR38/30 PAR Lights - Flood or Spot - recessed down lighting to: 15W CFLPAR38/30 ENERGY STAR® rated PAR CFL - Food Service Sector | 0.038 | 278 | 639.4 | 0.03534 | 258.54 | 594.642 | 93 | 2.3 | 0 | 0 | 0 | 0 | 0 | 0 | 0
1191 | 42 | Power Savings Blitz | Business | 2009 | Preliminary | 94 | 27) From: 75W PAR38/30 PAR Lights - Flood or Spot - recessed down lighting to: 18W CFLPAR38/30 ENERGY STAR® rated PAR CFL - Food Service Sector | 0.048 | 353 | 811.9 | 0.04464 | 328.29 | 755.067 | 93 | 2.3 | 0 | 0 | 0 | 0 | 0 | 0 | 0
1192 | 42 | Power Savings Blitz | Business | 2009 | Preliminary | 95 | 28) From: 100W PAR38/30 PAR Lights - Flood or Spot - recessed down lighting to: 26W CFL PAR38/30 ENERGY STAR® rated PAR CFL - Food Service Sector | 0.062 | 458 | 1053.4 | 0.05766 | 425.94 | 979.662 | 93 | 2.3 | 0 | 0 | 0 | 0 | 0 | 0 | 0
1193 | 42 | Power Savings Blitz | Business | 2009 | Preliminary | 96 | 29) From: 40 - 60W standard incandescent PAR Lights - Track lighting or product highlighting to: 15W CFL Energy Star rated Flood CFL - Food Service Sector | 0.038 | 278 | 639.4 | 0.03534 | 258.54 | 594.642 | 93 | 2.3 | 0 | 0 | 0 | 0 | 0 | 0 | 0
1194 | 42 | Power Savings Blitz | Business | 2009 | Preliminary | 97 | 30) From: 40 - 60W standard halogen PAR Lights - Track lighting or product highlighting to: 32 Watt IR coated halogen Energy Star rated Flood CFL - Food Service Sector | 0.024 | 173 | 103.8 | 0.02232 | 160.89 | 96.534 | 93 | 0.6 | 0 | 0 | 0 | 0 | 0 | 0 | 0
1195 | 42 | Power Savings Blitz | Business | 2009 | Preliminary | 98 | 31) From: 75W standard incandescent PAR Lights - Track lighting or product highlighting to: 18W CFL Energy Star rated Flood CFL - Food Service Sector | 0.048 | 353 | 811.9 | 0.04464 | 328.29 | 755.067 | 93 | 2.3 | 0 | 0 | 0 | 0 | 0 | 0 | 0
1196 | 42 | Power Savings Blitz | Business | 2009 | Preliminary | 99 | 32) From: 75W standard incandescent PAR Lights - Track lighting or product highlighting to: 50 Watt Halogen Energy Star rated Flood CFL - Food Service Sector | 0.021 | 155 | 93 | 0.01953 | 144.15 | 86.49 | 93 | 0.6 | 0 | 0 | 0 | 0 | 0 | 0 | 0
1197 | 42 | Power Savings Blitz | Business | 2009 | Preliminary | 100 | 33) From: 90 Watt Halogen PAR Lights - Track lighting or product highlighting to: 23 to 28 watt CFL Par 38/30 Energy Star rated Flood CFL - Food Service Sector | 0.052 | 384 | 883.2 | 0.04836 | 357.12 | 821.376 | 93 | 2.3 | 0 | 0 | 0 | 0 | 0 | 0 | 0
1198 | 42 | Power Savings Blitz | Business | 2009 | Preliminary | 101 | 34) From: 90 Watt Halogen PAR Lights - Track lighting or product highlighting to: 60 watt Halogen IR Energy Star rated Flood CFL - Food Service Sector | 0.025 | 186 | 111.6 | 0.02325 | 172.98 | 103.788 | 93 | 0.6 | 0 | 0 | 0 | 0 | 0 | 0 | 0
1199 | 42 | Power Savings Blitz | Business | 2009 | Preliminary | 102 | 35) From: 100W standard incandescent or greater PAR Lights - Track lighting or product highlighting to: 26W CFL Energy Star rated Flood CFL - Food Service Sector | 0.062 | 458 | 1053.4 | 0.05766 | 425.94 | 979.662 | 93 | 2.3 | 0 | 0 | 0 | 0 | 0 | 0 | 0
1200 | 42 | Power Savings Blitz | Business | 2009 | Preliminary | 103 | 36) From: 100W standard incandescent or greater PAR Lights - Track lighting or product highlighting to: 50-75 watt halogen Energy Star rated Flood CFL - Food Service Sector | 0.021 | 155 | 93 | 0.01953 | 144.15 | 86.49 | 93 | 0.6 | 0 | 0 | 0 | 0 | 0 | 0 | 0
1201 | 42 | Power Savings Blitz | Business | 2009 | Preliminary | 104 | 37) From: No Insulation Jacket (50-119 Gal) to: Insulation Jacket 5/32" barrier bubble film laminated between two layers of foil Water Heater (Electrical) - Food Service Sector | 0.034 | 318 | 2226 | 0.03162 | 295.74 | 2070.18 | 93 | 7 | 0 | 0 | 0 | 0 | 0 | 0 | 0
1202 | 42 | Power Savings Blitz | Business | 2009 | Preliminary | 105 | 38) From: No Insulation Jacket (12-40 Gal) to: Insulation Jacket 5/32" barrier bubble film laminated between two layers of foil Water Heater (Electrical) - Food Service Sector | 0.017 | 154 | 1078 | 0.01581 | 143.22 | 1002.54 | 93 | 7 | 0 | 0 | 0 | 0 | 0 | 0 | 0
1203 | 42 | Power Savings Blitz | Business | 2009 | Preliminary | 106 | 39) From: No Pipe insulation to: Pipe insulation (10 ft flexible polyethylene insulation on outlet pipe (for 1.2" and 3/4" diameter pipe) Water Heater (Electrical) - Food Service Sector | 0.064 | 600 | 9000 | 0.05952 | 558 | 8370 | 93 | 15 | 0 | 0 | 0 | 0 | 0 | 0 | 0
1204 | 42 | Power Savings Blitz | Business | 2009 | Preliminary | 107 | 40) From: Aerator (Average 2.75gpm) Low Flow Aerator (Electric Water Heater Only) to: Aerator (Average 1.5 gpm) Low Flow Aerator (Electric Water Heater Only) - Food Service Sector | 0.004 | 34 | 170 | 0.00372 | 31.62 | 158.1 | 93 | 5 | 0 | 0 | 0 | 0 | 0 | 0 | 0
1205 | 42 | Power Savings Blitz | Business | 2009 | Preliminary | 108 | 41) From: Authorized Contractor Program (ACP) to: Work Order cost <$500 (Labour and materials) - Food Service Sector | 0 | 0 | 0 | 0 | 0 | 0 | 93 | 0 | 0 | 0 | 0 | 0 | 0 | 0 | 0
1206 | 42 | Power Savings Blitz | Business | 2009 | Preliminary | 109 | 42) From: Authorized Contractor Program (ACP) to: Work Order cost >$500 - $2000 (Labour and materials) - Food Service Sector | 0 | 0 | 0 | 0 | 0 | 0 | 93 | 0 | 0 | 0 | 0 | 0 | 0 | 0 | 0
1207 | 42 | Power Savings Blitz | Business | 2009 | Preliminary | 110 | 43) From: Authorized Contractor Program (ACP) to: Work Order cost >$2001 - $5000 (Labour and materials) - Food Service Sector | 0 | 0 | 0 | 0 | 0 | 0 | 93 | 0 | 0 | 0 | 0 | 0 | 0 | 0 | 0
1208 | 42 | Power Savings Blitz | Business | 2009 | Preliminary | 111 | 44) From: Contractor (Non-Classified Locations) to: First 10 devices or fraction thereof - Food Service Sector | 0 | 0 | 0 | 0 | 0 | 0 | 93 | 0 | 0 | 0 | 0 | 0 | 0 | 0 | 0
1209 | 42 | Power Savings Blitz | Business | 2009 | Preliminary | 112 | 45) From: Contractor (Non-Classified Locations) to: Each additional 10 devices or fraction thereof - Food Service Sector | 0 | 0 | 0 | 0 | 0 | 0 | 93 | 0 | 0 | 0 | 0 | 0 | 0 | 0 | 0
1210 | 42 | Power Savings Blitz | Business | 2009 | Preliminary | 113 | 46) From: 4 Lamps 8' -T12-75W-Magnetic Ballasts to: 4 - 4' 32 watt lamps + reflector with 90% ballast factor T8-Electronic Ballast - Food Service Sector | 0.118 | 866 | 12730.2 | 0.10974 | 805.38 | 11839.086 | 93 | 14.7 | 0 | 0 | 0 | 0 | 0 | 0 | 0
1211 | 42 | Power Savings Blitz | Business | 2009 | Preliminary | 114 | 47) From: Contractor (Non-Classified Locations) - Minimum fee if the total fee for the application for inspection is less then $71 to: - Food Service Sector | 0 | 0 | 0 | 0 | 0 | 0 | 93 | 0 | 0 | 0 | 0 | 0 | 0 | 0 | 0
1212 | 42 | Power Savings Blitz | Business | 2009 | Preliminary | 115 | 48) From: 2 Lamps 8' -T12-75W-Magnetic Ballasts to: 2 - 8' lamps with 90% ballast factor T8-Electronic Ballast - Food Service Sector | 0.061 | 446 | 6556.2 | 0.05673 | 414.78 | 6097.266 | 93 | 14.7 | 1 | 0.0606 | 445.536 | 6549.3792 | 0.056358 | 414.3485 | 6090.9227
1213 | 42 | Power Savings Blitz | Business | 2009 | Preliminary | 116 | 49) From: 4 Lamps 8' -T12-75W-Magnetic Ballasts to: 4 - 8' lamps with 2 electronic ballasts of 90% ballast factor T8-Electronic Ballast - Food Service Sector | 0.118 | 866 | 12730.2 | 0.10974 | 805.38 | 11839.086 | 93 | 14.7 | 0 | 0 | 0 | 0 | 0 | 0 | 0
1214 | 42 | Power Savings Blitz | Business | 2009 | Preliminary | 117 | 50) From: 2 Lamps 8' -T12-60W-Magnetic Ballasts to: 2 - 8' 59wat lamps + reflector with 90% ballast factor T8-Electronic Ballast - Food Service Sector | 0.061 | 446 | 6556.2 | 0.05673 | 414.78 | 6097.266 | 93 | 14.7 | 0 | 0 | 0 | 0 | 0 | 0 | 0
1215 | 42 | Power Savings Blitz | Business | 2009 | Preliminary | 118 | 51) From: 4 Lamps 8' -T12-60W-Magnetic Ballasts to: 4 - 8' lamps with 2 electronic ballasts of 90% ballast factor T8-Electronic Ballast - Food Service Sector | 0.118 | 866 | 12730.2 | 0.10974 | 805.38 | 11839.086 | 93 | 14.7 | 0 | 0 | 0 | 0 | 0 | 0 | 0
1216 | 42 | Power Savings Blitz | Business | 2009 | Preliminary | 119 | 52) From: 2 Lamps 4' -T8 32W-Magnetic Ballasts to: 2 - 4' 25 watt lamps with electronic ballasts T8-Electronic Ballast - Food Service Sector | 0.017 | 124 | 1822.8 | 0.01581 | 115.32 | 1695.204 | 93 | 14.7 | 0 | 0 | 0 | 0 | 0 | 0 | 0
1217 | 42 | Power Savings Blitz | Business | 2009 | Preliminary | 120 | 53) From: 2 - 4' T12 High Output Lamps High Output T12-Magnetic Ballasts to: 2 - 4' High Output T8 lamps with electronic ballasts High Output T8-Electronic Ballast - Food Service Sector | 0.027 | 198 | 2910.6 | 0.02511 | 184.14 | 2706.858 | 93 | 14.7 | 0 | 0 | 0 | 0 | 0 | 0 | 0
1218 | 42 | Power Savings Blitz | Business | 2009 | Preliminary | 121 | 54) From: 2 - 8' T12 High Output Lamps High Output T12-Magnetic Ballasts to: 2 - 8' High Output T8 lamps with electronic ballasts High Output T8-Electronic Ballast - Food Service Sector | 0.028 | 204 | 2998.8 | 0.02604 | 189.72 | 2788.884 | 93 | 14.7 | 0 | 0 | 0 | 0 | 0 | 0 | 0
1219 | 42 | Power Savings Blitz | Business | 2009 | Preliminary | 122 | 55) From: 175W Metal Halide Metal Halide to: 1 - 150W Metal Halide Direct Lamp replacement Metal Halide Direct Lamp Replacement - Food Service Sector | 0.021 | 155 | 1844.5 | 0.01953 | 144.15 | 1715.385 | 93 | 11.9 | 0 | 0 | 0 | 0 | 0 | 0 | 0
1220 | 42 | Power Savings Blitz | Business | 2009 | Preliminary | 123 | 56) From: 400W Metal Halide Metal Halide to: 1 - 350W Metal Halide Direct Lamp replacement Metal Halide Direct Lamp Replacement - Food Service Sector | 0.042 | 309 | 3677.1 | 0.03906 | 287.37 | 3419.703 | 93 | 11.9 | 0 | 0 | 0 | 0 | 0 | 0 | 0
1221 | 42 | Power Savings Blitz | Business | 2009 | Preliminary | 124 | 57) From: 250W Metal Halide Metal Halide to: 4 - 4' Lamps with either 32 watt ballast of 80% ballast factor or 25 watt lamps T8 Replacement - Food Service Sector | 0.116 | 854 | 12553.8 | 0.10788 | 794.22 | 11675.034 | 93 | 14.7 | 0 | 0 | 0 | 0 | 0 | 0 | 0
1222 | 42 | Power Savings Blitz | Business | 2009 | Preliminary | 125 | 58) From: 400W Metal Halide Metal Halide to: 6 - 4' Lamps with either 32 watt ballast of 80% ballast factor or 25 watt lamps T8 Replacement - Food Service Sector | 0.195 | 1436 | 21109.2 | 0.18135 | 1335.48 | 19631.556 | 93 | 14.7 | 0 | 0 | 0 | 0 | 0 | 0 | 0
1223 | 42 | Power Savings Blitz | Business | 2009 | Preliminary | 126 | 59) From: 40W Standard Incandescent (A Lamp) to: 11W ENERGY STAR® rated CFL New Fixture (2-pin / 4-pin base socket) - Food Service Sector | 0.024 | 179 | 411.7 | 0.02232 | 166.47 | 382.881 | 93 | 2.3 | 0 | 0 | 0 | 0 | 0 | 0 | 0
1224 | 42 | Power Savings Blitz | Business | 2009 | Preliminary | 127 | 60) From: 60W Standard Incandescent (A Lamp) to: 13W ENERGY STAR® rated CFL New Fixture (2-pin / 4-pin base socket) - Food Service Sector | 0.04 | 291 | 669.3 | 0.0372 | 270.63 | 622.449 | 93 | 2.3 | 0 | 0 | 0 | 0 | 0 | 0 | 0
1225 | 42 | Power Savings Blitz | Business | 2009 | Preliminary | 128 | 61) From: 100W Standard Incandescent (A Lamp) to: 23W ENERGY STAR® rated CFL New Fixture (2-pin / 4-pin base socket) - Food Service Sector | 0.065 | 476 | 1094.8 | 0.06045 | 442.68 | 1018.164 | 93 | 2.3 | 0 | 0 | 0 | 0 | 0 | 0 | 0
1226 | 42 | Power Savings Blitz | Business | 2009 | Preliminary | 129 | 62) From: 150W Standard Incandescent (A Lamp) to: 28W ENERGY STAR® rated CFL New Fixture (2-pin / 4-pin base socket) - Food Service Sector | 0.103 | 755 | 1736.5 | 0.09579 | 702.15 | 1614.945 | 93 | 2.3 | 0 | 0 | 0 | 0 | 0 | 0 | 0
1227 | 42 | Power Savings Blitz | Business | 2009 | Preliminary | 130 | 63) From: 65 - 75W Incandescent R Lamp Incandescent R Lamp on Dimmers to: 14 - 16W Dimmable CFL R Lamp ENERGY STAR® rated Dimmable CFL R Lamp - Food Service Sector | 0.046 | 340 | 782 | 0.04278 | 316.2 | 727.26 | 93 | 2.3 | 0 | 0 | 0 | 0 | 0 | 0 | 0
1228 | 42 | Power Savings Blitz | Business | 2009 | Preliminary | 131 | 64) From: 100 - 150W Incandescent R Lamp Incandescent R Lamp on Dimmers to: 22 - 26W Dimmable CFL R Lamp ENERGY STAR® rated Dimmable CFL R Lamp - Food Service Sector | 0.085 | 625 | 1437.5 | 0.07905 | 581.25 | 1336.875 | 93 | 2.3 | 0 | 0 | 0 | 0 | 0 | 0 | 0
1229 | 42 | Power Savings Blitz | Business | 2009 | Preliminary | 132 | 65) From: 40 - 60W standard halogen PAR Lights - Track lighting or product highlighting to: 32 Watt halogen IR MR16 Energy Star rated Flood CFL - Food Service Sector | 0.024 | 173 | 103.8 | 0.02232 | 160.89 | 96.534 | 93 | 0.6 | 0 | 0 | 0 | 0 | 0 | 0 | 0
1230 | 42 | Power Savings Blitz | Business | 2009 | Preliminary | 133 | 66) From: 4' T12 Tube Guard T12 Tube Guard to: 4' T8 Tube Guards T8-Electronic Ballast - Food Service Sector | 0 | 0 | 0 | 0 | 0 | 0 | 93 | 14.7 | 0 | 0 | 0 | 0 | 0 | 0 | 0
1231 | 42 | Power Savings Blitz | Business | 2009 | Preliminary | 134 | 67) From: 8' T12 Tube Guard T12 Tube Guard to: 8' T8 Tube Guards T8-Electronic Ballast - Food Service Sector | 0 | 0 | 0 | 0 | 0 | 0 | 93 | 14.7 | 0 | 0 | 0 | 0 | 0 | 0 | 0
1232 | 42 | Power Savings Blitz | Business | 2009 | Preliminary | 135 | 1) From: 1 Lamp 8' -T12-75W-Magnetic Ballasts to: 2 - 4' Lamps, end to end 32 watt - with 80% ballast factor T8-Electronic Ballast - Office Sector | 0.019 | 140 | 2058 | 0.01767 | 130.2 | 1913.94 | 93 | 14.7 | 0 | 0 | 0 | 0 | 0 | 0 | 0
1233 | 42 | Power Savings Blitz | Business | 2009 | Preliminary | 136 | 2) From: 1 Lamp 8' -T12-75W-Magnetic Ballasts to: 1 - 8' lamp with 80% ballast factor T8-Electronic Ballast - Office Sector | 0.019 | 140 | 2058 | 0.01767 | 130.2 | 1913.94 | 93 | 14.7 | 0 | 0 | 0 | 0 | 0 | 0 | 0
1234 | 42 | Power Savings Blitz | Business | 2009 | Preliminary | 137 | 3) From: 1 Lamp 8' -T12-75W-Magnetic Ballasts to: 2 - 4' end to end 25 watt lamp with 90% ballast factor T8-Electronic Ballast - Office Sector | 0.019 | 140 | 2058 | 0.01767 | 130.2 | 1913.94 | 93 | 14.7 | 0 | 0 | 0 | 0 | 0 | 0 | 0
1235 | 42 | Power Savings Blitz | Business | 2009 | Preliminary | 138 | 4) From: 2 Lamps 8' -T12-75W-Magnetic Ballasts to: 4 - 4' end to end 32 watt lamps with 80% ballast factor T8-Electronic Ballast - Office Sector | 0.037 | 273 | 4013.1 | 0.03441 | 253.89 | 3732.183 | 93 | 14.7 | 0 | 0 | 0 | 0 | 0 | 0 | 0
1236 | 42 | Power Savings Blitz | Business | 2009 | Preliminary | 139 | 5) From: 2 Lamps 8' -T12-75W-Magnetic Ballasts to: 2 - 4' 32 watt lamps + reflector with 90% ballast factor T8-Electronic Ballast - Office Sector | 0.065 | 478 | 7026.6 | 0.06045 | 444.54 | 6534.738 | 93 | 14.7 | 0 | 0 | 0 | 0 | 0 | 0 | 0
1237 | 42 | Power Savings Blitz | Business | 2009 | Preliminary | 140 | 6) From: 2 Lamps 8' -T12-60W-Magnetic Ballasts to: 4 - 4' lamps with either 32 watt ballast of 80% ballast factor or 25 watt lamp T8-Electronic Ballast - Office Sector | 0.037 | 273 | 4013.1 | 0.03441 | 253.89 | 3732.183 | 93 | 14.7 | 0 | 0 | 0 | 0 | 0 | 0 | 0
1238 | 42 | Power Savings Blitz | Business | 2009 | Preliminary | 141 | 7) From: 2 Lamps 8' -T12-60W-Magnetic Ballasts to: 2 - 4' 32 watt lamps + Reflector with 90% ballast factor T8-Electronic Ballast - Office Sector | 0.065 | 478 | 7026.6 | 0.06045 | 444.54 | 6534.738 | 93 | 14.7 | 4 | 0.26022 | 1913.184 | 28123.8048 | 0.24201 | 1779.2611 | 26155.1385
1239 | 42 | Power Savings Blitz | Business | 2009 | Preliminary | 142 | 8) From: 1 Lamp 4' -T12-40W-Magnetic Ballasts to: 1 - 4' lamp with either 32 watt ballast of 80% ballast factor or 25 watt lamp T8-Electronic Ballast - Office Sector | 0.011 | 80 | 1176 | 0.01023 | 74.4 | 1093.68 | 93 | 14.7 | 0 | 0 | 0 | 0 | 0 | 0 | 0
1240 | 42 | Power Savings Blitz | Business | 2009 | Preliminary | 143 | 9) From: 2 Lamps 4' -T12-40W-Magnetic Ballasts to: 1 - 4' 32 watt lamp + reflector with 90% ballast factor T8-Electronic Ballast - Office Sector | 0.03 | 220 | 3234 | 0.0279 | 204.6 | 3007.62 | 93 | 14.7 | 0 | 0 | 0 | 0 | 0 | 0 | 0
1241 | 42 | Power Savings Blitz | Business | 2009 | Preliminary | 144 | 10) From: 2 Lamps 4' -T12-40W-Magnetic Ballasts to: 2 - 4' lamps with either 32 watt ballast of 80% ballast factor or 25 watt lamps T8-Electronic Ballast - Office Sector | 0.015 | 114 | 1675.8 | 0.01395 | 106.02 | 1558.494 | 93 | 14.7 | 0 | 0 | 0 | 0 | 0 | 0 | 0
1242 | 42 | Power Savings Blitz | Business | 2009 | Preliminary | 145 | 11) From: 4 Lamps 4' -T12-40W-Magnetic Ballasts to: 2 - 4' 32 watt lamps + reflector T8-Electronic Ballast - Office Sector | 0.06 | 444 | 6526.8 | 0.0558 | 412.92 | 6069.924 | 93 | 14.7 | 0 | 0 | 0 | 0 | 0 | 0 | 0
1243 | 42 | Power Savings Blitz | Business | 2009 | Preliminary | 146 | 12) From: 4 Lamps 4' -T12-40W-Magnetic Ballasts to: 4 - 4' lamps with either 32 watt ballast of 80% ballast factor or 25 watt lamps T8-Electronic Ballast - Office Sector | 0.033 | 239 | 3513.3 | 0.03069 | 222.27 | 3267.369 | 93 | 14.7 | 0 | 0 | 0 | 0 | 0 | 0 | 0
1244 | 42 | Power Savings Blitz | Business | 2009 | Preliminary | 147 | 13) From: 1 Lamp 4' -T12-34W-Magnetic Ballasts to: 1 - 4' lamp with either 32 watt ballast of 80% ballast factor or 25 watt lamp T8-Electronic Ballast - Office Sector | 0.009 | 68 | 999.6 | 0.00837 | 63.24 | 929.628 | 93 | 14.7 | 0 | 0 | 0 | 0 | 0 | 0 | 0
1245 | 42 | Power Savings Blitz | Business | 2009 | Preliminary | 148 | 14) From: 2 Lamps 4' -T12-34W-Magnetic Ballasts to: 1 - 4' 32 watt lamp + reflector with 90% ballast factor T8-Electronic Ballast - Office Sector | 0.025 | 182 | 2675.4 | 0.02325 | 169.26 | 2488.122 | 93 | 14.7 | 0 | 0 | 0 | 0 | 0 | 0 | 0
1246 | 42 | Power Savings Blitz | Business | 2009 | Preliminary | 149 | 15) From: 2 Lamps 4' -T12-34W-Magnetic Ballasts to: 2 - 4' lamps with either 32 watt ballast of 80% ballast factor or 25 watt lamps T8-Electronic Ballast - Office Sector | 0.01 | 76 | 1117.2 | 0.0093 | 70.68 | 1038.996 | 93 | 14.7 | 61 | 0.6299 | 4631.12 | 68077.464 | 0.58581 | 4306.9416 | 63312.0415
1247 | 42 | Power Savings Blitz | Business | 2009 | Preliminary | 150 | 16) From: 4 Lamps 4' -T12-34W-Magnetic Ballasts to: 2 - 4' 32 watt lamps + reflector T8-Electronic Ballast - Office Sector | 0.051 | 372 | 5468.4 | 0.04743 | 345.96 | 5085.612 | 93 | 14.7 | 0 | 0 | 0 | 0 | 0 | 0 | 0
1248 | 42 | Power Savings Blitz | Business | 2009 | Preliminary | 151 | 17) From: 4 Lamps 4' -T12-34W-Magnetic Ballasts to: 4 - 4' lamps with either 32 watt ballast of 80% ballast factor or 25 watt lamps T8-Electronic Ballast - Office Sector | 0.023 | 167 | 2454.9 | 0.02139 | 155.31 | 2283.057 | 93 | 14.7 | 43 | 0.97687 | 7182.032 | 105575.8704 | 0.90849 | 6679.2898 | 98185.5595
1249 | 42 | Power Savings Blitz | Business | 2009 | Preliminary | 152 | 18) From: 2 Lamps U-Shaped 34-40W-Magnetic Ballasts to: 2 U-Tube Lamps 2' -T8-32W-Electronic Ballast - Office Sector | 0.012 | 91 | 1337.7 | 0.01116 | 84.63 | 1244.061 | 93 | 14.7 | 0 | 0 | 0 | 0 | 0 | 0 | 0
1250 | 42 | Power Savings Blitz | Business | 2009 | Preliminary | 153 | 19) From: 2 Lamps U-Shaped 34-40W-Magnetic Ballasts to: 2 Linear 2' + Reflector F17T8 2' -T8-32W-Electronic Ballast - Office Sector | 0.025 | 186 | 2734.2 | 0.02325 | 172.98 | 2542.806 | 93 | 14.7 | 0 | 0 | 0 | 0 | 0 | 0 | 0
1251 | 42 | Power Savings Blitz | Business | 2009 | Preliminary | 154 | 20) From: 2-15W Lamps Exit Sign - incandescent to: 3W LED Energy Star rated LED Exit Sign - Office Sector | 0.032 | 237 | 3792 | 0.02976 | 220.41 | 3526.56 | 93 | 16 | 0 | 0 | 0 | 0 | 0 | 0 | 0
1252 | 42 | Power Savings Blitz | Business | 2009 | Preliminary | 155 | 21) From: 2-15W Lamps Exit Sign - incandescent to: Replace entire fixture with LED sign Energy Star rated LED Exit Sign - Office Sector | 0.032 | 237 | 3792 | 0.02976 | 220.41 | 3526.56 | 93 | 16 | 0 | 0 | 0 | 0 | 0 | 0 | 0
1253 | 42 | Power Savings Blitz | Business | 2009 | Preliminary | 156 | 22) From: 40W Standard Incandescent (A Lamp) to: 11W ENERGY STAR® rated CFL (Screw-in replacement) - Office Sector | 0.015 | 110 | 253 | 0.01395 | 102.3 | 235.29 | 93 | 2.3 | 0 | 0 | 0 | 0 | 0 | 0 | 0
1254 | 42 | Power Savings Blitz | Business | 2009 | Preliminary | 157 | 23) From: 60W Standard Incandescent (A Lamp) to: 13W ENERGY STAR® rated CFL (Screw-in replacement) - Office Sector | 0.024 | 178 | 409.4 | 0.02232 | 165.54 | 380.742 | 93 | 2.3 | 0 | 0 | 0 | 0 | 0 | 0 | 0
1255 | 42 | Power Savings Blitz | Business | 2009 | Preliminary | 158 | 24) From: 100W Standard Incandescent (A Lamp) to: 23W ENERGY STAR® rated CFL (Screw-in replacement) - Office Sector | 0.04 | 292 | 671.6 | 0.0372 | 271.56 | 624.588 | 93 | 2.3 | 0 | 0 | 0 | 0 | 0 | 0 | 0
1256 | 42 | Power Savings Blitz | Business | 2009 | Preliminary | 159 | 25) From: 150W Standard Incandescent (A Lamp) to: 28W ENERGY STAR® rated CFL (Screw-in replacement) - Office Sector | 0.063 | 463 | 1064.9 | 0.05859 | 430.59 | 990.357 | 93 | 2.3 | 0 | 0 | 0 | 0 | 0 | 0 | 0
1257 | 42 | Power Savings Blitz | Business | 2009 | Preliminary | 160 | 26) From: 60W PAR38/30 PAR Lights - Flood or Spot - recessed down lighting to: 15W CFLPAR38/30 ENERGY STAR® rated PAR CFL - Office Sector | 0.023 | 171 | 393.3 | 0.02139 | 159.03 | 365.769 | 93 | 2.3 | 0 | 0 | 0 | 0 | 0 | 0 | 0
1258 | 42 | Power Savings Blitz | Business | 2009 | Preliminary | 161 | 27) From: 75W PAR38/30 PAR Lights - Flood or Spot - recessed down lighting to: 18W CFLPAR38/30 ENERGY STAR® rated PAR CFL - Office Sector | 0.029 | 216 | 496.8 | 0.02697 | 200.88 | 462.024 | 93 | 2.3 | 0 | 0 | 0 | 0 | 0 | 0 | 0
1259 | 42 | Power Savings Blitz | Business | 2009 | Preliminary | 162 | 28) From: 100W PAR38/30 PAR Lights - Flood or Spot - recessed down lighting to: 26W CFL PAR38/30 ENERGY STAR® rated PAR CFL - Office Sector | 0.038 | 281 | 646.3 | 0.03534 | 261.33 | 601.059 | 93 | 2.3 | 0 | 0 | 0 | 0 | 0 | 0 | 0
1260 | 42 | Power Savings Blitz | Business | 2009 | Preliminary | 163 | 29) From: 40 - 60W standard incandescent PAR Lights - Track lighting or product highlighting to: 15W CFL Energy Star rated Flood CFL - Office Sector | 0.023 | 171 | 393.3 | 0.02139 | 159.03 | 365.769 | 93 | 2.3 | 0 | 0 | 0 | 0 | 0 | 0 | 0
1261 | 42 | Power Savings Blitz | Business | 2009 | Preliminary | 164 | 30) From: 40 - 60W standard halogen PAR Lights - Track lighting or product highlighting to: 32 Watt IR coated halogen Energy Star rated Flood CFL - Office Sector | 0.014 | 106 | 63.6 | 0.01302 | 98.58 | 59.148 | 93 | 0.6 | 0 | 0 | 0 | 0 | 0 | 0 | 0
1262 | 42 | Power Savings Blitz | Business | 2009 | Preliminary | 165 | 31) From: 75W standard incandescent PAR Lights - Track lighting or product highlighting to: 18W CFL Energy Star rated Flood CFL - Office Sector | 0.029 | 216 | 496.8 | 0.02697 | 200.88 | 462.024 | 93 | 2.3 | 3 | 0.08829 | 649.116 | 1492.9668 | 0.082109 | 603.6779 | 1388.4591
1263 | 42 | Power Savings Blitz | Business | 2009 | Preliminary | 166 | 32) From: 75W standard incandescent PAR Lights - Track lighting or product highlighting to: 50 Watt Halogen Energy Star rated Flood CFL - Office Sector | 0.013 | 95 | 57 | 0.01209 | 88.35 | 53.01 | 93 | 0.6 | 0 | 0 | 0 | 0 | 0 | 0 | 0
1264 | 42 | Power Savings Blitz | Business | 2009 | Preliminary | 167 | 33) From: 90 Watt Halogen PAR Lights - Track lighting or product highlighting to: 23 to 28 watt CFL Par 38/30 Energy Star rated Flood CFL - Office Sector | 0.032 | 235 | 540.5 | 0.02976 | 218.55 | 502.665 | 93 | 2.3 | 0 | 0 | 0 | 0 | 0 | 0 | 0
1265 | 42 | Power Savings Blitz | Business | 2009 | Preliminary | 168 | 34) From: 90 Watt Halogen PAR Lights - Track lighting or product highlighting to: 60 watt Halogen IR Energy Star rated Flood CFL - Office Sector | 0.015 | 114 | 68.4 | 0.01395 | 106.02 | 63.612 | 93 | 0.6 | 0 | 0 | 0 | 0 | 0 | 0 | 0
1266 | 42 | Power Savings Blitz | Business | 2009 | Preliminary | 169 | 35) From: 100W standard incandescent or greater PAR Lights - Track lighting or product highlighting to: 26W CFL Energy Star rated Flood CFL - Office Sector | 0.038 | 281 | 646.3 | 0.03534 | 261.33 | 601.059 | 93 | 2.3 | 0 | 0 | 0 | 0 | 0 | 0 | 0
1267 | 42 | Power Savings Blitz | Business | 2009 | Preliminary | 170 | 36) From: 100W standard incandescent or greater PAR Lights - Track lighting or product highlighting to: 50-75 watt halogen Energy Star rated Flood CFL - Office Sector | 0.013 | 95 | 57 | 0.01209 | 88.35 | 53.01 | 93 | 0.6 | 0 | 0 | 0 | 0 | 0 | 0 | 0
1268 | 42 | Power Savings Blitz | Business | 2009 | Preliminary | 171 | 37) From: No Insulation Jacket (50-119 Gal) to: Insulation Jacket 5/32" barrier bubble film laminated between two layers of foil Water Heater (Electrical) - Office Sector | 0.034 | 318 | 2226 | 0.03162 | 295.74 | 2070.18 | 93 | 7 | 0 | 0 | 0 | 0 | 0 | 0 | 0
1269 | 42 | Power Savings Blitz | Business | 2009 | Preliminary | 172 | 38) From: No Insulation Jacket (12-40 Gal) to: Insulation Jacket 5/32" barrier bubble film laminated between two layers of foil Water Heater (Electrical) - Office Sector | 0.017 | 154 | 1078 | 0.01581 | 143.22 | 1002.54 | 93 | 7 | 0 | 0 | 0 | 0 | 0 | 0 | 0
1270 | 42 | Power Savings Blitz | Business | 2009 | Preliminary | 173 | 39) From: No Pipe insulation to: Pipe insulation (10 ft flexible polyethylene insulation on outlet pipe (for 1.2" and 3/4" diameter pipe) Water Heater (Electrical) - Office Sector | 0.064 | 600 | 9000 | 0.05952 | 558 | 8370 | 93 | 15 | 2 | 0.12874 | 1200 | 18000 | 0.11972 | 1116 | 16740
1271 | 42 | Power Savings Blitz | Business | 2009 | Preliminary | 174 | 40) From: Aerator (Average 2.75gpm) Low Flow Aerator (Electric Water Heater Only) to: Aerator (Average 1.5 gpm) Low Flow Aerator (Electric Water Heater Only) - Office Sector | 0.004 | 34 | 170 | 0.00372 | 31.62 | 158.1 | 93 | 5 | 0 | 0 | 0 | 0 | 0 | 0 | 0
1272 | 42 | Power Savings Blitz | Business | 2009 | Preliminary | 175 | 41) From: Authorized Contractor Program (ACP) to: Work Order cost <$500 (Labour and materials) - Office Sector | 0 | 0 | 0 | 0 | 0 | 0 | 93 | 0 | 0 | 0 | 0 | 0 | 0 | 0 | 0
1273 | 42 | Power Savings Blitz | Business | 2009 | Preliminary | 176 | 42) From: Authorized Contractor Program (ACP) to: Work Order cost >$500 - $2000 (Labour and materials) - Office Sector | 0 | 0 | 0 | 0 | 0 | 0 | 93 | 0 | 0 | 0 | 0 | 0 | 0 | 0 | 0
1274 | 42 | Power Savings Blitz | Business | 2009 | Preliminary | 177 | 43) From: Authorized Contractor Program (ACP) to: Work Order cost >$2001 - $5000 (Labour and materials) - Office Sector | 0 | 0 | 0 | 0 | 0 | 0 | 93 | 0 | 0 | 0 | 0 | 0 | 0 | 0 | 0
1275 | 42 | Power Savings Blitz | Business | 2009 | Preliminary | 178 | 44) From: Contractor (Non-Classified Locations) to: First 10 devices or fraction thereof - Office Sector | 0 | 0 | 0 | 0 | 0 | 0 | 93 | 0 | 0 | 0 | 0 | 0 | 0 | 0 | 0
1276 | 42 | Power Savings Blitz | Business | 2009 | Preliminary | 179 | 45) From: Contractor (Non-Classified Locations) to: Each additional 10 devices or fraction thereof - Office Sector | 0 | 0 | 0 | 0 | 0 | 0 | 93 | 0 | 0 | 0 | 0 | 0 | 0 | 0 | 0
1277 | 42 | Power Savings Blitz | Business | 2009 | Preliminary | 180 | 46) From: 4 Lamps 8' -T12-75W-Magnetic Ballasts to: 4 - 4' 32 watt lamps + reflector with 90% ballast factor T8-Electronic Ballast - Office Sector | 0.072 | 531 | 7805.7 | 0.06696 | 493.83 | 7259.301 | 93 | 14.7 | 0 | 0 | 0 | 0 | 0 | 0 | 0
1278 | 42 | Power Savings Blitz | Business | 2009 | Preliminary | 181 | 47) From: Contractor (Non-Classified Locations) - Minimum fee if the total fee for the application for inspection is less then $71 to: - Office Sector | 0 | 0 | 0 | 0 | 0 | 0 | 93 | 0 | 0 | 0 | 0 | 0 | 0 | 0 | 0
1279 | 42 | Power Savings Blitz | Business | 2009 | Preliminary | 182 | 48) From: 2 Lamps 8' -T12-75W-Magnetic Ballasts to: 2 - 8' lamps with 90% ballast factor T8-Electronic Ballast - Office Sector | 0.037 | 273 | 4013.1 | 0.03441 | 253.89 | 3732.183 | 93 | 14.7 | 3 | 0.11152 | 819.936 | 12053.0592 | 0.10372 | 762.5405 | 11209.3451
1280 | 42 | Power Savings Blitz | Business | 2009 | Preliminary | 183 | 49) From: 4 Lamps 8' -T12-75W-Magnetic Ballasts to: 4 - 8' lamps with 2 electronic ballasts of 90% ballast factor T8-Electronic Ballast - Office Sector | 0.072 | 531 | 7805.7 | 0.06696 | 493.83 | 7259.301 | 93 | 14.7 | 0 | 0 | 0 | 0 | 0 | 0 | 0
1281 | 42 | Power Savings Blitz | Business | 2009 | Preliminary | 184 | 50) From: 2 Lamps 8' -T12-60W-Magnetic Ballasts to: 2 - 8' 59wat lamps + reflector with 90% ballast factor T8-Electronic Ballast - Office Sector | 0.037 | 273 | 4013.1 | 0.03441 | 253.89 | 3732.183 | 93 | 14.7 | 0 | 0 | 0 | 0 | 0 | 0 | 0
1282 | 42 | Power Savings Blitz | Business | 2009 | Preliminary | 185 | 51) From: 4 Lamps 8' -T12-60W-Magnetic Ballasts to: 4 - 8' lamps with 2 electronic ballasts of 90% ballast factor T8-Electronic Ballast - Office Sector | 0.072 | 531 | 7805.7 | 0.06696 | 493.83 | 7259.301 | 93 | 14.7 | 0 | 0 | 0 | 0 | 0 | 0 | 0
1283 | 42 | Power Savings Blitz | Business | 2009 | Preliminary | 186 | 52) From: 2 Lamps 4' -T8 32W-Magnetic Ballasts to: 2 - 4' 25 watt lamps with electronic ballasts T8-Electronic Ballast - Office Sector | 0.01 | 76 | 1117.2 | 0.0093 | 70.68 | 1038.996 | 93 | 14.7 | 3 | 0.030979 | 227.76 | 3348.072 | 0.02881 | 211.8168 | 3113.707
1284 | 42 | Power Savings Blitz | Business | 2009 | Preliminary | 187 | 53) From: 2 - 4' T12 High Output Lamps High Output T12-Magnetic Ballasts to: 2 - 4' High Output T8 lamps with electronic ballasts High Output T8-Electronic Ballast - Office Sector | 0.017 | 121 | 1778.7 | 0.01581 | 112.53 | 1654.191 | 93 | 14.7 | 0 | 0 | 0 | 0 | 0 | 0 | 0
1285 | 42 | Power Savings Blitz | Business | 2009 | Preliminary | 188 | 54) From: 2 - 8' T12 High Output Lamps High Output T12-Magnetic Ballasts to: 2 - 8' High Output T8 lamps with electronic ballasts High Output T8-Electronic Ballast - Office Sector | 0.017 | 125 | 1837.5 | 0.01581 | 116.25 | 1708.875 | 93 | 14.7 | 0 | 0 | 0 | 0 | 0 | 0 | 0
1286 | 42 | Power Savings Blitz | Business | 2009 | Preliminary | 189 | 55) From: 175W Metal Halide Metal Halide to: 1 - 150W Metal Halide Direct Lamp replacement Metal Halide Direct Lamp Replacement - Office Sector | 0.013 | 95 | 1130.5 | 0.01209 | 88.35 | 1051.365 | 93 | 11.9 | 0 | 0 | 0 | 0 | 0 | 0 | 0
1287 | 42 | Power Savings Blitz | Business | 2009 | Preliminary | 190 | 56) From: 400W Metal Halide Metal Halide to: 1 - 350W Metal Halide Direct Lamp replacement Metal Halide Direct Lamp Replacement - Office Sector | 0.026 | 190 | 2261 | 0.02418 | 176.7 | 2102.73 | 93 | 11.9 | 0 | 0 | 0 | 0 | 0 | 0 | 0
1288 | 42 | Power Savings Blitz | Business | 2009 | Preliminary | 191 | 57) From: 250W Metal Halide Metal Halide to: 4 - 4' Lamps with either 32 watt ballast of 80% ballast factor or 25 watt lamps T8 Replacement - Office Sector | 0.071 | 524 | 7702.8 | 0.06603 | 487.32 | 7163.604 | 93 | 14.7 | 0 | 0 | 0 | 0 | 0 | 0 | 0
1289 | 42 | Power Savings Blitz | Business | 2009 | Preliminary | 192 | 58) From: 400W Metal Halide Metal Halide to: 6 - 4' Lamps with either 32 watt ballast of 80% ballast factor or 25 watt lamps T8 Replacement - Office Sector | 0.12 | 881 | 12950.7 | 0.1116 | 819.33 | 12044.151 | 93 | 14.7 | 0 | 0 | 0 | 0 | 0 | 0 | 0
1290 | 42 | Power Savings Blitz | Business | 2009 | Preliminary | 193 | 59) From: 40W Standard Incandescent (A Lamp) to: 11W ENERGY STAR® rated CFL New Fixture (2-pin / 4-pin base socket) - Office Sector | 0.015 | 110 | 253 | 0.01395 | 102.3 | 235.29 | 93 | 2.3 | 0 | 0 | 0 | 0 | 0 | 0 | 0
1291 | 42 | Power Savings Blitz | Business | 2009 | Preliminary | 194 | 60) From: 60W Standard Incandescent (A Lamp) to: 13W ENERGY STAR® rated CFL New Fixture (2-pin / 4-pin base socket) - Office Sector | 0.024 | 178 | 409.4 | 0.02232 | 165.54 | 380.742 | 93 | 2.3 | 0 | 0 | 0 | 0 | 0 | 0 | 0
1292 | 42 | Power Savings Blitz | Business | 2009 | Preliminary | 195 | 61) From: 100W Standard Incandescent (A Lamp) to: 23W ENERGY STAR® rated CFL New Fixture (2-pin / 4-pin base socket) - Office Sector | 0.04 | 292 | 671.6 | 0.0372 | 271.56 | 624.588 | 93 | 2.3 | 0 | 0 | 0 | 0 | 0 | 0 | 0
1293 | 42 | Power Savings Blitz | Business | 2009 | Preliminary | 196 | 62) From: 150W Standard Incandescent (A Lamp) to: 28W ENERGY STAR® rated CFL New Fixture (2-pin / 4-pin base socket) - Office Sector | 0.063 | 463 | 1064.9 | 0.05859 | 430.59 | 990.357 | 93 | 2.3 | 0 | 0 | 0 | 0 | 0 | 0 | 0
1294 | 42 | Power Savings Blitz | Business | 2009 | Preliminary | 197 | 63) From: 65 - 75W Incandescent R Lamp Incandescent R Lamp on Dimmers to: 14 - 16W Dimmable CFL R Lamp ENERGY STAR® rated Dimmable CFL R Lamp - Office Sector | 0.028 | 209 | 480.7 | 0.02604 | 194.37 | 447.051 | 93 | 2.3 | 0 | 0 | 0 | 0 | 0 | 0 | 0
1295 | 42 | Power Savings Blitz | Business | 2009 | Preliminary | 198 | 64) From: 100 - 150W Incandescent R Lamp Incandescent R Lamp on Dimmers to: 22 - 26W Dimmable CFL R Lamp ENERGY STAR® rated Dimmable CFL R Lamp - Office Sector | 0.052 | 383 | 880.9 | 0.04836 | 356.19 | 819.237 | 93 | 2.3 | 0 | 0 | 0 | 0 | 0 | 0 | 0
1296 | 42 | Power Savings Blitz | Business | 2009 | Preliminary | 199 | 65) From: 40 - 60W standard halogen PAR Lights - Track lighting or product highlighting to: 32 Watt halogen IR MR16 Energy Star rated Flood CFL - Office Sector | 0.014 | 106 | 63.6 | 0.01302 | 98.58 | 59.148 | 93 | 0.6 | 0 | 0 | 0 | 0 | 0 | 0 | 0
1297 | 42 | Power Savings Blitz | Business | 2009 | Preliminary | 200 | 66) From: 4' T12 Tube Guard T12 Tube Guard to: 4' T8 Tube Guards T8-Electronic Ballast - Office Sector | 0 | 0 | 0 | 0 | 0 | 0 | 93 | 14.7 | 0 | 0 | 0 | 0 | 0 | 0 | 0
1298 | 42 | Power Savings Blitz | Business | 2009 | Preliminary | 201 | 67) From: 8' T12 Tube Guard T12 Tube Guard to: 8' T8 Tube Guards T8-Electronic Ballast - Office Sector | 0 | 0 | 0 | 0 | 0 | 0 | 93 | 14.7 | 0 | 0 | 0 | 0 | 0 | 0 | 0
1299 | 43 | Multi-Family Energy Efficiency Rebates | Business, Consumer Low-Income | 2009 | Preliminary | 1 | EnergyStarExitSigns - Corridor / Parking Area Energy Savings application - Multi-Unit Residential Building sector | 0.026 | 227.76 | 4555.2 | 0.01066 | 93.3816 | 1867.632 | 41 | 20 | 0 | 0 | 0 | 0 | 0 | 0 | 0
1300 | 43 | Multi-Family Energy Efficiency Rebates | Business, Consumer Low-Income | 2009 | Preliminary | 2 | FridgeLEDStripLight - Corridor / Parking Area Energy Savings application - Multi-Unit Residential Building sector | 0.077 | 0 | 0 | 0.03157 | 0 | 0 | 41 | 20 | 0 | 0 | 0 | 0 | 0 | 0 | 0
1301 | 43 | Multi-Family Energy Efficiency Rebates | Business, Consumer Low-Income | 2009 | Preliminary | 3 | NonDimmCFLsScrew_In - Corridor / Parking Area Energy Savings application - Multi-Unit Residential Building sector | 0.046 | 402.96 | 8059.2 | 0.01886 | 165.2136 | 3304.272 | 41 | 20 | 0 | 0 | 0 | 0 | 0 | 0 | 0
1302 | 43 | Multi-Family Energy Efficiency Rebates | Business, Consumer Low-Income | 2009 | Preliminary | 4 | NonDimmCFLs_par11W - Corridor / Parking Area Energy Savings application - Multi-Unit Residential Building sector | 0.029 | 254.04 | 5080.8 | 0.01189 | 104.1564 | 2083.128 | 41 | 20 | 0 | 0 | 0 | 0 | 0 | 0 | 0
1303 | 43 | Multi-Family Energy Efficiency Rebates | Business, Consumer Low-Income | 2009 | Preliminary | 5 | NonDimmCFLs_par12-20W - Corridor / Parking Area Energy Savings application - Multi-Unit Residential Building sector | 0.045 | 394.2 | 7884 | 0.01845 | 161.622 | 3232.44 | 41 | 20 | 0 | 0 | 0 | 0 | 0 | 0 | 0
1304 | 43 | Multi-Family Energy Efficiency Rebates | Business, Consumer Low-Income | 2009 | Preliminary | 6 | NonDimmCFLs_par20+W - Corridor / Parking Area Energy Savings application - Multi-Unit Residential Building sector | 0.074 | 648.24 | 12964.8 | 0.03034 | 265.7784 | 5315.568 | 41 | 20 | 0 | 0 | 0 | 0 | 0 | 0 | 0
1305 | 43 | Multi-Family Energy Efficiency Rebates | Business, Consumer Low-Income | 2009 | Preliminary | 7 | Dimm&NonDimmCFL2-pin14W- - Corridor / Parking Area Energy Savings application - Multi-Unit Residential Building sector | 0.044 | 385.44 | 7708.8 | 0.01804 | 158.0304 | 3160.608 | 41 | 20 | 0 | 0 | 0 | 0 | 0 | 0 | 0
1306 | 43 | Multi-Family Energy Efficiency Rebates | Business, Consumer Low-Income | 2009 | Preliminary | 8 | Dimm&NonDimmCFL2-pin26W- - Corridor / Parking Area Energy Savings application - Multi-Unit Residential Building sector | 0.052 | 455.52 | 9110.4 | 0.02132 | 186.7632 | 3735.264 | 41 | 20 | 0 | 0 | 0 | 0 | 0 | 0 | 0
1307 | 43 | Multi-Family Energy Efficiency Rebates | Business, Consumer Low-Income | 2009 | Preliminary | 9 | Dimm&NonDimmCFL2-pin39W- - Corridor / Parking Area Energy Savings application - Multi-Unit Residential Building sector | 0.07 | 613.2 | 12264 | 0.0287 | 251.412 | 5028.24 | 41 | 20 | 0 | 0 | 0 | 0 | 0 | 0 | 0
1308 | 43 | Multi-Family Energy Efficiency Rebates | Business, Consumer Low-Income | 2009 | Preliminary | 10 | Dimm&NonDimmCFL4-pin14W- - Corridor / Parking Area Energy Savings application - Multi-Unit Residential Building sector | 0.044 | 385.44 | 7708.8 | 0.01804 | 158.0304 | 3160.608 | 41 | 20 | 0 | 0 | 0 | 0 | 0 | 0 | 0
1309 | 43 | Multi-Family Energy Efficiency Rebates | Business, Consumer Low-Income | 2009 | Preliminary | 11 | Dimm&NonDimmCFL4-pin26W- - Corridor / Parking Area Energy Savings application - Multi-Unit Residential Building sector | 0.056 | 490.56 | 9811.2 | 0.02296 | 201.1296 | 4022.592 | 41 | 20 | 0 | 0 | 0 | 0 | 0 | 0 | 0
1310 | 43 | Multi-Family Energy Efficiency Rebates | Business, Consumer Low-Income | 2009 | Preliminary | 12 | Dimm&NonDimmCFL4-pin39W- - Corridor / Parking Area Energy Savings application - Multi-Unit Residential Building sector | 0.072 | 630.72 | 12614.4 | 0.02952 | 258.5952 | 5171.904 | 41 | 20 | 0 | 0 | 0 | 0 | 0 | 0 | 0
1311 | 43 | Multi-Family Energy Efficiency Rebates | Business, Consumer Low-Income | 2009 | Preliminary | 13 | DimmCFLs_0-16W - Corridor / Parking Area Energy Savings application - Multi-Unit Residential Building sector | 0.044 | 385.44 | 7708.8 | 0.01804 | 158.0304 | 3160.608 | 41 | 20 | 0 | 0 | 0 | 0 | 0 | 0 | 0
1312 | 43 | Multi-Family Energy Efficiency Rebates | Business, Consumer Low-Income | 2009 | Preliminary | 14 | DimmCFLs_17-20W - Corridor / Parking Area Energy Savings application - Multi-Unit Residential Building sector | 0.06 | 525.6 | 10512 | 0.0246 | 215.496 | 4309.92 | 41 | 20 | 0 | 0 | 0 | 0 | 0 | 0 | 0
1313 | 43 | Multi-Family Energy Efficiency Rebates | Business, Consumer Low-Income | 2009 | Preliminary | 15 | DimmCFLs_21+W - Corridor / Parking Area Energy Savings application - Multi-Unit Residential Building sector | 0.071 | 621.96 | 12439.2 | 0.02911 | 255.0036 | 5100.072 | 41 | 20 | 0 | 0 | 0 | 0 | 0 | 0 | 0
1314 | 43 | Multi-Family Energy Efficiency Rebates | Business, Consumer Low-Income | 2009 | Preliminary | 16 | StandardT8_Single - Corridor / Parking Area Energy Savings application - Multi-Unit Residential Building sector | 0.019 | 166.44 | 3328.8 | 0.00779 | 68.2404 | 1364.808 | 41 | 20 | 0 | 0 | 0 | 0 | 0 | 0 | 0
1315 | 43 | Multi-Family Energy Efficiency Rebates | Business, Consumer Low-Income | 2009 | Preliminary | 17 | StandardT8_Two - Corridor / Parking Area Energy Savings application - Multi-Unit Residential Building sector | 0.027 | 232.14 | 4642.8 | 0.01107 | 95.1774 | 1903.548 | 41 | 20 | 0 | 0 | 0 | 0 | 0 | 0 | 0
1316 | 43 | Multi-Family Energy Efficiency Rebates | Business, Consumer Low-Income | 2009 | Preliminary | 18 | StandardT8_Three - Corridor / Parking Area Energy Savings application - Multi-Unit Residential Building sector | 0.045 | 394.2 | 7884 | 0.01845 | 161.622 | 3232.44 | 41 | 20 | 0 | 0 | 0 | 0 | 0 | 0 | 0
1317 | 43 | Multi-Family Energy Efficiency Rebates | Business, Consumer Low-Income | 2009 | Preliminary | 19 | StandardT8_Four - Corridor / Parking Area Energy Savings application - Multi-Unit Residential Building sector | 0.05 | 438 | 8760 | 0.0205 | 179.58 | 3591.6 | 41 | 20 | 0 | 0 | 0 | 0 | 0 | 0 | 0
1318 | 43 | Multi-Family Energy Efficiency Rebates | Business, Consumer Low-Income | 2009 | Preliminary | 20 | RWHighT8Fixtures_Single - Corridor / Parking Area Energy Savings application - Multi-Unit Residential Building sector | 0.021 | 183.96 | 3679.2 | 0.00861 | 75.4236 | 1508.472 | 41 | 20 | 0 | 0 | 0 | 0 | 0 | 0 | 0
1319 | 43 | Multi-Family Energy Efficiency Rebates | Business, Consumer Low-Income | 2009 | Preliminary | 21 | RWHighT8Fixtures_Two - Corridor / Parking Area Energy Savings application - Multi-Unit Residential Building sector | 0.03 | 258.42 | 5168.4 | 0.0123 | 105.9522 | 2119.044 | 41 | 20 | 0 | 0 | 0 | 0 | 0 | 0 | 0
1320 | 43 | Multi-Family Energy Efficiency Rebates | Business, Consumer Low-Income | 2009 | Preliminary | 22 | RWHighT8Fixtures_Three - Corridor / Parking Area Energy Savings application - Multi-Unit Residential Building sector | 0.045 | 394.2 | 7884 | 0.01845 | 161.622 | 3232.44 | 41 | 20 | 0 | 0 | 0 | 0 | 0 | 0 | 0
1321 | 43 | Multi-Family Energy Efficiency Rebates | Business, Consumer Low-Income | 2009 | Preliminary | 23 | RWHighT8Fixtures_Four - Corridor / Parking Area Energy Savings application - Multi-Unit Residential Building sector | 0.053 | 464.28 | 9285.6 | 0.02173 | 190.3548 | 3807.096 | 41 | 20 | 0 | 0 | 0 | 0 | 0 | 0 | 0
1322 | 43 | Multi-Family Energy Efficiency Rebates | Business, Consumer Low-Income | 2009 | Preliminary | 24 | StdMedBayT8_Four - Corridor / Parking Area Energy Savings application - Multi-Unit Residential Building sector | 0.15 | 1314 | 26280 | 0.0615 | 538.74 | 10774.8 | 41 | 20 | 0 | 0 | 0 | 0 | 0 | 0 | 0
1323 | 43 | Multi-Family Energy Efficiency Rebates | Business, Consumer Low-Income | 2009 | Preliminary | 25 | MedBayT8_Six - Corridor / Parking Area Energy Savings application - Multi-Unit Residential Building sector | 0.228 | 1997.28 | 39945.6 | 0.09348 | 818.8848 | 16377.696 | 41 | 20 | 0 | 0 | 0 | 0 | 0 | 0 | 0
1324 | 43 | Multi-Family Energy Efficiency Rebates | Business, Consumer Low-Income | 2009 | Preliminary | 26 | MedBayT8_Eight - Corridor / Parking Area Energy Savings application - Multi-Unit Residential Building sector | 0.197 | 1725.72 | 34514.4 | 0.08077 | 707.5452 | 14150.904 | 41 | 20 | 0 | 0 | 0 | 0 | 0 | 0 | 0
1325 | 43 | Multi-Family Energy Efficiency Rebates | Business, Consumer Low-Income | 2009 | Preliminary | 27 | HighMedBayT8_Four - Corridor / Parking Area Energy Savings application - Multi-Unit Residential Building sector | 0.17 | 1489.2 | 29784 | 0.0697 | 610.572 | 12211.44 | 41 | 20 | 0 | 0 | 0 | 0 | 0 | 0 | 0
1326 | 43 | Multi-Family Energy Efficiency Rebates | Business, Consumer Low-Income | 2009 | Preliminary | 28 | HighMedBayT8_Six - Corridor / Parking Area Energy Savings application - Multi-Unit Residential Building sector | 0.239 | 2093.64 | 41872.8 | 0.09799 | 858.3924 | 17167.848 | 41 | 20 | 0 | 0 | 0 | 0 | 0 | 0 | 0
1327 | 43 | Multi-Family Energy Efficiency Rebates | Business, Consumer Low-Income | 2009 | Preliminary | 29 | HighMedBayT8_Eight - Corridor / Parking Area Energy Savings application - Multi-Unit Residential Building sector | 0.242 | 2119.92 | 42398.4 | 0.09922 | 869.1672 | 17383.344 | 41 | 20 | 0 | 0 | 0 | 0 | 0 | 0 | 0
1328 | 43 | Multi-Family Energy Efficiency Rebates | Business, Consumer Low-Income | 2009 | Preliminary | 30 | T5Fixture_1Lamp - Corridor / Parking Area Energy Savings application - Multi-Unit Residential Building sector | 0.018 | 154.76 | 3095.2 | 0.00738 | 63.4516 | 1269.032 | 41 | 20 | 0 | 0 | 0 | 0 | 0 | 0 | 0
1329 | 43 | Multi-Family Energy Efficiency Rebates | Business, Consumer Low-Income | 2009 | Preliminary | 31 | T5Fixture_2Lamps - Corridor / Parking Area Energy Savings application - Multi-Unit Residential Building sector | 0.026 | 224.84 | 4496.8 | 0.01066 | 92.1844 | 1843.688 | 41 | 20 | 0 | 0 | 0 | 0 | 0 | 0 | 0
1330 | 43 | Multi-Family Energy Efficiency Rebates | Business, Consumer Low-Income | 2009 | Preliminary | 32 | T5Fixture_3Lamps - Corridor / Parking Area Energy Savings application - Multi-Unit Residential Building sector | 0.039 | 341.64 | 6832.8 | 0.01599 | 140.0724 | 2801.448 | 41 | 20 | 0 | 0 | 0 | 0 | 0 | 0 | 0
1331 | 43 | Multi-Family Energy Efficiency Rebates | Business, Consumer Low-Income | 2009 | Preliminary | 33 | T5Fixture_HO1Lamp - Corridor / Parking Area Energy Savings application - Multi-Unit Residential Building sector | 0.017 | 146 | 2920 | 0.00697 | 59.86 | 1197.2 | 41 | 20 | 0 | 0 | 0 | 0 | 0 | 0 | 0
1332 | 43 | Multi-Family Energy Efficiency Rebates | Business, Consumer Low-Income | 2009 | Preliminary | 34 | T5Fixture_HO2Lamp - Corridor / Parking Area Energy Savings application - Multi-Unit Residential Building sector | 0.028 | 248.2 | 4964 | 0.01148 | 101.762 | 2035.24 | 41 | 20 | 0 | 0 | 0 | 0 | 0 | 0 | 0
1333 | 43 | Multi-Family Energy Efficiency Rebates | Business, Consumer Low-Income | 2009 | Preliminary | 35 | T5MedHighFixture_4Lamp - Corridor / Parking Area Energy Savings application - Multi-Unit Residential Building sector | 0.159 | 1392.84 | 27856.8 | 0.06519 | 571.0644 | 11421.288 | 41 | 20 | 0 | 0 | 0 | 0 | 0 | 0 | 0
1334 | 43 | Multi-Family Energy Efficiency Rebates | Business, Consumer Low-Income | 2009 | Preliminary | 36 | T5MedHighFixture_6Lamp - Corridor / Parking Area Energy Savings application - Multi-Unit Residential Building sector | 0.155 | 1357.8 | 27156 | 0.06355 | 556.698 | 11133.96 | 41 | 20 | 0 | 0 | 0 | 0 | 0 | 0 | 0
1335 | 43 | Multi-Family Energy Efficiency Rebates | Business, Consumer Low-Income | 2009 | Preliminary | 37 | T5MedHighFixture_8Lamp - Corridor / Parking Area Energy Savings application - Multi-Unit Residential Building sector | 0.242 | 2119.92 | 42398.4 | 0.09922 | 869.1672 | 17383.344 | 41 | 20 | 0 | 0 | 0 | 0 | 0 | 0 | 0
1336 | 43 | Multi-Family Energy Efficiency Rebates | Business, Consumer Low-Income | 2009 | Preliminary | 38 | T5MedHighFixture_10Lamp - Corridor / Parking Area Energy Savings application - Multi-Unit Residential Building sector | 0.314 | 2750.64 | 55012.8 | 0.12874 | 1127.7624 | 22555.248 | 41 | 20 | 0 | 0 | 0 | 0 | 0 | 0 | 0
1337 | 43 | Multi-Family Energy Efficiency Rebates | Business, Consumer Low-Income | 2009 | Preliminary | 39 | T5MedHighFixture_12Lamp - Corridor / Parking Area Energy Savings application - Multi-Unit Residential Building sector | 0.428 | 3749.28 | 74985.6 | 0.17548 | 1537.2048 | 30744.096 | 41 | 20 | 0 | 0 | 0 | 0 | 0 | 0 | 0
1338 | 43 | Multi-Family Energy Efficiency Rebates | Business, Consumer Low-Income | 2009 | Preliminary | 40 | PulseStart_MetalHalide - Corridor / Parking Area Energy Savings application - Multi-Unit Residential Building sector | 0.056 | 490.56 | 9811.2 | 0.02296 | 201.1296 | 4022.592 | 41 | 20 | 0 | 0 | 0 | 0 | 0 | 0 | 0
1339 | 43 | Multi-Family Energy Efficiency Rebates | Business, Consumer Low-Income | 2009 | Preliminary | 41 | InfraredHalogen_25W- - Corridor / Parking Area Energy Savings application - Multi-Unit Residential Building sector | 0.015 | 131.4 | 2628 | 0.00615 | 53.874 | 1077.48 | 41 | 20 | 0 | 0 | 0 | 0 | 0 | 0 | 0
1340 | 43 | Multi-Family Energy Efficiency Rebates | Business, Consumer Low-Income | 2009 | Preliminary | 42 | InfraredHalogen_26-35W - Corridor / Parking Area Energy Savings application - Multi-Unit Residential Building sector | 0.015 | 131.4 | 2628 | 0.00615 | 53.874 | 1077.48 | 41 | 20 | 0 | 0 | 0 | 0 | 0 | 0 | 0
1341 | 43 | Multi-Family Energy Efficiency Rebates | Business, Consumer Low-Income | 2009 | Preliminary | 43 | InfraredHalogen_36-48W - Corridor / Parking Area Energy Savings application - Multi-Unit Residential Building sector | 0.02 | 175.2 | 3504 | 0.0082 | 71.832 | 1436.64 | 41 | 20 | 0 | 0 | 0 | 0 | 0 | 0 | 0
1342 | 43 | Multi-Family Energy Efficiency Rebates | Business, Consumer Low-Income | 2009 | Preliminary | 44 | InfraredHalogen_49-60W - Corridor / Parking Area Energy Savings application - Multi-Unit Residential Building sector | 0.02 | 175.2 | 3504 | 0.0082 | 71.832 | 1436.64 | 41 | 20 | 0 | 0 | 0 | 0 | 0 | 0 | 0
1343 | 43 | Multi-Family Energy Efficiency Rebates | Business, Consumer Low-Income | 2009 | Preliminary | 45 | Self-BallastedMetalHalide120W - Corridor / Parking Area Energy Savings application - Multi-Unit Residential Building sector | 0.096 | 840.96 | 16819.2 | 0.03936 | 344.7936 | 6895.872 | 41 | 20 | 0 | 0 | 0 | 0 | 0 | 0 | 0
1344 | 43 | Multi-Family Energy Efficiency Rebates | Business, Consumer Low-Income | 2009 | Preliminary | 46 | Self-BallastedMetalHalide50W - Corridor / Parking Area Energy Savings application - Multi-Unit Residential Building sector | 0.026 | 227.76 | 4555.2 | 0.01066 | 93.3816 | 1867.632 | 41 | 20 | 0 | 0 | 0 | 0 | 0 | 0 | 0
1345 | 43 | Multi-Family Energy Efficiency Rebates | Business, Consumer Low-Income | 2009 | Preliminary | 47 | MetalHalide_150W - Corridor / Parking Area Energy Savings application - Multi-Unit Residential Building sector | 0.025 | 219 | 4380 | 0.01025 | 89.79 | 1795.8 | 41 | 20 | 0 | 0 | 0 | 0 | 0 | 0 | 0
1346 | 43 | Multi-Family Energy Efficiency Rebates | Business, Consumer Low-Income | 2009 | Preliminary | 48 | MetalHalide_360W - Corridor / Parking Area Energy Savings application - Multi-Unit Residential Building sector | 0.04 | 350.4 | 7008 | 0.0164 | 143.664 | 2873.28 | 41 | 20 | 0 | 0 | 0 | 0 | 0 | 0 | 0
1347 | 43 | Multi-Family Energy Efficiency Rebates | Business, Consumer Low-Income | 2009 | Preliminary | 49 | HighPressure_225W - Corridor / Parking Area Energy Savings application - Multi-Unit Residential Building sector | 0.025 | 219 | 4380 | 0.01025 | 89.79 | 1795.8 | 41 | 20 | 0 | 0 | 0 | 0 | 0 | 0 | 0
1348 | 43 | Multi-Family Energy Efficiency Rebates | Business, Consumer Low-Income | 2009 | Preliminary | 50 | ElecBallast_MetalHde200-W - Corridor / Parking Area Energy Savings application - Multi-Unit Residential Building sector | 0.06 | 569.4 | 11388 | 0.0246 | 233.454 | 4669.08 | 41 | 20 | 0 | 0 | 0 | 0 | 0 | 0 | 0
1349 | 43 | Multi-Family Energy Efficiency Rebates | Business, Consumer Low-Income | 2009 | Preliminary | 51 | ElecBallast_MetalHde250-360W - Corridor / Parking Area Energy Savings application - Multi-Unit Residential Building sector | 0.128 | 1121.28 | 22425.6 | 0.05248 | 459.7248 | 9194.496 | 41 | 20 | 0 | 0 | 0 | 0 | 0 | 0 | 0
1350 | 43 | Multi-Family Energy Efficiency Rebates | Business, Consumer Low-Income | 2009 | Preliminary | 52 | ElecBallast_MetalHde400+W - Corridor / Parking Area Energy Savings application - Multi-Unit Residential Building sector | 0.226 | 1979.76 | 39595.2 | 0.09266 | 811.7016 | 16234.032 | 41 | 20 | 0 | 0 | 0 | 0 | 0 | 0 | 0
1351 | 43 | Multi-Family Energy Efficiency Rebates | Business, Consumer Low-Income | 2009 | Preliminary | 53 | ElecBallast_HighPress200-W - Corridor / Parking Area Energy Savings application - Multi-Unit Residential Building sector | 0.04 | 350.4 | 7008 | 0.0164 | 143.664 | 2873.28 | 41 | 20 | 0 | 0 | 0 | 0 | 0 | 0 | 0
1352 | 43 | Multi-Family Energy Efficiency Rebates | Business, Consumer Low-Income | 2009 | Preliminary | 54 | ElecBallast_HighPress250W - Corridor / Parking Area Energy Savings application - Multi-Unit Residential Building sector | 0.055 | 481.8 | 9636 | 0.02255 | 197.538 | 3950.76 | 41 | 20 | 0 | 0 | 0 | 0 | 0 | 0 | 0
1353 | 43 | Multi-Family Energy Efficiency Rebates | Business, Consumer Low-Income | 2009 | Preliminary | 55 | ElecBallast_HighPress400W - Corridor / Parking Area Energy Savings application - Multi-Unit Residential Building sector | 0.075 | 657 | 13140 | 0.03075 | 269.37 | 5387.4 | 41 | 20 | 0 | 0 | 0 | 0 | 0 | 0 | 0
1354 | 43 | Multi-Family Energy Efficiency Rebates | Business, Consumer Low-Income | 2009 | Preliminary | 56 | ElecBallast_HighPress600W - Corridor / Parking Area Energy Savings application - Multi-Unit Residential Building sector | 0.081 | 709.56 | 14191.2 | 0.03321 | 290.9196 | 5818.392 | 41 | 20 | 0 | 0 | 0 | 0 | 0 | 0 | 0
1355 | 43 | Multi-Family Energy Efficiency Rebates | Business, Consumer Low-Income | 2009 | Preliminary | 57 | ElecBallast_HighPress1000W - Corridor / Parking Area Energy Savings application - Multi-Unit Residential Building sector | 0.095 | 832.2 | 16644 | 0.03895 | 341.202 | 6824.04 | 41 | 20 | 0 | 0 | 0 | 0 | 0 | 0 | 0
1356 | 43 | Multi-Family Energy Efficiency Rebates | Business, Consumer Low-Income | 2009 | Preliminary | 58 | OccSen_SwitchPlate - Corridor / Parking Area Energy Savings application - Multi-Unit Residential Building sector | 0.09 | 788.4 | 15768 | 0.0369 | 323.244 | 6464.88 | 41 | 20 | 0 | 0 | 0 | 0 | 0 | 0 | 0
1357 | 43 | Multi-Family Energy Efficiency Rebates | Business, Consumer Low-Income | 2009 | Preliminary | 59 | OccSen_CelingMounted - Corridor / Parking Area Energy Savings application - Multi-Unit Residential Building sector | 0.09 | 788.4 | 15768 | 0.0369 | 323.244 | 6464.88 | 41 | 20 | 0 | 0 | 0 | 0 | 0 | 0 | 0
1358 | 43 | Multi-Family Energy Efficiency Rebates | Business, Consumer Low-Income | 2009 | Preliminary | 60 | TempControls_InSuiteHeat - Corridor / Parking Area Energy Savings application - Multi-Unit Residential Building sector | 0.05 | 0 | 0 | 0.0205 | 0 | 0 | 41 | 20 | 0 | 0 | 0 | 0 | 0 | 0 | 0
1359 | 43 | Multi-Family Energy Efficiency Rebates | Business, Consumer Low-Income | 2009 | Preliminary | 61 | TempControls_InSuiteCool - Corridor / Parking Area Energy Savings application - Multi-Unit Residential Building sector | 0.076 | 0 | 0 | 0.03116 | 0 | 0 | 41 | 20 | 0 | 0 | 0 | 0 | 0 | 0 | 0
1360 | 43 | Multi-Family Energy Efficiency Rebates | Business, Consumer Low-Income | 2009 | Preliminary | 62 | TempControls_Heat&Cool - Corridor / Parking Area Energy Savings application - Multi-Unit Residential Building sector | 0.076 | 0 | 0 | 0.03116 | 0 | 0 | 41 | 20 | 0 | 0 | 0 | 0 | 0 | 0 | 0
1361 | 43 | Multi-Family Energy Efficiency Rebates | Business, Consumer Low-Income | 2009 | Preliminary | 63 | ECM_AirFurnace - Corridor / Parking Area Energy Savings application - Multi-Unit Residential Building sector | 0.325 | 1403.5447 | 28070.8944 | 0.13325 | 575.4533 | 11509.0667 | 41 | 20 | 0 | 0 | 0 | 0 | 0 | 0 | 0
1362 | 43 | Multi-Family Energy Efficiency Rebates | Business, Consumer Low-Income | 2009 | Preliminary | 64 | GroundSource_LowRise - Corridor / Parking Area Energy Savings application - Multi-Unit Residential Building sector | 0.12 | -1485.8 | -29716 | 0.0492 | -609.178 | -12183.56 | 41 | 20 | 0 | 0 | 0 | 0 | 0 | 0 | 0
1363 | 43 | Multi-Family Energy Efficiency Rebates | Business, Consumer Low-Income | 2009 | Preliminary | 65 | GroundSource_HighRise - Corridor / Parking Area Energy Savings application - Multi-Unit Residential Building sector | 0.505 | 1385.495 | 27709.9 | 0.20705 | 568.053 | 11361.059 | 41 | 20 | 0 | 0 | 0 | 0 | 0 | 0 | 0
1364 | 43 | Multi-Family Energy Efficiency Rebates | Business, Consumer Low-Income | 2009 | Preliminary | 66 | GroundSource_Average - Corridor / Parking Area Energy Savings application - Multi-Unit Residential Building sector | 0.313 | -50 | -1000 | 0.12833 | -20.5 | -410 | 41 | 20 | 0 | 0 | 0 | 0 | 0 | 0 | 0
1365 | 43 | Multi-Family Energy Efficiency Rebates | Business, Consumer Low-Income | 2009 | Preliminary | 67 | Non-ElectricChillers - Corridor / Parking Area Energy Savings application - Multi-Unit Residential Building sector | 1.35 | 1620 | 32400 | 0.5535 | 664.2 | 13284 | 41 | 20 | 0 | 0 | 0 | 0 | 0 | 0 | 0
1366 | 43 | Multi-Family Energy Efficiency Rebates | Business, Consumer Low-Income | 2009 | Preliminary | 68 | EnerStarWasher - Corridor / Parking Area Energy Savings application - Multi-Unit Residential Building sector | 0 | 0 | 0 | 0 | 0 | 0 | 41 | 20 | 0 | 0 | 0 | 0 | 0 | 0 | 0
1367 | 43 | Multi-Family Energy Efficiency Rebates | Business, Consumer Low-Income | 2009 | Preliminary | 69 | NaturalGasDryer_InSuite - Corridor / Parking Area Energy Savings application - Multi-Unit Residential Building sector | 0 | 0 | 0 | 0 | 0 | 0 | 41 | 20 | 0 | 0 | 0 | 0 | 0 | 0 | 0
1368 | 43 | Multi-Family Energy Efficiency Rebates | Business, Consumer Low-Income | 2009 | Preliminary | 70 | NaturalGasDryer_Common - Corridor / Parking Area Energy Savings application - Multi-Unit Residential Building sector | 0 | 0 | 0 | 0 | 0 | 0 | 41 | 20 | 0 | 0 | 0 | 0 | 0 | 0 | 0
1369 | 43 | Multi-Family Energy Efficiency Rebates | Business, Consumer Low-Income | 2009 | Preliminary | 71 | EnergyStar_DishWasher - Corridor / Parking Area Energy Savings application - Multi-Unit Residential Building sector | 0 | 0 | 0 | 0 | 0 | 0 | 41 | 20 | 0 | 0 | 0 | 0 | 0 | 0 | 0
1370 | 43 | Multi-Family Energy Efficiency Rebates | Business, Consumer Low-Income | 2009 | Preliminary | 72 | EnergyStar_Fridge - Corridor / Parking Area Energy Savings application - Multi-Unit Residential Building sector | 0.007 | 68.8 | 1376 | 0.00287 | 28.208 | 564.16 | 41 | 20 | 0 | 0 | 0 | 0 | 0 | 0 | 0
1371 | 43 | Multi-Family Energy Efficiency Rebates | Business, Consumer Low-Income | 2009 | Preliminary | 73 | EnergyStar_CeilingFan - Corridor / Parking Area Energy Savings application - Multi-Unit Residential Building sector | 0 | 0 | 0 | 0 | 0 | 0 | 41 | 20 | 0 | 0 | 0 | 0 | 0 | 0 | 0
1372 | 43 | Multi-Family Energy Efficiency Rebates | Business, Consumer Low-Income | 2009 | Preliminary | 74 | Non-ElectricWaterHeater - Corridor / Parking Area Energy Savings application - Multi-Unit Residential Building sector | 0.0164 | 95.576 | 1911.52 | 0.006724 | 39.1862 | 783.7232 | 41 | 20 | 0 | 0 | 0 | 0 | 0 | 0 | 0
1373 | 43 | Multi-Family Energy Efficiency Rebates | Business, Consumer Low-Income | 2009 | Preliminary | 75 | SolarHotWaterCollector - Corridor / Parking Area Energy Savings application - Multi-Unit Residential Building sector | 0.6 | 1020 | 20400 | 0.246 | 418.2 | 8364 | 41 | 20 | 0 | 0 | 0 | 0 | 0 | 0 | 0
1374 | 43 | Multi-Family Energy Efficiency Rebates | Business, Consumer Low-Income | 2009 | Preliminary | 76 | Non-ElectricTankHotWater - Corridor / Parking Area Energy Savings application - Multi-Unit Residential Building sector | 0.025 | 145.845 | 2916.9 | 0.01025 | 59.7964 | 1195.929 | 41 | 20 | 0 | 0 | 0 | 0 | 0 | 0 | 0
1375 | 43 | Multi-Family Energy Efficiency Rebates | Business, Consumer Low-Income | 2009 | Preliminary | 77 | DrainWaterHeatRecovery - Corridor / Parking Area Energy Savings application - Multi-Unit Residential Building sector | 5.385 | 8440 | 168800 | 2.2079 | 3460.4 | 69208 | 41 | 20 | 0 | 0 | 0 | 0 | 0 | 0 | 0
1376 | 43 | Multi-Family Energy Efficiency Rebates | Business, Consumer Low-Income | 2009 | Preliminary | 78 | DomesticHotWaterRecirc - Corridor / Parking Area Energy Savings application - Multi-Unit Residential Building sector | 0 | 185 | 3700 | 0 | 75.85 | 1517 | 41 | 20 | 0 | 0 | 0 | 0 | 0 | 0 | 0
1377 | 43 | Multi-Family Energy Efficiency Rebates | Business, Consumer Low-Income | 2009 | Preliminary | 79 | EnergyStarExitSigns - Suite Savings application - Multi-Unit Residential Building sector | 0.026 | 39 | 780 | 0.01066 | 15.99 | 319.8 | 41 | 20 | 0 | 0 | 0 | 0 | 0 | 0 | 0
1378 | 43 | Multi-Family Energy Efficiency Rebates | Business, Consumer Low-Income | 2009 | Preliminary | 80 | FridgeLEDStripLight - Suite Savings application - Multi-Unit Residential Building sector | 0.077 | 0 | 0 | 0.03157 | 0 | 0 | 41 | 20 | 0 | 0 | 0 | 0 | 0 | 0 | 0
1379 | 43 | Multi-Family Energy Efficiency Rebates | Business, Consumer Low-Income | 2009 | Preliminary | 81 | NonDimmCFLsScrew_In - Suite Savings application - Multi-Unit Residential Building sector | 0.046 | 69 | 1380 | 0.01886 | 28.29 | 565.8 | 41 | 20 | 0 | 0 | 0 | 0 | 0 | 0 | 0
1380 | 43 | Multi-Family Energy Efficiency Rebates | Business, Consumer Low-Income | 2009 | Preliminary | 82 | NonDimmCFLs_par11W - Suite Savings application - Multi-Unit Residential Building sector | 0.029 | 43.5 | 870 | 0.01189 | 17.835 | 356.7 | 41 | 20 | 0 | 0 | 0 | 0 | 0 | 0 | 0
1381 | 43 | Multi-Family Energy Efficiency Rebates | Business, Consumer Low-Income | 2009 | Preliminary | 83 | NonDimmCFLs_par12-20W - Suite Savings application - Multi-Unit Residential Building sector | 0.045 | 67.5 | 1350 | 0.01845 | 27.675 | 553.5 | 41 | 20 | 0 | 0 | 0 | 0 | 0 | 0 | 0
1382 | 43 | Multi-Family Energy Efficiency Rebates | Business, Consumer Low-Income | 2009 | Preliminary | 84 | NonDimmCFLs_par20+W - Suite Savings application - Multi-Unit Residential Building sector | 0.074 | 111 | 2220 | 0.03034 | 45.51 | 910.2 | 41 | 20 | 0 | 0 | 0 | 0 | 0 | 0 | 0
1383 | 43 | Multi-Family Energy Efficiency Rebates | Business, Consumer Low-Income | 2009 | Preliminary | 85 | Dimm&NonDimmCFL2-pin14W- - Suite Savings application - Multi-Unit Residential Building sector | 0.044 | 66 | 1320 | 0.01804 | 27.06 | 541.2 | 41 | 20 | 0 | 0 | 0 | 0 | 0 | 0 | 0
1384 | 43 | Multi-Family Energy Efficiency Rebates | Business, Consumer Low-Income | 2009 | Preliminary | 86 | Dimm&NonDimmCFL2-pin26W- - Suite Savings application - Multi-Unit Residential Building sector | 0.052 | 78 | 1560 | 0.02132 | 31.98 | 639.6 | 41 | 20 | 0 | 0 | 0 | 0 | 0 | 0 | 0
1385 | 43 | Multi-Family Energy Efficiency Rebates | Business, Consumer Low-Income | 2009 | Preliminary | 87 | Dimm&NonDimmCFL2-pin39W- - Suite Savings application - Multi-Unit Residential Building sector | 0.07 | 105 | 2100 | 0.0287 | 43.05 | 861 | 41 | 20 | 0 | 0 | 0 | 0 | 0 | 0 | 0
1386 | 43 | Multi-Family Energy Efficiency Rebates | Business, Consumer Low-Income | 2009 | Preliminary | 88 | Dimm&NonDimmCFL4-pin14W- - Suite Savings application - Multi-Unit Residential Building sector | 0.044 | 66 | 1320 | 0.01804 | 27.06 | 541.2 | 41 | 20 | 0 | 0 | 0 | 0 | 0 | 0 | 0
1387 | 43 | Multi-Family Energy Efficiency Rebates | Business, Consumer Low-Income | 2009 | Preliminary | 89 | Dimm&NonDimmCFL4-pin26W- - Suite Savings application - Multi-Unit Residential Building sector | 0.056 | 84 | 1680 | 0.02296 | 34.44 | 688.8 | 41 | 20 | 0 | 0 | 0 | 0 | 0 | 0 | 0
1388 | 43 | Multi-Family Energy Efficiency Rebates | Business, Consumer Low-Income | 2009 | Preliminary | 90 | Dimm&NonDimmCFL4-pin39W- - Suite Savings application - Multi-Unit Residential Building sector | 0.072 | 108 | 2160 | 0.02952 | 44.28 | 885.6 | 41 | 20 | 0 | 0 | 0 | 0 | 0 | 0 | 0
1389 | 43 | Multi-Family Energy Efficiency Rebates | Business, Consumer Low-Income | 2009 | Preliminary | 91 | DimmCFLs_0-16W - Suite Savings application - Multi-Unit Residential Building sector | 0.044 | 66 | 1320 | 0.01804 | 27.06 | 541.2 | 41 | 20 | 0 | 0 | 0 | 0 | 0 | 0 | 0
1390 | 43 | Multi-Family Energy Efficiency Rebates | Business, Consumer Low-Income | 2009 | Preliminary | 92 | DimmCFLs_17-20W - Suite Savings application - Multi-Unit Residential Building sector | 0.06 | 90 | 1800 | 0.0246 | 36.9 | 738 | 41 | 20 | 0 | 0 | 0 | 0 | 0 | 0 | 0
1391 | 43 | Multi-Family Energy Efficiency Rebates | Business, Consumer Low-Income | 2009 | Preliminary | 93 | DimmCFLs_21+W - Suite Savings application - Multi-Unit Residential Building sector | 0.071 | 106.5 | 2130 | 0.02911 | 43.665 | 873.3 | 41 | 20 | 0 | 0 | 0 | 0 | 0 | 0 | 0
1392 | 43 | Multi-Family Energy Efficiency Rebates | Business, Consumer Low-Income | 2009 | Preliminary | 94 | StandardT8_Single - Suite Savings application - Multi-Unit Residential Building sector | 0.019 | 28.5 | 570 | 0.00779 | 11.685 | 233.7 | 41 | 20 | 0 | 0 | 0 | 0 | 0 | 0 | 0
1393 | 43 | Multi-Family Energy Efficiency Rebates | Business, Consumer Low-Income | 2009 | Preliminary | 95 | StandardT8_Two - Suite Savings application - Multi-Unit Residential Building sector | 0.027 | 39.75 | 795 | 0.01107 | 16.2975 | 325.95 | 41 | 20 | 0 | 0 | 0 | 0 | 0 | 0 | 0
1394 | 43 | Multi-Family Energy Efficiency Rebates | Business, Consumer Low-Income | 2009 | Preliminary | 96 | StandardT8_Three - Suite Savings application - Multi-Unit Residential Building sector | 0.045 | 67.5 | 1350 | 0.01845 | 27.675 | 553.5 | 41 | 20 | 0 | 0 | 0 | 0 | 0 | 0 | 0
1395 | 43 | Multi-Family Energy Efficiency Rebates | Business, Consumer Low-Income | 2009 | Preliminary | 97 | StandardT8_Four - Suite Savings application - Multi-Unit Residential Building sector | 0.05 | 75 | 1500 | 0.0205 | 30.75 | 615 | 41 | 20 | 0 | 0 | 0 | 0 | 0 | 0 | 0
1396 | 43 | Multi-Family Energy Efficiency Rebates | Business, Consumer Low-Income | 2009 | Preliminary | 98 | RWHighT8Fixtures_Single - Suite Savings application - Multi-Unit Residential Building sector | 0.021 | 31.5 | 630 | 0.00861 | 12.915 | 258.3 | 41 | 20 | 0 | 0 | 0 | 0 | 0 | 0 | 0
1397 | 43 | Multi-Family Energy Efficiency Rebates | Business, Consumer Low-Income | 2009 | Preliminary | 99 | RWHighT8Fixtures_Two - Suite Savings application - Multi-Unit Residential Building sector | 0.03 | 44.25 | 885 | 0.0123 | 18.1425 | 362.85 | 41 | 20 | 0 | 0 | 0 | 0 | 0 | 0 | 0
1398 | 43 | Multi-Family Energy Efficiency Rebates | Business, Consumer Low-Income | 2009 | Preliminary | 100 | RWHighT8Fixtures_Three - Suite Savings application - Multi-Unit Residential Building sector | 0.045 | 67.5 | 1350 | 0.01845 | 27.675 | 553.5 | 41 | 20 | 0 | 0 | 0 | 0 | 0 | 0 | 0
1399 | 43 | Multi-Family Energy Efficiency Rebates | Business, Consumer Low-Income | 2009 | Preliminary | 101 | RWHighT8Fixtures_Four - Suite Savings application - Multi-Unit Residential Building sector | 0.053 | 79.5 | 1590 | 0.02173 | 32.595 | 651.9 | 41 | 20 | 0 | 0 | 0 | 0 | 0 | 0 | 0
1400 | 43 | Multi-Family Energy Efficiency Rebates | Business, Consumer Low-Income | 2009 | Preliminary | 102 | StdMedBayT8_Four - Suite Savings application - Multi-Unit Residential Building sector | 0.15 | 0 | 0 | 0.0615 | 0 | 0 | 41 | 20 | 0 | 0 | 0 | 0 | 0 | 0 | 0
1401 | 43 | Multi-Family Energy Efficiency Rebates | Business, Consumer Low-Income | 2009 | Preliminary | 103 | MedBayT8_Six - Suite Savings application - Multi-Unit Residential Building sector | 0.228 | 0 | 0 | 0.09348 | 0 | 0 | 41 | 20 | 0 | 0 | 0 | 0 | 0 | 0 | 0
1402 | 43 | Multi-Family Energy Efficiency Rebates | Business, Consumer Low-Income | 2009 | Preliminary | 104 | MedBayT8_Eight - Suite Savings application - Multi-Unit Residential Building sector | 0.197 | 0 | 0 | 0.08077 | 0 | 0 | 41 | 20 | 0 | 0 | 0 | 0 | 0 | 0 | 0
1403 | 43 | Multi-Family Energy Efficiency Rebates | Business, Consumer Low-Income | 2009 | Preliminary | 105 | HighMedBayT8_Four - Suite Savings application - Multi-Unit Residential Building sector | 0.17 | 0 | 0 | 0.0697 | 0 | 0 | 41 | 20 | 0 | 0 | 0 | 0 | 0 | 0 | 0
1404 | 43 | Multi-Family Energy Efficiency Rebates | Business, Consumer Low-Income | 2009 | Preliminary | 106 | HighMedBayT8_Six - Suite Savings application - Multi-Unit Residential Building sector | 0.239 | 0 | 0 | 0.09799 | 0 | 0 | 41 | 20 | 0 | 0 | 0 | 0 | 0 | 0 | 0
1405 | 43 | Multi-Family Energy Efficiency Rebates | Business, Consumer Low-Income | 2009 | Preliminary | 107 | HighMedBayT8_Eight - Suite Savings application - Multi-Unit Residential Building sector | 0.242 | 0 | 0 | 0.09922 | 0 | 0 | 41 | 20 | 0 | 0 | 0 | 0 | 0 | 0 | 0
1406 | 43 | Multi-Family Energy Efficiency Rebates | Business, Consumer Low-Income | 2009 | Preliminary | 108 | T5Fixture_1Lamp - Suite Savings application - Multi-Unit Residential Building sector | 0.018 | 26.5 | 530 | 0.00738 | 10.865 | 217.3 | 41 | 20 | 0 | 0 | 0 | 0 | 0 | 0 | 0
1407 | 43 | Multi-Family Energy Efficiency Rebates | Business, Consumer Low-Income | 2009 | Preliminary | 109 | T5Fixture_2Lamps - Suite Savings application - Multi-Unit Residential Building sector | 0.026 | 38.5 | 770 | 0.01066 | 15.785 | 315.7 | 41 | 20 | 0 | 0 | 0 | 0 | 0 | 0 | 0
1408 | 43 | Multi-Family Energy Efficiency Rebates | Business, Consumer Low-Income | 2009 | Preliminary | 110 | T5Fixture_3Lamps - Suite Savings application - Multi-Unit Residential Building sector | 0.039 | 58.5 | 1170 | 0.01599 | 23.985 | 479.7 | 41 | 20 | 0 | 0 | 0 | 0 | 0 | 0 | 0
1409 | 43 | Multi-Family Energy Efficiency Rebates | Business, Consumer Low-Income | 2009 | Preliminary | 111 | T5Fixture_HO1Lamp - Suite Savings application - Multi-Unit Residential Building sector | 0.017 | 25 | 500 | 0.00697 | 10.25 | 205 | 41 | 20 | 0 | 0 | 0 | 0 | 0 | 0 | 0
1410 | 43 | Multi-Family Energy Efficiency Rebates | Business, Consumer Low-Income | 2009 | Preliminary | 112 | T5Fixture_HO2Lamp - Suite Savings application - Multi-Unit Residential Building sector | 0.028 | 42.5 | 850 | 0.01148 | 17.425 | 348.5 | 41 | 20 | 0 | 0 | 0 | 0 | 0 | 0 | 0
1411 | 43 | Multi-Family Energy Efficiency Rebates | Business, Consumer Low-Income | 2009 | Preliminary | 113 | T5MedHighFixture_4Lamp - Suite Savings application - Multi-Unit Residential Building sector | 0.159 | 0 | 0 | 0.06519 | 0 | 0 | 41 | 20 | 0 | 0 | 0 | 0 | 0 | 0 | 0
1412 | 43 | Multi-Family Energy Efficiency Rebates | Business, Consumer Low-Income | 2009 | Preliminary | 114 | T5MedHighFixture_6Lamp - Suite Savings application - Multi-Unit Residential Building sector | 0.155 | 0 | 0 | 0.06355 | 0 | 0 | 41 | 20 | 0 | 0 | 0 | 0 | 0 | 0 | 0
1413 | 43 | Multi-Family Energy Efficiency Rebates | Business, Consumer Low-Income | 2009 | Preliminary | 115 | T5MedHighFixture_8Lamp - Suite Savings application - Multi-Unit Residential Building sector | 0.242 | 0 | 0 | 0.09922 | 0 | 0 | 41 | 20 | 0 | 0 | 0 | 0 | 0 | 0 | 0
1414 | 43 | Multi-Family Energy Efficiency Rebates | Business, Consumer Low-Income | 2009 | Preliminary | 116 | T5MedHighFixture_10Lamp - Suite Savings application - Multi-Unit Residential Building sector | 0.314 | 0 | 0 | 0.12874 | 0 | 0 | 41 | 20 | 0 | 0 | 0 | 0 | 0 | 0 | 0
1415 | 43 | Multi-Family Energy Efficiency Rebates | Business, Consumer Low-Income | 2009 | Preliminary | 117 | T5MedHighFixture_12Lamp - Suite Savings application - Multi-Unit Residential Building sector | 0.428 | 0 | 0 | 0.17548 | 0 | 0 | 41 | 20 | 0 | 0 | 0 | 0 | 0 | 0 | 0
1416 | 43 | Multi-Family Energy Efficiency Rebates | Business, Consumer Low-Income | 2009 | Preliminary | 118 | PulseStart_MetalHalide - Suite Savings application - Multi-Unit Residential Building sector | 0.056 | 0 | 0 | 0.02296 | 0 | 0 | 41 | 20 | 0 | 0 | 0 | 0 | 0 | 0 | 0
1417 | 43 | Multi-Family Energy Efficiency Rebates | Business, Consumer Low-Income | 2009 | Preliminary | 119 | InfraredHalogen_25W- - Suite Savings application - Multi-Unit Residential Building sector | 0.015 | 22.5 | 450 | 0.00615 | 9.225 | 184.5 | 41 | 20 | 0 | 0 | 0 | 0 | 0 | 0 | 0
1418 | 43 | Multi-Family Energy Efficiency Rebates | Business, Consumer Low-Income | 2009 | Preliminary | 120 | InfraredHalogen_26-35W - Suite Savings application - Multi-Unit Residential Building sector | 0.015 | 22.5 | 450 | 0.00615 | 9.225 | 184.5 | 41 | 20 | 0 | 0 | 0 | 0 | 0 | 0 | 0
1419 | 43 | Multi-Family Energy Efficiency Rebates | Business, Consumer Low-Income | 2009 | Preliminary | 121 | InfraredHalogen_36-48W - Suite Savings application - Multi-Unit Residential Building sector | 0.02 | 30 | 600 | 0.0082 | 12.3 | 246 | 41 | 20 | 0 | 0 | 0 | 0 | 0 | 0 | 0
1420 | 43 | Multi-Family Energy Efficiency Rebates | Business, Consumer Low-Income | 2009 | Preliminary | 122 | InfraredHalogen_49-60W - Suite Savings application - Multi-Unit Residential Building sector | 0.02 | 30 | 600 | 0.0082 | 12.3 | 246 | 41 | 20 | 0 | 0 | 0 | 0 | 0 | 0 | 0
1421 | 43 | Multi-Family Energy Efficiency Rebates | Business, Consumer Low-Income | 2009 | Preliminary | 123 | Self-BallastedMetalHalide120W - Suite Savings application - Multi-Unit Residential Building sector | 0.096 | 144 | 2880 | 0.03936 | 59.04 | 1180.8 | 41 | 20 | 0 | 0 | 0 | 0 | 0 | 0 | 0
1422 | 43 | Multi-Family Energy Efficiency Rebates | Business, Consumer Low-Income | 2009 | Preliminary | 124 | Self-BallastedMetalHalide50W - Suite Savings application - Multi-Unit Residential Building sector | 0.026 | 39 | 780 | 0.01066 | 15.99 | 319.8 | 41 | 20 | 0 | 0 | 0 | 0 | 0 | 0 | 0
1423 | 43 | Multi-Family Energy Efficiency Rebates | Business, Consumer Low-Income | 2009 | Preliminary | 125 | MetalHalide_150W - Suite Savings application - Multi-Unit Residential Building sector | 0.025 | 37.5 | 750 | 0.01025 | 15.375 | 307.5 | 41 | 20 | 0 | 0 | 0 | 0 | 0 | 0 | 0
1424 | 43 | Multi-Family Energy Efficiency Rebates | Business, Consumer Low-Income | 2009 | Preliminary | 126 | MetalHalide_360W - Suite Savings application - Multi-Unit Residential Building sector | 0.04 | 60 | 1200 | 0.0164 | 24.6 | 492 | 41 | 20 | 0 | 0 | 0 | 0 | 0 | 0 | 0
1425 | 43 | Multi-Family Energy Efficiency Rebates | Business, Consumer Low-Income | 2009 | Preliminary | 127 | HighPressure_225W - Suite Savings application - Multi-Unit Residential Building sector | 0.025 | 37.5 | 750 | 0.01025 | 15.375 | 307.5 | 41 | 20 | 0 | 0 | 0 | 0 | 0 | 0 | 0
1426 | 43 | Multi-Family Energy Efficiency Rebates | Business, Consumer Low-Income | 2009 | Preliminary | 128 | ElecBallast_MetalHde200-W - Suite Savings application - Multi-Unit Residential Building sector | 0.06 | 97.5 | 1950 | 0.0246 | 39.975 | 799.5 | 41 | 20 | 0 | 0 | 0 | 0 | 0 | 0 | 0
1427 | 43 | Multi-Family Energy Efficiency Rebates | Business, Consumer Low-Income | 2009 | Preliminary | 129 | ElecBallast_MetalHde250-360W - Suite Savings application - Multi-Unit Residential Building sector | 0.128 | 192 | 3840 | 0.05248 | 78.72 | 1574.4 | 41 | 20 | 0 | 0 | 0 | 0 | 0 | 0 | 0
1428 | 43 | Multi-Family Energy Efficiency Rebates | Business, Consumer Low-Income | 2009 | Preliminary | 130 | ElecBallast_MetalHde400+W - Suite Savings application - Multi-Unit Residential Building sector | 0.226 | 339 | 6780 | 0.09266 | 138.99 | 2779.8 | 41 | 20 | 0 | 0 | 0 | 0 | 0 | 0 | 0
1429 | 43 | Multi-Family Energy Efficiency Rebates | Business, Consumer Low-Income | 2009 | Preliminary | 131 | ElecBallast_HighPress200-W - Suite Savings application - Multi-Unit Residential Building sector | 0.04 | 60 | 1200 | 0.0164 | 24.6 | 492 | 41 | 20 | 0 | 0 | 0 | 0 | 0 | 0 | 0
1430 | 43 | Multi-Family Energy Efficiency Rebates | Business, Consumer Low-Income | 2009 | Preliminary | 132 | ElecBallast_HighPress250W - Suite Savings application - Multi-Unit Residential Building sector | 0.055 | 82.5 | 1650 | 0.02255 | 33.825 | 676.5 | 41 | 20 | 0 | 0 | 0 | 0 | 0 | 0 | 0
1431 | 43 | Multi-Family Energy Efficiency Rebates | Business, Consumer Low-Income | 2009 | Preliminary | 133 | ElecBallast_HighPress400W - Suite Savings application - Multi-Unit Residential Building sector | 0.075 | 112.5 | 2250 | 0.03075 | 46.125 | 922.5 | 41 | 20 | 0 | 0 | 0 | 0 | 0 | 0 | 0
1432 | 43 | Multi-Family Energy Efficiency Rebates | Business, Consumer Low-Income | 2009 | Preliminary | 134 | ElecBallast_HighPress600W - Suite Savings application - Multi-Unit Residential Building sector | 0.081 | 121.5 | 2430 | 0.03321 | 49.815 | 996.3 | 41 | 20 | 0 | 0 | 0 | 0 | 0 | 0 | 0
1433 | 43 | Multi-Family Energy Efficiency Rebates | Business, Consumer Low-Income | 2009 | Preliminary | 135 | ElecBallast_HighPress1000W - Suite Savings application - Multi-Unit Residential Building sector | 0.095 | 142.5 | 2850 | 0.03895 | 58.425 | 1168.5 | 41 | 20 | 0 | 0 | 0 | 0 | 0 | 0 | 0
1434 | 43 | Multi-Family Energy Efficiency Rebates | Business, Consumer Low-Income | 2009 | Preliminary | 136 | OccSen_SwitchPlate - Suite Savings application - Multi-Unit Residential Building sector | 0.09 | 135 | 2700 | 0.0369 | 55.35 | 1107 | 41 | 20 | 0 | 0 | 0 | 0 | 0 | 0 | 0
1435 | 43 | Multi-Family Energy Efficiency Rebates | Business, Consumer Low-Income | 2009 | Preliminary | 137 | OccSen_CelingMounted - Suite Savings application - Multi-Unit Residential Building sector | 0.09 | 135 | 2700 | 0.0369 | 55.35 | 1107 | 41 | 20 | 0 | 0 | 0 | 0 | 0 | 0 | 0
1436 | 43 | Multi-Family Energy Efficiency Rebates | Business, Consumer Low-Income | 2009 | Preliminary | 138 | TempControls_InSuiteHeat - Suite Savings application - Multi-Unit Residential Building sector | 0.05 | 170 | 3400 | 0.0205 | 69.7 | 1394 | 41 | 20 | 0 | 0 | 0 | 0 | 0 | 0 | 0
1437 | 43 | Multi-Family Energy Efficiency Rebates | Business, Consumer Low-Income | 2009 | Preliminary | 139 | TempControls_InSuiteCool - Suite Savings application - Multi-Unit Residential Building sector | 0.076 | 69 | 1380 | 0.03116 | 28.29 | 565.8 | 41 | 20 | 0 | 0 | 0 | 0 | 0 | 0 | 0
1438 | 43 | Multi-Family Energy Efficiency Rebates | Business, Consumer Low-Income | 2009 | Preliminary | 140 | TempControls_Heat&Cool - Suite Savings application - Multi-Unit Residential Building sector | 0.076 | 1100 | 22000 | 0.03116 | 451 | 9020 | 41 | 20 | 0 | 0 | 0 | 0 | 0 | 0 | 0
1439 | 43 | Multi-Family Energy Efficiency Rebates | Business, Consumer Low-Income | 2009 | Preliminary | 141 | ECM_AirFurnace - Suite Savings application - Multi-Unit Residential Building sector | 0.325 | 240.333 | 4806.66 | 0.13325 | 98.5365 | 1970.7306 | 41 | 20 | 0 | 0 | 0 | 0 | 0 | 0 | 0
1440 | 43 | Multi-Family Energy Efficiency Rebates | Business, Consumer Low-Income | 2009 | Preliminary | 142 | GroundSource_LowRise - Suite Savings application - Multi-Unit Residential Building sector | 0.12 | -1485.8 | -29716 | 0.0492 | -609.178 | -12183.56 | 41 | 20 | 0 | 0 | 0 | 0 | 0 | 0 | 0
1441 | 43 | Multi-Family Energy Efficiency Rebates | Business, Consumer Low-Income | 2009 | Preliminary | 143 | GroundSource_HighRise - Suite Savings application - Multi-Unit Residential Building sector | 0.505 | 1385.495 | 27709.9 | 0.20705 | 568.053 | 11361.059 | 41 | 20 | 0 | 0 | 0 | 0 | 0 | 0 | 0
1442 | 43 | Multi-Family Energy Efficiency Rebates | Business, Consumer Low-Income | 2009 | Preliminary | 144 | GroundSource_Average - Suite Savings application - Multi-Unit Residential Building sector | 0.313 | -50 | -1000 | 0.12833 | -20.5 | -410 | 41 | 20 | 0 | 0 | 0 | 0 | 0 | 0 | 0
1443 | 43 | Multi-Family Energy Efficiency Rebates | Business, Consumer Low-Income | 2009 | Preliminary | 145 | Non-ElectricChillers - Suite Savings application - Multi-Unit Residential Building sector | 1.35 | 1620 | 32400 | 0.5535 | 664.2 | 13284 | 41 | 20 | 0 | 0 | 0 | 0 | 0 | 0 | 0
1444 | 43 | Multi-Family Energy Efficiency Rebates | Business, Consumer Low-Income | 2009 | Preliminary | 146 | EnerStarWasher - Suite Savings application - Multi-Unit Residential Building sector | 0 | 65.5 | 1310 | 0 | 26.855 | 537.1 | 41 | 20 | 0 | 0 | 0 | 0 | 0 | 0 | 0
1445 | 43 | Multi-Family Energy Efficiency Rebates | Business, Consumer Low-Income | 2009 | Preliminary | 147 | NaturalGasDryer_InSuite - Suite Savings application - Multi-Unit Residential Building sector | 0 | 838 | 16760 | 0 | 343.58 | 6871.6 | 41 | 20 | 0 | 0 | 0 | 0 | 0 | 0 | 0
1446 | 43 | Multi-Family Energy Efficiency Rebates | Business, Consumer Low-Income | 2009 | Preliminary | 148 | NaturalGasDryer_Common - Suite Savings application - Multi-Unit Residential Building sector | 0 | 838 | 16760 | 0 | 343.58 | 6871.6 | 41 | 20 | 0 | 0 | 0 | 0 | 0 | 0 | 0
1447 | 43 | Multi-Family Energy Efficiency Rebates | Business, Consumer Low-Income | 2009 | Preliminary | 149 | EnergyStar_DishWasher - Suite Savings application - Multi-Unit Residential Building sector | 0 | 28 | 560 | 0 | 11.48 | 229.6 | 41 | 20 | 0 | 0 | 0 | 0 | 0 | 0 | 0
1448 | 43 | Multi-Family Energy Efficiency Rebates | Business, Consumer Low-Income | 2009 | Preliminary | 150 | EnergyStar_Fridge - Suite Savings application - Multi-Unit Residential Building sector | 0.007 | 68.8 | 1376 | 0.00287 | 28.208 | 564.16 | 41 | 20 | 0 | 0 | 0 | 0 | 0 | 0 | 0
1449 | 43 | Multi-Family Energy Efficiency Rebates | Business, Consumer Low-Income | 2009 | Preliminary | 151 | EnergyStar_CeilingFan - Suite Savings application - Multi-Unit Residential Building sector | 0 | 89.8 | 1796 | 0 | 36.818 | 736.36 | 41 | 20 | 0 | 0 | 0 | 0 | 0 | 0 | 0
1450 | 43 | Multi-Family Energy Efficiency Rebates | Business, Consumer Low-Income | 2009 | Preliminary | 152 | Non-ElectricWaterHeater - Suite Savings application - Multi-Unit Residential Building sector | 0.0164 | 95.576 | 1911.52 | 0.006724 | 39.1862 | 783.7232 | 41 | 20 | 0 | 0 | 0 | 0 | 0 | 0 | 0
1451 | 43 | Multi-Family Energy Efficiency Rebates | Business, Consumer Low-Income | 2009 | Preliminary | 153 | SolarHotWaterCollector - Suite Savings application - Multi-Unit Residential Building sector | 0.6 | 1020 | 20400 | 0.246 | 418.2 | 8364 | 41 | 20 | 0 | 0 | 0 | 0 | 0 | 0 | 0
1452 | 43 | Multi-Family Energy Efficiency Rebates | Business, Consumer Low-Income | 2009 | Preliminary | 154 | Non-ElectricTankHotWater - Suite Savings application - Multi-Unit Residential Building sector | 0.025 | 145.845 | 2916.9 | 0.01025 | 59.7964 | 1195.929 | 41 | 20 | 0 | 0 | 0 | 0 | 0 | 0 | 0
1453 | 43 | Multi-Family Energy Efficiency Rebates | Business, Consumer Low-Income | 2009 | Preliminary | 155 | DrainWaterHeatRecovery - Suite Savings application - Multi-Unit Residential Building sector | 5.385 | 8440 | 168800 | 2.2079 | 3460.4 | 69208 | 41 | 20 | 0 | 0 | 0 | 0 | 0 | 0 | 0
1454 | 43 | Multi-Family Energy Efficiency Rebates | Business, Consumer Low-Income | 2009 | Preliminary | 156 | DomesticHotWaterRecirc - Suite Savings application - Multi-Unit Residential Building sector | 0 | 185 | 3700 | 0 | 75.85 | 1517 | 41 | 20 | 0 | 0 | 0 | 0 | 0 | 0 | 0
1455 | 43 | Multi-Family Energy Efficiency Rebates | Business, Consumer Low-Income | 2009 | Preliminary | 157 | EnergyStarExitSigns - Retail / Common Area Savings application - Multi-Unit Residential Building sector | 0.026 | 115.7 | 2314 | 0.01066 | 47.437 | 948.74 | 41 | 20 | 0 | 0 | 0 | 0 | 0 | 0 | 0
1456 | 43 | Multi-Family Energy Efficiency Rebates | Business, Consumer Low-Income | 2009 | Preliminary | 158 | FridgeLEDStripLight - Retail / Common Area Savings application - Multi-Unit Residential Building sector | 0.077 | 342.65 | 6853 | 0.03157 | 140.4865 | 2809.73 | 41 | 20 | 0 | 0 | 0 | 0 | 0 | 0 | 0
1457 | 43 | Multi-Family Energy Efficiency Rebates | Business, Consumer Low-Income | 2009 | Preliminary | 159 | NonDimmCFLsScrew_In - Retail / Common Area Savings application - Multi-Unit Residential Building sector | 0.046 | 204.7 | 4094 | 0.01886 | 83.927 | 1678.54 | 41 | 20 | 0 | 0 | 0 | 0 | 0 | 0 | 0
1458 | 43 | Multi-Family Energy Efficiency Rebates | Business, Consumer Low-Income | 2009 | Preliminary | 160 | NonDimmCFLs_par11W - Retail / Common Area Savings application - Multi-Unit Residential Building sector | 0.029 | 129.05 | 2581 | 0.01189 | 52.9105 | 1058.21 | 41 | 20 | 0 | 0 | 0 | 0 | 0 | 0 | 0
1459 | 43 | Multi-Family Energy Efficiency Rebates | Business, Consumer Low-Income | 2009 | Preliminary | 161 | NonDimmCFLs_par12-20W - Retail / Common Area Savings application - Multi-Unit Residential Building sector | 0.045 | 200.25 | 4005 | 0.01845 | 82.1025 | 1642.05 | 41 | 20 | 0 | 0 | 0 | 0 | 0 | 0 | 0
1460 | 43 | Multi-Family Energy Efficiency Rebates | Business, Consumer Low-Income | 2009 | Preliminary | 162 | NonDimmCFLs_par20+W - Retail / Common Area Savings application - Multi-Unit Residential Building sector | 0.074 | 329.3 | 6586 | 0.03034 | 135.013 | 2700.26 | 41 | 20 | 0 | 0 | 0 | 0 | 0 | 0 | 0
1461 | 43 | Multi-Family Energy Efficiency Rebates | Business, Consumer Low-Income | 2009 | Preliminary | 163 | Dimm&NonDimmCFL2-pin14W- - Retail / Common Area Savings application - Multi-Unit Residential Building sector | 0.044 | 195.8 | 3916 | 0.01804 | 80.278 | 1605.56 | 41 | 20 | 0 | 0 | 0 | 0 | 0 | 0 | 0
1462 | 43 | Multi-Family Energy Efficiency Rebates | Business, Consumer Low-Income | 2009 | Preliminary | 164 | Dimm&NonDimmCFL2-pin26W- - Retail / Common Area Savings application - Multi-Unit Residential Building sector | 0.052 | 231.4 | 4628 | 0.02132 | 94.874 | 1897.48 | 41 | 20 | 0 | 0 | 0 | 0 | 0 | 0 | 0
1463 | 43 | Multi-Family Energy Efficiency Rebates | Business, Consumer Low-Income | 2009 | Preliminary | 165 | Dimm&NonDimmCFL2-pin39W- - Retail / Common Area Savings application - Multi-Unit Residential Building sector | 0.07 | 311.5 | 6230 | 0.0287 | 127.715 | 2554.3 | 41 | 20 | 0 | 0 | 0 | 0 | 0 | 0 | 0
1464 | 43 | Multi-Family Energy Efficiency Rebates | Business, Consumer Low-Income | 2009 | Preliminary | 166 | Dimm&NonDimmCFL4-pin14W- - Retail / Common Area Savings application - Multi-Unit Residential Building sector | 0.044 | 195.8 | 3916 | 0.01804 | 80.278 | 1605.56 | 41 | 20 | 0 | 0 | 0 | 0 | 0 | 0 | 0
1465 | 43 | Multi-Family Energy Efficiency Rebates | Business, Consumer Low-Income | 2009 | Preliminary | 167 | Dimm&NonDimmCFL4-pin26W- - Retail / Common Area Savings application - Multi-Unit Residential Building sector | 0.056 | 249.2 | 4984 | 0.02296 | 102.172 | 2043.44 | 41 | 20 | 0 | 0 | 0 | 0 | 0 | 0 | 0
1466 | 43 | Multi-Family Energy Efficiency Rebates | Business, Consumer Low-Income | 2009 | Preliminary | 168 | Dimm&NonDimmCFL4-pin39W- - Retail / Common Area Savings application - Multi-Unit Residential Building sector | 0.072 | 320.4 | 6408 | 0.02952 | 131.364 | 2627.28 | 41 | 20 | 0 | 0 | 0 | 0 | 0 | 0 | 0
1467 | 43 | Multi-Family Energy Efficiency Rebates | Business, Consumer Low-Income | 2009 | Preliminary | 169 | DimmCFLs_0-16W - Retail / Common Area Savings application - Multi-Unit Residential Building sector | 0.044 | 195.8 | 3916 | 0.01804 | 80.278 | 1605.56 | 41 | 20 | 0 | 0 | 0 | 0 | 0 | 0 | 0
1468 | 43 | Multi-Family Energy Efficiency Rebates | Business, Consumer Low-Income | 2009 | Preliminary | 170 | DimmCFLs_17-20W - Retail / Common Area Savings application - Multi-Unit Residential Building sector | 0.06 | 267 | 5340 | 0.0246 | 109.47 | 2189.4 | 41 | 20 | 0 | 0 | 0 | 0 | 0 | 0 | 0
1469 | 43 | Multi-Family Energy Efficiency Rebates | Business, Consumer Low-Income | 2009 | Preliminary | 171 | DimmCFLs_21+W - Retail / Common Area Savings application - Multi-Unit Residential Building sector | 0.071 | 315.95 | 6319 | 0.02911 | 129.5395 | 2590.79 | 41 | 20 | 0 | 0 | 0 | 0 | 0 | 0 | 0
1470 | 43 | Multi-Family Energy Efficiency Rebates | Business, Consumer Low-Income | 2009 | Preliminary | 172 | StandardT8_Single - Retail / Common Area Savings application - Multi-Unit Residential Building sector | 0.019 | 84.55 | 1691 | 0.00779 | 34.6655 | 693.31 | 41 | 20 | 0 | 0 | 0 | 0 | 0 | 0 | 0
1471 | 43 | Multi-Family Energy Efficiency Rebates | Business, Consumer Low-Income | 2009 | Preliminary | 173 | StandardT8_Two - Retail / Common Area Savings application - Multi-Unit Residential Building sector | 0.027 | 117.925 | 2358.5 | 0.01107 | 48.3493 | 966.985 | 41 | 20 | 0 | 0 | 0 | 0 | 0 | 0 | 0
1472 | 43 | Multi-Family Energy Efficiency Rebates | Business, Consumer Low-Income | 2009 | Preliminary | 174 | StandardT8_Three - Retail / Common Area Savings application - Multi-Unit Residential Building sector | 0.045 | 200.25 | 4005 | 0.01845 | 82.1025 | 1642.05 | 41 | 20 | 0 | 0 | 0 | 0 | 0 | 0 | 0
1473 | 43 | Multi-Family Energy Efficiency Rebates | Business, Consumer Low-Income | 2009 | Preliminary | 175 | StandardT8_Four - Retail / Common Area Savings application - Multi-Unit Residential Building sector | 0.05 | 222.5 | 4450 | 0.0205 | 91.225 | 1824.5 | 41 | 20 | 0 | 0 | 0 | 0 | 0 | 0 | 0
1474 | 43 | Multi-Family Energy Efficiency Rebates | Business, Consumer Low-Income | 2009 | Preliminary | 176 | RWHighT8Fixtures_Single - Retail / Common Area Savings application - Multi-Unit Residential Building sector | 0.021 | 93.45 | 1869 | 0.00861 | 38.3145 | 766.29 | 41 | 20 | 0 | 0 | 0 | 0 | 0 | 0 | 0
1475 | 43 | Multi-Family Energy Efficiency Rebates | Business, Consumer Low-Income | 2009 | Preliminary | 177 | RWHighT8Fixtures_Two - Retail / Common Area Savings application - Multi-Unit Residential Building sector | 0.03 | 131.275 | 2625.5 | 0.0123 | 53.8228 | 1076.455 | 41 | 20 | 0 | 0 | 0 | 0 | 0 | 0 | 0
1476 | 43 | Multi-Family Energy Efficiency Rebates | Business, Consumer Low-Income | 2009 | Preliminary | 178 | RWHighT8Fixtures_Three - Retail / Common Area Savings application - Multi-Unit Residential Building sector | 0.045 | 200.25 | 4005 | 0.01845 | 82.1025 | 1642.05 | 41 | 20 | 0 | 0 | 0 | 0 | 0 | 0 | 0
1477 | 43 | Multi-Family Energy Efficiency Rebates | Business, Consumer Low-Income | 2009 | Preliminary | 179 | RWHighT8Fixtures_Four - Retail / Common Area Savings application - Multi-Unit Residential Building sector | 0.053 | 235.85 | 4717 | 0.02173 | 96.6985 | 1933.97 | 41 | 20 | 0 | 0 | 0 | 0 | 0 | 0 | 0
1478 | 43 | Multi-Family Energy Efficiency Rebates | Business, Consumer Low-Income | 2009 | Preliminary | 180 | StdMedBayT8_Four - Retail / Common Area Savings application - Multi-Unit Residential Building sector | 0.15 | 667.5 | 13350 | 0.0615 | 273.675 | 5473.5 | 41 | 20 | 0 | 0 | 0 | 0 | 0 | 0 | 0
1479 | 43 | Multi-Family Energy Efficiency Rebates | Business, Consumer Low-Income | 2009 | Preliminary | 181 | MedBayT8_Six - Retail / Common Area Savings application - Multi-Unit Residential Building sector | 0.228 | 1014.6 | 20292 | 0.09348 | 415.986 | 8319.72 | 41 | 20 | 0 | 0 | 0 | 0 | 0 | 0 | 0
1480 | 43 | Multi-Family Energy Efficiency Rebates | Business, Consumer Low-Income | 2009 | Preliminary | 182 | MedBayT8_Eight - Retail / Common Area Savings application - Multi-Unit Residential Building sector | 0.197 | 876.65 | 17533 | 0.08077 | 359.4265 | 7188.53 | 41 | 20 | 0 | 0 | 0 | 0 | 0 | 0 | 0
1481 | 43 | Multi-Family Energy Efficiency Rebates | Business, Consumer Low-Income | 2009 | Preliminary | 183 | HighMedBayT8_Four - Retail / Common Area Savings application - Multi-Unit Residential Building sector | 0.17 | 756.5 | 15130 | 0.0697 | 310.165 | 6203.3 | 41 | 20 | 0 | 0 | 0 | 0 | 0 | 0 | 0
1482 | 43 | Multi-Family Energy Efficiency Rebates | Business, Consumer Low-Income | 2009 | Preliminary | 184 | HighMedBayT8_Six - Retail / Common Area Savings application - Multi-Unit Residential Building sector | 0.239 | 1063.55 | 21271 | 0.09799 | 436.0555 | 8721.11 | 41 | 20 | 0 | 0 | 0 | 0 | 0 | 0 | 0
1483 | 43 | Multi-Family Energy Efficiency Rebates | Business, Consumer Low-Income | 2009 | Preliminary | 185 | HighMedBayT8_Eight - Retail / Common Area Savings application - Multi-Unit Residential Building sector | 0.242 | 1076.9 | 21538 | 0.09922 | 441.529 | 8830.58 | 41 | 20 | 0 | 0 | 0 | 0 | 0 | 0 | 0
1484 | 43 | Multi-Family Energy Efficiency Rebates | Business, Consumer Low-Income | 2009 | Preliminary | 186 | T5Fixture_1Lamp - Retail / Common Area Savings application - Multi-Unit Residential Building sector | 0.018 | 78.617 | 1572.34 | 0.00738 | 32.233 | 644.6594 | 41 | 20 | 0 | 0 | 0 | 0 | 0 | 0 | 0
1485 | 43 | Multi-Family Energy Efficiency Rebates | Business, Consumer Low-Income | 2009 | Preliminary | 187 | T5Fixture_2Lamps - Retail / Common Area Savings application - Multi-Unit Residential Building sector | 0.026 | 114.217 | 2284.34 | 0.01066 | 46.829 | 936.5794 | 41 | 20 | 0 | 0 | 0 | 0 | 0 | 0 | 0
1486 | 43 | Multi-Family Energy Efficiency Rebates | Business, Consumer Low-Income | 2009 | Preliminary | 188 | T5Fixture_3Lamps - Retail / Common Area Savings application - Multi-Unit Residential Building sector | 0.039 | 173.55 | 3471 | 0.01599 | 71.1555 | 1423.11 | 41 | 20 | 0 | 0 | 0 | 0 | 0 | 0 | 0
1487 | 43 | Multi-Family Energy Efficiency Rebates | Business, Consumer Low-Income | 2009 | Preliminary | 189 | T5Fixture_HO1Lamp - Retail / Common Area Savings application - Multi-Unit Residential Building sector | 0.017 | 74.167 | 1483.34 | 0.00697 | 30.4085 | 608.1694 | 41 | 20 | 0 | 0 | 0 | 0 | 0 | 0 | 0
1488 | 43 | Multi-Family Energy Efficiency Rebates | Business, Consumer Low-Income | 2009 | Preliminary | 190 | T5Fixture_HO2Lamp - Retail / Common Area Savings application - Multi-Unit Residential Building sector | 0.028 | 126.083 | 2521.66 | 0.01148 | 51.694 | 1033.8806 | 41 | 20 | 0 | 0 | 0 | 0 | 0 | 0 | 0
1489 | 43 | Multi-Family Energy Efficiency Rebates | Business, Consumer Low-Income | 2009 | Preliminary | 191 | T5MedHighFixture_4Lamp - Retail / Common Area Savings application - Multi-Unit Residential Building sector | 0.159 | 707.55 | 14151 | 0.06519 | 290.0955 | 5801.91 | 41 | 20 | 0 | 0 | 0 | 0 | 0 | 0 | 0
1490 | 43 | Multi-Family Energy Efficiency Rebates | Business, Consumer Low-Income | 2009 | Preliminary | 192 | T5MedHighFixture_6Lamp - Retail / Common Area Savings application - Multi-Unit Residential Building sector | 0.155 | 689.75 | 13795 | 0.06355 | 282.7975 | 5655.95 | 41 | 20 | 0 | 0 | 0 | 0 | 0 | 0 | 0
1491 | 43 | Multi-Family Energy Efficiency Rebates | Business, Consumer Low-Income | 2009 | Preliminary | 193 | T5MedHighFixture_8Lamp - Retail / Common Area Savings application - Multi-Unit Residential Building sector | 0.242 | 1076.9 | 21538 | 0.09922 | 441.529 | 8830.58 | 41 | 20 | 0 | 0 | 0 | 0 | 0 | 0 | 0
1492 | 43 | Multi-Family Energy Efficiency Rebates | Business, Consumer Low-Income | 2009 | Preliminary | 194 | T5MedHighFixture_10Lamp - Retail / Common Area Savings application - Multi-Unit Residential Building sector | 0.314 | 1397.3 | 27946 | 0.12874 | 572.893 | 11457.86 | 41 | 20 | 0 | 0 | 0 | 0 | 0 | 0 | 0
1493 | 43 | Multi-Family Energy Efficiency Rebates | Business, Consumer Low-Income | 2009 | Preliminary | 195 | T5MedHighFixture_12Lamp - Retail / Common Area Savings application - Multi-Unit Residential Building sector | 0.428 | 1904.6 | 38092 | 0.17548 | 780.886 | 15617.72 | 41 | 20 | 0 | 0 | 0 | 0 | 0 | 0 | 0
1494 | 43 | Multi-Family Energy Efficiency Rebates | Business, Consumer Low-Income | 2009 | Preliminary | 196 | PulseStart_MetalHalide - Retail / Common Area Savings application - Multi-Unit Residential Building sector | 0.056 | 249.2 | 4984 | 0.02296 | 102.172 | 2043.44 | 41 | 20 | 0 | 0 | 0 | 0 | 0 | 0 | 0
1495 | 43 | Multi-Family Energy Efficiency Rebates | Business, Consumer Low-Income | 2009 | Preliminary | 197 | InfraredHalogen_25W- - Retail / Common Area Savings application - Multi-Unit Residential Building sector | 0.015 | 66.75 | 1335 | 0.00615 | 27.3675 | 547.35 | 41 | 20 | 0 | 0 | 0 | 0 | 0 | 0 | 0
1496 | 43 | Multi-Family Energy Efficiency Rebates | Business, Consumer Low-Income | 2009 | Preliminary | 198 | InfraredHalogen_26-35W - Retail / Common Area Savings application - Multi-Unit Residential Building sector | 0.015 | 66.75 | 1335 | 0.00615 | 27.3675 | 547.35 | 41 | 20 | 0 | 0 | 0 | 0 | 0 | 0 | 0
1497 | 43 | Multi-Family Energy Efficiency Rebates | Business, Consumer Low-Income | 2009 | Preliminary | 199 | InfraredHalogen_36-48W - Retail / Common Area Savings application - Multi-Unit Residential Building sector | 0.02 | 89 | 1780 | 0.0082 | 36.49 | 729.8 | 41 | 20 | 0 | 0 | 0 | 0 | 0 | 0 | 0
1498 | 43 | Multi-Family Energy Efficiency Rebates | Business, Consumer Low-Income | 2009 | Preliminary | 200 | InfraredHalogen_49-60W - Retail / Common Area Savings application - Multi-Unit Residential Building sector | 0.02 | 89 | 1780 | 0.0082 | 36.49 | 729.8 | 41 | 20 | 0 | 0 | 0 | 0 | 0 | 0 | 0
1499 | 43 | Multi-Family Energy Efficiency Rebates | Business, Consumer Low-Income | 2009 | Preliminary | 201 | Self-BallastedMetalHalide120W - Retail / Common Area Savings application - Multi-Unit Residential Building sector | 0.096 | 427.2 | 8544 | 0.03936 | 175.152 | 3503.04 | 41 | 20 | 0 | 0 | 0 | 0 | 0 | 0 | 0
1500 | 43 | Multi-Family Energy Efficiency Rebates | Business, Consumer Low-Income | 2009 | Preliminary | 202 | Self-BallastedMetalHalide50W - Retail / Common Area Savings application - Multi-Unit Residential Building sector | 0.026 | 115.7 | 2314 | 0.01066 | 47.437 | 948.74 | 41 | 20 | 0 | 0 | 0 | 0 | 0 | 0 | 0
1501 | 43 | Multi-Family Energy Efficiency Rebates | Business, Consumer Low-Income | 2009 | Preliminary | 203 | MetalHalide_150W - Retail / Common Area Savings application - Multi-Unit Residential Building sector | 0.025 | 111.25 | 2225 | 0.01025 | 45.6125 | 912.25 | 41 | 20 | 0 | 0 | 0 | 0 | 0 | 0 | 0
1502 | 43 | Multi-Family Energy Efficiency Rebates | Business, Consumer Low-Income | 2009 | Preliminary | 204 | MetalHalide_360W - Retail / Common Area Savings application - Multi-Unit Residential Building sector | 0.04 | 178 | 3560 | 0.0164 | 72.98 | 1459.6 | 41 | 20 | 0 | 0 | 0 | 0 | 0 | 0 | 0
1503 | 43 | Multi-Family Energy Efficiency Rebates | Business, Consumer Low-Income | 2009 | Preliminary | 205 | HighPressure_225W - Retail / Common Area Savings application - Multi-Unit Residential Building sector | 0.025 | 111.25 | 2225 | 0.01025 | 45.6125 | 912.25 | 41 | 20 | 0 | 0 | 0 | 0 | 0 | 0 | 0
1504 | 43 | Multi-Family Energy Efficiency Rebates | Business, Consumer Low-Income | 2009 | Preliminary | 206 | ElecBallast_MetalHde200-W - Retail / Common Area Savings application - Multi-Unit Residential Building sector | 0.06 | 289.25 | 5785 | 0.0246 | 118.5925 | 2371.85 | 41 | 20 | 0 | 0 | 0 | 0 | 0 | 0 | 0
1505 | 43 | Multi-Family Energy Efficiency Rebates | Business, Consumer Low-Income | 2009 | Preliminary | 207 | ElecBallast_MetalHde250-360W - Retail / Common Area Savings application - Multi-Unit Residential Building sector | 0.128 | 569.6 | 11392 | 0.05248 | 233.536 | 4670.72 | 41 | 20 | 0 | 0 | 0 | 0 | 0 | 0 | 0
1506 | 43 | Multi-Family Energy Efficiency Rebates | Business, Consumer Low-Income | 2009 | Preliminary | 208 | ElecBallast_MetalHde400+W - Retail / Common Area Savings application - Multi-Unit Residential Building sector | 0.226 | 1005.7 | 20114 | 0.09266 | 412.337 | 8246.74 | 41 | 20 | 0 | 0 | 0 | 0 | 0 | 0 | 0
1507 | 43 | Multi-Family Energy Efficiency Rebates | Business, Consumer Low-Income | 2009 | Preliminary | 209 | ElecBallast_HighPress200-W - Retail / Common Area Savings application - Multi-Unit Residential Building sector | 0.04 | 178 | 3560 | 0.0164 | 72.98 | 1459.6 | 41 | 20 | 0 | 0 | 0 | 0 | 0 | 0 | 0
1508 | 43 | Multi-Family Energy Efficiency Rebates | Business, Consumer Low-Income | 2009 | Preliminary | 210 | ElecBallast_HighPress250W - Retail / Common Area Savings application - Multi-Unit Residential Building sector | 0.055 | 244.75 | 4895 | 0.02255 | 100.3475 | 2006.95 | 41 | 20 | 0 | 0 | 0 | 0 | 0 | 0 | 0
1509 | 43 | Multi-Family Energy Efficiency Rebates | Business, Consumer Low-Income | 2009 | Preliminary | 211 | ElecBallast_HighPress400W - Retail / Common Area Savings application - Multi-Unit Residential Building sector | 0.075 | 333.75 | 6675 | 0.03075 | 136.8375 | 2736.75 | 41 | 20 | 0 | 0 | 0 | 0 | 0 | 0 | 0
1510 | 43 | Multi-Family Energy Efficiency Rebates | Business, Consumer Low-Income | 2009 | Preliminary | 212 | ElecBallast_HighPress600W - Retail / Common Area Savings application - Multi-Unit Residential Building sector | 0.081 | 360.45 | 7209 | 0.03321 | 147.7845 | 2955.69 | 41 | 20 | 0 | 0 | 0 | 0 | 0 | 0 | 0
1511 | 43 | Multi-Family Energy Efficiency Rebates | Business, Consumer Low-Income | 2009 | Preliminary | 213 | ElecBallast_HighPress1000W - Retail / Common Area Savings application - Multi-Unit Residential Building sector | 0.095 | 422.75 | 8455 | 0.03895 | 173.3275 | 3466.55 | 41 | 20 | 0 | 0 | 0 | 0 | 0 | 0 | 0
1512 | 43 | Multi-Family Energy Efficiency Rebates | Business, Consumer Low-Income | 2009 | Preliminary | 214 | OccSen_SwitchPlate - Retail / Common Area Savings application - Multi-Unit Residential Building sector | 0.09 | 400.5 | 8010 | 0.0369 | 164.205 | 3284.1 | 41 | 20 | 0 | 0 | 0 | 0 | 0 | 0 | 0
1513 | 43 | Multi-Family Energy Efficiency Rebates | Business, Consumer Low-Income | 2009 | Preliminary | 215 | OccSen_CelingMounted - Retail / Common Area Savings application - Multi-Unit Residential Building sector | 0.09 | 400.5 | 8010 | 0.0369 | 164.205 | 3284.1 | 41 | 20 | 0 | 0 | 0 | 0 | 0 | 0 | 0
1514 | 43 | Multi-Family Energy Efficiency Rebates | Business, Consumer Low-Income | 2009 | Preliminary | 216 | TempControls_InSuiteHeat - Retail / Common Area Savings application - Multi-Unit Residential Building sector | 0.05 | 0 | 0 | 0.0205 | 0 | 0 | 41 | 20 | 0 | 0 | 0 | 0 | 0 | 0 | 0
1515 | 43 | Multi-Family Energy Efficiency Rebates | Business, Consumer Low-Income | 2009 | Preliminary | 217 | TempControls_InSuiteCool - Retail / Common Area Savings application - Multi-Unit Residential Building sector | 0.076 | 0 | 0 | 0.03116 | 0 | 0 | 41 | 20 | 0 | 0 | 0 | 0 | 0 | 0 | 0
1516 | 43 | Multi-Family Energy Efficiency Rebates | Business, Consumer Low-Income | 2009 | Preliminary | 218 | TempControls_Heat&Cool - Retail / Common Area Savings application - Multi-Unit Residential Building sector | 0.076 | 0 | 0 | 0.03116 | 0 | 0 | 41 | 20 | 0 | 0 | 0 | 0 | 0 | 0 | 0
1517 | 43 | Multi-Family Energy Efficiency Rebates | Business, Consumer Low-Income | 2009 | Preliminary | 219 | ECM_AirFurnace - Retail / Common Area Savings application - Multi-Unit Residential Building sector | 0.325 | 712.9879 | 14259.758 | 0.13325 | 292.325 | 5846.5008 | 41 | 20 | 0 | 0 | 0 | 0 | 0 | 0 | 0
1518 | 43 | Multi-Family Energy Efficiency Rebates | Business, Consumer Low-Income | 2009 | Preliminary | 220 | GroundSource_LowRise - Retail / Common Area Savings application - Multi-Unit Residential Building sector | 0.12 | -1485.8 | -29716 | 0.0492 | -609.178 | -12183.56 | 41 | 20 | 0 | 0 | 0 | 0 | 0 | 0 | 0
1519 | 43 | Multi-Family Energy Efficiency Rebates | Business, Consumer Low-Income | 2009 | Preliminary | 221 | GroundSource_HighRise - Retail / Common Area Savings application - Multi-Unit Residential Building sector | 0.505 | 1385.495 | 27709.9 | 0.20705 | 568.053 | 11361.059 | 41 | 20 | 0 | 0 | 0 | 0 | 0 | 0 | 0
1520 | 43 | Multi-Family Energy Efficiency Rebates | Business, Consumer Low-Income | 2009 | Preliminary | 222 | GroundSource_Average - Retail / Common Area Savings application - Multi-Unit Residential Building sector | 0.313 | -50 | -1000 | 0.12833 | -20.5 | -410 | 41 | 20 | 0 | 0 | 0 | 0 | 0 | 0 | 0
1521 | 43 | Multi-Family Energy Efficiency Rebates | Business, Consumer Low-Income | 2009 | Preliminary | 223 | Non-ElectricChillers - Retail / Common Area Savings application - Multi-Unit Residential Building sector | 1.35 | 1620 | 32400 | 0.5535 | 664.2 | 13284 | 41 | 20 | 0 | 0 | 0 | 0 | 0 | 0 | 0
1522 | 43 | Multi-Family Energy Efficiency Rebates | Business, Consumer Low-Income | 2009 | Preliminary | 224 | EnerStarWasher - Retail / Common Area Savings application - Multi-Unit Residential Building sector | 0 | 65.5 | 1310 | 0 | 26.855 | 537.1 | 41 | 20 | 0 | 0 | 0 | 0 | 0 | 0 | 0
1523 | 43 | Multi-Family Energy Efficiency Rebates | Business, Consumer Low-Income | 2009 | Preliminary | 225 | NaturalGasDryer_InSuite - Retail / Common Area Savings application - Multi-Unit Residential Building sector | 0 | 0 | 0 | 0 | 0 | 0 | 41 | 20 | 0 | 0 | 0 | 0 | 0 | 0 | 0
1524 | 43 | Multi-Family Energy Efficiency Rebates | Business, Consumer Low-Income | 2009 | Preliminary | 226 | NaturalGasDryer_Common - Retail / Common Area Savings application - Multi-Unit Residential Building sector | 0 | 0 | 0 | 0 | 0 | 0 | 41 | 20 | 0 | 0 | 0 | 0 | 0 | 0 | 0
1525 | 43 | Multi-Family Energy Efficiency Rebates | Business, Consumer Low-Income | 2009 | Preliminary | 227 | EnergyStar_DishWasher - Retail / Common Area Savings application - Multi-Unit Residential Building sector | 0 | 0 | 0 | 0 | 0 | 0 | 41 | 20 | 0 | 0 | 0 | 0 | 0 | 0 | 0
1526 | 43 | Multi-Family Energy Efficiency Rebates | Business, Consumer Low-Income | 2009 | Preliminary | 228 | EnergyStar_Fridge - Retail / Common Area Savings application - Multi-Unit Residential Building sector | 0.007 | 68.8 | 1376 | 0.00287 | 28.208 | 564.16 | 41 | 20 | 0 | 0 | 0 | 0 | 0 | 0 | 0
1527 | 43 | Multi-Family Energy Efficiency Rebates | Business, Consumer Low-Income | 2009 | Preliminary | 229 | EnergyStar_CeilingFan - Retail / Common Area Savings application - Multi-Unit Residential Building sector | 0 | 89.8 | 1796 | 0 | 36.818 | 736.36 | 41 | 20 | 0 | 0 | 0 | 0 | 0 | 0 | 0
1528 | 43 | Multi-Family Energy Efficiency Rebates | Business, Consumer Low-Income | 2009 | Preliminary | 230 | Non-ElectricWaterHeater - Retail / Common Area Savings application - Multi-Unit Residential Building sector | 0.0164 | 95.576 | 1911.52 | 0.006724 | 39.1862 | 783.7232 | 41 | 20 | 0 | 0 | 0 | 0 | 0 | 0 | 0
1529 | 43 | Multi-Family Energy Efficiency Rebates | Business, Consumer Low-Income | 2009 | Preliminary | 231 | SolarHotWaterCollector - Retail / Common Area Savings application - Multi-Unit Residential Building sector | 0.6 | 1020 | 20400 | 0.246 | 418.2 | 8364 | 41 | 20 | 0 | 0 | 0 | 0 | 0 | 0 | 0
1530 | 43 | Multi-Family Energy Efficiency Rebates | Business, Consumer Low-Income | 2009 | Preliminary | 232 | Non-ElectricTankHotWater - Retail / Common Area Savings application - Multi-Unit Residential Building sector | 0.025 | 145.845 | 2916.9 | 0.01025 | 59.7964 | 1195.929 | 41 | 20 | 0 | 0 | 0 | 0 | 0 | 0 | 0
1531 | 43 | Multi-Family Energy Efficiency Rebates | Business, Consumer Low-Income | 2009 | Preliminary | 233 | DrainWaterHeatRecovery - Retail / Common Area Savings application - Multi-Unit Residential Building sector | 5.385 | 8440 | 168800 | 2.2079 | 3460.4 | 69208 | 41 | 20 | 0 | 0 | 0 | 0 | 0 | 0 | 0
1532 | 43 | Multi-Family Energy Efficiency Rebates | Business, Consumer Low-Income | 2009 | Preliminary | 234 | DomesticHotWaterRecirc - Retail / Common Area Savings application - Multi-Unit Residential Building sector | 0 | 185 | 3700 | 0 | 75.85 | 1517 | 41 | 20 | 0 | 0 | 0 | 0 | 0 | 0 | 0
1533 | 43 | Multi-Family Energy Efficiency Rebates | Business, Consumer Low-Income | 2009 | Preliminary | 235 | Custom Project - Custom Project application - Multi-Unit Residential Building sector | Custom | Custom | Custom | Custom | Custom | Custom | 41 | Custom | 0 | 0 | 0 | 0 | 0 | 0 | 0
1534 | 43 | Multi-Family Energy Efficiency Rebates | Business, Consumer Low-Income | 2009 | Preliminary | 236 | EnergyStarExitSigns - Corridor / Parking Area Energy Savings application - Low-Income sector | 0.026 | 227.76 | 4555.2 | 0.0182 | 159.432 | 3188.64 | 70 | 20 | 0 | 0 | 0 | 0 | 0 | 0 | 0
1535 | 43 | Multi-Family Energy Efficiency Rebates | Business, Consumer Low-Income | 2009 | Preliminary | 237 | FridgeLEDStripLight - Corridor / Parking Area Energy Savings application - Low-Income sector | 0.077 | 0 | 0 | 0.0539 | 0 | 0 | 70 | 20 | 0 | 0 | 0 | 0 | 0 | 0 | 0
1536 | 43 | Multi-Family Energy Efficiency Rebates | Business, Consumer Low-Income | 2009 | Preliminary | 238 | NonDimmCFLsScrew_In - Corridor / Parking Area Energy Savings application - Low-Income sector | 0.046 | 402.96 | 8059.2 | 0.0322 | 282.072 | 5641.44 | 70 | 20 | 0 | 0 | 0 | 0 | 0 | 0 | 0
1537 | 43 | Multi-Family Energy Efficiency Rebates | Business, Consumer Low-Income | 2009 | Preliminary | 239 | NonDimmCFLs_par11W - Corridor / Parking Area Energy Savings application - Low-Income sector | 0.029 | 254.04 | 5080.8 | 0.0203 | 177.828 | 3556.56 | 70 | 20 | 0 | 0 | 0 | 0 | 0 | 0 | 0
1538 | 43 | Multi-Family Energy Efficiency Rebates | Business, Consumer Low-Income | 2009 | Preliminary | 240 | NonDimmCFLs_par12-20W - Corridor / Parking Area Energy Savings application - Low-Income sector | 0.045 | 394.2 | 7884 | 0.0315 | 275.94 | 5518.8 | 70 | 20 | 0 | 0 | 0 | 0 | 0 | 0 | 0
1539 | 43 | Multi-Family Energy Efficiency Rebates | Business, Consumer Low-Income | 2009 | Preliminary | 241 | NonDimmCFLs_par20+W - Corridor / Parking Area Energy Savings application - Low-Income sector | 0.074 | 648.24 | 12964.8 | 0.0518 | 453.768 | 9075.36 | 70 | 20 | 0 | 0 | 0 | 0 | 0 | 0 | 0
1540 | 43 | Multi-Family Energy Efficiency Rebates | Business, Consumer Low-Income | 2009 | Preliminary | 242 | Dimm&NonDimmCFL2-pin14W- - Corridor / Parking Area Energy Savings application - Low-Income sector | 0.044 | 385.44 | 7708.8 | 0.0308 | 269.808 | 5396.16 | 70 | 20 | 0 | 0 | 0 | 0 | 0 | 0 | 0
1541 | 43 | Multi-Family Energy Efficiency Rebates | Business, Consumer Low-Income | 2009 | Preliminary | 243 | Dimm&NonDimmCFL2-pin26W- - Corridor / Parking Area Energy Savings application - Low-Income sector | 0.052 | 455.52 | 9110.4 | 0.0364 | 318.864 | 6377.28 | 70 | 20 | 0 | 0 | 0 | 0 | 0 | 0 | 0
1542 | 43 | Multi-Family Energy Efficiency Rebates | Business, Consumer Low-Income | 2009 | Preliminary | 244 | Dimm&NonDimmCFL2-pin39W- - Corridor / Parking Area Energy Savings application - Low-Income sector | 0.07 | 613.2 | 12264 | 0.049 | 429.24 | 8584.8 | 70 | 20 | 0 | 0 | 0 | 0 | 0 | 0 | 0
1543 | 43 | Multi-Family Energy Efficiency Rebates | Business, Consumer Low-Income | 2009 | Preliminary | 245 | Dimm&NonDimmCFL4-pin14W- - Corridor / Parking Area Energy Savings application - Low-Income sector | 0.044 | 385.44 | 7708.8 | 0.0308 | 269.808 | 5396.16 | 70 | 20 | 0 | 0 | 0 | 0 | 0 | 0 | 0
1544 | 43 | Multi-Family Energy Efficiency Rebates | Business, Consumer Low-Income | 2009 | Preliminary | 246 | Dimm&NonDimmCFL4-pin26W- - Corridor / Parking Area Energy Savings application - Low-Income sector | 0.056 | 490.56 | 9811.2 | 0.0392 | 343.392 | 6867.84 | 70 | 20 | 0 | 0 | 0 | 0 | 0 | 0 | 0
1545 | 43 | Multi-Family Energy Efficiency Rebates | Business, Consumer Low-Income | 2009 | Preliminary | 247 | Dimm&NonDimmCFL4-pin39W- - Corridor / Parking Area Energy Savings application - Low-Income sector | 0.072 | 630.72 | 12614.4 | 0.0504 | 441.504 | 8830.08 | 70 | 20 | 0 | 0 | 0 | 0 | 0 | 0 | 0
1546 | 43 | Multi-Family Energy Efficiency Rebates | Business, Consumer Low-Income | 2009 | Preliminary | 248 | DimmCFLs_0-16W - Corridor / Parking Area Energy Savings application - Low-Income sector | 0.044 | 385.44 | 7708.8 | 0.0308 | 269.808 | 5396.16 | 70 | 20 | 0 | 0 | 0 | 0 | 0 | 0 | 0
1547 | 43 | Multi-Family Energy Efficiency Rebates | Business, Consumer Low-Income | 2009 | Preliminary | 249 | DimmCFLs_17-20W - Corridor / Parking Area Energy Savings application - Low-Income sector | 0.06 | 525.6 | 10512 | 0.042 | 367.92 | 7358.4 | 70 | 20 | 0 | 0 | 0 | 0 | 0 | 0 | 0
1548 | 43 | Multi-Family Energy Efficiency Rebates | Business, Consumer Low-Income | 2009 | Preliminary | 250 | DimmCFLs_21+W - Corridor / Parking Area Energy Savings application - Low-Income sector | 0.071 | 621.96 | 12439.2 | 0.0497 | 435.372 | 8707.44 | 70 | 20 | 0 | 0 | 0 | 0 | 0 | 0 | 0
1549 | 43 | Multi-Family Energy Efficiency Rebates | Business, Consumer Low-Income | 2009 | Preliminary | 251 | StandardT8_Single - Corridor / Parking Area Energy Savings application - Low-Income sector | 0.019 | 166.44 | 3328.8 | 0.0133 | 116.508 | 2330.16 | 70 | 20 | 0 | 0 | 0 | 0 | 0 | 0 | 0
1550 | 43 | Multi-Family Energy Efficiency Rebates | Business, Consumer Low-Income | 2009 | Preliminary | 252 | StandardT8_Two - Corridor / Parking Area Energy Savings application - Low-Income sector | 0.027 | 232.14 | 4642.8 | 0.0189 | 162.498 | 3249.96 | 70 | 20 | 0 | 0 | 0 | 0 | 0 | 0 | 0
1551 | 43 | Multi-Family Energy Efficiency Rebates | Business, Consumer Low-Income | 2009 | Preliminary | 253 | StandardT8_Three - Corridor / Parking Area Energy Savings application - Low-Income sector | 0.045 | 394.2 | 7884 | 0.0315 | 275.94 | 5518.8 | 70 | 20 | 0 | 0 | 0 | 0 | 0 | 0 | 0
1552 | 43 | Multi-Family Energy Efficiency Rebates | Business, Consumer Low-Income | 2009 | Preliminary | 254 | StandardT8_Four - Corridor / Parking Area Energy Savings application - Low-Income sector | 0.05 | 438 | 8760 | 0.035 | 306.6 | 6132 | 70 | 20 | 0 | 0 | 0 | 0 | 0 | 0 | 0
1553 | 43 | Multi-Family Energy Efficiency Rebates | Business, Consumer Low-Income | 2009 | Preliminary | 255 | RWHighT8Fixtures_Single - Corridor / Parking Area Energy Savings application - Low-Income sector | 0.021 | 183.96 | 3679.2 | 0.0147 | 128.772 | 2575.44 | 70 | 20 | 0 | 0 | 0 | 0 | 0 | 0 | 0
1554 | 43 | Multi-Family Energy Efficiency Rebates | Business, Consumer Low-Income | 2009 | Preliminary | 256 | RWHighT8Fixtures_Two - Corridor / Parking Area Energy Savings application - Low-Income sector | 0.03 | 258.42 | 5168.4 | 0.021 | 180.894 | 3617.88 | 70 | 20 | 0 | 0 | 0 | 0 | 0 | 0 | 0
1555 | 43 | Multi-Family Energy Efficiency Rebates | Business, Consumer Low-Income | 2009 | Preliminary | 257 | RWHighT8Fixtures_Three - Corridor / Parking Area Energy Savings application - Low-Income sector | 0.045 | 394.2 | 7884 | 0.0315 | 275.94 | 5518.8 | 70 | 20 | 0 | 0 | 0 | 0 | 0 | 0 | 0
1556 | 43 | Multi-Family Energy Efficiency Rebates | Business, Consumer Low-Income | 2009 | Preliminary | 258 | RWHighT8Fixtures_Four - Corridor / Parking Area Energy Savings application - Low-Income sector | 0.053 | 464.28 | 9285.6 | 0.0371 | 324.996 | 6499.92 | 70 | 20 | 0 | 0 | 0 | 0 | 0 | 0 | 0
1557 | 43 | Multi-Family Energy Efficiency Rebates | Business, Consumer Low-Income | 2009 | Preliminary | 259 | StdMedBayT8_Four - Corridor / Parking Area Energy Savings application - Low-Income sector | 0.15 | 1314 | 26280 | 0.105 | 919.8 | 18396 | 70 | 20 | 0 | 0 | 0 | 0 | 0 | 0 | 0
1558 | 43 | Multi-Family Energy Efficiency Rebates | Business, Consumer Low-Income | 2009 | Preliminary | 260 | MedBayT8_Six - Corridor / Parking Area Energy Savings application - Low-Income sector | 0.228 | 1997.28 | 39945.6 | 0.1596 | 1398.096 | 27961.92 | 70 | 20 | 0 | 0 | 0 | 0 | 0 | 0 | 0
1559 | 43 | Multi-Family Energy Efficiency Rebates | Business, Consumer Low-Income | 2009 | Preliminary | 261 | MedBayT8_Eight - Corridor / Parking Area Energy Savings application - Low-Income sector | 0.197 | 1725.72 | 34514.4 | 0.1379 | 1208.004 | 24160.08 | 70 | 20 | 0 | 0 | 0 | 0 | 0 | 0 | 0
1560 | 43 | Multi-Family Energy Efficiency Rebates | Business, Consumer Low-Income | 2009 | Preliminary | 262 | HighMedBayT8_Four - Corridor / Parking Area Energy Savings application - Low-Income sector | 0.17 | 1489.2 | 29784 | 0.119 | 1042.44 | 20848.8 | 70 | 20 | 0 | 0 | 0 | 0 | 0 | 0 | 0
1561 | 43 | Multi-Family Energy Efficiency Rebates | Business, Consumer Low-Income | 2009 | Preliminary | 263 | HighMedBayT8_Six - Corridor / Parking Area Energy Savings application - Low-Income sector | 0.239 | 2093.64 | 41872.8 | 0.1673 | 1465.548 | 29310.96 | 70 | 20 | 0 | 0 | 0 | 0 | 0 | 0 | 0
1562 | 43 | Multi-Family Energy Efficiency Rebates | Business, Consumer Low-Income | 2009 | Preliminary | 264 | HighMedBayT8_Eight - Corridor / Parking Area Energy Savings application - Low-Income sector | 0.242 | 2119.92 | 42398.4 | 0.1694 | 1483.944 | 29678.88 | 70 | 20 | 0 | 0 | 0 | 0 | 0 | 0 | 0
1563 | 43 | Multi-Family Energy Efficiency Rebates | Business, Consumer Low-Income | 2009 | Preliminary | 265 | T5Fixture_1Lamp - Corridor / Parking Area Energy Savings application - Low-Income sector | 0.018 | 154.76 | 3095.2 | 0.0126 | 108.332 | 2166.64 | 70 | 20 | 0 | 0 | 0 | 0 | 0 | 0 | 0
1564 | 43 | Multi-Family Energy Efficiency Rebates | Business, Consumer Low-Income | 2009 | Preliminary | 266 | T5Fixture_2Lamps - Corridor / Parking Area Energy Savings application - Low-Income sector | 0.026 | 224.84 | 4496.8 | 0.0182 | 157.388 | 3147.76 | 70 | 20 | 0 | 0 | 0 | 0 | 0 | 0 | 0
1565 | 43 | Multi-Family Energy Efficiency Rebates | Business, Consumer Low-Income | 2009 | Preliminary | 267 | T5Fixture_3Lamps - Corridor / Parking Area Energy Savings application - Low-Income sector | 0.039 | 341.64 | 6832.8 | 0.0273 | 239.148 | 4782.96 | 70 | 20 | 0 | 0 | 0 | 0 | 0 | 0 | 0
1566 | 43 | Multi-Family Energy Efficiency Rebates | Business, Consumer Low-Income | 2009 | Preliminary | 268 | T5Fixture_HO1Lamp - Corridor / Parking Area Energy Savings application - Low-Income sector | 0.017 | 146 | 2920 | 0.0119 | 102.2 | 2044 | 70 | 20 | 0 | 0 | 0 | 0 | 0 | 0 | 0
1567 | 43 | Multi-Family Energy Efficiency Rebates | Business, Consumer Low-Income | 2009 | Preliminary | 269 | T5Fixture_HO2Lamp - Corridor / Parking Area Energy Savings application - Low-Income sector | 0.028 | 248.2 | 4964 | 0.0196 | 173.74 | 3474.8 | 70 | 20 | 0 | 0 | 0 | 0 | 0 | 0 | 0
1568 | 43 | Multi-Family Energy Efficiency Rebates | Business, Consumer Low-Income | 2009 | Preliminary | 270 | T5MedHighFixture_4Lamp - Corridor / Parking Area Energy Savings application - Low-Income sector | 0.159 | 1392.84 | 27856.8 | 0.1113 | 974.988 | 19499.76 | 70 | 20 | 0 | 0 | 0 | 0 | 0 | 0 | 0
1569 | 43 | Multi-Family Energy Efficiency Rebates | Business, Consumer Low-Income | 2009 | Preliminary | 271 | T5MedHighFixture_6Lamp - Corridor / Parking Area Energy Savings application - Low-Income sector | 0.155 | 1357.8 | 27156 | 0.1085 | 950.46 | 19009.2 | 70 | 20 | 0 | 0 | 0 | 0 | 0 | 0 | 0
1570 | 43 | Multi-Family Energy Efficiency Rebates | Business, Consumer Low-Income | 2009 | Preliminary | 272 | T5MedHighFixture_8Lamp - Corridor / Parking Area Energy Savings application - Low-Income sector | 0.242 | 2119.92 | 42398.4 | 0.1694 | 1483.944 | 29678.88 | 70 | 20 | 0 | 0 | 0 | 0 | 0 | 0 | 0
1571 | 43 | Multi-Family Energy Efficiency Rebates | Business, Consumer Low-Income | 2009 | Preliminary | 273 | T5MedHighFixture_10Lamp - Corridor / Parking Area Energy Savings application - Low-Income sector | 0.314 | 2750.64 | 55012.8 | 0.2198 | 1925.448 | 38508.96 | 70 | 20 | 0 | 0 | 0 | 0 | 0 | 0 | 0
1572 | 43 | Multi-Family Energy Efficiency Rebates | Business, Consumer Low-Income | 2009 | Preliminary | 274 | T5MedHighFixture_12Lamp - Corridor / Parking Area Energy Savings application - Low-Income sector | 0.428 | 3749.28 | 74985.6 | 0.2996 | 2624.496 | 52489.92 | 70 | 20 | 0 | 0 | 0 | 0 | 0 | 0 | 0
1573 | 43 | Multi-Family Energy Efficiency Rebates | Business, Consumer Low-Income | 2009 | Preliminary | 275 | PulseStart_MetalHalide - Corridor / Parking Area Energy Savings application - Low-Income sector | 0.056 | 490.56 | 9811.2 | 0.0392 | 343.392 | 6867.84 | 70 | 20 | 0 | 0 | 0 | 0 | 0 | 0 | 0
1574 | 43 | Multi-Family Energy Efficiency Rebates | Business, Consumer Low-Income | 2009 | Preliminary | 276 | InfraredHalogen_25W- - Corridor / Parking Area Energy Savings application - Low-Income sector | 0.015 | 131.4 | 2628 | 0.0105 | 91.98 | 1839.6 | 70 | 20 | 0 | 0 | 0 | 0 | 0 | 0 | 0
1575 | 43 | Multi-Family Energy Efficiency Rebates | Business, Consumer Low-Income | 2009 | Preliminary | 277 | InfraredHalogen_26-35W - Corridor / Parking Area Energy Savings application - Low-Income sector | 0.015 | 131.4 | 2628 | 0.0105 | 91.98 | 1839.6 | 70 | 20 | 0 | 0 | 0 | 0 | 0 | 0 | 0
1576 | 43 | Multi-Family Energy Efficiency Rebates | Business, Consumer Low-Income | 2009 | Preliminary | 278 | InfraredHalogen_36-48W - Corridor / Parking Area Energy Savings application - Low-Income sector | 0.02 | 175.2 | 3504 | 0.014 | 122.64 | 2452.8 | 70 | 20 | 0 | 0 | 0 | 0 | 0 | 0 | 0
1577 | 43 | Multi-Family Energy Efficiency Rebates | Business, Consumer Low-Income | 2009 | Preliminary | 279 | InfraredHalogen_49-60W - Corridor / Parking Area Energy Savings application - Low-Income sector | 0.02 | 175.2 | 3504 | 0.014 | 122.64 | 2452.8 | 70 | 20 | 0 | 0 | 0 | 0 | 0 | 0 | 0
1578 | 43 | Multi-Family Energy Efficiency Rebates | Business, Consumer Low-Income | 2009 | Preliminary | 280 | Self-BallastedMetalHalide120W - Corridor / Parking Area Energy Savings application - Low-Income sector | 0.096 | 840.96 | 16819.2 | 0.0672 | 588.672 | 11773.44 | 70 | 20 | 0 | 0 | 0 | 0 | 0 | 0 | 0
1579 | 43 | Multi-Family Energy Efficiency Rebates | Business, Consumer Low-Income | 2009 | Preliminary | 281 | Self-BallastedMetalHalide50W - Corridor / Parking Area Energy Savings application - Low-Income sector | 0.026 | 227.76 | 4555.2 | 0.0182 | 159.432 | 3188.64 | 70 | 20 | 0 | 0 | 0 | 0 | 0 | 0 | 0
1580 | 43 | Multi-Family Energy Efficiency Rebates | Business, Consumer Low-Income | 2009 | Preliminary | 282 | MetalHalide_150W - Corridor / Parking Area Energy Savings application - Low-Income sector | 0.025 | 219 | 4380 | 0.0175 | 153.3 | 3066 | 70 | 20 | 0 | 0 | 0 | 0 | 0 | 0 | 0
1581 | 43 | Multi-Family Energy Efficiency Rebates | Business, Consumer Low-Income | 2009 | Preliminary | 283 | MetalHalide_360W - Corridor / Parking Area Energy Savings application - Low-Income sector | 0.04 | 350.4 | 7008 | 0.028 | 245.28 | 4905.6 | 70 | 20 | 0 | 0 | 0 | 0 | 0 | 0 | 0
1582 | 43 | Multi-Family Energy Efficiency Rebates | Business, Consumer Low-Income | 2009 | Preliminary | 284 | HighPressure_225W - Corridor / Parking Area Energy Savings application - Low-Income sector | 0.025 | 219 | 4380 | 0.0175 | 153.3 | 3066 | 70 | 20 | 0 | 0 | 0 | 0 | 0 | 0 | 0
1583 | 43 | Multi-Family Energy Efficiency Rebates | Business, Consumer Low-Income | 2009 | Preliminary | 285 | ElecBallast_MetalHde200-W - Corridor / Parking Area Energy Savings application - Low-Income sector | 0.06 | 569.4 | 11388 | 0.042 | 398.58 | 7971.6 | 70 | 20 | 0 | 0 | 0 | 0 | 0 | 0 | 0
1584 | 43 | Multi-Family Energy Efficiency Rebates | Business, Consumer Low-Income | 2009 | Preliminary | 286 | ElecBallast_MetalHde250-360W - Corridor / Parking Area Energy Savings application - Low-Income sector | 0.128 | 1121.28 | 22425.6 | 0.0896 | 784.896 | 15697.92 | 70 | 20 | 0 | 0 | 0 | 0 | 0 | 0 | 0
1585 | 43 | Multi-Family Energy Efficiency Rebates | Business, Consumer Low-Income | 2009 | Preliminary | 287 | ElecBallast_MetalHde400+W - Corridor / Parking Area Energy Savings application - Low-Income sector | 0.226 | 1979.76 | 39595.2 | 0.1582 | 1385.832 | 27716.64 | 70 | 20 | 0 | 0 | 0 | 0 | 0 | 0 | 0
1586 | 43 | Multi-Family Energy Efficiency Rebates | Business, Consumer Low-Income | 2009 | Preliminary | 288 | ElecBallast_HighPress200-W - Corridor / Parking Area Energy Savings application - Low-Income sector | 0.04 | 350.4 | 7008 | 0.028 | 245.28 | 4905.6 | 70 | 20 | 0 | 0 | 0 | 0 | 0 | 0 | 0
1587 | 43 | Multi-Family Energy Efficiency Rebates | Business, Consumer Low-Income | 2009 | Preliminary | 289 | ElecBallast_HighPress250W - Corridor / Parking Area Energy Savings application - Low-Income sector | 0.055 | 481.8 | 9636 | 0.0385 | 337.26 | 6745.2 | 70 | 20 | 0 | 0 | 0 | 0 | 0 | 0 | 0
1588 | 43 | Multi-Family Energy Efficiency Rebates | Business, Consumer Low-Income | 2009 | Preliminary | 290 | ElecBallast_HighPress400W - Corridor / Parking Area Energy Savings application - Low-Income sector | 0.075 | 657 | 13140 | 0.0525 | 459.9 | 9198 | 70 | 20 | 0 | 0 | 0 | 0 | 0 | 0 | 0
1589 | 43 | Multi-Family Energy Efficiency Rebates | Business, Consumer Low-Income | 2009 | Preliminary | 291 | ElecBallast_HighPress600W - Corridor / Parking Area Energy Savings application - Low-Income sector | 0.081 | 709.56 | 14191.2 | 0.0567 | 496.692 | 9933.84 | 70 | 20 | 0 | 0 | 0 | 0 | 0 | 0 | 0
1590 | 43 | Multi-Family Energy Efficiency Rebates | Business, Consumer Low-Income | 2009 | Preliminary | 292 | ElecBallast_HighPress1000W - Corridor / Parking Area Energy Savings application - Low-Income sector | 0.095 | 832.2 | 16644 | 0.0665 | 582.54 | 11650.8 | 70 | 20 | 0 | 0 | 0 | 0 | 0 | 0 | 0
1591 | 43 | Multi-Family Energy Efficiency Rebates | Business, Consumer Low-Income | 2009 | Preliminary | 293 | OccSen_SwitchPlate - Corridor / Parking Area Energy Savings application - Low-Income sector | 0.09 | 788.4 | 15768 | 0.063 | 551.88 | 11037.6 | 70 | 20 | 0 | 0 | 0 | 0 | 0 | 0 | 0
1592 | 43 | Multi-Family Energy Efficiency Rebates | Business, Consumer Low-Income | 2009 | Preliminary | 294 | OccSen_CelingMounted - Corridor / Parking Area Energy Savings application - Low-Income sector | 0.09 | 788.4 | 15768 | 0.063 | 551.88 | 11037.6 | 70 | 20 | 0 | 0 | 0 | 0 | 0 | 0 | 0
1593 | 43 | Multi-Family Energy Efficiency Rebates | Business, Consumer Low-Income | 2009 | Preliminary | 295 | TempControls_InSuiteHeat - Corridor / Parking Area Energy Savings application - Low-Income sector | 0.05 | 0 | 0 | 0.035 | 0 | 0 | 70 | 20 | 0 | 0 | 0 | 0 | 0 | 0 | 0
1594 | 43 | Multi-Family Energy Efficiency Rebates | Business, Consumer Low-Income | 2009 | Preliminary | 296 | TempControls_InSuiteCool - Corridor / Parking Area Energy Savings application - Low-Income sector | 0.076 | 0 | 0 | 0.0532 | 0 | 0 | 70 | 20 | 0 | 0 | 0 | 0 | 0 | 0 | 0
1595 | 43 | Multi-Family Energy Efficiency Rebates | Business, Consumer Low-Income | 2009 | Preliminary | 297 | TempControls_Heat&Cool - Corridor / Parking Area Energy Savings application - Low-Income sector | 0.076 | 0 | 0 | 0.0532 | 0 | 0 | 70 | 20 | 0 | 0 | 0 | 0 | 0 | 0 | 0
1596 | 43 | Multi-Family Energy Efficiency Rebates | Business, Consumer Low-Income | 2009 | Preliminary | 298 | ECM_AirFurnace - Corridor / Parking Area Energy Savings application - Low-Income sector | 0.325 | 1403.5447 | 28070.8944 | 0.2275 | 982.4813 | 19649.6261 | 70 | 20 | 0 | 0 | 0 | 0 | 0 | 0 | 0
1597 | 43 | Multi-Family Energy Efficiency Rebates | Business, Consumer Low-Income | 2009 | Preliminary | 299 | GroundSource_LowRise - Corridor / Parking Area Energy Savings application - Low-Income sector | 0.12 | -1485.8 | -29716 | 0.084 | -1040.06 | -20801.2 | 70 | 20 | 0 | 0 | 0 | 0 | 0 | 0 | 0
1598 | 43 | Multi-Family Energy Efficiency Rebates | Business, Consumer Low-Income | 2009 | Preliminary | 300 | GroundSource_HighRise - Corridor / Parking Area Energy Savings application - Low-Income sector | 0.505 | 1385.495 | 27709.9 | 0.3535 | 969.8465 | 19396.93 | 70 | 20 | 0 | 0 | 0 | 0 | 0 | 0 | 0
1599 | 43 | Multi-Family Energy Efficiency Rebates | Business, Consumer Low-Income | 2009 | Preliminary | 301 | GroundSource_Average - Corridor / Parking Area Energy Savings application - Low-Income sector | 0.313 | -50 | -1000 | 0.2191 | -35 | -700 | 70 | 20 | 0 | 0 | 0 | 0 | 0 | 0 | 0
1600 | 43 | Multi-Family Energy Efficiency Rebates | Business, Consumer Low-Income | 2009 | Preliminary | 302 | Non-ElectricChillers - Corridor / Parking Area Energy Savings application - Low-Income sector | 1.35 | 1620 | 32400 | 0.945 | 1134 | 22680 | 70 | 20 | 0 | 0 | 0 | 0 | 0 | 0 | 0
1601 | 43 | Multi-Family Energy Efficiency Rebates | Business, Consumer Low-Income | 2009 | Preliminary | 303 | EnerStarWasher - Corridor / Parking Area Energy Savings application - Low-Income sector | 0 | 0 | 0 | 0 | 0 | 0 | 70 | 20 | 0 | 0 | 0 | 0 | 0 | 0 | 0
1602 | 43 | Multi-Family Energy Efficiency Rebates | Business, Consumer Low-Income | 2009 | Preliminary | 304 | NaturalGasDryer_InSuite - Corridor / Parking Area Energy Savings application - Low-Income sector | 0 | 0 | 0 | 0 | 0 | 0 | 70 | 20 | 0 | 0 | 0 | 0 | 0 | 0 | 0
1603 | 43 | Multi-Family Energy Efficiency Rebates | Business, Consumer Low-Income | 2009 | Preliminary | 305 | NaturalGasDryer_Common - Corridor / Parking Area Energy Savings application - Low-Income sector | 0 | 0 | 0 | 0 | 0 | 0 | 70 | 20 | 0 | 0 | 0 | 0 | 0 | 0 | 0
1604 | 43 | Multi-Family Energy Efficiency Rebates | Business, Consumer Low-Income | 2009 | Preliminary | 306 | EnergyStar_DishWasher - Corridor / Parking Area Energy Savings application - Low-Income sector | 0 | 0 | 0 | 0 | 0 | 0 | 70 | 20 | 0 | 0 | 0 | 0 | 0 | 0 | 0
1605 | 43 | Multi-Family Energy Efficiency Rebates | Business, Consumer Low-Income | 2009 | Preliminary | 307 | EnergyStar_Fridge - Corridor / Parking Area Energy Savings application - Low-Income sector | 0.007 | 68.8 | 1376 | 0.0049 | 48.16 | 963.2 | 70 | 20 | 0 | 0 | 0 | 0 | 0 | 0 | 0
1606 | 43 | Multi-Family Energy Efficiency Rebates | Business, Consumer Low-Income | 2009 | Preliminary | 308 | EnergyStar_CeilingFan - Corridor / Parking Area Energy Savings application - Low-Income sector | 0 | 0 | 0 | 0 | 0 | 0 | 70 | 20 | 0 | 0 | 0 | 0 | 0 | 0 | 0
1607 | 43 | Multi-Family Energy Efficiency Rebates | Business, Consumer Low-Income | 2009 | Preliminary | 309 | Non-ElectricWaterHeater - Corridor / Parking Area Energy Savings application - Low-Income sector | 0.0164 | 95.576 | 1911.52 | 0.01148 | 66.9032 | 1338.064 | 70 | 20 | 0 | 0 | 0 | 0 | 0 | 0 | 0
1608 | 43 | Multi-Family Energy Efficiency Rebates | Business, Consumer Low-Income | 2009 | Preliminary | 310 | SolarHotWaterCollector - Corridor / Parking Area Energy Savings application - Low-Income sector | 0.6 | 1020 | 20400 | 0.42 | 714 | 14280 | 70 | 20 | 0 | 0 | 0 | 0 | 0 | 0 | 0
1609 | 43 | Multi-Family Energy Efficiency Rebates | Business, Consumer Low-Income | 2009 | Preliminary | 311 | Non-ElectricTankHotWater - Corridor / Parking Area Energy Savings application - Low-Income sector | 0.025 | 145.845 | 2916.9 | 0.0175 | 102.0915 | 2041.83 | 70 | 20 | 0 | 0 | 0 | 0 | 0 | 0 | 0
1610 | 43 | Multi-Family Energy Efficiency Rebates | Business, Consumer Low-Income | 2009 | Preliminary | 312 | DrainWaterHeatRecovery - Corridor / Parking Area Energy Savings application - Low-Income sector | 5.385 | 8440 | 168800 | 3.7695 | 5908 | 118160 | 70 | 20 | 0 | 0 | 0 | 0 | 0 | 0 | 0
1611 | 43 | Multi-Family Energy Efficiency Rebates | Business, Consumer Low-Income | 2009 | Preliminary | 313 | DomesticHotWaterRecirc - Corridor / Parking Area Energy Savings application - Low-Income sector | 0 | 185 | 3700 | 0 | 129.5 | 2590 | 70 | 20 | 0 | 0 | 0 | 0 | 0 | 0 | 0
1612 | 43 | Multi-Family Energy Efficiency Rebates | Business, Consumer Low-Income | 2009 | Preliminary | 314 | EnergyStarExitSigns - Suite Savings application - Low-Income sector | 0.026 | 39 | 780 | 0.0182 | 27.3 | 546 | 70 | 20 | 0 | 0 | 0 | 0 | 0 | 0 | 0
1613 | 43 | Multi-Family Energy Efficiency Rebates | Business, Consumer Low-Income | 2009 | Preliminary | 315 | FridgeLEDStripLight - Suite Savings application - Low-Income sector | 0.077 | 0 | 0 | 0.0539 | 0 | 0 | 70 | 20 | 0 | 0 | 0 | 0 | 0 | 0 | 0
1614 | 43 | Multi-Family Energy Efficiency Rebates | Business, Consumer Low-Income | 2009 | Preliminary | 316 | NonDimmCFLsScrew_In - Suite Savings application - Low-Income sector | 0.046 | 69 | 1380 | 0.0322 | 48.3 | 966 | 70 | 20 | 0 | 0 | 0 | 0 | 0 | 0 | 0
1615 | 43 | Multi-Family Energy Efficiency Rebates | Business, Consumer Low-Income | 2009 | Preliminary | 317 | NonDimmCFLs_par11W - Suite Savings application - Low-Income sector | 0.029 | 43.5 | 870 | 0.0203 | 30.45 | 609 | 70 | 20 | 0 | 0 | 0 | 0 | 0 | 0 | 0
1616 | 43 | Multi-Family Energy Efficiency Rebates | Business, Consumer Low-Income | 2009 | Preliminary | 318 | NonDimmCFLs_par12-20W - Suite Savings application - Low-Income sector | 0.045 | 67.5 | 1350 | 0.0315 | 47.25 | 945 | 70 | 20 | 0 | 0 | 0 | 0 | 0 | 0 | 0
1617 | 43 | Multi-Family Energy Efficiency Rebates | Business, Consumer Low-Income | 2009 | Preliminary | 319 | NonDimmCFLs_par20+W - Suite Savings application - Low-Income sector | 0.074 | 111 | 2220 | 0.0518 | 77.7 | 1554 | 70 | 20 | 0 | 0 | 0 | 0 | 0 | 0 | 0
1618 | 43 | Multi-Family Energy Efficiency Rebates | Business, Consumer Low-Income | 2009 | Preliminary | 320 | Dimm&NonDimmCFL2-pin14W- - Suite Savings application - Low-Income sector | 0.044 | 66 | 1320 | 0.0308 | 46.2 | 924 | 70 | 20 | 0 | 0 | 0 | 0 | 0 | 0 | 0
1619 | 43 | Multi-Family Energy Efficiency Rebates | Business, Consumer Low-Income | 2009 | Preliminary | 321 | Dimm&NonDimmCFL2-pin26W- - Suite Savings application - Low-Income sector | 0.052 | 78 | 1560 | 0.0364 | 54.6 | 1092 | 70 | 20 | 0 | 0 | 0 | 0 | 0 | 0 | 0
1620 | 43 | Multi-Family Energy Efficiency Rebates | Business, Consumer Low-Income | 2009 | Preliminary | 322 | Dimm&NonDimmCFL2-pin39W- - Suite Savings application - Low-Income sector | 0.07 | 105 | 2100 | 0.049 | 73.5 | 1470 | 70 | 20 | 0 | 0 | 0 | 0 | 0 | 0 | 0
1621 | 43 | Multi-Family Energy Efficiency Rebates | Business, Consumer Low-Income | 2009 | Preliminary | 323 | Dimm&NonDimmCFL4-pin14W- - Suite Savings application - Low-Income sector | 0.044 | 66 | 1320 | 0.0308 | 46.2 | 924 | 70 | 20 | 0 | 0 | 0 | 0 | 0 | 0 | 0
1622 | 43 | Multi-Family Energy Efficiency Rebates | Business, Consumer Low-Income | 2009 | Preliminary | 324 | Dimm&NonDimmCFL4-pin26W- - Suite Savings application - Low-Income sector | 0.056 | 84 | 1680 | 0.0392 | 58.8 | 1176 | 70 | 20 | 0 | 0 | 0 | 0 | 0 | 0 | 0
1623 | 43 | Multi-Family Energy Efficiency Rebates | Business, Consumer Low-Income | 2009 | Preliminary | 325 | Dimm&NonDimmCFL4-pin39W- - Suite Savings application - Low-Income sector | 0.072 | 108 | 2160 | 0.0504 | 75.6 | 1512 | 70 | 20 | 0 | 0 | 0 | 0 | 0 | 0 | 0
1624 | 43 | Multi-Family Energy Efficiency Rebates | Business, Consumer Low-Income | 2009 | Preliminary | 326 | DimmCFLs_0-16W - Suite Savings application - Low-Income sector | 0.044 | 66 | 1320 | 0.0308 | 46.2 | 924 | 70 | 20 | 0 | 0 | 0 | 0 | 0 | 0 | 0
1625 | 43 | Multi-Family Energy Efficiency Rebates | Business, Consumer Low-Income | 2009 | Preliminary | 327 | DimmCFLs_17-20W - Suite Savings application - Low-Income sector | 0.06 | 90 | 1800 | 0.042 | 63 | 1260 | 70 | 20 | 0 | 0 | 0 | 0 | 0 | 0 | 0
1626 | 43 | Multi-Family Energy Efficiency Rebates | Business, Consumer Low-Income | 2009 | Preliminary | 328 | DimmCFLs_21+W - Suite Savings application - Low-Income sector | 0.071 | 106.5 | 2130 | 0.0497 | 74.55 | 1491 | 70 | 20 | 0 | 0 | 0 | 0 | 0 | 0 | 0
1627 | 43 | Multi-Family Energy Efficiency Rebates | Business, Consumer Low-Income | 2009 | Preliminary | 329 | StandardT8_Single - Suite Savings application - Low-Income sector | 0.019 | 28.5 | 570 | 0.0133 | 19.95 | 399 | 70 | 20 | 0 | 0 | 0 | 0 | 0 | 0 | 0
1628 | 43 | Multi-Family Energy Efficiency Rebates | Business, Consumer Low-Income | 2009 | Preliminary | 330 | StandardT8_Two - Suite Savings application - Low-Income sector | 0.027 | 39.75 | 795 | 0.0189 | 27.825 | 556.5 | 70 | 20 | 0 | 0 | 0 | 0 | 0 | 0 | 0
1629 | 43 | Multi-Family Energy Efficiency Rebates | Business, Consumer Low-Income | 2009 | Preliminary | 331 | StandardT8_Three - Suite Savings application - Low-Income sector | 0.045 | 67.5 | 1350 | 0.0315 | 47.25 | 945 | 70 | 20 | 0 | 0 | 0 | 0 | 0 | 0 | 0
1630 | 43 | Multi-Family Energy Efficiency Rebates | Business, Consumer Low-Income | 2009 | Preliminary | 332 | StandardT8_Four - Suite Savings application - Low-Income sector | 0.05 | 75 | 1500 | 0.035 | 52.5 | 1050 | 70 | 20 | 0 | 0 | 0 | 0 | 0 | 0 | 0
1631 | 43 | Multi-Family Energy Efficiency Rebates | Business, Consumer Low-Income | 2009 | Preliminary | 333 | RWHighT8Fixtures_Single - Suite Savings application - Low-Income sector | 0.021 | 31.5 | 630 | 0.0147 | 22.05 | 441 | 70 | 20 | 0 | 0 | 0 | 0 | 0 | 0 | 0
1632 | 43 | Multi-Family Energy Efficiency Rebates | Business, Consumer Low-Income | 2009 | Preliminary | 334 | RWHighT8Fixtures_Two - Suite Savings application - Low-Income sector | 0.03 | 44.25 | 885 | 0.021 | 30.975 | 619.5 | 70 | 20 | 0 | 0 | 0 | 0 | 0 | 0 | 0
1633 | 43 | Multi-Family Energy Efficiency Rebates | Business, Consumer Low-Income | 2009 | Preliminary | 335 | RWHighT8Fixtures_Three - Suite Savings application - Low-Income sector | 0.045 | 67.5 | 1350 | 0.0315 | 47.25 | 945 | 70 | 20 | 0 | 0 | 0 | 0 | 0 | 0 | 0
1634 | 43 | Multi-Family Energy Efficiency Rebates | Business, Consumer Low-Income | 2009 | Preliminary | 336 | RWHighT8Fixtures_Four - Suite Savings application - Low-Income sector | 0.053 | 79.5 | 1590 | 0.0371 | 55.65 | 1113 | 70 | 20 | 0 | 0 | 0 | 0 | 0 | 0 | 0
1635 | 43 | Multi-Family Energy Efficiency Rebates | Business, Consumer Low-Income | 2009 | Preliminary | 337 | StdMedBayT8_Four - Suite Savings application - Low-Income sector | 0.15 | 0 | 0 | 0.105 | 0 | 0 | 70 | 20 | 0 | 0 | 0 | 0 | 0 | 0 | 0
1636 | 43 | Multi-Family Energy Efficiency Rebates | Business, Consumer Low-Income | 2009 | Preliminary | 338 | MedBayT8_Six - Suite Savings application - Low-Income sector | 0.228 | 0 | 0 | 0.1596 | 0 | 0 | 70 | 20 | 0 | 0 | 0 | 0 | 0 | 0 | 0
1637 | 43 | Multi-Family Energy Efficiency Rebates | Business, Consumer Low-Income | 2009 | Preliminary | 339 | MedBayT8_Eight - Suite Savings application - Low-Income sector | 0.197 | 0 | 0 | 0.1379 | 0 | 0 | 70 | 20 | 0 | 0 | 0 | 0 | 0 | 0 | 0
1638 | 43 | Multi-Family Energy Efficiency Rebates | Business, Consumer Low-Income | 2009 | Preliminary | 340 | HighMedBayT8_Four - Suite Savings application - Low-Income sector | 0.17 | 0 | 0 | 0.119 | 0 | 0 | 70 | 20 | 0 | 0 | 0 | 0 | 0 | 0 | 0
1639 | 43 | Multi-Family Energy Efficiency Rebates | Business, Consumer Low-Income | 2009 | Preliminary | 341 | HighMedBayT8_Six - Suite Savings application - Low-Income sector | 0.239 | 0 | 0 | 0.1673 | 0 | 0 | 70 | 20 | 0 | 0 | 0 | 0 | 0 | 0 | 0
1640 | 43 | Multi-Family Energy Efficiency Rebates | Business, Consumer Low-Income | 2009 | Preliminary | 342 | HighMedBayT8_Eight - Suite Savings application - Low-Income sector | 0.242 | 0 | 0 | 0.1694 | 0 | 0 | 70 | 20 | 0 | 0 | 0 | 0 | 0 | 0 | 0
1641 | 43 | Multi-Family Energy Efficiency Rebates | Business, Consumer Low-Income | 2009 | Preliminary | 343 | T5Fixture_1Lamp - Suite Savings application - Low-Income sector | 0.018 | 26.5 | 530 | 0.0126 | 18.55 | 371 | 70 | 20 | 0 | 0 | 0 | 0 | 0 | 0 | 0
1642 | 43 | Multi-Family Energy Efficiency Rebates | Business, Consumer Low-Income | 2009 | Preliminary | 344 | T5Fixture_2Lamps - Suite Savings application - Low-Income sector | 0.026 | 38.5 | 770 | 0.0182 | 26.95 | 539 | 70 | 20 | 0 | 0 | 0 | 0 | 0 | 0 | 0
1643 | 43 | Multi-Family Energy Efficiency Rebates | Business, Consumer Low-Income | 2009 | Preliminary | 345 | T5Fixture_3Lamps - Suite Savings application - Low-Income sector | 0.039 | 58.5 | 1170 | 0.0273 | 40.95 | 819 | 70 | 20 | 0 | 0 | 0 | 0 | 0 | 0 | 0
1644 | 43 | Multi-Family Energy Efficiency Rebates | Business, Consumer Low-Income | 2009 | Preliminary | 346 | T5Fixture_HO1Lamp - Suite Savings application - Low-Income sector | 0.017 | 25 | 500 | 0.0119 | 17.5 | 350 | 70 | 20 | 0 | 0 | 0 | 0 | 0 | 0 | 0
1645 | 43 | Multi-Family Energy Efficiency Rebates | Business, Consumer Low-Income | 2009 | Preliminary | 347 | T5Fixture_HO2Lamp - Suite Savings application - Low-Income sector | 0.028 | 42.5 | 850 | 0.0196 | 29.75 | 595 | 70 | 20 | 0 | 0 | 0 | 0 | 0 | 0 | 0
1646 | 43 | Multi-Family Energy Efficiency Rebates | Business, Consumer Low-Income | 2009 | Preliminary | 348 | T5MedHighFixture_4Lamp - Suite Savings application - Low-Income sector | 0.159 | 0 | 0 | 0.1113 | 0 | 0 | 70 | 20 | 0 | 0 | 0 | 0 | 0 | 0 | 0
1647 | 43 | Multi-Family Energy Efficiency Rebates | Business, Consumer Low-Income | 2009 | Preliminary | 349 | T5MedHighFixture_6Lamp - Suite Savings application - Low-Income sector | 0.155 | 0 | 0 | 0.1085 | 0 | 0 | 70 | 20 | 0 | 0 | 0 | 0 | 0 | 0 | 0
1648 | 43 | Multi-Family Energy Efficiency Rebates | Business, Consumer Low-Income | 2009 | Preliminary | 350 | T5MedHighFixture_8Lamp - Suite Savings application - Low-Income sector | 0.242 | 0 | 0 | 0.1694 | 0 | 0 | 70 | 20 | 0 | 0 | 0 | 0 | 0 | 0 | 0
1649 | 43 | Multi-Family Energy Efficiency Rebates | Business, Consumer Low-Income | 2009 | Preliminary | 351 | T5MedHighFixture_10Lamp - Suite Savings application - Low-Income sector | 0.314 | 0 | 0 | 0.2198 | 0 | 0 | 70 | 20 | 0 | 0 | 0 | 0 | 0 | 0 | 0
1650 | 43 | Multi-Family Energy Efficiency Rebates | Business, Consumer Low-Income | 2009 | Preliminary | 352 | T5MedHighFixture_12Lamp - Suite Savings application - Low-Income sector | 0.428 | 0 | 0 | 0.2996 | 0 | 0 | 70 | 20 | 0 | 0 | 0 | 0 | 0 | 0 | 0
1651 | 43 | Multi-Family Energy Efficiency Rebates | Business, Consumer Low-Income | 2009 | Preliminary | 353 | PulseStart_MetalHalide - Suite Savings application - Low-Income sector | 0.056 | 0 | 0 | 0.0392 | 0 | 0 | 70 | 20 | 0 | 0 | 0 | 0 | 0 | 0 | 0
1652 | 43 | Multi-Family Energy Efficiency Rebates | Business, Consumer Low-Income | 2009 | Preliminary | 354 | InfraredHalogen_25W- - Suite Savings application - Low-Income sector | 0.015 | 22.5 | 450 | 0.0105 | 15.75 | 315 | 70 | 20 | 0 | 0 | 0 | 0 | 0 | 0 | 0
1653 | 43 | Multi-Family Energy Efficiency Rebates | Business, Consumer Low-Income | 2009 | Preliminary | 355 | InfraredHalogen_26-35W - Suite Savings application - Low-Income sector | 0.015 | 22.5 | 450 | 0.0105 | 15.75 | 315 | 70 | 20 | 0 | 0 | 0 | 0 | 0 | 0 | 0
1654 | 43 | Multi-Family Energy Efficiency Rebates | Business, Consumer Low-Income | 2009 | Preliminary | 356 | InfraredHalogen_36-48W - Suite Savings application - Low-Income sector | 0.02 | 30 | 600 | 0.014 | 21 | 420 | 70 | 20 | 0 | 0 | 0 | 0 | 0 | 0 | 0
1655 | 43 | Multi-Family Energy Efficiency Rebates | Business, Consumer Low-Income | 2009 | Preliminary | 357 | InfraredHalogen_49-60W - Suite Savings application - Low-Income sector | 0.02 | 30 | 600 | 0.014 | 21 | 420 | 70 | 20 | 0 | 0 | 0 | 0 | 0 | 0 | 0
1656 | 43 | Multi-Family Energy Efficiency Rebates | Business, Consumer Low-Income | 2009 | Preliminary | 358 | Self-BallastedMetalHalide120W - Suite Savings application - Low-Income sector | 0.096 | 144 | 2880 | 0.0672 | 100.8 | 2016 | 70 | 20 | 0 | 0 | 0 | 0 | 0 | 0 | 0
1657 | 43 | Multi-Family Energy Efficiency Rebates | Business, Consumer Low-Income | 2009 | Preliminary | 359 | Self-BallastedMetalHalide50W - Suite Savings application - Low-Income sector | 0.026 | 39 | 780 | 0.0182 | 27.3 | 546 | 70 | 20 | 0 | 0 | 0 | 0 | 0 | 0 | 0
1658 | 43 | Multi-Family Energy Efficiency Rebates | Business, Consumer Low-Income | 2009 | Preliminary | 360 | MetalHalide_150W - Suite Savings application - Low-Income sector | 0.025 | 37.5 | 750 | 0.0175 | 26.25 | 525 | 70 | 20 | 0 | 0 | 0 | 0 | 0 | 0 | 0
1659 | 43 | Multi-Family Energy Efficiency Rebates | Business, Consumer Low-Income | 2009 | Preliminary | 361 | MetalHalide_360W - Suite Savings application - Low-Income sector | 0.04 | 60 | 1200 | 0.028 | 42 | 840 | 70 | 20 | 0 | 0 | 0 | 0 | 0 | 0 | 0
1660 | 43 | Multi-Family Energy Efficiency Rebates | Business, Consumer Low-Income | 2009 | Preliminary | 362 | HighPressure_225W - Suite Savings application - Low-Income sector | 0.025 | 37.5 | 750 | 0.0175 | 26.25 | 525 | 70 | 20 | 0 | 0 | 0 | 0 | 0 | 0 | 0
1661 | 43 | Multi-Family Energy Efficiency Rebates | Business, Consumer Low-Income | 2009 | Preliminary | 363 | ElecBallast_MetalHde200-W - Suite Savings application - Low-Income sector | 0.06 | 97.5 | 1950 | 0.042 | 68.25 | 1365 | 70 | 20 | 0 | 0 | 0 | 0 | 0 | 0 | 0
1662 | 43 | Multi-Family Energy Efficiency Rebates | Business, Consumer Low-Income | 2009 | Preliminary | 364 | ElecBallast_MetalHde250-360W - Suite Savings application - Low-Income sector | 0.128 | 192 | 3840 | 0.0896 | 134.4 | 2688 | 70 | 20 | 0 | 0 | 0 | 0 | 0 | 0 | 0
1663 | 43 | Multi-Family Energy Efficiency Rebates | Business, Consumer Low-Income | 2009 | Preliminary | 365 | ElecBallast_MetalHde400+W - Suite Savings application - Low-Income sector | 0.226 | 339 | 6780 | 0.1582 | 237.3 | 4746 | 70 | 20 | 0 | 0 | 0 | 0 | 0 | 0 | 0
1664 | 43 | Multi-Family Energy Efficiency Rebates | Business, Consumer Low-Income | 2009 | Preliminary | 366 | ElecBallast_HighPress200-W - Suite Savings application - Low-Income sector | 0.04 | 60 | 1200 | 0.028 | 42 | 840 | 70 | 20 | 0 | 0 | 0 | 0 | 0 | 0 | 0
1665 | 43 | Multi-Family Energy Efficiency Rebates | Business, Consumer Low-Income | 2009 | Preliminary | 367 | ElecBallast_HighPress250W - Suite Savings application - Low-Income sector | 0.055 | 82.5 | 1650 | 0.0385 | 57.75 | 1155 | 70 | 20 | 0 | 0 | 0 | 0 | 0 | 0 | 0
1666 | 43 | Multi-Family Energy Efficiency Rebates | Business, Consumer Low-Income | 2009 | Preliminary | 368 | ElecBallast_HighPress400W - Suite Savings application - Low-Income sector | 0.075 | 112.5 | 2250 | 0.0525 | 78.75 | 1575 | 70 | 20 | 0 | 0 | 0 | 0 | 0 | 0 | 0
1667 | 43 | Multi-Family Energy Efficiency Rebates | Business, Consumer Low-Income | 2009 | Preliminary | 369 | ElecBallast_HighPress600W - Suite Savings application - Low-Income sector | 0.081 | 121.5 | 2430 | 0.0567 | 85.05 | 1701 | 70 | 20 | 0 | 0 | 0 | 0 | 0 | 0 | 0
1668 | 43 | Multi-Family Energy Efficiency Rebates | Business, Consumer Low-Income | 2009 | Preliminary | 370 | ElecBallast_HighPress1000W - Suite Savings application - Low-Income sector | 0.095 | 142.5 | 2850 | 0.0665 | 99.75 | 1995 | 70 | 20 | 0 | 0 | 0 | 0 | 0 | 0 | 0
1669 | 43 | Multi-Family Energy Efficiency Rebates | Business, Consumer Low-Income | 2009 | Preliminary | 371 | OccSen_SwitchPlate - Suite Savings application - Low-Income sector | 0.09 | 135 | 2700 | 0.063 | 94.5 | 1890 | 70 | 20 | 0 | 0 | 0 | 0 | 0 | 0 | 0
1670 | 43 | Multi-Family Energy Efficiency Rebates | Business, Consumer Low-Income | 2009 | Preliminary | 372 | OccSen_CelingMounted - Suite Savings application - Low-Income sector | 0.09 | 135 | 2700 | 0.063 | 94.5 | 1890 | 70 | 20 | 0 | 0 | 0 | 0 | 0 | 0 | 0
1671 | 43 | Multi-Family Energy Efficiency Rebates | Business, Consumer Low-Income | 2009 | Preliminary | 373 | TempControls_InSuiteHeat - Suite Savings application - Low-Income sector | 0.05 | 170 | 3400 | 0.035 | 119 | 2380 | 70 | 20 | 0 | 0 | 0 | 0 | 0 | 0 | 0
1672 | 43 | Multi-Family Energy Efficiency Rebates | Business, Consumer Low-Income | 2009 | Preliminary | 374 | TempControls_InSuiteCool - Suite Savings application - Low-Income sector | 0.076 | 69 | 1380 | 0.0532 | 48.3 | 966 | 70 | 20 | 0 | 0 | 0 | 0 | 0 | 0 | 0
1673 | 43 | Multi-Family Energy Efficiency Rebates | Business, Consumer Low-Income | 2009 | Preliminary | 375 | TempControls_Heat&Cool - Suite Savings application - Low-Income sector | 0.076 | 1100 | 22000 | 0.0532 | 770 | 15400 | 70 | 20 | 0 | 0 | 0 | 0 | 0 | 0 | 0
1674 | 43 | Multi-Family Energy Efficiency Rebates | Business, Consumer Low-Income | 2009 | Preliminary | 376 | ECM_AirFurnace - Suite Savings application - Low-Income sector | 0.325 | 240.333 | 4806.66 | 0.2275 | 168.2331 | 3364.662 | 70 | 20 | 0 | 0 | 0 | 0 | 0 | 0 | 0
1675 | 43 | Multi-Family Energy Efficiency Rebates | Business, Consumer Low-Income | 2009 | Preliminary | 377 | GroundSource_LowRise - Suite Savings application - Low-Income sector | 0.12 | -1485.8 | -29716 | 0.084 | -1040.06 | -20801.2 | 70 | 20 | 0 | 0 | 0 | 0 | 0 | 0 | 0
1676 | 43 | Multi-Family Energy Efficiency Rebates | Business, Consumer Low-Income | 2009 | Preliminary | 378 | GroundSource_HighRise - Suite Savings application - Low-Income sector | 0.505 | 1385.495 | 27709.9 | 0.3535 | 969.8465 | 19396.93 | 70 | 20 | 0 | 0 | 0 | 0 | 0 | 0 | 0
1677 | 43 | Multi-Family Energy Efficiency Rebates | Business, Consumer Low-Income | 2009 | Preliminary | 379 | GroundSource_Average - Suite Savings application - Low-Income sector | 0.313 | -50 | -1000 | 0.2191 | -35 | -700 | 70 | 20 | 0 | 0 | 0 | 0 | 0 | 0 | 0
1678 | 43 | Multi-Family Energy Efficiency Rebates | Business, Consumer Low-Income | 2009 | Preliminary | 380 | Non-ElectricChillers - Suite Savings application - Low-Income sector | 1.35 | 1620 | 32400 | 0.945 | 1134 | 22680 | 70 | 20 | 0 | 0 | 0 | 0 | 0 | 0 | 0
1679 | 43 | Multi-Family Energy Efficiency Rebates | Business, Consumer Low-Income | 2009 | Preliminary | 381 | EnerStarWasher - Suite Savings application - Low-Income sector | 0 | 65.5 | 1310 | 0 | 45.85 | 917 | 70 | 20 | 0 | 0 | 0 | 0 | 0 | 0 | 0
1680 | 43 | Multi-Family Energy Efficiency Rebates | Business, Consumer Low-Income | 2009 | Preliminary | 382 | NaturalGasDryer_InSuite - Suite Savings application - Low-Income sector | 0 | 838 | 16760 | 0 | 586.6 | 11732 | 70 | 20 | 0 | 0 | 0 | 0 | 0 | 0 | 0
1681 | 43 | Multi-Family Energy Efficiency Rebates | Business, Consumer Low-Income | 2009 | Preliminary | 383 | NaturalGasDryer_Common - Suite Savings application - Low-Income sector | 0 | 838 | 16760 | 0 | 586.6 | 11732 | 70 | 20 | 0 | 0 | 0 | 0 | 0 | 0 | 0
1682 | 43 | Multi-Family Energy Efficiency Rebates | Business, Consumer Low-Income | 2009 | Preliminary | 384 | EnergyStar_DishWasher - Suite Savings application - Low-Income sector | 0 | 28 | 560 | 0 | 19.6 | 392 | 70 | 20 | 0 | 0 | 0 | 0 | 0 | 0 | 0
1683 | 43 | Multi-Family Energy Efficiency Rebates | Business, Consumer Low-Income | 2009 | Preliminary | 385 | EnergyStar_Fridge - Suite Savings application - Low-Income sector | 0.007 | 68.8 | 1376 | 0.0049 | 48.16 | 963.2 | 70 | 20 | 0 | 0 | 0 | 0 | 0 | 0 | 0
1684 | 43 | Multi-Family Energy Efficiency Rebates | Business, Consumer Low-Income | 2009 | Preliminary | 386 | EnergyStar_CeilingFan - Suite Savings application - Low-Income sector | 0 | 89.8 | 1796 | 0 | 62.86 | 1257.2 | 70 | 20 | 0 | 0 | 0 | 0 | 0 | 0 | 0
1685 | 43 | Multi-Family Energy Efficiency Rebates | Business, Consumer Low-Income | 2009 | Preliminary | 387 | Non-ElectricWaterHeater - Suite Savings application - Low-Income sector | 0.0164 | 95.576 | 1911.52 | 0.01148 | 66.9032 | 1338.064 | 70 | 20 | 0 | 0 | 0 | 0 | 0 | 0 | 0
1686 | 43 | Multi-Family Energy Efficiency Rebates | Business, Consumer Low-Income | 2009 | Preliminary | 388 | SolarHotWaterCollector - Suite Savings application - Low-Income sector | 0.6 | 1020 | 20400 | 0.42 | 714 | 14280 | 70 | 20 | 0 | 0 | 0 | 0 | 0 | 0 | 0
1687 | 43 | Multi-Family Energy Efficiency Rebates | Business, Consumer Low-Income | 2009 | Preliminary | 389 | Non-ElectricTankHotWater - Suite Savings application - Low-Income sector | 0.025 | 145.845 | 2916.9 | 0.0175 | 102.0915 | 2041.83 | 70 | 20 | 0 | 0 | 0 | 0 | 0 | 0 | 0
1688 | 43 | Multi-Family Energy Efficiency Rebates | Business, Consumer Low-Income | 2009 | Preliminary | 390 | DrainWaterHeatRecovery - Suite Savings application - Low-Income sector | 5.385 | 8440 | 168800 | 3.7695 | 5908 | 118160 | 70 | 20 | 0 | 0 | 0 | 0 | 0 | 0 | 0
1689 | 43 | Multi-Family Energy Efficiency Rebates | Business, Consumer Low-Income | 2009 | Preliminary | 391 | DomesticHotWaterRecirc - Suite Savings application - Low-Income sector | 0 | 185 | 3700 | 0 | 129.5 | 2590 | 70 | 20 | 0 | 0 | 0 | 0 | 0 | 0 | 0
1690 | 43 | Multi-Family Energy Efficiency Rebates | Business, Consumer Low-Income | 2009 | Preliminary | 392 | EnergyStarExitSigns - Retail / Common Area Savings application - Low-Income sector | 0.026 | 115.7 | 2314 | 0.0182 | 80.99 | 1619.8 | 70 | 20 | 0 | 0 | 0 | 0 | 0 | 0 | 0
1691 | 43 | Multi-Family Energy Efficiency Rebates | Business, Consumer Low-Income | 2009 | Preliminary | 393 | FridgeLEDStripLight - Retail / Common Area Savings application - Low-Income sector | 0.077 | 342.65 | 6853 | 0.0539 | 239.855 | 4797.1 | 70 | 20 | 0 | 0 | 0 | 0 | 0 | 0 | 0
1692 | 43 | Multi-Family Energy Efficiency Rebates | Business, Consumer Low-Income | 2009 | Preliminary | 394 | NonDimmCFLsScrew_In - Retail / Common Area Savings application - Low-Income sector | 0.046 | 204.7 | 4094 | 0.0322 | 143.29 | 2865.8 | 70 | 20 | 0 | 0 | 0 | 0 | 0 | 0 | 0
1693 | 43 | Multi-Family Energy Efficiency Rebates | Business, Consumer Low-Income | 2009 | Preliminary | 395 | NonDimmCFLs_par11W - Retail / Common Area Savings application - Low-Income sector | 0.029 | 129.05 | 2581 | 0.0203 | 90.335 | 1806.7 | 70 | 20 | 0 | 0 | 0 | 0 | 0 | 0 | 0
1694 | 43 | Multi-Family Energy Efficiency Rebates | Business, Consumer Low-Income | 2009 | Preliminary | 396 | NonDimmCFLs_par12-20W - Retail / Common Area Savings application - Low-Income sector | 0.045 | 200.25 | 4005 | 0.0315 | 140.175 | 2803.5 | 70 | 20 | 0 | 0 | 0 | 0 | 0 | 0 | 0
1695 | 43 | Multi-Family Energy Efficiency Rebates | Business, Consumer Low-Income | 2009 | Preliminary | 397 | NonDimmCFLs_par20+W - Retail / Common Area Savings application - Low-Income sector | 0.074 | 329.3 | 6586 | 0.0518 | 230.51 | 4610.2 | 70 | 20 | 0 | 0 | 0 | 0 | 0 | 0 | 0
1696 | 43 | Multi-Family Energy Efficiency Rebates | Business, Consumer Low-Income | 2009 | Preliminary | 398 | Dimm&NonDimmCFL2-pin14W- - Retail / Common Area Savings application - Low-Income sector | 0.044 | 195.8 | 3916 | 0.0308 | 137.06 | 2741.2 | 70 | 20 | 0 | 0 | 0 | 0 | 0 | 0 | 0
1697 | 43 | Multi-Family Energy Efficiency Rebates | Business, Consumer Low-Income | 2009 | Preliminary | 399 | Dimm&NonDimmCFL2-pin26W- - Retail / Common Area Savings application - Low-Income sector | 0.052 | 231.4 | 4628 | 0.0364 | 161.98 | 3239.6 | 70 | 20 | 0 | 0 | 0 | 0 | 0 | 0 | 0
1698 | 43 | Multi-Family Energy Efficiency Rebates | Business, Consumer Low-Income | 2009 | Preliminary | 400 | Dimm&NonDimmCFL2-pin39W- - Retail / Common Area Savings application - Low-Income sector | 0.07 | 311.5 | 6230 | 0.049 | 218.05 | 4361 | 70 | 20 | 0 | 0 | 0 | 0 | 0 | 0 | 0
1699 | 43 | Multi-Family Energy Efficiency Rebates | Business, Consumer Low-Income | 2009 | Preliminary | 401 | Dimm&NonDimmCFL4-pin14W- - Retail / Common Area Savings application - Low-Income sector | 0.044 | 195.8 | 3916 | 0.0308 | 137.06 | 2741.2 | 70 | 20 | 0 | 0 | 0 | 0 | 0 | 0 | 0
1700 | 43 | Multi-Family Energy Efficiency Rebates | Business, Consumer Low-Income | 2009 | Preliminary | 402 | Dimm&NonDimmCFL4-pin26W- - Retail / Common Area Savings application - Low-Income sector | 0.056 | 249.2 | 4984 | 0.0392 | 174.44 | 3488.8 | 70 | 20 | 0 | 0 | 0 | 0 | 0 | 0 | 0
1701 | 43 | Multi-Family Energy Efficiency Rebates | Business, Consumer Low-Income | 2009 | Preliminary | 403 | Dimm&NonDimmCFL4-pin39W- - Retail / Common Area Savings application - Low-Income sector | 0.072 | 320.4 | 6408 | 0.0504 | 224.28 | 4485.6 | 70 | 20 | 0 | 0 | 0 | 0 | 0 | 0 | 0
1702 | 43 | Multi-Family Energy Efficiency Rebates | Business, Consumer Low-Income | 2009 | Preliminary | 404 | DimmCFLs_0-16W - Retail / Common Area Savings application - Low-Income sector | 0.044 | 195.8 | 3916 | 0.0308 | 137.06 | 2741.2 | 70 | 20 | 0 | 0 | 0 | 0 | 0 | 0 | 0
1703 | 43 | Multi-Family Energy Efficiency Rebates | Business, Consumer Low-Income | 2009 | Preliminary | 405 | DimmCFLs_17-20W - Retail / Common Area Savings application - Low-Income sector | 0.06 | 267 | 5340 | 0.042 | 186.9 | 3738 | 70 | 20 | 0 | 0 | 0 | 0 | 0 | 0 | 0
1704 | 43 | Multi-Family Energy Efficiency Rebates | Business, Consumer Low-Income | 2009 | Preliminary | 406 | DimmCFLs_21+W - Retail / Common Area Savings application - Low-Income sector | 0.071 | 315.95 | 6319 | 0.0497 | 221.165 | 4423.3 | 70 | 20 | 0 | 0 | 0 | 0 | 0 | 0 | 0
1705 | 43 | Multi-Family Energy Efficiency Rebates | Business, Consumer Low-Income | 2009 | Preliminary | 407 | StandardT8_Single - Retail / Common Area Savings application - Low-Income sector | 0.019 | 84.55 | 1691 | 0.0133 | 59.185 | 1183.7 | 70 | 20 | 0 | 0 | 0 | 0 | 0 | 0 | 0
1706 | 43 | Multi-Family Energy Efficiency Rebates | Business, Consumer Low-Income | 2009 | Preliminary | 408 | StandardT8_Two - Retail / Common Area Savings application - Low-Income sector | 0.027 | 117.925 | 2358.5 | 0.0189 | 82.5475 | 1650.95 | 70 | 20 | 0 | 0 | 0 | 0 | 0 | 0 | 0
1707 | 43 | Multi-Family Energy Efficiency Rebates | Business, Consumer Low-Income | 2009 | Preliminary | 409 | StandardT8_Three - Retail / Common Area Savings application - Low-Income sector | 0.045 | 200.25 | 4005 | 0.0315 | 140.175 | 2803.5 | 70 | 20 | 0 | 0 | 0 | 0 | 0 | 0 | 0
1708 | 43 | Multi-Family Energy Efficiency Rebates | Business, Consumer Low-Income | 2009 | Preliminary | 410 | StandardT8_Four - Retail / Common Area Savings application - Low-Income sector | 0.05 | 222.5 | 4450 | 0.035 | 155.75 | 3115 | 70 | 20 | 0 | 0 | 0 | 0 | 0 | 0 | 0
1709 | 43 | Multi-Family Energy Efficiency Rebates | Business, Consumer Low-Income | 2009 | Preliminary | 411 | RWHighT8Fixtures_Single - Retail / Common Area Savings application - Low-Income sector | 0.021 | 93.45 | 1869 | 0.0147 | 65.415 | 1308.3 | 70 | 20 | 0 | 0 | 0 | 0 | 0 | 0 | 0
1710 | 43 | Multi-Family Energy Efficiency Rebates | Business, Consumer Low-Income | 2009 | Preliminary | 412 | RWHighT8Fixtures_Two - Retail / Common Area Savings application - Low-Income sector | 0.03 | 131.275 | 2625.5 | 0.021 | 91.8925 | 1837.85 | 70 | 20 | 0 | 0 | 0 | 0 | 0 | 0 | 0
1711 | 43 | Multi-Family Energy Efficiency Rebates | Business, Consumer Low-Income | 2009 | Preliminary | 413 | RWHighT8Fixtures_Three - Retail / Common Area Savings application - Low-Income sector | 0.045 | 200.25 | 4005 | 0.0315 | 140.175 | 2803.5 | 70 | 20 | 0 | 0 | 0 | 0 | 0 | 0 | 0
1712 | 43 | Multi-Family Energy Efficiency Rebates | Business, Consumer Low-Income | 2009 | Preliminary | 414 | RWHighT8Fixtures_Four - Retail / Common Area Savings application - Low-Income sector | 0.053 | 235.85 | 4717 | 0.0371 | 165.095 | 3301.9 | 70 | 20 | 0 | 0 | 0 | 0 | 0 | 0 | 0
1713 | 43 | Multi-Family Energy Efficiency Rebates | Business, Consumer Low-Income | 2009 | Preliminary | 415 | StdMedBayT8_Four - Retail / Common Area Savings application - Low-Income sector | 0.15 | 667.5 | 13350 | 0.105 | 467.25 | 9345 | 70 | 20 | 0 | 0 | 0 | 0 | 0 | 0 | 0
1714 | 43 | Multi-Family Energy Efficiency Rebates | Business, Consumer Low-Income | 2009 | Preliminary | 416 | MedBayT8_Six - Retail / Common Area Savings application - Low-Income sector | 0.228 | 1014.6 | 20292 | 0.1596 | 710.22 | 14204.4 | 70 | 20 | 0 | 0 | 0 | 0 | 0 | 0 | 0
1715 | 43 | Multi-Family Energy Efficiency Rebates | Business, Consumer Low-Income | 2009 | Preliminary | 417 | MedBayT8_Eight - Retail / Common Area Savings application - Low-Income sector | 0.197 | 876.65 | 17533 | 0.1379 | 613.655 | 12273.1 | 70 | 20 | 0 | 0 | 0 | 0 | 0 | 0 | 0
1716 | 43 | Multi-Family Energy Efficiency Rebates | Business, Consumer Low-Income | 2009 | Preliminary | 418 | HighMedBayT8_Four - Retail / Common Area Savings application - Low-Income sector | 0.17 | 756.5 | 15130 | 0.119 | 529.55 | 10591 | 70 | 20 | 0 | 0 | 0 | 0 | 0 | 0 | 0
1717 | 43 | Multi-Family Energy Efficiency Rebates | Business, Consumer Low-Income | 2009 | Preliminary | 419 | HighMedBayT8_Six - Retail / Common Area Savings application - Low-Income sector | 0.239 | 1063.55 | 21271 | 0.1673 | 744.485 | 14889.7 | 70 | 20 | 0 | 0 | 0 | 0 | 0 | 0 | 0
1718 | 43 | Multi-Family Energy Efficiency Rebates | Business, Consumer Low-Income | 2009 | Preliminary | 420 | HighMedBayT8_Eight - Retail / Common Area Savings application - Low-Income sector | 0.242 | 1076.9 | 21538 | 0.1694 | 753.83 | 15076.6 | 70 | 20 | 0 | 0 | 0 | 0 | 0 | 0 | 0
1719 | 43 | Multi-Family Energy Efficiency Rebates | Business, Consumer Low-Income | 2009 | Preliminary | 421 | T5Fixture_1Lamp - Retail / Common Area Savings application - Low-Income sector | 0.018 | 78.617 | 1572.34 | 0.0126 | 55.0319 | 1100.638 | 70 | 20 | 0 | 0 | 0 | 0 | 0 | 0 | 0
1720 | 43 | Multi-Family Energy Efficiency Rebates | Business, Consumer Low-Income | 2009 | Preliminary | 422 | T5Fixture_2Lamps - Retail / Common Area Savings application - Low-Income sector | 0.026 | 114.217 | 2284.34 | 0.0182 | 79.9519 | 1599.038 | 70 | 20 | 0 | 0 | 0 | 0 | 0 | 0 | 0
1721 | 43 | Multi-Family Energy Efficiency Rebates | Business, Consumer Low-Income | 2009 | Preliminary | 423 | T5Fixture_3Lamps - Retail / Common Area Savings application - Low-Income sector | 0.039 | 173.55 | 3471 | 0.0273 | 121.485 | 2429.7 | 70 | 20 | 0 | 0 | 0 | 0 | 0 | 0 | 0
1722 | 43 | Multi-Family Energy Efficiency Rebates | Business, Consumer Low-Income | 2009 | Preliminary | 424 | T5Fixture_HO1Lamp - Retail / Common Area Savings application - Low-Income sector | 0.017 | 74.167 | 1483.34 | 0.0119 | 51.9169 | 1038.338 | 70 | 20 | 0 | 0 | 0 | 0 | 0 | 0 | 0
1723 | 43 | Multi-Family Energy Efficiency Rebates | Business, Consumer Low-Income | 2009 | Preliminary | 425 | T5Fixture_HO2Lamp - Retail / Common Area Savings application - Low-Income sector | 0.028 | 126.083 | 2521.66 | 0.0196 | 88.2581 | 1765.162 | 70 | 20 | 0 | 0 | 0 | 0 | 0 | 0 | 0
1724 | 43 | Multi-Family Energy Efficiency Rebates | Business, Consumer Low-Income | 2009 | Preliminary | 426 | T5MedHighFixture_4Lamp - Retail / Common Area Savings application - Low-Income sector | 0.159 | 707.55 | 14151 | 0.1113 | 495.285 | 9905.7 | 70 | 20 | 0 | 0 | 0 | 0 | 0 | 0 | 0
1725 | 43 | Multi-Family Energy Efficiency Rebates | Business, Consumer Low-Income | 2009 | Preliminary | 427 | T5MedHighFixture_6Lamp - Retail / Common Area Savings application - Low-Income sector | 0.155 | 689.75 | 13795 | 0.1085 | 482.825 | 9656.5 | 70 | 20 | 0 | 0 | 0 | 0 | 0 | 0 | 0
1726 | 43 | Multi-Family Energy Efficiency Rebates | Business, Consumer Low-Income | 2009 | Preliminary | 428 | T5MedHighFixture_8Lamp - Retail / Common Area Savings application - Low-Income sector | 0.242 | 1076.9 | 21538 | 0.1694 | 753.83 | 15076.6 | 70 | 20 | 0 | 0 | 0 | 0 | 0 | 0 | 0
1727 | 43 | Multi-Family Energy Efficiency Rebates | Business, Consumer Low-Income | 2009 | Preliminary | 429 | T5MedHighFixture_10Lamp - Retail / Common Area Savings application - Low-Income sector | 0.314 | 1397.3 | 27946 | 0.2198 | 978.11 | 19562.2 | 70 | 20 | 0 | 0 | 0 | 0 | 0 | 0 | 0
1728 | 43 | Multi-Family Energy Efficiency Rebates | Business, Consumer Low-Income | 2009 | Preliminary | 430 | T5MedHighFixture_12Lamp - Retail / Common Area Savings application - Low-Income sector | 0.428 | 1904.6 | 38092 | 0.2996 | 1333.22 | 26664.4 | 70 | 20 | 0 | 0 | 0 | 0 | 0 | 0 | 0
1729 | 43 | Multi-Family Energy Efficiency Rebates | Business, Consumer Low-Income | 2009 | Preliminary | 431 | PulseStart_MetalHalide - Retail / Common Area Savings application - Low-Income sector | 0.056 | 249.2 | 4984 | 0.0392 | 174.44 | 3488.8 | 70 | 20 | 0 | 0 | 0 | 0 | 0 | 0 | 0
1730 | 43 | Multi-Family Energy Efficiency Rebates | Business, Consumer Low-Income | 2009 | Preliminary | 432 | InfraredHalogen_25W- - Retail / Common Area Savings application - Low-Income sector | 0.015 | 66.75 | 1335 | 0.0105 | 46.725 | 934.5 | 70 | 20 | 0 | 0 | 0 | 0 | 0 | 0 | 0
1731 | 43 | Multi-Family Energy Efficiency Rebates | Business, Consumer Low-Income | 2009 | Preliminary | 433 | InfraredHalogen_26-35W - Retail / Common Area Savings application - Low-Income sector | 0.015 | 66.75 | 1335 | 0.0105 | 46.725 | 934.5 | 70 | 20 | 0 | 0 | 0 | 0 | 0 | 0 | 0
1732 | 43 | Multi-Family Energy Efficiency Rebates | Business, Consumer Low-Income | 2009 | Preliminary | 434 | InfraredHalogen_36-48W - Retail / Common Area Savings application - Low-Income sector | 0.02 | 89 | 1780 | 0.014 | 62.3 | 1246 | 70 | 20 | 0 | 0 | 0 | 0 | 0 | 0 | 0
1733 | 43 | Multi-Family Energy Efficiency Rebates | Business, Consumer Low-Income | 2009 | Preliminary | 435 | InfraredHalogen_49-60W - Retail / Common Area Savings application - Low-Income sector | 0.02 | 89 | 1780 | 0.014 | 62.3 | 1246 | 70 | 20 | 0 | 0 | 0 | 0 | 0 | 0 | 0
1734 | 43 | Multi-Family Energy Efficiency Rebates | Business, Consumer Low-Income | 2009 | Preliminary | 436 | Self-BallastedMetalHalide120W - Retail / Common Area Savings application - Low-Income sector | 0.096 | 427.2 | 8544 | 0.0672 | 299.04 | 5980.8 | 70 | 20 | 0 | 0 | 0 | 0 | 0 | 0 | 0
1735 | 43 | Multi-Family Energy Efficiency Rebates | Business, Consumer Low-Income | 2009 | Preliminary | 437 | Self-BallastedMetalHalide50W - Retail / Common Area Savings application - Low-Income sector | 0.026 | 115.7 | 2314 | 0.0182 | 80.99 | 1619.8 | 70 | 20 | 0 | 0 | 0 | 0 | 0 | 0 | 0
1736 | 43 | Multi-Family Energy Efficiency Rebates | Business, Consumer Low-Income | 2009 | Preliminary | 438 | MetalHalide_150W - Retail / Common Area Savings application - Low-Income sector | 0.025 | 111.25 | 2225 | 0.0175 | 77.875 | 1557.5 | 70 | 20 | 0 | 0 | 0 | 0 | 0 | 0 | 0
1737 | 43 | Multi-Family Energy Efficiency Rebates | Business, Consumer Low-Income | 2009 | Preliminary | 439 | MetalHalide_360W - Retail / Common Area Savings application - Low-Income sector | 0.04 | 178 | 3560 | 0.028 | 124.6 | 2492 | 70 | 20 | 0 | 0 | 0 | 0 | 0 | 0 | 0
1738 | 43 | Multi-Family Energy Efficiency Rebates | Business, Consumer Low-Income | 2009 | Preliminary | 440 | HighPressure_225W - Retail / Common Area Savings application - Low-Income sector | 0.025 | 111.25 | 2225 | 0.0175 | 77.875 | 1557.5 | 70 | 20 | 0 | 0 | 0 | 0 | 0 | 0 | 0
1739 | 43 | Multi-Family Energy Efficiency Rebates | Business, Consumer Low-Income | 2009 | Preliminary | 441 | ElecBallast_MetalHde200-W - Retail / Common Area Savings application - Low-Income sector | 0.06 | 289.25 | 5785 | 0.042 | 202.475 | 4049.5 | 70 | 20 | 0 | 0 | 0 | 0 | 0 | 0 | 0
1740 | 43 | Multi-Family Energy Efficiency Rebates | Business, Consumer Low-Income | 2009 | Preliminary | 442 | ElecBallast_MetalHde250-360W - Retail / Common Area Savings application - Low-Income sector | 0.128 | 569.6 | 11392 | 0.0896 | 398.72 | 7974.4 | 70 | 20 | 0 | 0 | 0 | 0 | 0 | 0 | 0
1741 | 43 | Multi-Family Energy Efficiency Rebates | Business, Consumer Low-Income | 2009 | Preliminary | 443 | ElecBallast_MetalHde400+W - Retail / Common Area Savings application - Low-Income sector | 0.226 | 1005.7 | 20114 | 0.1582 | 703.99 | 14079.8 | 70 | 20 | 0 | 0 | 0 | 0 | 0 | 0 | 0
1742 | 43 | Multi-Family Energy Efficiency Rebates | Business, Consumer Low-Income | 2009 | Preliminary | 444 | ElecBallast_HighPress200-W - Retail / Common Area Savings application - Low-Income sector | 0.04 | 178 | 3560 | 0.028 | 124.6 | 2492 | 70 | 20 | 0 | 0 | 0 | 0 | 0 | 0 | 0
1743 | 43 | Multi-Family Energy Efficiency Rebates | Business, Consumer Low-Income | 2009 | Preliminary | 445 | ElecBallast_HighPress250W - Retail / Common Area Savings application - Low-Income sector | 0.055 | 244.75 | 4895 | 0.0385 | 171.325 | 3426.5 | 70 | 20 | 0 | 0 | 0 | 0 | 0 | 0 | 0
1744 | 43 | Multi-Family Energy Efficiency Rebates | Business, Consumer Low-Income | 2009 | Preliminary | 446 | ElecBallast_HighPress400W - Retail / Common Area Savings application - Low-Income sector | 0.075 | 333.75 | 6675 | 0.0525 | 233.625 | 4672.5 | 70 | 20 | 0 | 0 | 0 | 0 | 0 | 0 | 0
1745 | 43 | Multi-Family Energy Efficiency Rebates | Business, Consumer Low-Income | 2009 | Preliminary | 447 | ElecBallast_HighPress600W - Retail / Common Area Savings application - Low-Income sector | 0.081 | 360.45 | 7209 | 0.0567 | 252.315 | 5046.3 | 70 | 20 | 0 | 0 | 0 | 0 | 0 | 0 | 0
1746 | 43 | Multi-Family Energy Efficiency Rebates | Business, Consumer Low-Income | 2009 | Preliminary | 448 | ElecBallast_HighPress1000W - Retail / Common Area Savings application - Low-Income sector | 0.095 | 422.75 | 8455 | 0.0665 | 295.925 | 5918.5 | 70 | 20 | 0 | 0 | 0 | 0 | 0 | 0 | 0
1747 | 43 | Multi-Family Energy Efficiency Rebates | Business, Consumer Low-Income | 2009 | Preliminary | 449 | OccSen_SwitchPlate - Retail / Common Area Savings application - Low-Income sector | 0.09 | 400.5 | 8010 | 0.063 | 280.35 | 5607 | 70 | 20 | 0 | 0 | 0 | 0 | 0 | 0 | 0
1748 | 43 | Multi-Family Energy Efficiency Rebates | Business, Consumer Low-Income | 2009 | Preliminary | 450 | OccSen_CelingMounted - Retail / Common Area Savings application - Low-Income sector | 0.09 | 400.5 | 8010 | 0.063 | 280.35 | 5607 | 70 | 20 | 0 | 0 | 0 | 0 | 0 | 0 | 0
1749 | 43 | Multi-Family Energy Efficiency Rebates | Business, Consumer Low-Income | 2009 | Preliminary | 451 | TempControls_InSuiteHeat - Retail / Common Area Savings application - Low-Income sector | 0.05 | 0 | 0 | 0.035 | 0 | 0 | 70 | 20 | 0 | 0 | 0 | 0 | 0 | 0 | 0
1750 | 43 | Multi-Family Energy Efficiency Rebates | Business, Consumer Low-Income | 2009 | Preliminary | 452 | TempControls_InSuiteCool - Retail / Common Area Savings application - Low-Income sector | 0.076 | 0 | 0 | 0.0532 | 0 | 0 | 70 | 20 | 0 | 0 | 0 | 0 | 0 | 0 | 0
1751 | 43 | Multi-Family Energy Efficiency Rebates | Business, Consumer Low-Income | 2009 | Preliminary | 453 | TempControls_Heat&Cool - Retail / Common Area Savings application - Low-Income sector | 0.076 | 0 | 0 | 0.0532 | 0 | 0 | 70 | 20 | 0 | 0 | 0 | 0 | 0 | 0 | 0
1752 | 43 | Multi-Family Energy Efficiency Rebates | Business, Consumer Low-Income | 2009 | Preliminary | 454 | ECM_AirFurnace - Retail / Common Area Savings application - Low-Income sector | 0.325 | 712.9879 | 14259.758 | 0.2275 | 499.0915 | 9981.8306 | 70 | 20 | 0 | 0 | 0 | 0 | 0 | 0 | 0
1753 | 43 | Multi-Family Energy Efficiency Rebates | Business, Consumer Low-Income | 2009 | Preliminary | 455 | GroundSource_LowRise - Retail / Common Area Savings application - Low-Income sector | 0.12 | -1485.8 | -29716 | 0.084 | -1040.06 | -20801.2 | 70 | 20 | 0 | 0 | 0 | 0 | 0 | 0 | 0
1754 | 43 | Multi-Family Energy Efficiency Rebates | Business, Consumer Low-Income | 2009 | Preliminary | 456 | GroundSource_HighRise - Retail / Common Area Savings application - Low-Income sector | 0.505 | 1385.495 | 27709.9 | 0.3535 | 969.8465 | 19396.93 | 70 | 20 | 0 | 0 | 0 | 0 | 0 | 0 | 0
1755 | 43 | Multi-Family Energy Efficiency Rebates | Business, Consumer Low-Income | 2009 | Preliminary | 457 | GroundSource_Average - Retail / Common Area Savings application - Low-Income sector | 0.313 | -50 | -1000 | 0.2191 | -35 | -700 | 70 | 20 | 0 | 0 | 0 | 0 | 0 | 0 | 0
1756 | 43 | Multi-Family Energy Efficiency Rebates | Business, Consumer Low-Income | 2009 | Preliminary | 458 | Non-ElectricChillers - Retail / Common Area Savings application - Low-Income sector | 1.35 | 1620 | 32400 | 0.945 | 1134 | 22680 | 70 | 20 | 0 | 0 | 0 | 0 | 0 | 0 | 0
1757 | 43 | Multi-Family Energy Efficiency Rebates | Business, Consumer Low-Income | 2009 | Preliminary | 459 | EnerStarWasher - Retail / Common Area Savings application - Low-Income sector | 0 | 65.5 | 1310 | 0 | 45.85 | 917 | 70 | 20 | 0 | 0 | 0 | 0 | 0 | 0 | 0
1758 | 43 | Multi-Family Energy Efficiency Rebates | Business, Consumer Low-Income | 2009 | Preliminary | 460 | NaturalGasDryer_InSuite - Retail / Common Area Savings application - Low-Income sector | 0 | 0 | 0 | 0 | 0 | 0 | 70 | 20 | 0 | 0 | 0 | 0 | 0 | 0 | 0
1759 | 43 | Multi-Family Energy Efficiency Rebates | Business, Consumer Low-Income | 2009 | Preliminary | 461 | NaturalGasDryer_Common - Retail / Common Area Savings application - Low-Income sector | 0 | 0 | 0 | 0 | 0 | 0 | 70 | 20 | 0 | 0 | 0 | 0 | 0 | 0 | 0
1760 | 43 | Multi-Family Energy Efficiency Rebates | Business, Consumer Low-Income | 2009 | Preliminary | 462 | EnergyStar_DishWasher - Retail / Common Area Savings application - Low-Income sector | 0 | 0 | 0 | 0 | 0 | 0 | 70 | 20 | 0 | 0 | 0 | 0 | 0 | 0 | 0
1761 | 43 | Multi-Family Energy Efficiency Rebates | Business, Consumer Low-Income | 2009 | Preliminary | 463 | EnergyStar_Fridge - Retail / Common Area Savings application - Low-Income sector | 0.007 | 68.8 | 1376 | 0.0049 | 48.16 | 963.2 | 70 | 20 | 0 | 0 | 0 | 0 | 0 | 0 | 0
1762 | 43 | Multi-Family Energy Efficiency Rebates | Business, Consumer Low-Income | 2009 | Preliminary | 464 | EnergyStar_CeilingFan - Retail / Common Area Savings application - Low-Income sector | 0 | 89.8 | 1796 | 0 | 62.86 | 1257.2 | 70 | 20 | 0 | 0 | 0 | 0 | 0 | 0 | 0
1763 | 43 | Multi-Family Energy Efficiency Rebates | Business, Consumer Low-Income | 2009 | Preliminary | 465 | Non-ElectricWaterHeater - Retail / Common Area Savings application - Low-Income sector | 0.0164 | 95.576 | 1911.52 | 0.01148 | 66.9032 | 1338.064 | 70 | 20 | 0 | 0 | 0 | 0 | 0 | 0 | 0
1764 | 43 | Multi-Family Energy Efficiency Rebates | Business, Consumer Low-Income | 2009 | Preliminary | 466 | SolarHotWaterCollector - Retail / Common Area Savings application - Low-Income sector | 0.6 | 1020 | 20400 | 0.42 | 714 | 14280 | 70 | 20 | 0 | 0 | 0 | 0 | 0 | 0 | 0
1765 | 43 | Multi-Family Energy Efficiency Rebates | Business, Consumer Low-Income | 2009 | Preliminary | 467 | Non-ElectricTankHotWater - Retail / Common Area Savings application - Low-Income sector | 0.025 | 145.845 | 2916.9 | 0.0175 | 102.0915 | 2041.83 | 70 | 20 | 0 | 0 | 0 | 0 | 0 | 0 | 0
1766 | 43 | Multi-Family Energy Efficiency Rebates | Business, Consumer Low-Income | 2009 | Preliminary | 468 | DrainWaterHeatRecovery - Retail / Common Area Savings application - Low-Income sector | 5.385 | 8440 | 168800 | 3.7695 | 5908 | 118160 | 70 | 20 | 0 | 0 | 0 | 0 | 0 | 0 | 0
1767 | 43 | Multi-Family Energy Efficiency Rebates | Business, Consumer Low-Income | 2009 | Preliminary | 469 | DomesticHotWaterRecirc - Retail / Common Area Savings application - Low-Income sector | 0 | 185 | 3700 | 0 | 129.5 | 2590 | 70 | 20 | 0 | 0 | 0 | 0 | 0 | 0 | 0
1768 | 43 | Multi-Family Energy Efficiency Rebates | Business, Consumer Low-Income | 2009 | Preliminary | 470 | Custom Project - Custom Project application - Low-Income sector | Custom | Custom | Custom | Custom | Custom | Custom | 70 | Custom | 0 | 0 | 0 | 0 | 0 | 0 | 0
1769 | 44 | Demand Response 1 | Business, Industrial | 2009 | Preliminary | 1 | Voluntary Load Shedding Project | Custom | Custom | Custom | Custom | Custom | Custom | 100 | 1 | 0.042133 | 351.6067 | 0 | 0 | 351.6067 | 0 | 0
1770 | 45 | Demand Response 2 | Business, Industrial | 2009 | Preliminary | 1 | Contractual Load Shifting Project | Custom | Custom | Custom | Custom | Custom | Custom | 100 | 5 | 0.0060189 | 306.9662 | 0 | 0 | 306.9662 | 0 | 0
1771 | 46 | Demand Response 3 | Business, Industrial | 2009 | Preliminary | 1 | Contractual Load Shedding Project | Custom | Custom | Custom | Custom | Custom | Custom | 100 | 5 | 0.17656 | 170.5368 | 0 | 0 | 170.5368 | 0 | 0
1772 | 47 | Electricity Resources Demand Response | Business, Industrial | 2009 | Preliminary | 1 | Rodan Contract | 2810 | 0 | 0 | 2810 | 0 | 0 | 100 | 3 | 0.0020063 | 5.6377 | 0 | 0 | 5.6377 | 0 | 0
1773 | 47 | Electricity Resources Demand Response | Business, Industrial | 2009 | Preliminary | 2 | Loblaw Contract | 0 | 0 | 0 | 0 | 0 | 0 | 100 | 2 | 0 | 0 | 0 | 0 | 0 | 0 | 0
1774 | 48 | LDC Custom - Thunder Bay Hydro - Phantom Load | Consumer | 2009 | Preliminary | 1 | Power Bar with Integrated Timer | 0.006 | 72.4 | 724 | 0.0042 | 50.68 | 506.8 | 70 | 10 | 0 | 0 | 0 | 0 | 0 | 0 | 0
1775 | 49 | LDC Custom - Toronto Hydro - Summer Challenge | Consumer | 2009 | Preliminary | 1 | Households | 0 | 401.1 | 401.1 | 0 | 280.77 | 280.77 | 70 | 1 | 0 | 0 | 0 | 0 | 0 | 0 | 0

## VECC IR #4a – Finalized
OPA Conservation & Demand Management Programs
Measure Results at End-User Level
For: | Orangeville Hydro Limited
# | Initiative Number | Initiative Name | Program Name | Program Year | Results Status | # | Measure Name | Unit Savings Assumptions | [8 empty] | LDC Specific Results
[8 empty] | Gross Summer Peak Demand Savings (kW) | Gross Annual Energy Savings (kWh) | Gross Lifetime Energy Savings (kWh) | Net Summer Peak Demand Savings (kW) | Net Annual Energy Savings (kWh) | Net Lifetime Energy Savings (kWh) | Aggregate Net-to-Gross Adjustment (%) | Effective Useful Life (EUL) |  | Activity Results (#) | Gross Summer Peak Demand Savings (kW) | Gross Annual Energy Savings (kWh) | Gross Lifetime Energy Savings (kWh) | Net Summer Peak Demand Savings (kW) | Net Annual Energy Savings (kWh) | Net Lifetime Energy Savings (kWh)
1 | 1 | Secondary Refrigerator Retirement Pilot | Consumer | 2006 | Final | 1 | Refrigerator Retirement | 0.272 | 1200 | 7200 | 0.2448 | 1080 | 6480 | 90 | 6 |  | 10.5873 | 2.8797 | 12704.7242 | 76228.3451 | 2.5918 | 11434.2518 | 68605.5106
2 | 1 | Secondary Refrigerator Retirement Pilot | Consumer | 2006 | Final | 2 | Freezer Retirement | 0.204 | 900 | 5400 | 0.1836 | 810 | 4860 | 90 | 6 |  | 0.45784 | 0.093399 | 412.0554 | 2472.3322 | 0.084059 | 370.8498 | 2225.099
3 | 2 | Cool & Hot Savings Rebate | Consumer | 2006 | Final | 1 | Energy Star® Central Air Conditioner - Cool Savings | 0.39888 | 390.0044 | 5460.0616 | 0.35899 | 351.004 | 4914.0554 | 90 | 14 |  | 30.3672 | 12.1129 | 11843.3393 | 165806.7498 | 10.9016 | 10659.0053 | 149226.0748
4 | 2 | Cool & Hot Savings Rebate | Consumer | 2006 | Final | 2 | Programmable Thermostat - Cool Savings | 0.18108 | 176.6226 | 3179.2066 | 0.16297 | 158.9603 | 2861.2859 | 90 | 18 |  | 23.1346 | 4.1892 | 4086.0927 | 73549.6687 | 3.7703 | 3677.4834 | 66194.7018
5 | 2 | Cool & Hot Savings Rebate | Consumer | 2006 | Final | 3 | Central Air Conditioner Tune-ups - Cool Savings | 0.41995 | 409.9882 | 3279.9058 | 0.37795 | 368.9894 | 2951.9152 | 90 | 8 |  | 20.7104 | 8.6973 | 8491.0085 | 67928.0678 | 7.8276 | 7641.9076 | 61135.261
6 | 2 | Cool & Hot Savings Rebate | Consumer | 2006 | Final | 4 | Energy Star® Central Air Conditioner - Hot Savings | 0.16941 | 154.9283 | 2788.7089 | 0.096905 | 88.619 | 1595.1415 | 57.2 | 18 |  | 6.1851 | 1.0478 | 958.2391 | 17248.3047 | 0.59936 | 548.1128 | 9866.0303
7 | 2 | Cool & Hot Savings Rebate | Consumer | 2006 | Final | 5 | Efficient Furnace with ECM - Hot Savings | 0.49614 | 836.6963 | 12550.4445 | 0.29322 | 494.4875 | 7417.3127 | 59.1 | 15 |  | 13.0199 | 6.4597 | 10893.7332 | 163405.9974 | 3.8177 | 6438.1963 | 96572.9444
8 | 2 | Cool & Hot Savings Rebate | Consumer | 2006 | Final | 6 | Programmable Thermostat - Hot Savings | 0.027593 | 53.6 | 804 | 0.0075776 | 14.7196 | 220.7945 | 27.462 | 15 |  | 12.0336 | 0.33204 | 644.9998 | 9674.9969 | 0.091185 | 177.1298 | 2656.9476
9 | 3 | Every Kilowatt Counts | Consumer | 2006 | Final | 1 | Energy Star® Compact Fluorescent Light Bulb - Spring Campaign | 0 | 104.4 | 417.6 | 0 | 93.96 | 375.84 | 90 | 4 |  | 2823.5723 | 0 | 294780.9468 | 1179123.7872 | 0 | 265302.8521 | 1061211.4084
10 | 3 | Every Kilowatt Counts | Consumer | 2006 | Final | 2 | Electric Timers - Spring Campaign | 0 | 183 | 3660 | 0 | 164.7 | 3294 | 90 | 20 |  | 79.1577 | 0 | 14485.8541 | 289717.082 | 0 | 13037.2687 | 260745.3738
11 | 3 | Every Kilowatt Counts | Consumer | 2006 | Final | 3 | Programmable Thermostats - Spring Campaign | 0.05 | 216 | 3240 | 0.045 | 194.4 | 2916 | 90 | 15 |  | 34.4329 | 1.7216 | 7437.5045 | 111562.568 | 1.5495 | 6693.7541 | 100406.3112
12 | 3 | Every Kilowatt Counts | Consumer | 2006 | Final | 4 | Energy Star® Ceiling Fans - Spring Campaign | 0.014 | 141 | 2820 | 0.0126 | 126.9 | 2538 | 90 | 20 |  | 26.1939 | 0.36671 | 3693.339 | 73866.7804 | 0.33004 | 3324.0051 | 66480.1024
13 | 3 | Every Kilowatt Counts | Consumer | 2006 | Final | 5 | Energy Star® Compact Fluorescent Light Bulb - Autumn Campaign | 0 | 104.4 | 417.6 | 0 | 93.96 | 375.84 | 90 | 4 |  | 4186.5228 | 0 | 437072.976 | 1748291.9041 | 0 | 393365.6784 | 1573462.7137
14 | 3 | Every Kilowatt Counts | Consumer | 2006 | Final | 6 | Seasonal Light Emitting Diode Light String - Autumn Campaign | 0 | 30.75 | 922.5 | 0 | 27.675 | 830.25 | 90 | 30 |  | 1007.6938 | 0 | 30986.583 | 929597.4906 | 0 | 27887.9247 | 836637.7416
15 | 3 | Every Kilowatt Counts | Consumer | 2006 | Final | 7 | Programmable Thermostats - Autumn Campaign | 0.11774 | 522.0945 | 9397.7018 | 0.10596 | 469.8851 | 8457.9316 | 90 | 18 |  | 66.4266 | 7.8208 | 34680.9833 | 624257.6989 | 7.0387 | 31212.8849 | 561831.929
16 | 3 | Every Kilowatt Counts | Consumer | 2006 | Final | 8 | Dimmers - Autumn Campaign | 0 | 139 | 1390 | 0 | 125.1 | 1251 | 90 | 10 |  | 52.5249 | 0 | 7300.965 | 73009.6504 | 0 | 6570.8685 | 65708.6854
17 | 3 | Every Kilowatt Counts | Consumer | 2006 | Final | 9 | Indoor Motion Sensors - Autumn Campaign | 0 | 209 | 4180 | 0 | 188.1 | 3762 | 90 | 20 |  | 18.8474 | 0 | 3939.0996 | 78781.9913 | 0 | 3545.1896 | 70903.7921
18 | 3 | Every Kilowatt Counts | Consumer | 2006 | Final | 10 | Programmable Basebaord Thermostats - Autumn Campaign | 0 | 1466.3 | 26393.4 | 0 | 1319.67 | 23754.06 | 90 | 18 |  | 3.9565 | 0 | 5801.4339 | 104425.8098 | 0 | 5221.2905 | 93983.2288
19 | 4 | Demand Response 1 | Business, Industrial | 2006 | Final | 1 | Voluntary Load Shedding Project | Custom | Custom | Custom | Custom | Custom | Custom | 100 | 1 |  | 0.018866 | 556.7578 | 0 | 0 | 556.7578 | 0 | 0
20 | 5 | Electricity Resources Demand Response | Consumer | 2006 | Final | 1 | Rodan Contract | 3000 | 0 | 0 | 3000 | 0 | 0 | 100 | 1 |  | 0.0020962 | 6.2887 | 0 | 0 | 6.2887 | 0 | 0
21 | 5 | Electricity Resources Demand Response | Consumer | 2006 | Final | 2 | Loblaw Contract | 10000 | 0 | 0 | 10000 | 0 | 0 | 100 | 1 |  | 0.0020962 | 20.9623 | 0 | 0 | 20.9623 | 0 | 0
22 | 6 | Great Refrigerator Roundup | Consumer | 2007 | Final | 1 | Bottom Freezer Fridge | 0.11547 | 1064.2666 | 9578.3997 | 0.084403 | 777.9576 | 7001.6186 | 73.098 | 9 |  | 1.3247 | 0.15296 | 1409.8865 | 12688.9785 | 0.11181 | 1030.5988 | 9275.3895
23 | 6 | Great Refrigerator Roundup | Consumer | 2007 | Final | 2 | Chest Freezer | 0.067448 | 471.4632 | 3771.7059 | 0.030835 | 215.5353 | 1724.2825 | 45.7163 | 8 |  | 32.5244 | 2.1937 | 15334.039 | 122672.3122 | 1.0029 | 7010.1476 | 56081.1809
24 | 6 | Great Refrigerator Roundup | Consumer | 2007 | Final | 3 | Side by Side Fridge-Freezer | 0.096667 | 899.9205 | 8099.2847 | 0.037843 | 352.3012 | 3170.7112 | 39.148 | 9 |  | 10.9573 | 1.0592 | 9860.7189 | 88746.4705 | 0.41466 | 3860.2782 | 34742.5038
25 | 6 | Great Refrigerator Roundup | Consumer | 2007 | Final | 4 | Single Door Fridge | 0.077752 | 721.2566 | 6491.3094 | 0.030439 | 282.3578 | 2541.2204 | 39.148 | 9 |  | 30.361 | 2.3606 | 21898.0741 | 197082.6672 | 0.92414 | 8572.6668 | 77154.0014
26 | 6 | Great Refrigerator Roundup | Consumer | 2007 | Final | 5 | Small Freezer (under 10 cubic feet) | 0.048427 | 338.507 | 2708.0561 | 0.014577 | 101.896 | 815.1682 | 30.1016 | 8 |  | 1.1885 | 0.057556 | 402.3161 | 3218.5287 | 0.017325 | 121.1036 | 968.8287
27 | 6 | Great Refrigerator Roundup | Consumer | 2007 | Final | 6 | Small Fridge (under 10 cubic feet) | 0.051557 | 489.9515 | 4409.5635 | 0.015519 | 147.4832 | 1327.3492 | 30.1016 | 9 |  | 2.3811 | 0.12276 | 1166.6164 | 10499.5472 | 0.036953 | 351.1702 | 3160.5317
28 | 6 | Great Refrigerator Roundup | Consumer | 2007 | Final | 7 | Top Freezer Fridge | 0.078954 | 731.8194 | 6586.375 | 0.030909 | 286.493 | 2578.4367 | 39.148 | 9 |  | 109.9758 | 8.683 | 80482.4583 | 724342.1243 | 3.3992 | 31507.305 | 283565.7446
29 | 6 | Great Refrigerator Roundup | Consumer | 2007 | Final | 8 | Upright Freezer | 0.10628 | 742.9258 | 5943.4061 | 0.048589 | 339.6378 | 2717.1024 | 45.7163 | 8 |  | 6.2871 | 0.66822 | 4670.8788 | 37367.0303 | 0.30549 | 2135.3506 | 17082.805
30 | 6 | Great Refrigerator Roundup | Consumer | 2007 | Final | 9 | Window Air Conditioner | 0.56157 | 240.1722 | 1080.7748 | 0.24204 | 103.5142 | 465.8139 | 43.1 | 4.5 |  | 0 | 0 | 0 | 0 | 0 | 0 | 0
31 | 7 | Cool & Hot Savings Rebate | Consumer | 2007 | Final | 1 | Energy Star® Central Air Conditioner - Hot Savings | 0.16941 | 154.9283 | 2788.7089 | 0.096905 | 88.619 | 1595.1415 | 57.2 | 18 |  | 6.1242 | 1.0375 | 948.8087 | 17078.5557 | 0.59346 | 542.7185 | 9768.9339
32 | 7 | Cool & Hot Savings Rebate | Consumer | 2007 | Final | 2 | Efficient Furnace with ECM - Hot Savings | 0.49614 | 836.6963 | 12550.4445 | 0.29322 | 494.4875 | 7417.3127 | 59.1 | 15 |  | 12.8918 | 6.3962 | 10786.5226 | 161797.8393 | 3.7801 | 6374.8349 | 95622.523
33 | 7 | Cool & Hot Savings Rebate | Consumer | 2007 | Final | 3 | Programmable Thermostat - Hot Savings | 0.027593 | 53.6 | 804 | 0.0075776 | 14.7196 | 220.7945 | 27.462 | 15 |  | 11.9151 | 0.32877 | 638.652 | 9579.7805 | 0.090288 | 175.3866 | 2630.7993
34 | 7 | Cool & Hot Savings Rebate | Consumer | 2007 | Final | 4 | Energy Star® Central Air Conditioner, Tier 2 - Cool Savings | 0.16941 | 154.9283 | 2788.7089 | 0.096905 | 88.619 | 1595.1415 | 57.2 | 18 |  | 47.6627 | 8.0747 | 7384.2979 | 132917.3627 | 4.6187 | 4223.8184 | 76028.7314
35 | 7 | Cool & Hot Savings Rebate | Consumer | 2007 | Final | 5 | Energy Star® Central Air Conditioner, Tier 1 - Cool Savings | 0.16941 | 154.9283 | 2788.7089 | 0.096905 | 88.619 | 1595.1415 | 57.2 | 18 |  | 0 | 0 | 0 | 0 | 0 | 0 | 0
36 | 7 | Cool & Hot Savings Rebate | Consumer | 2007 | Final | 6 | Medium Efficiency Furnace with ECM - Cool Savings | 0.49614 | 836.6963 | 12550.4445 | 0.29322 | 494.4875 | 7417.3127 | 59.1 | 15 |  | 63.2578 | 31.3849 | 52927.549 | 793913.2353 | 18.5485 | 31280.1815 | 469202.7221
37 | 7 | Cool & Hot Savings Rebate | Consumer | 2007 | Final | 7 | High Efficiency Furnace with ECM - Cool Savings | 0.49614 | 836.6963 | 12550.4445 | 0.29322 | 494.4875 | 7417.3127 | 59.1 | 15 |  | 0 | 0 | 0 | 0 | 0 | 0 | 0
38 | 7 | Cool & Hot Savings Rebate | Consumer | 2007 | Final | 8 | Programmable Thermostat - Cool Savings | 0.027593 | 53.612 | 804.1795 | 0.0075776 | 14.7229 | 220.8438 | 27.462 | 15 |  | 59.0984 | 1.6307 | 3168.3811 | 47525.7168 | 0.44782 | 870.1008 | 13051.5124
39 | 7 | Cool & Hot Savings Rebate | Consumer | 2007 | Final | 9 | Central Air Conditioner Tune-ups - Cool Savings | 0.25694 | 234.9713 | 1174.8563 | 0.040372 | 36.9199 | 184.5993 | 15.7125 | 5 |  | 58.5949 | 15.0555 | 13768.1223 | 68840.6117 | 2.3656 | 2163.3162 | 10816.5811
40 | 8 | Every Kilowatt Counts | Consumer | 2007 | Final | 1 | 15 W CFL | 0.0013 | 43 | 344 | 0.001014 | 33.54 | 268.32 | 78 | 8 |  | 4963.799 | 6.4529 | 213443.3571 | 1707546.8566 | 5.0333 | 166485.8185 | 1331886.5481
41 | 8 | Every Kilowatt Counts | Consumer | 2007 | Final | 2 | 20+ W CFL | 0.0019 | 62.1 | 496.8 | 0.001482 | 48.438 | 387.504 | 78 | 8 |  | 808.0596 | 1.5353 | 50180.5026 | 401444.0204 | 1.1975 | 39140.792 | 313126.3359
42 | 8 | Every Kilowatt Counts | Consumer | 2007 | Final | 3 | Energy Star® Light Fixture | 0.0056 | 122.9 | 1966.4 | 0.00308 | 67.595 | 1081.52 | 55 | 16 |  | 19.2803 | 0.10797 | 2369.543 | 37912.6878 | 0.059383 | 1303.2486 | 20851.9783
43 | 8 | Every Kilowatt Counts | Consumer | 2007 | Final | 4 | T8 Fluorescent Tube | 0.0012 | 37.2 | 669.6 | 0.000924 | 28.644 | 515.592 | 77 | 18 |  | 37.7875 | 0.045345 | 1405.6965 | 25302.5364 | 0.034916 | 1082.3863 | 19482.953
44 | 8 | Every Kilowatt Counts | Consumer | 2007 | Final | 5 | Seasonal LED Light String | 0 | 13.7 | 68.5 | 0 | 6.713 | 33.565 | 49 | 5 |  | 1315.0807 | 0 | 18016.6062 | 90083.0309 | 0 | 8828.137 | 44140.6851
45 | 8 | Every Kilowatt Counts | Consumer | 2007 | Final | 6 | Project Porchlight CFL | 0.0013 | 43 | 344 | 0.000988 | 32.68 | 261.44 | 76 | 8 |  | 1044.5472 | 1.3579 | 44915.5295 | 359324.2357 | 1.032 | 34135.8024 | 273086.4192
46 | 8 | Every Kilowatt Counts | Consumer | 2007 | Final | 7 | Solar Light | 0 | 4.81 | 24.05 | 0 | 0.6253 | 3.1265 | 13 | 5 |  | 637.2741 | 0 | 3065.2883 | 15326.4413 | 0 | 398.4875 | 1992.4374
47 | 8 | Every Kilowatt Counts | Consumer | 2007 | Final | 8 | Energy Star® Ceiling Fan | 0.0028 | 89.8 | 898 | 0.00154 | 49.39 | 493.9 | 55 | 10 |  | 40.0396 | 0.11211 | 3595.5546 | 35955.5457 | 0.061661 | 1977.555 | 19775.5501
48 | 8 | Every Kilowatt Counts | Consumer | 2007 | Final | 9 | Furnace Filter | 0.0112 | 37.7 | 37.7 | 0.00616 | 20.735 | 20.735 | 55 | 1 |  | 161.3324 | 1.8069 | 6082.2316 | 6082.2316 | 0.99381 | 3345.2274 | 3345.2274
49 | 8 | Every Kilowatt Counts | Consumer | 2007 | Final | 10 | Power Bar with Timer | 0.0063 | 72.4 | 724 | 0.004851 | 55.748 | 557.48 | 77 | 10 |  | 17.6361 | 0.11111 | 1276.8562 | 12768.5616 | 0.085553 | 983.1792 | 9831.7925
50 | 8 | Every Kilowatt Counts | Consumer | 2007 | Final | 11 | Lighting Control Device | 0.0185 | 72.2 | 722 | 0.010175 | 39.71 | 397.1 | 55 | 10 |  | 204.1923 | 3.7776 | 14742.6815 | 147426.8148 | 2.0777 | 8108.4748 | 81084.7481
51 | 8 | Every Kilowatt Counts | Consumer | 2007 | Final | 12 | Outdoor Motion Sensor | 0 | 159.8 | 1598 | 0 | 87.89 | 878.9 | 55 | 10 |  | 63.7508 | 0 | 10187.3786 | 101873.7856 | 0 | 5603.0582 | 56030.5821
52 | 8 | Every Kilowatt Counts | Consumer | 2007 | Final | 13 | Dimmer Switch | 0.0007 | 23.7 | 237 | 0.000385 | 13.035 | 130.35 | 55 | 10 |  | 40.5075 | 0.028355 | 960.0287 | 9600.2871 | 0.015595 | 528.0158 | 5280.1579
53 | 8 | Every Kilowatt Counts | Consumer | 2007 | Final | 14 | Programmable Thermostat | 0 | 75.1 | 1126.5 | 0 | 41.305 | 619.575 | 55 | 15 |  | 38.9261 | 0 | 2923.3498 | 43850.247 | 0 | 1607.8424 | 24117.6358
54 | 9 | peaksaver® | Consumer, Business | 2007 | Final | 1 | Residential Air Conditioner - Switch | 0.63 | 0 | 0 | 0.567 | 0 | 0 | 90 | 12 |  | 0 | 0 | 0 | 0 | 0 | 0 | 0
55 | 9 | peaksaver® | Consumer, Business | 2007 | Final | 2 | Residential Air Conditioner - Thermostat | 0.63 | 0 | 0 | 0.567 | 0 | 0 | 90 | 12 |  | 132 | 83.16 | 0 | 0 | 74.844 | 0 | 0
56 | 9 | peaksaver® | Consumer, Business | 2007 | Final | 3 | Residential Electric Water Heater | 0.3 | 0 | 0 | 0.27 | 0 | 0 | 90 | 12 |  | 0 | 0 | 0 | 0 | 0 | 0 | 0
57 | 9 | peaksaver® | Consumer, Business | 2007 | Final | 4 | Commercial Air Conditioner - Switch | 4 | 0 | 0 | 3.6 | 0 | 0 | 90 | 12 |  | 0 | 0 | 0 | 0 | 0 | 0 | 0
58 | 9 | peaksaver® | Consumer, Business | 2007 | Final | 5 | Commercial Air Conditioner - Thermostat | 4 | 0 | 0 | 3.6 | 0 | 0 | 90 | 12 |  | 0 | 0 | 0 | 0 | 0 | 0 | 0
59 | 9 | peaksaver® | Consumer, Business | 2007 | Final | 6 | Commercial Electric Water Heater | 0.3 | 0 | 0 | 0.27 | 0 | 0 | 90 | 12 |  | 0 | 0 | 0 | 0 | 0 | 0 | 0
60 | 10 | Summer Savings | Consumer | 2007 | Final | 1 | Households, Change in Behaviour Only - Behaviour Related | 2.9246 | 5452.6992 | 5452.6992 | 0.35096 | 654.3239 | 654.3239 | 12 | 1 |  | 103.655 | 303.1527 | 565199.6974 | 565199.6974 | 36.3783 | 67823.9637 | 67823.9637
61 | 10 | Summer Savings | Consumer | 2007 | Final | 2 | Households, Change in Behaviour Only - Equipment Related | 0 | 0 | 0 | 0 | 0 | 0 | 12 | 0 |  | 103.655 | 0 | 0 | 0 | 0 | 0 | 0
62 | 10 | Summer Savings | Consumer | 2007 | Final | 3 | Households, Change in Behaviour Only - Compact Fluorescent Light Bulb Related | 0 | 0 | 0 | 0 | 0 | 0 | 12 | 0 |  | 103.655 | 0 | 0 | 0 | 0 | 0 | 0
63 | 10 | Summer Savings | Consumer | 2007 | Final | 4 | Households, Combination of Change in Behaviour and "Pulled Forward" Equipment - Behaviour Related | 1.5655 | 2918.8103 | 2918.8103 | 0.18787 | 350.2572 | 350.2572 | 12 | 1 |  | 103.655 | 162.2765 | 302549.3613 | 302549.3613 | 19.4732 | 36305.9234 | 36305.9234
64 | 10 | Summer Savings | Consumer | 2007 | Final | 5 | Households, Combination of Change in Behaviour and "Pulled Forward" Equipment - Equipment Related | 1.3737 | 1662.2524 | 3324.5048 | 0.16485 | 199.4703 | 398.9406 | 12 | 2 |  | 103.655 | 142.3951 | 172300.8203 | 344601.6406 | 17.0874 | 20676.0984 | 41352.1969
65 | 10 | Summer Savings | Consumer | 2007 | Final | 6 | Households, Combination of Change in Behaviour and "Pulled Forward" Equipment - Compact Fluorescent Light Bulb Related | 0.0053099 | 170.9122 | 1367.2974 | 0.00063718 | 20.5095 | 164.0757 | 12 | 8 |  | 103.655 | 0.55039 | 17715.9064 | 141727.2509 | 0.066047 | 2125.9088 | 17007.2701
66 | 10 | Summer Savings | Consumer | 2007 | Final | 7 | Households, Change in Behaviour and Incremental Equipment (With Full Equipment Life) - Behaviour Related | 1.7442 | 4822.2006 | 4822.2006 | 0.2093 | 578.6641 | 578.6641 | 12 | 1 |  | 103.655 | 180.7915 | 499845.343 | 499845.343 | 21.695 | 59981.4412 | 59981.4412
67 | 10 | Summer Savings | Consumer | 2007 | Final | 8 | Households, Change in Behaviour and Incremental Equipment (With Full Equipment Life) - Equipment Related | 1.2641 | 642.9789 | 9001.7044 | 0.15169 | 77.1575 | 1080.2045 | 12 | 14 |  | 103.655 | 131.0327 | 66647.995 | 933071.9306 | 15.7239 | 7997.7594 | 111968.6317
68 | 10 | Summer Savings | Consumer | 2007 | Final | 9 | Households, Change in Behaviour and Incremental Equipment (With Full Equipment Life) - Compact Fluorescent Light Bulb Related | 0.0061672 | 198.5074 | 1588.0589 | 0.00074006 | 23.8209 | 190.5671 | 12 | 8 |  | 103.655 | 0.63926 | 20576.2862 | 164610.2896 | 0.076711 | 2469.1543 | 19753.2347
69 | 11 | Aboriginal | Consumer | 2007 | Final | 1 | Conservation Kits | 0.043 | 900 | 3600 | 0.043 | 900 | 3600 | 100 | 4 |  | 0 | 0 | 0 | 0 | 0 | 0 | 0
70 | 12 | Affordable Housing Pilot | Consumer Low-Income | 2007 | Final | 1 | 1 - T8 32W w/EL ballast | 0.013 | 30.16 | 422.24 | 0.013 | 30.16 | 422.24 | 100 | 14 |  | 0 | 0 | 0 | 0 | 0 | 0 | 0
71 | 12 | Affordable Housing Pilot | Consumer Low-Income | 2007 | Final | 2 | 2 - T8 32W w/EL ballast | 0.02 | 46.4 | 649.6 | 0.02 | 46.4 | 649.6 | 100 | 14 |  | 0 | 0 | 0 | 0 | 0 | 0 | 0
72 | 12 | Affordable Housing Pilot | Consumer Low-Income | 2007 | Final | 3 | Air-source Heat Pump - Split | 6.0787 | 4437 | 62118 | 6.0787 | 4437 | 62118 | 100 | 14 |  | 0 | 0 | 0 | 0 | 0 | 0 | 0
73 | 12 | Affordable Housing Pilot | Consumer Low-Income | 2007 | Final | 4 | Automated Controls for HVAC | 0 | 18565 | 259910 | 0 | 18565 | 259910 | 100 | 14 |  | 0 | 0 | 0 | 0 | 0 | 0 | 0
74 | 12 | Affordable Housing Pilot | Consumer Low-Income | 2007 | Final | 5 | Boiler | 0.01122 | 17 | 238 | 0.01122 | 17 | 238 | 100 | 14 |  | 0 | 0 | 0 | 0 | 0 | 0 | 0
75 | 12 | Affordable Housing Pilot | Consumer Low-Income | 2007 | Final | 6 | Ceiling Fan (common area) | 0.00462 | 7 | 98 | 0.00462 | 7 | 98 | 100 | 14 |  | 0 | 0 | 0 | 0 | 0 | 0 | 0
76 | 12 | Affordable Housing Pilot | Consumer Low-Income | 2007 | Final | 7 | Ceiling Fan (in-suite) | 0.00462 | 7 | 98 | 0.00462 | 7 | 98 | 100 | 14 |  | 0 | 0 | 0 | 0 | 0 | 0 | 0
77 | 12 | Affordable Housing Pilot | Consumer Low-Income | 2007 | Final | 8 | Central Air Conditioning System - Single | 1.0733 | 807 | 11298 | 1.0733 | 807 | 11298 | 100 | 14 |  | 0 | 0 | 0 | 0 | 0 | 0 | 0
78 | 12 | Affordable Housing Pilot | Consumer Low-Income | 2007 | Final | 9 | Central Air Conditioning System - Split | 1.9365 | 1456 | 20384 | 1.9365 | 1456 | 20384 | 100 | 14 |  | 0 | 0 | 0 | 0 | 0 | 0 | 0
79 | 12 | Affordable Housing Pilot | Consumer Low-Income | 2007 | Final | 10 | CFL Screw-In 15W - in suite | 0.0054 | 180 | 2520 | 0.0054 | 180 | 2520 | 100 | 14 |  | 0 | 0 | 0 | 0 | 0 | 0 | 0
80 | 12 | Affordable Housing Pilot | Consumer Low-Income | 2007 | Final | 11 | CFL Screw-In 25W - in suite | 0.009 | 300 | 4200 | 0.009 | 300 | 4200 | 100 | 14 |  | 0 | 0 | 0 | 0 | 0 | 0 | 0
81 | 12 | Affordable Housing Pilot | Consumer Low-Income | 2007 | Final | 12 | Dimmer Switch | 0.004 | 139 | 1946 | 0.004 | 139 | 1946 | 100 | 14 |  | 0 | 0 | 0 | 0 | 0 | 0 | 0
82 | 12 | Affordable Housing Pilot | Consumer Low-Income | 2007 | Final | 13 | Energy Star Clotheswasher | 0.0287 | 287 | 4018 | 0.0287 | 287 | 4018 | 100 | 14 |  | 0 | 0 | 0 | 0 | 0 | 0 | 0
83 | 12 | Affordable Housing Pilot | Consumer Low-Income | 2007 | Final | 14 | Energy Star Dishwasher | 0.00952 | 136 | 1904 | 0.00952 | 136 | 1904 | 100 | 14 |  | 0 | 0 | 0 | 0 | 0 | 0 | 0
84 | 12 | Affordable Housing Pilot | Consumer Low-Income | 2007 | Final | 15 | Energy Star Refrigerator | 0.0069 | 69 | 966 | 0.0069 | 69 | 966 | 100 | 14 |  | 0 | 0 | 0 | 0 | 0 | 0 | 0
85 | 12 | Affordable Housing Pilot | Consumer Low-Income | 2007 | Final | 16 | Flood Light, 26W Fluorescent Fixture | 0.013 | 128 | 1792 | 0.013 | 128 | 1792 | 100 | 14 |  | 0 | 0 | 0 | 0 | 0 | 0 | 0
86 | 12 | Affordable Housing Pilot | Consumer Low-Income | 2007 | Final | 17 | Front Loading Washing Machine | 0.1108 | 1108 | 15512 | 0.1108 | 1108 | 15512 | 100 | 14 |  | 0 | 0 | 0 | 0 | 0 | 0 | 0
87 | 12 | Affordable Housing Pilot | Consumer Low-Income | 2007 | Final | 18 | Furnace | 0.0165 | 25 | 350 | 0.0165 | 25 | 350 | 100 | 14 |  | 0 | 0 | 0 | 0 | 0 | 0 | 0
88 | 12 | Affordable Housing Pilot | Consumer Low-Income | 2007 | Final | 19 | Furnace with DC Motor | 0.0297 | 45 | 630 | 0.0297 | 45 | 630 | 100 | 14 |  | 0 | 0 | 0 | 0 | 0 | 0 | 0
89 | 12 | Affordable Housing Pilot | Consumer Low-Income | 2007 | Final | 20 | Ground-source Heat Pump | 4.7149 | 3545 | 49630 | 4.7149 | 3545 | 49630 | 100 | 14 |  | 0 | 0 | 0 | 0 | 0 | 0 | 0
90 | 12 | Affordable Housing Pilot | Consumer Low-Income | 2007 | Final | 21 | High Pressure Sodium | 0.0855 | 748.98 | 10485.72 | 0.0855 | 748.98 | 10485.72 | 100 | 14 |  | 0 | 0 | 0 | 0 | 0 | 0 | 0
91 | 12 | Affordable Housing Pilot | Consumer Low-Income | 2007 | Final | 22 | Motion Detector | 0 | 209 | 2926 | 0 | 209 | 2926 | 100 | 14 |  | 0 | 0 | 0 | 0 | 0 | 0 | 0
92 | 12 | Affordable Housing Pilot | Consumer Low-Income | 2007 | Final | 23 | Occupancy Sensors | 0 | 209 | 2926 | 0 | 209 | 2926 | 100 | 14 |  | 0 | 0 | 0 | 0 | 0 | 0 | 0
93 | 12 | Affordable Housing Pilot | Consumer Low-Income | 2007 | Final | 24 | Other CFL Screw-in Light (please specify) | 0.011482 | 382.75 | 5358.5 | 0.011482 | 382.75 | 5358.5 | 100 | 14 |  | 0 | 0 | 0 | 0 | 0 | 0 | 0
94 | 12 | Affordable Housing Pilot | Consumer Low-Income | 2007 | Final | 25 | Other Exterior Lighting (please specify) | 0.013 | 160 | 2240 | 0.013 | 160 | 2240 | 100 | 14 |  | 0 | 0 | 0 | 0 | 0 | 0 | 0
95 | 12 | Affordable Housing Pilot | Consumer Low-Income | 2007 | Final | 26 | Other Parking Garage Lighting (please specify) | 0.0505 | 442.38 | 6193.32 | 0.0505 | 442.38 | 6193.32 | 100 | 14 |  | 0 | 0 | 0 | 0 | 0 | 0 | 0
96 | 12 | Affordable Housing Pilot | Consumer Low-Income | 2007 | Final | 27 | Photo Sensors | 0 | 292 | 4088 | 0 | 292 | 4088 | 100 | 14 |  | 0 | 0 | 0 | 0 | 0 | 0 | 0
97 | 12 | Affordable Housing Pilot | Consumer Low-Income | 2007 | Final | 28 | Programmable Thermostat | 0.013 | 631 | 8834 | 0.013 | 631 | 8834 | 100 | 14 |  | 0 | 0 | 0 | 0 | 0 | 0 | 0
98 | 12 | Affordable Housing Pilot | Consumer Low-Income | 2007 | Final | 29 | Timer - Outdoor Light | 0 | 292 | 4088 | 0 | 292 | 4088 | 100 | 14 |  | 0 | 0 | 0 | 0 | 0 | 0 | 0
99 | 12 | Affordable Housing Pilot | Consumer Low-Income | 2007 | Final | 30 | Ventilating Fan (in-suite) | 0.0012 | 12 | 168 | 0.0012 | 12 | 168 | 100 | 14 |  | 0 | 0 | 0 | 0 | 0 | 0 | 0
100 | 13 | Social Housing Pilot | Consumer Low-Income | 2007 | Final | 1 | Custom Retrofit Projects | Custom | Custom | Custom | Custom | Custom | Custom | 100 | 10 |  | 20.2224 | 2.9247 | 24860.2233 | 248602.2329 | 2.9247 | 24860.2233 | 248602.2329
101 | 14 | Energy Efficiency Assistance for Houses Pilot | Consumer Low-Income | 2007 | Final | 1 | Custom Retrofit Projects | Custom | Custom | Custom | Custom | Custom | Custom | 100 | 19 |  | 0 | 0 | 0 | 0 | 0 | 0 | 0
102 | 15 | Electricity Retrofit Incentive | Business, Industrial | 2007 | Final | 1 | Custom Project | Custom | Custom | Custom | Custom | Custom | Custom | 90 | 5 |  | 0 | 0 | 0 | 0 | 0 | 0 | 0
103 | 16 | Toronto Comprehensive | Consumer Business, Industrial | 2007 | Final | 1 | Toronto Hydro-Electric System Limited Project | Custom | Custom | Custom | Custom | Custom | Custom | 90 | 5 |  | 0 | 0 | 0 | 0 | 0 | 0 | 0
104 | 16 | Toronto Comprehensive | Consumer Business, Industrial | 2007 | Final | 2 | City of Toronto Project | Custom | Custom | Custom | Custom | Custom | Custom | 90 | 5 |  | 0 | 0 | 0 | 0 | 0 | 0 | 0
105 | 16 | Toronto Comprehensive | Consumer Business, Industrial | 2007 | Final | 3 | Building Owners & Managers Association Project | Custom | Custom | Custom | Custom | Custom | Custom | 90 | 5 |  | 0 | 0 | 0 | 0 | 0 | 0 | 0
106 | 17 | Demand Response 1 | Business, Industrial | 2007 | Final | 1 | Voluntary Load Shedding Project | Custom | Custom | Custom | Custom | Custom | Custom | 100 | 1 |  | 0.032739 | 649.3519 | 0 | 0 | 649.3519 | 0 | 0
107 | 18 | Electricity Resources Demand Response | Business, Industrial | 2007 | Final | 1 | Rodan Contract | 16400 | 0 | 0 | 16400 | 0 | 0 | 100 | 1 |  | 0.0020462 | 33.5572 | 0 | 0 | 33.5572 | 0 | 0
108 | 18 | Electricity Resources Demand Response | Business, Industrial | 2007 | Final | 2 | Loblaw Contract | 10000 | 0 | 0 | 10000 | 0 | 0 | 100 | 1 |  | 0.0020462 | 20.4617 | 0 | 0 | 20.4617 | 0 | 0
109 | 19 | Renewable Energy Standard Offer | Consumer, Business, Industrial | 2007 | Final | 1 | Water | Custom | Custom | Custom | Custom | Custom | Custom | 100 | 20 |  | 0 | 0 | 0 | 0 | 0 | 0 | 0
110 | 19 | Renewable Energy Standard Offer | Consumer, Business, Industrial | 2007 | Final | 2 | SolarPV | Custom | Custom | Custom | Custom | Custom | Custom | 100 | 20 |  | 0 | 0 | 0 | 0 | 0 | 0 | 0
111 | 19 | Renewable Energy Standard Offer | Consumer, Business, Industrial | 2007 | Final | 3 | Wind | Custom | Custom | Custom | Custom | Custom | Custom | 100 | 20 |  | 0 | 0 | 0 | 0 | 0 | 0 | 0
112 | 19 | Renewable Energy Standard Offer | Consumer, Business, Industrial | 2007 | Final | 4 | Biogas | Custom | Custom | Custom | Custom | Custom | Custom | 100 | 20 |  | 0 | 0 | 0 | 0 | 0 | 0 | 0
113 | 20 | Great Refrigerator Roundup | Consumer | 2008 | Final | 1 | Bottom Freezer Fridge | 0.079387 | 775 | 6975 | 0.043663 | 426.25 | 3836.25 | 55 | 9 |  | 1.5719 | 0.12478 | 1218.1877 | 10963.6893 | 0.068632 | 670.0032 | 6030.0291
114 | 20 | Great Refrigerator Roundup | Consumer | 2008 | Final | 2 | Chest Freezer | 0.084636 | 740 | 5920 | 0.044011 | 384.8 | 3078.4 | 52 | 8 |  | 43.8913 | 3.7148 | 32479.5968 | 259836.7742 | 1.9317 | 16889.3903 | 135115.1226
115 | 20 | Great Refrigerator Roundup | Consumer | 2008 | Final | 3 | Side by Side Fridge-Freezer | 0.079387 | 775 | 6975 | 0.043663 | 426.25 | 3836.25 | 55 | 9 |  | 14.6697 | 1.1646 | 11369.0135 | 102321.1219 | 0.64052 | 6252.9574 | 56276.617
116 | 20 | Great Refrigerator Roundup | Consumer | 2008 | Final | 4 | Single Door Fridge | 0.079387 | 775 | 6975 | 0.043663 | 426.25 | 3836.25 | 55 | 9 |  | 28.482 | 2.2611 | 22073.5611 | 198662.0496 | 1.2436 | 12140.4586 | 109264.1273
117 | 20 | Great Refrigerator Roundup | Consumer | 2008 | Final | 5 | Small Freezer (under 10 cubic feet) | 0.084636 | 740 | 5920 | 0.044011 | 384.8 | 3078.4 | 52 | 8 |  | 0.50539 | 0.042775 | 373.9919 | 2991.9355 | 0.022243 | 194.4758 | 1555.8065
118 | 20 | Great Refrigerator Roundup | Consumer | 2008 | Final | 6 | Small Fridge (under 10 cubic feet) | 0.079387 | 775 | 6975 | 0.043663 | 426.25 | 3836.25 | 55 | 9 |  | 0.85452 | 0.067838 | 662.2511 | 5960.2602 | 0.037311 | 364.2381 | 3278.1431
119 | 20 | Great Refrigerator Roundup | Consumer | 2008 | Final | 7 | Top Freezer Fridge | 0.079387 | 775 | 6975 | 0.043663 | 426.25 | 3836.25 | 55 | 9 |  | 133.4219 | 10.592 | 103401.9866 | 930617.8792 | 5.8256 | 56871.0926 | 511839.8335
120 | 20 | Great Refrigerator Roundup | Consumer | 2008 | Final | 8 | Upright Freezer | 0.084636 | 740 | 5920 | 0.044011 | 384.8 | 3078.4 | 52 | 8 |  | 8.6033 | 0.72814 | 6366.4113 | 50931.2903 | 0.37864 | 3310.5339 | 26484.271
121 | 20 | Great Refrigerator Roundup | Consumer | 2008 | Final | 9 | Window Air Conditioner | 0.199 | 197 | 886.5 | 0.07164 | 70.92 | 319.14 | 36 | 4.5 |  | 3 | 0.597 | 591 | 2659.5 | 0.21492 | 212.76 | 957.42
122 | 21 | Cool Savings Rebate | Consumer | 2008 | Final | 1 | 2007 Energy Star® Central Air Conditioner, Tier 2 | 0.16977 | 155.2554 | 2794.5972 | 0.09711 | 88.8061 | 1598.5096 | 57.2 | 18 |  | 9.4589 | 1.6059 | 1468.5409 | 26433.7365 | 0.91855 | 840.0054 | 15120.0973
123 | 21 | Cool Savings Rebate | Consumer | 2008 | Final | 2 | 2007 Energy Star® Central Air Conditioner, Tier 1 | 0.16977 | 155.2554 | 2794.5972 | 0.09711 | 88.8061 | 1598.5096 | 57.2 | 18 |  | 0 | 0 | 0 | 0 | 0 | 0 | 0
124 | 21 | Cool Savings Rebate | Consumer | 2008 | Final | 3 | 2007 Medium Efficiency Furnace with ECM | 0.49614 | 836.6963 | 12550.4445 | 0.29322 | 494.4875 | 7417.3127 | 59.1 | 15 |  | 19.6914 | 9.7698 | 16475.7558 | 247136.3366 | 5.7739 | 9737.1717 | 146057.5749
125 | 21 | Cool Savings Rebate | Consumer | 2008 | Final | 4 | 2007 High Efficiency Furnace with ECM | 0.49614 | 836.6963 | 12550.4445 | 0.29322 | 494.4875 | 7417.3127 | 59.1 | 15 |  | 0 | 0 | 0 | 0 | 0 | 0 | 0
126 | 21 | Cool Savings Rebate | Consumer | 2008 | Final | 5 | 2007 Programmable Thermostat | 0.027697 | 53.7071 | 805.6062 | 0.0076061 | 14.749 | 221.2356 | 27.462 | 15 |  | 15.3289 | 0.42456 | 823.2694 | 12349.0411 | 0.11659 | 226.0862 | 3391.2937
127 | 21 | Cool Savings Rebate | Consumer | 2008 | Final | 6 | 2007 Central Air Conditioner Tune-ups | 0.25694 | 234.9713 | 1174.8563 | 0.040372 | 36.9199 | 184.5993 | 15.7125 | 5 |  | 0 | 0 | 0 | 0 | 0 | 0 | 0
128 | 21 | Cool Savings Rebate | Consumer | 2008 | Final | 7 | 2008 Energy Star® Central Air Conditioner, Tier 2 | 0.13697 | 125.2554 | 2254.5972 | 0.078345 | 71.6461 | 1289.6296 | 57.2 | 18 |  | 46.7603 | 6.4046 | 5856.985 | 105425.7299 | 3.6634 | 3350.1954 | 60303.5175
129 | 21 | Cool Savings Rebate | Consumer | 2008 | Final | 8 | 2008 Energy Star® Central Air Conditioner, Tier 1 | 0.13697 | 125.2554 | 2254.5972 | 0.078345 | 71.6461 | 1289.6296 | 57.2 | 18 |  | 0 | 0 | 0 | 0 | 0 | 0 | 0
130 | 21 | Cool Savings Rebate | Consumer | 2008 | Final | 9 | 2008 Efficient Furnace with ECM | 0.48529 | 819.2223 | 14746.0011 | 0.28681 | 484.1604 | 8714.8866 | 59.1 | 18 |  | 70.5284 | 34.2269 | 57778.4441 | 1040011.9933 | 20.2281 | 34147.0604 | 614647.088
131 | 21 | Cool Savings Rebate | Consumer | 2008 | Final | 10 | 2008 Programmable Thermostat | 0.027697 | 53.7071 | 966.7274 | 0.0076061 | 14.749 | 265.4827 | 27.462 | 18 |  | 59.93 | 1.6599 | 3218.6661 | 57935.9893 | 0.45584 | 883.9101 | 15910.3814
132 | 22 | Every Kilowatt Counts Power Savings Event | Consumer | 2008 | Final | 1 | Energy Star® Qualified Compact Fluorescent Light Bulbs | 0.0022 | 52.96 | 423.68 | 0.0011496 | 27.6746 | 221.3966 | 52.2556 | 8 |  | 1899.4262 | 4.1787 | 100593.6094 | 804748.8749 | 2.1836 | 52565.8015 | 420526.4124
133 | 22 | Every Kilowatt Counts Power Savings Event | Consumer | 2008 | Final | 2 | Energy Star® Qualified Dimmable CFLs | 0.0030822 | 97.7955 | 586.7731 | 0.0011611 | 36.8408 | 221.0446 | 37.6712 | 6 |  | 206.8739 | 0.63764 | 20231.3358 | 121388.0148 | 0.24021 | 7621.3936 | 45728.3618
134 | 22 | Every Kilowatt Counts Power Savings Event | Consumer | 2008 | Final | 3 | Energy Star® Qualified Decorative CFLs | 0.00095742 | 30.3777 | 121.5106 | 0.00036925 | 11.7159 | 46.8636 | 38.5675 | 4 |  | 3208.8435 | 3.0722 | 97477.1473 | 389908.5892 | 1.1849 | 37594.4921 | 150377.9683
135 | 22 | Every Kilowatt Counts Power Savings Event | Consumer | 2008 | Final | 4 | Energy Star® Qualified Compact Fluorescent Floods (Indoor & Outdoor) | 0.0027615 | 87.6192 | 613.3345 | 0.0010347 | 32.829 | 229.8029 | 37.4678 | 7 |  | 890.8885 | 2.4602 | 78058.9474 | 546412.632 | 0.92178 | 29246.9602 | 204728.7217
136 | 22 | Every Kilowatt Counts Power Savings Event | Consumer | 2008 | Final | 5 | Energy Star® Qualified Light Fixtures | 0.0042068 | 133.4769 | 2135.6299 | 0.001404 | 44.547 | 712.7521 | 33.3743 | 16 |  | 1382.5824 | 5.8163 | 184542.7729 | 2952684.3659 | 1.9411 | 61589.9058 | 985438.4928
137 | 22 | Every Kilowatt Counts Power Savings Event | Consumer | 2008 | Final | 6 | T8 Fluorescent Fixtures | 0.001 | 37.2 | 595.2 | 0.00032847 | 12.2192 | 195.5074 | 32.8473 | 16 |  | 251.548 | 0.25155 | 9357.5872 | 149721.3949 | 0.082627 | 3073.7193 | 49179.5095
138 | 22 | Every Kilowatt Counts Power Savings Event | Consumer | 2008 | Final | 7 | Lighting Control Devices | 0.003 | 102.2333 | 1022.3333 | 0.0013609 | 46.3777 | 463.7774 | 45.3646 | 10 |  | 270.3916 | 0.81117 | 27643.0379 | 276430.3792 | 0.36799 | 12540.1526 | 125401.5256
139 | 22 | Every Kilowatt Counts Power Savings Event | Consumer | 2008 | Final | 8 | Power Bars with Timers | 0.004156 | 53.3039 | 533.0391 | 0.0016932 | 21.7164 | 217.1641 | 40.7407 | 10 |  | 14.8319 | 0.061642 | 790.5995 | 7905.9953 | 0.025113 | 322.0961 | 3220.961
140 | 22 | Every Kilowatt Counts Power Savings Event | Consumer | 2008 | Final | 9 | Car block heater timer | 0 | 0 | 0 | 0 | 0 | 0 | 0 | 0 |  | 0 | 0 | 0 | 0 | 0 | 0 | 0
141 | 22 | Every Kilowatt Counts Power Savings Event | Consumer | 2008 | Final | 10 | Heavy Duty Timers | 0.017281 | 301.2009 | 3012.0091 | 0.0057492 | 100.2046 | 1002.0459 | 33.2684 | 10 |  | 31.2939 | 0.54079 | 9425.7567 | 94257.5665 | 0.17991 | 3135.7943 | 31357.9429
142 | 22 | Every Kilowatt Counts Power Savings Event | Consumer | 2008 | Final | 11 | Programmable Thermostats - Baseboard | 0 | 63.6581 | 954.8718 | 0 | 29.6084 | 444.1264 | 46.5116 | 15 |  | 87.2403 | 0 | 5553.5531 | 83303.2965 | 0 | 2583.048 | 38745.7193
143 | 22 | Every Kilowatt Counts Power Savings Event | Consumer | 2008 | Final | 12 | Air Conditioner/Furnace Filters | 0.021 | 37.7 | 37.7 | 0.0073684 | 13.2281 | 13.2281 | 35.0877 | 1 |  | 82.1065 | 1.7242 | 3095.4165 | 3095.4165 | 0.605 | 1086.1111 | 1086.1111
144 | 22 | Every Kilowatt Counts Power Savings Event | Consumer | 2008 | Final | 13 | Awnings | 0 | 0 | 0 | 0 | 0 | 0 | 0 | 0 |  | 59.6585 | 0 | 0 | 0 | 0 | 0 | 0
145 | 22 | Every Kilowatt Counts Power Savings Event | Consumer | 2008 | Final | 14 | Window Films | 0 | 0 | 0 | 0 | 0 | 0 | 0 | 0 |  | 962.179 | 0 | 0 | 0 | 0 | 0 | 0
146 | 22 | Every Kilowatt Counts Power Savings Event | Consumer | 2008 | Final | 15 | Electric Water Heater Blankets | 0 | 0 | 0 | 0 | 0 | 0 | 0 | 0 |  | 29.4948 | 0 | 0 | 0 | 0 | 0 | 0
147 | 22 | Every Kilowatt Counts Power Savings Event | Consumer | 2008 | Final | 16 | Pipe Wrap | 0.003 | 38 | 228 | 0.0014047 | 17.7928 | 106.757 | 46.8233 | 6 |  | 1771.8773 | 5.3156 | 67331.3378 | 403988.0271 | 2.489 | 31526.7258 | 189160.3546
148 | 22 | Every Kilowatt Counts Power Savings Event | Consumer | 2008 | Final | 17 | Low-Flow Toilets | 0 | 0 | 0 | 0 | 0 | 0 | 0 | 0 |  | 231.7898 | 0 | 0 | 0 | 0 | 0 | 0
149 | 22 | Every Kilowatt Counts Power Savings Event | Consumer | 2008 | Final | 18 | Keep Cool Pilot – Dehumidifier | 0.29 | 499.8 | 5997.6 | 0.1015 | 174.93 | 2099.16 | 35 | 12 |  | 0.55294 | 0.16035 | 276.3601 | 3316.3212 | 0.056124 | 96.726 | 1160.7124
150 | 22 | Every Kilowatt Counts Power Savings Event | Consumer | 2008 | Final | 19 | Keep Cool Pilot – Room Air Conditioner | 0.142 | 140.7 | 1266.3 | 0.05964 | 59.094 | 531.846 | 42 | 9 |  | 0.62022 | 0.088071 | 87.2649 | 785.3838 | 0.03699 | 36.6512 | 329.8612
151 | 22 | Every Kilowatt Counts Power Savings Event | Consumer | 2008 | Final | 20 | Rewards for Recycling – Dehumidifier | 0.29 | 499.8 | 5997.6 | 0.1276 | 219.912 | 2638.944 | 44 | 12 |  | 16.603 | 4.8149 | 8298.1586 | 99577.9037 | 2.1185 | 3651.1898 | 43814.2776
152 | 22 | Every Kilowatt Counts Power Savings Event | Consumer | 2008 | Final | 21 | Rewards for Recycling – Room Air Conditioner | 0.142 | 140.7 | 1266.3 | 0.06248 | 61.908 | 557.172 | 44 | 9 |  | 17.9443 | 2.5481 | 2524.765 | 22722.8853 | 1.1212 | 1110.8966 | 9998.0695
153 | 22 | Every Kilowatt Counts Power Savings Event | Consumer | 2008 | Final | 22 | Rewards for Recycling – Halogen Lamp | 0.009 | 275.2 | 4403.2 | 0.00432 | 132.096 | 2113.536 | 48 | 16 |  | 14.3134 | 0.12882 | 3939.0484 | 63024.7749 | 0.061834 | 1890.7432 | 30251.8919
154 | 23 | peaksaver® | Consumer, Business | 2008 | Final | 1 | Residential Air Conditioner - Switch | 0.865 | 17.3 | 224.9 | 0.7785 | 15.57 | 202.41 | 90 | 13 |  | 6 | 5.19 | 103.8 | 1349.4 | 4.671 | 93.42 | 1214.46
155 | 23 | peaksaver® | Consumer, Business | 2008 | Final | 2 | Residential Air Conditioner - Thermostat | 0.865 | 17.3 | 224.9 | 0.7785 | 15.57 | 202.41 | 90 | 13 |  | 163 | 140.995 | 2819.9 | 36658.7 | 126.8955 | 2537.91 | 32992.83
156 | 23 | peaksaver® | Consumer, Business | 2008 | Final | 3 | Residential Electric Water Heater | 0.3 | 6 | 78 | 0.27 | 5.4 | 70.2 | 90 | 13 |  | 0 | 0 | 0 | 0 | 0 | 0 | 0
157 | 23 | peaksaver® | Consumer, Business | 2008 | Final | 4 | Commercial Air Conditioner - Switch | 3.7 | 74 | 962 | 3.33 | 66.6 | 865.8 | 90 | 13 |  | 0 | 0 | 0 | 0 | 0 | 0 | 0
158 | 23 | peaksaver® | Consumer, Business | 2008 | Final | 5 | Commercial Air Conditioner - Thermostat | 3.7 | 74 | 962 | 3.33 | 66.6 | 865.8 | 90 | 13 |  | 0 | 0 | 0 | 0 | 0 | 0 | 0
159 | 23 | peaksaver® | Consumer, Business | 2008 | Final | 6 | Commercial Electric Water Heater | 1.85 | 37 | 481 | 1.665 | 33.3 | 432.9 | 90 | 13 |  | 0 | 0 | 0 | 0 | 0 | 0 | 0
160 | 24 | Summer Sweepstakes | Consumer | 2008 | Final | 1 | Registered qualified active households | 0.11106 | 421.0624 | 2202.2964 | 0.086166 | 326.6854 | 1708.6737 | 77.586 | 5.2303 |  | 53.76 | 5.9705 | 22636.3127 | 118395.4544 | 4.6323 | 17562.6096 | 91858.2973
161 | 24 | Summer Sweepstakes | Consumer | 2008 | Final | 2 | Registered unqualified active households | 0.11106 | 421.0624 | 2202.2964 | 0.086166 | 326.6854 | 1708.6737 | 77.586 | 5.2303 |  | 80.64 | 8.9557 | 33954.4691 | 177593.1817 | 6.9484 | 26343.9144 | 137787.4459
162 | 24 | Summer Sweepstakes | Consumer | 2008 | Final | 3 | Registered qualified inactive households | 0.11106 | 421.0624 | 2202.2964 | 0.086166 | 326.6854 | 1708.6737 | 77.586 | 5.2303 |  | 5.376 | 0.59705 | 2263.6313 | 11839.5454 | 0.46323 | 1756.261 | 9185.8297
163 | 24 | Summer Sweepstakes | Consumer | 2008 | Final | 4 | Registered unqualified inactive households | 0.11106 | 421.0624 | 2202.2964 | 0.086166 | 326.6854 | 1708.6737 | 77.586 | 5.2303 |  | 20.224 | 2.246 | 8515.5653 | 44539.2424 | 1.7426 | 6606.8865 | 34556.2166
164 | 24 | Summer Sweepstakes | Consumer | 2008 | Final | 5 | Non-registered active households | 0.0051514 | 21.4567 | 112.2256 | 0.0039968 | 16.6474 | 87.0713 | 77.586 | 5.2303 |  | 2618.9901 | 13.4915 | 56194.8254 | 293917.6521 | 10.4675 | 43599.3172 | 228038.9496
165 | 25 | Electricity Retrofit Incentive | Business, Industrial | 2008 | Final | 1 | Agribusiness ENERGY STAR® Rated Exit Signs, All sizes - Commercial Sector | Quasi-Prescriptive | Quasi-Prescriptive | Quasi-Prescriptive | Quasi-Prescriptive | Quasi-Prescriptive | Quasi-Prescriptive | 58 | 15.3198 |  | n/a | n/a | n/a | n/a | n/a | n/a | n/a
166 | 25 | Electricity Retrofit Incentive | Business, Industrial | 2008 | Final | 2 | Agribusiness ENERGY STAR® Rated CFLs, Screw in. All sizes < 40 W - Commercial Sector | Quasi-Prescriptive | Quasi-Prescriptive | Quasi-Prescriptive | Quasi-Prescriptive | Quasi-Prescriptive | Quasi-Prescriptive | 58 | 15.3198 |  | n/a | n/a | n/a | n/a | n/a | n/a | n/a
167 | 25 | Electricity Retrofit Incentive | Business, Industrial | 2008 | Final | 3 | Agribusiness ENERGY STAR® Rated CFLs, Hard wired. All sizes < 40 W - Commercial Sector | Quasi-Prescriptive | Quasi-Prescriptive | Quasi-Prescriptive | Quasi-Prescriptive | Quasi-Prescriptive | Quasi-Prescriptive | 58 | 15.3198 |  | n/a | n/a | n/a | n/a | n/a | n/a | n/a
168 | 25 | Electricity Retrofit Incentive | Business, Industrial | 2008 | Final | 4 | Agribusiness Standard Performance T8, Single lamp standard T8 fixture - Commercial Sector | Quasi-Prescriptive | Quasi-Prescriptive | Quasi-Prescriptive | Quasi-Prescriptive | Quasi-Prescriptive | Quasi-Prescriptive | 58 | 15.3198 |  | n/a | n/a | n/a | n/a | n/a | n/a | n/a
169 | 25 | Electricity Retrofit Incentive | Business, Industrial | 2008 | Final | 5 | Agribusiness Standard Performance T8, Double lamp standard T8 fixture - Commercial Sector | Quasi-Prescriptive | Quasi-Prescriptive | Quasi-Prescriptive | Quasi-Prescriptive | Quasi-Prescriptive | Quasi-Prescriptive | 58 | 15.3198 |  | n/a | n/a | n/a | n/a | n/a | n/a | n/a
170 | 25 | Electricity Retrofit Incentive | Business, Industrial | 2008 | Final | 6 | Agribusiness Standard Performance T8, Triple lamp standard T8 fixture - Commercial Sector | Quasi-Prescriptive | Quasi-Prescriptive | Quasi-Prescriptive | Quasi-Prescriptive | Quasi-Prescriptive | Quasi-Prescriptive | 58 | 15.3198 |  | n/a | n/a | n/a | n/a | n/a | n/a | n/a
171 | 25 | Electricity Retrofit Incentive | Business, Industrial | 2008 | Final | 7 | Agribusiness Standard Performance T8, Quadruple lamp standard T8 fixture - Commercial Sector | Quasi-Prescriptive | Quasi-Prescriptive | Quasi-Prescriptive | Quasi-Prescriptive | Quasi-Prescriptive | Quasi-Prescriptive | 58 | 15.3198 |  | n/a | n/a | n/a | n/a | n/a | n/a | n/a
172 | 25 | Electricity Retrofit Incentive | Business, Industrial | 2008 | Final | 8 | Agribusiness High Performance T8 (Consortium for Energy Efficiency qualifying list compliance), Single lamp high performance T8 fixture - Commercial Sector | Quasi-Prescriptive | Quasi-Prescriptive | Quasi-Prescriptive | Quasi-Prescriptive | Quasi-Prescriptive | Quasi-Prescriptive | 58 | 15.3198 |  | n/a | n/a | n/a | n/a | n/a | n/a | n/a
173 | 25 | Electricity Retrofit Incentive | Business, Industrial | 2008 | Final | 9 | Agribusiness High Performance T8 (Consortium for Energy Efficiency qualifying list compliance), Double lamp high performance T8 fixture - Commercial Sector | Quasi-Prescriptive | Quasi-Prescriptive | Quasi-Prescriptive | Quasi-Prescriptive | Quasi-Prescriptive | Quasi-Prescriptive | 58 | 15.3198 |  | n/a | n/a | n/a | n/a | n/a | n/a | n/a
174 | 25 | Electricity Retrofit Incentive | Business, Industrial | 2008 | Final | 10 | Agribusiness High Performance T8 (Consortium for Energy Efficiency qualifying list compliance), Triple lamp high performance T8 fixture - Commercial Sector | Quasi-Prescriptive | Quasi-Prescriptive | Quasi-Prescriptive | Quasi-Prescriptive | Quasi-Prescriptive | Quasi-Prescriptive | 58 | 15.3198 |  | n/a | n/a | n/a | n/a | n/a | n/a | n/a
175 | 25 | Electricity Retrofit Incentive | Business, Industrial | 2008 | Final | 11 | Agribusiness High Performance T8 (Consortium for Energy Efficiency qualifying list compliance), Quadruple lamp high performance T8 fixture - Commercial Sector | Quasi-Prescriptive | Quasi-Prescriptive | Quasi-Prescriptive | Quasi-Prescriptive | Quasi-Prescriptive | Quasi-Prescriptive | 58 | 15.3198 |  | n/a | n/a | n/a | n/a | n/a | n/a | n/a
176 | 25 | Electricity Retrofit Incentive | Business, Industrial | 2008 | Final | 12 | Agribusiness T5 Fixtures, T5 fixture with 1, 2, or 3 lamps and 1 electronic ballast - Commercial Sector | Quasi-Prescriptive | Quasi-Prescriptive | Quasi-Prescriptive | Quasi-Prescriptive | Quasi-Prescriptive | Quasi-Prescriptive | 58 | 15.3198 |  | n/a | n/a | n/a | n/a | n/a | n/a | n/a
177 | 25 | Electricity Retrofit Incentive | Business, Industrial | 2008 | Final | 13 | Agribusiness T5 Fixtures, High Bay T5. Maximum 6 lamps/fixture. - Commercial Sector | Quasi-Prescriptive | Quasi-Prescriptive | Quasi-Prescriptive | Quasi-Prescriptive | Quasi-Prescriptive | Quasi-Prescriptive | 58 | 15.3198 |  | n/a | n/a | n/a | n/a | n/a | n/a | n/a
178 | 25 | Electricity Retrofit Incentive | Business, Industrial | 2008 | Final | 14 | Agribusiness Metal Halide, 320 W Ceramic pulse start - Commercial Sector | Quasi-Prescriptive | Quasi-Prescriptive | Quasi-Prescriptive | Quasi-Prescriptive | Quasi-Prescriptive | Quasi-Prescriptive | 58 | 15.3198 |  | n/a | n/a | n/a | n/a | n/a | n/a | n/a
179 | 25 | Electricity Retrofit Incentive | Business, Industrial | 2008 | Final | 15 | Agribusiness Occupancy Sensors, Switch plate mounted occupancy sensor - Commercial Sector | Quasi-Prescriptive | Quasi-Prescriptive | Quasi-Prescriptive | Quasi-Prescriptive | Quasi-Prescriptive | Quasi-Prescriptive | 58 | 15.3198 |  | n/a | n/a | n/a | n/a | n/a | n/a | n/a
180 | 25 | Electricity Retrofit Incentive | Business, Industrial | 2008 | Final | 16 | Agribusiness Occupancy Sensors, Ceiling mounted occupancy sensor - Commercial Sector | Quasi-Prescriptive | Quasi-Prescriptive | Quasi-Prescriptive | Quasi-Prescriptive | Quasi-Prescriptive | Quasi-Prescriptive | 58 | 15.3198 |  | n/a | n/a | n/a | n/a | n/a | n/a | n/a
181 | 25 | Electricity Retrofit Incentive | Business, Industrial | 2008 | Final | 17 | Agribusiness Creep Heat Pads, up to 100W maximum - Commercial Sector | Quasi-Prescriptive | Quasi-Prescriptive | Quasi-Prescriptive | Quasi-Prescriptive | Quasi-Prescriptive | Quasi-Prescriptive | 58 | 15.3198 |  | n/a | n/a | n/a | n/a | n/a | n/a | n/a
182 | 25 | Electricity Retrofit Incentive | Business, Industrial | 2008 | Final | 18 | Agribusiness Creep Heat Pads, up to 200W maximum - Commercial Sector | Quasi-Prescriptive | Quasi-Prescriptive | Quasi-Prescriptive | Quasi-Prescriptive | Quasi-Prescriptive | Quasi-Prescriptive | 58 | 15.3198 |  | n/a | n/a | n/a | n/a | n/a | n/a | n/a
183 | 25 | Electricity Retrofit Incentive | Business, Industrial | 2008 | Final | 19 | Agribusiness High Temperature Cutout Thermostat - Commercial Sector | Quasi-Prescriptive | Quasi-Prescriptive | Quasi-Prescriptive | Quasi-Prescriptive | Quasi-Prescriptive | Quasi-Prescriptive | 58 | 15.3198 |  | n/a | n/a | n/a | n/a | n/a | n/a | n/a
184 | 25 | Electricity Retrofit Incentive | Business, Industrial | 2008 | Final | 20 | Agribusiness Creep Heat Controller - Commercial Sector | Quasi-Prescriptive | Quasi-Prescriptive | Quasi-Prescriptive | Quasi-Prescriptive | Quasi-Prescriptive | Quasi-Prescriptive | 58 | 15.3198 |  | n/a | n/a | n/a | n/a | n/a | n/a | n/a
185 | 25 | Electricity Retrofit Incentive | Business, Industrial | 2008 | Final | 21 | Agribusiness Energy Efficient Ventilation Exhaust Fans - Commercial Sector | Quasi-Prescriptive | Quasi-Prescriptive | Quasi-Prescriptive | Quasi-Prescriptive | Quasi-Prescriptive | Quasi-Prescriptive | 58 | 15.3198 |  | n/a | n/a | n/a | n/a | n/a | n/a | n/a
186 | 25 | Electricity Retrofit Incentive | Business, Industrial | 2008 | Final | 22 | Agribusiness Low Energy Livestock Waterers - Commercial Sector | Quasi-Prescriptive | Quasi-Prescriptive | Quasi-Prescriptive | Quasi-Prescriptive | Quasi-Prescriptive | Quasi-Prescriptive | 58 | 15.3198 |  | n/a | n/a | n/a | n/a | n/a | n/a | n/a
187 | 25 | Electricity Retrofit Incentive | Business, Industrial | 2008 | Final | 23 | Agribusiness Photocell and Timer for Lighting Control - Commercial Sector | Quasi-Prescriptive | Quasi-Prescriptive | Quasi-Prescriptive | Quasi-Prescriptive | Quasi-Prescriptive | Quasi-Prescriptive | 58 | 15.3198 |  | n/a | n/a | n/a | n/a | n/a | n/a | n/a
188 | 25 | Electricity Retrofit Incentive | Business, Industrial | 2008 | Final | 24 | Lighting System Exit Signs, 5 W or less - Commercial Sector | Quasi-Prescriptive | Quasi-Prescriptive | Quasi-Prescriptive | Quasi-Prescriptive | Quasi-Prescriptive | Quasi-Prescriptive | 58 | 15.3198 |  | n/a | n/a | n/a | n/a | n/a | n/a | n/a
189 | 25 | Electricity Retrofit Incentive | Business, Industrial | 2008 | Final | 25 | Lighting System ENERGY STAR® Rated CFLs, Screw in. All sizes < 40 W - Commercial Sector | Quasi-Prescriptive | Quasi-Prescriptive | Quasi-Prescriptive | Quasi-Prescriptive | Quasi-Prescriptive | Quasi-Prescriptive | 58 | 15.3198 |  | n/a | n/a | n/a | n/a | n/a | n/a | n/a
190 | 25 | Electricity Retrofit Incentive | Business, Industrial | 2008 | Final | 26 | Lighting System ENERGY STAR® Rated CFLs, Hard wired. All sizes < 40 W - Commercial Sector | Quasi-Prescriptive | Quasi-Prescriptive | Quasi-Prescriptive | Quasi-Prescriptive | Quasi-Prescriptive | Quasi-Prescriptive | 58 | 15.3198 |  | n/a | n/a | n/a | n/a | n/a | n/a | n/a
191 | 25 | Electricity Retrofit Incentive | Business, Industrial | 2008 | Final | 27 | Lighting System Standard Performance T8, Single lamp standard T8 fixture - Commercial Sector | Quasi-Prescriptive | Quasi-Prescriptive | Quasi-Prescriptive | Quasi-Prescriptive | Quasi-Prescriptive | Quasi-Prescriptive | 58 | 15.3198 |  | n/a | n/a | n/a | n/a | n/a | n/a | n/a
192 | 25 | Electricity Retrofit Incentive | Business, Industrial | 2008 | Final | 28 | Lighting System Standard Performance T8, Double lamp standard T8 fixture - Commercial Sector | Quasi-Prescriptive | Quasi-Prescriptive | Quasi-Prescriptive | Quasi-Prescriptive | Quasi-Prescriptive | Quasi-Prescriptive | 58 | 15.3198 |  | n/a | n/a | n/a | n/a | n/a | n/a | n/a
193 | 25 | Electricity Retrofit Incentive | Business, Industrial | 2008 | Final | 29 | Lighting System Standard Performance T8, Triple lamp standard T8 fixture - Commercial Sector | Quasi-Prescriptive | Quasi-Prescriptive | Quasi-Prescriptive | Quasi-Prescriptive | Quasi-Prescriptive | Quasi-Prescriptive | 58 | 15.3198 |  | n/a | n/a | n/a | n/a | n/a | n/a | n/a
194 | 25 | Electricity Retrofit Incentive | Business, Industrial | 2008 | Final | 30 | Lighting System Standard Performance T8, Quadruple lamp standard T8 fixture - Commercial Sector | Quasi-Prescriptive | Quasi-Prescriptive | Quasi-Prescriptive | Quasi-Prescriptive | Quasi-Prescriptive | Quasi-Prescriptive | 58 | 15.3198 |  | n/a | n/a | n/a | n/a | n/a | n/a | n/a
195 | 25 | Electricity Retrofit Incentive | Business, Industrial | 2008 | Final | 31 | Lighting System High Performance T8 (Consortium for Energy Efficiency qualifying list compliance), Single lamp high performance T8 fixture - Commercial Sector | Quasi-Prescriptive | Quasi-Prescriptive | Quasi-Prescriptive | Quasi-Prescriptive | Quasi-Prescriptive | Quasi-Prescriptive | 58 | 15.3198 |  | n/a | n/a | n/a | n/a | n/a | n/a | n/a
196 | 25 | Electricity Retrofit Incentive | Business, Industrial | 2008 | Final | 32 | Lighting System High Performance T8 (Consortium for Energy Efficiency qualifying list compliance), Double lamp high performance T8 fixture - Commercial Sector | Quasi-Prescriptive | Quasi-Prescriptive | Quasi-Prescriptive | Quasi-Prescriptive | Quasi-Prescriptive | Quasi-Prescriptive | 58 | 15.3198 |  | n/a | n/a | n/a | n/a | n/a | n/a | n/a
197 | 25 | Electricity Retrofit Incentive | Business, Industrial | 2008 | Final | 33 | Lighting System High Performance T8 (Consortium for Energy Efficiency qualifying list compliance), Triple lamp high performance T8 fixture - Commercial Sector | Quasi-Prescriptive | Quasi-Prescriptive | Quasi-Prescriptive | Quasi-Prescriptive | Quasi-Prescriptive | Quasi-Prescriptive | 58 | 15.3198 |  | n/a | n/a | n/a | n/a | n/a | n/a | n/a
198 | 25 | Electricity Retrofit Incentive | Business, Industrial | 2008 | Final | 34 | Lighting System High Performance T8 (Consortium for Energy Efficiency qualifying list compliance), Quadruple lamp high performance T8 fixture - Commercial Sector | Quasi-Prescriptive | Quasi-Prescriptive | Quasi-Prescriptive | Quasi-Prescriptive | Quasi-Prescriptive | Quasi-Prescriptive | 58 | 15.3198 |  | n/a | n/a | n/a | n/a | n/a | n/a | n/a
199 | 25 | Electricity Retrofit Incentive | Business, Industrial | 2008 | Final | 35 | Lighting System T5 Fixtures, T5 fixture with 1, 2, or 3 lamps and 1 electronic ballast - Commercial Sector | Quasi-Prescriptive | Quasi-Prescriptive | Quasi-Prescriptive | Quasi-Prescriptive | Quasi-Prescriptive | Quasi-Prescriptive | 58 | 15.3198 |  | n/a | n/a | n/a | n/a | n/a | n/a | n/a
200 | 25 | Electricity Retrofit Incentive | Business, Industrial | 2008 | Final | 36 | Lighting System T5 Fixtures, High Bay T5. Maximum 6 lamps/fixture. - Commercial Sector | Quasi-Prescriptive | Quasi-Prescriptive | Quasi-Prescriptive | Quasi-Prescriptive | Quasi-Prescriptive | Quasi-Prescriptive | 58 | 15.3198 |  | n/a | n/a | n/a | n/a | n/a | n/a | n/a
201 | 25 | Electricity Retrofit Incentive | Business, Industrial | 2008 | Final | 37 | Lighting System Metal Halide, 320 W Ceramic pulse start - Commercial Sector | Quasi-Prescriptive | Quasi-Prescriptive | Quasi-Prescriptive | Quasi-Prescriptive | Quasi-Prescriptive | Quasi-Prescriptive | 58 | 15.3198 |  | n/a | n/a | n/a | n/a | n/a | n/a | n/a
202 | 25 | Electricity Retrofit Incentive | Business, Industrial | 2008 | Final | 38 | Lighting System Occupancy Sensors, Switch plate mounted occupancy sensor - Commercial Sector | Quasi-Prescriptive | Quasi-Prescriptive | Quasi-Prescriptive | Quasi-Prescriptive | Quasi-Prescriptive | Quasi-Prescriptive | 58 | 15.3198 |  | n/a | n/a | n/a | n/a | n/a | n/a | n/a
203 | 25 | Electricity Retrofit Incentive | Business, Industrial | 2008 | Final | 39 | Lighting System Occupancy Sensors, Ceiling mounted occupancy sensor - Commercial Sector | Quasi-Prescriptive | Quasi-Prescriptive | Quasi-Prescriptive | Quasi-Prescriptive | Quasi-Prescriptive | Quasi-Prescriptive | 58 | 15.3198 |  | n/a | n/a | n/a | n/a | n/a | n/a | n/a
204 | 25 | Electricity Retrofit Incentive | Business, Industrial | 2008 | Final | 40 | Motor Open Drip-Proof (ODP), 1 HP - Commercial Sector | Quasi-Prescriptive | Quasi-Prescriptive | Quasi-Prescriptive | Quasi-Prescriptive | Quasi-Prescriptive | Quasi-Prescriptive | 58 | 15.3198 |  | n/a | n/a | n/a | n/a | n/a | n/a | n/a
205 | 25 | Electricity Retrofit Incentive | Business, Industrial | 2008 | Final | 41 | Motor Open Drip-Proof (ODP), 1.5 HP - Commercial Sector | Quasi-Prescriptive | Quasi-Prescriptive | Quasi-Prescriptive | Quasi-Prescriptive | Quasi-Prescriptive | Quasi-Prescriptive | 58 | 15.3198 |  | n/a | n/a | n/a | n/a | n/a | n/a | n/a
206 | 25 | Electricity Retrofit Incentive | Business, Industrial | 2008 | Final | 42 | Motor Open Drip-Proof (ODP), 2 HP - Commercial Sector | Quasi-Prescriptive | Quasi-Prescriptive | Quasi-Prescriptive | Quasi-Prescriptive | Quasi-Prescriptive | Quasi-Prescriptive | 58 | 15.3198 |  | n/a | n/a | n/a | n/a | n/a | n/a | n/a
207 | 25 | Electricity Retrofit Incentive | Business, Industrial | 2008 | Final | 43 | Motor Open Drip-Proof (ODP), 3 HP - Commercial Sector | Quasi-Prescriptive | Quasi-Prescriptive | Quasi-Prescriptive | Quasi-Prescriptive | Quasi-Prescriptive | Quasi-Prescriptive | 58 | 15.3198 |  | n/a | n/a | n/a | n/a | n/a | n/a | n/a
208 | 25 | Electricity Retrofit Incentive | Business, Industrial | 2008 | Final | 44 | Motor Open Drip-Proof (ODP), 5 HP - Commercial Sector | Quasi-Prescriptive | Quasi-Prescriptive | Quasi-Prescriptive | Quasi-Prescriptive | Quasi-Prescriptive | Quasi-Prescriptive | 58 | 15.3198 |  | n/a | n/a | n/a | n/a | n/a | n/a | n/a
209 | 25 | Electricity Retrofit Incentive | Business, Industrial | 2008 | Final | 45 | Motor Open Drip-Proof (ODP), 7.5 HP - Commercial Sector | Quasi-Prescriptive | Quasi-Prescriptive | Quasi-Prescriptive | Quasi-Prescriptive | Quasi-Prescriptive | Quasi-Prescriptive | 58 | 15.3198 |  | n/a | n/a | n/a | n/a | n/a | n/a | n/a
210 | 25 | Electricity Retrofit Incentive | Business, Industrial | 2008 | Final | 46 | Motor Open Drip-Proof (ODP), 10 HP - Commercial Sector | Quasi-Prescriptive | Quasi-Prescriptive | Quasi-Prescriptive | Quasi-Prescriptive | Quasi-Prescriptive | Quasi-Prescriptive | 58 | 15.3198 |  | n/a | n/a | n/a | n/a | n/a | n/a | n/a
211 | 25 | Electricity Retrofit Incentive | Business, Industrial | 2008 | Final | 47 | Motor Open Drip-Proof (ODP), 15 HP - Commercial Sector | Quasi-Prescriptive | Quasi-Prescriptive | Quasi-Prescriptive | Quasi-Prescriptive | Quasi-Prescriptive | Quasi-Prescriptive | 58 | 15.3198 |  | n/a | n/a | n/a | n/a | n/a | n/a | n/a
212 | 25 | Electricity Retrofit Incentive | Business, Industrial | 2008 | Final | 48 | Motor Open Drip-Proof (ODP), 20 HP - Commercial Sector | Quasi-Prescriptive | Quasi-Prescriptive | Quasi-Prescriptive | Quasi-Prescriptive | Quasi-Prescriptive | Quasi-Prescriptive | 58 | 15.3198 |  | n/a | n/a | n/a | n/a | n/a | n/a | n/a
213 | 25 | Electricity Retrofit Incentive | Business, Industrial | 2008 | Final | 49 | Motor Open Drip-Proof (ODP), 25 HP - Commercial Sector | Quasi-Prescriptive | Quasi-Prescriptive | Quasi-Prescriptive | Quasi-Prescriptive | Quasi-Prescriptive | Quasi-Prescriptive | 58 | 15.3198 |  | n/a | n/a | n/a | n/a | n/a | n/a | n/a
214 | 25 | Electricity Retrofit Incentive | Business, Industrial | 2008 | Final | 50 | Motor Open Drip-Proof (ODP), 30 HP - Commercial Sector | Quasi-Prescriptive | Quasi-Prescriptive | Quasi-Prescriptive | Quasi-Prescriptive | Quasi-Prescriptive | Quasi-Prescriptive | 58 | 15.3198 |  | n/a | n/a | n/a | n/a | n/a | n/a | n/a
215 | 25 | Electricity Retrofit Incentive | Business, Industrial | 2008 | Final | 51 | Motor Open Drip-Proof (ODP), 40 HP - Commercial Sector | Quasi-Prescriptive | Quasi-Prescriptive | Quasi-Prescriptive | Quasi-Prescriptive | Quasi-Prescriptive | Quasi-Prescriptive | 58 | 15.3198 |  | n/a | n/a | n/a | n/a | n/a | n/a | n/a
216 | 25 | Electricity Retrofit Incentive | Business, Industrial | 2008 | Final | 52 | Motor Open Drip-Proof (ODP), 50 HP - Commercial Sector | Quasi-Prescriptive | Quasi-Prescriptive | Quasi-Prescriptive | Quasi-Prescriptive | Quasi-Prescriptive | Quasi-Prescriptive | 58 | 15.3198 |  | n/a | n/a | n/a | n/a | n/a | n/a | n/a
217 | 25 | Electricity Retrofit Incentive | Business, Industrial | 2008 | Final | 53 | Motor Open Drip-Proof (ODP), 60 HP - Commercial Sector | Quasi-Prescriptive | Quasi-Prescriptive | Quasi-Prescriptive | Quasi-Prescriptive | Quasi-Prescriptive | Quasi-Prescriptive | 58 | 15.3198 |  | n/a | n/a | n/a | n/a | n/a | n/a | n/a
218 | 25 | Electricity Retrofit Incentive | Business, Industrial | 2008 | Final | 54 | Motor Open Drip-Proof (ODP), 75 HP - Commercial Sector | Quasi-Prescriptive | Quasi-Prescriptive | Quasi-Prescriptive | Quasi-Prescriptive | Quasi-Prescriptive | Quasi-Prescriptive | 58 | 15.3198 |  | n/a | n/a | n/a | n/a | n/a | n/a | n/a
219 | 25 | Electricity Retrofit Incentive | Business, Industrial | 2008 | Final | 55 | Motor Open Drip-Proof (ODP), 100 HP - Commercial Sector | Quasi-Prescriptive | Quasi-Prescriptive | Quasi-Prescriptive | Quasi-Prescriptive | Quasi-Prescriptive | Quasi-Prescriptive | 58 | 15.3198 |  | n/a | n/a | n/a | n/a | n/a | n/a | n/a
220 | 25 | Electricity Retrofit Incentive | Business, Industrial | 2008 | Final | 56 | Motor Open Drip-Proof (ODP), 125 HP - Commercial Sector | Quasi-Prescriptive | Quasi-Prescriptive | Quasi-Prescriptive | Quasi-Prescriptive | Quasi-Prescriptive | Quasi-Prescriptive | 58 | 15.3198 |  | n/a | n/a | n/a | n/a | n/a | n/a | n/a
221 | 25 | Electricity Retrofit Incentive | Business, Industrial | 2008 | Final | 57 | Motor Open Drip-Proof (ODP), 150 HP - Commercial Sector | Quasi-Prescriptive | Quasi-Prescriptive | Quasi-Prescriptive | Quasi-Prescriptive | Quasi-Prescriptive | Quasi-Prescriptive | 58 | 15.3198 |  | n/a | n/a | n/a | n/a | n/a | n/a | n/a
222 | 25 | Electricity Retrofit Incentive | Business, Industrial | 2008 | Final | 58 | Motor Open Drip-Proof (ODP), 200 HP - Commercial Sector | Quasi-Prescriptive | Quasi-Prescriptive | Quasi-Prescriptive | Quasi-Prescriptive | Quasi-Prescriptive | Quasi-Prescriptive | 58 | 15.3198 |  | n/a | n/a | n/a | n/a | n/a | n/a | n/a
223 | 25 | Electricity Retrofit Incentive | Business, Industrial | 2008 | Final | 59 | Motor Totally Enclosed Fan-Cooled (TEFC), 1 HP - Commercial Sector | Quasi-Prescriptive | Quasi-Prescriptive | Quasi-Prescriptive | Quasi-Prescriptive | Quasi-Prescriptive | Quasi-Prescriptive | 58 | 15.3198 |  | n/a | n/a | n/a | n/a | n/a | n/a | n/a
224 | 25 | Electricity Retrofit Incentive | Business, Industrial | 2008 | Final | 60 | Motor Totally Enclosed Fan-Cooled (TEFC), 1.5 HP - Commercial Sector | Quasi-Prescriptive | Quasi-Prescriptive | Quasi-Prescriptive | Quasi-Prescriptive | Quasi-Prescriptive | Quasi-Prescriptive | 58 | 15.3198 |  | n/a | n/a | n/a | n/a | n/a | n/a | n/a
225 | 25 | Electricity Retrofit Incentive | Business, Industrial | 2008 | Final | 61 | Motor Totally Enclosed Fan-Cooled (TEFC), 2 HP - Commercial Sector | Quasi-Prescriptive | Quasi-Prescriptive | Quasi-Prescriptive | Quasi-Prescriptive | Quasi-Prescriptive | Quasi-Prescriptive | 58 | 15.3198 |  | n/a | n/a | n/a | n/a | n/a | n/a | n/a
226 | 25 | Electricity Retrofit Incentive | Business, Industrial | 2008 | Final | 62 | Motor Totally Enclosed Fan-Cooled (TEFC), 3 HP - Commercial Sector | Quasi-Prescriptive | Quasi-Prescriptive | Quasi-Prescriptive | Quasi-Prescriptive | Quasi-Prescriptive | Quasi-Prescriptive | 58 | 15.3198 |  | n/a | n/a | n/a | n/a | n/a | n/a | n/a
227 | 25 | Electricity Retrofit Incentive | Business, Industrial | 2008 | Final | 63 | Motor Totally Enclosed Fan-Cooled (TEFC), 5 HP - Commercial Sector | Quasi-Prescriptive | Quasi-Prescriptive | Quasi-Prescriptive | Quasi-Prescriptive | Quasi-Prescriptive | Quasi-Prescriptive | 58 | 15.3198 |  | n/a | n/a | n/a | n/a | n/a | n/a | n/a
228 | 25 | Electricity Retrofit Incentive | Business, Industrial | 2008 | Final | 64 | Motor Totally Enclosed Fan-Cooled (TEFC), 7.5 HP - Commercial Sector | Quasi-Prescriptive | Quasi-Prescriptive | Quasi-Prescriptive | Quasi-Prescriptive | Quasi-Prescriptive | Quasi-Prescriptive | 58 | 15.3198 |  | n/a | n/a | n/a | n/a | n/a | n/a | n/a
229 | 25 | Electricity Retrofit Incentive | Business, Industrial | 2008 | Final | 65 | Motor Totally Enclosed Fan-Cooled (TEFC), 10 HP - Commercial Sector | Quasi-Prescriptive | Quasi-Prescriptive | Quasi-Prescriptive | Quasi-Prescriptive | Quasi-Prescriptive | Quasi-Prescriptive | 58 | 15.3198 |  | n/a | n/a | n/a | n/a | n/a | n/a | n/a
230 | 25 | Electricity Retrofit Incentive | Business, Industrial | 2008 | Final | 66 | Motor Totally Enclosed Fan-Cooled (TEFC), 15 HP - Commercial Sector | Quasi-Prescriptive | Quasi-Prescriptive | Quasi-Prescriptive | Quasi-Prescriptive | Quasi-Prescriptive | Quasi-Prescriptive | 58 | 15.3198 |  | n/a | n/a | n/a | n/a | n/a | n/a | n/a
231 | 25 | Electricity Retrofit Incentive | Business, Industrial | 2008 | Final | 67 | Motor Totally Enclosed Fan-Cooled (TEFC), 20 HP - Commercial Sector | Quasi-Prescriptive | Quasi-Prescriptive | Quasi-Prescriptive | Quasi-Prescriptive | Quasi-Prescriptive | Quasi-Prescriptive | 58 | 15.3198 |  | n/a | n/a | n/a | n/a | n/a | n/a | n/a
232 | 25 | Electricity Retrofit Incentive | Business, Industrial | 2008 | Final | 68 | Motor Totally Enclosed Fan-Cooled (TEFC), 25 HP - Commercial Sector | Quasi-Prescriptive | Quasi-Prescriptive | Quasi-Prescriptive | Quasi-Prescriptive | Quasi-Prescriptive | Quasi-Prescriptive | 58 | 15.3198 |  | n/a | n/a | n/a | n/a | n/a | n/a | n/a
233 | 25 | Electricity Retrofit Incentive | Business, Industrial | 2008 | Final | 69 | Motor Totally Enclosed Fan-Cooled (TEFC), 30 HP - Commercial Sector | Quasi-Prescriptive | Quasi-Prescriptive | Quasi-Prescriptive | Quasi-Prescriptive | Quasi-Prescriptive | Quasi-Prescriptive | 58 | 15.3198 |  | n/a | n/a | n/a | n/a | n/a | n/a | n/a
234 | 25 | Electricity Retrofit Incentive | Business, Industrial | 2008 | Final | 70 | Motor Totally Enclosed Fan-Cooled (TEFC), 40 HP - Commercial Sector | Quasi-Prescriptive | Quasi-Prescriptive | Quasi-Prescriptive | Quasi-Prescriptive | Quasi-Prescriptive | Quasi-Prescriptive | 58 | 15.3198 |  | n/a | n/a | n/a | n/a | n/a | n/a | n/a
235 | 25 | Electricity Retrofit Incentive | Business, Industrial | 2008 | Final | 71 | Motor Totally Enclosed Fan-Cooled (TEFC), 50 HP - Commercial Sector | Quasi-Prescriptive | Quasi-Prescriptive | Quasi-Prescriptive | Quasi-Prescriptive | Quasi-Prescriptive | Quasi-Prescriptive | 58 | 15.3198 |  | n/a | n/a | n/a | n/a | n/a | n/a | n/a
236 | 25 | Electricity Retrofit Incentive | Business, Industrial | 2008 | Final | 72 | Motor Totally Enclosed Fan-Cooled (TEFC), 60 HP - Commercial Sector | Quasi-Prescriptive | Quasi-Prescriptive | Quasi-Prescriptive | Quasi-Prescriptive | Quasi-Prescriptive | Quasi-Prescriptive | 58 | 15.3198 |  | n/a | n/a | n/a | n/a | n/a | n/a | n/a
237 | 25 | Electricity Retrofit Incentive | Business, Industrial | 2008 | Final | 73 | Motor Totally Enclosed Fan-Cooled (TEFC), 75 HP - Commercial Sector | Quasi-Prescriptive | Quasi-Prescriptive | Quasi-Prescriptive | Quasi-Prescriptive | Quasi-Prescriptive | Quasi-Prescriptive | 58 | 15.3198 |  | n/a | n/a | n/a | n/a | n/a | n/a | n/a
238 | 25 | Electricity Retrofit Incentive | Business, Industrial | 2008 | Final | 74 | Motor Totally Enclosed Fan-Cooled (TEFC), 100 HP - Commercial Sector | Quasi-Prescriptive | Quasi-Prescriptive | Quasi-Prescriptive | Quasi-Prescriptive | Quasi-Prescriptive | Quasi-Prescriptive | 58 | 15.3198 |  | n/a | n/a | n/a | n/a | n/a | n/a | n/a
239 | 25 | Electricity Retrofit Incentive | Business, Industrial | 2008 | Final | 75 | Motor Totally Enclosed Fan-Cooled (TEFC), 125 HP - Commercial Sector | Quasi-Prescriptive | Quasi-Prescriptive | Quasi-Prescriptive | Quasi-Prescriptive | Quasi-Prescriptive | Quasi-Prescriptive | 58 | 15.3198 |  | n/a | n/a | n/a | n/a | n/a | n/a | n/a
240 | 25 | Electricity Retrofit Incentive | Business, Industrial | 2008 | Final | 76 | Motor Totally Enclosed Fan-Cooled (TEFC), 150 HP - Commercial Sector | Quasi-Prescriptive | Quasi-Prescriptive | Quasi-Prescriptive | Quasi-Prescriptive | Quasi-Prescriptive | Quasi-Prescriptive | 58 | 15.3198 |  | n/a | n/a | n/a | n/a | n/a | n/a | n/a
241 | 25 | Electricity Retrofit Incentive | Business, Industrial | 2008 | Final | 77 | Motor Totally Enclosed Fan-Cooled (TEFC), 200 HP - Commercial Sector | Quasi-Prescriptive | Quasi-Prescriptive | Quasi-Prescriptive | Quasi-Prescriptive | Quasi-Prescriptive | Quasi-Prescriptive | 58 | 15.3198 |  | n/a | n/a | n/a | n/a | n/a | n/a | n/a
242 | 25 | Electricity Retrofit Incentive | Business, Industrial | 2008 | Final | 78 | Transformer Size 15 - Commercial Sector | Quasi-Prescriptive | Quasi-Prescriptive | Quasi-Prescriptive | Quasi-Prescriptive | Quasi-Prescriptive | Quasi-Prescriptive | 58 | 15.3198 |  | n/a | n/a | n/a | n/a | n/a | n/a | n/a
243 | 25 | Electricity Retrofit Incentive | Business, Industrial | 2008 | Final | 79 | Transformer Size 30 - Commercial Sector | Quasi-Prescriptive | Quasi-Prescriptive | Quasi-Prescriptive | Quasi-Prescriptive | Quasi-Prescriptive | Quasi-Prescriptive | 58 | 15.3198 |  | n/a | n/a | n/a | n/a | n/a | n/a | n/a
244 | 25 | Electricity Retrofit Incentive | Business, Industrial | 2008 | Final | 80 | Transformer Size 45 - Commercial Sector | Quasi-Prescriptive | Quasi-Prescriptive | Quasi-Prescriptive | Quasi-Prescriptive | Quasi-Prescriptive | Quasi-Prescriptive | 58 | 15.3198 |  | n/a | n/a | n/a | n/a | n/a | n/a | n/a
245 | 25 | Electricity Retrofit Incentive | Business, Industrial | 2008 | Final | 81 | Transformer Size 75 - Commercial Sector | Quasi-Prescriptive | Quasi-Prescriptive | Quasi-Prescriptive | Quasi-Prescriptive | Quasi-Prescriptive | Quasi-Prescriptive | 58 | 15.3198 |  | n/a | n/a | n/a | n/a | n/a | n/a | n/a
246 | 25 | Electricity Retrofit Incentive | Business, Industrial | 2008 | Final | 82 | Transformer Size 112.5 - Commercial Sector | Quasi-Prescriptive | Quasi-Prescriptive | Quasi-Prescriptive | Quasi-Prescriptive | Quasi-Prescriptive | Quasi-Prescriptive | 58 | 15.3198 |  | n/a | n/a | n/a | n/a | n/a | n/a | n/a
247 | 25 | Electricity Retrofit Incentive | Business, Industrial | 2008 | Final | 83 | Transformer Size 150 - Commercial Sector | Quasi-Prescriptive | Quasi-Prescriptive | Quasi-Prescriptive | Quasi-Prescriptive | Quasi-Prescriptive | Quasi-Prescriptive | 58 | 15.3198 |  | n/a | n/a | n/a | n/a | n/a | n/a | n/a
248 | 25 | Electricity Retrofit Incentive | Business, Industrial | 2008 | Final | 84 | Transformer Size 225 - Commercial Sector | Quasi-Prescriptive | Quasi-Prescriptive | Quasi-Prescriptive | Quasi-Prescriptive | Quasi-Prescriptive | Quasi-Prescriptive | 58 | 15.3198 |  | n/a | n/a | n/a | n/a | n/a | n/a | n/a
249 | 25 | Electricity Retrofit Incentive | Business, Industrial | 2008 | Final | 85 | Transformer Size 300 - Commercial Sector | Quasi-Prescriptive | Quasi-Prescriptive | Quasi-Prescriptive | Quasi-Prescriptive | Quasi-Prescriptive | Quasi-Prescriptive | 58 | 15.3198 |  | n/a | n/a | n/a | n/a | n/a | n/a | n/a
250 | 25 | Electricity Retrofit Incentive | Business, Industrial | 2008 | Final | 86 | Transformer Size 500 - Commercial Sector | Quasi-Prescriptive | Quasi-Prescriptive | Quasi-Prescriptive | Quasi-Prescriptive | Quasi-Prescriptive | Quasi-Prescriptive | 58 | 15.3198 |  | n/a | n/a | n/a | n/a | n/a | n/a | n/a
251 | 25 | Electricity Retrofit Incentive | Business, Industrial | 2008 | Final | 87 | Transformer Size 750 - Commercial Sector | Quasi-Prescriptive | Quasi-Prescriptive | Quasi-Prescriptive | Quasi-Prescriptive | Quasi-Prescriptive | Quasi-Prescriptive | 58 | 15.3198 |  | n/a | n/a | n/a | n/a | n/a | n/a | n/a
252 | 25 | Electricity Retrofit Incentive | Business, Industrial | 2008 | Final | 88 | Transformer Size 1000 - Commercial Sector | Quasi-Prescriptive | Quasi-Prescriptive | Quasi-Prescriptive | Quasi-Prescriptive | Quasi-Prescriptive | Quasi-Prescriptive | 58 | 15.3198 |  | n/a | n/a | n/a | n/a | n/a | n/a | n/a
253 | 25 | Electricity Retrofit Incentive | Business, Industrial | 2008 | Final | 89 | Unitary AC Single Phase <= 5.4 Tons - Commercial Sector | Quasi-Prescriptive | Quasi-Prescriptive | Quasi-Prescriptive | Quasi-Prescriptive | Quasi-Prescriptive | Quasi-Prescriptive | 58 | 15.3198 |  | n/a | n/a | n/a | n/a | n/a | n/a | n/a
254 | 25 | Electricity Retrofit Incentive | Business, Industrial | 2008 | Final | 90 | Unitary AC 3 Phase <= 5.4 Tons - Commercial Sector | Quasi-Prescriptive | Quasi-Prescriptive | Quasi-Prescriptive | Quasi-Prescriptive | Quasi-Prescriptive | Quasi-Prescriptive | 58 | 15.3198 |  | n/a | n/a | n/a | n/a | n/a | n/a | n/a
255 | 25 | Electricity Retrofit Incentive | Business, Industrial | 2008 | Final | 91 | Unitary AC >5.4 & <= 11.25 tons - Commercial Sector | Quasi-Prescriptive | Quasi-Prescriptive | Quasi-Prescriptive | Quasi-Prescriptive | Quasi-Prescriptive | Quasi-Prescriptive | 58 | 15.3198 |  | n/a | n/a | n/a | n/a | n/a | n/a | n/a
256 | 25 | Electricity Retrofit Incentive | Business, Industrial | 2008 | Final | 92 | Unitary AC >11.25 & <= 20 tons - Commercial Sector | Quasi-Prescriptive | Quasi-Prescriptive | Quasi-Prescriptive | Quasi-Prescriptive | Quasi-Prescriptive | Quasi-Prescriptive | 58 | 15.3198 |  | n/a | n/a | n/a | n/a | n/a | n/a | n/a
257 | 25 | Electricity Retrofit Incentive | Business, Industrial | 2008 | Final | 93 | Unitary AC 25 tons - Commercial Sector | Quasi-Prescriptive | Quasi-Prescriptive | Quasi-Prescriptive | Quasi-Prescriptive | Quasi-Prescriptive | Quasi-Prescriptive | 58 | 15.3198 |  | n/a | n/a | n/a | n/a | n/a | n/a | n/a
258 | 25 | Electricity Retrofit Incentive | Business, Industrial | 2008 | Final | 94 | Custom Project - Commercial Sector | Quasi-Prescriptive | Quasi-Prescriptive | Quasi-Prescriptive | Quasi-Prescriptive | Quasi-Prescriptive | Quasi-Prescriptive | 58 | 15.3198 |  | n/a | n/a | n/a | n/a | n/a | n/a | n/a
259 | 25 | Electricity Retrofit Incentive | Business, Industrial | 2008 | Final | 95 | Agribusiness ENERGY STAR® Rated Exit Signs, All sizes - Multi-Family Sector | Quasi-Prescriptive | Quasi-Prescriptive | Quasi-Prescriptive | Quasi-Prescriptive | Quasi-Prescriptive | Quasi-Prescriptive | 41 | 15.3198 |  | n/a | n/a | n/a | n/a | n/a | n/a | n/a
260 | 25 | Electricity Retrofit Incentive | Business, Industrial | 2008 | Final | 96 | Agribusiness ENERGY STAR® Rated CFLs, Screw in. All sizes < 40 W - Multi-Family Sector | Quasi-Prescriptive | Quasi-Prescriptive | Quasi-Prescriptive | Quasi-Prescriptive | Quasi-Prescriptive | Quasi-Prescriptive | 41 | 15.3198 |  | n/a | n/a | n/a | n/a | n/a | n/a | n/a
261 | 25 | Electricity Retrofit Incentive | Business, Industrial | 2008 | Final | 97 | Agribusiness ENERGY STAR® Rated CFLs, Hard wired. All sizes < 40 W - Multi-Family Sector | Quasi-Prescriptive | Quasi-Prescriptive | Quasi-Prescriptive | Quasi-Prescriptive | Quasi-Prescriptive | Quasi-Prescriptive | 41 | 15.3198 |  | n/a | n/a | n/a | n/a | n/a | n/a | n/a
262 | 25 | Electricity Retrofit Incentive | Business, Industrial | 2008 | Final | 98 | Agribusiness Standard Performance T8, Single lamp standard T8 fixture - Multi-Family Sector | Quasi-Prescriptive | Quasi-Prescriptive | Quasi-Prescriptive | Quasi-Prescriptive | Quasi-Prescriptive | Quasi-Prescriptive | 41 | 15.3198 |  | n/a | n/a | n/a | n/a | n/a | n/a | n/a
263 | 25 | Electricity Retrofit Incentive | Business, Industrial | 2008 | Final | 99 | Agribusiness Standard Performance T8, Double lamp standard T8 fixture - Multi-Family Sector | Quasi-Prescriptive | Quasi-Prescriptive | Quasi-Prescriptive | Quasi-Prescriptive | Quasi-Prescriptive | Quasi-Prescriptive | 41 | 15.3198 |  | n/a | n/a | n/a | n/a | n/a | n/a | n/a
264 | 25 | Electricity Retrofit Incentive | Business, Industrial | 2008 | Final | 100 | Agribusiness Standard Performance T8, Triple lamp standard T8 fixture - Multi-Family Sector | Quasi-Prescriptive | Quasi-Prescriptive | Quasi-Prescriptive | Quasi-Prescriptive | Quasi-Prescriptive | Quasi-Prescriptive | 41 | 15.3198 |  | n/a | n/a | n/a | n/a | n/a | n/a | n/a
265 | 25 | Electricity Retrofit Incentive | Business, Industrial | 2008 | Final | 101 | Agribusiness Standard Performance T8, Quadruple lamp standard T8 fixture - Multi-Family Sector | Quasi-Prescriptive | Quasi-Prescriptive | Quasi-Prescriptive | Quasi-Prescriptive | Quasi-Prescriptive | Quasi-Prescriptive | 41 | 15.3198 |  | n/a | n/a | n/a | n/a | n/a | n/a | n/a
266 | 25 | Electricity Retrofit Incentive | Business, Industrial | 2008 | Final | 102 | Agribusiness High Performance T8 (Consortium for Energy Efficiency qualifying list compliance), Single lamp high performance T8 fixture - Multi-Family Sector | Quasi-Prescriptive | Quasi-Prescriptive | Quasi-Prescriptive | Quasi-Prescriptive | Quasi-Prescriptive | Quasi-Prescriptive | 41 | 15.3198 |  | n/a | n/a | n/a | n/a | n/a | n/a | n/a
267 | 25 | Electricity Retrofit Incentive | Business, Industrial | 2008 | Final | 103 | Agribusiness High Performance T8 (Consortium for Energy Efficiency qualifying list compliance), Double lamp high performance T8 fixture - Multi-Family Sector | Quasi-Prescriptive | Quasi-Prescriptive | Quasi-Prescriptive | Quasi-Prescriptive | Quasi-Prescriptive | Quasi-Prescriptive | 41 | 15.3198 |  | n/a | n/a | n/a | n/a | n/a | n/a | n/a
268 | 25 | Electricity Retrofit Incentive | Business, Industrial | 2008 | Final | 104 | Agribusiness High Performance T8 (Consortium for Energy Efficiency qualifying list compliance), Triple lamp high performance T8 fixture - Multi-Family Sector | Quasi-Prescriptive | Quasi-Prescriptive | Quasi-Prescriptive | Quasi-Prescriptive | Quasi-Prescriptive | Quasi-Prescriptive | 41 | 15.3198 |  | n/a | n/a | n/a | n/a | n/a | n/a | n/a
269 | 25 | Electricity Retrofit Incentive | Business, Industrial | 2008 | Final | 105 | Agribusiness High Performance T8 (Consortium for Energy Efficiency qualifying list compliance), Quadruple lamp high performance T8 fixture - Multi-Family Sector | Quasi-Prescriptive | Quasi-Prescriptive | Quasi-Prescriptive | Quasi-Prescriptive | Quasi-Prescriptive | Quasi-Prescriptive | 41 | 15.3198 |  | n/a | n/a | n/a | n/a | n/a | n/a | n/a
270 | 25 | Electricity Retrofit Incentive | Business, Industrial | 2008 | Final | 106 | Agribusiness T5 Fixtures, T5 fixture with 1, 2, or 3 lamps and 1 electronic ballast - Multi-Family Sector | Quasi-Prescriptive | Quasi-Prescriptive | Quasi-Prescriptive | Quasi-Prescriptive | Quasi-Prescriptive | Quasi-Prescriptive | 41 | 15.3198 |  | n/a | n/a | n/a | n/a | n/a | n/a | n/a
271 | 25 | Electricity Retrofit Incentive | Business, Industrial | 2008 | Final | 107 | Agribusiness T5 Fixtures, High Bay T5. Maximum 6 lamps/fixture. - Multi-Family Sector | Quasi-Prescriptive | Quasi-Prescriptive | Quasi-Prescriptive | Quasi-Prescriptive | Quasi-Prescriptive | Quasi-Prescriptive | 41 | 15.3198 |  | n/a | n/a | n/a | n/a | n/a | n/a | n/a
272 | 25 | Electricity Retrofit Incentive | Business, Industrial | 2008 | Final | 108 | Agribusiness Metal Halide, 320 W Ceramic pulse start - Multi-Family Sector | Quasi-Prescriptive | Quasi-Prescriptive | Quasi-Prescriptive | Quasi-Prescriptive | Quasi-Prescriptive | Quasi-Prescriptive | 41 | 15.3198 |  | n/a | n/a | n/a | n/a | n/a | n/a | n/a
273 | 25 | Electricity Retrofit Incentive | Business, Industrial | 2008 | Final | 109 | Agribusiness Occupancy Sensors, Switch plate mounted occupancy sensor - Multi-Family Sector | Quasi-Prescriptive | Quasi-Prescriptive | Quasi-Prescriptive | Quasi-Prescriptive | Quasi-Prescriptive | Quasi-Prescriptive | 41 | 15.3198 |  | n/a | n/a | n/a | n/a | n/a | n/a | n/a
274 | 25 | Electricity Retrofit Incentive | Business, Industrial | 2008 | Final | 110 | Agribusiness Occupancy Sensors, Ceiling mounted occupancy sensor - Multi-Family Sector | Quasi-Prescriptive | Quasi-Prescriptive | Quasi-Prescriptive | Quasi-Prescriptive | Quasi-Prescriptive | Quasi-Prescriptive | 41 | 15.3198 |  | n/a | n/a | n/a | n/a | n/a | n/a | n/a
275 | 25 | Electricity Retrofit Incentive | Business, Industrial | 2008 | Final | 111 | Agribusiness Creep Heat Pads, up to 100W maximum - Multi-Family Sector | Quasi-Prescriptive | Quasi-Prescriptive | Quasi-Prescriptive | Quasi-Prescriptive | Quasi-Prescriptive | Quasi-Prescriptive | 41 | 15.3198 |  | n/a | n/a | n/a | n/a | n/a | n/a | n/a
276 | 25 | Electricity Retrofit Incentive | Business, Industrial | 2008 | Final | 112 | Agribusiness Creep Heat Pads, up to 200W maximum - Multi-Family Sector | Quasi-Prescriptive | Quasi-Prescriptive | Quasi-Prescriptive | Quasi-Prescriptive | Quasi-Prescriptive | Quasi-Prescriptive | 41 | 15.3198 |  | n/a | n/a | n/a | n/a | n/a | n/a | n/a
277 | 25 | Electricity Retrofit Incentive | Business, Industrial | 2008 | Final | 113 | Agribusiness High Temperature Cutout Thermostat - Multi-Family Sector | Quasi-Prescriptive | Quasi-Prescriptive | Quasi-Prescriptive | Quasi-Prescriptive | Quasi-Prescriptive | Quasi-Prescriptive | 41 | 15.3198 |  | n/a | n/a | n/a | n/a | n/a | n/a | n/a
278 | 25 | Electricity Retrofit Incentive | Business, Industrial | 2008 | Final | 114 | Agribusiness Creep Heat Controller - Multi-Family Sector | Quasi-Prescriptive | Quasi-Prescriptive | Quasi-Prescriptive | Quasi-Prescriptive | Quasi-Prescriptive | Quasi-Prescriptive | 41 | 15.3198 |  | n/a | n/a | n/a | n/a | n/a | n/a | n/a
279 | 25 | Electricity Retrofit Incentive | Business, Industrial | 2008 | Final | 115 | Agribusiness Energy Efficient Ventilation Exhaust Fans - Multi-Family Sector | Quasi-Prescriptive | Quasi-Prescriptive | Quasi-Prescriptive | Quasi-Prescriptive | Quasi-Prescriptive | Quasi-Prescriptive | 41 | 15.3198 |  | n/a | n/a | n/a | n/a | n/a | n/a | n/a
280 | 25 | Electricity Retrofit Incentive | Business, Industrial | 2008 | Final | 116 | Agribusiness Low Energy Livestock Waterers - Multi-Family Sector | Quasi-Prescriptive | Quasi-Prescriptive | Quasi-Prescriptive | Quasi-Prescriptive | Quasi-Prescriptive | Quasi-Prescriptive | 41 | 15.3198 |  | n/a | n/a | n/a | n/a | n/a | n/a | n/a
281 | 25 | Electricity Retrofit Incentive | Business, Industrial | 2008 | Final | 117 | Agribusiness Photocell and Timer for Lighting Control - Multi-Family Sector | Quasi-Prescriptive | Quasi-Prescriptive | Quasi-Prescriptive | Quasi-Prescriptive | Quasi-Prescriptive | Quasi-Prescriptive | 41 | 15.3198 |  | n/a | n/a | n/a | n/a | n/a | n/a | n/a
282 | 25 | Electricity Retrofit Incentive | Business, Industrial | 2008 | Final | 118 | Lighting System Exit Signs, 5 W or less - Multi-Family Sector | Quasi-Prescriptive | Quasi-Prescriptive | Quasi-Prescriptive | Quasi-Prescriptive | Quasi-Prescriptive | Quasi-Prescriptive | 41 | 15.3198 |  | n/a | n/a | n/a | n/a | n/a | n/a | n/a
283 | 25 | Electricity Retrofit Incentive | Business, Industrial | 2008 | Final | 119 | Lighting System ENERGY STAR® Rated CFLs, Screw in. All sizes < 40 W - Multi-Family Sector | Quasi-Prescriptive | Quasi-Prescriptive | Quasi-Prescriptive | Quasi-Prescriptive | Quasi-Prescriptive | Quasi-Prescriptive | 41 | 15.3198 |  | n/a | n/a | n/a | n/a | n/a | n/a | n/a
284 | 25 | Electricity Retrofit Incentive | Business, Industrial | 2008 | Final | 120 | Lighting System ENERGY STAR® Rated CFLs, Hard wired. All sizes < 40 W - Multi-Family Sector | Quasi-Prescriptive | Quasi-Prescriptive | Quasi-Prescriptive | Quasi-Prescriptive | Quasi-Prescriptive | Quasi-Prescriptive | 41 | 15.3198 |  | n/a | n/a | n/a | n/a | n/a | n/a | n/a
285 | 25 | Electricity Retrofit Incentive | Business, Industrial | 2008 | Final | 121 | Lighting System Standard Performance T8, Single lamp standard T8 fixture - Multi-Family Sector | Quasi-Prescriptive | Quasi-Prescriptive | Quasi-Prescriptive | Quasi-Prescriptive | Quasi-Prescriptive | Quasi-Prescriptive | 41 | 15.3198 |  | n/a | n/a | n/a | n/a | n/a | n/a | n/a
286 | 25 | Electricity Retrofit Incentive | Business, Industrial | 2008 | Final | 122 | Lighting System Standard Performance T8, Double lamp standard T8 fixture - Multi-Family Sector | Quasi-Prescriptive | Quasi-Prescriptive | Quasi-Prescriptive | Quasi-Prescriptive | Quasi-Prescriptive | Quasi-Prescriptive | 41 | 15.3198 |  | n/a | n/a | n/a | n/a | n/a | n/a | n/a
287 | 25 | Electricity Retrofit Incentive | Business, Industrial | 2008 | Final | 123 | Lighting System Standard Performance T8, Triple lamp standard T8 fixture - Multi-Family Sector | Quasi-Prescriptive | Quasi-Prescriptive | Quasi-Prescriptive | Quasi-Prescriptive | Quasi-Prescriptive | Quasi-Prescriptive | 41 | 15.3198 |  | n/a | n/a | n/a | n/a | n/a | n/a | n/a
288 | 25 | Electricity Retrofit Incentive | Business, Industrial | 2008 | Final | 124 | Lighting System Standard Performance T8, Quadruple lamp standard T8 fixture - Multi-Family Sector | Quasi-Prescriptive | Quasi-Prescriptive | Quasi-Prescriptive | Quasi-Prescriptive | Quasi-Prescriptive | Quasi-Prescriptive | 41 | 15.3198 |  | n/a | n/a | n/a | n/a | n/a | n/a | n/a
289 | 25 | Electricity Retrofit Incentive | Business, Industrial | 2008 | Final | 125 | Lighting System High Performance T8 (Consortium for Energy Efficiency qualifying list compliance), Single lamp high performance T8 fixture - Multi-Family Sector | Quasi-Prescriptive | Quasi-Prescriptive | Quasi-Prescriptive | Quasi-Prescriptive | Quasi-Prescriptive | Quasi-Prescriptive | 41 | 15.3198 |  | n/a | n/a | n/a | n/a | n/a | n/a | n/a
290 | 25 | Electricity Retrofit Incentive | Business, Industrial | 2008 | Final | 126 | Lighting System High Performance T8 (Consortium for Energy Efficiency qualifying list compliance), Double lamp high performance T8 fixture - Multi-Family Sector | Quasi-Prescriptive | Quasi-Prescriptive | Quasi-Prescriptive | Quasi-Prescriptive | Quasi-Prescriptive | Quasi-Prescriptive | 41 | 15.3198 |  | n/a | n/a | n/a | n/a | n/a | n/a | n/a
291 | 25 | Electricity Retrofit Incentive | Business, Industrial | 2008 | Final | 127 | Lighting System High Performance T8 (Consortium for Energy Efficiency qualifying list compliance), Triple lamp high performance T8 fixture - Multi-Family Sector | Quasi-Prescriptive | Quasi-Prescriptive | Quasi-Prescriptive | Quasi-Prescriptive | Quasi-Prescriptive | Quasi-Prescriptive | 41 | 15.3198 |  | n/a | n/a | n/a | n/a | n/a | n/a | n/a
292 | 25 | Electricity Retrofit Incentive | Business, Industrial | 2008 | Final | 128 | Lighting System High Performance T8 (Consortium for Energy Efficiency qualifying list compliance), Quadruple lamp high performance T8 fixture - Multi-Family Sector | Quasi-Prescriptive | Quasi-Prescriptive | Quasi-Prescriptive | Quasi-Prescriptive | Quasi-Prescriptive | Quasi-Prescriptive | 41 | 15.3198 |  | n/a | n/a | n/a | n/a | n/a | n/a | n/a
293 | 25 | Electricity Retrofit Incentive | Business, Industrial | 2008 | Final | 129 | Lighting System T5 Fixtures, T5 fixture with 1, 2, or 3 lamps and 1 electronic ballast - Multi-Family Sector | Quasi-Prescriptive | Quasi-Prescriptive | Quasi-Prescriptive | Quasi-Prescriptive | Quasi-Prescriptive | Quasi-Prescriptive | 41 | 15.3198 |  | n/a | n/a | n/a | n/a | n/a | n/a | n/a
294 | 25 | Electricity Retrofit Incentive | Business, Industrial | 2008 | Final | 130 | Lighting System T5 Fixtures, High Bay T5. Maximum 6 lamps/fixture. - Multi-Family Sector | Quasi-Prescriptive | Quasi-Prescriptive | Quasi-Prescriptive | Quasi-Prescriptive | Quasi-Prescriptive | Quasi-Prescriptive | 41 | 15.3198 |  | n/a | n/a | n/a | n/a | n/a | n/a | n/a
295 | 25 | Electricity Retrofit Incentive | Business, Industrial | 2008 | Final | 131 | Lighting System Metal Halide, 320 W Ceramic pulse start - Multi-Family Sector | Quasi-Prescriptive | Quasi-Prescriptive | Quasi-Prescriptive | Quasi-Prescriptive | Quasi-Prescriptive | Quasi-Prescriptive | 41 | 15.3198 |  | n/a | n/a | n/a | n/a | n/a | n/a | n/a
296 | 25 | Electricity Retrofit Incentive | Business, Industrial | 2008 | Final | 132 | Lighting System Occupancy Sensors, Switch plate mounted occupancy sensor - Multi-Family Sector | Quasi-Prescriptive | Quasi-Prescriptive | Quasi-Prescriptive | Quasi-Prescriptive | Quasi-Prescriptive | Quasi-Prescriptive | 41 | 15.3198 |  | n/a | n/a | n/a | n/a | n/a | n/a | n/a
297 | 25 | Electricity Retrofit Incentive | Business, Industrial | 2008 | Final | 133 | Lighting System Occupancy Sensors, Ceiling mounted occupancy sensor - Multi-Family Sector | Quasi-Prescriptive | Quasi-Prescriptive | Quasi-Prescriptive | Quasi-Prescriptive | Quasi-Prescriptive | Quasi-Prescriptive | 41 | 15.3198 |  | n/a | n/a | n/a | n/a | n/a | n/a | n/a
298 | 25 | Electricity Retrofit Incentive | Business, Industrial | 2008 | Final | 134 | Motor Open Drip-Proof (ODP), 1 HP - Multi-Family Sector | Quasi-Prescriptive | Quasi-Prescriptive | Quasi-Prescriptive | Quasi-Prescriptive | Quasi-Prescriptive | Quasi-Prescriptive | 41 | 15.3198 |  | n/a | n/a | n/a | n/a | n/a | n/a | n/a
299 | 25 | Electricity Retrofit Incentive | Business, Industrial | 2008 | Final | 135 | Motor Open Drip-Proof (ODP), 1.5 HP - Multi-Family Sector | Quasi-Prescriptive | Quasi-Prescriptive | Quasi-Prescriptive | Quasi-Prescriptive | Quasi-Prescriptive | Quasi-Prescriptive | 41 | 15.3198 |  | n/a | n/a | n/a | n/a | n/a | n/a | n/a
300 | 25 | Electricity Retrofit Incentive | Business, Industrial | 2008 | Final | 136 | Motor Open Drip-Proof (ODP), 2 HP - Multi-Family Sector | Quasi-Prescriptive | Quasi-Prescriptive | Quasi-Prescriptive | Quasi-Prescriptive | Quasi-Prescriptive | Quasi-Prescriptive | 41 | 15.3198 |  | n/a | n/a | n/a | n/a | n/a | n/a | n/a
301 | 25 | Electricity Retrofit Incentive | Business, Industrial | 2008 | Final | 137 | Motor Open Drip-Proof (ODP), 3 HP - Multi-Family Sector | Quasi-Prescriptive | Quasi-Prescriptive | Quasi-Prescriptive | Quasi-Prescriptive | Quasi-Prescriptive | Quasi-Prescriptive | 41 | 15.3198 |  | n/a | n/a | n/a | n/a | n/a | n/a | n/a
302 | 25 | Electricity Retrofit Incentive | Business, Industrial | 2008 | Final | 138 | Motor Open Drip-Proof (ODP), 5 HP - Multi-Family Sector | Quasi-Prescriptive | Quasi-Prescriptive | Quasi-Prescriptive | Quasi-Prescriptive | Quasi-Prescriptive | Quasi-Prescriptive | 41 | 15.3198 |  | n/a | n/a | n/a | n/a | n/a | n/a | n/a
303 | 25 | Electricity Retrofit Incentive | Business, Industrial | 2008 | Final | 139 | Motor Open Drip-Proof (ODP), 7.5 HP - Multi-Family Sector | Quasi-Prescriptive | Quasi-Prescriptive | Quasi-Prescriptive | Quasi-Prescriptive | Quasi-Prescriptive | Quasi-Prescriptive | 41 | 15.3198 |  | n/a | n/a | n/a | n/a | n/a | n/a | n/a
304 | 25 | Electricity Retrofit Incentive | Business, Industrial | 2008 | Final | 140 | Motor Open Drip-Proof (ODP), 10 HP - Multi-Family Sector | Quasi-Prescriptive | Quasi-Prescriptive | Quasi-Prescriptive | Quasi-Prescriptive | Quasi-Prescriptive | Quasi-Prescriptive | 41 | 15.3198 |  | n/a | n/a | n/a | n/a | n/a | n/a | n/a
305 | 25 | Electricity Retrofit Incentive | Business, Industrial | 2008 | Final | 141 | Motor Open Drip-Proof (ODP), 15 HP - Multi-Family Sector | Quasi-Prescriptive | Quasi-Prescriptive | Quasi-Prescriptive | Quasi-Prescriptive | Quasi-Prescriptive | Quasi-Prescriptive | 41 | 15.3198 |  | n/a | n/a | n/a | n/a | n/a | n/a | n/a
306 | 25 | Electricity Retrofit Incentive | Business, Industrial | 2008 | Final | 142 | Motor Open Drip-Proof (ODP), 20 HP - Multi-Family Sector | Quasi-Prescriptive | Quasi-Prescriptive | Quasi-Prescriptive | Quasi-Prescriptive | Quasi-Prescriptive | Quasi-Prescriptive | 41 | 15.3198 |  | n/a | n/a | n/a | n/a | n/a | n/a | n/a
307 | 25 | Electricity Retrofit Incentive | Business, Industrial | 2008 | Final | 143 | Motor Open Drip-Proof (ODP), 25 HP - Multi-Family Sector | Quasi-Prescriptive | Quasi-Prescriptive | Quasi-Prescriptive | Quasi-Prescriptive | Quasi-Prescriptive | Quasi-Prescriptive | 41 | 15.3198 |  | n/a | n/a | n/a | n/a | n/a | n/a | n/a
308 | 25 | Electricity Retrofit Incentive | Business, Industrial | 2008 | Final | 144 | Motor Open Drip-Proof (ODP), 30 HP - Multi-Family Sector | Quasi-Prescriptive | Quasi-Prescriptive | Quasi-Prescriptive | Quasi-Prescriptive | Quasi-Prescriptive | Quasi-Prescriptive | 41 | 15.3198 |  | n/a | n/a | n/a | n/a | n/a | n/a | n/a
309 | 25 | Electricity Retrofit Incentive | Business, Industrial | 2008 | Final | 145 | Motor Open Drip-Proof (ODP), 40 HP - Multi-Family Sector | Quasi-Prescriptive | Quasi-Prescriptive | Quasi-Prescriptive | Quasi-Prescriptive | Quasi-Prescriptive | Quasi-Prescriptive | 41 | 15.3198 |  | n/a | n/a | n/a | n/a | n/a | n/a | n/a
310 | 25 | Electricity Retrofit Incentive | Business, Industrial | 2008 | Final | 146 | Motor Open Drip-Proof (ODP), 50 HP - Multi-Family Sector | Quasi-Prescriptive | Quasi-Prescriptive | Quasi-Prescriptive | Quasi-Prescriptive | Quasi-Prescriptive | Quasi-Prescriptive | 41 | 15.3198 |  | n/a | n/a | n/a | n/a | n/a | n/a | n/a
311 | 25 | Electricity Retrofit Incentive | Business, Industrial | 2008 | Final | 147 | Motor Open Drip-Proof (ODP), 60 HP - Multi-Family Sector | Quasi-Prescriptive | Quasi-Prescriptive | Quasi-Prescriptive | Quasi-Prescriptive | Quasi-Prescriptive | Quasi-Prescriptive | 41 | 15.3198 |  | n/a | n/a | n/a | n/a | n/a | n/a | n/a
312 | 25 | Electricity Retrofit Incentive | Business, Industrial | 2008 | Final | 148 | Motor Open Drip-Proof (ODP), 75 HP - Multi-Family Sector | Quasi-Prescriptive | Quasi-Prescriptive | Quasi-Prescriptive | Quasi-Prescriptive | Quasi-Prescriptive | Quasi-Prescriptive | 41 | 15.3198 |  | n/a | n/a | n/a | n/a | n/a | n/a | n/a
313 | 25 | Electricity Retrofit Incentive | Business, Industrial | 2008 | Final | 149 | Motor Open Drip-Proof (ODP), 100 HP - Multi-Family Sector | Quasi-Prescriptive | Quasi-Prescriptive | Quasi-Prescriptive | Quasi-Prescriptive | Quasi-Prescriptive | Quasi-Prescriptive | 41 | 15.3198 |  | n/a | n/a | n/a | n/a | n/a | n/a | n/a
314 | 25 | Electricity Retrofit Incentive | Business, Industrial | 2008 | Final | 150 | Motor Open Drip-Proof (ODP), 125 HP - Multi-Family Sector | Quasi-Prescriptive | Quasi-Prescriptive | Quasi-Prescriptive | Quasi-Prescriptive | Quasi-Prescriptive | Quasi-Prescriptive | 41 | 15.3198 |  | n/a | n/a | n/a | n/a | n/a | n/a | n/a
315 | 25 | Electricity Retrofit Incentive | Business, Industrial | 2008 | Final | 151 | Motor Open Drip-Proof (ODP), 150 HP - Multi-Family Sector | Quasi-Prescriptive | Quasi-Prescriptive | Quasi-Prescriptive | Quasi-Prescriptive | Quasi-Prescriptive | Quasi-Prescriptive | 41 | 15.3198 |  | n/a | n/a | n/a | n/a | n/a | n/a | n/a
316 | 25 | Electricity Retrofit Incentive | Business, Industrial | 2008 | Final | 152 | Motor Open Drip-Proof (ODP), 200 HP - Multi-Family Sector | Quasi-Prescriptive | Quasi-Prescriptive | Quasi-Prescriptive | Quasi-Prescriptive | Quasi-Prescriptive | Quasi-Prescriptive | 41 | 15.3198 |  | n/a | n/a | n/a | n/a | n/a | n/a | n/a
317 | 25 | Electricity Retrofit Incentive | Business, Industrial | 2008 | Final | 153 | Motor Totally Enclosed Fan-Cooled (TEFC), 1 HP - Multi-Family Sector | Quasi-Prescriptive | Quasi-Prescriptive | Quasi-Prescriptive | Quasi-Prescriptive | Quasi-Prescriptive | Quasi-Prescriptive | 41 | 15.3198 |  | n/a | n/a | n/a | n/a | n/a | n/a | n/a
318 | 25 | Electricity Retrofit Incentive | Business, Industrial | 2008 | Final | 154 | Motor Totally Enclosed Fan-Cooled (TEFC), 1.5 HP - Multi-Family Sector | Quasi-Prescriptive | Quasi-Prescriptive | Quasi-Prescriptive | Quasi-Prescriptive | Quasi-Prescriptive | Quasi-Prescriptive | 41 | 15.3198 |  | n/a | n/a | n/a | n/a | n/a | n/a | n/a
319 | 25 | Electricity Retrofit Incentive | Business, Industrial | 2008 | Final | 155 | Motor Totally Enclosed Fan-Cooled (TEFC), 2 HP - Multi-Family Sector | Quasi-Prescriptive | Quasi-Prescriptive | Quasi-Prescriptive | Quasi-Prescriptive | Quasi-Prescriptive | Quasi-Prescriptive | 41 | 15.3198 |  | n/a | n/a | n/a | n/a | n/a | n/a | n/a
320 | 25 | Electricity Retrofit Incentive | Business, Industrial | 2008 | Final | 156 | Motor Totally Enclosed Fan-Cooled (TEFC), 3 HP - Multi-Family Sector | Quasi-Prescriptive | Quasi-Prescriptive | Quasi-Prescriptive | Quasi-Prescriptive | Quasi-Prescriptive | Quasi-Prescriptive | 41 | 15.3198 |  | n/a | n/a | n/a | n/a | n/a | n/a | n/a
321 | 25 | Electricity Retrofit Incentive | Business, Industrial | 2008 | Final | 157 | Motor Totally Enclosed Fan-Cooled (TEFC), 5 HP - Multi-Family Sector | Quasi-Prescriptive | Quasi-Prescriptive | Quasi-Prescriptive | Quasi-Prescriptive | Quasi-Prescriptive | Quasi-Prescriptive | 41 | 15.3198 |  | n/a | n/a | n/a | n/a | n/a | n/a | n/a
322 | 25 | Electricity Retrofit Incentive | Business, Industrial | 2008 | Final | 158 | Motor Totally Enclosed Fan-Cooled (TEFC), 7.5 HP - Multi-Family Sector | Quasi-Prescriptive | Quasi-Prescriptive | Quasi-Prescriptive | Quasi-Prescriptive | Quasi-Prescriptive | Quasi-Prescriptive | 41 | 15.3198 |  | n/a | n/a | n/a | n/a | n/a | n/a | n/a
323 | 25 | Electricity Retrofit Incentive | Business, Industrial | 2008 | Final | 159 | Motor Totally Enclosed Fan-Cooled (TEFC), 10 HP - Multi-Family Sector | Quasi-Prescriptive | Quasi-Prescriptive | Quasi-Prescriptive | Quasi-Prescriptive | Quasi-Prescriptive | Quasi-Prescriptive | 41 | 15.3198 |  | n/a | n/a | n/a | n/a | n/a | n/a | n/a
324 | 25 | Electricity Retrofit Incentive | Business, Industrial | 2008 | Final | 160 | Motor Totally Enclosed Fan-Cooled (TEFC), 15 HP - Multi-Family Sector | Quasi-Prescriptive | Quasi-Prescriptive | Quasi-Prescriptive | Quasi-Prescriptive | Quasi-Prescriptive | Quasi-Prescriptive | 41 | 15.3198 |  | n/a | n/a | n/a | n/a | n/a | n/a | n/a
325 | 25 | Electricity Retrofit Incentive | Business, Industrial | 2008 | Final | 161 | Motor Totally Enclosed Fan-Cooled (TEFC), 20 HP - Multi-Family Sector | Quasi-Prescriptive | Quasi-Prescriptive | Quasi-Prescriptive | Quasi-Prescriptive | Quasi-Prescriptive | Quasi-Prescriptive | 41 | 15.3198 |  | n/a | n/a | n/a | n/a | n/a | n/a | n/a
326 | 25 | Electricity Retrofit Incentive | Business, Industrial | 2008 | Final | 162 | Motor Totally Enclosed Fan-Cooled (TEFC), 25 HP - Multi-Family Sector | Quasi-Prescriptive | Quasi-Prescriptive | Quasi-Prescriptive | Quasi-Prescriptive | Quasi-Prescriptive | Quasi-Prescriptive | 41 | 15.3198 |  | n/a | n/a | n/a | n/a | n/a | n/a | n/a
327 | 25 | Electricity Retrofit Incentive | Business, Industrial | 2008 | Final | 163 | Motor Totally Enclosed Fan-Cooled (TEFC), 30 HP - Multi-Family Sector | Quasi-Prescriptive | Quasi-Prescriptive | Quasi-Prescriptive | Quasi-Prescriptive | Quasi-Prescriptive | Quasi-Prescriptive | 41 | 15.3198 |  | n/a | n/a | n/a | n/a | n/a | n/a | n/a
328 | 25 | Electricity Retrofit Incentive | Business, Industrial | 2008 | Final | 164 | Motor Totally Enclosed Fan-Cooled (TEFC), 40 HP - Multi-Family Sector | Quasi-Prescriptive | Quasi-Prescriptive | Quasi-Prescriptive | Quasi-Prescriptive | Quasi-Prescriptive | Quasi-Prescriptive | 41 | 15.3198 |  | n/a | n/a | n/a | n/a | n/a | n/a | n/a
329 | 25 | Electricity Retrofit Incentive | Business, Industrial | 2008 | Final | 165 | Motor Totally Enclosed Fan-Cooled (TEFC), 50 HP - Multi-Family Sector | Quasi-Prescriptive | Quasi-Prescriptive | Quasi-Prescriptive | Quasi-Prescriptive | Quasi-Prescriptive | Quasi-Prescriptive | 41 | 15.3198 |  | n/a | n/a | n/a | n/a | n/a | n/a | n/a
330 | 25 | Electricity Retrofit Incentive | Business, Industrial | 2008 | Final | 166 | Motor Totally Enclosed Fan-Cooled (TEFC), 60 HP - Multi-Family Sector | Quasi-Prescriptive | Quasi-Prescriptive | Quasi-Prescriptive | Quasi-Prescriptive | Quasi-Prescriptive | Quasi-Prescriptive | 41 | 15.3198 |  | n/a | n/a | n/a | n/a | n/a | n/a | n/a
331 | 25 | Electricity Retrofit Incentive | Business, Industrial | 2008 | Final | 167 | Motor Totally Enclosed Fan-Cooled (TEFC), 75 HP - Multi-Family Sector | Quasi-Prescriptive | Quasi-Prescriptive | Quasi-Prescriptive | Quasi-Prescriptive | Quasi-Prescriptive | Quasi-Prescriptive | 41 | 15.3198 |  | n/a | n/a | n/a | n/a | n/a | n/a | n/a
332 | 25 | Electricity Retrofit Incentive | Business, Industrial | 2008 | Final | 168 | Motor Totally Enclosed Fan-Cooled (TEFC), 100 HP - Multi-Family Sector | Quasi-Prescriptive | Quasi-Prescriptive | Quasi-Prescriptive | Quasi-Prescriptive | Quasi-Prescriptive | Quasi-Prescriptive | 41 | 15.3198 |  | n/a | n/a | n/a | n/a | n/a | n/a | n/a
333 | 25 | Electricity Retrofit Incentive | Business, Industrial | 2008 | Final | 169 | Motor Totally Enclosed Fan-Cooled (TEFC), 125 HP - Multi-Family Sector | Quasi-Prescriptive | Quasi-Prescriptive | Quasi-Prescriptive | Quasi-Prescriptive | Quasi-Prescriptive | Quasi-Prescriptive | 41 | 15.3198 |  | n/a | n/a | n/a | n/a | n/a | n/a | n/a
334 | 25 | Electricity Retrofit Incentive | Business, Industrial | 2008 | Final | 170 | Motor Totally Enclosed Fan-Cooled (TEFC), 150 HP - Multi-Family Sector | Quasi-Prescriptive | Quasi-Prescriptive | Quasi-Prescriptive | Quasi-Prescriptive | Quasi-Prescriptive | Quasi-Prescriptive | 41 | 15.3198 |  | n/a | n/a | n/a | n/a | n/a | n/a | n/a
335 | 25 | Electricity Retrofit Incentive | Business, Industrial | 2008 | Final | 171 | Motor Totally Enclosed Fan-Cooled (TEFC), 200 HP - Multi-Family Sector | Quasi-Prescriptive | Quasi-Prescriptive | Quasi-Prescriptive | Quasi-Prescriptive | Quasi-Prescriptive | Quasi-Prescriptive | 41 | 15.3198 |  | n/a | n/a | n/a | n/a | n/a | n/a | n/a
336 | 25 | Electricity Retrofit Incentive | Business, Industrial | 2008 | Final | 172 | Transformer Size 15 - Multi-Family Sector | Quasi-Prescriptive | Quasi-Prescriptive | Quasi-Prescriptive | Quasi-Prescriptive | Quasi-Prescriptive | Quasi-Prescriptive | 41 | 15.3198 |  | n/a | n/a | n/a | n/a | n/a | n/a | n/a
337 | 25 | Electricity Retrofit Incentive | Business, Industrial | 2008 | Final | 173 | Transformer Size 30 - Multi-Family Sector | Quasi-Prescriptive | Quasi-Prescriptive | Quasi-Prescriptive | Quasi-Prescriptive | Quasi-Prescriptive | Quasi-Prescriptive | 41 | 15.3198 |  | n/a | n/a | n/a | n/a | n/a | n/a | n/a
338 | 25 | Electricity Retrofit Incentive | Business, Industrial | 2008 | Final | 174 | Transformer Size 45 - Multi-Family Sector | Quasi-Prescriptive | Quasi-Prescriptive | Quasi-Prescriptive | Quasi-Prescriptive | Quasi-Prescriptive | Quasi-Prescriptive | 41 | 15.3198 |  | n/a | n/a | n/a | n/a | n/a | n/a | n/a
339 | 25 | Electricity Retrofit Incentive | Business, Industrial | 2008 | Final | 175 | Transformer Size 75 - Multi-Family Sector | Quasi-Prescriptive | Quasi-Prescriptive | Quasi-Prescriptive | Quasi-Prescriptive | Quasi-Prescriptive | Quasi-Prescriptive | 41 | 15.3198 |  | n/a | n/a | n/a | n/a | n/a | n/a | n/a
340 | 25 | Electricity Retrofit Incentive | Business, Industrial | 2008 | Final | 176 | Transformer Size 112.5 - Multi-Family Sector | Quasi-Prescriptive | Quasi-Prescriptive | Quasi-Prescriptive | Quasi-Prescriptive | Quasi-Prescriptive | Quasi-Prescriptive | 41 | 15.3198 |  | n/a | n/a | n/a | n/a | n/a | n/a | n/a
341 | 25 | Electricity Retrofit Incentive | Business, Industrial | 2008 | Final | 177 | Transformer Size 150 - Multi-Family Sector | Quasi-Prescriptive | Quasi-Prescriptive | Quasi-Prescriptive | Quasi-Prescriptive | Quasi-Prescriptive | Quasi-Prescriptive | 41 | 15.3198 |  | n/a | n/a | n/a | n/a | n/a | n/a | n/a
342 | 25 | Electricity Retrofit Incentive | Business, Industrial | 2008 | Final | 178 | Transformer Size 225 - Multi-Family Sector | Quasi-Prescriptive | Quasi-Prescriptive | Quasi-Prescriptive | Quasi-Prescriptive | Quasi-Prescriptive | Quasi-Prescriptive | 41 | 15.3198 |  | n/a | n/a | n/a | n/a | n/a | n/a | n/a
343 | 25 | Electricity Retrofit Incentive | Business, Industrial | 2008 | Final | 179 | Transformer Size 300 - Multi-Family Sector | Quasi-Prescriptive | Quasi-Prescriptive | Quasi-Prescriptive | Quasi-Prescriptive | Quasi-Prescriptive | Quasi-Prescriptive | 41 | 15.3198 |  | n/a | n/a | n/a | n/a | n/a | n/a | n/a
344 | 25 | Electricity Retrofit Incentive | Business, Industrial | 2008 | Final | 180 | Transformer Size 500 - Multi-Family Sector | Quasi-Prescriptive | Quasi-Prescriptive | Quasi-Prescriptive | Quasi-Prescriptive | Quasi-Prescriptive | Quasi-Prescriptive | 41 | 15.3198 |  | n/a | n/a | n/a | n/a | n/a | n/a | n/a
345 | 25 | Electricity Retrofit Incentive | Business, Industrial | 2008 | Final | 181 | Transformer Size 750 - Multi-Family Sector | Quasi-Prescriptive | Quasi-Prescriptive | Quasi-Prescriptive | Quasi-Prescriptive | Quasi-Prescriptive | Quasi-Prescriptive | 41 | 15.3198 |  | n/a | n/a | n/a | n/a | n/a | n/a | n/a
346 | 25 | Electricity Retrofit Incentive | Business, Industrial | 2008 | Final | 182 | Transformer Size 1000 - Multi-Family Sector | Quasi-Prescriptive | Quasi-Prescriptive | Quasi-Prescriptive | Quasi-Prescriptive | Quasi-Prescriptive | Quasi-Prescriptive | 41 | 15.3198 |  | n/a | n/a | n/a | n/a | n/a | n/a | n/a
347 | 25 | Electricity Retrofit Incentive | Business, Industrial | 2008 | Final | 183 | Unitary AC Single Phase <= 5.4 Tons - Multi-Family Sector | Quasi-Prescriptive | Quasi-Prescriptive | Quasi-Prescriptive | Quasi-Prescriptive | Quasi-Prescriptive | Quasi-Prescriptive | 41 | 15.3198 |  | n/a | n/a | n/a | n/a | n/a | n/a | n/a
348 | 25 | Electricity Retrofit Incentive | Business, Industrial | 2008 | Final | 184 | Unitary AC 3 Phase <= 5.4 Tons - Multi-Family Sector | Quasi-Prescriptive | Quasi-Prescriptive | Quasi-Prescriptive | Quasi-Prescriptive | Quasi-Prescriptive | Quasi-Prescriptive | 41 | 15.3198 |  | n/a | n/a | n/a | n/a | n/a | n/a | n/a
349 | 25 | Electricity Retrofit Incentive | Business, Industrial | 2008 | Final | 185 | Unitary AC >5.4 & <= 11.25 tons - Multi-Family Sector | Quasi-Prescriptive | Quasi-Prescriptive | Quasi-Prescriptive | Quasi-Prescriptive | Quasi-Prescriptive | Quasi-Prescriptive | 41 | 15.3198 |  | n/a | n/a | n/a | n/a | n/a | n/a | n/a
350 | 25 | Electricity Retrofit Incentive | Business, Industrial | 2008 | Final | 186 | Unitary AC >11.25 & <= 20 tons - Multi-Family Sector | Quasi-Prescriptive | Quasi-Prescriptive | Quasi-Prescriptive | Quasi-Prescriptive | Quasi-Prescriptive | Quasi-Prescriptive | 41 | 15.3198 |  | n/a | n/a | n/a | n/a | n/a | n/a | n/a
351 | 25 | Electricity Retrofit Incentive | Business, Industrial | 2008 | Final | 187 | Unitary AC 25 tons - Multi-Family Sector | Quasi-Prescriptive | Quasi-Prescriptive | Quasi-Prescriptive | Quasi-Prescriptive | Quasi-Prescriptive | Quasi-Prescriptive | 41 | 15.3198 |  | n/a | n/a | n/a | n/a | n/a | n/a | n/a
352 | 25 | Electricity Retrofit Incentive | Business, Industrial | 2008 | Final | 188 | Custom Project - Multi-Family Sector | Quasi-Prescriptive | Quasi-Prescriptive | Quasi-Prescriptive | Quasi-Prescriptive | Quasi-Prescriptive | Quasi-Prescriptive | 41 | 15.3198 |  | n/a | n/a | n/a | n/a | n/a | n/a | n/a
353 | 25 | Electricity Retrofit Incentive | Business, Industrial | 2008 | Final | 189 | Agribusiness ENERGY STAR® Rated Exit Signs, All sizes - Industrial Sector | Quasi-Prescriptive | Quasi-Prescriptive | Quasi-Prescriptive | Quasi-Prescriptive | Quasi-Prescriptive | Quasi-Prescriptive | 58 | 15.3198 |  | n/a | n/a | n/a | n/a | n/a | n/a | n/a
354 | 25 | Electricity Retrofit Incentive | Business, Industrial | 2008 | Final | 190 | Agribusiness ENERGY STAR® Rated CFLs, Screw in. All sizes < 40 W - Industrial Sector | Quasi-Prescriptive | Quasi-Prescriptive | Quasi-Prescriptive | Quasi-Prescriptive | Quasi-Prescriptive | Quasi-Prescriptive | 58 | 15.3198 |  | n/a | n/a | n/a | n/a | n/a | n/a | n/a
355 | 25 | Electricity Retrofit Incentive | Business, Industrial | 2008 | Final | 191 | Agribusiness ENERGY STAR® Rated CFLs, Hard wired. All sizes < 40 W - Industrial Sector | Quasi-Prescriptive | Quasi-Prescriptive | Quasi-Prescriptive | Quasi-Prescriptive | Quasi-Prescriptive | Quasi-Prescriptive | 58 | 15.3198 |  | n/a | n/a | n/a | n/a | n/a | n/a | n/a
356 | 25 | Electricity Retrofit Incentive | Business, Industrial | 2008 | Final | 192 | Agribusiness Standard Performance T8, Single lamp standard T8 fixture - Industrial Sector | Quasi-Prescriptive | Quasi-Prescriptive | Quasi-Prescriptive | Quasi-Prescriptive | Quasi-Prescriptive | Quasi-Prescriptive | 58 | 15.3198 |  | n/a | n/a | n/a | n/a | n/a | n/a | n/a
357 | 25 | Electricity Retrofit Incentive | Business, Industrial | 2008 | Final | 193 | Agribusiness Standard Performance T8, Double lamp standard T8 fixture - Industrial Sector | Quasi-Prescriptive | Quasi-Prescriptive | Quasi-Prescriptive | Quasi-Prescriptive | Quasi-Prescriptive | Quasi-Prescriptive | 58 | 15.3198 |  | n/a | n/a | n/a | n/a | n/a | n/a | n/a
358 | 25 | Electricity Retrofit Incentive | Business, Industrial | 2008 | Final | 194 | Agribusiness Standard Performance T8, Triple lamp standard T8 fixture - Industrial Sector | Quasi-Prescriptive | Quasi-Prescriptive | Quasi-Prescriptive | Quasi-Prescriptive | Quasi-Prescriptive | Quasi-Prescriptive | 58 | 15.3198 |  | n/a | n/a | n/a | n/a | n/a | n/a | n/a
359 | 25 | Electricity Retrofit Incentive | Business, Industrial | 2008 | Final | 195 | Agribusiness Standard Performance T8, Quadruple lamp standard T8 fixture - Industrial Sector | Quasi-Prescriptive | Quasi-Prescriptive | Quasi-Prescriptive | Quasi-Prescriptive | Quasi-Prescriptive | Quasi-Prescriptive | 58 | 15.3198 |  | n/a | n/a | n/a | n/a | n/a | n/a | n/a
360 | 25 | Electricity Retrofit Incentive | Business, Industrial | 2008 | Final | 196 | Agribusiness High Performance T8 (Consortium for Energy Efficiency qualifying list compliance), Single lamp high performance T8 fixture - Industrial Sector | Quasi-Prescriptive | Quasi-Prescriptive | Quasi-Prescriptive | Quasi-Prescriptive | Quasi-Prescriptive | Quasi-Prescriptive | 58 | 15.3198 |  | n/a | n/a | n/a | n/a | n/a | n/a | n/a
361 | 25 | Electricity Retrofit Incentive | Business, Industrial | 2008 | Final | 197 | Agribusiness High Performance T8 (Consortium for Energy Efficiency qualifying list compliance), Double lamp high performance T8 fixture - Industrial Sector | Quasi-Prescriptive | Quasi-Prescriptive | Quasi-Prescriptive | Quasi-Prescriptive | Quasi-Prescriptive | Quasi-Prescriptive | 58 | 15.3198 |  | n/a | n/a | n/a | n/a | n/a | n/a | n/a
362 | 25 | Electricity Retrofit Incentive | Business, Industrial | 2008 | Final | 198 | Agribusiness High Performance T8 (Consortium for Energy Efficiency qualifying list compliance), Triple lamp high performance T8 fixture - Industrial Sector | Quasi-Prescriptive | Quasi-Prescriptive | Quasi-Prescriptive | Quasi-Prescriptive | Quasi-Prescriptive | Quasi-Prescriptive | 58 | 15.3198 |  | n/a | n/a | n/a | n/a | n/a | n/a | n/a
363 | 25 | Electricity Retrofit Incentive | Business, Industrial | 2008 | Final | 199 | Agribusiness High Performance T8 (Consortium for Energy Efficiency qualifying list compliance), Quadruple lamp high performance T8 fixture - Industrial Sector | Quasi-Prescriptive | Quasi-Prescriptive | Quasi-Prescriptive | Quasi-Prescriptive | Quasi-Prescriptive | Quasi-Prescriptive | 58 | 15.3198 |  | n/a | n/a | n/a | n/a | n/a | n/a | n/a
364 | 25 | Electricity Retrofit Incentive | Business, Industrial | 2008 | Final | 200 | Agribusiness T5 Fixtures, T5 fixture with 1, 2, or 3 lamps and 1 electronic ballast - Industrial Sector | Quasi-Prescriptive | Quasi-Prescriptive | Quasi-Prescriptive | Quasi-Prescriptive | Quasi-Prescriptive | Quasi-Prescriptive | 58 | 15.3198 |  | n/a | n/a | n/a | n/a | n/a | n/a | n/a
365 | 25 | Electricity Retrofit Incentive | Business, Industrial | 2008 | Final | 201 | Agribusiness T5 Fixtures, High Bay T5. Maximum 6 lamps/fixture. - Industrial Sector | Quasi-Prescriptive | Quasi-Prescriptive | Quasi-Prescriptive | Quasi-Prescriptive | Quasi-Prescriptive | Quasi-Prescriptive | 58 | 15.3198 |  | n/a | n/a | n/a | n/a | n/a | n/a | n/a
366 | 25 | Electricity Retrofit Incentive | Business, Industrial | 2008 | Final | 202 | Agribusiness Metal Halide, 320 W Ceramic pulse start - Industrial Sector | Quasi-Prescriptive | Quasi-Prescriptive | Quasi-Prescriptive | Quasi-Prescriptive | Quasi-Prescriptive | Quasi-Prescriptive | 58 | 15.3198 |  | n/a | n/a | n/a | n/a | n/a | n/a | n/a
367 | 25 | Electricity Retrofit Incentive | Business, Industrial | 2008 | Final | 203 | Agribusiness Occupancy Sensors, Switch plate mounted occupancy sensor - Industrial Sector | Quasi-Prescriptive | Quasi-Prescriptive | Quasi-Prescriptive | Quasi-Prescriptive | Quasi-Prescriptive | Quasi-Prescriptive | 58 | 15.3198 |  | n/a | n/a | n/a | n/a | n/a | n/a | n/a
368 | 25 | Electricity Retrofit Incentive | Business, Industrial | 2008 | Final | 204 | Agribusiness Occupancy Sensors, Ceiling mounted occupancy sensor - Industrial Sector | Quasi-Prescriptive | Quasi-Prescriptive | Quasi-Prescriptive | Quasi-Prescriptive | Quasi-Prescriptive | Quasi-Prescriptive | 58 | 15.3198 |  | n/a | n/a | n/a | n/a | n/a | n/a | n/a
369 | 25 | Electricity Retrofit Incentive | Business, Industrial | 2008 | Final | 205 | Agribusiness Creep Heat Pads, up to 100W maximum - Industrial Sector | Quasi-Prescriptive | Quasi-Prescriptive | Quasi-Prescriptive | Quasi-Prescriptive | Quasi-Prescriptive | Quasi-Prescriptive | 58 | 15.3198 |  | n/a | n/a | n/a | n/a | n/a | n/a | n/a
370 | 25 | Electricity Retrofit Incentive | Business, Industrial | 2008 | Final | 206 | Agribusiness Creep Heat Pads, up to 200W maximum - Industrial Sector | Quasi-Prescriptive | Quasi-Prescriptive | Quasi-Prescriptive | Quasi-Prescriptive | Quasi-Prescriptive | Quasi-Prescriptive | 58 | 15.3198 |  | n/a | n/a | n/a | n/a | n/a | n/a | n/a
371 | 25 | Electricity Retrofit Incentive | Business, Industrial | 2008 | Final | 207 | Agribusiness High Temperature Cutout Thermostat - Industrial Sector | Quasi-Prescriptive | Quasi-Prescriptive | Quasi-Prescriptive | Quasi-Prescriptive | Quasi-Prescriptive | Quasi-Prescriptive | 58 | 15.3198 |  | n/a | n/a | n/a | n/a | n/a | n/a | n/a
372 | 25 | Electricity Retrofit Incentive | Business, Industrial | 2008 | Final | 208 | Agribusiness Creep Heat Controller - Industrial Sector | Quasi-Prescriptive | Quasi-Prescriptive | Quasi-Prescriptive | Quasi-Prescriptive | Quasi-Prescriptive | Quasi-Prescriptive | 58 | 15.3198 |  | n/a | n/a | n/a | n/a | n/a | n/a | n/a
373 | 25 | Electricity Retrofit Incentive | Business, Industrial | 2008 | Final | 209 | Agribusiness Energy Efficient Ventilation Exhaust Fans - Industrial Sector | Quasi-Prescriptive | Quasi-Prescriptive | Quasi-Prescriptive | Quasi-Prescriptive | Quasi-Prescriptive | Quasi-Prescriptive | 58 | 15.3198 |  | n/a | n/a | n/a | n/a | n/a | n/a | n/a
374 | 25 | Electricity Retrofit Incentive | Business, Industrial | 2008 | Final | 210 | Agribusiness Low Energy Livestock Waterers - Industrial Sector | Quasi-Prescriptive | Quasi-Prescriptive | Quasi-Prescriptive | Quasi-Prescriptive | Quasi-Prescriptive | Quasi-Prescriptive | 58 | 15.3198 |  | n/a | n/a | n/a | n/a | n/a | n/a | n/a
375 | 25 | Electricity Retrofit Incentive | Business, Industrial | 2008 | Final | 211 | Agribusiness Photocell and Timer for Lighting Control - Industrial Sector | Quasi-Prescriptive | Quasi-Prescriptive | Quasi-Prescriptive | Quasi-Prescriptive | Quasi-Prescriptive | Quasi-Prescriptive | 58 | 15.3198 |  | n/a | n/a | n/a | n/a | n/a | n/a | n/a
376 | 25 | Electricity Retrofit Incentive | Business, Industrial | 2008 | Final | 212 | Lighting System Exit Signs, 5 W or less - Industrial Sector | Quasi-Prescriptive | Quasi-Prescriptive | Quasi-Prescriptive | Quasi-Prescriptive | Quasi-Prescriptive | Quasi-Prescriptive | 58 | 15.3198 |  | n/a | n/a | n/a | n/a | n/a | n/a | n/a
377 | 25 | Electricity Retrofit Incentive | Business, Industrial | 2008 | Final | 213 | Lighting System ENERGY STAR® Rated CFLs, Screw in. All sizes < 40 W - Industrial Sector | Quasi-Prescriptive | Quasi-Prescriptive | Quasi-Prescriptive | Quasi-Prescriptive | Quasi-Prescriptive | Quasi-Prescriptive | 58 | 15.3198 |  | n/a | n/a | n/a | n/a | n/a | n/a | n/a
378 | 25 | Electricity Retrofit Incentive | Business, Industrial | 2008 | Final | 214 | Lighting System ENERGY STAR® Rated CFLs, Hard wired. All sizes < 40 W - Industrial Sector | Quasi-Prescriptive | Quasi-Prescriptive | Quasi-Prescriptive | Quasi-Prescriptive | Quasi-Prescriptive | Quasi-Prescriptive | 58 | 15.3198 |  | n/a | n/a | n/a | n/a | n/a | n/a | n/a
379 | 25 | Electricity Retrofit Incentive | Business, Industrial | 2008 | Final | 215 | Lighting System Standard Performance T8, Single lamp standard T8 fixture - Industrial Sector | Quasi-Prescriptive | Quasi-Prescriptive | Quasi-Prescriptive | Quasi-Prescriptive | Quasi-Prescriptive | Quasi-Prescriptive | 58 | 15.3198 |  | n/a | n/a | n/a | n/a | n/a | n/a | n/a
380 | 25 | Electricity Retrofit Incentive | Business, Industrial | 2008 | Final | 216 | Lighting System Standard Performance T8, Double lamp standard T8 fixture - Industrial Sector | Quasi-Prescriptive | Quasi-Prescriptive | Quasi-Prescriptive | Quasi-Prescriptive | Quasi-Prescriptive | Quasi-Prescriptive | 58 | 15.3198 |  | n/a | n/a | n/a | n/a | n/a | n/a | n/a
381 | 25 | Electricity Retrofit Incentive | Business, Industrial | 2008 | Final | 217 | Lighting System Standard Performance T8, Triple lamp standard T8 fixture - Industrial Sector | Quasi-Prescriptive | Quasi-Prescriptive | Quasi-Prescriptive | Quasi-Prescriptive | Quasi-Prescriptive | Quasi-Prescriptive | 58 | 15.3198 |  | n/a | n/a | n/a | n/a | n/a | n/a | n/a
382 | 25 | Electricity Retrofit Incentive | Business, Industrial | 2008 | Final | 218 | Lighting System Standard Performance T8, Quadruple lamp standard T8 fixture - Industrial Sector | Quasi-Prescriptive | Quasi-Prescriptive | Quasi-Prescriptive | Quasi-Prescriptive | Quasi-Prescriptive | Quasi-Prescriptive | 58 | 15.3198 |  | n/a | n/a | n/a | n/a | n/a | n/a | n/a
383 | 25 | Electricity Retrofit Incentive | Business, Industrial | 2008 | Final | 219 | Lighting System High Performance T8 (Consortium for Energy Efficiency qualifying list compliance), Single lamp high performance T8 fixture - Industrial Sector | Quasi-Prescriptive | Quasi-Prescriptive | Quasi-Prescriptive | Quasi-Prescriptive | Quasi-Prescriptive | Quasi-Prescriptive | 58 | 15.3198 |  | n/a | n/a | n/a | n/a | n/a | n/a | n/a
384 | 25 | Electricity Retrofit Incentive | Business, Industrial | 2008 | Final | 220 | Lighting System High Performance T8 (Consortium for Energy Efficiency qualifying list compliance), Double lamp high performance T8 fixture - Industrial Sector | Quasi-Prescriptive | Quasi-Prescriptive | Quasi-Prescriptive | Quasi-Prescriptive | Quasi-Prescriptive | Quasi-Prescriptive | 58 | 15.3198 |  | n/a | n/a | n/a | n/a | n/a | n/a | n/a
385 | 25 | Electricity Retrofit Incentive | Business, Industrial | 2008 | Final | 221 | Lighting System High Performance T8 (Consortium for Energy Efficiency qualifying list compliance), Triple lamp high performance T8 fixture - Industrial Sector | Quasi-Prescriptive | Quasi-Prescriptive | Quasi-Prescriptive | Quasi-Prescriptive | Quasi-Prescriptive | Quasi-Prescriptive | 58 | 15.3198 |  | n/a | n/a | n/a | n/a | n/a | n/a | n/a
386 | 25 | Electricity Retrofit Incentive | Business, Industrial | 2008 | Final | 222 | Lighting System High Performance T8 (Consortium for Energy Efficiency qualifying list compliance), Quadruple lamp high performance T8 fixture - Industrial Sector | Quasi-Prescriptive | Quasi-Prescriptive | Quasi-Prescriptive | Quasi-Prescriptive | Quasi-Prescriptive | Quasi-Prescriptive | 58 | 15.3198 |  | n/a | n/a | n/a | n/a | n/a | n/a | n/a
387 | 25 | Electricity Retrofit Incentive | Business, Industrial | 2008 | Final | 223 | Lighting System T5 Fixtures, T5 fixture with 1, 2, or 3 lamps and 1 electronic ballast - Industrial Sector | Quasi-Prescriptive | Quasi-Prescriptive | Quasi-Prescriptive | Quasi-Prescriptive | Quasi-Prescriptive | Quasi-Prescriptive | 58 | 15.3198 |  | n/a | n/a | n/a | n/a | n/a | n/a | n/a
388 | 25 | Electricity Retrofit Incentive | Business, Industrial | 2008 | Final | 224 | Lighting System T5 Fixtures, High Bay T5. Maximum 6 lamps/fixture. - Industrial Sector | Quasi-Prescriptive | Quasi-Prescriptive | Quasi-Prescriptive | Quasi-Prescriptive | Quasi-Prescriptive | Quasi-Prescriptive | 58 | 15.3198 |  | n/a | n/a | n/a | n/a | n/a | n/a | n/a
389 | 25 | Electricity Retrofit Incentive | Business, Industrial | 2008 | Final | 225 | Lighting System Metal Halide, 320 W Ceramic pulse start - Industrial Sector | Quasi-Prescriptive | Quasi-Prescriptive | Quasi-Prescriptive | Quasi-Prescriptive | Quasi-Prescriptive | Quasi-Prescriptive | 58 | 15.3198 |  | n/a | n/a | n/a | n/a | n/a | n/a | n/a
390 | 25 | Electricity Retrofit Incentive | Business, Industrial | 2008 | Final | 226 | Lighting System Occupancy Sensors, Switch plate mounted occupancy sensor - Industrial Sector | Quasi-Prescriptive | Quasi-Prescriptive | Quasi-Prescriptive | Quasi-Prescriptive | Quasi-Prescriptive | Quasi-Prescriptive | 58 | 15.3198 |  | n/a | n/a | n/a | n/a | n/a | n/a | n/a
391 | 25 | Electricity Retrofit Incentive | Business, Industrial | 2008 | Final | 227 | Lighting System Occupancy Sensors, Ceiling mounted occupancy sensor - Industrial Sector | Quasi-Prescriptive | Quasi-Prescriptive | Quasi-Prescriptive | Quasi-Prescriptive | Quasi-Prescriptive | Quasi-Prescriptive | 58 | 15.3198 |  | n/a | n/a | n/a | n/a | n/a | n/a | n/a
392 | 25 | Electricity Retrofit Incentive | Business, Industrial | 2008 | Final | 228 | Motor Open Drip-Proof (ODP), 1 HP - Industrial Sector | Quasi-Prescriptive | Quasi-Prescriptive | Quasi-Prescriptive | Quasi-Prescriptive | Quasi-Prescriptive | Quasi-Prescriptive | 58 | 15.3198 |  | n/a | n/a | n/a | n/a | n/a | n/a | n/a
393 | 25 | Electricity Retrofit Incentive | Business, Industrial | 2008 | Final | 229 | Motor Open Drip-Proof (ODP), 1.5 HP - Industrial Sector | Quasi-Prescriptive | Quasi-Prescriptive | Quasi-Prescriptive | Quasi-Prescriptive | Quasi-Prescriptive | Quasi-Prescriptive | 58 | 15.3198 |  | n/a | n/a | n/a | n/a | n/a | n/a | n/a
394 | 25 | Electricity Retrofit Incentive | Business, Industrial | 2008 | Final | 230 | Motor Open Drip-Proof (ODP), 2 HP - Industrial Sector | Quasi-Prescriptive | Quasi-Prescriptive | Quasi-Prescriptive | Quasi-Prescriptive | Quasi-Prescriptive | Quasi-Prescriptive | 58 | 15.3198 |  | n/a | n/a | n/a | n/a | n/a | n/a | n/a
395 | 25 | Electricity Retrofit Incentive | Business, Industrial | 2008 | Final | 231 | Motor Open Drip-Proof (ODP), 3 HP - Industrial Sector | Quasi-Prescriptive | Quasi-Prescriptive | Quasi-Prescriptive | Quasi-Prescriptive | Quasi-Prescriptive | Quasi-Prescriptive | 58 | 15.3198 |  | n/a | n/a | n/a | n/a | n/a | n/a | n/a
396 | 25 | Electricity Retrofit Incentive | Business, Industrial | 2008 | Final | 232 | Motor Open Drip-Proof (ODP), 5 HP - Industrial Sector | Quasi-Prescriptive | Quasi-Prescriptive | Quasi-Prescriptive | Quasi-Prescriptive | Quasi-Prescriptive | Quasi-Prescriptive | 58 | 15.3198 |  | n/a | n/a | n/a | n/a | n/a | n/a | n/a
397 | 25 | Electricity Retrofit Incentive | Business, Industrial | 2008 | Final | 233 | Motor Open Drip-Proof (ODP), 7.5 HP - Industrial Sector | Quasi-Prescriptive | Quasi-Prescriptive | Quasi-Prescriptive | Quasi-Prescriptive | Quasi-Prescriptive | Quasi-Prescriptive | 58 | 15.3198 |  | n/a | n/a | n/a | n/a | n/a | n/a | n/a
398 | 25 | Electricity Retrofit Incentive | Business, Industrial | 2008 | Final | 234 | Motor Open Drip-Proof (ODP), 10 HP - Industrial Sector | Quasi-Prescriptive | Quasi-Prescriptive | Quasi-Prescriptive | Quasi-Prescriptive | Quasi-Prescriptive | Quasi-Prescriptive | 58 | 15.3198 |  | n/a | n/a | n/a | n/a | n/a | n/a | n/a
399 | 25 | Electricity Retrofit Incentive | Business, Industrial | 2008 | Final | 235 | Motor Open Drip-Proof (ODP), 15 HP - Industrial Sector | Quasi-Prescriptive | Quasi-Prescriptive | Quasi-Prescriptive | Quasi-Prescriptive | Quasi-Prescriptive | Quasi-Prescriptive | 58 | 15.3198 |  | n/a | n/a | n/a | n/a | n/a | n/a | n/a
400 | 25 | Electricity Retrofit Incentive | Business, Industrial | 2008 | Final | 236 | Motor Open Drip-Proof (ODP), 20 HP - Industrial Sector | Quasi-Prescriptive | Quasi-Prescriptive | Quasi-Prescriptive | Quasi-Prescriptive | Quasi-Prescriptive | Quasi-Prescriptive | 58 | 15.3198 |  | n/a | n/a | n/a | n/a | n/a | n/a | n/a
401 | 25 | Electricity Retrofit Incentive | Business, Industrial | 2008 | Final | 237 | Motor Open Drip-Proof (ODP), 25 HP - Industrial Sector | Quasi-Prescriptive | Quasi-Prescriptive | Quasi-Prescriptive | Quasi-Prescriptive | Quasi-Prescriptive | Quasi-Prescriptive | 58 | 15.3198 |  | n/a | n/a | n/a | n/a | n/a | n/a | n/a
402 | 25 | Electricity Retrofit Incentive | Business, Industrial | 2008 | Final | 238 | Motor Open Drip-Proof (ODP), 30 HP - Industrial Sector | Quasi-Prescriptive | Quasi-Prescriptive | Quasi-Prescriptive | Quasi-Prescriptive | Quasi-Prescriptive | Quasi-Prescriptive | 58 | 15.3198 |  | n/a | n/a | n/a | n/a | n/a | n/a | n/a
403 | 25 | Electricity Retrofit Incentive | Business, Industrial | 2008 | Final | 239 | Motor Open Drip-Proof (ODP), 40 HP - Industrial Sector | Quasi-Prescriptive | Quasi-Prescriptive | Quasi-Prescriptive | Quasi-Prescriptive | Quasi-Prescriptive | Quasi-Prescriptive | 58 | 15.3198 |  | n/a | n/a | n/a | n/a | n/a | n/a | n/a
404 | 25 | Electricity Retrofit Incentive | Business, Industrial | 2008 | Final | 240 | Motor Open Drip-Proof (ODP), 50 HP - Industrial Sector | Quasi-Prescriptive | Quasi-Prescriptive | Quasi-Prescriptive | Quasi-Prescriptive | Quasi-Prescriptive | Quasi-Prescriptive | 58 | 15.3198 |  | n/a | n/a | n/a | n/a | n/a | n/a | n/a
405 | 25 | Electricity Retrofit Incentive | Business, Industrial | 2008 | Final | 241 | Motor Open Drip-Proof (ODP), 60 HP - Industrial Sector | Quasi-Prescriptive | Quasi-Prescriptive | Quasi-Prescriptive | Quasi-Prescriptive | Quasi-Prescriptive | Quasi-Prescriptive | 58 | 15.3198 |  | n/a | n/a | n/a | n/a | n/a | n/a | n/a
406 | 25 | Electricity Retrofit Incentive | Business, Industrial | 2008 | Final | 242 | Motor Open Drip-Proof (ODP), 75 HP - Industrial Sector | Quasi-Prescriptive | Quasi-Prescriptive | Quasi-Prescriptive | Quasi-Prescriptive | Quasi-Prescriptive | Quasi-Prescriptive | 58 | 15.3198 |  | n/a | n/a | n/a | n/a | n/a | n/a | n/a
407 | 25 | Electricity Retrofit Incentive | Business, Industrial | 2008 | Final | 243 | Motor Open Drip-Proof (ODP), 100 HP - Industrial Sector | Quasi-Prescriptive | Quasi-Prescriptive | Quasi-Prescriptive | Quasi-Prescriptive | Quasi-Prescriptive | Quasi-Prescriptive | 58 | 15.3198 |  | n/a | n/a | n/a | n/a | n/a | n/a | n/a
408 | 25 | Electricity Retrofit Incentive | Business, Industrial | 2008 | Final | 244 | Motor Open Drip-Proof (ODP), 125 HP - Industrial Sector | Quasi-Prescriptive | Quasi-Prescriptive | Quasi-Prescriptive | Quasi-Prescriptive | Quasi-Prescriptive | Quasi-Prescriptive | 58 | 15.3198 |  | n/a | n/a | n/a | n/a | n/a | n/a | n/a
409 | 25 | Electricity Retrofit Incentive | Business, Industrial | 2008 | Final | 245 | Motor Open Drip-Proof (ODP), 150 HP - Industrial Sector | Quasi-Prescriptive | Quasi-Prescriptive | Quasi-Prescriptive | Quasi-Prescriptive | Quasi-Prescriptive | Quasi-Prescriptive | 58 | 15.3198 |  | n/a | n/a | n/a | n/a | n/a | n/a | n/a
410 | 25 | Electricity Retrofit Incentive | Business, Industrial | 2008 | Final | 246 | Motor Open Drip-Proof (ODP), 200 HP - Industrial Sector | Quasi-Prescriptive | Quasi-Prescriptive | Quasi-Prescriptive | Quasi-Prescriptive | Quasi-Prescriptive | Quasi-Prescriptive | 58 | 15.3198 |  | n/a | n/a | n/a | n/a | n/a | n/a | n/a
411 | 25 | Electricity Retrofit Incentive | Business, Industrial | 2008 | Final | 247 | Motor Totally Enclosed Fan-Cooled (TEFC), 1 HP - Industrial Sector | Quasi-Prescriptive | Quasi-Prescriptive | Quasi-Prescriptive | Quasi-Prescriptive | Quasi-Prescriptive | Quasi-Prescriptive | 58 | 15.3198 |  | n/a | n/a | n/a | n/a | n/a | n/a | n/a
412 | 25 | Electricity Retrofit Incentive | Business, Industrial | 2008 | Final | 248 | Motor Totally Enclosed Fan-Cooled (TEFC), 1.5 HP - Industrial Sector | Quasi-Prescriptive | Quasi-Prescriptive | Quasi-Prescriptive | Quasi-Prescriptive | Quasi-Prescriptive | Quasi-Prescriptive | 58 | 15.3198 |  | n/a | n/a | n/a | n/a | n/a | n/a | n/a
413 | 25 | Electricity Retrofit Incentive | Business, Industrial | 2008 | Final | 249 | Motor Totally Enclosed Fan-Cooled (TEFC), 2 HP - Industrial Sector | Quasi-Prescriptive | Quasi-Prescriptive | Quasi-Prescriptive | Quasi-Prescriptive | Quasi-Prescriptive | Quasi-Prescriptive | 58 | 15.3198 |  | n/a | n/a | n/a | n/a | n/a | n/a | n/a
414 | 25 | Electricity Retrofit Incentive | Business, Industrial | 2008 | Final | 250 | Motor Totally Enclosed Fan-Cooled (TEFC), 3 HP - Industrial Sector | Quasi-Prescriptive | Quasi-Prescriptive | Quasi-Prescriptive | Quasi-Prescriptive | Quasi-Prescriptive | Quasi-Prescriptive | 58 | 15.3198 |  | n/a | n/a | n/a | n/a | n/a | n/a | n/a
415 | 25 | Electricity Retrofit Incentive | Business, Industrial | 2008 | Final | 251 | Motor Totally Enclosed Fan-Cooled (TEFC), 5 HP - Industrial Sector | Quasi-Prescriptive | Quasi-Prescriptive | Quasi-Prescriptive | Quasi-Prescriptive | Quasi-Prescriptive | Quasi-Prescriptive | 58 | 15.3198 |  | n/a | n/a | n/a | n/a | n/a | n/a | n/a
416 | 25 | Electricity Retrofit Incentive | Business, Industrial | 2008 | Final | 252 | Motor Totally Enclosed Fan-Cooled (TEFC), 7.5 HP - Industrial Sector | Quasi-Prescriptive | Quasi-Prescriptive | Quasi-Prescriptive | Quasi-Prescriptive | Quasi-Prescriptive | Quasi-Prescriptive | 58 | 15.3198 |  | n/a | n/a | n/a | n/a | n/a | n/a | n/a
417 | 25 | Electricity Retrofit Incentive | Business, Industrial | 2008 | Final | 253 | Motor Totally Enclosed Fan-Cooled (TEFC), 10 HP - Industrial Sector | Quasi-Prescriptive | Quasi-Prescriptive | Quasi-Prescriptive | Quasi-Prescriptive | Quasi-Prescriptive | Quasi-Prescriptive | 58 | 15.3198 |  | n/a | n/a | n/a | n/a | n/a | n/a | n/a
418 | 25 | Electricity Retrofit Incentive | Business, Industrial | 2008 | Final | 254 | Motor Totally Enclosed Fan-Cooled (TEFC), 15 HP - Industrial Sector | Quasi-Prescriptive | Quasi-Prescriptive | Quasi-Prescriptive | Quasi-Prescriptive | Quasi-Prescriptive | Quasi-Prescriptive | 58 | 15.3198 |  | n/a | n/a | n/a | n/a | n/a | n/a | n/a
419 | 25 | Electricity Retrofit Incentive | Business, Industrial | 2008 | Final | 255 | Motor Totally Enclosed Fan-Cooled (TEFC), 20 HP - Industrial Sector | Quasi-Prescriptive | Quasi-Prescriptive | Quasi-Prescriptive | Quasi-Prescriptive | Quasi-Prescriptive | Quasi-Prescriptive | 58 | 15.3198 |  | n/a | n/a | n/a | n/a | n/a | n/a | n/a
420 | 25 | Electricity Retrofit Incentive | Business, Industrial | 2008 | Final | 256 | Motor Totally Enclosed Fan-Cooled (TEFC), 25 HP - Industrial Sector | Quasi-Prescriptive | Quasi-Prescriptive | Quasi-Prescriptive | Quasi-Prescriptive | Quasi-Prescriptive | Quasi-Prescriptive | 58 | 15.3198 |  | n/a | n/a | n/a | n/a | n/a | n/a | n/a
421 | 25 | Electricity Retrofit Incentive | Business, Industrial | 2008 | Final | 257 | Motor Totally Enclosed Fan-Cooled (TEFC), 30 HP - Industrial Sector | Quasi-Prescriptive | Quasi-Prescriptive | Quasi-Prescriptive | Quasi-Prescriptive | Quasi-Prescriptive | Quasi-Prescriptive | 58 | 15.3198 |  | n/a | n/a | n/a | n/a | n/a | n/a | n/a
422 | 25 | Electricity Retrofit Incentive | Business, Industrial | 2008 | Final | 258 | Motor Totally Enclosed Fan-Cooled (TEFC), 40 HP - Industrial Sector | Quasi-Prescriptive | Quasi-Prescriptive | Quasi-Prescriptive | Quasi-Prescriptive | Quasi-Prescriptive | Quasi-Prescriptive | 58 | 15.3198 |  | n/a | n/a | n/a | n/a | n/a | n/a | n/a
423 | 25 | Electricity Retrofit Incentive | Business, Industrial | 2008 | Final | 259 | Motor Totally Enclosed Fan-Cooled (TEFC), 50 HP - Industrial Sector | Quasi-Prescriptive | Quasi-Prescriptive | Quasi-Prescriptive | Quasi-Prescriptive | Quasi-Prescriptive | Quasi-Prescriptive | 58 | 15.3198 |  | n/a | n/a | n/a | n/a | n/a | n/a | n/a
424 | 25 | Electricity Retrofit Incentive | Business, Industrial | 2008 | Final | 260 | Motor Totally Enclosed Fan-Cooled (TEFC), 60 HP - Industrial Sector | Quasi-Prescriptive | Quasi-Prescriptive | Quasi-Prescriptive | Quasi-Prescriptive | Quasi-Prescriptive | Quasi-Prescriptive | 58 | 15.3198 |  | n/a | n/a | n/a | n/a | n/a | n/a | n/a
425 | 25 | Electricity Retrofit Incentive | Business, Industrial | 2008 | Final | 261 | Motor Totally Enclosed Fan-Cooled (TEFC), 75 HP - Industrial Sector | Quasi-Prescriptive | Quasi-Prescriptive | Quasi-Prescriptive | Quasi-Prescriptive | Quasi-Prescriptive | Quasi-Prescriptive | 58 | 15.3198 |  | n/a | n/a | n/a | n/a | n/a | n/a | n/a
426 | 25 | Electricity Retrofit Incentive | Business, Industrial | 2008 | Final | 262 | Motor Totally Enclosed Fan-Cooled (TEFC), 100 HP - Industrial Sector | Quasi-Prescriptive | Quasi-Prescriptive | Quasi-Prescriptive | Quasi-Prescriptive | Quasi-Prescriptive | Quasi-Prescriptive | 58 | 15.3198 |  | n/a | n/a | n/a | n/a | n/a | n/a | n/a
427 | 25 | Electricity Retrofit Incentive | Business, Industrial | 2008 | Final | 263 | Motor Totally Enclosed Fan-Cooled (TEFC), 125 HP - Industrial Sector | Quasi-Prescriptive | Quasi-Prescriptive | Quasi-Prescriptive | Quasi-Prescriptive | Quasi-Prescriptive | Quasi-Prescriptive | 58 | 15.3198 |  | n/a | n/a | n/a | n/a | n/a | n/a | n/a
428 | 25 | Electricity Retrofit Incentive | Business, Industrial | 2008 | Final | 264 | Motor Totally Enclosed Fan-Cooled (TEFC), 150 HP - Industrial Sector | Quasi-Prescriptive | Quasi-Prescriptive | Quasi-Prescriptive | Quasi-Prescriptive | Quasi-Prescriptive | Quasi-Prescriptive | 58 | 15.3198 |  | n/a | n/a | n/a | n/a | n/a | n/a | n/a
429 | 25 | Electricity Retrofit Incentive | Business, Industrial | 2008 | Final | 265 | Motor Totally Enclosed Fan-Cooled (TEFC), 200 HP - Industrial Sector | Quasi-Prescriptive | Quasi-Prescriptive | Quasi-Prescriptive | Quasi-Prescriptive | Quasi-Prescriptive | Quasi-Prescriptive | 58 | 15.3198 |  | n/a | n/a | n/a | n/a | n/a | n/a | n/a
430 | 25 | Electricity Retrofit Incentive | Business, Industrial | 2008 | Final | 266 | Transformer Size 15 - Industrial Sector | Quasi-Prescriptive | Quasi-Prescriptive | Quasi-Prescriptive | Quasi-Prescriptive | Quasi-Prescriptive | Quasi-Prescriptive | 58 | 15.3198 |  | n/a | n/a | n/a | n/a | n/a | n/a | n/a
431 | 25 | Electricity Retrofit Incentive | Business, Industrial | 2008 | Final | 267 | Transformer Size 30 - Industrial Sector | Quasi-Prescriptive | Quasi-Prescriptive | Quasi-Prescriptive | Quasi-Prescriptive | Quasi-Prescriptive | Quasi-Prescriptive | 58 | 15.3198 |  | n/a | n/a | n/a | n/a | n/a | n/a | n/a
432 | 25 | Electricity Retrofit Incentive | Business, Industrial | 2008 | Final | 268 | Transformer Size 45 - Industrial Sector | Quasi-Prescriptive | Quasi-Prescriptive | Quasi-Prescriptive | Quasi-Prescriptive | Quasi-Prescriptive | Quasi-Prescriptive | 58 | 15.3198 |  | n/a | n/a | n/a | n/a | n/a | n/a | n/a
433 | 25 | Electricity Retrofit Incentive | Business, Industrial | 2008 | Final | 269 | Transformer Size 75 - Industrial Sector | Quasi-Prescriptive | Quasi-Prescriptive | Quasi-Prescriptive | Quasi-Prescriptive | Quasi-Prescriptive | Quasi-Prescriptive | 58 | 15.3198 |  | n/a | n/a | n/a | n/a | n/a | n/a | n/a
434 | 25 | Electricity Retrofit Incentive | Business, Industrial | 2008 | Final | 270 | Transformer Size 112.5 - Industrial Sector | Quasi-Prescriptive | Quasi-Prescriptive | Quasi-Prescriptive | Quasi-Prescriptive | Quasi-Prescriptive | Quasi-Prescriptive | 58 | 15.3198 |  | n/a | n/a | n/a | n/a | n/a | n/a | n/a
435 | 25 | Electricity Retrofit Incentive | Business, Industrial | 2008 | Final | 271 | Transformer Size 150 - Industrial Sector | Quasi-Prescriptive | Quasi-Prescriptive | Quasi-Prescriptive | Quasi-Prescriptive | Quasi-Prescriptive | Quasi-Prescriptive | 58 | 15.3198 |  | n/a | n/a | n/a | n/a | n/a | n/a | n/a
436 | 25 | Electricity Retrofit Incentive | Business, Industrial | 2008 | Final | 272 | Transformer Size 225 - Industrial Sector | Quasi-Prescriptive | Quasi-Prescriptive | Quasi-Prescriptive | Quasi-Prescriptive | Quasi-Prescriptive | Quasi-Prescriptive | 58 | 15.3198 |  | n/a | n/a | n/a | n/a | n/a | n/a | n/a
437 | 25 | Electricity Retrofit Incentive | Business, Industrial | 2008 | Final | 273 | Transformer Size 300 - Industrial Sector | Quasi-Prescriptive | Quasi-Prescriptive | Quasi-Prescriptive | Quasi-Prescriptive | Quasi-Prescriptive | Quasi-Prescriptive | 58 | 15.3198 |  | n/a | n/a | n/a | n/a | n/a | n/a | n/a
438 | 25 | Electricity Retrofit Incentive | Business, Industrial | 2008 | Final | 274 | Transformer Size 500 - Industrial Sector | Quasi-Prescriptive | Quasi-Prescriptive | Quasi-Prescriptive | Quasi-Prescriptive | Quasi-Prescriptive | Quasi-Prescriptive | 58 | 15.3198 |  | n/a | n/a | n/a | n/a | n/a | n/a | n/a
439 | 25 | Electricity Retrofit Incentive | Business, Industrial | 2008 | Final | 275 | Transformer Size 750 - Industrial Sector | Quasi-Prescriptive | Quasi-Prescriptive | Quasi-Prescriptive | Quasi-Prescriptive | Quasi-Prescriptive | Quasi-Prescriptive | 58 | 15.3198 |  | n/a | n/a | n/a | n/a | n/a | n/a | n/a
440 | 25 | Electricity Retrofit Incentive | Business, Industrial | 2008 | Final | 276 | Transformer Size 1000 - Industrial Sector | Quasi-Prescriptive | Quasi-Prescriptive | Quasi-Prescriptive | Quasi-Prescriptive | Quasi-Prescriptive | Quasi-Prescriptive | 58 | 15.3198 |  | n/a | n/a | n/a | n/a | n/a | n/a | n/a
441 | 25 | Electricity Retrofit Incentive | Business, Industrial | 2008 | Final | 277 | Unitary AC Single Phase <= 5.4 Tons - Industrial Sector | Quasi-Prescriptive | Quasi-Prescriptive | Quasi-Prescriptive | Quasi-Prescriptive | Quasi-Prescriptive | Quasi-Prescriptive | 58 | 15.3198 |  | n/a | n/a | n/a | n/a | n/a | n/a | n/a
442 | 25 | Electricity Retrofit Incentive | Business, Industrial | 2008 | Final | 278 | Unitary AC 3 Phase <= 5.4 Tons - Industrial Sector | Quasi-Prescriptive | Quasi-Prescriptive | Quasi-Prescriptive | Quasi-Prescriptive | Quasi-Prescriptive | Quasi-Prescriptive | 58 | 15.3198 |  | n/a | n/a | n/a | n/a | n/a | n/a | n/a
443 | 25 | Electricity Retrofit Incentive | Business, Industrial | 2008 | Final | 279 | Unitary AC >5.4 & <= 11.25 tons - Industrial Sector | Quasi-Prescriptive | Quasi-Prescriptive | Quasi-Prescriptive | Quasi-Prescriptive | Quasi-Prescriptive | Quasi-Prescriptive | 58 | 15.3198 |  | n/a | n/a | n/a | n/a | n/a | n/a | n/a
444 | 25 | Electricity Retrofit Incentive | Business, Industrial | 2008 | Final | 280 | Unitary AC >11.25 & <= 20 tons - Industrial Sector | Quasi-Prescriptive | Quasi-Prescriptive | Quasi-Prescriptive | Quasi-Prescriptive | Quasi-Prescriptive | Quasi-Prescriptive | 58 | 15.3198 |  | n/a | n/a | n/a | n/a | n/a | n/a | n/a
445 | 25 | Electricity Retrofit Incentive | Business, Industrial | 2008 | Final | 281 | Unitary AC 25 tons - Industrial Sector | Quasi-Prescriptive | Quasi-Prescriptive | Quasi-Prescriptive | Quasi-Prescriptive | Quasi-Prescriptive | Quasi-Prescriptive | 58 | 15.3198 |  | n/a | n/a | n/a | n/a | n/a | n/a | n/a
446 | 25 | Electricity Retrofit Incentive | Business, Industrial | 2008 | Final | 282 | Custom Project - Industrial Sector | Quasi-Prescriptive | Quasi-Prescriptive | Quasi-Prescriptive | Quasi-Prescriptive | Quasi-Prescriptive | Quasi-Prescriptive | 58 | 15.3198 |  | n/a | n/a | n/a | n/a | n/a | n/a | n/a
447 | 26 | Toronto Comprehensive | Consumer Business, Industrial | 2008 | Final | 1 | Toronto Hydro-Electric System Limited - Commercial Project | Custom | Custom | Custom | Custom | Custom | Custom | 59 | 15.8595 |  | 0 | 0 | 0 | 0 | 0 | 0 | 0
448 | 26 | Toronto Comprehensive | Consumer Business, Industrial | 2008 | Final | 2 | Toronto Hydro-Electric System Limited - Take A Load Off Project | Custom | Custom | Custom | Custom | Custom | Custom | 70 | 9 |  | 0 | 0 | 0 | 0 | 0 | 0 | 0
449 | 26 | Toronto Comprehensive | Consumer Business, Industrial | 2008 | Final | 3 | Toronto Hydro-Electric System Limited - Keep Cool Project | Custom | Custom | Custom | Custom | Custom | Custom | 44 | 9 |  | 0 | 0 | 0 | 0 | 0 | 0 | 0
450 | 26 | Toronto Comprehensive | Consumer Business, Industrial | 2008 | Final | 4 | Toronto Hydro-Electric System Limited - TABIA SLED Exchange Project | Custom | Custom | Custom | Custom | Custom | Custom | 70 | 5 |  | 0 | 0 | 0 | 0 | 0 | 0 | 0
451 | 26 | Toronto Comprehensive | Consumer Business, Industrial | 2008 | Final | 5 | Toronto Hydro-Electric System Limited - Low-Income Project | Custom | Custom | Custom | Custom | Custom | Custom | 70 | 8 |  | 0 | 0 | 0 | 0 | 0 | 0 | 0
452 | 26 | Toronto Comprehensive | Consumer Business, Industrial | 2008 | Final | 6 | City of Toronto - Commercial Project | Custom | Custom | Custom | Custom | Custom | Custom | 58 | 17.0398 |  | 0 | 0 | 0 | 0 | 0 | 0 | 0
453 | 26 | Toronto Comprehensive | Consumer Business, Industrial | 2008 | Final | 7 | City of Toronto - Multi-Family Project | Custom | Custom | Custom | Custom | Custom | Custom | 62.34 | 9.0334 |  | 0 | 0 | 0 | 0 | 0 | 0 | 0
454 | 26 | Toronto Comprehensive | Consumer Business, Industrial | 2008 | Final | 8 | Building Owners & Managers Association Project - Commercial Project | Custom | Custom | Custom | Custom | Custom | Custom | 62 | 16.3198 |  | 0 | 0 | 0 | 0 | 0 | 0 | 0
455 | 27 | High Performance New Construction | Business, Industrial | 2008 | Final | 1 | Custom Project | Custom | Custom | Custom | Custom | Custom | Custom | 70 | 14 |  | 0.0020063 | 0.9745 | 822.589 | 11516.2466 | 0.68215 | 575.8123 | 8061.3726
456 | 28 | Power Savings Blitz | Business | 2008 | Final | 1 | T8 Fixture With Electronic Balllast | 0.021 | 151.12 | 2266.8 | 0.01953 | 140.5416 | 2108.124 | 93 | 15 |  | 0 | 0 | 0 | 0 | 0 | 0 | 0
457 | 28 | Power Savings Blitz | Business | 2008 | Final | 2 | Energy Star® rated LED Exit Sign | 0.032 | 236.52 | 3784.32 | 0.02976 | 219.9636 | 3519.4176 | 93 | 16 |  | 0 | 0 | 0 | 0 | 0 | 0 | 0
458 | 28 | Power Savings Blitz | Business | 2008 | Final | 3 | Energy Star® rated CLF | 0.026 | 190.86 | 381.72 | 0.02418 | 177.4998 | 354.9996 | 93 | 2 |  | 0 | 0 | 0 | 0 | 0 | 0 | 0
459 | 28 | Power Savings Blitz | Business | 2008 | Final | 4 | Electric Water Heater Tank Wrap | 0.047 | 436.28 | 3053.96 | 0.04371 | 405.7404 | 2840.1828 | 93 | 7 |  | 0 | 0 | 0 | 0 | 0 | 0 | 0
460 | 28 | Power Savings Blitz | Business | 2008 | Final | 5 | Electric Water Heater Pipe Insulation | 0.03 | 276.71 | 4150.65 | 0.0279 | 257.3403 | 3860.1045 | 93 | 15 |  | 0 | 0 | 0 | 0 | 0 | 0 | 0
461 | 28 | Power Savings Blitz | Business | 2008 | Final | 6 | Aerator | 0.0333 | 309.76 | 1548.8 | 0.030969 | 288.0768 | 1440.384 | 93 | 5 |  | 0 | 0 | 0 | 0 | 0 | 0 | 0
462 | 28 | Power Savings Blitz | Business | 2008 | Final | 7 | Halogen | 1.9599 | 14.4 | 14.4 | 1.8227 | 13.392 | 13.392 | 93 | 1 |  | 0 | 0 | 0 | 0 | 0 | 0 | 0
463 | 28 | Power Savings Blitz | Business | 2008 | Final | 8 | Other | 0 | 0 | 0 | 0 | 0 | 0 | 93 | 0 |  | 0 | 0 | 0 | 0 | 0 | 0 | 0
464 | 29 | Demand Response 1 | Business, Industrial | 2008 | Final | 1 | Voluntary Load Shedding Project | Custom | Custom | Custom | Custom | Custom | Custom | 100 | 1 |  | 0.058183 | 881.8756 | 0 | 0 | 881.8756 | 0 | 0
465 | 30 | Demand Response 3 | Business, Industrial | 2008 | Final | 1 | Contractual Load Shedding Project | Custom | Custom | Custom | Custom | Custom | Custom | 100 | 1 |  | 0.058183 | 170.5368 | 0 | 0 | 170.5368 | 0 | 0
466 | 31 | Electricity Resources Demand Response | Business, Industrial | 2008 | Final | 1 | Rodan Contract | 19210 | 0 | 0 | 19210 | 0 | 0 | 100 | 1 |  | 0.0020063 | 38.5413 | 0 | 0 | 38.5413 | 0 | 0
467 | 31 | Electricity Resources Demand Response | Business, Industrial | 2008 | Final | 2 | Loblaw Contract | 10000 | 0 | 0 | 10000 | 0 | 0 | 100 | 1 |  | 0.0020063 | 20.0631 | 0 | 0 | 20.0631 | 0 | 0
468 | 32 | Renewable Energy Standard Offer | Consumer, Business, Industrial | 2008 | Final | 1 | Water | Custom | Custom | Custom | Custom | Custom | Custom | 100 | 20 |  | 0 | 0 | 0 | 0 | 0 | 0 | 0
469 | 32 | Renewable Energy Standard Offer | Consumer, Business, Industrial | 2008 | Final | 2 | SolarPV | Custom | Custom | Custom | Custom | Custom | Custom | 100 | 20 |  | 0 | 0 | 0 | 0 | 0 | 0 | 0
470 | 32 | Renewable Energy Standard Offer | Consumer, Business, Industrial | 2008 | Final | 3 | Wind | Custom | Custom | Custom | Custom | Custom | Custom | 100 | 20 |  | 0 | 0 | 0 | 0 | 0 | 0 | 0
471 | 32 | Renewable Energy Standard Offer | Consumer, Business, Industrial | 2008 | Final | 4 | Biogas | Custom | Custom | Custom | Custom | Custom | Custom | 100 | 20 |  | 0 | 0 | 0 | 0 | 0 | 0 | 0
472 | 33 | Other Customer Based Generation | Business, Industrial | 2008 | Final | 1 | Combined Heat & Power | Custom | Custom | Custom | Custom | Custom | Custom | 100 | 20 |  | 0 | 0 | 0 | 0 | 0 | 0 | 0
473 | 34 | LDC Custom - Hydro One Networks Inc. - Double Return | Business, Industrial | 2008 | Final | 1 | Custom Project | Custom | Custom | Custom | Custom | Custom | Custom | 100 | 1 |  | 0 | 0 | 0 | 0 | 0 | 0 | 0
474 | 35 | Great Refrigerator Roundup | Consumer | 2009 | Final | 1 | Bottom Freezer Fridge - Not Replaced - Not Running (0% of the time) | 0 | 0 | 0 | 0 | 0 | 0 | 54.2051 | 5 |  | 0.0091259 | 0 | 0 | 0 | 0 | 0 | 0
475 | 35 | Great Refrigerator Roundup | Consumer | 2009 | Final | 2 | Bottom Freezer Fridge - Standard Efficiency Unit Replacement - Not Running (0% of the time) | 0 | 0 | 0 | 0 | 0 | 0 | 54.2051 | 5 |  | 0.00338 | 0 | 0 | 0 | 0 | 0 | 0
476 | 35 | Great Refrigerator Roundup | Consumer | 2009 | Final | 3 | Bottom Freezer Fridge - Energy Star Unit Replacement - Not Running (0% of the time) | 0 | 0 | 0 | 0 | 0 | 0 | 54.2051 | 5 |  | 0.017745 | 0 | 0 | 0 | 0 | 0 | 0
477 | 35 | Great Refrigerator Roundup | Consumer | 2009 | Final | 4 | Bottom Freezer Fridge - Not Replaced - Running Part Time (38% of the time) | 0.093797 | 673.8376 | 3369.1879 | 0.050843 | 365.254 | 1826.2701 | 54.2051 | 5 |  | 0.035674 | 0.0033461 | 24.0385 | 120.1925 | 0.0018138 | 13.0301 | 65.1504
478 | 35 | Great Refrigerator Roundup | Consumer | 2009 | Final | 5 | Bottom Freezer Fridge - Standard Efficiency Unit Replacement - Running Part Time (38% of the time) | 0.063449 | 454.4335 | 2272.1676 | 0.034392 | 246.3259 | 1231.6296 | 54.2051 | 5 |  | 0.013213 | 0.00083832 | 6.0042 | 30.0212 | 0.00045441 | 3.2546 | 16.273
479 | 35 | Great Refrigerator Roundup | Consumer | 2009 | Final | 6 | Bottom Freezer Fridge - Energy Star Unit Replacement - Running Part Time (38% of the time) | 0.069509 | 498.3143 | 2491.5716 | 0.037677 | 270.1115 | 1350.5577 | 54.2051 | 5 |  | 0.069366 | 0.0048216 | 34.5661 | 172.8307 | 0.0026135 | 18.7366 | 93.683
480 | 35 | Great Refrigerator Roundup | Consumer | 2009 | Final | 7 | Bottom Freezer Fridge - Not Replaced - Running All Time (100% of time time) | 0.2463 | 1769.3766 | 8846.883 | 0.1335 | 959.0915 | 4795.4575 | 54.2051 | 5 |  | 0.25801 | 0.063548 | 456.5247 | 2282.6236 | 0.034446 | 247.4595 | 1237.2973
481 | 35 | Great Refrigerator Roundup | Consumer | 2009 | Final | 8 | Bottom Freezer Fridge - Standard Efficiency Unit Replacement - Running All Time (100% of time time) | 0.16661 | 1193.2609 | 5966.3043 | 0.090308 | 646.8077 | 3234.0383 | 54.2051 | 5 |  | 0.095561 | 0.015921 | 114.0291 | 570.1454 | 0.00863 | 61.8095 | 309.0476
482 | 35 | Great Refrigerator Roundup | Consumer | 2009 | Final | 9 | Bottom Freezer Fridge - Energy Star Unit Replacement - Running All Time (100% of time time) | 0.18252 | 1308.484 | 6542.42 | 0.098934 | 709.2644 | 3546.3222 | 54.2051 | 5 |  | 0.50169 | 0.091568 | 656.4596 | 3282.2978 | 0.049635 | 355.8342 | 1779.1712
483 | 35 | Great Refrigerator Roundup | Consumer | 2009 | Final | 10 | Chest Freezer - Not Replaced - Not Running (0% of the time) | 0 | 0 | 0 | 0 | 0 | 0 | 51.7853 | 4 |  | 0.70961 | 0 | 0 | 0 | 0 | 0 | 0
484 | 35 | Great Refrigerator Roundup | Consumer | 2009 | Final | 11 | Chest Freezer - Standard Efficiency Unit Replacement - Not Running (0% of the time) | 0 | 0 | 0 | 0 | 0 | 0 | 51.7853 | 4 |  | 0.19628 | 0 | 0 | 0 | 0 | 0 | 0
485 | 35 | Great Refrigerator Roundup | Consumer | 2009 | Final | 12 | Chest Freezer - Energy Star Unit Replacement - Not Running (0% of the time) | 0 | 0 | 0 | 0 | 0 | 0 | 51.7853 | 4 |  | 0.89583 | 0 | 0 | 0 | 0 | 0 | 0
486 | 35 | Great Refrigerator Roundup | Consumer | 2009 | Final | 13 | Chest Freezer - Not Replaced - Running Part Time (26% of the time) | 0.039306 | 282.2822 | 1129.1289 | 0.020354 | 146.1806 | 584.7223 | 51.7853 | 4 |  | 1.3749 | 0.05404 | 388.1036 | 1552.4143 | 0.027985 | 200.9804 | 803.9218
487 | 35 | Great Refrigerator Roundup | Consumer | 2009 | Final | 14 | Chest Freezer - Standard Efficiency Unit Replacement - Running Part Time (26% of the time) | 0.034356 | 246.9884 | 987.9536 | 0.017791 | 127.9036 | 511.6143 | 51.7853 | 4 |  | 0.38029 | 0.013065 | 93.9261 | 375.7043 | 0.0067657 | 48.6399 | 194.5594
488 | 35 | Great Refrigerator Roundup | Consumer | 2009 | Final | 15 | Chest Freezer - Energy Star Unit Replacement - Running Part Time (26% of the time) | 0.036258 | 260.6212 | 1042.4849 | 0.018776 | 134.9634 | 539.8535 | 51.7853 | 4 |  | 1.7357 | 0.062931 | 452.3502 | 1809.4008 | 0.032589 | 234.2507 | 937.0029
489 | 35 | Great Refrigerator Roundup | Consumer | 2009 | Final | 16 | Chest Freezer - Not Replaced - Running All Time (100% of time time) | 0.15264 | 1096.2417 | 4384.9666 | 0.079047 | 567.6916 | 2270.7663 | 51.7853 | 4 |  | 13.7488 | 2.0987 | 15071.9837 | 60287.9349 | 1.0868 | 7805.0658 | 31220.263
490 | 35 | Great Refrigerator Roundup | Consumer | 2009 | Final | 17 | Chest Freezer - Standard Efficiency Unit Replacement - Running All Time (100% of time time) | 0.13342 | 959.1783 | 3836.7132 | 0.069092 | 496.713 | 1986.8518 | 51.7853 | 4 |  | 3.8029 | 0.50738 | 3647.6147 | 14590.4586 | 0.26275 | 1888.9267 | 7555.7067
491 | 35 | Great Refrigerator Roundup | Consumer | 2009 | Final | 18 | Chest Freezer - Energy Star Unit Replacement - Running All Time (100% of time time) | 0.14081 | 1012.1212 | 4048.485 | 0.072917 | 524.1296 | 2096.5184 | 51.7853 | 4 |  | 17.3566 | 2.4439 | 17566.9979 | 70267.9917 | 1.2656 | 9097.1153 | 36388.4612
492 | 35 | Great Refrigerator Roundup | Consumer | 2009 | Final | 19 | Side by Side Fridge-Freezer - Not Replaced - Not Running (0% of the time) | 0 | 0 | 0 | 0 | 0 | 0 | 54.2051 | 5 |  | 0.18204 | 0 | 0 | 0 | 0 | 0 | 0
493 | 35 | Great Refrigerator Roundup | Consumer | 2009 | Final | 20 | Side by Side Fridge-Freezer - Standard Efficiency Unit Replacement - Not Running (0% of the time) | 0 | 0 | 0 | 0 | 0 | 0 | 54.2051 | 5 |  | 0.067422 | 0 | 0 | 0 | 0 | 0 | 0
494 | 35 | Great Refrigerator Roundup | Consumer | 2009 | Final | 21 | Side by Side Fridge-Freezer - Energy Star Unit Replacement - Not Running (0% of the time) | 0 | 0 | 0 | 0 | 0 | 0 | 54.2051 | 5 |  | 0.35397 | 0 | 0 | 0 | 0 | 0 | 0
495 | 35 | Great Refrigerator Roundup | Consumer | 2009 | Final | 22 | Side by Side Fridge-Freezer - Not Replaced - Running Part Time (38% of the time) | 0.070537 | 506.7333 | 2533.6664 | 0.038234 | 274.675 | 1373.3752 | 54.2051 | 5 |  | 0.71161 | 0.050195 | 360.5983 | 1802.9916 | 0.027208 | 195.4625 | 977.3125
496 | 35 | Great Refrigerator Roundup | Consumer | 2009 | Final | 23 | Side by Side Fridge-Freezer - Standard Efficiency Unit Replacement - Running Part Time (38% of the time) | 0.036266 | 259.7455 | 1298.7277 | 0.019658 | 140.7952 | 703.976 | 54.2051 | 5 |  | 0.26356 | 0.0095583 | 68.4587 | 342.2935 | 0.0051811 | 37.1081 | 185.5403
497 | 35 | Great Refrigerator Roundup | Consumer | 2009 | Final | 24 | Side by Side Fridge-Freezer - Energy Star Unit Replacement - Running Part Time (38% of the time) | 0.043122 | 309.1431 | 1545.7155 | 0.023374 | 167.5712 | 837.8559 | 54.2051 | 5 |  | 1.3837 | 0.059667 | 427.7592 | 2138.7959 | 0.032343 | 231.8671 | 1159.3354
498 | 35 | Great Refrigerator Roundup | Consumer | 2009 | Final | 25 | Side by Side Fridge-Freezer - Not Replaced - Running All Time (100% of time time) | 0.18522 | 1330.5907 | 6652.9534 | 0.1004 | 721.2474 | 3606.2368 | 54.2051 | 5 |  | 5.1468 | 0.95327 | 6848.2668 | 34241.3342 | 0.51672 | 3712.1066 | 18560.5329
499 | 35 | Great Refrigerator Roundup | Consumer | 2009 | Final | 26 | Side by Side Fridge-Freezer - Standard Efficiency Unit Replacement - Running All Time (100% of time time) | 0.095228 | 682.0452 | 3410.2259 | 0.051619 | 369.7029 | 1848.5147 | 54.2051 | 5 |  | 1.9062 | 0.18153 | 1300.1264 | 6500.6321 | 0.098396 | 704.7342 | 3523.671
500 | 35 | Great Refrigerator Roundup | Consumer | 2009 | Final | 27 | Side by Side Fridge-Freezer - Energy Star Unit Replacement - Running All Time (100% of time time) | 0.11323 | 811.7543 | 4058.7714 | 0.061376 | 440.0118 | 2200.0592 | 54.2051 | 5 |  | 10.0076 | 1.1332 | 8123.7458 | 40618.7291 | 0.61423 | 4403.4806 | 22017.4032
501 | 35 | Great Refrigerator Roundup | Consumer | 2009 | Final | 28 | Single Door Fridge - Not Replaced - Not Running (0% of the time) | 0 | 0 | 0 | 0 | 0 | 0 | 54.2051 | 5 |  | 0.32831 | 0 | 0 | 0 | 0 | 0 | 0
502 | 35 | Great Refrigerator Roundup | Consumer | 2009 | Final | 29 | Single Door Fridge - Standard Efficiency Unit Replacement - Not Running (0% of the time) | 0 | 0 | 0 | 0 | 0 | 0 | 54.2051 | 5 |  | 0.1216 | 0 | 0 | 0 | 0 | 0 | 0
503 | 35 | Great Refrigerator Roundup | Consumer | 2009 | Final | 30 | Single Door Fridge - Energy Star Unit Replacement - Not Running (0% of the time) | 0 | 0 | 0 | 0 | 0 | 0 | 54.2051 | 5 |  | 0.63839 | 0 | 0 | 0 | 0 | 0 | 0
504 | 35 | Great Refrigerator Roundup | Consumer | 2009 | Final | 31 | Single Door Fridge - Not Replaced - Running Part Time (38% of the time) | 0.058178 | 417.9507 | 2089.7536 | 0.031536 | 226.5504 | 1132.752 | 54.2051 | 5 |  | 1.2834 | 0.074666 | 536.4007 | 2682.0034 | 0.040473 | 290.7563 | 1453.7814
505 | 35 | Great Refrigerator Roundup | Consumer | 2009 | Final | 32 | Single Door Fridge - Standard Efficiency Unit Replacement - Running Part Time (38% of the time) | 0.033124 | 237.2412 | 1186.2062 | 0.017955 | 128.5967 | 642.9837 | 54.2051 | 5 |  | 0.47534 | 0.015745 | 112.7692 | 563.8462 | 0.0085346 | 61.1266 | 305.6331
506 | 35 | Great Refrigerator Roundup | Consumer | 2009 | Final | 33 | Single Door Fridge - Energy Star Unit Replacement - Running Part Time (38% of the time) | 0.038134 | 273.3831 | 1366.9157 | 0.02067 | 148.1875 | 740.9374 | 54.2051 | 5 |  | 2.4955 | 0.095163 | 682.2311 | 3411.1555 | 0.051583 | 369.8037 | 1849.0186
507 | 35 | Great Refrigerator Roundup | Consumer | 2009 | Final | 34 | Single Door Fridge - Not Replaced - Running All Time (100% of time time) | 0.15277 | 1097.4636 | 5487.3179 | 0.082807 | 594.8807 | 2974.4035 | 54.2051 | 5 |  | 9.2823 | 1.418 | 10187 | 50934.9999 | 0.76864 | 5521.8686 | 27609.3431
508 | 35 | Great Refrigerator Roundup | Consumer | 2009 | Final | 35 | Single Door Fridge - Standard Efficiency Unit Replacement - Running All Time (100% of time time) | 0.086978 | 622.9529 | 3114.7647 | 0.047146 | 337.672 | 1688.3598 | 54.2051 | 5 |  | 3.4379 | 0.29902 | 2141.6459 | 10708.2294 | 0.16208 | 1160.8803 | 5804.4013
509 | 35 | Great Refrigerator Roundup | Consumer | 2009 | Final | 36 | Single Door Fridge - Energy Star Unit Replacement - Running All Time (100% of time time) | 0.10013 | 717.8551 | 3589.2753 | 0.054277 | 389.1137 | 1945.5686 | 54.2051 | 5 |  | 18.0489 | 1.8073 | 12956.5238 | 64782.6192 | 0.97964 | 7023.0905 | 35115.4523
510 | 35 | Great Refrigerator Roundup | Consumer | 2009 | Final | 37 | Small Fridge (under 10 cubic feet) - Not Replaced - Not Running (0% of the time) | 0 | 0 | 0 | 0 | 0 | 0 | 54.2051 | 5 |  | 0 | 0 | 0 | 0 | 0 | 0 | 0
511 | 35 | Great Refrigerator Roundup | Consumer | 2009 | Final | 38 | Small Fridge (under 10 cubic feet) - Standard Efficiency Unit Replacement - Not Running (0% of the time) | 0 | 0 | 0 | 0 | 0 | 0 | 54.2051 | 5 |  | 0 | 0 | 0 | 0 | 0 | 0 | 0
512 | 35 | Great Refrigerator Roundup | Consumer | 2009 | Final | 39 | Small Fridge (under 10 cubic feet) - Energy Star Unit Replacement - Not Running (0% of the time) | 0 | 0 | 0 | 0 | 0 | 0 | 54.2051 | 5 |  | 0 | 0 | 0 | 0 | 0 | 0 | 0
513 | 35 | Great Refrigerator Roundup | Consumer | 2009 | Final | 40 | Small Fridge (under 10 cubic feet) - Not Replaced - Running Part Time (38% of the time) | 0.064931 | 466.4584 | 2332.2918 | 0.035196 | 252.844 | 1264.22 | 54.2051 | 5 |  | 0 | 0 | 0 | 0 | 0 | 0 | 0
514 | 35 | Great Refrigerator Roundup | Consumer | 2009 | Final | 41 | Small Fridge (under 10 cubic feet) - Standard Efficiency Unit Replacement - Running Part Time (38% of the time) | 0.035211 | 252.1913 | 1260.9565 | 0.019086 | 136.7004 | 683.5021 | 54.2051 | 5 |  | 0 | 0 | 0 | 0 | 0 | 0 | 0
515 | 35 | Great Refrigerator Roundup | Consumer | 2009 | Final | 42 | Small Fridge (under 10 cubic feet) - Energy Star Unit Replacement - Running Part Time (38% of the time) | 0.041155 | 295.0447 | 1475.2236 | 0.022308 | 159.9291 | 799.6457 | 54.2051 | 5 |  | 0 | 0 | 0 | 0 | 0 | 0 | 0
516 | 35 | Great Refrigerator Roundup | Consumer | 2009 | Final | 43 | Small Fridge (under 10 cubic feet) - Not Replaced - Running All Time (100% of time time) | 0.1705 | 1224.836 | 6124.1799 | 0.092417 | 663.923 | 3319.6149 | 54.2051 | 5 |  | 0 | 0 | 0 | 0 | 0 | 0 | 0
517 | 35 | Great Refrigerator Roundup | Consumer | 2009 | Final | 44 | Small Fridge (under 10 cubic feet) - Standard Efficiency Unit Replacement - Running All Time (100% of time time) | 0.092459 | 662.2091 | 3311.0456 | 0.050117 | 358.9508 | 1794.754 | 54.2051 | 5 |  | 0 | 0 | 0 | 0 | 0 | 0 | 0
518 | 35 | Great Refrigerator Roundup | Consumer | 2009 | Final | 45 | Small Fridge (under 10 cubic feet) - Energy Star Unit Replacement - Running All Time (100% of time time) | 0.10807 | 774.7345 | 3873.6724 | 0.058577 | 419.9452 | 2099.7261 | 54.2051 | 5 |  | 0 | 0 | 0 | 0 | 0 | 0 | 0
519 | 35 | Great Refrigerator Roundup | Consumer | 2009 | Final | 46 | Small Freezer (under 10 cubic feet) - Not Replaced - Not Running (0% of the time) | 0 | 0 | 0 | 0 | 0 | 0 | 51.7853 | 4 |  | 0 | 0 | 0 | 0 | 0 | 0 | 0
520 | 35 | Great Refrigerator Roundup | Consumer | 2009 | Final | 47 | Small Freezer (under 10 cubic feet) - Standard Efficiency Unit Replacement - Not Running (0% of the time) | 0 | 0 | 0 | 0 | 0 | 0 | 51.7853 | 4 |  | 0 | 0 | 0 | 0 | 0 | 0 | 0
521 | 35 | Great Refrigerator Roundup | Consumer | 2009 | Final | 48 | Small Freezer (under 10 cubic feet) - Energy Star Unit Replacement - Not Running (0% of the time) | 0 | 0 | 0 | 0 | 0 | 0 | 51.7853 | 4 |  | 0 | 0 | 0 | 0 | 0 | 0 | 0
522 | 35 | Great Refrigerator Roundup | Consumer | 2009 | Final | 49 | Small Freezer (under 10 cubic feet) - Not Replaced - Running Part Time (26% of the time) | 0.041175 | 295.7051 | 1182.8202 | 0.021322 | 153.1316 | 612.5265 | 51.7853 | 4 |  | 0 | 0 | 0 | 0 | 0 | 0 | 0
523 | 35 | Great Refrigerator Roundup | Consumer | 2009 | Final | 50 | Small Freezer (under 10 cubic feet) - Standard Efficiency Unit Replacement - Running Part Time (26% of the time) | 0.026503 | 190.5363 | 762.1453 | 0.013725 | 98.6697 | 394.6789 | 51.7853 | 4 |  | 0 | 0 | 0 | 0 | 0 | 0 | 0
524 | 35 | Great Refrigerator Roundup | Consumer | 2009 | Final | 51 | Small Freezer (under 10 cubic feet) - Energy Star Unit Replacement - Running Part Time (26% of the time) | 0.02797 | 201.0532 | 804.2128 | 0.014485 | 104.1159 | 416.4637 | 51.7853 | 4 |  | 0 | 0 | 0 | 0 | 0 | 0 | 0
525 | 35 | Great Refrigerator Roundup | Consumer | 2009 | Final | 52 | Small Freezer (under 10 cubic feet) - Not Replaced - Running All Time (100% of time time) | 0.1599 | 1148.3692 | 4593.4767 | 0.082805 | 594.6859 | 2378.7438 | 51.7853 | 4 |  | 0 | 0 | 0 | 0 | 0 | 0 | 0
526 | 35 | Great Refrigerator Roundup | Consumer | 2009 | Final | 53 | Small Freezer (under 10 cubic feet) - Standard Efficiency Unit Replacement - Running All Time (100% of time time) | 0.10293 | 739.9469 | 2959.7875 | 0.0533 | 383.1834 | 1532.7336 | 51.7853 | 4 |  | 0 | 0 | 0 | 0 | 0 | 0 | 0
527 | 35 | Great Refrigerator Roundup | Consumer | 2009 | Final | 54 | Small Freezer (under 10 cubic feet) - Energy Star Unit Replacement - Running All Time (100% of time time) | 0.10862 | 780.7891 | 3123.1564 | 0.056251 | 404.3337 | 1617.3346 | 51.7853 | 4 |  | 0 | 0 | 0 | 0 | 0 | 0 | 0
528 | 35 | Great Refrigerator Roundup | Consumer | 2009 | Final | 55 | Top Freezer Fridge - Not Replaced - Not Running (0% of the time) | 0 | 0 | 0 | 0 | 0 | 0 | 54.2051 | 5 |  | 1.4057 | 0 | 0 | 0 | 0 | 0 | 0
529 | 35 | Great Refrigerator Roundup | Consumer | 2009 | Final | 56 | Top Freezer Fridge - Standard Efficiency Unit Replacement - Not Running (0% of the time) | 0 | 0 | 0 | 0 | 0 | 0 | 54.2051 | 5 |  | 0.52061 | 0 | 0 | 0 | 0 | 0 | 0
530 | 35 | Great Refrigerator Roundup | Consumer | 2009 | Final | 57 | Top Freezer Fridge - Energy Star Unit Replacement - Not Running (0% of the time) | 0 | 0 | 0 | 0 | 0 | 0 | 54.2051 | 5 |  | 2.7332 | 0 | 0 | 0 | 0 | 0 | 0
531 | 35 | Great Refrigerator Roundup | Consumer | 2009 | Final | 58 | Top Freezer Fridge - Not Replaced - Running Part Time (38% of the time) | 0.065398 | 469.8148 | 2349.0738 | 0.035449 | 254.6633 | 1273.3166 | 54.2051 | 5 |  | 5.4948 | 0.35935 | 2581.5558 | 12907.7791 | 0.19479 | 1399.3337 | 6996.6683
532 | 35 | Great Refrigerator Roundup | Consumer | 2009 | Final | 59 | Top Freezer Fridge - Standard Efficiency Unit Replacement - Running Part Time (38% of the time) | 0.035167 | 251.8727 | 1259.3635 | 0.019062 | 136.5277 | 682.6386 | 54.2051 | 5 |  | 2.0351 | 0.071569 | 512.5924 | 2562.9622 | 0.038794 | 277.851 | 1389.255
533 | 35 | Great Refrigerator Roundup | Consumer | 2009 | Final | 60 | Top Freezer Fridge - Energy Star Unit Replacement - Running Part Time (38% of the time) | 0.041213 | 295.4611 | 1477.3055 | 0.02234 | 160.1548 | 800.7742 | 54.2051 | 5 |  | 10.6844 | 0.44034 | 3156.8266 | 15784.1332 | 0.23869 | 1711.1595 | 8555.7976
534 | 35 | Great Refrigerator Roundup | Consumer | 2009 | Final | 61 | Top Freezer Fridge - Not Replaced - Running All Time (100% of time time) | 0.17172 | 1233.6492 | 6168.2462 | 0.093082 | 668.7002 | 3343.501 | 54.2051 | 5 |  | 39.7417 | 6.8246 | 49027.3589 | 245136.7944 | 3.6993 | 26575.3053 | 132876.5264
535 | 35 | Great Refrigerator Roundup | Consumer | 2009 | Final | 62 | Top Freezer Fridge - Standard Efficiency Unit Replacement - Running All Time (100% of time time) | 0.092342 | 661.3725 | 3306.8626 | 0.050054 | 358.4973 | 1792.4866 | 54.2051 | 5 |  | 14.7192 | 1.3592 | 9734.8481 | 48674.2405 | 0.73675 | 5276.7795 | 26383.8973
536 | 35 | Great Refrigerator Roundup | Consumer | 2009 | Final | 63 | Top Freezer Fridge - Energy Star Unit Replacement - Running All Time (100% of time time) | 0.10822 | 775.8279 | 3879.1393 | 0.05866 | 420.5379 | 2102.6895 | 54.2051 | 5 |  | 77.2756 | 8.3627 | 59952.5571 | 299762.7857 | 4.533 | 32497.3147 | 162486.5733
537 | 35 | Great Refrigerator Roundup | Consumer | 2009 | Final | 64 | Upright Freezer - Not Replaced - Not Running (0% of the time) | 0 | 0 | 0 | 0 | 0 | 0 | 51.7853 | 4 |  | 0.10603 | 0 | 0 | 0 | 0 | 0 | 0
538 | 35 | Great Refrigerator Roundup | Consumer | 2009 | Final | 65 | Upright Freezer - Standard Efficiency Unit Replacement - Not Running (0% of the time) | 0 | 0 | 0 | 0 | 0 | 0 | 51.7853 | 4 |  | 0.029327 | 0 | 0 | 0 | 0 | 0 | 0
539 | 35 | Great Refrigerator Roundup | Consumer | 2009 | Final | 66 | Upright Freezer - Energy Star Unit Replacement - Not Running (0% of the time) | 0 | 0 | 0 | 0 | 0 | 0 | 51.7853 | 4 |  | 0.13385 | 0 | 0 | 0 | 0 | 0 | 0
540 | 35 | Great Refrigerator Roundup | Consumer | 2009 | Final | 67 | Upright Freezer - Not Replaced - Running Part Time (26% of the time) | 0.050764 | 364.5766 | 1458.3062 | 0.026288 | 188.7969 | 755.1876 | 51.7853 | 4 |  | 0.20543 | 0.010428 | 74.8939 | 299.5757 | 0.0054004 | 38.784 | 155.136
541 | 35 | Great Refrigerator Roundup | Consumer | 2009 | Final | 68 | Upright Freezer - Standard Efficiency Unit Replacement - Running Part Time (26% of the time) | 0.024973 | 179.534 | 718.136 | 0.012932 | 92.9721 | 371.8886 | 51.7853 | 4 |  | 0.05682 | 0.001419 | 10.2012 | 40.8047 | 0.00073482 | 5.2827 | 21.1308
542 | 35 | Great Refrigerator Roundup | Consumer | 2009 | Final | 69 | Upright Freezer - Energy Star Unit Replacement - Running Part Time (26% of the time) | 0.026355 | 189.4436 | 757.7743 | 0.013648 | 98.1038 | 392.4154 | 51.7853 | 4 |  | 0.25933 | 0.0068348 | 49.1291 | 196.5163 | 0.0035394 | 25.4416 | 101.7665
543 | 35 | Great Refrigerator Roundup | Consumer | 2009 | Final | 70 | Upright Freezer - Not Replaced - Running All Time (100% of time time) | 0.19714 | 1415.8313 | 5663.3251 | 0.10209 | 733.1919 | 2932.7676 | 51.7853 | 4 |  | 2.0543 | 0.40499 | 2908.5016 | 11634.0063 | 0.20972 | 1506.1751 | 6024.7002
544 | 35 | Great Refrigerator Roundup | Consumer | 2009 | Final | 71 | Upright Freezer - Standard Efficiency Unit Replacement - Running All Time (100% of time time) | 0.096982 | 697.2194 | 2788.8775 | 0.050223 | 361.0569 | 1444.2274 | 51.7853 | 4 |  | 0.5682 | 0.055106 | 396.1619 | 1584.6477 | 0.028537 | 205.1535 | 820.6139
545 | 35 | Great Refrigerator Roundup | Consumer | 2009 | Final | 72 | Upright Freezer - Energy Star Unit Replacement - Running All Time (100% of time time) | 0.10235 | 735.7032 | 2942.8129 | 0.053003 | 380.9858 | 1523.9432 | 51.7853 | 4 |  | 2.5933 | 0.26543 | 1907.9252 | 7631.7007 | 0.13745 | 988.024 | 3952.096
546 | 35 | Great Refrigerator Roundup | Consumer | 2009 | Final | 73 | Dehumidifier - Not Replaced - Not Running (0% of the time) | 0 | 0 | 0 | 0 | 0 | 0 | 36 | 4 |  | 0 | 0 | 0 | 0 | 0 | 0 | 0
547 | 35 | Great Refrigerator Roundup | Consumer | 2009 | Final | 74 | Dehumidifier - Standard Efficiency Unit Replacement - Not Running (0% of the time) | 0 | 0 | 0 | 0 | 0 | 0 | 36 | 4 |  | 0 | 0 | 0 | 0 | 0 | 0 | 0
548 | 35 | Great Refrigerator Roundup | Consumer | 2009 | Final | 75 | Dehumidifier - Energy Star Unit Replacement - Not Running (0% of the time) | 0 | 0 | 0 | 0 | 0 | 0 | 36 | 4 |  | 0 | 0 | 0 | 0 | 0 | 0 | 0
549 | 35 | Great Refrigerator Roundup | Consumer | 2009 | Final | 76 | Dehumidifier - Not Replaced - Running Part Time (n/a% of the time) | 0 | 0 | 0 | 0 | 0 | 0 | 36 | 4 |  | 0 | 0 | 0 | 0 | 0 | 0 | 0
550 | 35 | Great Refrigerator Roundup | Consumer | 2009 | Final | 77 | Dehumidifier - Standard Efficiency Unit Replacement - Running Part Time (n/a% of the time) | 0 | 0 | 0 | 0 | 0 | 0 | 36 | 4 |  | 0 | 0 | 0 | 0 | 0 | 0 | 0
551 | 35 | Great Refrigerator Roundup | Consumer | 2009 | Final | 78 | Dehumidifier - Energy Star Unit Replacement - Running Part Time (n/a% of the time) | 0 | 0 | 0 | 0 | 0 | 0 | 36 | 4 |  | 0 | 0 | 0 | 0 | 0 | 0 | 0
552 | 35 | Great Refrigerator Roundup | Consumer | 2009 | Final | 79 | Dehumidifier - Not Replaced - Running All Time (100% of time time) | 0.97222 | 960.4661 | 3841.8644 | 0.35 | 345.7678 | 1383.0712 | 36 | 4 |  | 0.93479 | 0.90882 | 897.8328 | 3591.3313 | 0.32718 | 323.2198 | 1292.8793
553 | 35 | Great Refrigerator Roundup | Consumer | 2009 | Final | 80 | Dehumidifier - Standard Efficiency Unit Replacement - Running All Time (100% of time time) | 0.54702 | 540.4104 | 2161.6417 | 0.19693 | 194.5478 | 778.191 | 36 | 4 |  | 0.51933 | 0.28408 | 280.6497 | 1122.599 | 0.10227 | 101.0339 | 404.1356
554 | 35 | Great Refrigerator Roundup | Consumer | 2009 | Final | 81 | Dehumidifier - Energy Star Unit Replacement - Running All Time (100% of time time) | 0.46835 | 462.6882 | 1850.753 | 0.16861 | 166.5678 | 666.2711 | 36 | 4 |  | 1.558 | 0.72968 | 720.8595 | 2883.4381 | 0.26269 | 259.5094 | 1038.0377
555 | 35 | Great Refrigerator Roundup | Consumer | 2009 | Final | 82 | Window Air Conditioner - Not Replaced - Not Running (0% of the time) | 0 | 0 | 0 | 0 | 0 | 0 | 35.5644 | 3 |  | 0 | 0 | 0 | 0 | 0 | 0 | 0
556 | 35 | Great Refrigerator Roundup | Consumer | 2009 | Final | 83 | Window Air Conditioner - Standard Efficiency Unit Replacement - Not Running (0% of the time) | 0 | 0 | 0 | 0 | 0 | 0 | 35.5644 | 3 |  | 0 | 0 | 0 | 0 | 0 | 0 | 0
557 | 35 | Great Refrigerator Roundup | Consumer | 2009 | Final | 84 | Window Air Conditioner - Energy Star Unit Replacement - Not Running (0% of the time) | 0 | 0 | 0 | 0 | 0 | 0 | 35.5644 | 3 |  | 0 | 0 | 0 | 0 | 0 | 0 | 0
558 | 35 | Great Refrigerator Roundup | Consumer | 2009 | Final | 85 | Window Air Conditioner - Not Replaced - Running Part Time (n/a% of the time) | 0 | 0 | 0 | 0 | 0 | 0 | 35.5644 | 3 |  | 0 | 0 | 0 | 0 | 0 | 0 | 0
559 | 35 | Great Refrigerator Roundup | Consumer | 2009 | Final | 86 | Window Air Conditioner - Standard Efficiency Unit Replacement - Running Part Time (n/a% of the time) | 0 | 0 | 0 | 0 | 0 | 0 | 35.5644 | 3 |  | 0 | 0 | 0 | 0 | 0 | 0 | 0
560 | 35 | Great Refrigerator Roundup | Consumer | 2009 | Final | 87 | Window Air Conditioner - Energy Star Unit Replacement - Running Part Time (n/a% of the time) | 0 | 0 | 0 | 0 | 0 | 0 | 35.5644 | 3 |  | 0 | 0 | 0 | 0 | 0 | 0 | 0
561 | 35 | Great Refrigerator Roundup | Consumer | 2009 | Final | 88 | Window Air Conditioner - Not Replaced - Running All Time (100% of time time) | 0.37517 | 370.6302 | 1111.8905 | 0.13343 | 131.8123 | 395.4368 | 35.5644 | 3 |  | 3.7746 | 1.4161 | 1398.9718 | 4196.9153 | 0.50362 | 497.5354 | 1492.6063
562 | 35 | Great Refrigerator Roundup | Consumer | 2009 | Final | 89 | Window Air Conditioner - Standard Efficiency Unit Replacement - Running All Time (100% of time time) | 0.11906 | 117.6183 | 352.855 | 0.042342 | 41.8302 | 125.4907 | 35.5644 | 3 |  | 0.49234 | 0.058616 | 57.9077 | 173.7232 | 0.020847 | 20.5945 | 61.7836
563 | 35 | Great Refrigerator Roundup | Consumer | 2009 | Final | 90 | Window Air Conditioner - Energy Star Unit Replacement - Running All Time (100% of time time) | 0.14233 | 140.613 | 421.8391 | 0.05062 | 50.0081 | 150.0244 | 35.5644 | 3 |  | 1.8052 | 0.25695 | 253.8392 | 761.5175 | 0.091381 | 90.2763 | 270.8289
564 | 36 | Cool Savings Rebate | Consumer | 2009 | Final | 1 | Energy Star® 14.5 SEER (Tier 1) Central Air Conditioner (CAC) | 0.12321 | 112.6884 | 2028.3905 | 0.071172 | 65.0965 | 1171.7376 | 57.7669 | 18 |  | 20.8705 | 2.5714 | 2351.8619 | 42333.5138 | 1.4854 | 1358.5969 | 24454.7451
565 | 36 | Cool Savings Rebate | Consumer | 2009 | Final | 2 | Energy Star® 14.5 SEER (Tier 1) Central Air Conditioner (CAC) with change in behaviour | 0.34647 | 316.8933 | 5704.0798 | 0.20015 | 183.0593 | 3295.0683 | 57.7669 | 18 |  | 3.2567 | 1.1284 | 1032.0386 | 18576.6945 | 0.65182 | 596.1764 | 10731.1746
566 | 36 | Cool Savings Rebate | Consumer | 2009 | Final | 3 | Energy Star® 15.0 SEER (Tier 2) Central Air Conditioner (CAC) | 0.19329 | 176.7888 | 3182.1988 | 0.11166 | 102.1254 | 1838.2566 | 57.7669 | 18 |  | 54.8385 | 10.5997 | 9694.8357 | 174507.042 | 6.1231 | 5600.4029 | 100807.2528
567 | 36 | Cool Savings Rebate | Consumer | 2009 | Final | 4 | Energy Star® 15.0 SEER (Tier 2) Central Air Conditioner (CAC) with change in behaviour | 0.40043 | 366.2507 | 6592.5123 | 0.23132 | 211.5715 | 3808.2879 | 57.7669 | 18 |  | 8.5578 | 3.4268 | 3134.2849 | 56417.1279 | 1.9796 | 1810.5782 | 32590.4078
568 | 36 | Cool Savings Rebate | Consumer | 2009 | Final | 5 | Furnace with Electronically Commutated Motor (ECM), Home constructed before 1980, AHRI Matched CAC & Furnace, Continuous Fan, No change | 1.6582 | 2773.4859 | 52696.2317 | 0.65842 | 1101.2875 | 20924.4623 | 39.7077 | 19 |  | 4.6574 | 7.7227 | 12917.1522 | 245425.8916 | 3.0665 | 5129.1042 | 97452.9798
569 | 36 | Cool Savings Rebate | Consumer | 2009 | Final | 6 | Furnace with Electronically Commutated Motor (ECM), Home constructed before 1980, AHRI Matched CAC & Furnace, Non-continuous Fan, No change | 0.1829 | 324.1737 | 6159.2998 | 0.072624 | 128.7219 | 2445.7164 | 39.7077 | 19 |  | 19.1363 | 3.4999 | 6203.4772 | 117866.0676 | 1.3897 | 2463.2582 | 46801.906
570 | 36 | Cool Savings Rebate | Consumer | 2009 | Final | 7 | Furnace with Electronically Commutated Motor (ECM), Home constructed before 1980, AHRI Matched CAC & Furnace, Continuous Fan, Change from non-continuous | 0.054435 | 91.0488 | 1729.9268 | 0.021615 | 36.1534 | 686.9142 | 39.7077 | 19 |  | 1.5182 | 0.082645 | 138.2342 | 2626.4493 | 0.032817 | 54.8896 | 1042.9026
571 | 36 | Cool Savings Rebate | Consumer | 2009 | Final | 8 | Furnace with Electronically Commutated Motor (ECM), Home constructed before 1980, Unmatched CAC & Furnace, Continuous Fan, No change | 1.6875 | 2822.5121 | 53627.7308 | 0.67006 | 1120.7547 | 21294.3391 | 39.7077 | 19 |  | 8.2199 | 13.8709 | 23200.7562 | 440814.3677 | 5.5078 | 9212.487 | 175037.2521
572 | 36 | Cool Savings Rebate | Consumer | 2009 | Final | 9 | Furnace with Electronically Commutated Motor (ECM), Home constructed before 1980, Unmatched CAC & Furnace, Non-continuous Fan, No change | 0.21056 | 373.1999 | 7090.7989 | 0.083607 | 148.1891 | 2815.5932 | 39.7077 | 19 |  | 33.7756 | 7.1116 | 12605.0374 | 239495.7098 | 2.8239 | 5005.1706 | 95098.2409
573 | 36 | Cool Savings Rebate | Consumer | 2009 | Final | 10 | Furnace with Electronically Commutated Motor (ECM), Home constructed before 1980, Unmatched CAC & Furnace, Continuous Fan, Change from non-continuous | 0.083746 | 140.075 | 2661.4258 | 0.033254 | 55.6206 | 1056.791 | 39.7077 | 19 |  | 2.6815 | 0.22457 | 375.6135 | 7136.6574 | 0.08917 | 149.1475 | 2833.8026
574 | 36 | Cool Savings Rebate | Consumer | 2009 | Final | 11 | Furnace with Electronically Commutated Motor (ECM), Home constructed before 1980, Heating only, Continuous Fan, No change | 0.83682 | 1534.8223 | 29161.6232 | 0.33228 | 609.4426 | 11579.4102 | 39.7077 | 19 |  | 1.3472 | 1.1273 | 2067.6717 | 39285.7623 | 0.44764 | 821.0249 | 15599.4731
575 | 36 | Cool Savings Rebate | Consumer | 2009 | Final | 12 | Furnace with Electronically Commutated Motor (ECM), Home constructed before 1980, Heating only, Non-continuous Fan, No change | 0.17675 | 324.1737 | 6159.2998 | 0.070182 | 128.7219 | 2445.7164 | 39.7077 | 19 |  | 5.5341 | 0.97814 | 1794.0104 | 34086.1977 | 0.3884 | 712.3603 | 13534.8455
576 | 36 | Cool Savings Rebate | Consumer | 2009 | Final | 13 | Furnace with Electronically Commutated Motor (ECM), Home constructed before 1980, Heating only, Continuous Fan, Change from non-continuous | 0.10474 | 192.1029 | 3649.9554 | 0.04159 | 76.2797 | 1449.3134 | 39.7077 | 19 |  | 0.43837 | 0.045914 | 84.2114 | 1600.0161 | 0.018231 | 33.4384 | 635.3296
577 | 36 | Cool Savings Rebate | Consumer | 2009 | Final | 14 | Furnace with Electronically Commutated Motor (ECM), Home constructed after 1980, AHRI Matched CAC & Furnace, Continuous Fan, No change | 1.7138 | 2866.5357 | 54464.1789 | 0.68051 | 1138.2354 | 21626.4734 | 39.7077 | 19 |  | 5.4678 | 9.3708 | 15673.6819 | 297799.9568 | 3.7209 | 6223.6588 | 118249.5171
578 | 36 | Cool Savings Rebate | Consumer | 2009 | Final | 15 | Furnace with Electronically Commutated Motor (ECM), Home constructed after 1980, AHRI Matched CAC & Furnace, Non-continuous Fan, No change | 0.11685 | 207.111 | 3935.1082 | 0.046398 | 82.239 | 1562.541 | 39.7077 | 19 |  | 22.4636 | 2.6249 | 4652.4539 | 88396.6239 | 1.0423 | 1847.3825 | 35100.2673
579 | 36 | Cool Savings Rebate | Consumer | 2009 | Final | 16 | Furnace with Electronically Commutated Motor (ECM), Home constructed after 1980, AHRI Matched CAC & Furnace, Continuous Fan, Change from non-continuous | -0.029311 | -49.0263 | -931.499 | -0.011639 | -19.4672 | -369.8769 | 39.7077 | 19 |  | 1.7834 | -0.052274 | -87.4335 | -1661.2363 | -0.020757 | -34.7178 | -659.6387
580 | 36 | Cool Savings Rebate | Consumer | 2009 | Final | 17 | Furnace with Electronically Commutated Motor (ECM), Home constructed after 1980, Unmatched CAC & Furnace, Continuous Fan, No change | 1.7497 | 2926.5679 | 55604.79 | 0.69476 | 1162.0728 | 22079.3839 | 39.7077 | 19 |  | 9.6505 | 16.8854 | 28242.7433 | 536612.1231 | 6.7048 | 11214.5441 | 213076.3387
581 | 36 | Cool Savings Rebate | Consumer | 2009 | Final | 18 | Furnace with Electronically Commutated Motor (ECM), Home constructed after 1980, Unmatched CAC & Furnace, Non-continuous Fan, No change | 0.15072 | 267.1431 | 5075.7193 | 0.059847 | 106.0764 | 2015.4515 | 39.7077 | 19 |  | 39.6497 | 5.976 | 10592.1351 | 201250.5677 | 2.3729 | 4205.8934 | 79911.9742
582 | 36 | Cool Savings Rebate | Consumer | 2009 | Final | 19 | Furnace with Electronically Commutated Motor (ECM), Home constructed after 1980, Unmatched CAC & Furnace, Continuous Fan, Change from non-continuous | 0.0065801 | 11.0059 | 209.112 | 0.0026128 | 4.3702 | 83.0336 | 39.7077 | 19 |  | 3.1477 | 0.020712 | 34.6431 | 658.218 | 0.0082242 | 13.756 | 261.3632
583 | 36 | Cool Savings Rebate | Consumer | 2009 | Final | 20 | Furnace with Electronically Commutated Motor (ECM), Home constructed after 1980, Heating only, Continuous Fan, No change | 0.85592 | 1569.841 | 29826.9796 | 0.33986 | 623.3478 | 11843.608 | 39.7077 | 19 |  | 1.5824 | 1.3544 | 2484.1072 | 47198.0373 | 0.5378 | 986.3819 | 18741.2557
584 | 36 | Cool Savings Rebate | Consumer | 2009 | Final | 21 | Furnace with Electronically Commutated Motor (ECM), Home constructed after 1980, Heating only, Non-continuous Fan, No change | 0.11292 | 207.111 | 3935.1082 | 0.044839 | 82.239 | 1562.541 | 39.7077 | 19 |  | 6.4964 | 0.73358 | 1345.4693 | 25563.9165 | 0.29129 | 534.2549 | 10150.8436
585 | 36 | Cool Savings Rebate | Consumer | 2009 | Final | 22 | Furnace with Electronically Commutated Motor (ECM), Home constructed after 1980, Heating only, Continuous Fan, Change from non-continuous | 0.041459 | 76.0407 | 1444.774 | 0.016463 | 30.194 | 573.6866 | 39.7077 | 19 |  | 0.51535 | 0.021366 | 39.1874 | 744.5604 | 0.0084839 | 15.5604 | 295.6478
586 | 36 | Cool Savings Rebate | Consumer | 2009 | Final | 23 | Programmable Thermostat - Central Air Conditioning (CAC) & Gas heating | 0.026064 | 30.1002 | 451.5037 | 0.010216 | 11.7978 | 176.9671 | 39.195 | 15 |  | 43.5757 | 1.1358 | 1311.6397 | 19674.596 | 0.44516 | 514.0978 | 7711.4677
587 | 36 | Cool Savings Rebate | Consumer | 2009 | Final | 24 | Programmable Thermostat - Energy Star® Central Air Conditioning (CAC) & Gas Heating | 0.022213 | 25.6531 | 384.7964 | 0.0087064 | 10.0547 | 150.8212 | 39.195 | 15 |  | 58.4032 | 1.2973 | 1498.2222 | 22473.3337 | 0.50848 | 587.229 | 8808.4344
588 | 36 | Cool Savings Rebate | Consumer | 2009 | Final | 25 | Programmable Thermostat - Gas Heating only | 0 | 9.35 | 140.2502 | 0 | 3.6647 | 54.9711 | 39.195 | 15 |  | 12.4517 | 0 | 116.4239 | 1746.358 | 0 | 45.6324 | 684.4859
589 | 36 | Cool Savings Rebate | Consumer | 2009 | Final | 26 | Participant Spillover - Lighting | 0.0012403 | 40.0214 | 200.1072 | 0.0012403 | 40.0214 | 200.1072 | 100 | 5 |  | 6.0389 | 0.0074903 | 241.6869 | 1208.4346 | 0.0074903 | 241.6869 | 1208.4346
590 | 36 | Cool Savings Rebate | Consumer | 2009 | Final | 27 | Participant Spillover - Cooling or Heating | 0.086637 | 100.0536 | 300.1608 | 0.086637 | 100.0536 | 300.1608 | 100 | 3 |  | 2.185 | 0.1893 | 218.6128 | 655.8384 | 0.1893 | 218.6128 | 655.8384
591 | 36 | Cool Savings Rebate | Consumer | 2009 | Final | 28 | Participant Spillover - Water heating | 0.01092 | 141.0756 | 1410.7558 | 0.01092 | 141.0756 | 1410.7558 | 100 | 10 |  | 2.9561 | 0.032282 | 417.0306 | 4170.3056 | 0.032282 | 417.0306 | 4170.3056
592 | 36 | Cool Savings Rebate | Consumer | 2009 | Final | 29 | Participant Spillover - Appliances | 0.0075436 | 75.9032 | 303.6127 | 0.0075436 | 75.9032 | 303.6127 | 100 | 4 |  | 4.1418 | 0.031244 | 314.3735 | 1257.4941 | 0.031244 | 314.3735 | 1257.4941
593 | 36 | Cool Savings Rebate | Consumer | 2009 | Final | 30 | Participant Spillover - Insulation of other weatherization | 0.028544 | 75.0402 | 750.402 | 0.028544 | 75.0402 | 750.402 | 100 | 10 |  | 6.112 | 0.17446 | 458.6471 | 4586.4711 | 0.17446 | 458.6471 | 4586.4711
594 | 36 | Cool Savings Rebate | Consumer | 2009 | Final | 31 | Participant Spillover - Windows | 0.085259 | 100.0536 | 1000.536 | 0.085259 | 100.0536 | 1000.536 | 100 | 10 |  | 4.7719 | 0.40685 | 477.4454 | 4774.4542 | 0.40685 | 477.4454 | 4774.4542
595 | 36 | Cool Savings Rebate | Consumer | 2009 | Final | 32 | Participant Spillover - Roof products | 0.0043337 | 50.0268 | 750.402 | 0.0043337 | 50.0268 | 750.402 | 100 | 15 |  | 2.3093 | 0.010008 | 115.5289 | 1732.9328 | 0.010008 | 115.5289 | 1732.9328
596 | 36 | Cool Savings Rebate | Consumer | 2009 | Final | 33 | Participant Spillover - Other products | 0.0043337 | 50.0268 | 250.134 | 0.0043337 | 50.0268 | 250.134 | 100 | 5 |  | 2.5627 | 0.011106 | 128.2034 | 641.0169 | 0.011106 | 128.2034 | 641.0169
597 | 37 | Every Kilowatt Counts Power Savings Event | Consumer | 2009 | Final | 1 | Energy Star Qualified Compact Fluorescent - Spring Campaign - Participant Rebated | 0.00071949 | 23.1669 | 185.3348 | 0.0004945 | 15.9224 | 127.3791 | 68.7292 | 8 |  | 229.9165 | 0.16542 | 5326.4427 | 42611.5414 | 0.11369 | 3660.8189 | 29286.5513
598 | 37 | Every Kilowatt Counts Power Savings Event | Consumer | 2009 | Final | 2 | ENERGY STAR Decorative CFLs - Spring Campaign - Participant Rebated | 0.00080249 | 25.8392 | 155.0354 | 0.00061827 | 19.9078 | 119.4465 | 77.0447 | 6 |  | 545.2249 | 0.43753 | 14088.1917 | 84529.1499 | 0.3371 | 10854.2013 | 65125.2076
599 | 37 | Every Kilowatt Counts Power Savings Event | Consumer | 2009 | Final | 3 | ENERGY STAR Fixtures - Spring Campaign - Participant Rebated | 0.003595 | 115.7543 | 1852.0691 | 0.0019088 | 61.46 | 983.3605 | 53.0952 | 16 |  | 44.3755 | 0.15953 | 5136.6514 | 82186.4223 | 0.084702 | 2727.3173 | 43637.0766
600 | 37 | Every Kilowatt Counts Power Savings Event | Consumer | 2009 | Final | 4 | ENERGY STAR Ceiling Fans - Spring Campaign - Participant Rebated | 0.0022203 | 71.491 | 714.9104 | 0.0016972 | 54.648 | 546.4795 | 76.4403 | 10 |  | 19.0935 | 0.042393 | 1365.0149 | 13650.1491 | 0.032405 | 1043.4212 | 10434.2123
601 | 37 | Every Kilowatt Counts Power Savings Event | Consumer | 2009 | Final | 5 | Heavy Duty Pool and Spa Timers - Spring Campaign - Participant Rebated | 0.060093 | 454.075 | 4540.7496 | 0.045462 | 343.5176 | 3435.1758 | 75.6522 | 10 |  | 7.2213 | 0.43395 | 3279.001 | 32790.0105 | 0.32829 | 2480.6356 | 24806.3557
602 | 37 | Every Kilowatt Counts Power Savings Event | Consumer | 2009 | Final | 6 | Clotheslines - Spring Campaign - Participant Rebated | 0.0086369 | 77.2708 | 772.7075 | 0.0047811 | 42.7749 | 427.7488 | 55.3571 | 10 |  | 18.4413 | 0.15928 | 1424.9736 | 14249.736 | 0.08817 | 788.8247 | 7888.2467
603 | 37 | Every Kilowatt Counts Power Savings Event | Consumer | 2009 | Final | 7 | Pipe Wrap - Spring Campaign - Participant Rebated | 0.00062438 | 8.0724 | 48.4343 | 0.00048842 | 6.3147 | 37.8881 | 78.2258 | 6 |  | 15.1995 | 0.0094902 | 122.6965 | 736.1792 | 0.0074238 | 95.9803 | 575.8821
604 | 37 | Every Kilowatt Counts Power Savings Event | Consumer | 2009 | Final | 8 | Water Blanket - Spring Campaign - Participant Rebated | 0.0040585 | 52.4716 | 524.7156 | 0.0032606 | 42.1551 | 421.5512 | 80.339 | 10 |  | 2.0079 | 0.0081493 | 105.3592 | 1053.5922 | 0.006547 | 84.6445 | 846.4453
605 | 37 | Every Kilowatt Counts Power Savings Event | Consumer | 2009 | Final | 9 | Window Film - Spring Campaign - Participant Rebated | 0 | 0 | 0 | 0 | 0 | 0 | 48.9452 | 0 |  | 5.2518 | 0 | 0 | 0 | 0 | 0 | 0
606 | 37 | Every Kilowatt Counts Power Savings Event | Consumer | 2009 | Final | 10 | Energy Star Qualified Window Air Conditioner - Spring Campaign - Participant Promoted | 0.097602 | 96.4 | 1156.8 | 0.065426 | 64.6198 | 775.4374 | 67.033 | 12 |  | 18.9039 | 1.8451 | 1822.3338 | 21868.0062 | 1.2368 | 1221.5644 | 14658.7734
607 | 37 | Every Kilowatt Counts Power Savings Event | Consumer | 2009 | Final | 11 | Energy Star Qualified Dehumidifiers - Spring Campaign - Participant Promoted | 0.02462 | 284 | 3408 | 0.016765 | 193.3905 | 2320.6857 | 68.0952 | 12 |  | 17.9237 | 0.44128 | 5090.3243 | 61083.8912 | 0.30049 | 3466.2684 | 41595.2211
608 | 37 | Every Kilowatt Counts Power Savings Event | Consumer | 2009 | Final | 12 | Programmable Thermostat - Spring Campaign - Participant Promoted | 0.050185 | 137.7978 | 2066.9667 | 0.022731 | 62.4143 | 936.2143 | 45.2941 | 15 |  | 43.969 | 2.2066 | 6058.8334 | 90882.5013 | 0.99944 | 2744.2951 | 41164.427
609 | 37 | Every Kilowatt Counts Power Savings Event | Consumer | 2009 | Final | 13 | Solar Power Products - Spring Campaign - Participant Promoted | 0 | 4.8 | 24 | 0 | 2.8993 | 14.4966 | 60.4027 | 5 |  | 114.8236 | 0 | 551.1531 | 2755.7653 | 0 | 332.9112 | 1664.5562
610 | 37 | Every Kilowatt Counts Power Savings Event | Consumer | 2009 | Final | 14 | Control Products - Spring Campaign - Participant Promoted | 0.001439 | 72.2 | 722 | 0.00076783 | 38.5246 | 385.2463 | 53.3582 | 10 |  | 57.1317 | 0.082213 | 4124.9102 | 41249.1021 | 0.043867 | 2200.9782 | 22009.7821
611 | 37 | Every Kilowatt Counts Power Savings Event | Consumer | 2009 | Final | 15 | Window Blinds and Awnings - Spring Campaign - Participant Promoted | 0 | 0 | 0 | 0 | 0 | 0 | 28.5393 | 0 |  | 59.3722 | 0 | 0 | 0 | 0 | 0 | 0
612 | 37 | Every Kilowatt Counts Power Savings Event | Consumer | 2009 | Final | 16 | Reduce power to electronics (Behavioural) - Spring Campaign - Participant Spillover | 0.0018458 | 21.2917 | 21.2917 | 0.00027652 | 3.1898 | 3.1898 | 14.9813 | 1 |  | 23.9449 | 0.044197 | 509.8271 | 509.8271 | 0.0066212 | 76.3786 | 76.3786
613 | 37 | Every Kilowatt Counts Power Savings Event | Consumer | 2009 | Final | 17 | Installed CFLs - Spring Campaign - Participant Spillover | 0.0031499 | 101.4238 | 811.3906 | 0.00041308 | 13.3007 | 106.4054 | 13.114 | 8 |  | 21.0043 | 0.066162 | 2130.3373 | 17042.6986 | 0.0086764 | 279.3716 | 2234.9729
614 | 37 | Every Kilowatt Counts Power Savings Event | Consumer | 2009 | Final | 18 | Washed in Cold Laundry (Behavioural) - Spring Campaign - Participant Spillover | 0.0023227 | 30.03 | 30.03 | 0.00033018 | 4.2688 | 4.2688 | 14.2151 | 1 |  | 20.8643 | 0.048462 | 626.5543 | 626.5543 | 0.006889 | 89.0656 | 89.0656
615 | 37 | Every Kilowatt Counts Power Savings Event | Consumer | 2009 | Final | 19 | Turned off/Reduced lights (Behavioural) - Spring Campaign - Participant Spillover | 0.0081617 | 262.8 | 262.8 | 0.00095894 | 30.877 | 30.877 | 11.7492 | 1 |  | 19.464 | 0.15886 | 5115.1374 | 5115.1374 | 0.018665 | 600.9902 | 600.9902
616 | 37 | Every Kilowatt Counts Power Savings Event | Consumer | 2009 | Final | 20 | Dried clothes outside or on rack (Behavioural) - Spring Campaign - Participant Spillover | 0.0082866 | 74.1367 | 74.1367 | 0.00092107 | 8.2405 | 8.2405 | 11.1152 | 1 |  | 16.9435 | 0.1404 | 1256.1332 | 1256.1332 | 0.015606 | 139.6222 | 139.6222
617 | 37 | Every Kilowatt Counts Power Savings Event | Consumer | 2009 | Final | 21 | Installed a new energy efficient appliance - Refrigerator - Spring Campaign - Participant Spillover | 0.006641 | 64.86 | 908.04 | 0.00093649 | 9.1463 | 128.0485 | 14.1016 | 14 |  | 15.2631 | 0.10136 | 989.9667 | 13859.5336 | 0.014294 | 139.6015 | 1954.4209
618 | 37 | Every Kilowatt Counts Power Savings Event | Consumer | 2009 | Final | 22 | Unplugged devices usually left plugged in (Behavioural) - Spring Campaign - Participant Spillover | 0.0060847 | 70.1895 | 70.1895 | 0.0012365 | 14.2639 | 14.2639 | 20.3219 | 1 |  | 14.563 | 0.088611 | 1022.1688 | 1022.1688 | 0.018008 | 207.7246 | 207.7246
619 | 37 | Every Kilowatt Counts Power Savings Event | Consumer | 2009 | Final | 23 | Installed a new energy efficient appliance - Clothes washing machine - Spring Campaign - Participant Spillover | 0.013674 | 122.3364 | 1712.7096 | 0.0015975 | 14.2925 | 200.0945 | 11.6829 | 14 |  | 9.1019 | 0.12446 | 1113.4897 | 15588.8554 | 0.014541 | 130.0881 | 1821.2336
620 | 37 | Every Kilowatt Counts Power Savings Event | Consumer | 2009 | Final | 24 | Added ceiling/attic/wall/basement insulation - Spring Campaign - Participant Spillover | 0.10384 | 394.0024 | 7880.0471 | 0.012131 | 46.031 | 920.6197 | 11.6829 | 20 |  | 9.1019 | 0.9451 | 3586.1571 | 71723.1424 | 0.11042 | 418.9679 | 8379.358
621 | 37 | Every Kilowatt Counts Power Savings Event | Consumer | 2009 | Final | 25 | Installed Programmable Thermostat - Spring Campaign - Participant Spillover | 0.021769 | 308.3591 | 4625.3868 | 0.002723 | 38.5719 | 578.5792 | 12.5088 | 15 |  | 8.9618 | 0.19509 | 2763.4646 | 41451.969 | 0.024403 | 345.6756 | 5185.1335
622 | 37 | Every Kilowatt Counts Power Savings Event | Consumer | 2009 | Final | 26 | Energy Star Qualified Compact Fluorescent - Spring Campaign - Non-Participant Rebated | 0.000696 | 22.4105 | 179.2839 | 0.00024197 | 7.7911 | 62.3292 | 34.7656 | 8 |  | 175.052 | 0.12184 | 3922.999 | 31383.9918 | 0.042357 | 1363.8551 | 10910.8409
623 | 37 | Every Kilowatt Counts Power Savings Event | Consumer | 2009 | Final | 27 | ENERGY STAR Decorative CFLs - Spring Campaign - Non-Participant Rebated | 0.00081308 | 26.1803 | 157.0816 | 0.00032372 | 10.4236 | 62.5417 | 39.8148 | 6 |  | 86.8963 | 0.070653 | 2274.9677 | 13649.8059 | 0.02813 | 905.7742 | 5434.6449
624 | 37 | Every Kilowatt Counts Power Savings Event | Consumer | 2009 | Final | 28 | ENERGY STAR Fixtures - Spring Campaign - Non-Participant Rebated | 0.0021019 | 67.6802 | 1082.8836 | 0.00085391 | 27.4951 | 439.9214 | 40.625 | 16 |  | 81.8588 | 0.17206 | 5540.224 | 88643.5833 | 0.0699 | 2250.716 | 36011.4557
625 | 37 | Every Kilowatt Counts Power Savings Event | Consumer | 2009 | Final | 29 | ENERGY STAR Ceiling Fans - Spring Campaign - Non-Participant Rebated | 0.0022203 | 71.491 | 714.9104 | 0.00030019 | 9.6659 | 96.6588 | 13.5204 | 10 |  | 23.928 | 0.053127 | 1710.6353 | 17106.3526 | 0.007183 | 231.2849 | 2312.8487
626 | 37 | Every Kilowatt Counts Power Savings Event | Consumer | 2009 | Final | 30 | Heavy Duty Pool and Spa Timers - Spring Campaign - Non-Participant Rebated | 0.060093 | 454.075 | 4540.7496 | 0.0081248 | 61.3928 | 613.9279 | 13.5204 | 10 |  | 15.1124 | 0.90815 | 6862.1623 | 68621.6233 | 0.12279 | 927.7924 | 9277.9236
627 | 37 | Every Kilowatt Counts Power Savings Event | Consumer | 2009 | Final | 31 | Clotheslines - Spring Campaign - Non-Participant Rebated | 0.0086369 | 77.2708 | 772.7075 | 0.0011677 | 10.4473 | 104.4732 | 13.5204 | 10 |  | 55.4121 | 0.47859 | 4281.7371 | 42817.3707 | 0.064707 | 578.9083 | 5789.0833
628 | 37 | Every Kilowatt Counts Power Savings Event | Consumer | 2009 | Final | 32 | Pipe Wrap - Spring Campaign - Non-Participant Rebated | 0.00062438 | 8.0724 | 48.4343 | 8.4418e-05 | 1.0914 | 6.5485 | 13.5204 | 6 |  | 128.4554 | 0.080205 | 1036.9415 | 6221.6493 | 0.010844 | 140.1987 | 841.1924
629 | 37 | Every Kilowatt Counts Power Savings Event | Consumer | 2009 | Final | 33 | Water Blanket - Spring Campaign - Non-Participant Rebated | 0.0040585 | 52.4716 | 524.7156 | 0.00054873 | 7.0944 | 70.9437 | 13.5204 | 10 |  | 18.8905 | 0.076668 | 991.2141 | 9912.1408 | 0.010366 | 134.0162 | 1340.1619
630 | 37 | Every Kilowatt Counts Power Savings Event | Consumer | 2009 | Final | 34 | Window Film - Spring Campaign - Non-Participant Rebated | 0 | 0 | 0 | 0 | 0 | 0 | 13.5204 | 0 |  | 54.1528 | 0 | 0 | 0 | 0 | 0 | 0
631 | 37 | Every Kilowatt Counts Power Savings Event | Consumer | 2009 | Final | 35 | Energy Star Qualified Window Air Conditioner - Spring Campaign - Non-Participant Promoted | 0.097602 | 96.4 | 1156.8 | 0.04224 | 41.7199 | 500.6391 | 43.2779 | 12 |  | 31.4842 | 3.0729 | 3035.0736 | 36420.8836 | 1.3299 | 1313.5172 | 15762.206
632 | 37 | Every Kilowatt Counts Power Savings Event | Consumer | 2009 | Final | 36 | Energy Star Qualified Dehumidifiers - Spring Campaign - Non-Participant Promoted | 0.02462 | 284 | 3408 | 0.010824 | 124.8571 | 1498.2849 | 43.9638 | 12 |  | 37.781 | 0.93016 | 10729.8039 | 128757.6465 | 0.40893 | 4717.2251 | 56606.7017
633 | 37 | Every Kilowatt Counts Power Savings Event | Consumer | 2009 | Final | 37 | Programmable Thermostat - Spring Campaign - Non-Participant Promoted | 0.050185 | 137.7978 | 2066.9667 | 0.014675 | 40.296 | 604.4402 | 29.2429 | 15 |  | 59.1902 | 2.9704 | 8156.2827 | 122344.241 | 0.86864 | 2385.1305 | 35776.9581
634 | 37 | Every Kilowatt Counts Power Savings Event | Consumer | 2009 | Final | 38 | Solar Power Products - Spring Campaign - Non-Participant Promoted | 0 | 4.8 | 24 | 0 | 1.8719 | 9.3593 | 38.9973 | 5 |  | 384.1068 | 0 | 1843.7128 | 9218.5639 | 0 | 718.9978 | 3594.9892
635 | 37 | Every Kilowatt Counts Power Savings Event | Consumer | 2009 | Final | 39 | Control Products - Spring Campaign - Non-Participant Promoted | 0.001439 | 72.2 | 722 | 0.00049572 | 24.8723 | 248.7233 | 34.4492 | 10 |  | 132.2335 | 0.19028 | 9547.2586 | 95472.5859 | 0.065551 | 3288.9556 | 32889.5557
636 | 37 | Every Kilowatt Counts Power Savings Event | Consumer | 2009 | Final | 40 | Window Blinds and Awnings - Spring Campaign - Non-Participant Promoted | 0 | 0 | 0 | 0 | 0 | 0 | 18.4256 | 0 |  | 221.6485 | 0 | 0 | 0 | 0 | 0 | 0
637 | 37 | Every Kilowatt Counts Power Savings Event | Consumer | 2009 | Final | 41 | Energy Star Qualified Compact Fluorescent - Autumn Campaign - Participant Rebated | 0.00079186 | 25.497 | 203.9761 | 0.00054949 | 17.6931 | 141.5451 | 69.393 | 8 |  | 1040.4733 | 0.82391 | 26528.9618 | 212231.6948 | 0.57173 | 18409.2393 | 147273.9144
638 | 37 | Every Kilowatt Counts Power Savings Event | Consumer | 2009 | Final | 42 | ENERGY STAR Specialty CFLs - Autumn Campaign - Participant Rebated | 0.00064623 | 20.808 | 124.8482 | 0.00046192 | 14.8734 | 89.2406 | 71.4793 | 6 |  | 420.7551 | 0.27191 | 8755.0863 | 52530.5175 | 0.19436 | 6258.0735 | 37548.4409
639 | 37 | Every Kilowatt Counts Power Savings Event | Consumer | 2009 | Final | 43 | ENERGY STAR Fixtures - Autumn Campaign - Participant Rebated | 0.0036981 | 119.0737 | 1855.7315 | 0.0025886 | 83.3516 | 1299.012 | 70 | 15.5847 |  | 50.2154 | 0.1857 | 5979.3277 | 93186.2117 | 0.12999 | 4185.5294 | 65230.3482
640 | 37 | Every Kilowatt Counts Power Savings Event | Consumer | 2009 | Final | 44 | Weatherstripping - adhesive foam or V-strip - Autumn Campaign - Participant Rebated | 0.00098317 | 15.286 | 229.2905 | 0.00056533 | 8.7895 | 131.842 | 57.5 | 15 |  | 46.5224 | 0.04574 | 711.1426 | 10667.1394 | 0.0263 | 408.907 | 6133.6051
641 | 37 | Every Kilowatt Counts Power Savings Event | Consumer | 2009 | Final | 45 | Weatherstripping - door frame kits - Autumn Campaign - Participant Rebated | 0.0011022 | 17.137 | 257.0556 | 0.00058928 | 9.1619 | 137.4291 | 53.4628 | 15 |  | 30.4589 | 0.033573 | 521.9762 | 7829.6437 | 0.017949 | 279.063 | 4185.9454
642 | 37 | Every Kilowatt Counts Power Savings Event | Consumer | 2009 | Final | 46 | Programmable Thermostat - Autumn Campaign - Participant Rebated | 0 | 32.1474 | 482.2103 | 0 | 21.6789 | 325.1829 | 67.4359 | 15 |  | 20.2033 | 0 | 649.4834 | 9742.2513 | 0 | 437.985 | 6569.7746
643 | 37 | Every Kilowatt Counts Power Savings Event | Consumer | 2009 | Final | 47 | Pipe Wrap - Autumn Campaign - Participant Rebated | 0.00050909 | 6.5819 | 39.4911 | 0.00022875 | 2.9574 | 17.7447 | 44.9333 | 6 |  | 17.3935 | 0.0088548 | 114.4815 | 686.8889 | 0.0039788 | 51.4403 | 308.6421
644 | 37 | Every Kilowatt Counts Power Savings Event | Consumer | 2009 | Final | 48 | Water Blanket - Autumn Campaign - Participant Rebated | 0.004314 | 55.7749 | 557.749 | 0.0027159 | 35.1128 | 351.1284 | 62.9545 | 10 |  | 3.864 | 0.01667 | 215.5162 | 2155.1619 | 0.010494 | 135.6772 | 1356.7724
645 | 37 | Every Kilowatt Counts Power Savings Event | Consumer | 2009 | Final | 49 | Lighting/Appliance Controls - Autumn Campaign - Participant Rebated | 0.00073241 | 21.4439 | 365.0571 | 0.00052601 | 15.4006 | 262.1774 | 71.8182 | 17.0238 |  | 35.2746 | 0.025836 | 756.4247 | 12877.2296 | 0.018555 | 543.2504 | 9248.1922
646 | 37 | Every Kilowatt Counts Power Savings Event | Consumer | 2009 | Final | 50 | Energy Star Qualified Holiday LED Lights - Autumn Campaign - Participant Promoted | 0 | 13.7 | 68.5 | 0 | 8.0522 | 40.2612 | 58.7755 | 5 |  | 123.8771 | 0 | 1697.1169 | 8485.5845 | 0 | 997.4891 | 4987.4456
647 | 37 | Every Kilowatt Counts Power Savings Event | Consumer | 2009 | Final | 51 | Dimmer Switches - Autumn Campaign - Participant Promoted | 0.00073605 | 23.7 | 237 | 0.00036532 | 11.763 | 117.6303 | 49.633 | 10 |  | 52.1998 | 0.038422 | 1237.1353 | 12371.3534 | 0.01907 | 614.0277 | 6140.2773
648 | 37 | Every Kilowatt Counts Power Savings Event | Consumer | 2009 | Final | 52 | Solar Powered Products - Autumn Campaign - Participant Promoted | 0.00038953 | 5.5422 | 22.1185 | 0.00020366 | 2.8976 | 11.564 | 52.2819 | 3.9909 |  | 101.2832 | 0.039453 | 561.335 | 2240.2297 | 0.020627 | 293.4765 | 1171.2342
649 | 37 | Every Kilowatt Counts Power Savings Event | Consumer | 2009 | Final | 53 | Washed laundry with cold water - Autumn Campaign - Participant Spillover | 0.0023227 | 30.03 | 30.03 | 0.00040095 | 5.1838 | 5.1838 | 17.2621 | 1 |  | 36.8775 | 0.085657 | 1107.4305 | 1107.4305 | 0.014786 | 191.1661 | 191.1661
650 | 37 | Every Kilowatt Counts Power Savings Event | Consumer | 2009 | Final | 54 | Turned off / reduced use of power to electronics - Autumn Campaign - Participant Spillover | 0.0018458 | 21.2917 | 21.2917 | 0.00035753 | 4.1243 | 4.1243 | 19.3705 | 1 |  | 34.0208 | 0.062794 | 724.3588 | 724.3588 | 0.012164 | 140.3118 | 140.3118
651 | 37 | Every Kilowatt Counts Power Savings Event | Consumer | 2009 | Final | 55 | Turned off / reduced use of lights - Autumn Campaign - Participant Spillover | 0.0081617 | 262.8 | 262.8 | 0.0013473 | 43.3817 | 43.3817 | 16.5075 | 1 |  | 31.6835 | 0.25859 | 8326.414 | 8326.414 | 0.042687 | 1374.4827 | 1374.4827
652 | 37 | Every Kilowatt Counts Power Savings Event | Consumer | 2009 | Final | 56 | Dried clothes outside or inside on a rack - Autumn Campaign - Participant Spillover | 0.008287 | 74.14 | 74.14 | 0.0010923 | 9.7722 | 9.7722 | 13.1808 | 1 |  | 22.3342 | 0.18508 | 1655.8609 | 1655.8609 | 0.024395 | 218.2552 | 218.2552
653 | 37 | Every Kilowatt Counts Power Savings Event | Consumer | 2009 | Final | 57 | Turned down the thermostat setting on my furnace - Autumn Campaign - Participant Spillover | 0 | 269.8154 | 269.8154 | 0 | 50.5475 | 50.5475 | 18.7341 | 1 |  | 22.3342 | 0 | 6026.1227 | 6026.1227 | 0 | 1128.9393 | 1128.9393
654 | 37 | Every Kilowatt Counts Power Savings Event | Consumer | 2009 | Final | 58 | Unplugged devices usually plugged into outlet - Autumn Campaign - Participant Spillover | 0.0060847 | 70.1895 | 70.1895 | 0.0011065 | 12.7644 | 12.7644 | 18.1856 | 1 |  | 21.0357 | 0.128 | 1476.4882 | 1476.4882 | 0.023277 | 268.5085 | 268.5085
655 | 37 | Every Kilowatt Counts Power Savings Event | Consumer | 2009 | Final | 59 | Installed a new energy efficient appliance – Refrigerator - Autumn Campaign - Participant Spillover | 0.006641 | 64.86 | 908.04 | 0.001637 | 15.988 | 223.8322 | 24.65 | 14 |  | 21.0357 | 0.1397 | 1364.3782 | 19101.2949 | 0.034436 | 336.3197 | 4708.4755
656 | 37 | Every Kilowatt Counts Power Savings Event | Consumer | 2009 | Final | 60 | Added ceiling/attic/wall/basement insulation - Autumn Campaign - Participant Spillover | 0 | 394.0024 | 7880.0471 | 0 | 86.8476 | 1736.9521 | 22.0424 | 20 |  | 16.8805 | 0 | 6650.9699 | 133019.3987 | 0 | 1466.0339 | 29320.6788
657 | 37 | Every Kilowatt Counts Power Savings Event | Consumer | 2009 | Final | 61 | Replaced my old furnace with a high efficiency furnace - Autumn Campaign - Participant Spillover | 0.1919 | 351.9751 | 5279.6266 | 0.037505 | 68.7897 | 1031.8451 | 19.5439 | 15 |  | 15.0626 | 2.8905 | 5301.6708 | 79525.062 | 0.56492 | 1036.1534 | 15542.3004
658 | 37 | Every Kilowatt Counts Power Savings Event | Consumer | 2009 | Final | 62 | Installed a new energy efficient appliance - Clothes washing machine - Autumn Campaign - Participant Spillover | 0.049027 | 141.7936 | 2126.9044 | 0.0095277 | 27.5554 | 413.3312 | 19.4335 | 15 |  | 13.7641 | 0.67482 | 1951.6656 | 29274.9835 | 0.13114 | 379.2762 | 5689.1433
659 | 37 | Every Kilowatt Counts Power Savings Event | Consumer | 2009 | Final | 63 | Energy Star Qualified Compact Fluorescent - Autumn Campaign - Non-Participant Rebated | 0.00073546 | 23.6812 | 189.4493 | 0.00010085 | 3.2473 | 25.9786 | 13.7127 | 8 |  | 947.6717 | 0.69698 | 22441.9658 | 179535.7264 | 0.095574 | 3077.4011 | 24619.2084
660 | 37 | Every Kilowatt Counts Power Savings Event | Consumer | 2009 | Final | 64 | ENERGY STAR Specialty CFLs - Autumn Campaign - Non-Participant Rebated | 0.0009307 | 29.9675 | 179.805 | 0.00014021 | 4.5146 | 27.0875 | 15.0649 | 6 |  | 301.0313 | 0.28017 | 9021.1555 | 54126.933 | 0.042207 | 1359.0312 | 8154.1873
661 | 37 | Every Kilowatt Counts Power Savings Event | Consumer | 2009 | Final | 65 | ENERGY STAR Fixtures - Autumn Campaign - Non-Participant Rebated | 0.0011325 | 36.4639 | 568.2807 | 0.00027348 | 8.8057 | 137.2337 | 24.1489 | 15.5847 |  | 83.9112 | 0.095026 | 3059.7316 | 47685.0928 | 0.022948 | 738.8926 | 11515.4426
662 | 37 | Every Kilowatt Counts Power Savings Event | Consumer | 2009 | Final | 66 | Weatherstripping - adhesive foam or V-strip - Autumn Campaign - Non-Participant Rebated | 0.00093333 | 14.5111 | 217.667 | 6.8328e-05 | 1.0623 | 15.9351 | 7.3209 | 15 |  | 326.7291 | 0.30495 | 4741.209 | 71118.1347 | 0.022325 | 347.0979 | 5206.4678
663 | 37 | Every Kilowatt Counts Power Savings Event | Consumer | 2009 | Final | 67 | Weatherstripping - door frame kits - Autumn Campaign - Non-Participant Rebated | 0.0011131 | 17.3063 | 259.5941 | 7.1105e-05 | 1.1055 | 16.5828 | 6.388 | 15 |  | 249.1113 | 0.27729 | 4311.1871 | 64667.8058 | 0.017713 | 275.3969 | 4130.9535
664 | 37 | Every Kilowatt Counts Power Savings Event | Consumer | 2009 | Final | 68 | Programmable Thermostat - Autumn Campaign - Non-Participant Rebated | 0 | 83.2437 | 1248.6554 | 0 | 14.5234 | 217.8505 | 17.4468 | 15 |  | 49.2978 | 0 | 4103.7315 | 61555.973 | 0 | 715.9702 | 10739.5527
665 | 37 | Every Kilowatt Counts Power Savings Event | Consumer | 2009 | Final | 69 | Pipe Wrap - Autumn Campaign - Non-Participant Rebated | 0.00047672 | 6.1634 | 36.9805 | 5.0444e-05 | 0.65218 | 3.9131 | 10.5814 | 6 |  | 231.2801 | 0.11026 | 1425.4751 | 8552.8506 | 0.011667 | 150.8352 | 905.0109
666 | 37 | Every Kilowatt Counts Power Savings Event | Consumer | 2009 | Final | 70 | Water Blanket - Autumn Campaign - Non-Participant Rebated | 0.0030706 | 39.6994 | 396.9936 | 0.00067946 | 8.7845 | 87.8454 | 22.1277 | 10 |  | 28.8445 | 0.088571 | 1145.1065 | 11451.0655 | 0.019599 | 253.3853 | 2533.8528
667 | 37 | Every Kilowatt Counts Power Savings Event | Consumer | 2009 | Final | 71 | Lighting/Appliance Controls - Autumn Campaign - Non-Participant Rebated | 0.0011735 | 42.4475 | 722.6186 | 0.00011821 | 4.2758 | 72.7913 | 10.0733 | 17.0238 |  | 247.0135 | 0.28988 | 10485.1116 | 178496.5426 | 0.0292 | 1056.1926 | 17980.421
668 | 37 | Every Kilowatt Counts Power Savings Event | Consumer | 2009 | Final | 72 | Energy Star Qualified Holiday LED Lights - Autumn Campaign - Non-Participant Promoted | 0 | 13.7 | 68.5 | 0 | 4.7906 | 23.953 | 34.9679 | 5 |  | 404.3469 | 0 | 5539.5527 | 27697.7635 | 0 | 1937.0679 | 9685.3397
669 | 37 | Every Kilowatt Counts Power Savings Event | Consumer | 2009 | Final | 73 | Dimmer Switches - Autumn Campaign - Non-Participant Promoted | 0.00073605 | 23.7 | 237 | 0.00019932 | 6.418 | 64.1803 | 27.0803 | 10 |  | 127.4401 | 0.093802 | 3020.3298 | 30203.2983 | 0.025402 | 817.9141 | 8179.1414
670 | 37 | Every Kilowatt Counts Power Savings Event | Consumer | 2009 | Final | 74 | Solar Powered Products - Autumn Campaign - Non-Participant Promoted | 0.00031861 | 4.6245 | 18.4558 | 0.00013285 | 1.9283 | 7.6955 | 41.697 | 3.9909 |  | 204.5335 | 0.065167 | 945.8603 | 3774.8302 | 0.027173 | 394.3951 | 1573.9898
671 | 37 | Every Kilowatt Counts Power Savings Event | Consumer | 2009 | Final | 75 | Working Room Air Conditioner Retirement - Rewards for Recycling Campaign - Incented | 0.032281 | 31.883 | 184.9215 | 0.012301 | 12.1493 | 70.4657 | 38.1057 | 5.8 |  | 9.8594 | 0.31827 | 314.3469 | 1823.212 | 0.12128 | 119.7842 | 694.7482
672 | 37 | Every Kilowatt Counts Power Savings Event | Consumer | 2009 | Final | 76 | Working Room Dehumidifier Retirement - Rewards for Recycling Campaign - Incented | 0.30402 | 300.2787 | 2312.1462 | 0.14214 | 140.3848 | 1080.963 | 46.7515 | 7.7 |  | 8.9645 | 2.7254 | 2691.8416 | 20727.1804 | 1.2742 | 1258.4763 | 9690.2671
673 | 37 | Every Kilowatt Counts Power Savings Event | Consumer | 2009 | Final | 77 | Working Halogen Torchiere Retirement - Rewards for Recycling Campaign - Incented | 0.0018144 | 58.423 | 601.7566 | 0.00092093 | 29.6531 | 305.4265 | 50.7558 | 10.3 |  | 3.013 | 0.0054669 | 176.0276 | 1813.0839 | 0.0027748 | 89.3442 | 920.2455
674 | 37 | Every Kilowatt Counts Power Savings Event | Consumer | 2009 | Final | 78 | Non-Working Room Air Conditioner Retirement - Rewards for Recycling Campaign - Incented | 0 | 0 | 0 | 0 | 0 | 0 | 38.1057 | 5.8 |  | 1.0955 | 0 | 0 | 0 | 0 | 0 | 0
675 | 37 | Every Kilowatt Counts Power Savings Event | Consumer | 2009 | Final | 79 | Non-Working Room Dehumidifier Retirement - Rewards for Recycling Campaign - Incented | 0 | 0 | 0 | 0 | 0 | 0 | 46.7515 | 7.7 |  | 0.99605 | 0 | 0 | 0 | 0 | 0 | 0
676 | 37 | Every Kilowatt Counts Power Savings Event | Consumer | 2009 | Final | 80 | Non-Working Halogen Torchiere Retirement - Rewards for Recycling Campaign - Incented | 0 | 0 | 0 | 0 | 0 | 0 | 50.7558 | 10.3 |  | 1.484 | 0 | 0 | 0 | 0 | 0 | 0
677 | 37 | Every Kilowatt Counts Power Savings Event | Consumer | 2009 | Final | 81 | Recycled Second Refrigerator - Rewards for Recycling Campaign - Spillover | 0.12677 | 1238.0922 | 17333.2903 | 0.04565 | 445.8415 | 6241.7807 | 36.0104 | 14 |  | 2.0667 | 0.26199 | 2558.7287 | 35822.2019 | 0.094343 | 921.4075 | 12899.7048
678 | 37 | Every Kilowatt Counts Power Savings Event | Consumer | 2009 | Final | 82 | Recycled Additional Room Air Conditioner - Rewards for Recycling Campaign - Spillover | 0.03038 | 30.0055 | 173.603 | 0.01094 | 10.8051 | 62.5151 | 36.0104 | 5.7857 |  | 1.7222 | 0.052321 | 51.6762 | 298.9835 | 0.018841 | 18.6088 | 107.6651
679 | 37 | Every Kilowatt Counts Power Savings Event | Consumer | 2009 | Final | 83 | Recycled Central Air Conditioner - Rewards for Recycling Campaign - Spillover | 0.078739 | 71.995 | 1295.91 | 0.028354 | 25.9257 | 466.6619 | 36.0104 | 18 |  | 1.6074 | 0.12657 | 115.7255 | 2083.0593 | 0.045577 | 41.6732 | 750.1172
680 | 37 | Every Kilowatt Counts Power Savings Event | Consumer | 2009 | Final | 84 | Recyled Additional Room Dehumidifier - Rewards for Recycling Campaign - Spillover | 0.31308 | 309.2232 | 2385.4361 | 0.11274 | 111.3524 | 859.0042 | 36.0104 | 7.7143 |  | 1.7988 | 0.56316 | 556.2211 | 4290.8482 | 0.2028 | 200.2972 | 1545.15
681 | 37 | Every Kilowatt Counts Power Savings Event | Consumer | 2009 | Final | 85 | Installed Energy Star® Windows - Rewards for Recycling Campaign - Spillover | 0.087474 | 1530.1137 | 30602.2735 | 0.016134 | 282.2253 | 5644.5067 | 18.4447 | 20 |  | 2.8321 | 0.24774 | 4333.4413 | 86668.8268 | 0.045694 | 799.2916 | 15985.8312
682 | 37 | Every Kilowatt Counts Power Savings Event | Consumer | 2009 | Final | 86 | Installed Energy Star® CFL Bulbs - Rewards for Recycling Campaign - Spillover | 0.0013842 | 44.571 | 356.5681 | 0.00025532 | 8.221 | 65.768 | 18.4447 | 8 |  | 9.5296 | 0.013191 | 424.7461 | 3397.9685 | 0.0024331 | 78.3433 | 626.7461
683 | 38 | peaksaver® | Consumer, Business | 2009 | Final | 1 | Residential Air Conditioner - Switch | 0.65861 | 5.6572 | 73.5438 | 0.59275 | 5.0915 | 66.1894 | 90 | 13 |  | 0 | 0 | 0 | 0 | 0 | 0 | 0
684 | 38 | peaksaver® | Consumer, Business | 2009 | Final | 2 | Residential Air Conditioner - Thermostat | 0.65861 | 5.655 | 73.5148 | 0.59275 | 5.0895 | 66.1633 | 90 | 13 |  | 212.7527 | 140.1208 | 1203.1135 | 15640.4753 | 126.1087 | 1082.8021 | 14076.4278
685 | 38 | peaksaver® | Consumer, Business | 2009 | Final | 3 | Residential Electric Water Heater | 0.33704 | 9.4371 | 122.6828 | 0.30334 | 8.4934 | 110.4146 | 90 | 13 |  | 0 | 0 | 0 | 0 | 0 | 0 | 0
686 | 38 | peaksaver® | Consumer, Business | 2009 | Final | 4 | Commercial Air Conditioner - Switch | 0.95668 | 5.655 | 73.5148 | 0.86101 | 5.0895 | 66.1633 | 90 | 13 |  | 0 | 0 | 0 | 0 | 0 | 0 | 0
687 | 38 | peaksaver® | Consumer, Business | 2009 | Final | 5 | Commercial Air Conditioner - Thermostat | 0.95668 | 5.655 | 73.5148 | 0.86101 | 5.0895 | 66.1633 | 90 | 13 |  | 0 | 0 | 0 | 0 | 0 | 0 | 0
688 | 38 | peaksaver® | Consumer, Business | 2009 | Final | 6 | Commercial Electric Water Heater | 0.33704 | 9.4371 | 122.6828 | 0.30334 | 8.4934 | 110.4146 | 90 | 13 |  | 0 | 0 | 0 | 0 | 0 | 0 | 0
689 | 39 | Electricity Retrofit Incentive | Consumer, Business, Industrial | 2009 | Final | 1 | Lighting System ENERGY STAR® Rated Exit Signs - Commercial Sector | Quasi-Prescriptive | Quasi-Prescriptive | Quasi-Prescriptive | Quasi-Prescriptive | Quasi-Prescriptive | Quasi-Prescriptive | 63 | 10.8131 |  | n/a | n/a | n/a | n/a | n/a | n/a | n/a
690 | 39 | Electricity Retrofit Incentive | Consumer, Business, Industrial | 2009 | Final | 2 | Lighting System Refrigeratred Display Case LED Strip Lights - Commercial Sector | Quasi-Prescriptive | Quasi-Prescriptive | Quasi-Prescriptive | Quasi-Prescriptive | Quasi-Prescriptive | Quasi-Prescriptive | 63 | 10.8131 |  | n/a | n/a | n/a | n/a | n/a | n/a | n/a
691 | 39 | Electricity Retrofit Incentive | Consumer, Business, Industrial | 2009 | Final | 3 | Lighting System Screw-In & GU-24 base CFLs - Commercial Sector | Quasi-Prescriptive | Quasi-Prescriptive | Quasi-Prescriptive | Quasi-Prescriptive | Quasi-Prescriptive | Quasi-Prescriptive | 63 | 10.8131 |  | n/a | n/a | n/a | n/a | n/a | n/a | n/a
692 | 39 | Electricity Retrofit Incentive | Consumer, Business, Industrial | 2009 | Final | 4 | Lighting System PAR CFLs, <= 11W - Commercial Sector | Quasi-Prescriptive | Quasi-Prescriptive | Quasi-Prescriptive | Quasi-Prescriptive | Quasi-Prescriptive | Quasi-Prescriptive | 63 | 10.8131 |  | n/a | n/a | n/a | n/a | n/a | n/a | n/a
693 | 39 | Electricity Retrofit Incentive | Consumer, Business, Industrial | 2009 | Final | 5 | Lighting System PAR CFLs, 12-20W - Commercial Sector | Quasi-Prescriptive | Quasi-Prescriptive | Quasi-Prescriptive | Quasi-Prescriptive | Quasi-Prescriptive | Quasi-Prescriptive | 63 | 10.8131 |  | n/a | n/a | n/a | n/a | n/a | n/a | n/a
694 | 39 | Electricity Retrofit Incentive | Consumer, Business, Industrial | 2009 | Final | 6 | Lighting System PAR CFLs, 20-39W - Commercial Sector | Quasi-Prescriptive | Quasi-Prescriptive | Quasi-Prescriptive | Quasi-Prescriptive | Quasi-Prescriptive | Quasi-Prescriptive | 63 | 10.8131 |  | n/a | n/a | n/a | n/a | n/a | n/a | n/a
695 | 39 | Electricity Retrofit Incentive | Consumer, Business, Industrial | 2009 | Final | 7 | Lighting System 2 Pin CFLs, <14W - Commercial Sector | Quasi-Prescriptive | Quasi-Prescriptive | Quasi-Prescriptive | Quasi-Prescriptive | Quasi-Prescriptive | Quasi-Prescriptive | 63 | 10.8131 |  | n/a | n/a | n/a | n/a | n/a | n/a | n/a
696 | 39 | Electricity Retrofit Incentive | Consumer, Business, Industrial | 2009 | Final | 8 | Lighting System 2 Pin CFLs, 14-26W - Commercial Sector | Quasi-Prescriptive | Quasi-Prescriptive | Quasi-Prescriptive | Quasi-Prescriptive | Quasi-Prescriptive | Quasi-Prescriptive | 63 | 10.8131 |  | n/a | n/a | n/a | n/a | n/a | n/a | n/a
697 | 39 | Electricity Retrofit Incentive | Consumer, Business, Industrial | 2009 | Final | 9 | Lighting System 2 Pin CFLs, 29-39W - Commercial Sector | Quasi-Prescriptive | Quasi-Prescriptive | Quasi-Prescriptive | Quasi-Prescriptive | Quasi-Prescriptive | Quasi-Prescriptive | 63 | 10.8131 |  | n/a | n/a | n/a | n/a | n/a | n/a | n/a
698 | 39 | Electricity Retrofit Incentive | Consumer, Business, Industrial | 2009 | Final | 10 | Lighting System 4 Pin CFLs, <14W - Commercial Sector | Quasi-Prescriptive | Quasi-Prescriptive | Quasi-Prescriptive | Quasi-Prescriptive | Quasi-Prescriptive | Quasi-Prescriptive | 63 | 10.8131 |  | n/a | n/a | n/a | n/a | n/a | n/a | n/a
699 | 39 | Electricity Retrofit Incentive | Consumer, Business, Industrial | 2009 | Final | 11 | Lighting System 4 Pin CFLs, 14-26W - Commercial Sector | Quasi-Prescriptive | Quasi-Prescriptive | Quasi-Prescriptive | Quasi-Prescriptive | Quasi-Prescriptive | Quasi-Prescriptive | 63 | 10.8131 |  | n/a | n/a | n/a | n/a | n/a | n/a | n/a
700 | 39 | Electricity Retrofit Incentive | Consumer, Business, Industrial | 2009 | Final | 12 | Lighting System 4 Pin CFLs, 29-39W - Commercial Sector | Quasi-Prescriptive | Quasi-Prescriptive | Quasi-Prescriptive | Quasi-Prescriptive | Quasi-Prescriptive | Quasi-Prescriptive | 63 | 10.8131 |  | n/a | n/a | n/a | n/a | n/a | n/a | n/a
701 | 39 | Electricity Retrofit Incentive | Consumer, Business, Industrial | 2009 | Final | 13 | Lighting System Dimmable CFLs, <=16W - Commercial Sector | Quasi-Prescriptive | Quasi-Prescriptive | Quasi-Prescriptive | Quasi-Prescriptive | Quasi-Prescriptive | Quasi-Prescriptive | 63 | 10.8131 |  | n/a | n/a | n/a | n/a | n/a | n/a | n/a
702 | 39 | Electricity Retrofit Incentive | Consumer, Business, Industrial | 2009 | Final | 14 | Lighting System Dimmable CFLs, 17-20W - Commercial Sector | Quasi-Prescriptive | Quasi-Prescriptive | Quasi-Prescriptive | Quasi-Prescriptive | Quasi-Prescriptive | Quasi-Prescriptive | 63 | 10.8131 |  | n/a | n/a | n/a | n/a | n/a | n/a | n/a
703 | 39 | Electricity Retrofit Incentive | Consumer, Business, Industrial | 2009 | Final | 15 | Lighting System Dimmable CFLs, 21-29W - Commercial Sector | Quasi-Prescriptive | Quasi-Prescriptive | Quasi-Prescriptive | Quasi-Prescriptive | Quasi-Prescriptive | Quasi-Prescriptive | 63 | 10.8131 |  | n/a | n/a | n/a | n/a | n/a | n/a | n/a
704 | 39 | Electricity Retrofit Incentive | Consumer, Business, Industrial | 2009 | Final | 16 | Lighting System Standard Performance T8, Single Lamp - Commercial Sector | Quasi-Prescriptive | Quasi-Prescriptive | Quasi-Prescriptive | Quasi-Prescriptive | Quasi-Prescriptive | Quasi-Prescriptive | 63 | 10.8131 |  | n/a | n/a | n/a | n/a | n/a | n/a | n/a
705 | 39 | Electricity Retrofit Incentive | Consumer, Business, Industrial | 2009 | Final | 17 | Lighting System Standard Performance T8, Double Lamp - Commercial Sector | Quasi-Prescriptive | Quasi-Prescriptive | Quasi-Prescriptive | Quasi-Prescriptive | Quasi-Prescriptive | Quasi-Prescriptive | 63 | 10.8131 |  | n/a | n/a | n/a | n/a | n/a | n/a | n/a
706 | 39 | Electricity Retrofit Incentive | Consumer, Business, Industrial | 2009 | Final | 18 | Lighting System Standard Performance T8, Triple Lamp - Commercial Sector | Quasi-Prescriptive | Quasi-Prescriptive | Quasi-Prescriptive | Quasi-Prescriptive | Quasi-Prescriptive | Quasi-Prescriptive | 63 | 10.8131 |  | n/a | n/a | n/a | n/a | n/a | n/a | n/a
707 | 39 | Electricity Retrofit Incentive | Consumer, Business, Industrial | 2009 | Final | 19 | Lighting System Standard Performance T8, Quadruple Lamp - Commercial Sector | Quasi-Prescriptive | Quasi-Prescriptive | Quasi-Prescriptive | Quasi-Prescriptive | Quasi-Prescriptive | Quasi-Prescriptive | 63 | 10.8131 |  | n/a | n/a | n/a | n/a | n/a | n/a | n/a
708 | 39 | Electricity Retrofit Incentive | Consumer, Business, Industrial | 2009 | Final | 20 | Lighting System High Performance T8, Single Lamp - Commercial Sector | Quasi-Prescriptive | Quasi-Prescriptive | Quasi-Prescriptive | Quasi-Prescriptive | Quasi-Prescriptive | Quasi-Prescriptive | 63 | 10.8131 |  | n/a | n/a | n/a | n/a | n/a | n/a | n/a
709 | 39 | Electricity Retrofit Incentive | Consumer, Business, Industrial | 2009 | Final | 21 | Lighting System High Performance T8, Double Lamp - Commercial Sector | Quasi-Prescriptive | Quasi-Prescriptive | Quasi-Prescriptive | Quasi-Prescriptive | Quasi-Prescriptive | Quasi-Prescriptive | 63 | 10.8131 |  | n/a | n/a | n/a | n/a | n/a | n/a | n/a
710 | 39 | Electricity Retrofit Incentive | Consumer, Business, Industrial | 2009 | Final | 22 | Lighting System High Performance T8, Triple Lamp - Commercial Sector | Quasi-Prescriptive | Quasi-Prescriptive | Quasi-Prescriptive | Quasi-Prescriptive | Quasi-Prescriptive | Quasi-Prescriptive | 63 | 10.8131 |  | n/a | n/a | n/a | n/a | n/a | n/a | n/a
711 | 39 | Electricity Retrofit Incentive | Consumer, Business, Industrial | 2009 | Final | 23 | Lighting System High Performance T8, Quadruple Lamp - Commercial Sector | Quasi-Prescriptive | Quasi-Prescriptive | Quasi-Prescriptive | Quasi-Prescriptive | Quasi-Prescriptive | Quasi-Prescriptive | 63 | 10.8131 |  | n/a | n/a | n/a | n/a | n/a | n/a | n/a
712 | 39 | Electricity Retrofit Incentive | Consumer, Business, Industrial | 2009 | Final | 24 | Lighting System Standard Performance Medium Bay T8, 4 Lamp - Commercial Sector | Quasi-Prescriptive | Quasi-Prescriptive | Quasi-Prescriptive | Quasi-Prescriptive | Quasi-Prescriptive | Quasi-Prescriptive | 63 | 10.8131 |  | n/a | n/a | n/a | n/a | n/a | n/a | n/a
713 | 39 | Electricity Retrofit Incentive | Consumer, Business, Industrial | 2009 | Final | 25 | Lighting System Standard Performance Medium Bay T8, 6 Lamp - Commercial Sector | Quasi-Prescriptive | Quasi-Prescriptive | Quasi-Prescriptive | Quasi-Prescriptive | Quasi-Prescriptive | Quasi-Prescriptive | 63 | 10.8131 |  | n/a | n/a | n/a | n/a | n/a | n/a | n/a
714 | 39 | Electricity Retrofit Incentive | Consumer, Business, Industrial | 2009 | Final | 26 | Lighting System Standard Performance Medium Bay T8, 8 Lamp - Commercial Sector | Quasi-Prescriptive | Quasi-Prescriptive | Quasi-Prescriptive | Quasi-Prescriptive | Quasi-Prescriptive | Quasi-Prescriptive | 63 | 10.8131 |  | n/a | n/a | n/a | n/a | n/a | n/a | n/a
715 | 39 | Electricity Retrofit Incentive | Consumer, Business, Industrial | 2009 | Final | 27 | Lighting System High Performance Medium Bay T8, 4 Lamp - Commercial Sector | Quasi-Prescriptive | Quasi-Prescriptive | Quasi-Prescriptive | Quasi-Prescriptive | Quasi-Prescriptive | Quasi-Prescriptive | 63 | 10.8131 |  | n/a | n/a | n/a | n/a | n/a | n/a | n/a
716 | 39 | Electricity Retrofit Incentive | Consumer, Business, Industrial | 2009 | Final | 28 | Lighting System High Performance Medium Bay T8, 6 Lamp - Commercial Sector | Quasi-Prescriptive | Quasi-Prescriptive | Quasi-Prescriptive | Quasi-Prescriptive | Quasi-Prescriptive | Quasi-Prescriptive | 63 | 10.8131 |  | n/a | n/a | n/a | n/a | n/a | n/a | n/a
717 | 39 | Electricity Retrofit Incentive | Consumer, Business, Industrial | 2009 | Final | 29 | Lighting System High Performance Medium Bay T8, 8 Lamp - Commercial Sector | Quasi-Prescriptive | Quasi-Prescriptive | Quasi-Prescriptive | Quasi-Prescriptive | Quasi-Prescriptive | Quasi-Prescriptive | 63 | 10.8131 |  | n/a | n/a | n/a | n/a | n/a | n/a | n/a
718 | 39 | Electricity Retrofit Incentive | Consumer, Business, Industrial | 2009 | Final | 30 | Lighting System T5, 1-3 Lamps - Commercial Sector | Quasi-Prescriptive | Quasi-Prescriptive | Quasi-Prescriptive | Quasi-Prescriptive | Quasi-Prescriptive | Quasi-Prescriptive | 63 | 10.8131 |  | n/a | n/a | n/a | n/a | n/a | n/a | n/a
719 | 39 | Electricity Retrofit Incentive | Consumer, Business, Industrial | 2009 | Final | 31 | Lighting System Medium and High Bay T5, 4 Lamps - Commercial Sector | Quasi-Prescriptive | Quasi-Prescriptive | Quasi-Prescriptive | Quasi-Prescriptive | Quasi-Prescriptive | Quasi-Prescriptive | 63 | 10.8131 |  | n/a | n/a | n/a | n/a | n/a | n/a | n/a
720 | 39 | Electricity Retrofit Incentive | Consumer, Business, Industrial | 2009 | Final | 32 | Lighting System Medium and High Bay T5, 6 Lamps - Commercial Sector | Quasi-Prescriptive | Quasi-Prescriptive | Quasi-Prescriptive | Quasi-Prescriptive | Quasi-Prescriptive | Quasi-Prescriptive | 63 | 10.8131 |  | n/a | n/a | n/a | n/a | n/a | n/a | n/a
721 | 39 | Electricity Retrofit Incentive | Consumer, Business, Industrial | 2009 | Final | 33 | Lighting System Medium and High Bay T5, 8 Lamps - Commercial Sector | Quasi-Prescriptive | Quasi-Prescriptive | Quasi-Prescriptive | Quasi-Prescriptive | Quasi-Prescriptive | Quasi-Prescriptive | 63 | 10.8131 |  | n/a | n/a | n/a | n/a | n/a | n/a | n/a
722 | 39 | Electricity Retrofit Incentive | Consumer, Business, Industrial | 2009 | Final | 34 | Lighting System Medium and High Bay T5, 10 Lamps - Commercial Sector | Quasi-Prescriptive | Quasi-Prescriptive | Quasi-Prescriptive | Quasi-Prescriptive | Quasi-Prescriptive | Quasi-Prescriptive | 63 | 10.8131 |  | n/a | n/a | n/a | n/a | n/a | n/a | n/a
723 | 39 | Electricity Retrofit Incentive | Consumer, Business, Industrial | 2009 | Final | 35 | Lighting System Medium and High Bay T5, 12 Lamps - Commercial Sector | Quasi-Prescriptive | Quasi-Prescriptive | Quasi-Prescriptive | Quasi-Prescriptive | Quasi-Prescriptive | Quasi-Prescriptive | 63 | 10.8131 |  | n/a | n/a | n/a | n/a | n/a | n/a | n/a
724 | 39 | Electricity Retrofit Incentive | Consumer, Business, Industrial | 2009 | Final | 36 | Lighting System 320W Pulse-Start Ceramic Metal Halide Lamp - Commercial Sector | Quasi-Prescriptive | Quasi-Prescriptive | Quasi-Prescriptive | Quasi-Prescriptive | Quasi-Prescriptive | Quasi-Prescriptive | 63 | 10.8131 |  | n/a | n/a | n/a | n/a | n/a | n/a | n/a
725 | 39 | Electricity Retrofit Incentive | Consumer, Business, Industrial | 2009 | Final | 37 | Lighting System <30W PAR Self-Ballasted Ceramic Metal Halide Lamp - Commercial Sector | Quasi-Prescriptive | Quasi-Prescriptive | Quasi-Prescriptive | Quasi-Prescriptive | Quasi-Prescriptive | Quasi-Prescriptive | 63 | 10.8131 |  | n/a | n/a | n/a | n/a | n/a | n/a | n/a
726 | 39 | Electricity Retrofit Incentive | Consumer, Business, Industrial | 2009 | Final | 38 | Lighting System 150W Metal Halide Lamp - Commercial Sector | Quasi-Prescriptive | Quasi-Prescriptive | Quasi-Prescriptive | Quasi-Prescriptive | Quasi-Prescriptive | Quasi-Prescriptive | 63 | 10.8131 |  | n/a | n/a | n/a | n/a | n/a | n/a | n/a
727 | 39 | Electricity Retrofit Incentive | Consumer, Business, Industrial | 2009 | Final | 39 | Lighting System 360W Metal Halide Lamp - Commercial Sector | Quasi-Prescriptive | Quasi-Prescriptive | Quasi-Prescriptive | Quasi-Prescriptive | Quasi-Prescriptive | Quasi-Prescriptive | 63 | 10.8131 |  | n/a | n/a | n/a | n/a | n/a | n/a | n/a
728 | 39 | Electricity Retrofit Incentive | Consumer, Business, Industrial | 2009 | Final | 40 | Lighting System 225W High Pressure Sodium Lamp - Commercial Sector | Quasi-Prescriptive | Quasi-Prescriptive | Quasi-Prescriptive | Quasi-Prescriptive | Quasi-Prescriptive | Quasi-Prescriptive | 63 | 10.8131 |  | n/a | n/a | n/a | n/a | n/a | n/a | n/a
729 | 39 | Electricity Retrofit Incentive | Consumer, Business, Industrial | 2009 | Final | 41 | Lighting System <200W Metal Halide Electronic Ballast - Commercial Sector | Quasi-Prescriptive | Quasi-Prescriptive | Quasi-Prescriptive | Quasi-Prescriptive | Quasi-Prescriptive | Quasi-Prescriptive | 63 | 10.8131 |  | n/a | n/a | n/a | n/a | n/a | n/a | n/a
730 | 39 | Electricity Retrofit Incentive | Consumer, Business, Industrial | 2009 | Final | 42 | Lighting System 250-360W Metal Halide Electronic Ballast - Commercial Sector | Quasi-Prescriptive | Quasi-Prescriptive | Quasi-Prescriptive | Quasi-Prescriptive | Quasi-Prescriptive | Quasi-Prescriptive | 63 | 10.8131 |  | n/a | n/a | n/a | n/a | n/a | n/a | n/a
731 | 39 | Electricity Retrofit Incentive | Consumer, Business, Industrial | 2009 | Final | 43 | Lighting System 400W Metal Halide Electronic Ballast - Commercial Sector | Quasi-Prescriptive | Quasi-Prescriptive | Quasi-Prescriptive | Quasi-Prescriptive | Quasi-Prescriptive | Quasi-Prescriptive | 63 | 10.8131 |  | n/a | n/a | n/a | n/a | n/a | n/a | n/a
732 | 39 | Electricity Retrofit Incentive | Consumer, Business, Industrial | 2009 | Final | 44 | Lighting System <200W High Pressure Sodium Electronic Ballast - Commercial Sector | Quasi-Prescriptive | Quasi-Prescriptive | Quasi-Prescriptive | Quasi-Prescriptive | Quasi-Prescriptive | Quasi-Prescriptive | 63 | 10.8131 |  | n/a | n/a | n/a | n/a | n/a | n/a | n/a
733 | 39 | Electricity Retrofit Incentive | Consumer, Business, Industrial | 2009 | Final | 45 | Lighting System 250W High Pressure Sodium Electronic Ballast - Commercial Sector | Quasi-Prescriptive | Quasi-Prescriptive | Quasi-Prescriptive | Quasi-Prescriptive | Quasi-Prescriptive | Quasi-Prescriptive | 63 | 10.8131 |  | n/a | n/a | n/a | n/a | n/a | n/a | n/a
734 | 39 | Electricity Retrofit Incentive | Consumer, Business, Industrial | 2009 | Final | 46 | Lighting System 400W High Pressure Sodium Electronic Ballast - Commercial Sector | Quasi-Prescriptive | Quasi-Prescriptive | Quasi-Prescriptive | Quasi-Prescriptive | Quasi-Prescriptive | Quasi-Prescriptive | 63 | 10.8131 |  | n/a | n/a | n/a | n/a | n/a | n/a | n/a
735 | 39 | Electricity Retrofit Incentive | Consumer, Business, Industrial | 2009 | Final | 47 | Lighting System 600W High Pressure Sodium Electronic Ballast - Commercial Sector | Quasi-Prescriptive | Quasi-Prescriptive | Quasi-Prescriptive | Quasi-Prescriptive | Quasi-Prescriptive | Quasi-Prescriptive | 63 | 10.8131 |  | n/a | n/a | n/a | n/a | n/a | n/a | n/a
736 | 39 | Electricity Retrofit Incentive | Consumer, Business, Industrial | 2009 | Final | 48 | Lighting System 1000W High Pressure Sodium Electronic Ballast - Commercial Sector | Quasi-Prescriptive | Quasi-Prescriptive | Quasi-Prescriptive | Quasi-Prescriptive | Quasi-Prescriptive | Quasi-Prescriptive | 63 | 10.8131 |  | n/a | n/a | n/a | n/a | n/a | n/a | n/a
737 | 39 | Electricity Retrofit Incentive | Consumer, Business, Industrial | 2009 | Final | 49 | Lighting System <25W Infrared Coated Halogen MR16 Lamp - Commercial Sector | Quasi-Prescriptive | Quasi-Prescriptive | Quasi-Prescriptive | Quasi-Prescriptive | Quasi-Prescriptive | Quasi-Prescriptive | 63 | 10.8131 |  | n/a | n/a | n/a | n/a | n/a | n/a | n/a
738 | 39 | Electricity Retrofit Incentive | Consumer, Business, Industrial | 2009 | Final | 50 | Lighting System 26-35W Infrared Coated Halogen MR16 Lamp - Commercial Sector | Quasi-Prescriptive | Quasi-Prescriptive | Quasi-Prescriptive | Quasi-Prescriptive | Quasi-Prescriptive | Quasi-Prescriptive | 63 | 10.8131 |  | n/a | n/a | n/a | n/a | n/a | n/a | n/a
739 | 39 | Electricity Retrofit Incentive | Consumer, Business, Industrial | 2009 | Final | 51 | Lighting System <48W Infrared Coated Halogen PAR Lamp - Commercial Sector | Quasi-Prescriptive | Quasi-Prescriptive | Quasi-Prescriptive | Quasi-Prescriptive | Quasi-Prescriptive | Quasi-Prescriptive | 63 | 10.8131 |  | n/a | n/a | n/a | n/a | n/a | n/a | n/a
740 | 39 | Electricity Retrofit Incentive | Consumer, Business, Industrial | 2009 | Final | 52 | Lighting System 49-60W Infrared Coated Halogen PAR Lamp - Commercial Sector | Quasi-Prescriptive | Quasi-Prescriptive | Quasi-Prescriptive | Quasi-Prescriptive | Quasi-Prescriptive | Quasi-Prescriptive | 63 | 10.8131 |  | n/a | n/a | n/a | n/a | n/a | n/a | n/a
741 | 39 | Electricity Retrofit Incentive | Consumer, Business, Industrial | 2009 | Final | 53 | Lighting System Occupancy Sensors, Switch plate mounted occupancy sensor - Commercial Sector | Quasi-Prescriptive | Quasi-Prescriptive | Quasi-Prescriptive | Quasi-Prescriptive | Quasi-Prescriptive | Quasi-Prescriptive | 63 | 10.8131 |  | n/a | n/a | n/a | n/a | n/a | n/a | n/a
742 | 39 | Electricity Retrofit Incentive | Consumer, Business, Industrial | 2009 | Final | 54 | Lighting System Occupancy Sensors, Ceiling mounted occupancy sensor - Commercial Sector | Quasi-Prescriptive | Quasi-Prescriptive | Quasi-Prescriptive | Quasi-Prescriptive | Quasi-Prescriptive | Quasi-Prescriptive | 63 | 10.8131 |  | n/a | n/a | n/a | n/a | n/a | n/a | n/a
743 | 39 | Electricity Retrofit Incentive | Consumer, Business, Industrial | 2009 | Final | 55 | Motor Open Drip-Proof (ODP), 1 HP - Commercial Sector | Quasi-Prescriptive | Quasi-Prescriptive | Quasi-Prescriptive | Quasi-Prescriptive | Quasi-Prescriptive | Quasi-Prescriptive | 63 | 10.8131 |  | n/a | n/a | n/a | n/a | n/a | n/a | n/a
744 | 39 | Electricity Retrofit Incentive | Consumer, Business, Industrial | 2009 | Final | 56 | Motor Open Drip-Proof (ODP), 1.5 HP - Commercial Sector | Quasi-Prescriptive | Quasi-Prescriptive | Quasi-Prescriptive | Quasi-Prescriptive | Quasi-Prescriptive | Quasi-Prescriptive | 63 | 10.8131 |  | n/a | n/a | n/a | n/a | n/a | n/a | n/a
745 | 39 | Electricity Retrofit Incentive | Consumer, Business, Industrial | 2009 | Final | 57 | Motor Open Drip-Proof (ODP), 2 HP - Commercial Sector | Quasi-Prescriptive | Quasi-Prescriptive | Quasi-Prescriptive | Quasi-Prescriptive | Quasi-Prescriptive | Quasi-Prescriptive | 63 | 10.8131 |  | n/a | n/a | n/a | n/a | n/a | n/a | n/a
746 | 39 | Electricity Retrofit Incentive | Consumer, Business, Industrial | 2009 | Final | 58 | Motor Open Drip-Proof (ODP), 3 HP - Commercial Sector | Quasi-Prescriptive | Quasi-Prescriptive | Quasi-Prescriptive | Quasi-Prescriptive | Quasi-Prescriptive | Quasi-Prescriptive | 63 | 10.8131 |  | n/a | n/a | n/a | n/a | n/a | n/a | n/a
747 | 39 | Electricity Retrofit Incentive | Consumer, Business, Industrial | 2009 | Final | 59 | Motor Open Drip-Proof (ODP), 5 HP - Commercial Sector | Quasi-Prescriptive | Quasi-Prescriptive | Quasi-Prescriptive | Quasi-Prescriptive | Quasi-Prescriptive | Quasi-Prescriptive | 63 | 10.8131 |  | n/a | n/a | n/a | n/a | n/a | n/a | n/a
748 | 39 | Electricity Retrofit Incentive | Consumer, Business, Industrial | 2009 | Final | 60 | Motor Open Drip-Proof (ODP), 7.5 HP - Commercial Sector | Quasi-Prescriptive | Quasi-Prescriptive | Quasi-Prescriptive | Quasi-Prescriptive | Quasi-Prescriptive | Quasi-Prescriptive | 63 | 10.8131 |  | n/a | n/a | n/a | n/a | n/a | n/a | n/a
749 | 39 | Electricity Retrofit Incentive | Consumer, Business, Industrial | 2009 | Final | 61 | Motor Open Drip-Proof (ODP), 10 HP - Commercial Sector | Quasi-Prescriptive | Quasi-Prescriptive | Quasi-Prescriptive | Quasi-Prescriptive | Quasi-Prescriptive | Quasi-Prescriptive | 63 | 10.8131 |  | n/a | n/a | n/a | n/a | n/a | n/a | n/a
750 | 39 | Electricity Retrofit Incentive | Consumer, Business, Industrial | 2009 | Final | 62 | Motor Open Drip-Proof (ODP), 15 HP - Commercial Sector | Quasi-Prescriptive | Quasi-Prescriptive | Quasi-Prescriptive | Quasi-Prescriptive | Quasi-Prescriptive | Quasi-Prescriptive | 63 | 10.8131 |  | n/a | n/a | n/a | n/a | n/a | n/a | n/a
751 | 39 | Electricity Retrofit Incentive | Consumer, Business, Industrial | 2009 | Final | 63 | Motor Open Drip-Proof (ODP), 20 HP - Commercial Sector | Quasi-Prescriptive | Quasi-Prescriptive | Quasi-Prescriptive | Quasi-Prescriptive | Quasi-Prescriptive | Quasi-Prescriptive | 63 | 10.8131 |  | n/a | n/a | n/a | n/a | n/a | n/a | n/a
752 | 39 | Electricity Retrofit Incentive | Consumer, Business, Industrial | 2009 | Final | 64 | Motor Open Drip-Proof (ODP), 25 HP - Commercial Sector | Quasi-Prescriptive | Quasi-Prescriptive | Quasi-Prescriptive | Quasi-Prescriptive | Quasi-Prescriptive | Quasi-Prescriptive | 63 | 10.8131 |  | n/a | n/a | n/a | n/a | n/a | n/a | n/a
753 | 39 | Electricity Retrofit Incentive | Consumer, Business, Industrial | 2009 | Final | 65 | Motor Open Drip-Proof (ODP), 30 HP - Commercial Sector | Quasi-Prescriptive | Quasi-Prescriptive | Quasi-Prescriptive | Quasi-Prescriptive | Quasi-Prescriptive | Quasi-Prescriptive | 63 | 10.8131 |  | n/a | n/a | n/a | n/a | n/a | n/a | n/a
754 | 39 | Electricity Retrofit Incentive | Consumer, Business, Industrial | 2009 | Final | 66 | Motor Open Drip-Proof (ODP), 40 HP - Commercial Sector | Quasi-Prescriptive | Quasi-Prescriptive | Quasi-Prescriptive | Quasi-Prescriptive | Quasi-Prescriptive | Quasi-Prescriptive | 63 | 10.8131 |  | n/a | n/a | n/a | n/a | n/a | n/a | n/a
755 | 39 | Electricity Retrofit Incentive | Consumer, Business, Industrial | 2009 | Final | 67 | Motor Open Drip-Proof (ODP), 50 HP - Commercial Sector | Quasi-Prescriptive | Quasi-Prescriptive | Quasi-Prescriptive | Quasi-Prescriptive | Quasi-Prescriptive | Quasi-Prescriptive | 63 | 10.8131 |  | n/a | n/a | n/a | n/a | n/a | n/a | n/a
756 | 39 | Electricity Retrofit Incentive | Consumer, Business, Industrial | 2009 | Final | 68 | Motor Open Drip-Proof (ODP), 60 HP - Commercial Sector | Quasi-Prescriptive | Quasi-Prescriptive | Quasi-Prescriptive | Quasi-Prescriptive | Quasi-Prescriptive | Quasi-Prescriptive | 63 | 10.8131 |  | n/a | n/a | n/a | n/a | n/a | n/a | n/a
757 | 39 | Electricity Retrofit Incentive | Consumer, Business, Industrial | 2009 | Final | 69 | Motor Open Drip-Proof (ODP), 75 HP - Commercial Sector | Quasi-Prescriptive | Quasi-Prescriptive | Quasi-Prescriptive | Quasi-Prescriptive | Quasi-Prescriptive | Quasi-Prescriptive | 63 | 10.8131 |  | n/a | n/a | n/a | n/a | n/a | n/a | n/a
758 | 39 | Electricity Retrofit Incentive | Consumer, Business, Industrial | 2009 | Final | 70 | Motor Open Drip-Proof (ODP), 100 HP - Commercial Sector | Quasi-Prescriptive | Quasi-Prescriptive | Quasi-Prescriptive | Quasi-Prescriptive | Quasi-Prescriptive | Quasi-Prescriptive | 63 | 10.8131 |  | n/a | n/a | n/a | n/a | n/a | n/a | n/a
759 | 39 | Electricity Retrofit Incentive | Consumer, Business, Industrial | 2009 | Final | 71 | Motor Open Drip-Proof (ODP), 125 HP - Commercial Sector | Quasi-Prescriptive | Quasi-Prescriptive | Quasi-Prescriptive | Quasi-Prescriptive | Quasi-Prescriptive | Quasi-Prescriptive | 63 | 10.8131 |  | n/a | n/a | n/a | n/a | n/a | n/a | n/a
760 | 39 | Electricity Retrofit Incentive | Consumer, Business, Industrial | 2009 | Final | 72 | Motor Open Drip-Proof (ODP), 150 HP - Commercial Sector | Quasi-Prescriptive | Quasi-Prescriptive | Quasi-Prescriptive | Quasi-Prescriptive | Quasi-Prescriptive | Quasi-Prescriptive | 63 | 10.8131 |  | n/a | n/a | n/a | n/a | n/a | n/a | n/a
761 | 39 | Electricity Retrofit Incentive | Consumer, Business, Industrial | 2009 | Final | 73 | Motor Open Drip-Proof (ODP), 200 HP - Commercial Sector | Quasi-Prescriptive | Quasi-Prescriptive | Quasi-Prescriptive | Quasi-Prescriptive | Quasi-Prescriptive | Quasi-Prescriptive | 63 | 10.8131 |  | n/a | n/a | n/a | n/a | n/a | n/a | n/a
762 | 39 | Electricity Retrofit Incentive | Consumer, Business, Industrial | 2009 | Final | 74 | Motor Totally Enclosed Fan-Cooled (TEFC), 1 HP - Commercial Sector | Quasi-Prescriptive | Quasi-Prescriptive | Quasi-Prescriptive | Quasi-Prescriptive | Quasi-Prescriptive | Quasi-Prescriptive | 63 | 10.8131 |  | n/a | n/a | n/a | n/a | n/a | n/a | n/a
763 | 39 | Electricity Retrofit Incentive | Consumer, Business, Industrial | 2009 | Final | 75 | Motor Totally Enclosed Fan-Cooled (TEFC), 1.5 HP - Commercial Sector | Quasi-Prescriptive | Quasi-Prescriptive | Quasi-Prescriptive | Quasi-Prescriptive | Quasi-Prescriptive | Quasi-Prescriptive | 63 | 10.8131 |  | n/a | n/a | n/a | n/a | n/a | n/a | n/a
764 | 39 | Electricity Retrofit Incentive | Consumer, Business, Industrial | 2009 | Final | 76 | Motor Totally Enclosed Fan-Cooled (TEFC), 2 HP - Commercial Sector | Quasi-Prescriptive | Quasi-Prescriptive | Quasi-Prescriptive | Quasi-Prescriptive | Quasi-Prescriptive | Quasi-Prescriptive | 63 | 10.8131 |  | n/a | n/a | n/a | n/a | n/a | n/a | n/a
765 | 39 | Electricity Retrofit Incentive | Consumer, Business, Industrial | 2009 | Final | 77 | Motor Totally Enclosed Fan-Cooled (TEFC), 3 HP - Commercial Sector | Quasi-Prescriptive | Quasi-Prescriptive | Quasi-Prescriptive | Quasi-Prescriptive | Quasi-Prescriptive | Quasi-Prescriptive | 63 | 10.8131 |  | n/a | n/a | n/a | n/a | n/a | n/a | n/a
766 | 39 | Electricity Retrofit Incentive | Consumer, Business, Industrial | 2009 | Final | 78 | Motor Totally Enclosed Fan-Cooled (TEFC), 5 HP - Commercial Sector | Quasi-Prescriptive | Quasi-Prescriptive | Quasi-Prescriptive | Quasi-Prescriptive | Quasi-Prescriptive | Quasi-Prescriptive | 63 | 10.8131 |  | n/a | n/a | n/a | n/a | n/a | n/a | n/a
767 | 39 | Electricity Retrofit Incentive | Consumer, Business, Industrial | 2009 | Final | 79 | Motor Totally Enclosed Fan-Cooled (TEFC), 7.5 HP - Commercial Sector | Quasi-Prescriptive | Quasi-Prescriptive | Quasi-Prescriptive | Quasi-Prescriptive | Quasi-Prescriptive | Quasi-Prescriptive | 63 | 10.8131 |  | n/a | n/a | n/a | n/a | n/a | n/a | n/a
768 | 39 | Electricity Retrofit Incentive | Consumer, Business, Industrial | 2009 | Final | 80 | Motor Totally Enclosed Fan-Cooled (TEFC), 10 HP - Commercial Sector | Quasi-Prescriptive | Quasi-Prescriptive | Quasi-Prescriptive | Quasi-Prescriptive | Quasi-Prescriptive | Quasi-Prescriptive | 63 | 10.8131 |  | n/a | n/a | n/a | n/a | n/a | n/a | n/a
769 | 39 | Electricity Retrofit Incentive | Consumer, Business, Industrial | 2009 | Final | 81 | Motor Totally Enclosed Fan-Cooled (TEFC), 15 HP - Commercial Sector | Quasi-Prescriptive | Quasi-Prescriptive | Quasi-Prescriptive | Quasi-Prescriptive | Quasi-Prescriptive | Quasi-Prescriptive | 63 | 10.8131 |  | n/a | n/a | n/a | n/a | n/a | n/a | n/a
770 | 39 | Electricity Retrofit Incentive | Consumer, Business, Industrial | 2009 | Final | 82 | Motor Totally Enclosed Fan-Cooled (TEFC), 20 HP - Commercial Sector | Quasi-Prescriptive | Quasi-Prescriptive | Quasi-Prescriptive | Quasi-Prescriptive | Quasi-Prescriptive | Quasi-Prescriptive | 63 | 10.8131 |  | n/a | n/a | n/a | n/a | n/a | n/a | n/a
771 | 39 | Electricity Retrofit Incentive | Consumer, Business, Industrial | 2009 | Final | 83 | Motor Totally Enclosed Fan-Cooled (TEFC), 25 HP - Commercial Sector | Quasi-Prescriptive | Quasi-Prescriptive | Quasi-Prescriptive | Quasi-Prescriptive | Quasi-Prescriptive | Quasi-Prescriptive | 63 | 10.8131 |  | n/a | n/a | n/a | n/a | n/a | n/a | n/a
772 | 39 | Electricity Retrofit Incentive | Consumer, Business, Industrial | 2009 | Final | 84 | Motor Totally Enclosed Fan-Cooled (TEFC), 30 HP - Commercial Sector | Quasi-Prescriptive | Quasi-Prescriptive | Quasi-Prescriptive | Quasi-Prescriptive | Quasi-Prescriptive | Quasi-Prescriptive | 63 | 10.8131 |  | n/a | n/a | n/a | n/a | n/a | n/a | n/a
773 | 39 | Electricity Retrofit Incentive | Consumer, Business, Industrial | 2009 | Final | 85 | Motor Totally Enclosed Fan-Cooled (TEFC), 40 HP - Commercial Sector | Quasi-Prescriptive | Quasi-Prescriptive | Quasi-Prescriptive | Quasi-Prescriptive | Quasi-Prescriptive | Quasi-Prescriptive | 63 | 10.8131 |  | n/a | n/a | n/a | n/a | n/a | n/a | n/a
774 | 39 | Electricity Retrofit Incentive | Consumer, Business, Industrial | 2009 | Final | 86 | Motor Totally Enclosed Fan-Cooled (TEFC), 50 HP - Commercial Sector | Quasi-Prescriptive | Quasi-Prescriptive | Quasi-Prescriptive | Quasi-Prescriptive | Quasi-Prescriptive | Quasi-Prescriptive | 63 | 10.8131 |  | n/a | n/a | n/a | n/a | n/a | n/a | n/a
775 | 39 | Electricity Retrofit Incentive | Consumer, Business, Industrial | 2009 | Final | 87 | Motor Totally Enclosed Fan-Cooled (TEFC), 60 HP - Commercial Sector | Quasi-Prescriptive | Quasi-Prescriptive | Quasi-Prescriptive | Quasi-Prescriptive | Quasi-Prescriptive | Quasi-Prescriptive | 63 | 10.8131 |  | n/a | n/a | n/a | n/a | n/a | n/a | n/a
776 | 39 | Electricity Retrofit Incentive | Consumer, Business, Industrial | 2009 | Final | 88 | Motor Totally Enclosed Fan-Cooled (TEFC), 75 HP - Commercial Sector | Quasi-Prescriptive | Quasi-Prescriptive | Quasi-Prescriptive | Quasi-Prescriptive | Quasi-Prescriptive | Quasi-Prescriptive | 63 | 10.8131 |  | n/a | n/a | n/a | n/a | n/a | n/a | n/a
777 | 39 | Electricity Retrofit Incentive | Consumer, Business, Industrial | 2009 | Final | 89 | Motor Totally Enclosed Fan-Cooled (TEFC), 100 HP - Commercial Sector | Quasi-Prescriptive | Quasi-Prescriptive | Quasi-Prescriptive | Quasi-Prescriptive | Quasi-Prescriptive | Quasi-Prescriptive | 63 | 10.8131 |  | n/a | n/a | n/a | n/a | n/a | n/a | n/a
778 | 39 | Electricity Retrofit Incentive | Consumer, Business, Industrial | 2009 | Final | 90 | Motor Totally Enclosed Fan-Cooled (TEFC), 125 HP - Commercial Sector | Quasi-Prescriptive | Quasi-Prescriptive | Quasi-Prescriptive | Quasi-Prescriptive | Quasi-Prescriptive | Quasi-Prescriptive | 63 | 10.8131 |  | n/a | n/a | n/a | n/a | n/a | n/a | n/a
779 | 39 | Electricity Retrofit Incentive | Consumer, Business, Industrial | 2009 | Final | 91 | Motor Totally Enclosed Fan-Cooled (TEFC), 150 HP - Commercial Sector | Quasi-Prescriptive | Quasi-Prescriptive | Quasi-Prescriptive | Quasi-Prescriptive | Quasi-Prescriptive | Quasi-Prescriptive | 63 | 10.8131 |  | n/a | n/a | n/a | n/a | n/a | n/a | n/a
780 | 39 | Electricity Retrofit Incentive | Consumer, Business, Industrial | 2009 | Final | 92 | Motor Totally Enclosed Fan-Cooled (TEFC), 200 HP - Commercial Sector | Quasi-Prescriptive | Quasi-Prescriptive | Quasi-Prescriptive | Quasi-Prescriptive | Quasi-Prescriptive | Quasi-Prescriptive | 63 | 10.8131 |  | n/a | n/a | n/a | n/a | n/a | n/a | n/a
781 | 39 | Electricity Retrofit Incentive | Consumer, Business, Industrial | 2009 | Final | 93 | Unitary AC Single Phase <= 5.4 Tons - Commercial Sector | Quasi-Prescriptive | Quasi-Prescriptive | Quasi-Prescriptive | Quasi-Prescriptive | Quasi-Prescriptive | Quasi-Prescriptive | 63 | 10.8131 |  | n/a | n/a | n/a | n/a | n/a | n/a | n/a
782 | 39 | Electricity Retrofit Incentive | Consumer, Business, Industrial | 2009 | Final | 94 | Unitary AC 3 Phase <= 5.4 Tons - Commercial Sector | Quasi-Prescriptive | Quasi-Prescriptive | Quasi-Prescriptive | Quasi-Prescriptive | Quasi-Prescriptive | Quasi-Prescriptive | 63 | 10.8131 |  | n/a | n/a | n/a | n/a | n/a | n/a | n/a
783 | 39 | Electricity Retrofit Incentive | Consumer, Business, Industrial | 2009 | Final | 95 | Unitary AC >5.4 & <= 11.25 tons - Commercial Sector | Quasi-Prescriptive | Quasi-Prescriptive | Quasi-Prescriptive | Quasi-Prescriptive | Quasi-Prescriptive | Quasi-Prescriptive | 63 | 10.8131 |  | n/a | n/a | n/a | n/a | n/a | n/a | n/a
784 | 39 | Electricity Retrofit Incentive | Consumer, Business, Industrial | 2009 | Final | 96 | Unitary AC >11.25 & <= 20 tons - Commercial Sector | Quasi-Prescriptive | Quasi-Prescriptive | Quasi-Prescriptive | Quasi-Prescriptive | Quasi-Prescriptive | Quasi-Prescriptive | 63 | 10.8131 |  | n/a | n/a | n/a | n/a | n/a | n/a | n/a
785 | 39 | Electricity Retrofit Incentive | Consumer, Business, Industrial | 2009 | Final | 97 | Unitary AC 25 tons - Commercial Sector | Quasi-Prescriptive | Quasi-Prescriptive | Quasi-Prescriptive | Quasi-Prescriptive | Quasi-Prescriptive | Quasi-Prescriptive | 63 | 10.8131 |  | n/a | n/a | n/a | n/a | n/a | n/a | n/a
786 | 39 | Electricity Retrofit Incentive | Consumer, Business, Industrial | 2009 | Final | 98 | AgriCommercial Creep Heat Pads, 75W - Commercial Sector | Quasi-Prescriptive | Quasi-Prescriptive | Quasi-Prescriptive | Quasi-Prescriptive | Quasi-Prescriptive | Quasi-Prescriptive | 63 | 10.8131 |  | n/a | n/a | n/a | n/a | n/a | n/a | n/a
787 | 39 | Electricity Retrofit Incentive | Consumer, Business, Industrial | 2009 | Final | 99 | AgriCommercial Creep Heat Pads, 100W - Commercial Sector | Quasi-Prescriptive | Quasi-Prescriptive | Quasi-Prescriptive | Quasi-Prescriptive | Quasi-Prescriptive | Quasi-Prescriptive | 63 | 10.8131 |  | n/a | n/a | n/a | n/a | n/a | n/a | n/a
788 | 39 | Electricity Retrofit Incentive | Consumer, Business, Industrial | 2009 | Final | 100 | AgriCommercial Creep Heat Pads, 150W - Commercial Sector | Quasi-Prescriptive | Quasi-Prescriptive | Quasi-Prescriptive | Quasi-Prescriptive | Quasi-Prescriptive | Quasi-Prescriptive | 63 | 10.8131 |  | n/a | n/a | n/a | n/a | n/a | n/a | n/a
789 | 39 | Electricity Retrofit Incentive | Consumer, Business, Industrial | 2009 | Final | 101 | AgriCommercial Creep Heat Pads, 200W - Commercial Sector | Quasi-Prescriptive | Quasi-Prescriptive | Quasi-Prescriptive | Quasi-Prescriptive | Quasi-Prescriptive | Quasi-Prescriptive | 63 | 10.8131 |  | n/a | n/a | n/a | n/a | n/a | n/a | n/a
790 | 39 | Electricity Retrofit Incentive | Consumer, Business, Industrial | 2009 | Final | 102 | AgriCommercial High Temperature Cutout Thermostat - Commercial Sector | Quasi-Prescriptive | Quasi-Prescriptive | Quasi-Prescriptive | Quasi-Prescriptive | Quasi-Prescriptive | Quasi-Prescriptive | 63 | 10.8131 |  | n/a | n/a | n/a | n/a | n/a | n/a | n/a
791 | 39 | Electricity Retrofit Incentive | Consumer, Business, Industrial | 2009 | Final | 103 | AgriCommercial Creep Heat Controller - Commercial Sector | Quasi-Prescriptive | Quasi-Prescriptive | Quasi-Prescriptive | Quasi-Prescriptive | Quasi-Prescriptive | Quasi-Prescriptive | 63 | 10.8131 |  | n/a | n/a | n/a | n/a | n/a | n/a | n/a
792 | 39 | Electricity Retrofit Incentive | Consumer, Business, Industrial | 2009 | Final | 104 | AgriCommercial Energy Efficient Ventilation Exhaust Fans - Commercial Sector | Quasi-Prescriptive | Quasi-Prescriptive | Quasi-Prescriptive | Quasi-Prescriptive | Quasi-Prescriptive | Quasi-Prescriptive | 63 | 10.8131 |  | n/a | n/a | n/a | n/a | n/a | n/a | n/a
793 | 39 | Electricity Retrofit Incentive | Consumer, Business, Industrial | 2009 | Final | 105 | AgriCommercial Low Energy Livestock Waterers - Commercial Sector | Quasi-Prescriptive | Quasi-Prescriptive | Quasi-Prescriptive | Quasi-Prescriptive | Quasi-Prescriptive | Quasi-Prescriptive | 63 | 10.8131 |  | n/a | n/a | n/a | n/a | n/a | n/a | n/a
794 | 39 | Electricity Retrofit Incentive | Consumer, Business, Industrial | 2009 | Final | 106 | AgriCommercial Photocell and Timer for Lighting Control - Commercial Sector | Quasi-Prescriptive | Quasi-Prescriptive | Quasi-Prescriptive | Quasi-Prescriptive | Quasi-Prescriptive | Quasi-Prescriptive | 63 | 10.8131 |  | n/a | n/a | n/a | n/a | n/a | n/a | n/a
795 | 39 | Electricity Retrofit Incentive | Consumer, Business, Industrial | 2009 | Final | 107 | AgriCommercial High Speed Low Volume Fans - Commercial Sector | Quasi-Prescriptive | Quasi-Prescriptive | Quasi-Prescriptive | Quasi-Prescriptive | Quasi-Prescriptive | Quasi-Prescriptive | 63 | 10.8131 |  | n/a | n/a | n/a | n/a | n/a | n/a | n/a
796 | 39 | Electricity Retrofit Incentive | Consumer, Business, Industrial | 2009 | Final | 108 | Solar Hot Water Collectors - Commercial Sector | Quasi-Prescriptive | Quasi-Prescriptive | Quasi-Prescriptive | Quasi-Prescriptive | Quasi-Prescriptive | Quasi-Prescriptive | 63 | 10.8131 |  | n/a | n/a | n/a | n/a | n/a | n/a | n/a
797 | 39 | Electricity Retrofit Incentive | Consumer, Business, Industrial | 2009 | Final | 109 | Non-Electric Storage Tank Hot Water Heaters - Commercial Sector | Quasi-Prescriptive | Quasi-Prescriptive | Quasi-Prescriptive | Quasi-Prescriptive | Quasi-Prescriptive | Quasi-Prescriptive | 63 | 10.8131 |  | n/a | n/a | n/a | n/a | n/a | n/a | n/a
798 | 39 | Electricity Retrofit Incentive | Consumer, Business, Industrial | 2009 | Final | 110 | Tankless/Instantaneous Hot Water Heaters - Commercial Sector | Quasi-Prescriptive | Quasi-Prescriptive | Quasi-Prescriptive | Quasi-Prescriptive | Quasi-Prescriptive | Quasi-Prescriptive | 63 | 10.8131 |  | n/a | n/a | n/a | n/a | n/a | n/a | n/a
799 | 39 | Electricity Retrofit Incentive | Consumer, Business, Industrial | 2009 | Final | 111 | Drain Water Heat Recovery Systems - Commercial Sector | Quasi-Prescriptive | Quasi-Prescriptive | Quasi-Prescriptive | Quasi-Prescriptive | Quasi-Prescriptive | Quasi-Prescriptive | 63 | 10.8131 |  | n/a | n/a | n/a | n/a | n/a | n/a | n/a
800 | 39 | Electricity Retrofit Incentive | Consumer, Business, Industrial | 2009 | Final | 112 | Custom Project - Commercial Sector | Quasi-Prescriptive | Quasi-Prescriptive | Quasi-Prescriptive | Quasi-Prescriptive | Quasi-Prescriptive | Quasi-Prescriptive | 63 | 10.8131 |  | n/a | n/a | n/a | n/a | n/a | n/a | n/a
801 | 39 | Electricity Retrofit Incentive | Consumer, Business, Industrial | 2009 | Final | 113 | Lighting System ENERGY STAR® Rated Exit Signs - Multi-Family Sector | Quasi-Prescriptive | Quasi-Prescriptive | Quasi-Prescriptive | Quasi-Prescriptive | Quasi-Prescriptive | Quasi-Prescriptive | 83 | 6.4059 |  | n/a | n/a | n/a | n/a | n/a | n/a | n/a
802 | 39 | Electricity Retrofit Incentive | Consumer, Business, Industrial | 2009 | Final | 114 | Lighting System Refrigeratred Display Case LED Strip Lights - Multi-Family Sector | Quasi-Prescriptive | Quasi-Prescriptive | Quasi-Prescriptive | Quasi-Prescriptive | Quasi-Prescriptive | Quasi-Prescriptive | 83 | 6.4059 |  | n/a | n/a | n/a | n/a | n/a | n/a | n/a
803 | 39 | Electricity Retrofit Incentive | Consumer, Business, Industrial | 2009 | Final | 115 | Lighting System Screw-In & GU-24 base CFLs - Multi-Family Sector | Quasi-Prescriptive | Quasi-Prescriptive | Quasi-Prescriptive | Quasi-Prescriptive | Quasi-Prescriptive | Quasi-Prescriptive | 83 | 6.4059 |  | n/a | n/a | n/a | n/a | n/a | n/a | n/a
804 | 39 | Electricity Retrofit Incentive | Consumer, Business, Industrial | 2009 | Final | 116 | Lighting System PAR CFLs, <= 11W - Multi-Family Sector | Quasi-Prescriptive | Quasi-Prescriptive | Quasi-Prescriptive | Quasi-Prescriptive | Quasi-Prescriptive | Quasi-Prescriptive | 83 | 6.4059 |  | n/a | n/a | n/a | n/a | n/a | n/a | n/a
805 | 39 | Electricity Retrofit Incentive | Consumer, Business, Industrial | 2009 | Final | 117 | Lighting System PAR CFLs, 12-20W - Multi-Family Sector | Quasi-Prescriptive | Quasi-Prescriptive | Quasi-Prescriptive | Quasi-Prescriptive | Quasi-Prescriptive | Quasi-Prescriptive | 83 | 6.4059 |  | n/a | n/a | n/a | n/a | n/a | n/a | n/a
806 | 39 | Electricity Retrofit Incentive | Consumer, Business, Industrial | 2009 | Final | 118 | Lighting System PAR CFLs, 20-39W - Multi-Family Sector | Quasi-Prescriptive | Quasi-Prescriptive | Quasi-Prescriptive | Quasi-Prescriptive | Quasi-Prescriptive | Quasi-Prescriptive | 83 | 6.4059 |  | n/a | n/a | n/a | n/a | n/a | n/a | n/a
807 | 39 | Electricity Retrofit Incentive | Consumer, Business, Industrial | 2009 | Final | 119 | Lighting System 2 Pin CFLs, <14W - Multi-Family Sector | Quasi-Prescriptive | Quasi-Prescriptive | Quasi-Prescriptive | Quasi-Prescriptive | Quasi-Prescriptive | Quasi-Prescriptive | 83 | 6.4059 |  | n/a | n/a | n/a | n/a | n/a | n/a | n/a
808 | 39 | Electricity Retrofit Incentive | Consumer, Business, Industrial | 2009 | Final | 120 | Lighting System 2 Pin CFLs, 14-26W - Multi-Family Sector | Quasi-Prescriptive | Quasi-Prescriptive | Quasi-Prescriptive | Quasi-Prescriptive | Quasi-Prescriptive | Quasi-Prescriptive | 83 | 6.4059 |  | n/a | n/a | n/a | n/a | n/a | n/a | n/a
809 | 39 | Electricity Retrofit Incentive | Consumer, Business, Industrial | 2009 | Final | 121 | Lighting System 2 Pin CFLs, 29-39W - Multi-Family Sector | Quasi-Prescriptive | Quasi-Prescriptive | Quasi-Prescriptive | Quasi-Prescriptive | Quasi-Prescriptive | Quasi-Prescriptive | 83 | 6.4059 |  | n/a | n/a | n/a | n/a | n/a | n/a | n/a
810 | 39 | Electricity Retrofit Incentive | Consumer, Business, Industrial | 2009 | Final | 122 | Lighting System 4 Pin CFLs, <14W - Multi-Family Sector | Quasi-Prescriptive | Quasi-Prescriptive | Quasi-Prescriptive | Quasi-Prescriptive | Quasi-Prescriptive | Quasi-Prescriptive | 83 | 6.4059 |  | n/a | n/a | n/a | n/a | n/a | n/a | n/a
811 | 39 | Electricity Retrofit Incentive | Consumer, Business, Industrial | 2009 | Final | 123 | Lighting System 4 Pin CFLs, 14-26W - Multi-Family Sector | Quasi-Prescriptive | Quasi-Prescriptive | Quasi-Prescriptive | Quasi-Prescriptive | Quasi-Prescriptive | Quasi-Prescriptive | 83 | 6.4059 |  | n/a | n/a | n/a | n/a | n/a | n/a | n/a
812 | 39 | Electricity Retrofit Incentive | Consumer, Business, Industrial | 2009 | Final | 124 | Lighting System 4 Pin CFLs, 29-39W - Multi-Family Sector | Quasi-Prescriptive | Quasi-Prescriptive | Quasi-Prescriptive | Quasi-Prescriptive | Quasi-Prescriptive | Quasi-Prescriptive | 83 | 6.4059 |  | n/a | n/a | n/a | n/a | n/a | n/a | n/a
813 | 39 | Electricity Retrofit Incentive | Consumer, Business, Industrial | 2009 | Final | 125 | Lighting System Dimmable CFLs, <=16W - Multi-Family Sector | Quasi-Prescriptive | Quasi-Prescriptive | Quasi-Prescriptive | Quasi-Prescriptive | Quasi-Prescriptive | Quasi-Prescriptive | 83 | 6.4059 |  | n/a | n/a | n/a | n/a | n/a | n/a | n/a
814 | 39 | Electricity Retrofit Incentive | Consumer, Business, Industrial | 2009 | Final | 126 | Lighting System Dimmable CFLs, 17-20W - Multi-Family Sector | Quasi-Prescriptive | Quasi-Prescriptive | Quasi-Prescriptive | Quasi-Prescriptive | Quasi-Prescriptive | Quasi-Prescriptive | 83 | 6.4059 |  | n/a | n/a | n/a | n/a | n/a | n/a | n/a
815 | 39 | Electricity Retrofit Incentive | Consumer, Business, Industrial | 2009 | Final | 127 | Lighting System Dimmable CFLs, 21-29W - Multi-Family Sector | Quasi-Prescriptive | Quasi-Prescriptive | Quasi-Prescriptive | Quasi-Prescriptive | Quasi-Prescriptive | Quasi-Prescriptive | 83 | 6.4059 |  | n/a | n/a | n/a | n/a | n/a | n/a | n/a
816 | 39 | Electricity Retrofit Incentive | Consumer, Business, Industrial | 2009 | Final | 128 | Lighting System Standard Performance T8, Single Lamp - Multi-Family Sector | Quasi-Prescriptive | Quasi-Prescriptive | Quasi-Prescriptive | Quasi-Prescriptive | Quasi-Prescriptive | Quasi-Prescriptive | 83 | 6.4059 |  | n/a | n/a | n/a | n/a | n/a | n/a | n/a
817 | 39 | Electricity Retrofit Incentive | Consumer, Business, Industrial | 2009 | Final | 129 | Lighting System Standard Performance T8, Double Lamp - Multi-Family Sector | Quasi-Prescriptive | Quasi-Prescriptive | Quasi-Prescriptive | Quasi-Prescriptive | Quasi-Prescriptive | Quasi-Prescriptive | 83 | 6.4059 |  | n/a | n/a | n/a | n/a | n/a | n/a | n/a
818 | 39 | Electricity Retrofit Incentive | Consumer, Business, Industrial | 2009 | Final | 130 | Lighting System Standard Performance T8, Triple Lamp - Multi-Family Sector | Quasi-Prescriptive | Quasi-Prescriptive | Quasi-Prescriptive | Quasi-Prescriptive | Quasi-Prescriptive | Quasi-Prescriptive | 83 | 6.4059 |  | n/a | n/a | n/a | n/a | n/a | n/a | n/a
819 | 39 | Electricity Retrofit Incentive | Consumer, Business, Industrial | 2009 | Final | 131 | Lighting System Standard Performance T8, Quadruple Lamp - Multi-Family Sector | Quasi-Prescriptive | Quasi-Prescriptive | Quasi-Prescriptive | Quasi-Prescriptive | Quasi-Prescriptive | Quasi-Prescriptive | 83 | 6.4059 |  | n/a | n/a | n/a | n/a | n/a | n/a | n/a
820 | 39 | Electricity Retrofit Incentive | Consumer, Business, Industrial | 2009 | Final | 132 | Lighting System High Performance T8, Single Lamp - Multi-Family Sector | Quasi-Prescriptive | Quasi-Prescriptive | Quasi-Prescriptive | Quasi-Prescriptive | Quasi-Prescriptive | Quasi-Prescriptive | 83 | 6.4059 |  | n/a | n/a | n/a | n/a | n/a | n/a | n/a
821 | 39 | Electricity Retrofit Incentive | Consumer, Business, Industrial | 2009 | Final | 133 | Lighting System High Performance T8, Double Lamp - Multi-Family Sector | Quasi-Prescriptive | Quasi-Prescriptive | Quasi-Prescriptive | Quasi-Prescriptive | Quasi-Prescriptive | Quasi-Prescriptive | 83 | 6.4059 |  | n/a | n/a | n/a | n/a | n/a | n/a | n/a
822 | 39 | Electricity Retrofit Incentive | Consumer, Business, Industrial | 2009 | Final | 134 | Lighting System High Performance T8, Triple Lamp - Multi-Family Sector | Quasi-Prescriptive | Quasi-Prescriptive | Quasi-Prescriptive | Quasi-Prescriptive | Quasi-Prescriptive | Quasi-Prescriptive | 83 | 6.4059 |  | n/a | n/a | n/a | n/a | n/a | n/a | n/a
823 | 39 | Electricity Retrofit Incentive | Consumer, Business, Industrial | 2009 | Final | 135 | Lighting System High Performance T8, Quadruple Lamp - Multi-Family Sector | Quasi-Prescriptive | Quasi-Prescriptive | Quasi-Prescriptive | Quasi-Prescriptive | Quasi-Prescriptive | Quasi-Prescriptive | 83 | 6.4059 |  | n/a | n/a | n/a | n/a | n/a | n/a | n/a
824 | 39 | Electricity Retrofit Incentive | Consumer, Business, Industrial | 2009 | Final | 136 | Lighting System Standard Performance Medium Bay T8, 4 Lamp - Multi-Family Sector | Quasi-Prescriptive | Quasi-Prescriptive | Quasi-Prescriptive | Quasi-Prescriptive | Quasi-Prescriptive | Quasi-Prescriptive | 83 | 6.4059 |  | n/a | n/a | n/a | n/a | n/a | n/a | n/a
825 | 39 | Electricity Retrofit Incentive | Consumer, Business, Industrial | 2009 | Final | 137 | Lighting System Standard Performance Medium Bay T8, 6 Lamp - Multi-Family Sector | Quasi-Prescriptive | Quasi-Prescriptive | Quasi-Prescriptive | Quasi-Prescriptive | Quasi-Prescriptive | Quasi-Prescriptive | 83 | 6.4059 |  | n/a | n/a | n/a | n/a | n/a | n/a | n/a
826 | 39 | Electricity Retrofit Incentive | Consumer, Business, Industrial | 2009 | Final | 138 | Lighting System Standard Performance Medium Bay T8, 8 Lamp - Multi-Family Sector | Quasi-Prescriptive | Quasi-Prescriptive | Quasi-Prescriptive | Quasi-Prescriptive | Quasi-Prescriptive | Quasi-Prescriptive | 83 | 6.4059 |  | n/a | n/a | n/a | n/a | n/a | n/a | n/a
827 | 39 | Electricity Retrofit Incentive | Consumer, Business, Industrial | 2009 | Final | 139 | Lighting System High Performance Medium Bay T8, 4 Lamp - Multi-Family Sector | Quasi-Prescriptive | Quasi-Prescriptive | Quasi-Prescriptive | Quasi-Prescriptive | Quasi-Prescriptive | Quasi-Prescriptive | 83 | 6.4059 |  | n/a | n/a | n/a | n/a | n/a | n/a | n/a
828 | 39 | Electricity Retrofit Incentive | Consumer, Business, Industrial | 2009 | Final | 140 | Lighting System High Performance Medium Bay T8, 6 Lamp - Multi-Family Sector | Quasi-Prescriptive | Quasi-Prescriptive | Quasi-Prescriptive | Quasi-Prescriptive | Quasi-Prescriptive | Quasi-Prescriptive | 83 | 6.4059 |  | n/a | n/a | n/a | n/a | n/a | n/a | n/a
829 | 39 | Electricity Retrofit Incentive | Consumer, Business, Industrial | 2009 | Final | 141 | Lighting System High Performance Medium Bay T8, 8 Lamp - Multi-Family Sector | Quasi-Prescriptive | Quasi-Prescriptive | Quasi-Prescriptive | Quasi-Prescriptive | Quasi-Prescriptive | Quasi-Prescriptive | 83 | 6.4059 |  | n/a | n/a | n/a | n/a | n/a | n/a | n/a
830 | 39 | Electricity Retrofit Incentive | Consumer, Business, Industrial | 2009 | Final | 142 | Lighting System T5, 1-3 Lamps - Multi-Family Sector | Quasi-Prescriptive | Quasi-Prescriptive | Quasi-Prescriptive | Quasi-Prescriptive | Quasi-Prescriptive | Quasi-Prescriptive | 83 | 6.4059 |  | n/a | n/a | n/a | n/a | n/a | n/a | n/a
831 | 39 | Electricity Retrofit Incentive | Consumer, Business, Industrial | 2009 | Final | 143 | Lighting System Medium and High Bay T5, 4 Lamps - Multi-Family Sector | Quasi-Prescriptive | Quasi-Prescriptive | Quasi-Prescriptive | Quasi-Prescriptive | Quasi-Prescriptive | Quasi-Prescriptive | 83 | 6.4059 |  | n/a | n/a | n/a | n/a | n/a | n/a | n/a
832 | 39 | Electricity Retrofit Incentive | Consumer, Business, Industrial | 2009 | Final | 144 | Lighting System Medium and High Bay T5, 6 Lamps - Multi-Family Sector | Quasi-Prescriptive | Quasi-Prescriptive | Quasi-Prescriptive | Quasi-Prescriptive | Quasi-Prescriptive | Quasi-Prescriptive | 83 | 6.4059 |  | n/a | n/a | n/a | n/a | n/a | n/a | n/a
833 | 39 | Electricity Retrofit Incentive | Consumer, Business, Industrial | 2009 | Final | 145 | Lighting System Medium and High Bay T5, 8 Lamps - Multi-Family Sector | Quasi-Prescriptive | Quasi-Prescriptive | Quasi-Prescriptive | Quasi-Prescriptive | Quasi-Prescriptive | Quasi-Prescriptive | 83 | 6.4059 |  | n/a | n/a | n/a | n/a | n/a | n/a | n/a
834 | 39 | Electricity Retrofit Incentive | Consumer, Business, Industrial | 2009 | Final | 146 | Lighting System Medium and High Bay T5, 10 Lamps - Multi-Family Sector | Quasi-Prescriptive | Quasi-Prescriptive | Quasi-Prescriptive | Quasi-Prescriptive | Quasi-Prescriptive | Quasi-Prescriptive | 83 | 6.4059 |  | n/a | n/a | n/a | n/a | n/a | n/a | n/a
835 | 39 | Electricity Retrofit Incentive | Consumer, Business, Industrial | 2009 | Final | 147 | Lighting System Medium and High Bay T5, 12 Lamps - Multi-Family Sector | Quasi-Prescriptive | Quasi-Prescriptive | Quasi-Prescriptive | Quasi-Prescriptive | Quasi-Prescriptive | Quasi-Prescriptive | 83 | 6.4059 |  | n/a | n/a | n/a | n/a | n/a | n/a | n/a
836 | 39 | Electricity Retrofit Incentive | Consumer, Business, Industrial | 2009 | Final | 148 | Lighting System 320W Pulse-Start Ceramic Metal Halide Lamp - Multi-Family Sector | Quasi-Prescriptive | Quasi-Prescriptive | Quasi-Prescriptive | Quasi-Prescriptive | Quasi-Prescriptive | Quasi-Prescriptive | 83 | 6.4059 |  | n/a | n/a | n/a | n/a | n/a | n/a | n/a
837 | 39 | Electricity Retrofit Incentive | Consumer, Business, Industrial | 2009 | Final | 149 | Lighting System <30W PAR Self-Ballasted Ceramic Metal Halide Lamp - Multi-Family Sector | Quasi-Prescriptive | Quasi-Prescriptive | Quasi-Prescriptive | Quasi-Prescriptive | Quasi-Prescriptive | Quasi-Prescriptive | 83 | 6.4059 |  | n/a | n/a | n/a | n/a | n/a | n/a | n/a
838 | 39 | Electricity Retrofit Incentive | Consumer, Business, Industrial | 2009 | Final | 150 | Lighting System 150W Metal Halide Lamp - Multi-Family Sector | Quasi-Prescriptive | Quasi-Prescriptive | Quasi-Prescriptive | Quasi-Prescriptive | Quasi-Prescriptive | Quasi-Prescriptive | 83 | 6.4059 |  | n/a | n/a | n/a | n/a | n/a | n/a | n/a
839 | 39 | Electricity Retrofit Incentive | Consumer, Business, Industrial | 2009 | Final | 151 | Lighting System 360W Metal Halide Lamp - Multi-Family Sector | Quasi-Prescriptive | Quasi-Prescriptive | Quasi-Prescriptive | Quasi-Prescriptive | Quasi-Prescriptive | Quasi-Prescriptive | 83 | 6.4059 |  | n/a | n/a | n/a | n/a | n/a | n/a | n/a
840 | 39 | Electricity Retrofit Incentive | Consumer, Business, Industrial | 2009 | Final | 152 | Lighting System 225W High Pressure Sodium Lamp - Multi-Family Sector | Quasi-Prescriptive | Quasi-Prescriptive | Quasi-Prescriptive | Quasi-Prescriptive | Quasi-Prescriptive | Quasi-Prescriptive | 83 | 6.4059 |  | n/a | n/a | n/a | n/a | n/a | n/a | n/a
841 | 39 | Electricity Retrofit Incentive | Consumer, Business, Industrial | 2009 | Final | 153 | Lighting System <200W Metal Halide Electronic Ballast - Multi-Family Sector | Quasi-Prescriptive | Quasi-Prescriptive | Quasi-Prescriptive | Quasi-Prescriptive | Quasi-Prescriptive | Quasi-Prescriptive | 83 | 6.4059 |  | n/a | n/a | n/a | n/a | n/a | n/a | n/a
842 | 39 | Electricity Retrofit Incentive | Consumer, Business, Industrial | 2009 | Final | 154 | Lighting System 250-360W Metal Halide Electronic Ballast - Multi-Family Sector | Quasi-Prescriptive | Quasi-Prescriptive | Quasi-Prescriptive | Quasi-Prescriptive | Quasi-Prescriptive | Quasi-Prescriptive | 83 | 6.4059 |  | n/a | n/a | n/a | n/a | n/a | n/a | n/a
843 | 39 | Electricity Retrofit Incentive | Consumer, Business, Industrial | 2009 | Final | 155 | Lighting System 400W Metal Halide Electronic Ballast - Multi-Family Sector | Quasi-Prescriptive | Quasi-Prescriptive | Quasi-Prescriptive | Quasi-Prescriptive | Quasi-Prescriptive | Quasi-Prescriptive | 83 | 6.4059 |  | n/a | n/a | n/a | n/a | n/a | n/a | n/a
844 | 39 | Electricity Retrofit Incentive | Consumer, Business, Industrial | 2009 | Final | 156 | Lighting System <200W High Pressure Sodium Electronic Ballast - Multi-Family Sector | Quasi-Prescriptive | Quasi-Prescriptive | Quasi-Prescriptive | Quasi-Prescriptive | Quasi-Prescriptive | Quasi-Prescriptive | 83 | 6.4059 |  | n/a | n/a | n/a | n/a | n/a | n/a | n/a
845 | 39 | Electricity Retrofit Incentive | Consumer, Business, Industrial | 2009 | Final | 157 | Lighting System 250W High Pressure Sodium Electronic Ballast - Multi-Family Sector | Quasi-Prescriptive | Quasi-Prescriptive | Quasi-Prescriptive | Quasi-Prescriptive | Quasi-Prescriptive | Quasi-Prescriptive | 83 | 6.4059 |  | n/a | n/a | n/a | n/a | n/a | n/a | n/a
846 | 39 | Electricity Retrofit Incentive | Consumer, Business, Industrial | 2009 | Final | 158 | Lighting System 400W High Pressure Sodium Electronic Ballast - Multi-Family Sector | Quasi-Prescriptive | Quasi-Prescriptive | Quasi-Prescriptive | Quasi-Prescriptive | Quasi-Prescriptive | Quasi-Prescriptive | 83 | 6.4059 |  | n/a | n/a | n/a | n/a | n/a | n/a | n/a
847 | 39 | Electricity Retrofit Incentive | Consumer, Business, Industrial | 2009 | Final | 159 | Lighting System 600W High Pressure Sodium Electronic Ballast - Multi-Family Sector | Quasi-Prescriptive | Quasi-Prescriptive | Quasi-Prescriptive | Quasi-Prescriptive | Quasi-Prescriptive | Quasi-Prescriptive | 83 | 6.4059 |  | n/a | n/a | n/a | n/a | n/a | n/a | n/a
848 | 39 | Electricity Retrofit Incentive | Consumer, Business, Industrial | 2009 | Final | 160 | Lighting System 1000W High Pressure Sodium Electronic Ballast - Multi-Family Sector | Quasi-Prescriptive | Quasi-Prescriptive | Quasi-Prescriptive | Quasi-Prescriptive | Quasi-Prescriptive | Quasi-Prescriptive | 83 | 6.4059 |  | n/a | n/a | n/a | n/a | n/a | n/a | n/a
849 | 39 | Electricity Retrofit Incentive | Consumer, Business, Industrial | 2009 | Final | 161 | Lighting System <25W Infrared Coated Halogen MR16 Lamp - Multi-Family Sector | Quasi-Prescriptive | Quasi-Prescriptive | Quasi-Prescriptive | Quasi-Prescriptive | Quasi-Prescriptive | Quasi-Prescriptive | 83 | 6.4059 |  | n/a | n/a | n/a | n/a | n/a | n/a | n/a
850 | 39 | Electricity Retrofit Incentive | Consumer, Business, Industrial | 2009 | Final | 162 | Lighting System 26-35W Infrared Coated Halogen MR16 Lamp - Multi-Family Sector | Quasi-Prescriptive | Quasi-Prescriptive | Quasi-Prescriptive | Quasi-Prescriptive | Quasi-Prescriptive | Quasi-Prescriptive | 83 | 6.4059 |  | n/a | n/a | n/a | n/a | n/a | n/a | n/a
851 | 39 | Electricity Retrofit Incentive | Consumer, Business, Industrial | 2009 | Final | 163 | Lighting System <48W Infrared Coated Halogen PAR Lamp - Multi-Family Sector | Quasi-Prescriptive | Quasi-Prescriptive | Quasi-Prescriptive | Quasi-Prescriptive | Quasi-Prescriptive | Quasi-Prescriptive | 83 | 6.4059 |  | n/a | n/a | n/a | n/a | n/a | n/a | n/a
852 | 39 | Electricity Retrofit Incentive | Consumer, Business, Industrial | 2009 | Final | 164 | Lighting System 49-60W Infrared Coated Halogen PAR Lamp - Multi-Family Sector | Quasi-Prescriptive | Quasi-Prescriptive | Quasi-Prescriptive | Quasi-Prescriptive | Quasi-Prescriptive | Quasi-Prescriptive | 83 | 6.4059 |  | n/a | n/a | n/a | n/a | n/a | n/a | n/a
853 | 39 | Electricity Retrofit Incentive | Consumer, Business, Industrial | 2009 | Final | 165 | Lighting System Occupancy Sensors, Switch plate mounted occupancy sensor - Multi-Family Sector | Quasi-Prescriptive | Quasi-Prescriptive | Quasi-Prescriptive | Quasi-Prescriptive | Quasi-Prescriptive | Quasi-Prescriptive | 83 | 6.4059 |  | n/a | n/a | n/a | n/a | n/a | n/a | n/a
854 | 39 | Electricity Retrofit Incentive | Consumer, Business, Industrial | 2009 | Final | 166 | Lighting System Occupancy Sensors, Ceiling mounted occupancy sensor - Multi-Family Sector | Quasi-Prescriptive | Quasi-Prescriptive | Quasi-Prescriptive | Quasi-Prescriptive | Quasi-Prescriptive | Quasi-Prescriptive | 83 | 6.4059 |  | n/a | n/a | n/a | n/a | n/a | n/a | n/a
855 | 39 | Electricity Retrofit Incentive | Consumer, Business, Industrial | 2009 | Final | 167 | Motor Open Drip-Proof (ODP), 1 HP - Multi-Family Sector | Quasi-Prescriptive | Quasi-Prescriptive | Quasi-Prescriptive | Quasi-Prescriptive | Quasi-Prescriptive | Quasi-Prescriptive | 83 | 6.4059 |  | n/a | n/a | n/a | n/a | n/a | n/a | n/a
856 | 39 | Electricity Retrofit Incentive | Consumer, Business, Industrial | 2009 | Final | 168 | Motor Open Drip-Proof (ODP), 1.5 HP - Multi-Family Sector | Quasi-Prescriptive | Quasi-Prescriptive | Quasi-Prescriptive | Quasi-Prescriptive | Quasi-Prescriptive | Quasi-Prescriptive | 83 | 6.4059 |  | n/a | n/a | n/a | n/a | n/a | n/a | n/a
857 | 39 | Electricity Retrofit Incentive | Consumer, Business, Industrial | 2009 | Final | 169 | Motor Open Drip-Proof (ODP), 2 HP - Multi-Family Sector | Quasi-Prescriptive | Quasi-Prescriptive | Quasi-Prescriptive | Quasi-Prescriptive | Quasi-Prescriptive | Quasi-Prescriptive | 83 | 6.4059 |  | n/a | n/a | n/a | n/a | n/a | n/a | n/a
858 | 39 | Electricity Retrofit Incentive | Consumer, Business, Industrial | 2009 | Final | 170 | Motor Open Drip-Proof (ODP), 3 HP - Multi-Family Sector | Quasi-Prescriptive | Quasi-Prescriptive | Quasi-Prescriptive | Quasi-Prescriptive | Quasi-Prescriptive | Quasi-Prescriptive | 83 | 6.4059 |  | n/a | n/a | n/a | n/a | n/a | n/a | n/a
859 | 39 | Electricity Retrofit Incentive | Consumer, Business, Industrial | 2009 | Final | 171 | Motor Open Drip-Proof (ODP), 5 HP - Multi-Family Sector | Quasi-Prescriptive | Quasi-Prescriptive | Quasi-Prescriptive | Quasi-Prescriptive | Quasi-Prescriptive | Quasi-Prescriptive | 83 | 6.4059 |  | n/a | n/a | n/a | n/a | n/a | n/a | n/a
860 | 39 | Electricity Retrofit Incentive | Consumer, Business, Industrial | 2009 | Final | 172 | Motor Open Drip-Proof (ODP), 7.5 HP - Multi-Family Sector | Quasi-Prescriptive | Quasi-Prescriptive | Quasi-Prescriptive | Quasi-Prescriptive | Quasi-Prescriptive | Quasi-Prescriptive | 83 | 6.4059 |  | n/a | n/a | n/a | n/a | n/a | n/a | n/a
861 | 39 | Electricity Retrofit Incentive | Consumer, Business, Industrial | 2009 | Final | 173 | Motor Open Drip-Proof (ODP), 10 HP - Multi-Family Sector | Quasi-Prescriptive | Quasi-Prescriptive | Quasi-Prescriptive | Quasi-Prescriptive | Quasi-Prescriptive | Quasi-Prescriptive | 83 | 6.4059 |  | n/a | n/a | n/a | n/a | n/a | n/a | n/a
862 | 39 | Electricity Retrofit Incentive | Consumer, Business, Industrial | 2009 | Final | 174 | Motor Open Drip-Proof (ODP), 15 HP - Multi-Family Sector | Quasi-Prescriptive | Quasi-Prescriptive | Quasi-Prescriptive | Quasi-Prescriptive | Quasi-Prescriptive | Quasi-Prescriptive | 83 | 6.4059 |  | n/a | n/a | n/a | n/a | n/a | n/a | n/a
863 | 39 | Electricity Retrofit Incentive | Consumer, Business, Industrial | 2009 | Final | 175 | Motor Open Drip-Proof (ODP), 20 HP - Multi-Family Sector | Quasi-Prescriptive | Quasi-Prescriptive | Quasi-Prescriptive | Quasi-Prescriptive | Quasi-Prescriptive | Quasi-Prescriptive | 83 | 6.4059 |  | n/a | n/a | n/a | n/a | n/a | n/a | n/a
864 | 39 | Electricity Retrofit Incentive | Consumer, Business, Industrial | 2009 | Final | 176 | Motor Open Drip-Proof (ODP), 25 HP - Multi-Family Sector | Quasi-Prescriptive | Quasi-Prescriptive | Quasi-Prescriptive | Quasi-Prescriptive | Quasi-Prescriptive | Quasi-Prescriptive | 83 | 6.4059 |  | n/a | n/a | n/a | n/a | n/a | n/a | n/a
865 | 39 | Electricity Retrofit Incentive | Consumer, Business, Industrial | 2009 | Final | 177 | Motor Open Drip-Proof (ODP), 30 HP - Multi-Family Sector | Quasi-Prescriptive | Quasi-Prescriptive | Quasi-Prescriptive | Quasi-Prescriptive | Quasi-Prescriptive | Quasi-Prescriptive | 83 | 6.4059 |  | n/a | n/a | n/a | n/a | n/a | n/a | n/a
866 | 39 | Electricity Retrofit Incentive | Consumer, Business, Industrial | 2009 | Final | 178 | Motor Open Drip-Proof (ODP), 40 HP - Multi-Family Sector | Quasi-Prescriptive | Quasi-Prescriptive | Quasi-Prescriptive | Quasi-Prescriptive | Quasi-Prescriptive | Quasi-Prescriptive | 83 | 6.4059 |  | n/a | n/a | n/a | n/a | n/a | n/a | n/a
867 | 39 | Electricity Retrofit Incentive | Consumer, Business, Industrial | 2009 | Final | 179 | Motor Open Drip-Proof (ODP), 50 HP - Multi-Family Sector | Quasi-Prescriptive | Quasi-Prescriptive | Quasi-Prescriptive | Quasi-Prescriptive | Quasi-Prescriptive | Quasi-Prescriptive | 83 | 6.4059 |  | n/a | n/a | n/a | n/a | n/a | n/a | n/a
868 | 39 | Electricity Retrofit Incentive | Consumer, Business, Industrial | 2009 | Final | 180 | Motor Open Drip-Proof (ODP), 60 HP - Multi-Family Sector | Quasi-Prescriptive | Quasi-Prescriptive | Quasi-Prescriptive | Quasi-Prescriptive | Quasi-Prescriptive | Quasi-Prescriptive | 83 | 6.4059 |  | n/a | n/a | n/a | n/a | n/a | n/a | n/a
869 | 39 | Electricity Retrofit Incentive | Consumer, Business, Industrial | 2009 | Final | 181 | Motor Open Drip-Proof (ODP), 75 HP - Multi-Family Sector | Quasi-Prescriptive | Quasi-Prescriptive | Quasi-Prescriptive | Quasi-Prescriptive | Quasi-Prescriptive | Quasi-Prescriptive | 83 | 6.4059 |  | n/a | n/a | n/a | n/a | n/a | n/a | n/a
870 | 39 | Electricity Retrofit Incentive | Consumer, Business, Industrial | 2009 | Final | 182 | Motor Open Drip-Proof (ODP), 100 HP - Multi-Family Sector | Quasi-Prescriptive | Quasi-Prescriptive | Quasi-Prescriptive | Quasi-Prescriptive | Quasi-Prescriptive | Quasi-Prescriptive | 83 | 6.4059 |  | n/a | n/a | n/a | n/a | n/a | n/a | n/a
871 | 39 | Electricity Retrofit Incentive | Consumer, Business, Industrial | 2009 | Final | 183 | Motor Open Drip-Proof (ODP), 125 HP - Multi-Family Sector | Quasi-Prescriptive | Quasi-Prescriptive | Quasi-Prescriptive | Quasi-Prescriptive | Quasi-Prescriptive | Quasi-Prescriptive | 83 | 6.4059 |  | n/a | n/a | n/a | n/a | n/a | n/a | n/a
872 | 39 | Electricity Retrofit Incentive | Consumer, Business, Industrial | 2009 | Final | 184 | Motor Open Drip-Proof (ODP), 150 HP - Multi-Family Sector | Quasi-Prescriptive | Quasi-Prescriptive | Quasi-Prescriptive | Quasi-Prescriptive | Quasi-Prescriptive | Quasi-Prescriptive | 83 | 6.4059 |  | n/a | n/a | n/a | n/a | n/a | n/a | n/a
873 | 39 | Electricity Retrofit Incentive | Consumer, Business, Industrial | 2009 | Final | 185 | Motor Open Drip-Proof (ODP), 200 HP - Multi-Family Sector | Quasi-Prescriptive | Quasi-Prescriptive | Quasi-Prescriptive | Quasi-Prescriptive | Quasi-Prescriptive | Quasi-Prescriptive | 83 | 6.4059 |  | n/a | n/a | n/a | n/a | n/a | n/a | n/a
874 | 39 | Electricity Retrofit Incentive | Consumer, Business, Industrial | 2009 | Final | 186 | Motor Totally Enclosed Fan-Cooled (TEFC), 1 HP - Multi-Family Sector | Quasi-Prescriptive | Quasi-Prescriptive | Quasi-Prescriptive | Quasi-Prescriptive | Quasi-Prescriptive | Quasi-Prescriptive | 83 | 6.4059 |  | n/a | n/a | n/a | n/a | n/a | n/a | n/a
875 | 39 | Electricity Retrofit Incentive | Consumer, Business, Industrial | 2009 | Final | 187 | Motor Totally Enclosed Fan-Cooled (TEFC), 1.5 HP - Multi-Family Sector | Quasi-Prescriptive | Quasi-Prescriptive | Quasi-Prescriptive | Quasi-Prescriptive | Quasi-Prescriptive | Quasi-Prescriptive | 83 | 6.4059 |  | n/a | n/a | n/a | n/a | n/a | n/a | n/a
876 | 39 | Electricity Retrofit Incentive | Consumer, Business, Industrial | 2009 | Final | 188 | Motor Totally Enclosed Fan-Cooled (TEFC), 2 HP - Multi-Family Sector | Quasi-Prescriptive | Quasi-Prescriptive | Quasi-Prescriptive | Quasi-Prescriptive | Quasi-Prescriptive | Quasi-Prescriptive | 83 | 6.4059 |  | n/a | n/a | n/a | n/a | n/a | n/a | n/a
877 | 39 | Electricity Retrofit Incentive | Consumer, Business, Industrial | 2009 | Final | 189 | Motor Totally Enclosed Fan-Cooled (TEFC), 3 HP - Multi-Family Sector | Quasi-Prescriptive | Quasi-Prescriptive | Quasi-Prescriptive | Quasi-Prescriptive | Quasi-Prescriptive | Quasi-Prescriptive | 83 | 6.4059 |  | n/a | n/a | n/a | n/a | n/a | n/a | n/a
878 | 39 | Electricity Retrofit Incentive | Consumer, Business, Industrial | 2009 | Final | 190 | Motor Totally Enclosed Fan-Cooled (TEFC), 5 HP - Multi-Family Sector | Quasi-Prescriptive | Quasi-Prescriptive | Quasi-Prescriptive | Quasi-Prescriptive | Quasi-Prescriptive | Quasi-Prescriptive | 83 | 6.4059 |  | n/a | n/a | n/a | n/a | n/a | n/a | n/a
879 | 39 | Electricity Retrofit Incentive | Consumer, Business, Industrial | 2009 | Final | 191 | Motor Totally Enclosed Fan-Cooled (TEFC), 7.5 HP - Multi-Family Sector | Quasi-Prescriptive | Quasi-Prescriptive | Quasi-Prescriptive | Quasi-Prescriptive | Quasi-Prescriptive | Quasi-Prescriptive | 83 | 6.4059 |  | n/a | n/a | n/a | n/a | n/a | n/a | n/a
880 | 39 | Electricity Retrofit Incentive | Consumer, Business, Industrial | 2009 | Final | 192 | Motor Totally Enclosed Fan-Cooled (TEFC), 10 HP - Multi-Family Sector | Quasi-Prescriptive | Quasi-Prescriptive | Quasi-Prescriptive | Quasi-Prescriptive | Quasi-Prescriptive | Quasi-Prescriptive | 83 | 6.4059 |  | n/a | n/a | n/a | n/a | n/a | n/a | n/a
881 | 39 | Electricity Retrofit Incentive | Consumer, Business, Industrial | 2009 | Final | 193 | Motor Totally Enclosed Fan-Cooled (TEFC), 15 HP - Multi-Family Sector | Quasi-Prescriptive | Quasi-Prescriptive | Quasi-Prescriptive | Quasi-Prescriptive | Quasi-Prescriptive | Quasi-Prescriptive | 83 | 6.4059 |  | n/a | n/a | n/a | n/a | n/a | n/a | n/a
882 | 39 | Electricity Retrofit Incentive | Consumer, Business, Industrial | 2009 | Final | 194 | Motor Totally Enclosed Fan-Cooled (TEFC), 20 HP - Multi-Family Sector | Quasi-Prescriptive | Quasi-Prescriptive | Quasi-Prescriptive | Quasi-Prescriptive | Quasi-Prescriptive | Quasi-Prescriptive | 83 | 6.4059 |  | n/a | n/a | n/a | n/a | n/a | n/a | n/a
883 | 39 | Electricity Retrofit Incentive | Consumer, Business, Industrial | 2009 | Final | 195 | Motor Totally Enclosed Fan-Cooled (TEFC), 25 HP - Multi-Family Sector | Quasi-Prescriptive | Quasi-Prescriptive | Quasi-Prescriptive | Quasi-Prescriptive | Quasi-Prescriptive | Quasi-Prescriptive | 83 | 6.4059 |  | n/a | n/a | n/a | n/a | n/a | n/a | n/a
884 | 39 | Electricity Retrofit Incentive | Consumer, Business, Industrial | 2009 | Final | 196 | Motor Totally Enclosed Fan-Cooled (TEFC), 30 HP - Multi-Family Sector | Quasi-Prescriptive | Quasi-Prescriptive | Quasi-Prescriptive | Quasi-Prescriptive | Quasi-Prescriptive | Quasi-Prescriptive | 83 | 6.4059 |  | n/a | n/a | n/a | n/a | n/a | n/a | n/a
885 | 39 | Electricity Retrofit Incentive | Consumer, Business, Industrial | 2009 | Final | 197 | Motor Totally Enclosed Fan-Cooled (TEFC), 40 HP - Multi-Family Sector | Quasi-Prescriptive | Quasi-Prescriptive | Quasi-Prescriptive | Quasi-Prescriptive | Quasi-Prescriptive | Quasi-Prescriptive | 83 | 6.4059 |  | n/a | n/a | n/a | n/a | n/a | n/a | n/a
886 | 39 | Electricity Retrofit Incentive | Consumer, Business, Industrial | 2009 | Final | 198 | Motor Totally Enclosed Fan-Cooled (TEFC), 50 HP - Multi-Family Sector | Quasi-Prescriptive | Quasi-Prescriptive | Quasi-Prescriptive | Quasi-Prescriptive | Quasi-Prescriptive | Quasi-Prescriptive | 83 | 6.4059 |  | n/a | n/a | n/a | n/a | n/a | n/a | n/a
887 | 39 | Electricity Retrofit Incentive | Consumer, Business, Industrial | 2009 | Final | 199 | Motor Totally Enclosed Fan-Cooled (TEFC), 60 HP - Multi-Family Sector | Quasi-Prescriptive | Quasi-Prescriptive | Quasi-Prescriptive | Quasi-Prescriptive | Quasi-Prescriptive | Quasi-Prescriptive | 83 | 6.4059 |  | n/a | n/a | n/a | n/a | n/a | n/a | n/a
888 | 39 | Electricity Retrofit Incentive | Consumer, Business, Industrial | 2009 | Final | 200 | Motor Totally Enclosed Fan-Cooled (TEFC), 75 HP - Multi-Family Sector | Quasi-Prescriptive | Quasi-Prescriptive | Quasi-Prescriptive | Quasi-Prescriptive | Quasi-Prescriptive | Quasi-Prescriptive | 83 | 6.4059 |  | n/a | n/a | n/a | n/a | n/a | n/a | n/a
889 | 39 | Electricity Retrofit Incentive | Consumer, Business, Industrial | 2009 | Final | 201 | Motor Totally Enclosed Fan-Cooled (TEFC), 100 HP - Multi-Family Sector | Quasi-Prescriptive | Quasi-Prescriptive | Quasi-Prescriptive | Quasi-Prescriptive | Quasi-Prescriptive | Quasi-Prescriptive | 83 | 6.4059 |  | n/a | n/a | n/a | n/a | n/a | n/a | n/a
890 | 39 | Electricity Retrofit Incentive | Consumer, Business, Industrial | 2009 | Final | 202 | Motor Totally Enclosed Fan-Cooled (TEFC), 125 HP - Multi-Family Sector | Quasi-Prescriptive | Quasi-Prescriptive | Quasi-Prescriptive | Quasi-Prescriptive | Quasi-Prescriptive | Quasi-Prescriptive | 83 | 6.4059 |  | n/a | n/a | n/a | n/a | n/a | n/a | n/a
891 | 39 | Electricity Retrofit Incentive | Consumer, Business, Industrial | 2009 | Final | 203 | Motor Totally Enclosed Fan-Cooled (TEFC), 150 HP - Multi-Family Sector | Quasi-Prescriptive | Quasi-Prescriptive | Quasi-Prescriptive | Quasi-Prescriptive | Quasi-Prescriptive | Quasi-Prescriptive | 83 | 6.4059 |  | n/a | n/a | n/a | n/a | n/a | n/a | n/a
892 | 39 | Electricity Retrofit Incentive | Consumer, Business, Industrial | 2009 | Final | 204 | Motor Totally Enclosed Fan-Cooled (TEFC), 200 HP - Multi-Family Sector | Quasi-Prescriptive | Quasi-Prescriptive | Quasi-Prescriptive | Quasi-Prescriptive | Quasi-Prescriptive | Quasi-Prescriptive | 83 | 6.4059 |  | n/a | n/a | n/a | n/a | n/a | n/a | n/a
893 | 39 | Electricity Retrofit Incentive | Consumer, Business, Industrial | 2009 | Final | 205 | Unitary AC Single Phase <= 5.4 Tons - Multi-Family Sector | Quasi-Prescriptive | Quasi-Prescriptive | Quasi-Prescriptive | Quasi-Prescriptive | Quasi-Prescriptive | Quasi-Prescriptive | 83 | 6.4059 |  | n/a | n/a | n/a | n/a | n/a | n/a | n/a
894 | 39 | Electricity Retrofit Incentive | Consumer, Business, Industrial | 2009 | Final | 206 | Unitary AC 3 Phase <= 5.4 Tons - Multi-Family Sector | Quasi-Prescriptive | Quasi-Prescriptive | Quasi-Prescriptive | Quasi-Prescriptive | Quasi-Prescriptive | Quasi-Prescriptive | 83 | 6.4059 |  | n/a | n/a | n/a | n/a | n/a | n/a | n/a
895 | 39 | Electricity Retrofit Incentive | Consumer, Business, Industrial | 2009 | Final | 207 | Unitary AC >5.4 & <= 11.25 tons - Multi-Family Sector | Quasi-Prescriptive | Quasi-Prescriptive | Quasi-Prescriptive | Quasi-Prescriptive | Quasi-Prescriptive | Quasi-Prescriptive | 83 | 6.4059 |  | n/a | n/a | n/a | n/a | n/a | n/a | n/a
896 | 39 | Electricity Retrofit Incentive | Consumer, Business, Industrial | 2009 | Final | 208 | Unitary AC >11.25 & <= 20 tons - Multi-Family Sector | Quasi-Prescriptive | Quasi-Prescriptive | Quasi-Prescriptive | Quasi-Prescriptive | Quasi-Prescriptive | Quasi-Prescriptive | 83 | 6.4059 |  | n/a | n/a | n/a | n/a | n/a | n/a | n/a
897 | 39 | Electricity Retrofit Incentive | Consumer, Business, Industrial | 2009 | Final | 209 | Unitary AC 25 tons - Multi-Family Sector | Quasi-Prescriptive | Quasi-Prescriptive | Quasi-Prescriptive | Quasi-Prescriptive | Quasi-Prescriptive | Quasi-Prescriptive | 83 | 6.4059 |  | n/a | n/a | n/a | n/a | n/a | n/a | n/a
898 | 39 | Electricity Retrofit Incentive | Consumer, Business, Industrial | 2009 | Final | 210 | AgriCommercial Creep Heat Pads, 75W - Multi-Family Sector | Quasi-Prescriptive | Quasi-Prescriptive | Quasi-Prescriptive | Quasi-Prescriptive | Quasi-Prescriptive | Quasi-Prescriptive | 83 | 6.4059 |  | n/a | n/a | n/a | n/a | n/a | n/a | n/a
899 | 39 | Electricity Retrofit Incentive | Consumer, Business, Industrial | 2009 | Final | 211 | AgriCommercial Creep Heat Pads, 100W - Multi-Family Sector | Quasi-Prescriptive | Quasi-Prescriptive | Quasi-Prescriptive | Quasi-Prescriptive | Quasi-Prescriptive | Quasi-Prescriptive | 83 | 6.4059 |  | n/a | n/a | n/a | n/a | n/a | n/a | n/a
900 | 39 | Electricity Retrofit Incentive | Consumer, Business, Industrial | 2009 | Final | 212 | AgriCommercial Creep Heat Pads, 150W - Multi-Family Sector | Quasi-Prescriptive | Quasi-Prescriptive | Quasi-Prescriptive | Quasi-Prescriptive | Quasi-Prescriptive | Quasi-Prescriptive | 83 | 6.4059 |  | n/a | n/a | n/a | n/a | n/a | n/a | n/a
901 | 39 | Electricity Retrofit Incentive | Consumer, Business, Industrial | 2009 | Final | 213 | AgriCommercial Creep Heat Pads, 200W - Multi-Family Sector | Quasi-Prescriptive | Quasi-Prescriptive | Quasi-Prescriptive | Quasi-Prescriptive | Quasi-Prescriptive | Quasi-Prescriptive | 83 | 6.4059 |  | n/a | n/a | n/a | n/a | n/a | n/a | n/a
902 | 39 | Electricity Retrofit Incentive | Consumer, Business, Industrial | 2009 | Final | 214 | AgriCommercial High Temperature Cutout Thermostat - Multi-Family Sector | Quasi-Prescriptive | Quasi-Prescriptive | Quasi-Prescriptive | Quasi-Prescriptive | Quasi-Prescriptive | Quasi-Prescriptive | 83 | 6.4059 |  | n/a | n/a | n/a | n/a | n/a | n/a | n/a
903 | 39 | Electricity Retrofit Incentive | Consumer, Business, Industrial | 2009 | Final | 215 | AgriCommercial Creep Heat Controller - Multi-Family Sector | Quasi-Prescriptive | Quasi-Prescriptive | Quasi-Prescriptive | Quasi-Prescriptive | Quasi-Prescriptive | Quasi-Prescriptive | 83 | 6.4059 |  | n/a | n/a | n/a | n/a | n/a | n/a | n/a
904 | 39 | Electricity Retrofit Incentive | Consumer, Business, Industrial | 2009 | Final | 216 | AgriCommercial Energy Efficient Ventilation Exhaust Fans - Multi-Family Sector | Quasi-Prescriptive | Quasi-Prescriptive | Quasi-Prescriptive | Quasi-Prescriptive | Quasi-Prescriptive | Quasi-Prescriptive | 83 | 6.4059 |  | n/a | n/a | n/a | n/a | n/a | n/a | n/a
905 | 39 | Electricity Retrofit Incentive | Consumer, Business, Industrial | 2009 | Final | 217 | AgriCommercial Low Energy Livestock Waterers - Multi-Family Sector | Quasi-Prescriptive | Quasi-Prescriptive | Quasi-Prescriptive | Quasi-Prescriptive | Quasi-Prescriptive | Quasi-Prescriptive | 83 | 6.4059 |  | n/a | n/a | n/a | n/a | n/a | n/a | n/a
906 | 39 | Electricity Retrofit Incentive | Consumer, Business, Industrial | 2009 | Final | 218 | AgriCommercial Photocell and Timer for Lighting Control - Multi-Family Sector | Quasi-Prescriptive | Quasi-Prescriptive | Quasi-Prescriptive | Quasi-Prescriptive | Quasi-Prescriptive | Quasi-Prescriptive | 83 | 6.4059 |  | n/a | n/a | n/a | n/a | n/a | n/a | n/a
907 | 39 | Electricity Retrofit Incentive | Consumer, Business, Industrial | 2009 | Final | 219 | AgriCommercial High Speed Low Volume Fans - Multi-Family Sector | Quasi-Prescriptive | Quasi-Prescriptive | Quasi-Prescriptive | Quasi-Prescriptive | Quasi-Prescriptive | Quasi-Prescriptive | 83 | 6.4059 |  | n/a | n/a | n/a | n/a | n/a | n/a | n/a
908 | 39 | Electricity Retrofit Incentive | Consumer, Business, Industrial | 2009 | Final | 220 | Solar Hot Water Collectors - Multi-Family Sector | Quasi-Prescriptive | Quasi-Prescriptive | Quasi-Prescriptive | Quasi-Prescriptive | Quasi-Prescriptive | Quasi-Prescriptive | 83 | 6.4059 |  | n/a | n/a | n/a | n/a | n/a | n/a | n/a
909 | 39 | Electricity Retrofit Incentive | Consumer, Business, Industrial | 2009 | Final | 221 | Non-Electric Storage Tank Hot Water Heaters - Multi-Family Sector | Quasi-Prescriptive | Quasi-Prescriptive | Quasi-Prescriptive | Quasi-Prescriptive | Quasi-Prescriptive | Quasi-Prescriptive | 83 | 6.4059 |  | n/a | n/a | n/a | n/a | n/a | n/a | n/a
910 | 39 | Electricity Retrofit Incentive | Consumer, Business, Industrial | 2009 | Final | 222 | Tankless/Instantaneous Hot Water Heaters - Multi-Family Sector | Quasi-Prescriptive | Quasi-Prescriptive | Quasi-Prescriptive | Quasi-Prescriptive | Quasi-Prescriptive | Quasi-Prescriptive | 83 | 6.4059 |  | n/a | n/a | n/a | n/a | n/a | n/a | n/a
911 | 39 | Electricity Retrofit Incentive | Consumer, Business, Industrial | 2009 | Final | 223 | Drain Water Heat Recovery Systems - Multi-Family Sector | Quasi-Prescriptive | Quasi-Prescriptive | Quasi-Prescriptive | Quasi-Prescriptive | Quasi-Prescriptive | Quasi-Prescriptive | 83 | 6.4059 |  | n/a | n/a | n/a | n/a | n/a | n/a | n/a
912 | 39 | Electricity Retrofit Incentive | Consumer, Business, Industrial | 2009 | Final | 224 | Custom Project - Multi-Family Sector | Quasi-Prescriptive | Quasi-Prescriptive | Quasi-Prescriptive | Quasi-Prescriptive | Quasi-Prescriptive | Quasi-Prescriptive | 83 | 6.4059 |  | n/a | n/a | n/a | n/a | n/a | n/a | n/a
913 | 40 | Toronto Comprehensive | Consumer Business, Industrial | 2009 | Final | 1 | Toronto Hydro-Electric System Limited – Business Incentive Program (BIP) - Commercial | Custom | Custom | Custom | Custom | Custom | Custom | 61 | 7.75 |  | 0 | 0 | 0 | 0 | 0 | 0 | 0
914 | 40 | Toronto Comprehensive | Consumer Business, Industrial | 2009 | Final | 2 | Toronto Hydro-Electric System Limited – Business Incentive Program (BIP) - Multi-Family | Custom | Custom | Custom | Custom | Custom | Custom | 82 | 6.6094 |  | 0 | 0 | 0 | 0 | 0 | 0 | 0
915 | 40 | Toronto Comprehensive | Consumer Business, Industrial | 2009 | Final | 3 | Toronto Hydro-Electric System Limited – Spring Turn On & Keep Cool | Custom | Custom | Custom | Custom | Custom | Custom | 60 | 20 |  | 0 | 0 | 0 | 0 | 0 | 0 | 0
916 | 40 | Toronto Comprehensive | Consumer Business, Industrial | 2009 | Final | 4 | Toronto Hydro-Electric System Limited – TABIA SLED Exchange | Custom | Custom | Custom | Custom | Custom | Custom | 70 | 20 |  | 0 | 0 | 0 | 0 | 0 | 0 | 0
917 | 40 | Toronto Comprehensive | Consumer Business, Industrial | 2009 | Final | 5 | Toronto Hydro-Electric System Limited – Low Income | Custom | Custom | Custom | Custom | Custom | Custom | 60 | 20 |  | 0 | 0 | 0 | 0 | 0 | 0 | 0
918 | 40 | Toronto Comprehensive | Consumer Business, Industrial | 2009 | Final | 6 | City of Toronto – Better Building Partnership (BBP) – Existing Buildings (EB) – Municipalities, Academic Institutions, School Boards & Hospitals (MASH) | Custom | Custom | Custom | Custom | Custom | Custom | 46 | 11.3448 |  | 0 | 0 | 0 | 0 | 0 | 0 | 0
919 | 40 | Toronto Comprehensive | Consumer Business, Industrial | 2009 | Final | 7 | City of Toronto – Better Building Partnership (BBP) – Existing Buildings (EB) – Multi-Unit Residential Buildings (MURB) | Custom | Custom | Custom | Custom | Custom | Custom | 70 | 8.2462 |  | 0 | 0 | 0 | 0 | 0 | 0 | 0
920 | 40 | Toronto Comprehensive | Consumer Business, Industrial | 2009 | Final | 8 | City of Toronto – Better Building Partnership (BBP) – New Construction (NC) | Custom | Custom | Custom | Custom | Custom | Custom | 60 | 20.0022 |  | 0 | 0 | 0 | 0 | 0 | 0 | 0
921 | 40 | Toronto Comprehensive | Consumer Business, Industrial | 2009 | Final | 9 | Building Owners & Managers Association Project (BOMA) – Conservation & Demand Management (CDM) | Custom | Custom | Custom | Custom | Custom | Custom | 66 | 10.3175 |  | 0 | 0 | 0 | 0 | 0 | 0 | 0
922 | 41 | High Performance New Construction | Business, Industrial | 2009 | Final | 1 | Custom Project | Custom | Custom | Custom | Custom | Custom | Custom | 70 | 20 |  | 0.12773 | 11.2426 | 25631.8207 | 512636.413 | 7.8698 | 17942.2745 | 358845.4891
923 | 42 | Power Savings Blitz | Business | 2009 | Final | 1 | 1) From: 1 Lamp 8' -T12-75W-Magnetic Ballasts to: 2 - 4' Lamps, end to end 32 watt - with 80% ballast factor T8-Electronic Ballast - Retail Sector | Quasi-Prescriptive | Quasi-Prescriptive | Quasi-Prescriptive | Quasi-Prescriptive | Quasi-Prescriptive | Quasi-Prescriptive | 95 | 8.5632 |  | n/a | n/a | n/a | n/a | n/a | n/a | n/a
924 | 42 | Power Savings Blitz | Business | 2009 | Final | 2 | 2) From: 1 Lamp 8' -T12-75W-Magnetic Ballasts to: 1 - 8' lamp with 80% ballast factor T8-Electronic Ballast - Retail Sector | Quasi-Prescriptive | Quasi-Prescriptive | Quasi-Prescriptive | Quasi-Prescriptive | Quasi-Prescriptive | Quasi-Prescriptive | 95 | 8.5632 |  | n/a | n/a | n/a | n/a | n/a | n/a | n/a
925 | 42 | Power Savings Blitz | Business | 2009 | Final | 3 | 3) From: 1 Lamp 8' -T12-75W-Magnetic Ballasts to: 2 - 4' end to end 25 watt lamp with 90% ballast factor T8-Electronic Ballast - Retail Sector | Quasi-Prescriptive | Quasi-Prescriptive | Quasi-Prescriptive | Quasi-Prescriptive | Quasi-Prescriptive | Quasi-Prescriptive | 95 | 8.5632 |  | n/a | n/a | n/a | n/a | n/a | n/a | n/a
926 | 42 | Power Savings Blitz | Business | 2009 | Final | 4 | 4) From: 2 Lamps 8' -T12-75W-Magnetic Ballasts to: 4 - 4' end to end 32 watt lamps with 80% ballast factor T8-Electronic Ballast - Retail Sector | Quasi-Prescriptive | Quasi-Prescriptive | Quasi-Prescriptive | Quasi-Prescriptive | Quasi-Prescriptive | Quasi-Prescriptive | 95 | 8.5632 |  | n/a | n/a | n/a | n/a | n/a | n/a | n/a
927 | 42 | Power Savings Blitz | Business | 2009 | Final | 5 | 5) From: 2 Lamps 8' -T12-75W-Magnetic Ballasts to: 2 - 4' 32 watt lamps + reflector with 90% ballast factor T8-Electronic Ballast - Retail Sector | Quasi-Prescriptive | Quasi-Prescriptive | Quasi-Prescriptive | Quasi-Prescriptive | Quasi-Prescriptive | Quasi-Prescriptive | 95 | 8.5632 |  | n/a | n/a | n/a | n/a | n/a | n/a | n/a
928 | 42 | Power Savings Blitz | Business | 2009 | Final | 6 | 6) From: 2 Lamps 8' -T12-60W-Magnetic Ballasts to: 4 - 4' lamps with either 32 watt ballast of 80% ballast factor or 25 watt lamp T8-Electronic Ballast - Retail Sector | Quasi-Prescriptive | Quasi-Prescriptive | Quasi-Prescriptive | Quasi-Prescriptive | Quasi-Prescriptive | Quasi-Prescriptive | 95 | 8.5632 |  | n/a | n/a | n/a | n/a | n/a | n/a | n/a
929 | 42 | Power Savings Blitz | Business | 2009 | Final | 7 | 7) From: 2 Lamps 8' -T12-60W-Magnetic Ballasts to: 2 - 4' 32 watt lamps + Reflector with 90% ballast factor T8-Electronic Ballast - Retail Sector | Quasi-Prescriptive | Quasi-Prescriptive | Quasi-Prescriptive | Quasi-Prescriptive | Quasi-Prescriptive | Quasi-Prescriptive | 95 | 8.5632 |  | n/a | n/a | n/a | n/a | n/a | n/a | n/a
930 | 42 | Power Savings Blitz | Business | 2009 | Final | 8 | 8) From: 1 Lamp 4' -T12-40W-Magnetic Ballasts to: 1 - 4' lamp with either 32 watt ballast of 80% ballast factor or 25 watt lamp T8-Electronic Ballast - Retail Sector | Quasi-Prescriptive | Quasi-Prescriptive | Quasi-Prescriptive | Quasi-Prescriptive | Quasi-Prescriptive | Quasi-Prescriptive | 95 | 8.5632 |  | n/a | n/a | n/a | n/a | n/a | n/a | n/a
931 | 42 | Power Savings Blitz | Business | 2009 | Final | 9 | 9) From: 2 Lamps 4' -T12-40W-Magnetic Ballasts to: 1 - 4' 32 watt lamp + reflector with 90% ballast factor T8-Electronic Ballast - Retail Sector | Quasi-Prescriptive | Quasi-Prescriptive | Quasi-Prescriptive | Quasi-Prescriptive | Quasi-Prescriptive | Quasi-Prescriptive | 95 | 8.5632 |  | n/a | n/a | n/a | n/a | n/a | n/a | n/a
932 | 42 | Power Savings Blitz | Business | 2009 | Final | 10 | 10) From: 2 Lamps 4' -T12-40W-Magnetic Ballasts to: 2 - 4' lamps with either 32 watt ballast of 80% ballast factor or 25 watt lamps T8-Electronic Ballast - Retail Sector | Quasi-Prescriptive | Quasi-Prescriptive | Quasi-Prescriptive | Quasi-Prescriptive | Quasi-Prescriptive | Quasi-Prescriptive | 95 | 8.5632 |  | n/a | n/a | n/a | n/a | n/a | n/a | n/a
933 | 42 | Power Savings Blitz | Business | 2009 | Final | 11 | 11) From: 4 Lamps 4' -T12-40W-Magnetic Ballasts to: 2 - 4' 32 watt lamps + reflector T8-Electronic Ballast - Retail Sector | Quasi-Prescriptive | Quasi-Prescriptive | Quasi-Prescriptive | Quasi-Prescriptive | Quasi-Prescriptive | Quasi-Prescriptive | 95 | 8.5632 |  | n/a | n/a | n/a | n/a | n/a | n/a | n/a
934 | 42 | Power Savings Blitz | Business | 2009 | Final | 12 | 12) From: 4 Lamps 4' -T12-40W-Magnetic Ballasts to: 4 - 4' lamps with either 32 watt ballast of 80% ballast factor or 25 watt lamps T8-Electronic Ballast - Retail Sector | Quasi-Prescriptive | Quasi-Prescriptive | Quasi-Prescriptive | Quasi-Prescriptive | Quasi-Prescriptive | Quasi-Prescriptive | 95 | 8.5632 |  | n/a | n/a | n/a | n/a | n/a | n/a | n/a
935 | 42 | Power Savings Blitz | Business | 2009 | Final | 13 | 13) From: 1 Lamp 4' -T12-34W-Magnetic Ballasts to: 1 - 4' lamp with either 32 watt ballast of 80% ballast factor or 25 watt lamp T8-Electronic Ballast - Retail Sector | Quasi-Prescriptive | Quasi-Prescriptive | Quasi-Prescriptive | Quasi-Prescriptive | Quasi-Prescriptive | Quasi-Prescriptive | 95 | 8.5632 |  | n/a | n/a | n/a | n/a | n/a | n/a | n/a
936 | 42 | Power Savings Blitz | Business | 2009 | Final | 14 | 14) From: 2 Lamps 4' -T12-34W-Magnetic Ballasts to: 1 - 4' 32 watt lamp + reflector with 90% ballast factor T8-Electronic Ballast - Retail Sector | Quasi-Prescriptive | Quasi-Prescriptive | Quasi-Prescriptive | Quasi-Prescriptive | Quasi-Prescriptive | Quasi-Prescriptive | 95 | 8.5632 |  | n/a | n/a | n/a | n/a | n/a | n/a | n/a
937 | 42 | Power Savings Blitz | Business | 2009 | Final | 15 | 15) From: 2 Lamps 4' -T12-34W-Magnetic Ballasts to: 2 - 4' lamps with either 32 watt ballast of 80% ballast factor or 25 watt lamps T8-Electronic Ballast - Retail Sector | Quasi-Prescriptive | Quasi-Prescriptive | Quasi-Prescriptive | Quasi-Prescriptive | Quasi-Prescriptive | Quasi-Prescriptive | 95 | 8.5632 |  | n/a | n/a | n/a | n/a | n/a | n/a | n/a
938 | 42 | Power Savings Blitz | Business | 2009 | Final | 16 | 16) From: 4 Lamps 4' -T12-34W-Magnetic Ballasts to: 2 - 4' 32 watt lamps + reflector T8-Electronic Ballast - Retail Sector | Quasi-Prescriptive | Quasi-Prescriptive | Quasi-Prescriptive | Quasi-Prescriptive | Quasi-Prescriptive | Quasi-Prescriptive | 95 | 8.5632 |  | n/a | n/a | n/a | n/a | n/a | n/a | n/a
939 | 42 | Power Savings Blitz | Business | 2009 | Final | 17 | 17) From: 4 Lamps 4' -T12-34W-Magnetic Ballasts to: 4 - 4' lamps with either 32 watt ballast of 80% ballast factor or 25 watt lamps T8-Electronic Ballast - Retail Sector | Quasi-Prescriptive | Quasi-Prescriptive | Quasi-Prescriptive | Quasi-Prescriptive | Quasi-Prescriptive | Quasi-Prescriptive | 95 | 8.5632 |  | n/a | n/a | n/a | n/a | n/a | n/a | n/a
940 | 42 | Power Savings Blitz | Business | 2009 | Final | 18 | 18) From: 2 Lamps U-Shaped 34-40W-Magnetic Ballasts to: 2 U-Tube Lamps 2' -T8-32W-Electronic Ballast - Retail Sector | Quasi-Prescriptive | Quasi-Prescriptive | Quasi-Prescriptive | Quasi-Prescriptive | Quasi-Prescriptive | Quasi-Prescriptive | 95 | 8.5632 |  | n/a | n/a | n/a | n/a | n/a | n/a | n/a
941 | 42 | Power Savings Blitz | Business | 2009 | Final | 19 | 19) From: 2 Lamps U-Shaped 34-40W-Magnetic Ballasts to: 2 Linear 2' + Reflector F17T8 2' -T8-32W-Electronic Ballast - Retail Sector | Quasi-Prescriptive | Quasi-Prescriptive | Quasi-Prescriptive | Quasi-Prescriptive | Quasi-Prescriptive | Quasi-Prescriptive | 95 | 8.5632 |  | n/a | n/a | n/a | n/a | n/a | n/a | n/a
942 | 42 | Power Savings Blitz | Business | 2009 | Final | 20 | 20) From: 2-15W Lamps Exit Sign - incandescent to: 3W LED Energy Star rated LED Exit Sign - Retail Sector | Quasi-Prescriptive | Quasi-Prescriptive | Quasi-Prescriptive | Quasi-Prescriptive | Quasi-Prescriptive | Quasi-Prescriptive | 95 | 8.5632 |  | n/a | n/a | n/a | n/a | n/a | n/a | n/a
943 | 42 | Power Savings Blitz | Business | 2009 | Final | 21 | 21) From: 2-15W Lamps Exit Sign - incandescent to: Replace entire fixture with LED sign Energy Star rated LED Exit Sign - Retail Sector | Quasi-Prescriptive | Quasi-Prescriptive | Quasi-Prescriptive | Quasi-Prescriptive | Quasi-Prescriptive | Quasi-Prescriptive | 95 | 8.5632 |  | n/a | n/a | n/a | n/a | n/a | n/a | n/a
944 | 42 | Power Savings Blitz | Business | 2009 | Final | 22 | 22) From: 40W Standard Incandescent (A Lamp) to: 11W ENERGY STAR® rated CFL (Screw-in replacement) - Retail Sector | Quasi-Prescriptive | Quasi-Prescriptive | Quasi-Prescriptive | Quasi-Prescriptive | Quasi-Prescriptive | Quasi-Prescriptive | 95 | 8.5632 |  | n/a | n/a | n/a | n/a | n/a | n/a | n/a
945 | 42 | Power Savings Blitz | Business | 2009 | Final | 23 | 23) From: 60W Standard Incandescent (A Lamp) to: 13W ENERGY STAR® rated CFL (Screw-in replacement) - Retail Sector | Quasi-Prescriptive | Quasi-Prescriptive | Quasi-Prescriptive | Quasi-Prescriptive | Quasi-Prescriptive | Quasi-Prescriptive | 95 | 8.5632 |  | n/a | n/a | n/a | n/a | n/a | n/a | n/a
946 | 42 | Power Savings Blitz | Business | 2009 | Final | 24 | 24) From: 100W Standard Incandescent (A Lamp) to: 23W ENERGY STAR® rated CFL (Screw-in replacement) - Retail Sector | Quasi-Prescriptive | Quasi-Prescriptive | Quasi-Prescriptive | Quasi-Prescriptive | Quasi-Prescriptive | Quasi-Prescriptive | 95 | 8.5632 |  | n/a | n/a | n/a | n/a | n/a | n/a | n/a
947 | 42 | Power Savings Blitz | Business | 2009 | Final | 25 | 25) From: 150W Standard Incandescent (A Lamp) to: 28W ENERGY STAR® rated CFL (Screw-in replacement) - Retail Sector | Quasi-Prescriptive | Quasi-Prescriptive | Quasi-Prescriptive | Quasi-Prescriptive | Quasi-Prescriptive | Quasi-Prescriptive | 95 | 8.5632 |  | n/a | n/a | n/a | n/a | n/a | n/a | n/a
948 | 42 | Power Savings Blitz | Business | 2009 | Final | 26 | 26) From: 60W PAR38/30 PAR Lights - Flood or Spot - recessed down lighting to: 15W CFLPAR38/30 ENERGY STAR® rated PAR CFL - Retail Sector | Quasi-Prescriptive | Quasi-Prescriptive | Quasi-Prescriptive | Quasi-Prescriptive | Quasi-Prescriptive | Quasi-Prescriptive | 95 | 8.5632 |  | n/a | n/a | n/a | n/a | n/a | n/a | n/a
949 | 42 | Power Savings Blitz | Business | 2009 | Final | 27 | 27) From: 75W PAR38/30 PAR Lights - Flood or Spot - recessed down lighting to: 18W CFLPAR38/30 ENERGY STAR® rated PAR CFL - Retail Sector | Quasi-Prescriptive | Quasi-Prescriptive | Quasi-Prescriptive | Quasi-Prescriptive | Quasi-Prescriptive | Quasi-Prescriptive | 95 | 8.5632 |  | n/a | n/a | n/a | n/a | n/a | n/a | n/a
950 | 42 | Power Savings Blitz | Business | 2009 | Final | 28 | 28) From: 100W PAR38/30 PAR Lights - Flood or Spot - recessed down lighting to: 26W CFL PAR38/30 ENERGY STAR® rated PAR CFL - Retail Sector | Quasi-Prescriptive | Quasi-Prescriptive | Quasi-Prescriptive | Quasi-Prescriptive | Quasi-Prescriptive | Quasi-Prescriptive | 95 | 8.5632 |  | n/a | n/a | n/a | n/a | n/a | n/a | n/a
951 | 42 | Power Savings Blitz | Business | 2009 | Final | 29 | 29) From: 40 - 60W standard incandescent PAR Lights - Track lighting or product highlighting to: 15W CFL Energy Star rated Flood CFL - Retail Sector | Quasi-Prescriptive | Quasi-Prescriptive | Quasi-Prescriptive | Quasi-Prescriptive | Quasi-Prescriptive | Quasi-Prescriptive | 95 | 8.5632 |  | n/a | n/a | n/a | n/a | n/a | n/a | n/a
952 | 42 | Power Savings Blitz | Business | 2009 | Final | 30 | 30) From: 40 - 60W standard halogen PAR Lights - Track lighting or product highlighting to: 32 Watt IR coated halogen Energy Star rated Flood CFL - Retail Sector | Quasi-Prescriptive | Quasi-Prescriptive | Quasi-Prescriptive | Quasi-Prescriptive | Quasi-Prescriptive | Quasi-Prescriptive | 95 | 8.5632 |  | n/a | n/a | n/a | n/a | n/a | n/a | n/a
953 | 42 | Power Savings Blitz | Business | 2009 | Final | 31 | 31) From: 75W standard incandescent PAR Lights - Track lighting or product highlighting to: 18W CFL Energy Star rated Flood CFL - Retail Sector | Quasi-Prescriptive | Quasi-Prescriptive | Quasi-Prescriptive | Quasi-Prescriptive | Quasi-Prescriptive | Quasi-Prescriptive | 95 | 8.5632 |  | n/a | n/a | n/a | n/a | n/a | n/a | n/a
954 | 42 | Power Savings Blitz | Business | 2009 | Final | 32 | 32) From: 75W standard incandescent PAR Lights - Track lighting or product highlighting to: 50 Watt Halogen Energy Star rated Flood CFL - Retail Sector | Quasi-Prescriptive | Quasi-Prescriptive | Quasi-Prescriptive | Quasi-Prescriptive | Quasi-Prescriptive | Quasi-Prescriptive | 95 | 8.5632 |  | n/a | n/a | n/a | n/a | n/a | n/a | n/a
955 | 42 | Power Savings Blitz | Business | 2009 | Final | 33 | 33) From: 90 Watt Halogen PAR Lights - Track lighting or product highlighting to: 23 to 28 watt CFL Par 38/30 Energy Star rated Flood CFL - Retail Sector | Quasi-Prescriptive | Quasi-Prescriptive | Quasi-Prescriptive | Quasi-Prescriptive | Quasi-Prescriptive | Quasi-Prescriptive | 95 | 8.5632 |  | n/a | n/a | n/a | n/a | n/a | n/a | n/a
956 | 42 | Power Savings Blitz | Business | 2009 | Final | 34 | 34) From: 90 Watt Halogen PAR Lights - Track lighting or product highlighting to: 60 watt Halogen IR Energy Star rated Flood CFL - Retail Sector | Quasi-Prescriptive | Quasi-Prescriptive | Quasi-Prescriptive | Quasi-Prescriptive | Quasi-Prescriptive | Quasi-Prescriptive | 95 | 8.5632 |  | n/a | n/a | n/a | n/a | n/a | n/a | n/a
957 | 42 | Power Savings Blitz | Business | 2009 | Final | 35 | 35) From: 100W standard incandescent or greater PAR Lights - Track lighting or product highlighting to: 26W CFL Energy Star rated Flood CFL - Retail Sector | Quasi-Prescriptive | Quasi-Prescriptive | Quasi-Prescriptive | Quasi-Prescriptive | Quasi-Prescriptive | Quasi-Prescriptive | 95 | 8.5632 |  | n/a | n/a | n/a | n/a | n/a | n/a | n/a
958 | 42 | Power Savings Blitz | Business | 2009 | Final | 36 | 36) From: 100W standard incandescent or greater PAR Lights - Track lighting or product highlighting to: 50-75 watt halogen Energy Star rated Flood CFL - Retail Sector | Quasi-Prescriptive | Quasi-Prescriptive | Quasi-Prescriptive | Quasi-Prescriptive | Quasi-Prescriptive | Quasi-Prescriptive | 95 | 8.5632 |  | n/a | n/a | n/a | n/a | n/a | n/a | n/a
959 | 42 | Power Savings Blitz | Business | 2009 | Final | 37 | 37) From: No Insulation Jacket (50-119 Gal) to: Insulation Jacket 5/32" barrier bubble film laminated between two layers of foil Water Heater (Electrical) - Retail Sector | Quasi-Prescriptive | Quasi-Prescriptive | Quasi-Prescriptive | Quasi-Prescriptive | Quasi-Prescriptive | Quasi-Prescriptive | 95 | 8.5632 |  | n/a | n/a | n/a | n/a | n/a | n/a | n/a
960 | 42 | Power Savings Blitz | Business | 2009 | Final | 38 | 38) From: No Insulation Jacket (12-40 Gal) to: Insulation Jacket 5/32" barrier bubble film laminated between two layers of foil Water Heater (Electrical) - Retail Sector | Quasi-Prescriptive | Quasi-Prescriptive | Quasi-Prescriptive | Quasi-Prescriptive | Quasi-Prescriptive | Quasi-Prescriptive | 95 | 8.5632 |  | n/a | n/a | n/a | n/a | n/a | n/a | n/a
961 | 42 | Power Savings Blitz | Business | 2009 | Final | 39 | 39) From: No Pipe insulation to: Pipe insulation (10 ft flexible polyethylene insulation on outlet pipe (for 1.2" and 3/4" diameter pipe) Water Heater (Electrical) - Retail Sector | Quasi-Prescriptive | Quasi-Prescriptive | Quasi-Prescriptive | Quasi-Prescriptive | Quasi-Prescriptive | Quasi-Prescriptive | 95 | 8.5632 |  | n/a | n/a | n/a | n/a | n/a | n/a | n/a
962 | 42 | Power Savings Blitz | Business | 2009 | Final | 40 | 40) From: Aerator (Average 2.75gpm) Low Flow Aerator (Electric Water Heater Only) to: Aerator (Average 1.5 gpm) Low Flow Aerator (Electric Water Heater Only) - Retail Sector | Quasi-Prescriptive | Quasi-Prescriptive | Quasi-Prescriptive | Quasi-Prescriptive | Quasi-Prescriptive | Quasi-Prescriptive | 95 | 8.5632 |  | n/a | n/a | n/a | n/a | n/a | n/a | n/a
963 | 42 | Power Savings Blitz | Business | 2009 | Final | 41 | 41) From: Authorized Contractor Program (ACP) to: Work Order cost <$500 (Labour and materials) - Retail Sector | Quasi-Prescriptive | Quasi-Prescriptive | Quasi-Prescriptive | Quasi-Prescriptive | Quasi-Prescriptive | Quasi-Prescriptive | 95 | 8.5632 |  | n/a | n/a | n/a | n/a | n/a | n/a | n/a
964 | 42 | Power Savings Blitz | Business | 2009 | Final | 42 | 42) From: Authorized Contractor Program (ACP) to: Work Order cost >$500 - $2000 (Labour and materials) - Retail Sector | Quasi-Prescriptive | Quasi-Prescriptive | Quasi-Prescriptive | Quasi-Prescriptive | Quasi-Prescriptive | Quasi-Prescriptive | 95 | 8.5632 |  | n/a | n/a | n/a | n/a | n/a | n/a | n/a
965 | 42 | Power Savings Blitz | Business | 2009 | Final | 43 | 43) From: Authorized Contractor Program (ACP) to: Work Order cost >$2001 - $5000 (Labour and materials) - Retail Sector | Quasi-Prescriptive | Quasi-Prescriptive | Quasi-Prescriptive | Quasi-Prescriptive | Quasi-Prescriptive | Quasi-Prescriptive | 95 | 8.5632 |  | n/a | n/a | n/a | n/a | n/a | n/a | n/a
966 | 42 | Power Savings Blitz | Business | 2009 | Final | 44 | 44) From: Contractor (Non-Classified Locations) to: First 10 devices or fraction thereof - Retail Sector | Quasi-Prescriptive | Quasi-Prescriptive | Quasi-Prescriptive | Quasi-Prescriptive | Quasi-Prescriptive | Quasi-Prescriptive | 95 | 8.5632 |  | n/a | n/a | n/a | n/a | n/a | n/a | n/a
967 | 42 | Power Savings Blitz | Business | 2009 | Final | 45 | 45) From: Contractor (Non-Classified Locations) to: Each additional 10 devices or fraction thereof - Retail Sector | Quasi-Prescriptive | Quasi-Prescriptive | Quasi-Prescriptive | Quasi-Prescriptive | Quasi-Prescriptive | Quasi-Prescriptive | 95 | 8.5632 |  | n/a | n/a | n/a | n/a | n/a | n/a | n/a
968 | 42 | Power Savings Blitz | Business | 2009 | Final | 46 | 46) From: 4 Lamps 8' -T12-75W-Magnetic Ballasts to: 4 - 4' 32 watt lamps + reflector with 90% ballast factor T8-Electronic Ballast - Retail Sector | Quasi-Prescriptive | Quasi-Prescriptive | Quasi-Prescriptive | Quasi-Prescriptive | Quasi-Prescriptive | Quasi-Prescriptive | 95 | 8.5632 |  | n/a | n/a | n/a | n/a | n/a | n/a | n/a
969 | 42 | Power Savings Blitz | Business | 2009 | Final | 47 | 47) From: Contractor (Non-Classified Locations) - Minimum fee if the total fee for the application for inspection is less then $71 to: - Retail Sector | Quasi-Prescriptive | Quasi-Prescriptive | Quasi-Prescriptive | Quasi-Prescriptive | Quasi-Prescriptive | Quasi-Prescriptive | 95 | 8.5632 |  | n/a | n/a | n/a | n/a | n/a | n/a | n/a
970 | 42 | Power Savings Blitz | Business | 2009 | Final | 48 | 48) From: 2 Lamps 8' -T12-75W-Magnetic Ballasts to: 2 - 8' lamps with 90% ballast factor T8-Electronic Ballast - Retail Sector | Quasi-Prescriptive | Quasi-Prescriptive | Quasi-Prescriptive | Quasi-Prescriptive | Quasi-Prescriptive | Quasi-Prescriptive | 95 | 8.5632 |  | n/a | n/a | n/a | n/a | n/a | n/a | n/a
971 | 42 | Power Savings Blitz | Business | 2009 | Final | 49 | 49) From: 4 Lamps 8' -T12-75W-Magnetic Ballasts to: 4 - 8' lamps with 2 electronic ballasts of 90% ballast factor T8-Electronic Ballast - Retail Sector | Quasi-Prescriptive | Quasi-Prescriptive | Quasi-Prescriptive | Quasi-Prescriptive | Quasi-Prescriptive | Quasi-Prescriptive | 95 | 8.5632 |  | n/a | n/a | n/a | n/a | n/a | n/a | n/a
972 | 42 | Power Savings Blitz | Business | 2009 | Final | 50 | 50) From: 2 Lamps 8' -T12-60W-Magnetic Ballasts to: 2 - 8' 59wat lamps + reflector with 90% ballast factor T8-Electronic Ballast - Retail Sector | Quasi-Prescriptive | Quasi-Prescriptive | Quasi-Prescriptive | Quasi-Prescriptive | Quasi-Prescriptive | Quasi-Prescriptive | 95 | 8.5632 |  | n/a | n/a | n/a | n/a | n/a | n/a | n/a
973 | 42 | Power Savings Blitz | Business | 2009 | Final | 51 | 51) From: 4 Lamps 8' -T12-60W-Magnetic Ballasts to: 4 - 8' lamps with 2 electronic ballasts of 90% ballast factor T8-Electronic Ballast - Retail Sector | Quasi-Prescriptive | Quasi-Prescriptive | Quasi-Prescriptive | Quasi-Prescriptive | Quasi-Prescriptive | Quasi-Prescriptive | 95 | 8.5632 |  | n/a | n/a | n/a | n/a | n/a | n/a | n/a
974 | 42 | Power Savings Blitz | Business | 2009 | Final | 52 | 52) From: 2 Lamps 4' -T8 32W-Magnetic Ballasts to: 2 - 4' 25 watt lamps with electronic ballasts T8-Electronic Ballast - Retail Sector | Quasi-Prescriptive | Quasi-Prescriptive | Quasi-Prescriptive | Quasi-Prescriptive | Quasi-Prescriptive | Quasi-Prescriptive | 95 | 8.5632 |  | n/a | n/a | n/a | n/a | n/a | n/a | n/a
975 | 42 | Power Savings Blitz | Business | 2009 | Final | 53 | 53) From: 2 - 4' T12 High Output Lamps High Output T12-Magnetic Ballasts to: 2 - 4' High Output T8 lamps with electronic ballasts High Output T8-Electronic Ballast - Retail Sector | Quasi-Prescriptive | Quasi-Prescriptive | Quasi-Prescriptive | Quasi-Prescriptive | Quasi-Prescriptive | Quasi-Prescriptive | 95 | 8.5632 |  | n/a | n/a | n/a | n/a | n/a | n/a | n/a
976 | 42 | Power Savings Blitz | Business | 2009 | Final | 54 | 54) From: 2 - 8' T12 High Output Lamps High Output T12-Magnetic Ballasts to: 2 - 8' High Output T8 lamps with electronic ballasts High Output T8-Electronic Ballast - Retail Sector | Quasi-Prescriptive | Quasi-Prescriptive | Quasi-Prescriptive | Quasi-Prescriptive | Quasi-Prescriptive | Quasi-Prescriptive | 95 | 8.5632 |  | n/a | n/a | n/a | n/a | n/a | n/a | n/a
977 | 42 | Power Savings Blitz | Business | 2009 | Final | 55 | 55) From: 175W Metal Halide Metal Halide to: 1 - 150W Metal Halide Direct Lamp replacement Metal Halide Direct Lamp Replacement - Retail Sector | Quasi-Prescriptive | Quasi-Prescriptive | Quasi-Prescriptive | Quasi-Prescriptive | Quasi-Prescriptive | Quasi-Prescriptive | 95 | 8.5632 |  | n/a | n/a | n/a | n/a | n/a | n/a | n/a
978 | 42 | Power Savings Blitz | Business | 2009 | Final | 56 | 56) From: 400W Metal Halide Metal Halide to: 1 - 350W Metal Halide Direct Lamp replacement Metal Halide Direct Lamp Replacement - Retail Sector | Quasi-Prescriptive | Quasi-Prescriptive | Quasi-Prescriptive | Quasi-Prescriptive | Quasi-Prescriptive | Quasi-Prescriptive | 95 | 8.5632 |  | n/a | n/a | n/a | n/a | n/a | n/a | n/a
979 | 42 | Power Savings Blitz | Business | 2009 | Final | 57 | 57) From: 250W Metal Halide Metal Halide to: 4 - 4' Lamps with either 32 watt ballast of 80% ballast factor or 25 watt lamps T8 Replacement - Retail Sector | Quasi-Prescriptive | Quasi-Prescriptive | Quasi-Prescriptive | Quasi-Prescriptive | Quasi-Prescriptive | Quasi-Prescriptive | 95 | 8.5632 |  | n/a | n/a | n/a | n/a | n/a | n/a | n/a
980 | 42 | Power Savings Blitz | Business | 2009 | Final | 58 | 58) From: 400W Metal Halide Metal Halide to: 6 - 4' Lamps with either 32 watt ballast of 80% ballast factor or 25 watt lamps T8 Replacement - Retail Sector | Quasi-Prescriptive | Quasi-Prescriptive | Quasi-Prescriptive | Quasi-Prescriptive | Quasi-Prescriptive | Quasi-Prescriptive | 95 | 8.5632 |  | n/a | n/a | n/a | n/a | n/a | n/a | n/a
981 | 42 | Power Savings Blitz | Business | 2009 | Final | 59 | 59) From: 40W Standard Incandescent (A Lamp) to: 11W ENERGY STAR® rated CFL New Fixture (2-pin / 4-pin base socket) - Retail Sector | Quasi-Prescriptive | Quasi-Prescriptive | Quasi-Prescriptive | Quasi-Prescriptive | Quasi-Prescriptive | Quasi-Prescriptive | 95 | 8.5632 |  | n/a | n/a | n/a | n/a | n/a | n/a | n/a
982 | 42 | Power Savings Blitz | Business | 2009 | Final | 60 | 60) From: 60W Standard Incandescent (A Lamp) to: 13W ENERGY STAR® rated CFL New Fixture (2-pin / 4-pin base socket) - Retail Sector | Quasi-Prescriptive | Quasi-Prescriptive | Quasi-Prescriptive | Quasi-Prescriptive | Quasi-Prescriptive | Quasi-Prescriptive | 95 | 8.5632 |  | n/a | n/a | n/a | n/a | n/a | n/a | n/a
983 | 42 | Power Savings Blitz | Business | 2009 | Final | 61 | 61) From: 100W Standard Incandescent (A Lamp) to: 23W ENERGY STAR® rated CFL New Fixture (2-pin / 4-pin base socket) - Retail Sector | Quasi-Prescriptive | Quasi-Prescriptive | Quasi-Prescriptive | Quasi-Prescriptive | Quasi-Prescriptive | Quasi-Prescriptive | 95 | 8.5632 |  | n/a | n/a | n/a | n/a | n/a | n/a | n/a
984 | 42 | Power Savings Blitz | Business | 2009 | Final | 62 | 62) From: 150W Standard Incandescent (A Lamp) to: 28W ENERGY STAR® rated CFL New Fixture (2-pin / 4-pin base socket) - Retail Sector | Quasi-Prescriptive | Quasi-Prescriptive | Quasi-Prescriptive | Quasi-Prescriptive | Quasi-Prescriptive | Quasi-Prescriptive | 95 | 8.5632 |  | n/a | n/a | n/a | n/a | n/a | n/a | n/a
985 | 42 | Power Savings Blitz | Business | 2009 | Final | 63 | 63) From: 65 - 75W Incandescent R Lamp Incandescent R Lamp on Dimmers to: 14 - 16W Dimmable CFL R Lamp ENERGY STAR® rated Dimmable CFL R Lamp - Retail Sector | Quasi-Prescriptive | Quasi-Prescriptive | Quasi-Prescriptive | Quasi-Prescriptive | Quasi-Prescriptive | Quasi-Prescriptive | 95 | 8.5632 |  | n/a | n/a | n/a | n/a | n/a | n/a | n/a
986 | 42 | Power Savings Blitz | Business | 2009 | Final | 64 | 64) From: 100 - 150W Incandescent R Lamp Incandescent R Lamp on Dimmers to: 22 - 26W Dimmable CFL R Lamp ENERGY STAR® rated Dimmable CFL R Lamp - Retail Sector | Quasi-Prescriptive | Quasi-Prescriptive | Quasi-Prescriptive | Quasi-Prescriptive | Quasi-Prescriptive | Quasi-Prescriptive | 95 | 8.5632 |  | n/a | n/a | n/a | n/a | n/a | n/a | n/a
987 | 42 | Power Savings Blitz | Business | 2009 | Final | 65 | 65) From: 40 - 60W standard halogen PAR Lights - Track lighting or product highlighting to: 32 Watt halogen IR MR16 Energy Star rated Flood CFL - Retail Sector | Quasi-Prescriptive | Quasi-Prescriptive | Quasi-Prescriptive | Quasi-Prescriptive | Quasi-Prescriptive | Quasi-Prescriptive | 95 | 8.5632 |  | n/a | n/a | n/a | n/a | n/a | n/a | n/a
988 | 42 | Power Savings Blitz | Business | 2009 | Final | 66 | 66) From: 4' T12 Tube Guard T12 Tube Guard to: 4' T8 Tube Guards T8-Electronic Ballast - Retail Sector | Quasi-Prescriptive | Quasi-Prescriptive | Quasi-Prescriptive | Quasi-Prescriptive | Quasi-Prescriptive | Quasi-Prescriptive | 95 | 8.5632 |  | n/a | n/a | n/a | n/a | n/a | n/a | n/a
989 | 42 | Power Savings Blitz | Business | 2009 | Final | 67 | 67) From: 8' T12 Tube Guard T12 Tube Guard to: 8' T8 Tube Guards T8-Electronic Ballast - Retail Sector | Quasi-Prescriptive | Quasi-Prescriptive | Quasi-Prescriptive | Quasi-Prescriptive | Quasi-Prescriptive | Quasi-Prescriptive | 95 | 8.5632 |  | n/a | n/a | n/a | n/a | n/a | n/a | n/a
990 | 42 | Power Savings Blitz | Business | 2009 | Final | 68 | 1) From: 1 Lamp 8' -T12-75W-Magnetic Ballasts to: 2 - 4' Lamps, end to end 32 watt - with 80% ballast factor T8-Electronic Ballast - Food Service Sector | Quasi-Prescriptive | Quasi-Prescriptive | Quasi-Prescriptive | Quasi-Prescriptive | Quasi-Prescriptive | Quasi-Prescriptive | 95 | 8.5632 |  | n/a | n/a | n/a | n/a | n/a | n/a | n/a
991 | 42 | Power Savings Blitz | Business | 2009 | Final | 69 | 2) From: 1 Lamp 8' -T12-75W-Magnetic Ballasts to: 1 - 8' lamp with 80% ballast factor T8-Electronic Ballast - Food Service Sector | Quasi-Prescriptive | Quasi-Prescriptive | Quasi-Prescriptive | Quasi-Prescriptive | Quasi-Prescriptive | Quasi-Prescriptive | 95 | 8.5632 |  | n/a | n/a | n/a | n/a | n/a | n/a | n/a
992 | 42 | Power Savings Blitz | Business | 2009 | Final | 70 | 3) From: 1 Lamp 8' -T12-75W-Magnetic Ballasts to: 2 - 4' end to end 25 watt lamp with 90% ballast factor T8-Electronic Ballast - Food Service Sector | Quasi-Prescriptive | Quasi-Prescriptive | Quasi-Prescriptive | Quasi-Prescriptive | Quasi-Prescriptive | Quasi-Prescriptive | 95 | 8.5632 |  | n/a | n/a | n/a | n/a | n/a | n/a | n/a
993 | 42 | Power Savings Blitz | Business | 2009 | Final | 71 | 4) From: 2 Lamps 8' -T12-75W-Magnetic Ballasts to: 4 - 4' end to end 32 watt lamps with 80% ballast factor T8-Electronic Ballast - Food Service Sector | Quasi-Prescriptive | Quasi-Prescriptive | Quasi-Prescriptive | Quasi-Prescriptive | Quasi-Prescriptive | Quasi-Prescriptive | 95 | 8.5632 |  | n/a | n/a | n/a | n/a | n/a | n/a | n/a
994 | 42 | Power Savings Blitz | Business | 2009 | Final | 72 | 5) From: 2 Lamps 8' -T12-75W-Magnetic Ballasts to: 2 - 4' 32 watt lamps + reflector with 90% ballast factor T8-Electronic Ballast - Food Service Sector | Quasi-Prescriptive | Quasi-Prescriptive | Quasi-Prescriptive | Quasi-Prescriptive | Quasi-Prescriptive | Quasi-Prescriptive | 95 | 8.5632 |  | n/a | n/a | n/a | n/a | n/a | n/a | n/a
995 | 42 | Power Savings Blitz | Business | 2009 | Final | 73 | 6) From: 2 Lamps 8' -T12-60W-Magnetic Ballasts to: 4 - 4' lamps with either 32 watt ballast of 80% ballast factor or 25 watt lamp T8-Electronic Ballast - Food Service Sector | Quasi-Prescriptive | Quasi-Prescriptive | Quasi-Prescriptive | Quasi-Prescriptive | Quasi-Prescriptive | Quasi-Prescriptive | 95 | 8.5632 |  | n/a | n/a | n/a | n/a | n/a | n/a | n/a
996 | 42 | Power Savings Blitz | Business | 2009 | Final | 74 | 7) From: 2 Lamps 8' -T12-60W-Magnetic Ballasts to: 2 - 4' 32 watt lamps + Reflector with 90% ballast factor T8-Electronic Ballast - Food Service Sector | Quasi-Prescriptive | Quasi-Prescriptive | Quasi-Prescriptive | Quasi-Prescriptive | Quasi-Prescriptive | Quasi-Prescriptive | 95 | 8.5632 |  | n/a | n/a | n/a | n/a | n/a | n/a | n/a
997 | 42 | Power Savings Blitz | Business | 2009 | Final | 75 | 8) From: 1 Lamp 4' -T12-40W-Magnetic Ballasts to: 1 - 4' lamp with either 32 watt ballast of 80% ballast factor or 25 watt lamp T8-Electronic Ballast - Food Service Sector | Quasi-Prescriptive | Quasi-Prescriptive | Quasi-Prescriptive | Quasi-Prescriptive | Quasi-Prescriptive | Quasi-Prescriptive | 95 | 8.5632 |  | n/a | n/a | n/a | n/a | n/a | n/a | n/a
998 | 42 | Power Savings Blitz | Business | 2009 | Final | 76 | 9) From: 2 Lamps 4' -T12-40W-Magnetic Ballasts to: 1 - 4' 32 watt lamp + reflector with 90% ballast factor T8-Electronic Ballast - Food Service Sector | Quasi-Prescriptive | Quasi-Prescriptive | Quasi-Prescriptive | Quasi-Prescriptive | Quasi-Prescriptive | Quasi-Prescriptive | 95 | 8.5632 |  | n/a | n/a | n/a | n/a | n/a | n/a | n/a
999 | 42 | Power Savings Blitz | Business | 2009 | Final | 77 | 10) From: 2 Lamps 4' -T12-40W-Magnetic Ballasts to: 2 - 4' lamps with either 32 watt ballast of 80% ballast factor or 25 watt lamps T8-Electronic Ballast - Food Service Sector | Quasi-Prescriptive | Quasi-Prescriptive | Quasi-Prescriptive | Quasi-Prescriptive | Quasi-Prescriptive | Quasi-Prescriptive | 95 | 8.5632 |  | n/a | n/a | n/a | n/a | n/a | n/a | n/a
1000 | 42 | Power Savings Blitz | Business | 2009 | Final | 78 | 11) From: 4 Lamps 4' -T12-40W-Magnetic Ballasts to: 2 - 4' 32 watt lamps + reflector T8-Electronic Ballast - Food Service Sector | Quasi-Prescriptive | Quasi-Prescriptive | Quasi-Prescriptive | Quasi-Prescriptive | Quasi-Prescriptive | Quasi-Prescriptive | 95 | 8.5632 |  | n/a | n/a | n/a | n/a | n/a | n/a | n/a
1001 | 42 | Power Savings Blitz | Business | 2009 | Final | 79 | 12) From: 4 Lamps 4' -T12-40W-Magnetic Ballasts to: 4 - 4' lamps with either 32 watt ballast of 80% ballast factor or 25 watt lamps T8-Electronic Ballast - Food Service Sector | Quasi-Prescriptive | Quasi-Prescriptive | Quasi-Prescriptive | Quasi-Prescriptive | Quasi-Prescriptive | Quasi-Prescriptive | 95 | 8.5632 |  | n/a | n/a | n/a | n/a | n/a | n/a | n/a
1002 | 42 | Power Savings Blitz | Business | 2009 | Final | 80 | 13) From: 1 Lamp 4' -T12-34W-Magnetic Ballasts to: 1 - 4' lamp with either 32 watt ballast of 80% ballast factor or 25 watt lamp T8-Electronic Ballast - Food Service Sector | Quasi-Prescriptive | Quasi-Prescriptive | Quasi-Prescriptive | Quasi-Prescriptive | Quasi-Prescriptive | Quasi-Prescriptive | 95 | 8.5632 |  | n/a | n/a | n/a | n/a | n/a | n/a | n/a
1003 | 42 | Power Savings Blitz | Business | 2009 | Final | 81 | 14) From: 2 Lamps 4' -T12-34W-Magnetic Ballasts to: 1 - 4' 32 watt lamp + reflector with 90% ballast factor T8-Electronic Ballast - Food Service Sector | Quasi-Prescriptive | Quasi-Prescriptive | Quasi-Prescriptive | Quasi-Prescriptive | Quasi-Prescriptive | Quasi-Prescriptive | 95 | 8.5632 |  | n/a | n/a | n/a | n/a | n/a | n/a | n/a
1004 | 42 | Power Savings Blitz | Business | 2009 | Final | 82 | 15) From: 2 Lamps 4' -T12-34W-Magnetic Ballasts to: 2 - 4' lamps with either 32 watt ballast of 80% ballast factor or 25 watt lamps T8-Electronic Ballast - Food Service Sector | Quasi-Prescriptive | Quasi-Prescriptive | Quasi-Prescriptive | Quasi-Prescriptive | Quasi-Prescriptive | Quasi-Prescriptive | 95 | 8.5632 |  | n/a | n/a | n/a | n/a | n/a | n/a | n/a
1005 | 42 | Power Savings Blitz | Business | 2009 | Final | 83 | 16) From: 4 Lamps 4' -T12-34W-Magnetic Ballasts to: 2 - 4' 32 watt lamps + reflector T8-Electronic Ballast - Food Service Sector | Quasi-Prescriptive | Quasi-Prescriptive | Quasi-Prescriptive | Quasi-Prescriptive | Quasi-Prescriptive | Quasi-Prescriptive | 95 | 8.5632 |  | n/a | n/a | n/a | n/a | n/a | n/a | n/a
1006 | 42 | Power Savings Blitz | Business | 2009 | Final | 84 | 17) From: 4 Lamps 4' -T12-34W-Magnetic Ballasts to: 4 - 4' lamps with either 32 watt ballast of 80% ballast factor or 25 watt lamps T8-Electronic Ballast - Food Service Sector | Quasi-Prescriptive | Quasi-Prescriptive | Quasi-Prescriptive | Quasi-Prescriptive | Quasi-Prescriptive | Quasi-Prescriptive | 95 | 8.5632 |  | n/a | n/a | n/a | n/a | n/a | n/a | n/a
1007 | 42 | Power Savings Blitz | Business | 2009 | Final | 85 | 18) From: 2 Lamps U-Shaped 34-40W-Magnetic Ballasts to: 2 U-Tube Lamps 2' -T8-32W-Electronic Ballast - Food Service Sector | Quasi-Prescriptive | Quasi-Prescriptive | Quasi-Prescriptive | Quasi-Prescriptive | Quasi-Prescriptive | Quasi-Prescriptive | 95 | 8.5632 |  | n/a | n/a | n/a | n/a | n/a | n/a | n/a
1008 | 42 | Power Savings Blitz | Business | 2009 | Final | 86 | 19) From: 2 Lamps U-Shaped 34-40W-Magnetic Ballasts to: 2 Linear 2' + Reflector F17T8 2' -T8-32W-Electronic Ballast - Food Service Sector | Quasi-Prescriptive | Quasi-Prescriptive | Quasi-Prescriptive | Quasi-Prescriptive | Quasi-Prescriptive | Quasi-Prescriptive | 95 | 8.5632 |  | n/a | n/a | n/a | n/a | n/a | n/a | n/a
1009 | 42 | Power Savings Blitz | Business | 2009 | Final | 87 | 20) From: 2-15W Lamps Exit Sign - incandescent to: 3W LED Energy Star rated LED Exit Sign - Food Service Sector | Quasi-Prescriptive | Quasi-Prescriptive | Quasi-Prescriptive | Quasi-Prescriptive | Quasi-Prescriptive | Quasi-Prescriptive | 95 | 8.5632 |  | n/a | n/a | n/a | n/a | n/a | n/a | n/a
1010 | 42 | Power Savings Blitz | Business | 2009 | Final | 88 | 21) From: 2-15W Lamps Exit Sign - incandescent to: Replace entire fixture with LED sign Energy Star rated LED Exit Sign - Food Service Sector | Quasi-Prescriptive | Quasi-Prescriptive | Quasi-Prescriptive | Quasi-Prescriptive | Quasi-Prescriptive | Quasi-Prescriptive | 95 | 8.5632 |  | n/a | n/a | n/a | n/a | n/a | n/a | n/a
1011 | 42 | Power Savings Blitz | Business | 2009 | Final | 89 | 22) From: 40W Standard Incandescent (A Lamp) to: 11W ENERGY STAR® rated CFL (Screw-in replacement) - Food Service Sector | Quasi-Prescriptive | Quasi-Prescriptive | Quasi-Prescriptive | Quasi-Prescriptive | Quasi-Prescriptive | Quasi-Prescriptive | 95 | 8.5632 |  | n/a | n/a | n/a | n/a | n/a | n/a | n/a
1012 | 42 | Power Savings Blitz | Business | 2009 | Final | 90 | 23) From: 60W Standard Incandescent (A Lamp) to: 13W ENERGY STAR® rated CFL (Screw-in replacement) - Food Service Sector | Quasi-Prescriptive | Quasi-Prescriptive | Quasi-Prescriptive | Quasi-Prescriptive | Quasi-Prescriptive | Quasi-Prescriptive | 95 | 8.5632 |  | n/a | n/a | n/a | n/a | n/a | n/a | n/a
1013 | 42 | Power Savings Blitz | Business | 2009 | Final | 91 | 24) From: 100W Standard Incandescent (A Lamp) to: 23W ENERGY STAR® rated CFL (Screw-in replacement) - Food Service Sector | Quasi-Prescriptive | Quasi-Prescriptive | Quasi-Prescriptive | Quasi-Prescriptive | Quasi-Prescriptive | Quasi-Prescriptive | 95 | 8.5632 |  | n/a | n/a | n/a | n/a | n/a | n/a | n/a
1014 | 42 | Power Savings Blitz | Business | 2009 | Final | 92 | 25) From: 150W Standard Incandescent (A Lamp) to: 28W ENERGY STAR® rated CFL (Screw-in replacement) - Food Service Sector | Quasi-Prescriptive | Quasi-Prescriptive | Quasi-Prescriptive | Quasi-Prescriptive | Quasi-Prescriptive | Quasi-Prescriptive | 95 | 8.5632 |  | n/a | n/a | n/a | n/a | n/a | n/a | n/a
1015 | 42 | Power Savings Blitz | Business | 2009 | Final | 93 | 26) From: 60W PAR38/30 PAR Lights - Flood or Spot - recessed down lighting to: 15W CFLPAR38/30 ENERGY STAR® rated PAR CFL - Food Service Sector | Quasi-Prescriptive | Quasi-Prescriptive | Quasi-Prescriptive | Quasi-Prescriptive | Quasi-Prescriptive | Quasi-Prescriptive | 95 | 8.5632 |  | n/a | n/a | n/a | n/a | n/a | n/a | n/a
1016 | 42 | Power Savings Blitz | Business | 2009 | Final | 94 | 27) From: 75W PAR38/30 PAR Lights - Flood or Spot - recessed down lighting to: 18W CFLPAR38/30 ENERGY STAR® rated PAR CFL - Food Service Sector | Quasi-Prescriptive | Quasi-Prescriptive | Quasi-Prescriptive | Quasi-Prescriptive | Quasi-Prescriptive | Quasi-Prescriptive | 95 | 8.5632 |  | n/a | n/a | n/a | n/a | n/a | n/a | n/a
1017 | 42 | Power Savings Blitz | Business | 2009 | Final | 95 | 28) From: 100W PAR38/30 PAR Lights - Flood or Spot - recessed down lighting to: 26W CFL PAR38/30 ENERGY STAR® rated PAR CFL - Food Service Sector | Quasi-Prescriptive | Quasi-Prescriptive | Quasi-Prescriptive | Quasi-Prescriptive | Quasi-Prescriptive | Quasi-Prescriptive | 95 | 8.5632 |  | n/a | n/a | n/a | n/a | n/a | n/a | n/a
1018 | 42 | Power Savings Blitz | Business | 2009 | Final | 96 | 29) From: 40 - 60W standard incandescent PAR Lights - Track lighting or product highlighting to: 15W CFL Energy Star rated Flood CFL - Food Service Sector | Quasi-Prescriptive | Quasi-Prescriptive | Quasi-Prescriptive | Quasi-Prescriptive | Quasi-Prescriptive | Quasi-Prescriptive | 95 | 8.5632 |  | n/a | n/a | n/a | n/a | n/a | n/a | n/a
1019 | 42 | Power Savings Blitz | Business | 2009 | Final | 97 | 30) From: 40 - 60W standard halogen PAR Lights - Track lighting or product highlighting to: 32 Watt IR coated halogen Energy Star rated Flood CFL - Food Service Sector | Quasi-Prescriptive | Quasi-Prescriptive | Quasi-Prescriptive | Quasi-Prescriptive | Quasi-Prescriptive | Quasi-Prescriptive | 95 | 8.5632 |  | n/a | n/a | n/a | n/a | n/a | n/a | n/a
1020 | 42 | Power Savings Blitz | Business | 2009 | Final | 98 | 31) From: 75W standard incandescent PAR Lights - Track lighting or product highlighting to: 18W CFL Energy Star rated Flood CFL - Food Service Sector | Quasi-Prescriptive | Quasi-Prescriptive | Quasi-Prescriptive | Quasi-Prescriptive | Quasi-Prescriptive | Quasi-Prescriptive | 95 | 8.5632 |  | n/a | n/a | n/a | n/a | n/a | n/a | n/a
1021 | 42 | Power Savings Blitz | Business | 2009 | Final | 99 | 32) From: 75W standard incandescent PAR Lights - Track lighting or product highlighting to: 50 Watt Halogen Energy Star rated Flood CFL - Food Service Sector | Quasi-Prescriptive | Quasi-Prescriptive | Quasi-Prescriptive | Quasi-Prescriptive | Quasi-Prescriptive | Quasi-Prescriptive | 95 | 8.5632 |  | n/a | n/a | n/a | n/a | n/a | n/a | n/a
1022 | 42 | Power Savings Blitz | Business | 2009 | Final | 100 | 33) From: 90 Watt Halogen PAR Lights - Track lighting or product highlighting to: 23 to 28 watt CFL Par 38/30 Energy Star rated Flood CFL - Food Service Sector | Quasi-Prescriptive | Quasi-Prescriptive | Quasi-Prescriptive | Quasi-Prescriptive | Quasi-Prescriptive | Quasi-Prescriptive | 95 | 8.5632 |  | n/a | n/a | n/a | n/a | n/a | n/a | n/a
1023 | 42 | Power Savings Blitz | Business | 2009 | Final | 101 | 34) From: 90 Watt Halogen PAR Lights - Track lighting or product highlighting to: 60 watt Halogen IR Energy Star rated Flood CFL - Food Service Sector | Quasi-Prescriptive | Quasi-Prescriptive | Quasi-Prescriptive | Quasi-Prescriptive | Quasi-Prescriptive | Quasi-Prescriptive | 95 | 8.5632 |  | n/a | n/a | n/a | n/a | n/a | n/a | n/a
1024 | 42 | Power Savings Blitz | Business | 2009 | Final | 102 | 35) From: 100W standard incandescent or greater PAR Lights - Track lighting or product highlighting to: 26W CFL Energy Star rated Flood CFL - Food Service Sector | Quasi-Prescriptive | Quasi-Prescriptive | Quasi-Prescriptive | Quasi-Prescriptive | Quasi-Prescriptive | Quasi-Prescriptive | 95 | 8.5632 |  | n/a | n/a | n/a | n/a | n/a | n/a | n/a
1025 | 42 | Power Savings Blitz | Business | 2009 | Final | 103 | 36) From: 100W standard incandescent or greater PAR Lights - Track lighting or product highlighting to: 50-75 watt halogen Energy Star rated Flood CFL - Food Service Sector | Quasi-Prescriptive | Quasi-Prescriptive | Quasi-Prescriptive | Quasi-Prescriptive | Quasi-Prescriptive | Quasi-Prescriptive | 95 | 8.5632 |  | n/a | n/a | n/a | n/a | n/a | n/a | n/a
1026 | 42 | Power Savings Blitz | Business | 2009 | Final | 104 | 37) From: No Insulation Jacket (50-119 Gal) to: Insulation Jacket 5/32" barrier bubble film laminated between two layers of foil Water Heater (Electrical) - Food Service Sector | Quasi-Prescriptive | Quasi-Prescriptive | Quasi-Prescriptive | Quasi-Prescriptive | Quasi-Prescriptive | Quasi-Prescriptive | 95 | 8.5632 |  | n/a | n/a | n/a | n/a | n/a | n/a | n/a
1027 | 42 | Power Savings Blitz | Business | 2009 | Final | 105 | 38) From: No Insulation Jacket (12-40 Gal) to: Insulation Jacket 5/32" barrier bubble film laminated between two layers of foil Water Heater (Electrical) - Food Service Sector | Quasi-Prescriptive | Quasi-Prescriptive | Quasi-Prescriptive | Quasi-Prescriptive | Quasi-Prescriptive | Quasi-Prescriptive | 95 | 8.5632 |  | n/a | n/a | n/a | n/a | n/a | n/a | n/a
1028 | 42 | Power Savings Blitz | Business | 2009 | Final | 106 | 39) From: No Pipe insulation to: Pipe insulation (10 ft flexible polyethylene insulation on outlet pipe (for 1.2" and 3/4" diameter pipe) Water Heater (Electrical) - Food Service Sector | Quasi-Prescriptive | Quasi-Prescriptive | Quasi-Prescriptive | Quasi-Prescriptive | Quasi-Prescriptive | Quasi-Prescriptive | 95 | 8.5632 |  | n/a | n/a | n/a | n/a | n/a | n/a | n/a
1029 | 42 | Power Savings Blitz | Business | 2009 | Final | 107 | 40) From: Aerator (Average 2.75gpm) Low Flow Aerator (Electric Water Heater Only) to: Aerator (Average 1.5 gpm) Low Flow Aerator (Electric Water Heater Only) - Food Service Sector | Quasi-Prescriptive | Quasi-Prescriptive | Quasi-Prescriptive | Quasi-Prescriptive | Quasi-Prescriptive | Quasi-Prescriptive | 95 | 8.5632 |  | n/a | n/a | n/a | n/a | n/a | n/a | n/a
1030 | 42 | Power Savings Blitz | Business | 2009 | Final | 108 | 41) From: Authorized Contractor Program (ACP) to: Work Order cost <$500 (Labour and materials) - Food Service Sector | Quasi-Prescriptive | Quasi-Prescriptive | Quasi-Prescriptive | Quasi-Prescriptive | Quasi-Prescriptive | Quasi-Prescriptive | 95 | 8.5632 |  | n/a | n/a | n/a | n/a | n/a | n/a | n/a
1031 | 42 | Power Savings Blitz | Business | 2009 | Final | 109 | 42) From: Authorized Contractor Program (ACP) to: Work Order cost >$500 - $2000 (Labour and materials) - Food Service Sector | Quasi-Prescriptive | Quasi-Prescriptive | Quasi-Prescriptive | Quasi-Prescriptive | Quasi-Prescriptive | Quasi-Prescriptive | 95 | 8.5632 |  | n/a | n/a | n/a | n/a | n/a | n/a | n/a
1032 | 42 | Power Savings Blitz | Business | 2009 | Final | 110 | 43) From: Authorized Contractor Program (ACP) to: Work Order cost >$2001 - $5000 (Labour and materials) - Food Service Sector | Quasi-Prescriptive | Quasi-Prescriptive | Quasi-Prescriptive | Quasi-Prescriptive | Quasi-Prescriptive | Quasi-Prescriptive | 95 | 8.5632 |  | n/a | n/a | n/a | n/a | n/a | n/a | n/a
1033 | 42 | Power Savings Blitz | Business | 2009 | Final | 111 | 44) From: Contractor (Non-Classified Locations) to: First 10 devices or fraction thereof - Food Service Sector | Quasi-Prescriptive | Quasi-Prescriptive | Quasi-Prescriptive | Quasi-Prescriptive | Quasi-Prescriptive | Quasi-Prescriptive | 95 | 8.5632 |  | n/a | n/a | n/a | n/a | n/a | n/a | n/a
1034 | 42 | Power Savings Blitz | Business | 2009 | Final | 112 | 45) From: Contractor (Non-Classified Locations) to: Each additional 10 devices or fraction thereof - Food Service Sector | Quasi-Prescriptive | Quasi-Prescriptive | Quasi-Prescriptive | Quasi-Prescriptive | Quasi-Prescriptive | Quasi-Prescriptive | 95 | 8.5632 |  | n/a | n/a | n/a | n/a | n/a | n/a | n/a
1035 | 42 | Power Savings Blitz | Business | 2009 | Final | 113 | 46) From: 4 Lamps 8' -T12-75W-Magnetic Ballasts to: 4 - 4' 32 watt lamps + reflector with 90% ballast factor T8-Electronic Ballast - Food Service Sector | Quasi-Prescriptive | Quasi-Prescriptive | Quasi-Prescriptive | Quasi-Prescriptive | Quasi-Prescriptive | Quasi-Prescriptive | 95 | 8.5632 |  | n/a | n/a | n/a | n/a | n/a | n/a | n/a
1036 | 42 | Power Savings Blitz | Business | 2009 | Final | 114 | 47) From: Contractor (Non-Classified Locations) - Minimum fee if the total fee for the application for inspection is less then $71 to: - Food Service Sector | Quasi-Prescriptive | Quasi-Prescriptive | Quasi-Prescriptive | Quasi-Prescriptive | Quasi-Prescriptive | Quasi-Prescriptive | 95 | 8.5632 |  | n/a | n/a | n/a | n/a | n/a | n/a | n/a
1037 | 42 | Power Savings Blitz | Business | 2009 | Final | 115 | 48) From: 2 Lamps 8' -T12-75W-Magnetic Ballasts to: 2 - 8' lamps with 90% ballast factor T8-Electronic Ballast - Food Service Sector | Quasi-Prescriptive | Quasi-Prescriptive | Quasi-Prescriptive | Quasi-Prescriptive | Quasi-Prescriptive | Quasi-Prescriptive | 95 | 8.5632 |  | n/a | n/a | n/a | n/a | n/a | n/a | n/a
1038 | 42 | Power Savings Blitz | Business | 2009 | Final | 116 | 49) From: 4 Lamps 8' -T12-75W-Magnetic Ballasts to: 4 - 8' lamps with 2 electronic ballasts of 90% ballast factor T8-Electronic Ballast - Food Service Sector | Quasi-Prescriptive | Quasi-Prescriptive | Quasi-Prescriptive | Quasi-Prescriptive | Quasi-Prescriptive | Quasi-Prescriptive | 95 | 8.5632 |  | n/a | n/a | n/a | n/a | n/a | n/a | n/a
1039 | 42 | Power Savings Blitz | Business | 2009 | Final | 117 | 50) From: 2 Lamps 8' -T12-60W-Magnetic Ballasts to: 2 - 8' 59wat lamps + reflector with 90% ballast factor T8-Electronic Ballast - Food Service Sector | Quasi-Prescriptive | Quasi-Prescriptive | Quasi-Prescriptive | Quasi-Prescriptive | Quasi-Prescriptive | Quasi-Prescriptive | 95 | 8.5632 |  | n/a | n/a | n/a | n/a | n/a | n/a | n/a
1040 | 42 | Power Savings Blitz | Business | 2009 | Final | 118 | 51) From: 4 Lamps 8' -T12-60W-Magnetic Ballasts to: 4 - 8' lamps with 2 electronic ballasts of 90% ballast factor T8-Electronic Ballast - Food Service Sector | Quasi-Prescriptive | Quasi-Prescriptive | Quasi-Prescriptive | Quasi-Prescriptive | Quasi-Prescriptive | Quasi-Prescriptive | 95 | 8.5632 |  | n/a | n/a | n/a | n/a | n/a | n/a | n/a
1041 | 42 | Power Savings Blitz | Business | 2009 | Final | 119 | 52) From: 2 Lamps 4' -T8 32W-Magnetic Ballasts to: 2 - 4' 25 watt lamps with electronic ballasts T8-Electronic Ballast - Food Service Sector | Quasi-Prescriptive | Quasi-Prescriptive | Quasi-Prescriptive | Quasi-Prescriptive | Quasi-Prescriptive | Quasi-Prescriptive | 95 | 8.5632 |  | n/a | n/a | n/a | n/a | n/a | n/a | n/a
1042 | 42 | Power Savings Blitz | Business | 2009 | Final | 120 | 53) From: 2 - 4' T12 High Output Lamps High Output T12-Magnetic Ballasts to: 2 - 4' High Output T8 lamps with electronic ballasts High Output T8-Electronic Ballast - Food Service Sector | Quasi-Prescriptive | Quasi-Prescriptive | Quasi-Prescriptive | Quasi-Prescriptive | Quasi-Prescriptive | Quasi-Prescriptive | 95 | 8.5632 |  | n/a | n/a | n/a | n/a | n/a | n/a | n/a
1043 | 42 | Power Savings Blitz | Business | 2009 | Final | 121 | 54) From: 2 - 8' T12 High Output Lamps High Output T12-Magnetic Ballasts to: 2 - 8' High Output T8 lamps with electronic ballasts High Output T8-Electronic Ballast - Food Service Sector | Quasi-Prescriptive | Quasi-Prescriptive | Quasi-Prescriptive | Quasi-Prescriptive | Quasi-Prescriptive | Quasi-Prescriptive | 95 | 8.5632 |  | n/a | n/a | n/a | n/a | n/a | n/a | n/a
1044 | 42 | Power Savings Blitz | Business | 2009 | Final | 122 | 55) From: 175W Metal Halide Metal Halide to: 1 - 150W Metal Halide Direct Lamp replacement Metal Halide Direct Lamp Replacement - Food Service Sector | Quasi-Prescriptive | Quasi-Prescriptive | Quasi-Prescriptive | Quasi-Prescriptive | Quasi-Prescriptive | Quasi-Prescriptive | 95 | 8.5632 |  | n/a | n/a | n/a | n/a | n/a | n/a | n/a
1045 | 42 | Power Savings Blitz | Business | 2009 | Final | 123 | 56) From: 400W Metal Halide Metal Halide to: 1 - 350W Metal Halide Direct Lamp replacement Metal Halide Direct Lamp Replacement - Food Service Sector | Quasi-Prescriptive | Quasi-Prescriptive | Quasi-Prescriptive | Quasi-Prescriptive | Quasi-Prescriptive | Quasi-Prescriptive | 95 | 8.5632 |  | n/a | n/a | n/a | n/a | n/a | n/a | n/a
1046 | 42 | Power Savings Blitz | Business | 2009 | Final | 124 | 57) From: 250W Metal Halide Metal Halide to: 4 - 4' Lamps with either 32 watt ballast of 80% ballast factor or 25 watt lamps T8 Replacement - Food Service Sector | Quasi-Prescriptive | Quasi-Prescriptive | Quasi-Prescriptive | Quasi-Prescriptive | Quasi-Prescriptive | Quasi-Prescriptive | 95 | 8.5632 |  | n/a | n/a | n/a | n/a | n/a | n/a | n/a
1047 | 42 | Power Savings Blitz | Business | 2009 | Final | 125 | 58) From: 400W Metal Halide Metal Halide to: 6 - 4' Lamps with either 32 watt ballast of 80% ballast factor or 25 watt lamps T8 Replacement - Food Service Sector | Quasi-Prescriptive | Quasi-Prescriptive | Quasi-Prescriptive | Quasi-Prescriptive | Quasi-Prescriptive | Quasi-Prescriptive | 95 | 8.5632 |  | n/a | n/a | n/a | n/a | n/a | n/a | n/a
1048 | 42 | Power Savings Blitz | Business | 2009 | Final | 126 | 59) From: 40W Standard Incandescent (A Lamp) to: 11W ENERGY STAR® rated CFL New Fixture (2-pin / 4-pin base socket) - Food Service Sector | Quasi-Prescriptive | Quasi-Prescriptive | Quasi-Prescriptive | Quasi-Prescriptive | Quasi-Prescriptive | Quasi-Prescriptive | 95 | 8.5632 |  | n/a | n/a | n/a | n/a | n/a | n/a | n/a
1049 | 42 | Power Savings Blitz | Business | 2009 | Final | 127 | 60) From: 60W Standard Incandescent (A Lamp) to: 13W ENERGY STAR® rated CFL New Fixture (2-pin / 4-pin base socket) - Food Service Sector | Quasi-Prescriptive | Quasi-Prescriptive | Quasi-Prescriptive | Quasi-Prescriptive | Quasi-Prescriptive | Quasi-Prescriptive | 95 | 8.5632 |  | n/a | n/a | n/a | n/a | n/a | n/a | n/a
1050 | 42 | Power Savings Blitz | Business | 2009 | Final | 128 | 61) From: 100W Standard Incandescent (A Lamp) to: 23W ENERGY STAR® rated CFL New Fixture (2-pin / 4-pin base socket) - Food Service Sector | Quasi-Prescriptive | Quasi-Prescriptive | Quasi-Prescriptive | Quasi-Prescriptive | Quasi-Prescriptive | Quasi-Prescriptive | 95 | 8.5632 |  | n/a | n/a | n/a | n/a | n/a | n/a | n/a
1051 | 42 | Power Savings Blitz | Business | 2009 | Final | 129 | 62) From: 150W Standard Incandescent (A Lamp) to: 28W ENERGY STAR® rated CFL New Fixture (2-pin / 4-pin base socket) - Food Service Sector | Quasi-Prescriptive | Quasi-Prescriptive | Quasi-Prescriptive | Quasi-Prescriptive | Quasi-Prescriptive | Quasi-Prescriptive | 95 | 8.5632 |  | n/a | n/a | n/a | n/a | n/a | n/a | n/a
1052 | 42 | Power Savings Blitz | Business | 2009 | Final | 130 | 63) From: 65 - 75W Incandescent R Lamp Incandescent R Lamp on Dimmers to: 14 - 16W Dimmable CFL R Lamp ENERGY STAR® rated Dimmable CFL R Lamp - Food Service Sector | Quasi-Prescriptive | Quasi-Prescriptive | Quasi-Prescriptive | Quasi-Prescriptive | Quasi-Prescriptive | Quasi-Prescriptive | 95 | 8.5632 |  | n/a | n/a | n/a | n/a | n/a | n/a | n/a
1053 | 42 | Power Savings Blitz | Business | 2009 | Final | 131 | 64) From: 100 - 150W Incandescent R Lamp Incandescent R Lamp on Dimmers to: 22 - 26W Dimmable CFL R Lamp ENERGY STAR® rated Dimmable CFL R Lamp - Food Service Sector | Quasi-Prescriptive | Quasi-Prescriptive | Quasi-Prescriptive | Quasi-Prescriptive | Quasi-Prescriptive | Quasi-Prescriptive | 95 | 8.5632 |  | n/a | n/a | n/a | n/a | n/a | n/a | n/a
1054 | 42 | Power Savings Blitz | Business | 2009 | Final | 132 | 65) From: 40 - 60W standard halogen PAR Lights - Track lighting or product highlighting to: 32 Watt halogen IR MR16 Energy Star rated Flood CFL - Food Service Sector | Quasi-Prescriptive | Quasi-Prescriptive | Quasi-Prescriptive | Quasi-Prescriptive | Quasi-Prescriptive | Quasi-Prescriptive | 95 | 8.5632 |  | n/a | n/a | n/a | n/a | n/a | n/a | n/a
1055 | 42 | Power Savings Blitz | Business | 2009 | Final | 133 | 66) From: 4' T12 Tube Guard T12 Tube Guard to: 4' T8 Tube Guards T8-Electronic Ballast - Food Service Sector | Quasi-Prescriptive | Quasi-Prescriptive | Quasi-Prescriptive | Quasi-Prescriptive | Quasi-Prescriptive | Quasi-Prescriptive | 95 | 8.5632 |  | n/a | n/a | n/a | n/a | n/a | n/a | n/a
1056 | 42 | Power Savings Blitz | Business | 2009 | Final | 134 | 67) From: 8' T12 Tube Guard T12 Tube Guard to: 8' T8 Tube Guards T8-Electronic Ballast - Food Service Sector | Quasi-Prescriptive | Quasi-Prescriptive | Quasi-Prescriptive | Quasi-Prescriptive | Quasi-Prescriptive | Quasi-Prescriptive | 95 | 8.5632 |  | n/a | n/a | n/a | n/a | n/a | n/a | n/a
1057 | 42 | Power Savings Blitz | Business | 2009 | Final | 135 | 1) From: 1 Lamp 8' -T12-75W-Magnetic Ballasts to: 2 - 4' Lamps, end to end 32 watt - with 80% ballast factor T8-Electronic Ballast - Office Sector | Quasi-Prescriptive | Quasi-Prescriptive | Quasi-Prescriptive | Quasi-Prescriptive | Quasi-Prescriptive | Quasi-Prescriptive | 95 | 8.5632 |  | n/a | n/a | n/a | n/a | n/a | n/a | n/a
1058 | 42 | Power Savings Blitz | Business | 2009 | Final | 136 | 2) From: 1 Lamp 8' -T12-75W-Magnetic Ballasts to: 1 - 8' lamp with 80% ballast factor T8-Electronic Ballast - Office Sector | Quasi-Prescriptive | Quasi-Prescriptive | Quasi-Prescriptive | Quasi-Prescriptive | Quasi-Prescriptive | Quasi-Prescriptive | 95 | 8.5632 |  | n/a | n/a | n/a | n/a | n/a | n/a | n/a
1059 | 42 | Power Savings Blitz | Business | 2009 | Final | 137 | 3) From: 1 Lamp 8' -T12-75W-Magnetic Ballasts to: 2 - 4' end to end 25 watt lamp with 90% ballast factor T8-Electronic Ballast - Office Sector | Quasi-Prescriptive | Quasi-Prescriptive | Quasi-Prescriptive | Quasi-Prescriptive | Quasi-Prescriptive | Quasi-Prescriptive | 95 | 8.5632 |  | n/a | n/a | n/a | n/a | n/a | n/a | n/a
1060 | 42 | Power Savings Blitz | Business | 2009 | Final | 138 | 4) From: 2 Lamps 8' -T12-75W-Magnetic Ballasts to: 4 - 4' end to end 32 watt lamps with 80% ballast factor T8-Electronic Ballast - Office Sector | Quasi-Prescriptive | Quasi-Prescriptive | Quasi-Prescriptive | Quasi-Prescriptive | Quasi-Prescriptive | Quasi-Prescriptive | 95 | 8.5632 |  | n/a | n/a | n/a | n/a | n/a | n/a | n/a
1061 | 42 | Power Savings Blitz | Business | 2009 | Final | 139 | 5) From: 2 Lamps 8' -T12-75W-Magnetic Ballasts to: 2 - 4' 32 watt lamps + reflector with 90% ballast factor T8-Electronic Ballast - Office Sector | Quasi-Prescriptive | Quasi-Prescriptive | Quasi-Prescriptive | Quasi-Prescriptive | Quasi-Prescriptive | Quasi-Prescriptive | 95 | 8.5632 |  | n/a | n/a | n/a | n/a | n/a | n/a | n/a
1062 | 42 | Power Savings Blitz | Business | 2009 | Final | 140 | 6) From: 2 Lamps 8' -T12-60W-Magnetic Ballasts to: 4 - 4' lamps with either 32 watt ballast of 80% ballast factor or 25 watt lamp T8-Electronic Ballast - Office Sector | Quasi-Prescriptive | Quasi-Prescriptive | Quasi-Prescriptive | Quasi-Prescriptive | Quasi-Prescriptive | Quasi-Prescriptive | 95 | 8.5632 |  | n/a | n/a | n/a | n/a | n/a | n/a | n/a
1063 | 42 | Power Savings Blitz | Business | 2009 | Final | 141 | 7) From: 2 Lamps 8' -T12-60W-Magnetic Ballasts to: 2 - 4' 32 watt lamps + Reflector with 90% ballast factor T8-Electronic Ballast - Office Sector | Quasi-Prescriptive | Quasi-Prescriptive | Quasi-Prescriptive | Quasi-Prescriptive | Quasi-Prescriptive | Quasi-Prescriptive | 95 | 8.5632 |  | n/a | n/a | n/a | n/a | n/a | n/a | n/a
1064 | 42 | Power Savings Blitz | Business | 2009 | Final | 142 | 8) From: 1 Lamp 4' -T12-40W-Magnetic Ballasts to: 1 - 4' lamp with either 32 watt ballast of 80% ballast factor or 25 watt lamp T8-Electronic Ballast - Office Sector | Quasi-Prescriptive | Quasi-Prescriptive | Quasi-Prescriptive | Quasi-Prescriptive | Quasi-Prescriptive | Quasi-Prescriptive | 95 | 8.5632 |  | n/a | n/a | n/a | n/a | n/a | n/a | n/a
1065 | 42 | Power Savings Blitz | Business | 2009 | Final | 143 | 9) From: 2 Lamps 4' -T12-40W-Magnetic Ballasts to: 1 - 4' 32 watt lamp + reflector with 90% ballast factor T8-Electronic Ballast - Office Sector | Quasi-Prescriptive | Quasi-Prescriptive | Quasi-Prescriptive | Quasi-Prescriptive | Quasi-Prescriptive | Quasi-Prescriptive | 95 | 8.5632 |  | n/a | n/a | n/a | n/a | n/a | n/a | n/a
1066 | 42 | Power Savings Blitz | Business | 2009 | Final | 144 | 10) From: 2 Lamps 4' -T12-40W-Magnetic Ballasts to: 2 - 4' lamps with either 32 watt ballast of 80% ballast factor or 25 watt lamps T8-Electronic Ballast - Office Sector | Quasi-Prescriptive | Quasi-Prescriptive | Quasi-Prescriptive | Quasi-Prescriptive | Quasi-Prescriptive | Quasi-Prescriptive | 95 | 8.5632 |  | n/a | n/a | n/a | n/a | n/a | n/a | n/a
1067 | 42 | Power Savings Blitz | Business | 2009 | Final | 145 | 11) From: 4 Lamps 4' -T12-40W-Magnetic Ballasts to: 2 - 4' 32 watt lamps + reflector T8-Electronic Ballast - Office Sector | Quasi-Prescriptive | Quasi-Prescriptive | Quasi-Prescriptive | Quasi-Prescriptive | Quasi-Prescriptive | Quasi-Prescriptive | 95 | 8.5632 |  | n/a | n/a | n/a | n/a | n/a | n/a | n/a
1068 | 42 | Power Savings Blitz | Business | 2009 | Final | 146 | 12) From: 4 Lamps 4' -T12-40W-Magnetic Ballasts to: 4 - 4' lamps with either 32 watt ballast of 80% ballast factor or 25 watt lamps T8-Electronic Ballast - Office Sector | Quasi-Prescriptive | Quasi-Prescriptive | Quasi-Prescriptive | Quasi-Prescriptive | Quasi-Prescriptive | Quasi-Prescriptive | 95 | 8.5632 |  | n/a | n/a | n/a | n/a | n/a | n/a | n/a
1069 | 42 | Power Savings Blitz | Business | 2009 | Final | 147 | 13) From: 1 Lamp 4' -T12-34W-Magnetic Ballasts to: 1 - 4' lamp with either 32 watt ballast of 80% ballast factor or 25 watt lamp T8-Electronic Ballast - Office Sector | Quasi-Prescriptive | Quasi-Prescriptive | Quasi-Prescriptive | Quasi-Prescriptive | Quasi-Prescriptive | Quasi-Prescriptive | 95 | 8.5632 |  | n/a | n/a | n/a | n/a | n/a | n/a | n/a
1070 | 42 | Power Savings Blitz | Business | 2009 | Final | 148 | 14) From: 2 Lamps 4' -T12-34W-Magnetic Ballasts to: 1 - 4' 32 watt lamp + reflector with 90% ballast factor T8-Electronic Ballast - Office Sector | Quasi-Prescriptive | Quasi-Prescriptive | Quasi-Prescriptive | Quasi-Prescriptive | Quasi-Prescriptive | Quasi-Prescriptive | 95 | 8.5632 |  | n/a | n/a | n/a | n/a | n/a | n/a | n/a
1071 | 42 | Power Savings Blitz | Business | 2009 | Final | 149 | 15) From: 2 Lamps 4' -T12-34W-Magnetic Ballasts to: 2 - 4' lamps with either 32 watt ballast of 80% ballast factor or 25 watt lamps T8-Electronic Ballast - Office Sector | Quasi-Prescriptive | Quasi-Prescriptive | Quasi-Prescriptive | Quasi-Prescriptive | Quasi-Prescriptive | Quasi-Prescriptive | 95 | 8.5632 |  | n/a | n/a | n/a | n/a | n/a | n/a | n/a
1072 | 42 | Power Savings Blitz | Business | 2009 | Final | 150 | 16) From: 4 Lamps 4' -T12-34W-Magnetic Ballasts to: 2 - 4' 32 watt lamps + reflector T8-Electronic Ballast - Office Sector | Quasi-Prescriptive | Quasi-Prescriptive | Quasi-Prescriptive | Quasi-Prescriptive | Quasi-Prescriptive | Quasi-Prescriptive | 95 | 8.5632 |  | n/a | n/a | n/a | n/a | n/a | n/a | n/a
1073 | 42 | Power Savings Blitz | Business | 2009 | Final | 151 | 17) From: 4 Lamps 4' -T12-34W-Magnetic Ballasts to: 4 - 4' lamps with either 32 watt ballast of 80% ballast factor or 25 watt lamps T8-Electronic Ballast - Office Sector | Quasi-Prescriptive | Quasi-Prescriptive | Quasi-Prescriptive | Quasi-Prescriptive | Quasi-Prescriptive | Quasi-Prescriptive | 95 | 8.5632 |  | n/a | n/a | n/a | n/a | n/a | n/a | n/a
1074 | 42 | Power Savings Blitz | Business | 2009 | Final | 152 | 18) From: 2 Lamps U-Shaped 34-40W-Magnetic Ballasts to: 2 U-Tube Lamps 2' -T8-32W-Electronic Ballast - Office Sector | Quasi-Prescriptive | Quasi-Prescriptive | Quasi-Prescriptive | Quasi-Prescriptive | Quasi-Prescriptive | Quasi-Prescriptive | 95 | 8.5632 |  | n/a | n/a | n/a | n/a | n/a | n/a | n/a
1075 | 42 | Power Savings Blitz | Business | 2009 | Final | 153 | 19) From: 2 Lamps U-Shaped 34-40W-Magnetic Ballasts to: 2 Linear 2' + Reflector F17T8 2' -T8-32W-Electronic Ballast - Office Sector | Quasi-Prescriptive | Quasi-Prescriptive | Quasi-Prescriptive | Quasi-Prescriptive | Quasi-Prescriptive | Quasi-Prescriptive | 95 | 8.5632 |  | n/a | n/a | n/a | n/a | n/a | n/a | n/a
1076 | 42 | Power Savings Blitz | Business | 2009 | Final | 154 | 20) From: 2-15W Lamps Exit Sign - incandescent to: 3W LED Energy Star rated LED Exit Sign - Office Sector | Quasi-Prescriptive | Quasi-Prescriptive | Quasi-Prescriptive | Quasi-Prescriptive | Quasi-Prescriptive | Quasi-Prescriptive | 95 | 8.5632 |  | n/a | n/a | n/a | n/a | n/a | n/a | n/a
1077 | 42 | Power Savings Blitz | Business | 2009 | Final | 155 | 21) From: 2-15W Lamps Exit Sign - incandescent to: Replace entire fixture with LED sign Energy Star rated LED Exit Sign - Office Sector | Quasi-Prescriptive | Quasi-Prescriptive | Quasi-Prescriptive | Quasi-Prescriptive | Quasi-Prescriptive | Quasi-Prescriptive | 95 | 8.5632 |  | n/a | n/a | n/a | n/a | n/a | n/a | n/a
1078 | 42 | Power Savings Blitz | Business | 2009 | Final | 156 | 22) From: 40W Standard Incandescent (A Lamp) to: 11W ENERGY STAR® rated CFL (Screw-in replacement) - Office Sector | Quasi-Prescriptive | Quasi-Prescriptive | Quasi-Prescriptive | Quasi-Prescriptive | Quasi-Prescriptive | Quasi-Prescriptive | 95 | 8.5632 |  | n/a | n/a | n/a | n/a | n/a | n/a | n/a
1079 | 42 | Power Savings Blitz | Business | 2009 | Final | 157 | 23) From: 60W Standard Incandescent (A Lamp) to: 13W ENERGY STAR® rated CFL (Screw-in replacement) - Office Sector | Quasi-Prescriptive | Quasi-Prescriptive | Quasi-Prescriptive | Quasi-Prescriptive | Quasi-Prescriptive | Quasi-Prescriptive | 95 | 8.5632 |  | n/a | n/a | n/a | n/a | n/a | n/a | n/a
1080 | 42 | Power Savings Blitz | Business | 2009 | Final | 158 | 24) From: 100W Standard Incandescent (A Lamp) to: 23W ENERGY STAR® rated CFL (Screw-in replacement) - Office Sector | Quasi-Prescriptive | Quasi-Prescriptive | Quasi-Prescriptive | Quasi-Prescriptive | Quasi-Prescriptive | Quasi-Prescriptive | 95 | 8.5632 |  | n/a | n/a | n/a | n/a | n/a | n/a | n/a
1081 | 42 | Power Savings Blitz | Business | 2009 | Final | 159 | 25) From: 150W Standard Incandescent (A Lamp) to: 28W ENERGY STAR® rated CFL (Screw-in replacement) - Office Sector | Quasi-Prescriptive | Quasi-Prescriptive | Quasi-Prescriptive | Quasi-Prescriptive | Quasi-Prescriptive | Quasi-Prescriptive | 95 | 8.5632 |  | n/a | n/a | n/a | n/a | n/a | n/a | n/a
1082 | 42 | Power Savings Blitz | Business | 2009 | Final | 160 | 26) From: 60W PAR38/30 PAR Lights - Flood or Spot - recessed down lighting to: 15W CFLPAR38/30 ENERGY STAR® rated PAR CFL - Office Sector | Quasi-Prescriptive | Quasi-Prescriptive | Quasi-Prescriptive | Quasi-Prescriptive | Quasi-Prescriptive | Quasi-Prescriptive | 95 | 8.5632 |  | n/a | n/a | n/a | n/a | n/a | n/a | n/a
1083 | 42 | Power Savings Blitz | Business | 2009 | Final | 161 | 27) From: 75W PAR38/30 PAR Lights - Flood or Spot - recessed down lighting to: 18W CFLPAR38/30 ENERGY STAR® rated PAR CFL - Office Sector | Quasi-Prescriptive | Quasi-Prescriptive | Quasi-Prescriptive | Quasi-Prescriptive | Quasi-Prescriptive | Quasi-Prescriptive | 95 | 8.5632 |  | n/a | n/a | n/a | n/a | n/a | n/a | n/a
1084 | 42 | Power Savings Blitz | Business | 2009 | Final | 162 | 28) From: 100W PAR38/30 PAR Lights - Flood or Spot - recessed down lighting to: 26W CFL PAR38/30 ENERGY STAR® rated PAR CFL - Office Sector | Quasi-Prescriptive | Quasi-Prescriptive | Quasi-Prescriptive | Quasi-Prescriptive | Quasi-Prescriptive | Quasi-Prescriptive | 95 | 8.5632 |  | n/a | n/a | n/a | n/a | n/a | n/a | n/a
1085 | 42 | Power Savings Blitz | Business | 2009 | Final | 163 | 29) From: 40 - 60W standard incandescent PAR Lights - Track lighting or product highlighting to: 15W CFL Energy Star rated Flood CFL - Office Sector | Quasi-Prescriptive | Quasi-Prescriptive | Quasi-Prescriptive | Quasi-Prescriptive | Quasi-Prescriptive | Quasi-Prescriptive | 95 | 8.5632 |  | n/a | n/a | n/a | n/a | n/a | n/a | n/a
1086 | 42 | Power Savings Blitz | Business | 2009 | Final | 164 | 30) From: 40 - 60W standard halogen PAR Lights - Track lighting or product highlighting to: 32 Watt IR coated halogen Energy Star rated Flood CFL - Office Sector | Quasi-Prescriptive | Quasi-Prescriptive | Quasi-Prescriptive | Quasi-Prescriptive | Quasi-Prescriptive | Quasi-Prescriptive | 95 | 8.5632 |  | n/a | n/a | n/a | n/a | n/a | n/a | n/a
1087 | 42 | Power Savings Blitz | Business | 2009 | Final | 165 | 31) From: 75W standard incandescent PAR Lights - Track lighting or product highlighting to: 18W CFL Energy Star rated Flood CFL - Office Sector | Quasi-Prescriptive | Quasi-Prescriptive | Quasi-Prescriptive | Quasi-Prescriptive | Quasi-Prescriptive | Quasi-Prescriptive | 95 | 8.5632 |  | n/a | n/a | n/a | n/a | n/a | n/a | n/a
1088 | 42 | Power Savings Blitz | Business | 2009 | Final | 166 | 32) From: 75W standard incandescent PAR Lights - Track lighting or product highlighting to: 50 Watt Halogen Energy Star rated Flood CFL - Office Sector | Quasi-Prescriptive | Quasi-Prescriptive | Quasi-Prescriptive | Quasi-Prescriptive | Quasi-Prescriptive | Quasi-Prescriptive | 95 | 8.5632 |  | n/a | n/a | n/a | n/a | n/a | n/a | n/a
1089 | 42 | Power Savings Blitz | Business | 2009 | Final | 167 | 33) From: 90 Watt Halogen PAR Lights - Track lighting or product highlighting to: 23 to 28 watt CFL Par 38/30 Energy Star rated Flood CFL - Office Sector | Quasi-Prescriptive | Quasi-Prescriptive | Quasi-Prescriptive | Quasi-Prescriptive | Quasi-Prescriptive | Quasi-Prescriptive | 95 | 8.5632 |  | n/a | n/a | n/a | n/a | n/a | n/a | n/a
1090 | 42 | Power Savings Blitz | Business | 2009 | Final | 168 | 34) From: 90 Watt Halogen PAR Lights - Track lighting or product highlighting to: 60 watt Halogen IR Energy Star rated Flood CFL - Office Sector | Quasi-Prescriptive | Quasi-Prescriptive | Quasi-Prescriptive | Quasi-Prescriptive | Quasi-Prescriptive | Quasi-Prescriptive | 95 | 8.5632 |  | n/a | n/a | n/a | n/a | n/a | n/a | n/a
1091 | 42 | Power Savings Blitz | Business | 2009 | Final | 169 | 35) From: 100W standard incandescent or greater PAR Lights - Track lighting or product highlighting to: 26W CFL Energy Star rated Flood CFL - Office Sector | Quasi-Prescriptive | Quasi-Prescriptive | Quasi-Prescriptive | Quasi-Prescriptive | Quasi-Prescriptive | Quasi-Prescriptive | 95 | 8.5632 |  | n/a | n/a | n/a | n/a | n/a | n/a | n/a
1092 | 42 | Power Savings Blitz | Business | 2009 | Final | 170 | 36) From: 100W standard incandescent or greater PAR Lights - Track lighting or product highlighting to: 50-75 watt halogen Energy Star rated Flood CFL - Office Sector | Quasi-Prescriptive | Quasi-Prescriptive | Quasi-Prescriptive | Quasi-Prescriptive | Quasi-Prescriptive | Quasi-Prescriptive | 95 | 8.5632 |  | n/a | n/a | n/a | n/a | n/a | n/a | n/a
1093 | 42 | Power Savings Blitz | Business | 2009 | Final | 171 | 37) From: No Insulation Jacket (50-119 Gal) to: Insulation Jacket 5/32" barrier bubble film laminated between two layers of foil Water Heater (Electrical) - Office Sector | Quasi-Prescriptive | Quasi-Prescriptive | Quasi-Prescriptive | Quasi-Prescriptive | Quasi-Prescriptive | Quasi-Prescriptive | 95 | 8.5632 |  | n/a | n/a | n/a | n/a | n/a | n/a | n/a
1094 | 42 | Power Savings Blitz | Business | 2009 | Final | 172 | 38) From: No Insulation Jacket (12-40 Gal) to: Insulation Jacket 5/32" barrier bubble film laminated between two layers of foil Water Heater (Electrical) - Office Sector | Quasi-Prescriptive | Quasi-Prescriptive | Quasi-Prescriptive | Quasi-Prescriptive | Quasi-Prescriptive | Quasi-Prescriptive | 95 | 8.5632 |  | n/a | n/a | n/a | n/a | n/a | n/a | n/a
1095 | 42 | Power Savings Blitz | Business | 2009 | Final | 173 | 39) From: No Pipe insulation to: Pipe insulation (10 ft flexible polyethylene insulation on outlet pipe (for 1.2" and 3/4" diameter pipe) Water Heater (Electrical) - Office Sector | Quasi-Prescriptive | Quasi-Prescriptive | Quasi-Prescriptive | Quasi-Prescriptive | Quasi-Prescriptive | Quasi-Prescriptive | 95 | 8.5632 |  | n/a | n/a | n/a | n/a | n/a | n/a | n/a
1096 | 42 | Power Savings Blitz | Business | 2009 | Final | 174 | 40) From: Aerator (Average 2.75gpm) Low Flow Aerator (Electric Water Heater Only) to: Aerator (Average 1.5 gpm) Low Flow Aerator (Electric Water Heater Only) - Office Sector | Quasi-Prescriptive | Quasi-Prescriptive | Quasi-Prescriptive | Quasi-Prescriptive | Quasi-Prescriptive | Quasi-Prescriptive | 95 | 8.5632 |  | n/a | n/a | n/a | n/a | n/a | n/a | n/a
1097 | 42 | Power Savings Blitz | Business | 2009 | Final | 175 | 41) From: Authorized Contractor Program (ACP) to: Work Order cost <$500 (Labour and materials) - Office Sector | Quasi-Prescriptive | Quasi-Prescriptive | Quasi-Prescriptive | Quasi-Prescriptive | Quasi-Prescriptive | Quasi-Prescriptive | 95 | 8.5632 |  | n/a | n/a | n/a | n/a | n/a | n/a | n/a
1098 | 42 | Power Savings Blitz | Business | 2009 | Final | 176 | 42) From: Authorized Contractor Program (ACP) to: Work Order cost >$500 - $2000 (Labour and materials) - Office Sector | Quasi-Prescriptive | Quasi-Prescriptive | Quasi-Prescriptive | Quasi-Prescriptive | Quasi-Prescriptive | Quasi-Prescriptive | 95 | 8.5632 |  | n/a | n/a | n/a | n/a | n/a | n/a | n/a
1099 | 42 | Power Savings Blitz | Business | 2009 | Final | 177 | 43) From: Authorized Contractor Program (ACP) to: Work Order cost >$2001 - $5000 (Labour and materials) - Office Sector | Quasi-Prescriptive | Quasi-Prescriptive | Quasi-Prescriptive | Quasi-Prescriptive | Quasi-Prescriptive | Quasi-Prescriptive | 95 | 8.5632 |  | n/a | n/a | n/a | n/a | n/a | n/a | n/a
1100 | 42 | Power Savings Blitz | Business | 2009 | Final | 178 | 44) From: Contractor (Non-Classified Locations) to: First 10 devices or fraction thereof - Office Sector | Quasi-Prescriptive | Quasi-Prescriptive | Quasi-Prescriptive | Quasi-Prescriptive | Quasi-Prescriptive | Quasi-Prescriptive | 95 | 8.5632 |  | n/a | n/a | n/a | n/a | n/a | n/a | n/a
1101 | 42 | Power Savings Blitz | Business | 2009 | Final | 179 | 45) From: Contractor (Non-Classified Locations) to: Each additional 10 devices or fraction thereof - Office Sector | Quasi-Prescriptive | Quasi-Prescriptive | Quasi-Prescriptive | Quasi-Prescriptive | Quasi-Prescriptive | Quasi-Prescriptive | 95 | 8.5632 |  | n/a | n/a | n/a | n/a | n/a | n/a | n/a
1102 | 42 | Power Savings Blitz | Business | 2009 | Final | 180 | 46) From: 4 Lamps 8' -T12-75W-Magnetic Ballasts to: 4 - 4' 32 watt lamps + reflector with 90% ballast factor T8-Electronic Ballast - Office Sector | Quasi-Prescriptive | Quasi-Prescriptive | Quasi-Prescriptive | Quasi-Prescriptive | Quasi-Prescriptive | Quasi-Prescriptive | 95 | 8.5632 |  | n/a | n/a | n/a | n/a | n/a | n/a | n/a
1103 | 42 | Power Savings Blitz | Business | 2009 | Final | 181 | 47) From: Contractor (Non-Classified Locations) - Minimum fee if the total fee for the application for inspection is less then $71 to: - Office Sector | Quasi-Prescriptive | Quasi-Prescriptive | Quasi-Prescriptive | Quasi-Prescriptive | Quasi-Prescriptive | Quasi-Prescriptive | 95 | 8.5632 |  | n/a | n/a | n/a | n/a | n/a | n/a | n/a
1104 | 42 | Power Savings Blitz | Business | 2009 | Final | 182 | 48) From: 2 Lamps 8' -T12-75W-Magnetic Ballasts to: 2 - 8' lamps with 90% ballast factor T8-Electronic Ballast - Office Sector | Quasi-Prescriptive | Quasi-Prescriptive | Quasi-Prescriptive | Quasi-Prescriptive | Quasi-Prescriptive | Quasi-Prescriptive | 95 | 8.5632 |  | n/a | n/a | n/a | n/a | n/a | n/a | n/a
1105 | 42 | Power Savings Blitz | Business | 2009 | Final | 183 | 49) From: 4 Lamps 8' -T12-75W-Magnetic Ballasts to: 4 - 8' lamps with 2 electronic ballasts of 90% ballast factor T8-Electronic Ballast - Office Sector | Quasi-Prescriptive | Quasi-Prescriptive | Quasi-Prescriptive | Quasi-Prescriptive | Quasi-Prescriptive | Quasi-Prescriptive | 95 | 8.5632 |  | n/a | n/a | n/a | n/a | n/a | n/a | n/a
1106 | 42 | Power Savings Blitz | Business | 2009 | Final | 184 | 50) From: 2 Lamps 8' -T12-60W-Magnetic Ballasts to: 2 - 8' 59wat lamps + reflector with 90% ballast factor T8-Electronic Ballast - Office Sector | Quasi-Prescriptive | Quasi-Prescriptive | Quasi-Prescriptive | Quasi-Prescriptive | Quasi-Prescriptive | Quasi-Prescriptive | 95 | 8.5632 |  | n/a | n/a | n/a | n/a | n/a | n/a | n/a
1107 | 42 | Power Savings Blitz | Business | 2009 | Final | 185 | 51) From: 4 Lamps 8' -T12-60W-Magnetic Ballasts to: 4 - 8' lamps with 2 electronic ballasts of 90% ballast factor T8-Electronic Ballast - Office Sector | Quasi-Prescriptive | Quasi-Prescriptive | Quasi-Prescriptive | Quasi-Prescriptive | Quasi-Prescriptive | Quasi-Prescriptive | 95 | 8.5632 |  | n/a | n/a | n/a | n/a | n/a | n/a | n/a
1108 | 42 | Power Savings Blitz | Business | 2009 | Final | 186 | 52) From: 2 Lamps 4' -T8 32W-Magnetic Ballasts to: 2 - 4' 25 watt lamps with electronic ballasts T8-Electronic Ballast - Office Sector | Quasi-Prescriptive | Quasi-Prescriptive | Quasi-Prescriptive | Quasi-Prescriptive | Quasi-Prescriptive | Quasi-Prescriptive | 95 | 8.5632 |  | n/a | n/a | n/a | n/a | n/a | n/a | n/a
1109 | 42 | Power Savings Blitz | Business | 2009 | Final | 187 | 53) From: 2 - 4' T12 High Output Lamps High Output T12-Magnetic Ballasts to: 2 - 4' High Output T8 lamps with electronic ballasts High Output T8-Electronic Ballast - Office Sector | Quasi-Prescriptive | Quasi-Prescriptive | Quasi-Prescriptive | Quasi-Prescriptive | Quasi-Prescriptive | Quasi-Prescriptive | 95 | 8.5632 |  | n/a | n/a | n/a | n/a | n/a | n/a | n/a
1110 | 42 | Power Savings Blitz | Business | 2009 | Final | 188 | 54) From: 2 - 8' T12 High Output Lamps High Output T12-Magnetic Ballasts to: 2 - 8' High Output T8 lamps with electronic ballasts High Output T8-Electronic Ballast - Office Sector | Quasi-Prescriptive | Quasi-Prescriptive | Quasi-Prescriptive | Quasi-Prescriptive | Quasi-Prescriptive | Quasi-Prescriptive | 95 | 8.5632 |  | n/a | n/a | n/a | n/a | n/a | n/a | n/a
1111 | 42 | Power Savings Blitz | Business | 2009 | Final | 189 | 55) From: 175W Metal Halide Metal Halide to: 1 - 150W Metal Halide Direct Lamp replacement Metal Halide Direct Lamp Replacement - Office Sector | Quasi-Prescriptive | Quasi-Prescriptive | Quasi-Prescriptive | Quasi-Prescriptive | Quasi-Prescriptive | Quasi-Prescriptive | 95 | 8.5632 |  | n/a | n/a | n/a | n/a | n/a | n/a | n/a
1112 | 42 | Power Savings Blitz | Business | 2009 | Final | 190 | 56) From: 400W Metal Halide Metal Halide to: 1 - 350W Metal Halide Direct Lamp replacement Metal Halide Direct Lamp Replacement - Office Sector | Quasi-Prescriptive | Quasi-Prescriptive | Quasi-Prescriptive | Quasi-Prescriptive | Quasi-Prescriptive | Quasi-Prescriptive | 95 | 8.5632 |  | n/a | n/a | n/a | n/a | n/a | n/a | n/a
1113 | 42 | Power Savings Blitz | Business | 2009 | Final | 191 | 57) From: 250W Metal Halide Metal Halide to: 4 - 4' Lamps with either 32 watt ballast of 80% ballast factor or 25 watt lamps T8 Replacement - Office Sector | Quasi-Prescriptive | Quasi-Prescriptive | Quasi-Prescriptive | Quasi-Prescriptive | Quasi-Prescriptive | Quasi-Prescriptive | 95 | 8.5632 |  | n/a | n/a | n/a | n/a | n/a | n/a | n/a
1114 | 42 | Power Savings Blitz | Business | 2009 | Final | 192 | 58) From: 400W Metal Halide Metal Halide to: 6 - 4' Lamps with either 32 watt ballast of 80% ballast factor or 25 watt lamps T8 Replacement - Office Sector | Quasi-Prescriptive | Quasi-Prescriptive | Quasi-Prescriptive | Quasi-Prescriptive | Quasi-Prescriptive | Quasi-Prescriptive | 95 | 8.5632 |  | n/a | n/a | n/a | n/a | n/a | n/a | n/a
1115 | 42 | Power Savings Blitz | Business | 2009 | Final | 193 | 59) From: 40W Standard Incandescent (A Lamp) to: 11W ENERGY STAR® rated CFL New Fixture (2-pin / 4-pin base socket) - Office Sector | Quasi-Prescriptive | Quasi-Prescriptive | Quasi-Prescriptive | Quasi-Prescriptive | Quasi-Prescriptive | Quasi-Prescriptive | 95 | 8.5632 |  | n/a | n/a | n/a | n/a | n/a | n/a | n/a
1116 | 42 | Power Savings Blitz | Business | 2009 | Final | 194 | 60) From: 60W Standard Incandescent (A Lamp) to: 13W ENERGY STAR® rated CFL New Fixture (2-pin / 4-pin base socket) - Office Sector | Quasi-Prescriptive | Quasi-Prescriptive | Quasi-Prescriptive | Quasi-Prescriptive | Quasi-Prescriptive | Quasi-Prescriptive | 95 | 8.5632 |  | n/a | n/a | n/a | n/a | n/a | n/a | n/a
1117 | 42 | Power Savings Blitz | Business | 2009 | Final | 195 | 61) From: 100W Standard Incandescent (A Lamp) to: 23W ENERGY STAR® rated CFL New Fixture (2-pin / 4-pin base socket) - Office Sector | Quasi-Prescriptive | Quasi-Prescriptive | Quasi-Prescriptive | Quasi-Prescriptive | Quasi-Prescriptive | Quasi-Prescriptive | 95 | 8.5632 |  | n/a | n/a | n/a | n/a | n/a | n/a | n/a
1118 | 42 | Power Savings Blitz | Business | 2009 | Final | 196 | 62) From: 150W Standard Incandescent (A Lamp) to: 28W ENERGY STAR® rated CFL New Fixture (2-pin / 4-pin base socket) - Office Sector | Quasi-Prescriptive | Quasi-Prescriptive | Quasi-Prescriptive | Quasi-Prescriptive | Quasi-Prescriptive | Quasi-Prescriptive | 95 | 8.5632 |  | n/a | n/a | n/a | n/a | n/a | n/a | n/a
1119 | 42 | Power Savings Blitz | Business | 2009 | Final | 197 | 63) From: 65 - 75W Incandescent R Lamp Incandescent R Lamp on Dimmers to: 14 - 16W Dimmable CFL R Lamp ENERGY STAR® rated Dimmable CFL R Lamp - Office Sector | Quasi-Prescriptive | Quasi-Prescriptive | Quasi-Prescriptive | Quasi-Prescriptive | Quasi-Prescriptive | Quasi-Prescriptive | 95 | 8.5632 |  | n/a | n/a | n/a | n/a | n/a | n/a | n/a
1120 | 42 | Power Savings Blitz | Business | 2009 | Final | 198 | 64) From: 100 - 150W Incandescent R Lamp Incandescent R Lamp on Dimmers to: 22 - 26W Dimmable CFL R Lamp ENERGY STAR® rated Dimmable CFL R Lamp - Office Sector | Quasi-Prescriptive | Quasi-Prescriptive | Quasi-Prescriptive | Quasi-Prescriptive | Quasi-Prescriptive | Quasi-Prescriptive | 95 | 8.5632 |  | n/a | n/a | n/a | n/a | n/a | n/a | n/a
1121 | 42 | Power Savings Blitz | Business | 2009 | Final | 199 | 65) From: 40 - 60W standard halogen PAR Lights - Track lighting or product highlighting to: 32 Watt halogen IR MR16 Energy Star rated Flood CFL - Office Sector | Quasi-Prescriptive | Quasi-Prescriptive | Quasi-Prescriptive | Quasi-Prescriptive | Quasi-Prescriptive | Quasi-Prescriptive | 95 | 8.5632 |  | n/a | n/a | n/a | n/a | n/a | n/a | n/a
1122 | 42 | Power Savings Blitz | Business | 2009 | Final | 200 | 66) From: 4' T12 Tube Guard T12 Tube Guard to: 4' T8 Tube Guards T8-Electronic Ballast - Office Sector | Quasi-Prescriptive | Quasi-Prescriptive | Quasi-Prescriptive | Quasi-Prescriptive | Quasi-Prescriptive | Quasi-Prescriptive | 95 | 8.5632 |  | n/a | n/a | n/a | n/a | n/a | n/a | n/a
1123 | 42 | Power Savings Blitz | Business | 2009 | Final | 201 | 67) From: 8' T12 Tube Guard T12 Tube Guard to: 8' T8 Tube Guards T8-Electronic Ballast - Office Sector | Quasi-Prescriptive | Quasi-Prescriptive | Quasi-Prescriptive | Quasi-Prescriptive | Quasi-Prescriptive | Quasi-Prescriptive | 95 | 8.5632 |  | n/a | n/a | n/a | n/a | n/a | n/a | n/a
1124 | 43 | Multi-Family Energy Efficiency Rebates | Consumer, Consumer Low-Income | 2009 | Final | 1 | EnergyStarExitSigns - Corridor / Parking Area Energy Savings application - Multi-Unit Residential Building sector | Quasi-Prescriptive | Quasi-Prescriptive | Quasi-Prescriptive | Quasi-Prescriptive | Quasi-Prescriptive | Quasi-Prescriptive | 100 | 12.0625 |  | n/a | n/a | n/a | n/a | n/a | n/a | n/a
1125 | 43 | Multi-Family Energy Efficiency Rebates | Consumer, Consumer Low-Income | 2009 | Final | 2 | FridgeLEDStripLight - Corridor / Parking Area Energy Savings application - Multi-Unit Residential Building sector | Quasi-Prescriptive | Quasi-Prescriptive | Quasi-Prescriptive | Quasi-Prescriptive | Quasi-Prescriptive | Quasi-Prescriptive | 100 | 12.0625 |  | n/a | n/a | n/a | n/a | n/a | n/a | n/a
1126 | 43 | Multi-Family Energy Efficiency Rebates | Consumer, Consumer Low-Income | 2009 | Final | 3 | NonDimmCFLsScrew_In - Corridor / Parking Area Energy Savings application - Multi-Unit Residential Building sector | Quasi-Prescriptive | Quasi-Prescriptive | Quasi-Prescriptive | Quasi-Prescriptive | Quasi-Prescriptive | Quasi-Prescriptive | 100 | 12.0625 |  | n/a | n/a | n/a | n/a | n/a | n/a | n/a
1127 | 43 | Multi-Family Energy Efficiency Rebates | Consumer, Consumer Low-Income | 2009 | Final | 4 | NonDimmCFLs_par11W - Corridor / Parking Area Energy Savings application - Multi-Unit Residential Building sector | Quasi-Prescriptive | Quasi-Prescriptive | Quasi-Prescriptive | Quasi-Prescriptive | Quasi-Prescriptive | Quasi-Prescriptive | 100 | 12.0625 |  | n/a | n/a | n/a | n/a | n/a | n/a | n/a
1128 | 43 | Multi-Family Energy Efficiency Rebates | Consumer, Consumer Low-Income | 2009 | Final | 5 | NonDimmCFLs_par12-20W - Corridor / Parking Area Energy Savings application - Multi-Unit Residential Building sector | Quasi-Prescriptive | Quasi-Prescriptive | Quasi-Prescriptive | Quasi-Prescriptive | Quasi-Prescriptive | Quasi-Prescriptive | 100 | 12.0625 |  | n/a | n/a | n/a | n/a | n/a | n/a | n/a
1129 | 43 | Multi-Family Energy Efficiency Rebates | Consumer, Consumer Low-Income | 2009 | Final | 6 | NonDimmCFLs_par20+W - Corridor / Parking Area Energy Savings application - Multi-Unit Residential Building sector | Quasi-Prescriptive | Quasi-Prescriptive | Quasi-Prescriptive | Quasi-Prescriptive | Quasi-Prescriptive | Quasi-Prescriptive | 100 | 12.0625 |  | n/a | n/a | n/a | n/a | n/a | n/a | n/a
1130 | 43 | Multi-Family Energy Efficiency Rebates | Consumer, Consumer Low-Income | 2009 | Final | 7 | Dimm&NonDimmCFL2-pin14W- - Corridor / Parking Area Energy Savings application - Multi-Unit Residential Building sector | Quasi-Prescriptive | Quasi-Prescriptive | Quasi-Prescriptive | Quasi-Prescriptive | Quasi-Prescriptive | Quasi-Prescriptive | 100 | 12.0625 |  | n/a | n/a | n/a | n/a | n/a | n/a | n/a
1131 | 43 | Multi-Family Energy Efficiency Rebates | Consumer, Consumer Low-Income | 2009 | Final | 8 | Dimm&NonDimmCFL2-pin26W- - Corridor / Parking Area Energy Savings application - Multi-Unit Residential Building sector | Quasi-Prescriptive | Quasi-Prescriptive | Quasi-Prescriptive | Quasi-Prescriptive | Quasi-Prescriptive | Quasi-Prescriptive | 100 | 12.0625 |  | n/a | n/a | n/a | n/a | n/a | n/a | n/a
1132 | 43 | Multi-Family Energy Efficiency Rebates | Consumer, Consumer Low-Income | 2009 | Final | 9 | Dimm&NonDimmCFL2-pin39W- - Corridor / Parking Area Energy Savings application - Multi-Unit Residential Building sector | Quasi-Prescriptive | Quasi-Prescriptive | Quasi-Prescriptive | Quasi-Prescriptive | Quasi-Prescriptive | Quasi-Prescriptive | 100 | 12.0625 |  | n/a | n/a | n/a | n/a | n/a | n/a | n/a
1133 | 43 | Multi-Family Energy Efficiency Rebates | Consumer, Consumer Low-Income | 2009 | Final | 10 | Dimm&NonDimmCFL4-pin14W- - Corridor / Parking Area Energy Savings application - Multi-Unit Residential Building sector | Quasi-Prescriptive | Quasi-Prescriptive | Quasi-Prescriptive | Quasi-Prescriptive | Quasi-Prescriptive | Quasi-Prescriptive | 100 | 12.0625 |  | n/a | n/a | n/a | n/a | n/a | n/a | n/a
1134 | 43 | Multi-Family Energy Efficiency Rebates | Consumer, Consumer Low-Income | 2009 | Final | 11 | Dimm&NonDimmCFL4-pin26W- - Corridor / Parking Area Energy Savings application - Multi-Unit Residential Building sector | Quasi-Prescriptive | Quasi-Prescriptive | Quasi-Prescriptive | Quasi-Prescriptive | Quasi-Prescriptive | Quasi-Prescriptive | 100 | 12.0625 |  | n/a | n/a | n/a | n/a | n/a | n/a | n/a
1135 | 43 | Multi-Family Energy Efficiency Rebates | Consumer, Consumer Low-Income | 2009 | Final | 12 | Dimm&NonDimmCFL4-pin39W- - Corridor / Parking Area Energy Savings application - Multi-Unit Residential Building sector | Quasi-Prescriptive | Quasi-Prescriptive | Quasi-Prescriptive | Quasi-Prescriptive | Quasi-Prescriptive | Quasi-Prescriptive | 100 | 12.0625 |  | n/a | n/a | n/a | n/a | n/a | n/a | n/a
1136 | 43 | Multi-Family Energy Efficiency Rebates | Consumer, Consumer Low-Income | 2009 | Final | 13 | DimmCFLs_0-16W - Corridor / Parking Area Energy Savings application - Multi-Unit Residential Building sector | Quasi-Prescriptive | Quasi-Prescriptive | Quasi-Prescriptive | Quasi-Prescriptive | Quasi-Prescriptive | Quasi-Prescriptive | 100 | 12.0625 |  | n/a | n/a | n/a | n/a | n/a | n/a | n/a
1137 | 43 | Multi-Family Energy Efficiency Rebates | Consumer, Consumer Low-Income | 2009 | Final | 14 | DimmCFLs_17-20W - Corridor / Parking Area Energy Savings application - Multi-Unit Residential Building sector | Quasi-Prescriptive | Quasi-Prescriptive | Quasi-Prescriptive | Quasi-Prescriptive | Quasi-Prescriptive | Quasi-Prescriptive | 100 | 12.0625 |  | n/a | n/a | n/a | n/a | n/a | n/a | n/a
1138 | 43 | Multi-Family Energy Efficiency Rebates | Consumer, Consumer Low-Income | 2009 | Final | 15 | DimmCFLs_21+W - Corridor / Parking Area Energy Savings application - Multi-Unit Residential Building sector | Quasi-Prescriptive | Quasi-Prescriptive | Quasi-Prescriptive | Quasi-Prescriptive | Quasi-Prescriptive | Quasi-Prescriptive | 100 | 12.0625 |  | n/a | n/a | n/a | n/a | n/a | n/a | n/a
1139 | 43 | Multi-Family Energy Efficiency Rebates | Consumer, Consumer Low-Income | 2009 | Final | 16 | StandardT8_Single - Corridor / Parking Area Energy Savings application - Multi-Unit Residential Building sector | Quasi-Prescriptive | Quasi-Prescriptive | Quasi-Prescriptive | Quasi-Prescriptive | Quasi-Prescriptive | Quasi-Prescriptive | 100 | 12.0625 |  | n/a | n/a | n/a | n/a | n/a | n/a | n/a
1140 | 43 | Multi-Family Energy Efficiency Rebates | Consumer, Consumer Low-Income | 2009 | Final | 17 | StandardT8_Two - Corridor / Parking Area Energy Savings application - Multi-Unit Residential Building sector | Quasi-Prescriptive | Quasi-Prescriptive | Quasi-Prescriptive | Quasi-Prescriptive | Quasi-Prescriptive | Quasi-Prescriptive | 100 | 12.0625 |  | n/a | n/a | n/a | n/a | n/a | n/a | n/a
1141 | 43 | Multi-Family Energy Efficiency Rebates | Consumer, Consumer Low-Income | 2009 | Final | 18 | StandardT8_Three - Corridor / Parking Area Energy Savings application - Multi-Unit Residential Building sector | Quasi-Prescriptive | Quasi-Prescriptive | Quasi-Prescriptive | Quasi-Prescriptive | Quasi-Prescriptive | Quasi-Prescriptive | 100 | 12.0625 |  | n/a | n/a | n/a | n/a | n/a | n/a | n/a
1142 | 43 | Multi-Family Energy Efficiency Rebates | Consumer, Consumer Low-Income | 2009 | Final | 19 | StandardT8_Four - Corridor / Parking Area Energy Savings application - Multi-Unit Residential Building sector | Quasi-Prescriptive | Quasi-Prescriptive | Quasi-Prescriptive | Quasi-Prescriptive | Quasi-Prescriptive | Quasi-Prescriptive | 100 | 12.0625 |  | n/a | n/a | n/a | n/a | n/a | n/a | n/a
1143 | 43 | Multi-Family Energy Efficiency Rebates | Consumer, Consumer Low-Income | 2009 | Final | 20 | RWHighT8Fixtures_Single - Corridor / Parking Area Energy Savings application - Multi-Unit Residential Building sector | Quasi-Prescriptive | Quasi-Prescriptive | Quasi-Prescriptive | Quasi-Prescriptive | Quasi-Prescriptive | Quasi-Prescriptive | 100 | 12.0625 |  | n/a | n/a | n/a | n/a | n/a | n/a | n/a
1144 | 43 | Multi-Family Energy Efficiency Rebates | Consumer, Consumer Low-Income | 2009 | Final | 21 | RWHighT8Fixtures_Two - Corridor / Parking Area Energy Savings application - Multi-Unit Residential Building sector | Quasi-Prescriptive | Quasi-Prescriptive | Quasi-Prescriptive | Quasi-Prescriptive | Quasi-Prescriptive | Quasi-Prescriptive | 100 | 12.0625 |  | n/a | n/a | n/a | n/a | n/a | n/a | n/a
1145 | 43 | Multi-Family Energy Efficiency Rebates | Consumer, Consumer Low-Income | 2009 | Final | 22 | RWHighT8Fixtures_Three - Corridor / Parking Area Energy Savings application - Multi-Unit Residential Building sector | Quasi-Prescriptive | Quasi-Prescriptive | Quasi-Prescriptive | Quasi-Prescriptive | Quasi-Prescriptive | Quasi-Prescriptive | 100 | 12.0625 |  | n/a | n/a | n/a | n/a | n/a | n/a | n/a
1146 | 43 | Multi-Family Energy Efficiency Rebates | Consumer, Consumer Low-Income | 2009 | Final | 23 | RWHighT8Fixtures_Four - Corridor / Parking Area Energy Savings application - Multi-Unit Residential Building sector | Quasi-Prescriptive | Quasi-Prescriptive | Quasi-Prescriptive | Quasi-Prescriptive | Quasi-Prescriptive | Quasi-Prescriptive | 100 | 12.0625 |  | n/a | n/a | n/a | n/a | n/a | n/a | n/a
1147 | 43 | Multi-Family Energy Efficiency Rebates | Consumer, Consumer Low-Income | 2009 | Final | 24 | StdMedBayT8_Four - Corridor / Parking Area Energy Savings application - Multi-Unit Residential Building sector | Quasi-Prescriptive | Quasi-Prescriptive | Quasi-Prescriptive | Quasi-Prescriptive | Quasi-Prescriptive | Quasi-Prescriptive | 100 | 12.0625 |  | n/a | n/a | n/a | n/a | n/a | n/a | n/a
1148 | 43 | Multi-Family Energy Efficiency Rebates | Consumer, Consumer Low-Income | 2009 | Final | 25 | MedBayT8_Six - Corridor / Parking Area Energy Savings application - Multi-Unit Residential Building sector | Quasi-Prescriptive | Quasi-Prescriptive | Quasi-Prescriptive | Quasi-Prescriptive | Quasi-Prescriptive | Quasi-Prescriptive | 100 | 12.0625 |  | n/a | n/a | n/a | n/a | n/a | n/a | n/a
1149 | 43 | Multi-Family Energy Efficiency Rebates | Consumer, Consumer Low-Income | 2009 | Final | 26 | MedBayT8_Eight - Corridor / Parking Area Energy Savings application - Multi-Unit Residential Building sector | Quasi-Prescriptive | Quasi-Prescriptive | Quasi-Prescriptive | Quasi-Prescriptive | Quasi-Prescriptive | Quasi-Prescriptive | 100 | 12.0625 |  | n/a | n/a | n/a | n/a | n/a | n/a | n/a
1150 | 43 | Multi-Family Energy Efficiency Rebates | Consumer, Consumer Low-Income | 2009 | Final | 27 | HighMedBayT8_Four - Corridor / Parking Area Energy Savings application - Multi-Unit Residential Building sector | Quasi-Prescriptive | Quasi-Prescriptive | Quasi-Prescriptive | Quasi-Prescriptive | Quasi-Prescriptive | Quasi-Prescriptive | 100 | 12.0625 |  | n/a | n/a | n/a | n/a | n/a | n/a | n/a
1151 | 43 | Multi-Family Energy Efficiency Rebates | Consumer, Consumer Low-Income | 2009 | Final | 28 | HighMedBayT8_Six - Corridor / Parking Area Energy Savings application - Multi-Unit Residential Building sector | Quasi-Prescriptive | Quasi-Prescriptive | Quasi-Prescriptive | Quasi-Prescriptive | Quasi-Prescriptive | Quasi-Prescriptive | 100 | 12.0625 |  | n/a | n/a | n/a | n/a | n/a | n/a | n/a
1152 | 43 | Multi-Family Energy Efficiency Rebates | Consumer, Consumer Low-Income | 2009 | Final | 29 | HighMedBayT8_Eight - Corridor / Parking Area Energy Savings application - Multi-Unit Residential Building sector | Quasi-Prescriptive | Quasi-Prescriptive | Quasi-Prescriptive | Quasi-Prescriptive | Quasi-Prescriptive | Quasi-Prescriptive | 100 | 12.0625 |  | n/a | n/a | n/a | n/a | n/a | n/a | n/a
1153 | 43 | Multi-Family Energy Efficiency Rebates | Consumer, Consumer Low-Income | 2009 | Final | 30 | T5Fixture_1Lamp - Corridor / Parking Area Energy Savings application - Multi-Unit Residential Building sector | Quasi-Prescriptive | Quasi-Prescriptive | Quasi-Prescriptive | Quasi-Prescriptive | Quasi-Prescriptive | Quasi-Prescriptive | 100 | 12.0625 |  | n/a | n/a | n/a | n/a | n/a | n/a | n/a
1154 | 43 | Multi-Family Energy Efficiency Rebates | Consumer, Consumer Low-Income | 2009 | Final | 31 | T5Fixture_2Lamps - Corridor / Parking Area Energy Savings application - Multi-Unit Residential Building sector | Quasi-Prescriptive | Quasi-Prescriptive | Quasi-Prescriptive | Quasi-Prescriptive | Quasi-Prescriptive | Quasi-Prescriptive | 100 | 12.0625 |  | n/a | n/a | n/a | n/a | n/a | n/a | n/a
1155 | 43 | Multi-Family Energy Efficiency Rebates | Consumer, Consumer Low-Income | 2009 | Final | 32 | T5Fixture_3Lamps - Corridor / Parking Area Energy Savings application - Multi-Unit Residential Building sector | Quasi-Prescriptive | Quasi-Prescriptive | Quasi-Prescriptive | Quasi-Prescriptive | Quasi-Prescriptive | Quasi-Prescriptive | 100 | 12.0625 |  | n/a | n/a | n/a | n/a | n/a | n/a | n/a
1156 | 43 | Multi-Family Energy Efficiency Rebates | Consumer, Consumer Low-Income | 2009 | Final | 33 | T5Fixture_HO1Lamp - Corridor / Parking Area Energy Savings application - Multi-Unit Residential Building sector | Quasi-Prescriptive | Quasi-Prescriptive | Quasi-Prescriptive | Quasi-Prescriptive | Quasi-Prescriptive | Quasi-Prescriptive | 100 | 12.0625 |  | n/a | n/a | n/a | n/a | n/a | n/a | n/a
1157 | 43 | Multi-Family Energy Efficiency Rebates | Consumer, Consumer Low-Income | 2009 | Final | 34 | T5Fixture_HO2Lamp - Corridor / Parking Area Energy Savings application - Multi-Unit Residential Building sector | Quasi-Prescriptive | Quasi-Prescriptive | Quasi-Prescriptive | Quasi-Prescriptive | Quasi-Prescriptive | Quasi-Prescriptive | 100 | 12.0625 |  | n/a | n/a | n/a | n/a | n/a | n/a | n/a
1158 | 43 | Multi-Family Energy Efficiency Rebates | Consumer, Consumer Low-Income | 2009 | Final | 35 | T5MedHighFixture_4Lamp - Corridor / Parking Area Energy Savings application - Multi-Unit Residential Building sector | Quasi-Prescriptive | Quasi-Prescriptive | Quasi-Prescriptive | Quasi-Prescriptive | Quasi-Prescriptive | Quasi-Prescriptive | 100 | 12.0625 |  | n/a | n/a | n/a | n/a | n/a | n/a | n/a
1159 | 43 | Multi-Family Energy Efficiency Rebates | Consumer, Consumer Low-Income | 2009 | Final | 36 | T5MedHighFixture_6Lamp - Corridor / Parking Area Energy Savings application - Multi-Unit Residential Building sector | Quasi-Prescriptive | Quasi-Prescriptive | Quasi-Prescriptive | Quasi-Prescriptive | Quasi-Prescriptive | Quasi-Prescriptive | 100 | 12.0625 |  | n/a | n/a | n/a | n/a | n/a | n/a | n/a
1160 | 43 | Multi-Family Energy Efficiency Rebates | Consumer, Consumer Low-Income | 2009 | Final | 37 | T5MedHighFixture_8Lamp - Corridor / Parking Area Energy Savings application - Multi-Unit Residential Building sector | Quasi-Prescriptive | Quasi-Prescriptive | Quasi-Prescriptive | Quasi-Prescriptive | Quasi-Prescriptive | Quasi-Prescriptive | 100 | 12.0625 |  | n/a | n/a | n/a | n/a | n/a | n/a | n/a
1161 | 43 | Multi-Family Energy Efficiency Rebates | Consumer, Consumer Low-Income | 2009 | Final | 38 | T5MedHighFixture_10Lamp - Corridor / Parking Area Energy Savings application - Multi-Unit Residential Building sector | Quasi-Prescriptive | Quasi-Prescriptive | Quasi-Prescriptive | Quasi-Prescriptive | Quasi-Prescriptive | Quasi-Prescriptive | 100 | 12.0625 |  | n/a | n/a | n/a | n/a | n/a | n/a | n/a
1162 | 43 | Multi-Family Energy Efficiency Rebates | Consumer, Consumer Low-Income | 2009 | Final | 39 | T5MedHighFixture_12Lamp - Corridor / Parking Area Energy Savings application - Multi-Unit Residential Building sector | Quasi-Prescriptive | Quasi-Prescriptive | Quasi-Prescriptive | Quasi-Prescriptive | Quasi-Prescriptive | Quasi-Prescriptive | 100 | 12.0625 |  | n/a | n/a | n/a | n/a | n/a | n/a | n/a
1163 | 43 | Multi-Family Energy Efficiency Rebates | Consumer, Consumer Low-Income | 2009 | Final | 40 | PulseStart_MetalHalide - Corridor / Parking Area Energy Savings application - Multi-Unit Residential Building sector | Quasi-Prescriptive | Quasi-Prescriptive | Quasi-Prescriptive | Quasi-Prescriptive | Quasi-Prescriptive | Quasi-Prescriptive | 100 | 12.0625 |  | n/a | n/a | n/a | n/a | n/a | n/a | n/a
1164 | 43 | Multi-Family Energy Efficiency Rebates | Consumer, Consumer Low-Income | 2009 | Final | 41 | InfraredHalogen_25W- - Corridor / Parking Area Energy Savings application - Multi-Unit Residential Building sector | Quasi-Prescriptive | Quasi-Prescriptive | Quasi-Prescriptive | Quasi-Prescriptive | Quasi-Prescriptive | Quasi-Prescriptive | 100 | 12.0625 |  | n/a | n/a | n/a | n/a | n/a | n/a | n/a
1165 | 43 | Multi-Family Energy Efficiency Rebates | Consumer, Consumer Low-Income | 2009 | Final | 42 | InfraredHalogen_26-35W - Corridor / Parking Area Energy Savings application - Multi-Unit Residential Building sector | Quasi-Prescriptive | Quasi-Prescriptive | Quasi-Prescriptive | Quasi-Prescriptive | Quasi-Prescriptive | Quasi-Prescriptive | 100 | 12.0625 |  | n/a | n/a | n/a | n/a | n/a | n/a | n/a
1166 | 43 | Multi-Family Energy Efficiency Rebates | Consumer, Consumer Low-Income | 2009 | Final | 43 | InfraredHalogen_36-48W - Corridor / Parking Area Energy Savings application - Multi-Unit Residential Building sector | Quasi-Prescriptive | Quasi-Prescriptive | Quasi-Prescriptive | Quasi-Prescriptive | Quasi-Prescriptive | Quasi-Prescriptive | 100 | 12.0625 |  | n/a | n/a | n/a | n/a | n/a | n/a | n/a
1167 | 43 | Multi-Family Energy Efficiency Rebates | Consumer, Consumer Low-Income | 2009 | Final | 44 | InfraredHalogen_49-60W - Corridor / Parking Area Energy Savings application - Multi-Unit Residential Building sector | Quasi-Prescriptive | Quasi-Prescriptive | Quasi-Prescriptive | Quasi-Prescriptive | Quasi-Prescriptive | Quasi-Prescriptive | 100 | 12.0625 |  | n/a | n/a | n/a | n/a | n/a | n/a | n/a
1168 | 43 | Multi-Family Energy Efficiency Rebates | Consumer, Consumer Low-Income | 2009 | Final | 45 | Self-BallastedMetalHalide120W - Corridor / Parking Area Energy Savings application - Multi-Unit Residential Building sector | Quasi-Prescriptive | Quasi-Prescriptive | Quasi-Prescriptive | Quasi-Prescriptive | Quasi-Prescriptive | Quasi-Prescriptive | 100 | 12.0625 |  | n/a | n/a | n/a | n/a | n/a | n/a | n/a
1169 | 43 | Multi-Family Energy Efficiency Rebates | Consumer, Consumer Low-Income | 2009 | Final | 46 | Self-BallastedMetalHalide50W - Corridor / Parking Area Energy Savings application - Multi-Unit Residential Building sector | Quasi-Prescriptive | Quasi-Prescriptive | Quasi-Prescriptive | Quasi-Prescriptive | Quasi-Prescriptive | Quasi-Prescriptive | 100 | 12.0625 |  | n/a | n/a | n/a | n/a | n/a | n/a | n/a
1170 | 43 | Multi-Family Energy Efficiency Rebates | Consumer, Consumer Low-Income | 2009 | Final | 47 | MetalHalide_150W - Corridor / Parking Area Energy Savings application - Multi-Unit Residential Building sector | Quasi-Prescriptive | Quasi-Prescriptive | Quasi-Prescriptive | Quasi-Prescriptive | Quasi-Prescriptive | Quasi-Prescriptive | 100 | 12.0625 |  | n/a | n/a | n/a | n/a | n/a | n/a | n/a
1171 | 43 | Multi-Family Energy Efficiency Rebates | Consumer, Consumer Low-Income | 2009 | Final | 48 | MetalHalide_360W - Corridor / Parking Area Energy Savings application - Multi-Unit Residential Building sector | Quasi-Prescriptive | Quasi-Prescriptive | Quasi-Prescriptive | Quasi-Prescriptive | Quasi-Prescriptive | Quasi-Prescriptive | 100 | 12.0625 |  | n/a | n/a | n/a | n/a | n/a | n/a | n/a
1172 | 43 | Multi-Family Energy Efficiency Rebates | Consumer, Consumer Low-Income | 2009 | Final | 49 | HighPressure_225W - Corridor / Parking Area Energy Savings application - Multi-Unit Residential Building sector | Quasi-Prescriptive | Quasi-Prescriptive | Quasi-Prescriptive | Quasi-Prescriptive | Quasi-Prescriptive | Quasi-Prescriptive | 100 | 12.0625 |  | n/a | n/a | n/a | n/a | n/a | n/a | n/a
1173 | 43 | Multi-Family Energy Efficiency Rebates | Consumer, Consumer Low-Income | 2009 | Final | 50 | ElecBallast_MetalHde200-W - Corridor / Parking Area Energy Savings application - Multi-Unit Residential Building sector | Quasi-Prescriptive | Quasi-Prescriptive | Quasi-Prescriptive | Quasi-Prescriptive | Quasi-Prescriptive | Quasi-Prescriptive | 100 | 12.0625 |  | n/a | n/a | n/a | n/a | n/a | n/a | n/a
1174 | 43 | Multi-Family Energy Efficiency Rebates | Consumer, Consumer Low-Income | 2009 | Final | 51 | ElecBallast_MetalHde250-360W - Corridor / Parking Area Energy Savings application - Multi-Unit Residential Building sector | Quasi-Prescriptive | Quasi-Prescriptive | Quasi-Prescriptive | Quasi-Prescriptive | Quasi-Prescriptive | Quasi-Prescriptive | 100 | 12.0625 |  | n/a | n/a | n/a | n/a | n/a | n/a | n/a
1175 | 43 | Multi-Family Energy Efficiency Rebates | Consumer, Consumer Low-Income | 2009 | Final | 52 | ElecBallast_MetalHde400+W - Corridor / Parking Area Energy Savings application - Multi-Unit Residential Building sector | Quasi-Prescriptive | Quasi-Prescriptive | Quasi-Prescriptive | Quasi-Prescriptive | Quasi-Prescriptive | Quasi-Prescriptive | 100 | 12.0625 |  | n/a | n/a | n/a | n/a | n/a | n/a | n/a
1176 | 43 | Multi-Family Energy Efficiency Rebates | Consumer, Consumer Low-Income | 2009 | Final | 53 | ElecBallast_HighPress200-W - Corridor / Parking Area Energy Savings application - Multi-Unit Residential Building sector | Quasi-Prescriptive | Quasi-Prescriptive | Quasi-Prescriptive | Quasi-Prescriptive | Quasi-Prescriptive | Quasi-Prescriptive | 100 | 12.0625 |  | n/a | n/a | n/a | n/a | n/a | n/a | n/a
1177 | 43 | Multi-Family Energy Efficiency Rebates | Consumer, Consumer Low-Income | 2009 | Final | 54 | ElecBallast_HighPress250W - Corridor / Parking Area Energy Savings application - Multi-Unit Residential Building sector | Quasi-Prescriptive | Quasi-Prescriptive | Quasi-Prescriptive | Quasi-Prescriptive | Quasi-Prescriptive | Quasi-Prescriptive | 100 | 12.0625 |  | n/a | n/a | n/a | n/a | n/a | n/a | n/a
1178 | 43 | Multi-Family Energy Efficiency Rebates | Consumer, Consumer Low-Income | 2009 | Final | 55 | ElecBallast_HighPress400W - Corridor / Parking Area Energy Savings application - Multi-Unit Residential Building sector | Quasi-Prescriptive | Quasi-Prescriptive | Quasi-Prescriptive | Quasi-Prescriptive | Quasi-Prescriptive | Quasi-Prescriptive | 100 | 12.0625 |  | n/a | n/a | n/a | n/a | n/a | n/a | n/a
1179 | 43 | Multi-Family Energy Efficiency Rebates | Consumer, Consumer Low-Income | 2009 | Final | 56 | ElecBallast_HighPress600W - Corridor / Parking Area Energy Savings application - Multi-Unit Residential Building sector | Quasi-Prescriptive | Quasi-Prescriptive | Quasi-Prescriptive | Quasi-Prescriptive | Quasi-Prescriptive | Quasi-Prescriptive | 100 | 12.0625 |  | n/a | n/a | n/a | n/a | n/a | n/a | n/a
1180 | 43 | Multi-Family Energy Efficiency Rebates | Consumer, Consumer Low-Income | 2009 | Final | 57 | ElecBallast_HighPress1000W - Corridor / Parking Area Energy Savings application - Multi-Unit Residential Building sector | Quasi-Prescriptive | Quasi-Prescriptive | Quasi-Prescriptive | Quasi-Prescriptive | Quasi-Prescriptive | Quasi-Prescriptive | 100 | 12.0625 |  | n/a | n/a | n/a | n/a | n/a | n/a | n/a
1181 | 43 | Multi-Family Energy Efficiency Rebates | Consumer, Consumer Low-Income | 2009 | Final | 58 | OccSen_SwitchPlate - Corridor / Parking Area Energy Savings application - Multi-Unit Residential Building sector | Quasi-Prescriptive | Quasi-Prescriptive | Quasi-Prescriptive | Quasi-Prescriptive | Quasi-Prescriptive | Quasi-Prescriptive | 100 | 12.0625 |  | n/a | n/a | n/a | n/a | n/a | n/a | n/a
1182 | 43 | Multi-Family Energy Efficiency Rebates | Consumer, Consumer Low-Income | 2009 | Final | 59 | OccSen_CelingMounted - Corridor / Parking Area Energy Savings application - Multi-Unit Residential Building sector | Quasi-Prescriptive | Quasi-Prescriptive | Quasi-Prescriptive | Quasi-Prescriptive | Quasi-Prescriptive | Quasi-Prescriptive | 100 | 12.0625 |  | n/a | n/a | n/a | n/a | n/a | n/a | n/a
1183 | 43 | Multi-Family Energy Efficiency Rebates | Consumer, Consumer Low-Income | 2009 | Final | 60 | TempControls_InSuiteHeat - Corridor / Parking Area Energy Savings application - Multi-Unit Residential Building sector | Quasi-Prescriptive | Quasi-Prescriptive | Quasi-Prescriptive | Quasi-Prescriptive | Quasi-Prescriptive | Quasi-Prescriptive | 100 | 12.0625 |  | n/a | n/a | n/a | n/a | n/a | n/a | n/a
1184 | 43 | Multi-Family Energy Efficiency Rebates | Consumer, Consumer Low-Income | 2009 | Final | 61 | TempControls_InSuiteCool - Corridor / Parking Area Energy Savings application - Multi-Unit Residential Building sector | Quasi-Prescriptive | Quasi-Prescriptive | Quasi-Prescriptive | Quasi-Prescriptive | Quasi-Prescriptive | Quasi-Prescriptive | 100 | 12.0625 |  | n/a | n/a | n/a | n/a | n/a | n/a | n/a
1185 | 43 | Multi-Family Energy Efficiency Rebates | Consumer, Consumer Low-Income | 2009 | Final | 62 | TempControls_Heat&Cool - Corridor / Parking Area Energy Savings application - Multi-Unit Residential Building sector | Quasi-Prescriptive | Quasi-Prescriptive | Quasi-Prescriptive | Quasi-Prescriptive | Quasi-Prescriptive | Quasi-Prescriptive | 100 | 12.0625 |  | n/a | n/a | n/a | n/a | n/a | n/a | n/a
1186 | 43 | Multi-Family Energy Efficiency Rebates | Consumer, Consumer Low-Income | 2009 | Final | 63 | ECM_AirFurnace - Corridor / Parking Area Energy Savings application - Multi-Unit Residential Building sector | Quasi-Prescriptive | Quasi-Prescriptive | Quasi-Prescriptive | Quasi-Prescriptive | Quasi-Prescriptive | Quasi-Prescriptive | 100 | 12.0625 |  | n/a | n/a | n/a | n/a | n/a | n/a | n/a
1187 | 43 | Multi-Family Energy Efficiency Rebates | Consumer, Consumer Low-Income | 2009 | Final | 64 | GroundSource_LowRise - Corridor / Parking Area Energy Savings application - Multi-Unit Residential Building sector | Quasi-Prescriptive | Quasi-Prescriptive | Quasi-Prescriptive | Quasi-Prescriptive | Quasi-Prescriptive | Quasi-Prescriptive | 100 | 12.0625 |  | n/a | n/a | n/a | n/a | n/a | n/a | n/a
1188 | 43 | Multi-Family Energy Efficiency Rebates | Consumer, Consumer Low-Income | 2009 | Final | 65 | GroundSource_HighRise - Corridor / Parking Area Energy Savings application - Multi-Unit Residential Building sector | Quasi-Prescriptive | Quasi-Prescriptive | Quasi-Prescriptive | Quasi-Prescriptive | Quasi-Prescriptive | Quasi-Prescriptive | 100 | 12.0625 |  | n/a | n/a | n/a | n/a | n/a | n/a | n/a
1189 | 43 | Multi-Family Energy Efficiency Rebates | Consumer, Consumer Low-Income | 2009 | Final | 66 | GroundSource_Average - Corridor / Parking Area Energy Savings application - Multi-Unit Residential Building sector | Quasi-Prescriptive | Quasi-Prescriptive | Quasi-Prescriptive | Quasi-Prescriptive | Quasi-Prescriptive | Quasi-Prescriptive | 100 | 12.0625 |  | n/a | n/a | n/a | n/a | n/a | n/a | n/a
1190 | 43 | Multi-Family Energy Efficiency Rebates | Consumer, Consumer Low-Income | 2009 | Final | 67 | Non-ElectricChillers - Corridor / Parking Area Energy Savings application - Multi-Unit Residential Building sector | Quasi-Prescriptive | Quasi-Prescriptive | Quasi-Prescriptive | Quasi-Prescriptive | Quasi-Prescriptive | Quasi-Prescriptive | 100 | 12.0625 |  | n/a | n/a | n/a | n/a | n/a | n/a | n/a
1191 | 43 | Multi-Family Energy Efficiency Rebates | Consumer, Consumer Low-Income | 2009 | Final | 68 | EnerStarWasher - Corridor / Parking Area Energy Savings application - Multi-Unit Residential Building sector | Quasi-Prescriptive | Quasi-Prescriptive | Quasi-Prescriptive | Quasi-Prescriptive | Quasi-Prescriptive | Quasi-Prescriptive | 100 | 12.0625 |  | n/a | n/a | n/a | n/a | n/a | n/a | n/a
1192 | 43 | Multi-Family Energy Efficiency Rebates | Consumer, Consumer Low-Income | 2009 | Final | 69 | NaturalGasDryer_InSuite - Corridor / Parking Area Energy Savings application - Multi-Unit Residential Building sector | Quasi-Prescriptive | Quasi-Prescriptive | Quasi-Prescriptive | Quasi-Prescriptive | Quasi-Prescriptive | Quasi-Prescriptive | 100 | 12.0625 |  | n/a | n/a | n/a | n/a | n/a | n/a | n/a
1193 | 43 | Multi-Family Energy Efficiency Rebates | Consumer, Consumer Low-Income | 2009 | Final | 70 | NaturalGasDryer_Common - Corridor / Parking Area Energy Savings application - Multi-Unit Residential Building sector | Quasi-Prescriptive | Quasi-Prescriptive | Quasi-Prescriptive | Quasi-Prescriptive | Quasi-Prescriptive | Quasi-Prescriptive | 100 | 12.0625 |  | n/a | n/a | n/a | n/a | n/a | n/a | n/a
1194 | 43 | Multi-Family Energy Efficiency Rebates | Consumer, Consumer Low-Income | 2009 | Final | 71 | EnergyStar_DishWasher - Corridor / Parking Area Energy Savings application - Multi-Unit Residential Building sector | Quasi-Prescriptive | Quasi-Prescriptive | Quasi-Prescriptive | Quasi-Prescriptive | Quasi-Prescriptive | Quasi-Prescriptive | 100 | 12.0625 |  | n/a | n/a | n/a | n/a | n/a | n/a | n/a
1195 | 43 | Multi-Family Energy Efficiency Rebates | Consumer, Consumer Low-Income | 2009 | Final | 72 | EnergyStar_Fridge - Corridor / Parking Area Energy Savings application - Multi-Unit Residential Building sector | Quasi-Prescriptive | Quasi-Prescriptive | Quasi-Prescriptive | Quasi-Prescriptive | Quasi-Prescriptive | Quasi-Prescriptive | 100 | 12.0625 |  | n/a | n/a | n/a | n/a | n/a | n/a | n/a
1196 | 43 | Multi-Family Energy Efficiency Rebates | Consumer, Consumer Low-Income | 2009 | Final | 73 | EnergyStar_CeilingFan - Corridor / Parking Area Energy Savings application - Multi-Unit Residential Building sector | Quasi-Prescriptive | Quasi-Prescriptive | Quasi-Prescriptive | Quasi-Prescriptive | Quasi-Prescriptive | Quasi-Prescriptive | 100 | 12.0625 |  | n/a | n/a | n/a | n/a | n/a | n/a | n/a
1197 | 43 | Multi-Family Energy Efficiency Rebates | Consumer, Consumer Low-Income | 2009 | Final | 74 | Non-ElectricWaterHeater - Corridor / Parking Area Energy Savings application - Multi-Unit Residential Building sector | Quasi-Prescriptive | Quasi-Prescriptive | Quasi-Prescriptive | Quasi-Prescriptive | Quasi-Prescriptive | Quasi-Prescriptive | 100 | 12.0625 |  | n/a | n/a | n/a | n/a | n/a | n/a | n/a
1198 | 43 | Multi-Family Energy Efficiency Rebates | Consumer, Consumer Low-Income | 2009 | Final | 75 | SolarHotWaterCollector - Corridor / Parking Area Energy Savings application - Multi-Unit Residential Building sector | Quasi-Prescriptive | Quasi-Prescriptive | Quasi-Prescriptive | Quasi-Prescriptive | Quasi-Prescriptive | Quasi-Prescriptive | 100 | 12.0625 |  | n/a | n/a | n/a | n/a | n/a | n/a | n/a
1199 | 43 | Multi-Family Energy Efficiency Rebates | Consumer, Consumer Low-Income | 2009 | Final | 76 | Non-ElectricTankHotWater - Corridor / Parking Area Energy Savings application - Multi-Unit Residential Building sector | Quasi-Prescriptive | Quasi-Prescriptive | Quasi-Prescriptive | Quasi-Prescriptive | Quasi-Prescriptive | Quasi-Prescriptive | 100 | 12.0625 |  | n/a | n/a | n/a | n/a | n/a | n/a | n/a
1200 | 43 | Multi-Family Energy Efficiency Rebates | Consumer, Consumer Low-Income | 2009 | Final | 77 | DrainWaterHeatRecovery - Corridor / Parking Area Energy Savings application - Multi-Unit Residential Building sector | Quasi-Prescriptive | Quasi-Prescriptive | Quasi-Prescriptive | Quasi-Prescriptive | Quasi-Prescriptive | Quasi-Prescriptive | 100 | 12.0625 |  | n/a | n/a | n/a | n/a | n/a | n/a | n/a
1201 | 43 | Multi-Family Energy Efficiency Rebates | Consumer, Consumer Low-Income | 2009 | Final | 78 | DomesticHotWaterRecirc - Corridor / Parking Area Energy Savings application - Multi-Unit Residential Building sector | Quasi-Prescriptive | Quasi-Prescriptive | Quasi-Prescriptive | Quasi-Prescriptive | Quasi-Prescriptive | Quasi-Prescriptive | 100 | 12.0625 |  | n/a | n/a | n/a | n/a | n/a | n/a | n/a
1202 | 43 | Multi-Family Energy Efficiency Rebates | Consumer, Consumer Low-Income | 2009 | Final | 79 | EnergyStarExitSigns - Suite Savings application - Multi-Unit Residential Building sector | Quasi-Prescriptive | Quasi-Prescriptive | Quasi-Prescriptive | Quasi-Prescriptive | Quasi-Prescriptive | Quasi-Prescriptive | 100 | 12.0625 |  | n/a | n/a | n/a | n/a | n/a | n/a | n/a
1203 | 43 | Multi-Family Energy Efficiency Rebates | Consumer, Consumer Low-Income | 2009 | Final | 80 | FridgeLEDStripLight - Suite Savings application - Multi-Unit Residential Building sector | Quasi-Prescriptive | Quasi-Prescriptive | Quasi-Prescriptive | Quasi-Prescriptive | Quasi-Prescriptive | Quasi-Prescriptive | 100 | 12.0625 |  | n/a | n/a | n/a | n/a | n/a | n/a | n/a
1204 | 43 | Multi-Family Energy Efficiency Rebates | Consumer, Consumer Low-Income | 2009 | Final | 81 | NonDimmCFLsScrew_In - Suite Savings application - Multi-Unit Residential Building sector | Quasi-Prescriptive | Quasi-Prescriptive | Quasi-Prescriptive | Quasi-Prescriptive | Quasi-Prescriptive | Quasi-Prescriptive | 100 | 12.0625 |  | n/a | n/a | n/a | n/a | n/a | n/a | n/a
1205 | 43 | Multi-Family Energy Efficiency Rebates | Consumer, Consumer Low-Income | 2009 | Final | 82 | NonDimmCFLs_par11W - Suite Savings application - Multi-Unit Residential Building sector | Quasi-Prescriptive | Quasi-Prescriptive | Quasi-Prescriptive | Quasi-Prescriptive | Quasi-Prescriptive | Quasi-Prescriptive | 100 | 12.0625 |  | n/a | n/a | n/a | n/a | n/a | n/a | n/a
1206 | 43 | Multi-Family Energy Efficiency Rebates | Consumer, Consumer Low-Income | 2009 | Final | 83 | NonDimmCFLs_par12-20W - Suite Savings application - Multi-Unit Residential Building sector | Quasi-Prescriptive | Quasi-Prescriptive | Quasi-Prescriptive | Quasi-Prescriptive | Quasi-Prescriptive | Quasi-Prescriptive | 100 | 12.0625 |  | n/a | n/a | n/a | n/a | n/a | n/a | n/a
1207 | 43 | Multi-Family Energy Efficiency Rebates | Consumer, Consumer Low-Income | 2009 | Final | 84 | NonDimmCFLs_par20+W - Suite Savings application - Multi-Unit Residential Building sector | Quasi-Prescriptive | Quasi-Prescriptive | Quasi-Prescriptive | Quasi-Prescriptive | Quasi-Prescriptive | Quasi-Prescriptive | 100 | 12.0625 |  | n/a | n/a | n/a | n/a | n/a | n/a | n/a
1208 | 43 | Multi-Family Energy Efficiency Rebates | Consumer, Consumer Low-Income | 2009 | Final | 85 | Dimm&NonDimmCFL2-pin14W- - Suite Savings application - Multi-Unit Residential Building sector | Quasi-Prescriptive | Quasi-Prescriptive | Quasi-Prescriptive | Quasi-Prescriptive | Quasi-Prescriptive | Quasi-Prescriptive | 100 | 12.0625 |  | n/a | n/a | n/a | n/a | n/a | n/a | n/a
1209 | 43 | Multi-Family Energy Efficiency Rebates | Consumer, Consumer Low-Income | 2009 | Final | 86 | Dimm&NonDimmCFL2-pin26W- - Suite Savings application - Multi-Unit Residential Building sector | Quasi-Prescriptive | Quasi-Prescriptive | Quasi-Prescriptive | Quasi-Prescriptive | Quasi-Prescriptive | Quasi-Prescriptive | 100 | 12.0625 |  | n/a | n/a | n/a | n/a | n/a | n/a | n/a
1210 | 43 | Multi-Family Energy Efficiency Rebates | Consumer, Consumer Low-Income | 2009 | Final | 87 | Dimm&NonDimmCFL2-pin39W- - Suite Savings application - Multi-Unit Residential Building sector | Quasi-Prescriptive | Quasi-Prescriptive | Quasi-Prescriptive | Quasi-Prescriptive | Quasi-Prescriptive | Quasi-Prescriptive | 100 | 12.0625 |  | n/a | n/a | n/a | n/a | n/a | n/a | n/a
1211 | 43 | Multi-Family Energy Efficiency Rebates | Consumer, Consumer Low-Income | 2009 | Final | 88 | Dimm&NonDimmCFL4-pin14W- - Suite Savings application - Multi-Unit Residential Building sector | Quasi-Prescriptive | Quasi-Prescriptive | Quasi-Prescriptive | Quasi-Prescriptive | Quasi-Prescriptive | Quasi-Prescriptive | 100 | 12.0625 |  | n/a | n/a | n/a | n/a | n/a | n/a | n/a
1212 | 43 | Multi-Family Energy Efficiency Rebates | Consumer, Consumer Low-Income | 2009 | Final | 89 | Dimm&NonDimmCFL4-pin26W- - Suite Savings application - Multi-Unit Residential Building sector | Quasi-Prescriptive | Quasi-Prescriptive | Quasi-Prescriptive | Quasi-Prescriptive | Quasi-Prescriptive | Quasi-Prescriptive | 100 | 12.0625 |  | n/a | n/a | n/a | n/a | n/a | n/a | n/a
1213 | 43 | Multi-Family Energy Efficiency Rebates | Consumer, Consumer Low-Income | 2009 | Final | 90 | Dimm&NonDimmCFL4-pin39W- - Suite Savings application - Multi-Unit Residential Building sector | Quasi-Prescriptive | Quasi-Prescriptive | Quasi-Prescriptive | Quasi-Prescriptive | Quasi-Prescriptive | Quasi-Prescriptive | 100 | 12.0625 |  | n/a | n/a | n/a | n/a | n/a | n/a | n/a
1214 | 43 | Multi-Family Energy Efficiency Rebates | Consumer, Consumer Low-Income | 2009 | Final | 91 | DimmCFLs_0-16W - Suite Savings application - Multi-Unit Residential Building sector | Quasi-Prescriptive | Quasi-Prescriptive | Quasi-Prescriptive | Quasi-Prescriptive | Quasi-Prescriptive | Quasi-Prescriptive | 100 | 12.0625 |  | n/a | n/a | n/a | n/a | n/a | n/a | n/a
1215 | 43 | Multi-Family Energy Efficiency Rebates | Consumer, Consumer Low-Income | 2009 | Final | 92 | DimmCFLs_17-20W - Suite Savings application - Multi-Unit Residential Building sector | Quasi-Prescriptive | Quasi-Prescriptive | Quasi-Prescriptive | Quasi-Prescriptive | Quasi-Prescriptive | Quasi-Prescriptive | 100 | 12.0625 |  | n/a | n/a | n/a | n/a | n/a | n/a | n/a
1216 | 43 | Multi-Family Energy Efficiency Rebates | Consumer, Consumer Low-Income | 2009 | Final | 93 | DimmCFLs_21+W - Suite Savings application - Multi-Unit Residential Building sector | Quasi-Prescriptive | Quasi-Prescriptive | Quasi-Prescriptive | Quasi-Prescriptive | Quasi-Prescriptive | Quasi-Prescriptive | 100 | 12.0625 |  | n/a | n/a | n/a | n/a | n/a | n/a | n/a
1217 | 43 | Multi-Family Energy Efficiency Rebates | Consumer, Consumer Low-Income | 2009 | Final | 94 | StandardT8_Single - Suite Savings application - Multi-Unit Residential Building sector | Quasi-Prescriptive | Quasi-Prescriptive | Quasi-Prescriptive | Quasi-Prescriptive | Quasi-Prescriptive | Quasi-Prescriptive | 100 | 12.0625 |  | n/a | n/a | n/a | n/a | n/a | n/a | n/a
1218 | 43 | Multi-Family Energy Efficiency Rebates | Consumer, Consumer Low-Income | 2009 | Final | 95 | StandardT8_Two - Suite Savings application - Multi-Unit Residential Building sector | Quasi-Prescriptive | Quasi-Prescriptive | Quasi-Prescriptive | Quasi-Prescriptive | Quasi-Prescriptive | Quasi-Prescriptive | 100 | 12.0625 |  | n/a | n/a | n/a | n/a | n/a | n/a | n/a
1219 | 43 | Multi-Family Energy Efficiency Rebates | Consumer, Consumer Low-Income | 2009 | Final | 96 | StandardT8_Three - Suite Savings application - Multi-Unit Residential Building sector | Quasi-Prescriptive | Quasi-Prescriptive | Quasi-Prescriptive | Quasi-Prescriptive | Quasi-Prescriptive | Quasi-Prescriptive | 100 | 12.0625 |  | n/a | n/a | n/a | n/a | n/a | n/a | n/a
1220 | 43 | Multi-Family Energy Efficiency Rebates | Consumer, Consumer Low-Income | 2009 | Final | 97 | StandardT8_Four - Suite Savings application - Multi-Unit Residential Building sector | Quasi-Prescriptive | Quasi-Prescriptive | Quasi-Prescriptive | Quasi-Prescriptive | Quasi-Prescriptive | Quasi-Prescriptive | 100 | 12.0625 |  | n/a | n/a | n/a | n/a | n/a | n/a | n/a
1221 | 43 | Multi-Family Energy Efficiency Rebates | Consumer, Consumer Low-Income | 2009 | Final | 98 | RWHighT8Fixtures_Single - Suite Savings application - Multi-Unit Residential Building sector | Quasi-Prescriptive | Quasi-Prescriptive | Quasi-Prescriptive | Quasi-Prescriptive | Quasi-Prescriptive | Quasi-Prescriptive | 100 | 12.0625 |  | n/a | n/a | n/a | n/a | n/a | n/a | n/a
1222 | 43 | Multi-Family Energy Efficiency Rebates | Consumer, Consumer Low-Income | 2009 | Final | 99 | RWHighT8Fixtures_Two - Suite Savings application - Multi-Unit Residential Building sector | Quasi-Prescriptive | Quasi-Prescriptive | Quasi-Prescriptive | Quasi-Prescriptive | Quasi-Prescriptive | Quasi-Prescriptive | 100 | 12.0625 |  | n/a | n/a | n/a | n/a | n/a | n/a | n/a
1223 | 43 | Multi-Family Energy Efficiency Rebates | Consumer, Consumer Low-Income | 2009 | Final | 100 | RWHighT8Fixtures_Three - Suite Savings application - Multi-Unit Residential Building sector | Quasi-Prescriptive | Quasi-Prescriptive | Quasi-Prescriptive | Quasi-Prescriptive | Quasi-Prescriptive | Quasi-Prescriptive | 100 | 12.0625 |  | n/a | n/a | n/a | n/a | n/a | n/a | n/a
1224 | 43 | Multi-Family Energy Efficiency Rebates | Consumer, Consumer Low-Income | 2009 | Final | 101 | RWHighT8Fixtures_Four - Suite Savings application - Multi-Unit Residential Building sector | Quasi-Prescriptive | Quasi-Prescriptive | Quasi-Prescriptive | Quasi-Prescriptive | Quasi-Prescriptive | Quasi-Prescriptive | 100 | 12.0625 |  | n/a | n/a | n/a | n/a | n/a | n/a | n/a
1225 | 43 | Multi-Family Energy Efficiency Rebates | Consumer, Consumer Low-Income | 2009 | Final | 102 | StdMedBayT8_Four - Suite Savings application - Multi-Unit Residential Building sector | Quasi-Prescriptive | Quasi-Prescriptive | Quasi-Prescriptive | Quasi-Prescriptive | Quasi-Prescriptive | Quasi-Prescriptive | 100 | 12.0625 |  | n/a | n/a | n/a | n/a | n/a | n/a | n/a
1226 | 43 | Multi-Family Energy Efficiency Rebates | Consumer, Consumer Low-Income | 2009 | Final | 103 | MedBayT8_Six - Suite Savings application - Multi-Unit Residential Building sector | Quasi-Prescriptive | Quasi-Prescriptive | Quasi-Prescriptive | Quasi-Prescriptive | Quasi-Prescriptive | Quasi-Prescriptive | 100 | 12.0625 |  | n/a | n/a | n/a | n/a | n/a | n/a | n/a
1227 | 43 | Multi-Family Energy Efficiency Rebates | Consumer, Consumer Low-Income | 2009 | Final | 104 | MedBayT8_Eight - Suite Savings application - Multi-Unit Residential Building sector | Quasi-Prescriptive | Quasi-Prescriptive | Quasi-Prescriptive | Quasi-Prescriptive | Quasi-Prescriptive | Quasi-Prescriptive | 100 | 12.0625 |  | n/a | n/a | n/a | n/a | n/a | n/a | n/a
1228 | 43 | Multi-Family Energy Efficiency Rebates | Consumer, Consumer Low-Income | 2009 | Final | 105 | HighMedBayT8_Four - Suite Savings application - Multi-Unit Residential Building sector | Quasi-Prescriptive | Quasi-Prescriptive | Quasi-Prescriptive | Quasi-Prescriptive | Quasi-Prescriptive | Quasi-Prescriptive | 100 | 12.0625 |  | n/a | n/a | n/a | n/a | n/a | n/a | n/a
1229 | 43 | Multi-Family Energy Efficiency Rebates | Consumer, Consumer Low-Income | 2009 | Final | 106 | HighMedBayT8_Six - Suite Savings application - Multi-Unit Residential Building sector | Quasi-Prescriptive | Quasi-Prescriptive | Quasi-Prescriptive | Quasi-Prescriptive | Quasi-Prescriptive | Quasi-Prescriptive | 100 | 12.0625 |  | n/a | n/a | n/a | n/a | n/a | n/a | n/a
1230 | 43 | Multi-Family Energy Efficiency Rebates | Consumer, Consumer Low-Income | 2009 | Final | 107 | HighMedBayT8_Eight - Suite Savings application - Multi-Unit Residential Building sector | Quasi-Prescriptive | Quasi-Prescriptive | Quasi-Prescriptive | Quasi-Prescriptive | Quasi-Prescriptive | Quasi-Prescriptive | 100 | 12.0625 |  | n/a | n/a | n/a | n/a | n/a | n/a | n/a
1231 | 43 | Multi-Family Energy Efficiency Rebates | Consumer, Consumer Low-Income | 2009 | Final | 108 | T5Fixture_1Lamp - Suite Savings application - Multi-Unit Residential Building sector | Quasi-Prescriptive | Quasi-Prescriptive | Quasi-Prescriptive | Quasi-Prescriptive | Quasi-Prescriptive | Quasi-Prescriptive | 100 | 12.0625 |  | n/a | n/a | n/a | n/a | n/a | n/a | n/a
1232 | 43 | Multi-Family Energy Efficiency Rebates | Consumer, Consumer Low-Income | 2009 | Final | 109 | T5Fixture_2Lamps - Suite Savings application - Multi-Unit Residential Building sector | Quasi-Prescriptive | Quasi-Prescriptive | Quasi-Prescriptive | Quasi-Prescriptive | Quasi-Prescriptive | Quasi-Prescriptive | 100 | 12.0625 |  | n/a | n/a | n/a | n/a | n/a | n/a | n/a
1233 | 43 | Multi-Family Energy Efficiency Rebates | Consumer, Consumer Low-Income | 2009 | Final | 110 | T5Fixture_3Lamps - Suite Savings application - Multi-Unit Residential Building sector | Quasi-Prescriptive | Quasi-Prescriptive | Quasi-Prescriptive | Quasi-Prescriptive | Quasi-Prescriptive | Quasi-Prescriptive | 100 | 12.0625 |  | n/a | n/a | n/a | n/a | n/a | n/a | n/a
1234 | 43 | Multi-Family Energy Efficiency Rebates | Consumer, Consumer Low-Income | 2009 | Final | 111 | T5Fixture_HO1Lamp - Suite Savings application - Multi-Unit Residential Building sector | Quasi-Prescriptive | Quasi-Prescriptive | Quasi-Prescriptive | Quasi-Prescriptive | Quasi-Prescriptive | Quasi-Prescriptive | 100 | 12.0625 |  | n/a | n/a | n/a | n/a | n/a | n/a | n/a
1235 | 43 | Multi-Family Energy Efficiency Rebates | Consumer, Consumer Low-Income | 2009 | Final | 112 | T5Fixture_HO2Lamp - Suite Savings application - Multi-Unit Residential Building sector | Quasi-Prescriptive | Quasi-Prescriptive | Quasi-Prescriptive | Quasi-Prescriptive | Quasi-Prescriptive | Quasi-Prescriptive | 100 | 12.0625 |  | n/a | n/a | n/a | n/a | n/a | n/a | n/a
1236 | 43 | Multi-Family Energy Efficiency Rebates | Consumer, Consumer Low-Income | 2009 | Final | 113 | T5MedHighFixture_4Lamp - Suite Savings application - Multi-Unit Residential Building sector | Quasi-Prescriptive | Quasi-Prescriptive | Quasi-Prescriptive | Quasi-Prescriptive | Quasi-Prescriptive | Quasi-Prescriptive | 100 | 12.0625 |  | n/a | n/a | n/a | n/a | n/a | n/a | n/a
1237 | 43 | Multi-Family Energy Efficiency Rebates | Consumer, Consumer Low-Income | 2009 | Final | 114 | T5MedHighFixture_6Lamp - Suite Savings application - Multi-Unit Residential Building sector | Quasi-Prescriptive | Quasi-Prescriptive | Quasi-Prescriptive | Quasi-Prescriptive | Quasi-Prescriptive | Quasi-Prescriptive | 100 | 12.0625 |  | n/a | n/a | n/a | n/a | n/a | n/a | n/a
1238 | 43 | Multi-Family Energy Efficiency Rebates | Consumer, Consumer Low-Income | 2009 | Final | 115 | T5MedHighFixture_8Lamp - Suite Savings application - Multi-Unit Residential Building sector | Quasi-Prescriptive | Quasi-Prescriptive | Quasi-Prescriptive | Quasi-Prescriptive | Quasi-Prescriptive | Quasi-Prescriptive | 100 | 12.0625 |  | n/a | n/a | n/a | n/a | n/a | n/a | n/a
1239 | 43 | Multi-Family Energy Efficiency Rebates | Consumer, Consumer Low-Income | 2009 | Final | 116 | T5MedHighFixture_10Lamp - Suite Savings application - Multi-Unit Residential Building sector | Quasi-Prescriptive | Quasi-Prescriptive | Quasi-Prescriptive | Quasi-Prescriptive | Quasi-Prescriptive | Quasi-Prescriptive | 100 | 12.0625 |  | n/a | n/a | n/a | n/a | n/a | n/a | n/a
1240 | 43 | Multi-Family Energy Efficiency Rebates | Consumer, Consumer Low-Income | 2009 | Final | 117 | T5MedHighFixture_12Lamp - Suite Savings application - Multi-Unit Residential Building sector | Quasi-Prescriptive | Quasi-Prescriptive | Quasi-Prescriptive | Quasi-Prescriptive | Quasi-Prescriptive | Quasi-Prescriptive | 100 | 12.0625 |  | n/a | n/a | n/a | n/a | n/a | n/a | n/a
1241 | 43 | Multi-Family Energy Efficiency Rebates | Consumer, Consumer Low-Income | 2009 | Final | 118 | PulseStart_MetalHalide - Suite Savings application - Multi-Unit Residential Building sector | Quasi-Prescriptive | Quasi-Prescriptive | Quasi-Prescriptive | Quasi-Prescriptive | Quasi-Prescriptive | Quasi-Prescriptive | 100 | 12.0625 |  | n/a | n/a | n/a | n/a | n/a | n/a | n/a
1242 | 43 | Multi-Family Energy Efficiency Rebates | Consumer, Consumer Low-Income | 2009 | Final | 119 | InfraredHalogen_25W- - Suite Savings application - Multi-Unit Residential Building sector | Quasi-Prescriptive | Quasi-Prescriptive | Quasi-Prescriptive | Quasi-Prescriptive | Quasi-Prescriptive | Quasi-Prescriptive | 100 | 12.0625 |  | n/a | n/a | n/a | n/a | n/a | n/a | n/a
1243 | 43 | Multi-Family Energy Efficiency Rebates | Consumer, Consumer Low-Income | 2009 | Final | 120 | InfraredHalogen_26-35W - Suite Savings application - Multi-Unit Residential Building sector | Quasi-Prescriptive | Quasi-Prescriptive | Quasi-Prescriptive | Quasi-Prescriptive | Quasi-Prescriptive | Quasi-Prescriptive | 100 | 12.0625 |  | n/a | n/a | n/a | n/a | n/a | n/a | n/a
1244 | 43 | Multi-Family Energy Efficiency Rebates | Consumer, Consumer Low-Income | 2009 | Final | 121 | InfraredHalogen_36-48W - Suite Savings application - Multi-Unit Residential Building sector | Quasi-Prescriptive | Quasi-Prescriptive | Quasi-Prescriptive | Quasi-Prescriptive | Quasi-Prescriptive | Quasi-Prescriptive | 100 | 12.0625 |  | n/a | n/a | n/a | n/a | n/a | n/a | n/a
1245 | 43 | Multi-Family Energy Efficiency Rebates | Consumer, Consumer Low-Income | 2009 | Final | 122 | InfraredHalogen_49-60W - Suite Savings application - Multi-Unit Residential Building sector | Quasi-Prescriptive | Quasi-Prescriptive | Quasi-Prescriptive | Quasi-Prescriptive | Quasi-Prescriptive | Quasi-Prescriptive | 100 | 12.0625 |  | n/a | n/a | n/a | n/a | n/a | n/a | n/a
1246 | 43 | Multi-Family Energy Efficiency Rebates | Consumer, Consumer Low-Income | 2009 | Final | 123 | Self-BallastedMetalHalide120W - Suite Savings application - Multi-Unit Residential Building sector | Quasi-Prescriptive | Quasi-Prescriptive | Quasi-Prescriptive | Quasi-Prescriptive | Quasi-Prescriptive | Quasi-Prescriptive | 100 | 12.0625 |  | n/a | n/a | n/a | n/a | n/a | n/a | n/a
1247 | 43 | Multi-Family Energy Efficiency Rebates | Consumer, Consumer Low-Income | 2009 | Final | 124 | Self-BallastedMetalHalide50W - Suite Savings application - Multi-Unit Residential Building sector | Quasi-Prescriptive | Quasi-Prescriptive | Quasi-Prescriptive | Quasi-Prescriptive | Quasi-Prescriptive | Quasi-Prescriptive | 100 | 12.0625 |  | n/a | n/a | n/a | n/a | n/a | n/a | n/a
1248 | 43 | Multi-Family Energy Efficiency Rebates | Consumer, Consumer Low-Income | 2009 | Final | 125 | MetalHalide_150W - Suite Savings application - Multi-Unit Residential Building sector | Quasi-Prescriptive | Quasi-Prescriptive | Quasi-Prescriptive | Quasi-Prescriptive | Quasi-Prescriptive | Quasi-Prescriptive | 100 | 12.0625 |  | n/a | n/a | n/a | n/a | n/a | n/a | n/a
1249 | 43 | Multi-Family Energy Efficiency Rebates | Consumer, Consumer Low-Income | 2009 | Final | 126 | MetalHalide_360W - Suite Savings application - Multi-Unit Residential Building sector | Quasi-Prescriptive | Quasi-Prescriptive | Quasi-Prescriptive | Quasi-Prescriptive | Quasi-Prescriptive | Quasi-Prescriptive | 100 | 12.0625 |  | n/a | n/a | n/a | n/a | n/a | n/a | n/a
1250 | 43 | Multi-Family Energy Efficiency Rebates | Consumer, Consumer Low-Income | 2009 | Final | 127 | HighPressure_225W - Suite Savings application - Multi-Unit Residential Building sector | Quasi-Prescriptive | Quasi-Prescriptive | Quasi-Prescriptive | Quasi-Prescriptive | Quasi-Prescriptive | Quasi-Prescriptive | 100 | 12.0625 |  | n/a | n/a | n/a | n/a | n/a | n/a | n/a
1251 | 43 | Multi-Family Energy Efficiency Rebates | Consumer, Consumer Low-Income | 2009 | Final | 128 | ElecBallast_MetalHde200-W - Suite Savings application - Multi-Unit Residential Building sector | Quasi-Prescriptive | Quasi-Prescriptive | Quasi-Prescriptive | Quasi-Prescriptive | Quasi-Prescriptive | Quasi-Prescriptive | 100 | 12.0625 |  | n/a | n/a | n/a | n/a | n/a | n/a | n/a
1252 | 43 | Multi-Family Energy Efficiency Rebates | Consumer, Consumer Low-Income | 2009 | Final | 129 | ElecBallast_MetalHde250-360W - Suite Savings application - Multi-Unit Residential Building sector | Quasi-Prescriptive | Quasi-Prescriptive | Quasi-Prescriptive | Quasi-Prescriptive | Quasi-Prescriptive | Quasi-Prescriptive | 100 | 12.0625 |  | n/a | n/a | n/a | n/a | n/a | n/a | n/a
1253 | 43 | Multi-Family Energy Efficiency Rebates | Consumer, Consumer Low-Income | 2009 | Final | 130 | ElecBallast_MetalHde400+W - Suite Savings application - Multi-Unit Residential Building sector | Quasi-Prescriptive | Quasi-Prescriptive | Quasi-Prescriptive | Quasi-Prescriptive | Quasi-Prescriptive | Quasi-Prescriptive | 100 | 12.0625 |  | n/a | n/a | n/a | n/a | n/a | n/a | n/a
1254 | 43 | Multi-Family Energy Efficiency Rebates | Consumer, Consumer Low-Income | 2009 | Final | 131 | ElecBallast_HighPress200-W - Suite Savings application - Multi-Unit Residential Building sector | Quasi-Prescriptive | Quasi-Prescriptive | Quasi-Prescriptive | Quasi-Prescriptive | Quasi-Prescriptive | Quasi-Prescriptive | 100 | 12.0625 |  | n/a | n/a | n/a | n/a | n/a | n/a | n/a
1255 | 43 | Multi-Family Energy Efficiency Rebates | Consumer, Consumer Low-Income | 2009 | Final | 132 | ElecBallast_HighPress250W - Suite Savings application - Multi-Unit Residential Building sector | Quasi-Prescriptive | Quasi-Prescriptive | Quasi-Prescriptive | Quasi-Prescriptive | Quasi-Prescriptive | Quasi-Prescriptive | 100 | 12.0625 |  | n/a | n/a | n/a | n/a | n/a | n/a | n/a
1256 | 43 | Multi-Family Energy Efficiency Rebates | Consumer, Consumer Low-Income | 2009 | Final | 133 | ElecBallast_HighPress400W - Suite Savings application - Multi-Unit Residential Building sector | Quasi-Prescriptive | Quasi-Prescriptive | Quasi-Prescriptive | Quasi-Prescriptive | Quasi-Prescriptive | Quasi-Prescriptive | 100 | 12.0625 |  | n/a | n/a | n/a | n/a | n/a | n/a | n/a
1257 | 43 | Multi-Family Energy Efficiency Rebates | Consumer, Consumer Low-Income | 2009 | Final | 134 | ElecBallast_HighPress600W - Suite Savings application - Multi-Unit Residential Building sector | Quasi-Prescriptive | Quasi-Prescriptive | Quasi-Prescriptive | Quasi-Prescriptive | Quasi-Prescriptive | Quasi-Prescriptive | 100 | 12.0625 |  | n/a | n/a | n/a | n/a | n/a | n/a | n/a
1258 | 43 | Multi-Family Energy Efficiency Rebates | Consumer, Consumer Low-Income | 2009 | Final | 135 | ElecBallast_HighPress1000W - Suite Savings application - Multi-Unit Residential Building sector | Quasi-Prescriptive | Quasi-Prescriptive | Quasi-Prescriptive | Quasi-Prescriptive | Quasi-Prescriptive | Quasi-Prescriptive | 100 | 12.0625 |  | n/a | n/a | n/a | n/a | n/a | n/a | n/a
1259 | 43 | Multi-Family Energy Efficiency Rebates | Consumer, Consumer Low-Income | 2009 | Final | 136 | OccSen_SwitchPlate - Suite Savings application - Multi-Unit Residential Building sector | Quasi-Prescriptive | Quasi-Prescriptive | Quasi-Prescriptive | Quasi-Prescriptive | Quasi-Prescriptive | Quasi-Prescriptive | 100 | 12.0625 |  | n/a | n/a | n/a | n/a | n/a | n/a | n/a
1260 | 43 | Multi-Family Energy Efficiency Rebates | Consumer, Consumer Low-Income | 2009 | Final | 137 | OccSen_CelingMounted - Suite Savings application - Multi-Unit Residential Building sector | Quasi-Prescriptive | Quasi-Prescriptive | Quasi-Prescriptive | Quasi-Prescriptive | Quasi-Prescriptive | Quasi-Prescriptive | 100 | 12.0625 |  | n/a | n/a | n/a | n/a | n/a | n/a | n/a
1261 | 43 | Multi-Family Energy Efficiency Rebates | Consumer, Consumer Low-Income | 2009 | Final | 138 | TempControls_InSuiteHeat - Suite Savings application - Multi-Unit Residential Building sector | Quasi-Prescriptive | Quasi-Prescriptive | Quasi-Prescriptive | Quasi-Prescriptive | Quasi-Prescriptive | Quasi-Prescriptive | 100 | 12.0625 |  | n/a | n/a | n/a | n/a | n/a | n/a | n/a
1262 | 43 | Multi-Family Energy Efficiency Rebates | Consumer, Consumer Low-Income | 2009 | Final | 139 | TempControls_InSuiteCool - Suite Savings application - Multi-Unit Residential Building sector | Quasi-Prescriptive | Quasi-Prescriptive | Quasi-Prescriptive | Quasi-Prescriptive | Quasi-Prescriptive | Quasi-Prescriptive | 100 | 12.0625 |  | n/a | n/a | n/a | n/a | n/a | n/a | n/a
1263 | 43 | Multi-Family Energy Efficiency Rebates | Consumer, Consumer Low-Income | 2009 | Final | 140 | TempControls_Heat&Cool - Suite Savings application - Multi-Unit Residential Building sector | Quasi-Prescriptive | Quasi-Prescriptive | Quasi-Prescriptive | Quasi-Prescriptive | Quasi-Prescriptive | Quasi-Prescriptive | 100 | 12.0625 |  | n/a | n/a | n/a | n/a | n/a | n/a | n/a
1264 | 43 | Multi-Family Energy Efficiency Rebates | Consumer, Consumer Low-Income | 2009 | Final | 141 | ECM_AirFurnace - Suite Savings application - Multi-Unit Residential Building sector | Quasi-Prescriptive | Quasi-Prescriptive | Quasi-Prescriptive | Quasi-Prescriptive | Quasi-Prescriptive | Quasi-Prescriptive | 100 | 12.0625 |  | n/a | n/a | n/a | n/a | n/a | n/a | n/a
1265 | 43 | Multi-Family Energy Efficiency Rebates | Consumer, Consumer Low-Income | 2009 | Final | 142 | GroundSource_LowRise - Suite Savings application - Multi-Unit Residential Building sector | Quasi-Prescriptive | Quasi-Prescriptive | Quasi-Prescriptive | Quasi-Prescriptive | Quasi-Prescriptive | Quasi-Prescriptive | 100 | 12.0625 |  | n/a | n/a | n/a | n/a | n/a | n/a | n/a
1266 | 43 | Multi-Family Energy Efficiency Rebates | Consumer, Consumer Low-Income | 2009 | Final | 143 | GroundSource_HighRise - Suite Savings application - Multi-Unit Residential Building sector | Quasi-Prescriptive | Quasi-Prescriptive | Quasi-Prescriptive | Quasi-Prescriptive | Quasi-Prescriptive | Quasi-Prescriptive | 100 | 12.0625 |  | n/a | n/a | n/a | n/a | n/a | n/a | n/a
1267 | 43 | Multi-Family Energy Efficiency Rebates | Consumer, Consumer Low-Income | 2009 | Final | 144 | GroundSource_Average - Suite Savings application - Multi-Unit Residential Building sector | Quasi-Prescriptive | Quasi-Prescriptive | Quasi-Prescriptive | Quasi-Prescriptive | Quasi-Prescriptive | Quasi-Prescriptive | 100 | 12.0625 |  | n/a | n/a | n/a | n/a | n/a | n/a | n/a
1268 | 43 | Multi-Family Energy Efficiency Rebates | Consumer, Consumer Low-Income | 2009 | Final | 145 | Non-ElectricChillers - Suite Savings application - Multi-Unit Residential Building sector | Quasi-Prescriptive | Quasi-Prescriptive | Quasi-Prescriptive | Quasi-Prescriptive | Quasi-Prescriptive | Quasi-Prescriptive | 100 | 12.0625 |  | n/a | n/a | n/a | n/a | n/a | n/a | n/a
1269 | 43 | Multi-Family Energy Efficiency Rebates | Consumer, Consumer Low-Income | 2009 | Final | 146 | EnerStarWasher - Suite Savings application - Multi-Unit Residential Building sector | Quasi-Prescriptive | Quasi-Prescriptive | Quasi-Prescriptive | Quasi-Prescriptive | Quasi-Prescriptive | Quasi-Prescriptive | 100 | 12.0625 |  | n/a | n/a | n/a | n/a | n/a | n/a | n/a
1270 | 43 | Multi-Family Energy Efficiency Rebates | Consumer, Consumer Low-Income | 2009 | Final | 147 | NaturalGasDryer_InSuite - Suite Savings application - Multi-Unit Residential Building sector | Quasi-Prescriptive | Quasi-Prescriptive | Quasi-Prescriptive | Quasi-Prescriptive | Quasi-Prescriptive | Quasi-Prescriptive | 100 | 12.0625 |  | n/a | n/a | n/a | n/a | n/a | n/a | n/a
1271 | 43 | Multi-Family Energy Efficiency Rebates | Consumer, Consumer Low-Income | 2009 | Final | 148 | NaturalGasDryer_Common - Suite Savings application - Multi-Unit Residential Building sector | Quasi-Prescriptive | Quasi-Prescriptive | Quasi-Prescriptive | Quasi-Prescriptive | Quasi-Prescriptive | Quasi-Prescriptive | 100 | 12.0625 |  | n/a | n/a | n/a | n/a | n/a | n/a | n/a
1272 | 43 | Multi-Family Energy Efficiency Rebates | Consumer, Consumer Low-Income | 2009 | Final | 149 | EnergyStar_DishWasher - Suite Savings application - Multi-Unit Residential Building sector | Quasi-Prescriptive | Quasi-Prescriptive | Quasi-Prescriptive | Quasi-Prescriptive | Quasi-Prescriptive | Quasi-Prescriptive | 100 | 12.0625 |  | n/a | n/a | n/a | n/a | n/a | n/a | n/a
1273 | 43 | Multi-Family Energy Efficiency Rebates | Consumer, Consumer Low-Income | 2009 | Final | 150 | EnergyStar_Fridge - Suite Savings application - Multi-Unit Residential Building sector | Quasi-Prescriptive | Quasi-Prescriptive | Quasi-Prescriptive | Quasi-Prescriptive | Quasi-Prescriptive | Quasi-Prescriptive | 100 | 12.0625 |  | n/a | n/a | n/a | n/a | n/a | n/a | n/a
1274 | 43 | Multi-Family Energy Efficiency Rebates | Consumer, Consumer Low-Income | 2009 | Final | 151 | EnergyStar_CeilingFan - Suite Savings application - Multi-Unit Residential Building sector | Quasi-Prescriptive | Quasi-Prescriptive | Quasi-Prescriptive | Quasi-Prescriptive | Quasi-Prescriptive | Quasi-Prescriptive | 100 | 12.0625 |  | n/a | n/a | n/a | n/a | n/a | n/a | n/a
1275 | 43 | Multi-Family Energy Efficiency Rebates | Consumer, Consumer Low-Income | 2009 | Final | 152 | Non-ElectricWaterHeater - Suite Savings application - Multi-Unit Residential Building sector | Quasi-Prescriptive | Quasi-Prescriptive | Quasi-Prescriptive | Quasi-Prescriptive | Quasi-Prescriptive | Quasi-Prescriptive | 100 | 12.0625 |  | n/a | n/a | n/a | n/a | n/a | n/a | n/a
1276 | 43 | Multi-Family Energy Efficiency Rebates | Consumer, Consumer Low-Income | 2009 | Final | 153 | SolarHotWaterCollector - Suite Savings application - Multi-Unit Residential Building sector | Quasi-Prescriptive | Quasi-Prescriptive | Quasi-Prescriptive | Quasi-Prescriptive | Quasi-Prescriptive | Quasi-Prescriptive | 100 | 12.0625 |  | n/a | n/a | n/a | n/a | n/a | n/a | n/a
1277 | 43 | Multi-Family Energy Efficiency Rebates | Consumer, Consumer Low-Income | 2009 | Final | 154 | Non-ElectricTankHotWater - Suite Savings application - Multi-Unit Residential Building sector | Quasi-Prescriptive | Quasi-Prescriptive | Quasi-Prescriptive | Quasi-Prescriptive | Quasi-Prescriptive | Quasi-Prescriptive | 100 | 12.0625 |  | n/a | n/a | n/a | n/a | n/a | n/a | n/a
1278 | 43 | Multi-Family Energy Efficiency Rebates | Consumer, Consumer Low-Income | 2009 | Final | 155 | DrainWaterHeatRecovery - Suite Savings application - Multi-Unit Residential Building sector | Quasi-Prescriptive | Quasi-Prescriptive | Quasi-Prescriptive | Quasi-Prescriptive | Quasi-Prescriptive | Quasi-Prescriptive | 100 | 12.0625 |  | n/a | n/a | n/a | n/a | n/a | n/a | n/a
1279 | 43 | Multi-Family Energy Efficiency Rebates | Consumer, Consumer Low-Income | 2009 | Final | 156 | DomesticHotWaterRecirc - Suite Savings application - Multi-Unit Residential Building sector | Quasi-Prescriptive | Quasi-Prescriptive | Quasi-Prescriptive | Quasi-Prescriptive | Quasi-Prescriptive | Quasi-Prescriptive | 100 | 12.0625 |  | n/a | n/a | n/a | n/a | n/a | n/a | n/a
1280 | 43 | Multi-Family Energy Efficiency Rebates | Consumer, Consumer Low-Income | 2009 | Final | 157 | EnergyStarExitSigns - Retail / Common Area Savings application - Multi-Unit Residential Building sector | Quasi-Prescriptive | Quasi-Prescriptive | Quasi-Prescriptive | Quasi-Prescriptive | Quasi-Prescriptive | Quasi-Prescriptive | 100 | 12.0625 |  | n/a | n/a | n/a | n/a | n/a | n/a | n/a
1281 | 43 | Multi-Family Energy Efficiency Rebates | Consumer, Consumer Low-Income | 2009 | Final | 158 | FridgeLEDStripLight - Retail / Common Area Savings application - Multi-Unit Residential Building sector | Quasi-Prescriptive | Quasi-Prescriptive | Quasi-Prescriptive | Quasi-Prescriptive | Quasi-Prescriptive | Quasi-Prescriptive | 100 | 12.0625 |  | n/a | n/a | n/a | n/a | n/a | n/a | n/a
1282 | 43 | Multi-Family Energy Efficiency Rebates | Consumer, Consumer Low-Income | 2009 | Final | 159 | NonDimmCFLsScrew_In - Retail / Common Area Savings application - Multi-Unit Residential Building sector | Quasi-Prescriptive | Quasi-Prescriptive | Quasi-Prescriptive | Quasi-Prescriptive | Quasi-Prescriptive | Quasi-Prescriptive | 100 | 12.0625 |  | n/a | n/a | n/a | n/a | n/a | n/a | n/a
1283 | 43 | Multi-Family Energy Efficiency Rebates | Consumer, Consumer Low-Income | 2009 | Final | 160 | NonDimmCFLs_par11W - Retail / Common Area Savings application - Multi-Unit Residential Building sector | Quasi-Prescriptive | Quasi-Prescriptive | Quasi-Prescriptive | Quasi-Prescriptive | Quasi-Prescriptive | Quasi-Prescriptive | 100 | 12.0625 |  | n/a | n/a | n/a | n/a | n/a | n/a | n/a
1284 | 43 | Multi-Family Energy Efficiency Rebates | Consumer, Consumer Low-Income | 2009 | Final | 161 | NonDimmCFLs_par12-20W - Retail / Common Area Savings application - Multi-Unit Residential Building sector | Quasi-Prescriptive | Quasi-Prescriptive | Quasi-Prescriptive | Quasi-Prescriptive | Quasi-Prescriptive | Quasi-Prescriptive | 100 | 12.0625 |  | n/a | n/a | n/a | n/a | n/a | n/a | n/a
1285 | 43 | Multi-Family Energy Efficiency Rebates | Consumer, Consumer Low-Income | 2009 | Final | 162 | NonDimmCFLs_par20+W - Retail / Common Area Savings application - Multi-Unit Residential Building sector | Quasi-Prescriptive | Quasi-Prescriptive | Quasi-Prescriptive | Quasi-Prescriptive | Quasi-Prescriptive | Quasi-Prescriptive | 100 | 12.0625 |  | n/a | n/a | n/a | n/a | n/a | n/a | n/a
1286 | 43 | Multi-Family Energy Efficiency Rebates | Consumer, Consumer Low-Income | 2009 | Final | 163 | Dimm&NonDimmCFL2-pin14W- - Retail / Common Area Savings application - Multi-Unit Residential Building sector | Quasi-Prescriptive | Quasi-Prescriptive | Quasi-Prescriptive | Quasi-Prescriptive | Quasi-Prescriptive | Quasi-Prescriptive | 100 | 12.0625 |  | n/a | n/a | n/a | n/a | n/a | n/a | n/a
1287 | 43 | Multi-Family Energy Efficiency Rebates | Consumer, Consumer Low-Income | 2009 | Final | 164 | Dimm&NonDimmCFL2-pin26W- - Retail / Common Area Savings application - Multi-Unit Residential Building sector | Quasi-Prescriptive | Quasi-Prescriptive | Quasi-Prescriptive | Quasi-Prescriptive | Quasi-Prescriptive | Quasi-Prescriptive | 100 | 12.0625 |  | n/a | n/a | n/a | n/a | n/a | n/a | n/a
1288 | 43 | Multi-Family Energy Efficiency Rebates | Consumer, Consumer Low-Income | 2009 | Final | 165 | Dimm&NonDimmCFL2-pin39W- - Retail / Common Area Savings application - Multi-Unit Residential Building sector | Quasi-Prescriptive | Quasi-Prescriptive | Quasi-Prescriptive | Quasi-Prescriptive | Quasi-Prescriptive | Quasi-Prescriptive | 100 | 12.0625 |  | n/a | n/a | n/a | n/a | n/a | n/a | n/a
1289 | 43 | Multi-Family Energy Efficiency Rebates | Consumer, Consumer Low-Income | 2009 | Final | 166 | Dimm&NonDimmCFL4-pin14W- - Retail / Common Area Savings application - Multi-Unit Residential Building sector | Quasi-Prescriptive | Quasi-Prescriptive | Quasi-Prescriptive | Quasi-Prescriptive | Quasi-Prescriptive | Quasi-Prescriptive | 100 | 12.0625 |  | n/a | n/a | n/a | n/a | n/a | n/a | n/a
1290 | 43 | Multi-Family Energy Efficiency Rebates | Consumer, Consumer Low-Income | 2009 | Final | 167 | Dimm&NonDimmCFL4-pin26W- - Retail / Common Area Savings application - Multi-Unit Residential Building sector | Quasi-Prescriptive | Quasi-Prescriptive | Quasi-Prescriptive | Quasi-Prescriptive | Quasi-Prescriptive | Quasi-Prescriptive | 100 | 12.0625 |  | n/a | n/a | n/a | n/a | n/a | n/a | n/a
1291 | 43 | Multi-Family Energy Efficiency Rebates | Consumer, Consumer Low-Income | 2009 | Final | 168 | Dimm&NonDimmCFL4-pin39W- - Retail / Common Area Savings application - Multi-Unit Residential Building sector | Quasi-Prescriptive | Quasi-Prescriptive | Quasi-Prescriptive | Quasi-Prescriptive | Quasi-Prescriptive | Quasi-Prescriptive | 100 | 12.0625 |  | n/a | n/a | n/a | n/a | n/a | n/a | n/a
1292 | 43 | Multi-Family Energy Efficiency Rebates | Consumer, Consumer Low-Income | 2009 | Final | 169 | DimmCFLs_0-16W - Retail / Common Area Savings application - Multi-Unit Residential Building sector | Quasi-Prescriptive | Quasi-Prescriptive | Quasi-Prescriptive | Quasi-Prescriptive | Quasi-Prescriptive | Quasi-Prescriptive | 100 | 12.0625 |  | n/a | n/a | n/a | n/a | n/a | n/a | n/a
1293 | 43 | Multi-Family Energy Efficiency Rebates | Consumer, Consumer Low-Income | 2009 | Final | 170 | DimmCFLs_17-20W - Retail / Common Area Savings application - Multi-Unit Residential Building sector | Quasi-Prescriptive | Quasi-Prescriptive | Quasi-Prescriptive | Quasi-Prescriptive | Quasi-Prescriptive | Quasi-Prescriptive | 100 | 12.0625 |  | n/a | n/a | n/a | n/a | n/a | n/a | n/a
1294 | 43 | Multi-Family Energy Efficiency Rebates | Consumer, Consumer Low-Income | 2009 | Final | 171 | DimmCFLs_21+W - Retail / Common Area Savings application - Multi-Unit Residential Building sector | Quasi-Prescriptive | Quasi-Prescriptive | Quasi-Prescriptive | Quasi-Prescriptive | Quasi-Prescriptive | Quasi-Prescriptive | 100 | 12.0625 |  | n/a | n/a | n/a | n/a | n/a | n/a | n/a
1295 | 43 | Multi-Family Energy Efficiency Rebates | Consumer, Consumer Low-Income | 2009 | Final | 172 | StandardT8_Single - Retail / Common Area Savings application - Multi-Unit Residential Building sector | Quasi-Prescriptive | Quasi-Prescriptive | Quasi-Prescriptive | Quasi-Prescriptive | Quasi-Prescriptive | Quasi-Prescriptive | 100 | 12.0625 |  | n/a | n/a | n/a | n/a | n/a | n/a | n/a
1296 | 43 | Multi-Family Energy Efficiency Rebates | Consumer, Consumer Low-Income | 2009 | Final | 173 | StandardT8_Two - Retail / Common Area Savings application - Multi-Unit Residential Building sector | Quasi-Prescriptive | Quasi-Prescriptive | Quasi-Prescriptive | Quasi-Prescriptive | Quasi-Prescriptive | Quasi-Prescriptive | 100 | 12.0625 |  | n/a | n/a | n/a | n/a | n/a | n/a | n/a
1297 | 43 | Multi-Family Energy Efficiency Rebates | Consumer, Consumer Low-Income | 2009 | Final | 174 | StandardT8_Three - Retail / Common Area Savings application - Multi-Unit Residential Building sector | Quasi-Prescriptive | Quasi-Prescriptive | Quasi-Prescriptive | Quasi-Prescriptive | Quasi-Prescriptive | Quasi-Prescriptive | 100 | 12.0625 |  | n/a | n/a | n/a | n/a | n/a | n/a | n/a
1298 | 43 | Multi-Family Energy Efficiency Rebates | Consumer, Consumer Low-Income | 2009 | Final | 175 | StandardT8_Four - Retail / Common Area Savings application - Multi-Unit Residential Building sector | Quasi-Prescriptive | Quasi-Prescriptive | Quasi-Prescriptive | Quasi-Prescriptive | Quasi-Prescriptive | Quasi-Prescriptive | 100 | 12.0625 |  | n/a | n/a | n/a | n/a | n/a | n/a | n/a
1299 | 43 | Multi-Family Energy Efficiency Rebates | Consumer, Consumer Low-Income | 2009 | Final | 176 | RWHighT8Fixtures_Single - Retail / Common Area Savings application - Multi-Unit Residential Building sector | Quasi-Prescriptive | Quasi-Prescriptive | Quasi-Prescriptive | Quasi-Prescriptive | Quasi-Prescriptive | Quasi-Prescriptive | 100 | 12.0625 |  | n/a | n/a | n/a | n/a | n/a | n/a | n/a
1300 | 43 | Multi-Family Energy Efficiency Rebates | Consumer, Consumer Low-Income | 2009 | Final | 177 | RWHighT8Fixtures_Two - Retail / Common Area Savings application - Multi-Unit Residential Building sector | Quasi-Prescriptive | Quasi-Prescriptive | Quasi-Prescriptive | Quasi-Prescriptive | Quasi-Prescriptive | Quasi-Prescriptive | 100 | 12.0625 |  | n/a | n/a | n/a | n/a | n/a | n/a | n/a
1301 | 43 | Multi-Family Energy Efficiency Rebates | Consumer, Consumer Low-Income | 2009 | Final | 178 | RWHighT8Fixtures_Three - Retail / Common Area Savings application - Multi-Unit Residential Building sector | Quasi-Prescriptive | Quasi-Prescriptive | Quasi-Prescriptive | Quasi-Prescriptive | Quasi-Prescriptive | Quasi-Prescriptive | 100 | 12.0625 |  | n/a | n/a | n/a | n/a | n/a | n/a | n/a
1302 | 43 | Multi-Family Energy Efficiency Rebates | Consumer, Consumer Low-Income | 2009 | Final | 179 | RWHighT8Fixtures_Four - Retail / Common Area Savings application - Multi-Unit Residential Building sector | Quasi-Prescriptive | Quasi-Prescriptive | Quasi-Prescriptive | Quasi-Prescriptive | Quasi-Prescriptive | Quasi-Prescriptive | 100 | 12.0625 |  | n/a | n/a | n/a | n/a | n/a | n/a | n/a
1303 | 43 | Multi-Family Energy Efficiency Rebates | Consumer, Consumer Low-Income | 2009 | Final | 180 | StdMedBayT8_Four - Retail / Common Area Savings application - Multi-Unit Residential Building sector | Quasi-Prescriptive | Quasi-Prescriptive | Quasi-Prescriptive | Quasi-Prescriptive | Quasi-Prescriptive | Quasi-Prescriptive | 100 | 12.0625 |  | n/a | n/a | n/a | n/a | n/a | n/a | n/a
1304 | 43 | Multi-Family Energy Efficiency Rebates | Consumer, Consumer Low-Income | 2009 | Final | 181 | MedBayT8_Six - Retail / Common Area Savings application - Multi-Unit Residential Building sector | Quasi-Prescriptive | Quasi-Prescriptive | Quasi-Prescriptive | Quasi-Prescriptive | Quasi-Prescriptive | Quasi-Prescriptive | 100 | 12.0625 |  | n/a | n/a | n/a | n/a | n/a | n/a | n/a
1305 | 43 | Multi-Family Energy Efficiency Rebates | Consumer, Consumer Low-Income | 2009 | Final | 182 | MedBayT8_Eight - Retail / Common Area Savings application - Multi-Unit Residential Building sector | Quasi-Prescriptive | Quasi-Prescriptive | Quasi-Prescriptive | Quasi-Prescriptive | Quasi-Prescriptive | Quasi-Prescriptive | 100 | 12.0625 |  | n/a | n/a | n/a | n/a | n/a | n/a | n/a
1306 | 43 | Multi-Family Energy Efficiency Rebates | Consumer, Consumer Low-Income | 2009 | Final | 183 | HighMedBayT8_Four - Retail / Common Area Savings application - Multi-Unit Residential Building sector | Quasi-Prescriptive | Quasi-Prescriptive | Quasi-Prescriptive | Quasi-Prescriptive | Quasi-Prescriptive | Quasi-Prescriptive | 100 | 12.0625 |  | n/a | n/a | n/a | n/a | n/a | n/a | n/a
1307 | 43 | Multi-Family Energy Efficiency Rebates | Consumer, Consumer Low-Income | 2009 | Final | 184 | HighMedBayT8_Six - Retail / Common Area Savings application - Multi-Unit Residential Building sector | Quasi-Prescriptive | Quasi-Prescriptive | Quasi-Prescriptive | Quasi-Prescriptive | Quasi-Prescriptive | Quasi-Prescriptive | 100 | 12.0625 |  | n/a | n/a | n/a | n/a | n/a | n/a | n/a
1308 | 43 | Multi-Family Energy Efficiency Rebates | Consumer, Consumer Low-Income | 2009 | Final | 185 | HighMedBayT8_Eight - Retail / Common Area Savings application - Multi-Unit Residential Building sector | Quasi-Prescriptive | Quasi-Prescriptive | Quasi-Prescriptive | Quasi-Prescriptive | Quasi-Prescriptive | Quasi-Prescriptive | 100 | 12.0625 |  | n/a | n/a | n/a | n/a | n/a | n/a | n/a
1309 | 43 | Multi-Family Energy Efficiency Rebates | Consumer, Consumer Low-Income | 2009 | Final | 186 | T5Fixture_1Lamp - Retail / Common Area Savings application - Multi-Unit Residential Building sector | Quasi-Prescriptive | Quasi-Prescriptive | Quasi-Prescriptive | Quasi-Prescriptive | Quasi-Prescriptive | Quasi-Prescriptive | 100 | 12.0625 |  | n/a | n/a | n/a | n/a | n/a | n/a | n/a
1310 | 43 | Multi-Family Energy Efficiency Rebates | Consumer, Consumer Low-Income | 2009 | Final | 187 | T5Fixture_2Lamps - Retail / Common Area Savings application - Multi-Unit Residential Building sector | Quasi-Prescriptive | Quasi-Prescriptive | Quasi-Prescriptive | Quasi-Prescriptive | Quasi-Prescriptive | Quasi-Prescriptive | 100 | 12.0625 |  | n/a | n/a | n/a | n/a | n/a | n/a | n/a
1311 | 43 | Multi-Family Energy Efficiency Rebates | Consumer, Consumer Low-Income | 2009 | Final | 188 | T5Fixture_3Lamps - Retail / Common Area Savings application - Multi-Unit Residential Building sector | Quasi-Prescriptive | Quasi-Prescriptive | Quasi-Prescriptive | Quasi-Prescriptive | Quasi-Prescriptive | Quasi-Prescriptive | 100 | 12.0625 |  | n/a | n/a | n/a | n/a | n/a | n/a | n/a
1312 | 43 | Multi-Family Energy Efficiency Rebates | Consumer, Consumer Low-Income | 2009 | Final | 189 | T5Fixture_HO1Lamp - Retail / Common Area Savings application - Multi-Unit Residential Building sector | Quasi-Prescriptive | Quasi-Prescriptive | Quasi-Prescriptive | Quasi-Prescriptive | Quasi-Prescriptive | Quasi-Prescriptive | 100 | 12.0625 |  | n/a | n/a | n/a | n/a | n/a | n/a | n/a
1313 | 43 | Multi-Family Energy Efficiency Rebates | Consumer, Consumer Low-Income | 2009 | Final | 190 | T5Fixture_HO2Lamp - Retail / Common Area Savings application - Multi-Unit Residential Building sector | Quasi-Prescriptive | Quasi-Prescriptive | Quasi-Prescriptive | Quasi-Prescriptive | Quasi-Prescriptive | Quasi-Prescriptive | 100 | 12.0625 |  | n/a | n/a | n/a | n/a | n/a | n/a | n/a
1314 | 43 | Multi-Family Energy Efficiency Rebates | Consumer, Consumer Low-Income | 2009 | Final | 191 | T5MedHighFixture_4Lamp - Retail / Common Area Savings application - Multi-Unit Residential Building sector | Quasi-Prescriptive | Quasi-Prescriptive | Quasi-Prescriptive | Quasi-Prescriptive | Quasi-Prescriptive | Quasi-Prescriptive | 100 | 12.0625 |  | n/a | n/a | n/a | n/a | n/a | n/a | n/a
1315 | 43 | Multi-Family Energy Efficiency Rebates | Consumer, Consumer Low-Income | 2009 | Final | 192 | T5MedHighFixture_6Lamp - Retail / Common Area Savings application - Multi-Unit Residential Building sector | Quasi-Prescriptive | Quasi-Prescriptive | Quasi-Prescriptive | Quasi-Prescriptive | Quasi-Prescriptive | Quasi-Prescriptive | 100 | 12.0625 |  | n/a | n/a | n/a | n/a | n/a | n/a | n/a
1316 | 43 | Multi-Family Energy Efficiency Rebates | Consumer, Consumer Low-Income | 2009 | Final | 193 | T5MedHighFixture_8Lamp - Retail / Common Area Savings application - Multi-Unit Residential Building sector | Quasi-Prescriptive | Quasi-Prescriptive | Quasi-Prescriptive | Quasi-Prescriptive | Quasi-Prescriptive | Quasi-Prescriptive | 100 | 12.0625 |  | n/a | n/a | n/a | n/a | n/a | n/a | n/a
1317 | 43 | Multi-Family Energy Efficiency Rebates | Consumer, Consumer Low-Income | 2009 | Final | 194 | T5MedHighFixture_10Lamp - Retail / Common Area Savings application - Multi-Unit Residential Building sector | Quasi-Prescriptive | Quasi-Prescriptive | Quasi-Prescriptive | Quasi-Prescriptive | Quasi-Prescriptive | Quasi-Prescriptive | 100 | 12.0625 |  | n/a | n/a | n/a | n/a | n/a | n/a | n/a
1318 | 43 | Multi-Family Energy Efficiency Rebates | Consumer, Consumer Low-Income | 2009 | Final | 195 | T5MedHighFixture_12Lamp - Retail / Common Area Savings application - Multi-Unit Residential Building sector | Quasi-Prescriptive | Quasi-Prescriptive | Quasi-Prescriptive | Quasi-Prescriptive | Quasi-Prescriptive | Quasi-Prescriptive | 100 | 12.0625 |  | n/a | n/a | n/a | n/a | n/a | n/a | n/a
1319 | 43 | Multi-Family Energy Efficiency Rebates | Consumer, Consumer Low-Income | 2009 | Final | 196 | PulseStart_MetalHalide - Retail / Common Area Savings application - Multi-Unit Residential Building sector | Quasi-Prescriptive | Quasi-Prescriptive | Quasi-Prescriptive | Quasi-Prescriptive | Quasi-Prescriptive | Quasi-Prescriptive | 100 | 12.0625 |  | n/a | n/a | n/a | n/a | n/a | n/a | n/a
1320 | 43 | Multi-Family Energy Efficiency Rebates | Consumer, Consumer Low-Income | 2009 | Final | 197 | InfraredHalogen_25W- - Retail / Common Area Savings application - Multi-Unit Residential Building sector | Quasi-Prescriptive | Quasi-Prescriptive | Quasi-Prescriptive | Quasi-Prescriptive | Quasi-Prescriptive | Quasi-Prescriptive | 100 | 12.0625 |  | n/a | n/a | n/a | n/a | n/a | n/a | n/a
1321 | 43 | Multi-Family Energy Efficiency Rebates | Consumer, Consumer Low-Income | 2009 | Final | 198 | InfraredHalogen_26-35W - Retail / Common Area Savings application - Multi-Unit Residential Building sector | Quasi-Prescriptive | Quasi-Prescriptive | Quasi-Prescriptive | Quasi-Prescriptive | Quasi-Prescriptive | Quasi-Prescriptive | 100 | 12.0625 |  | n/a | n/a | n/a | n/a | n/a | n/a | n/a
1322 | 43 | Multi-Family Energy Efficiency Rebates | Consumer, Consumer Low-Income | 2009 | Final | 199 | InfraredHalogen_36-48W - Retail / Common Area Savings application - Multi-Unit Residential Building sector | Quasi-Prescriptive | Quasi-Prescriptive | Quasi-Prescriptive | Quasi-Prescriptive | Quasi-Prescriptive | Quasi-Prescriptive | 100 | 12.0625 |  | n/a | n/a | n/a | n/a | n/a | n/a | n/a
1323 | 43 | Multi-Family Energy Efficiency Rebates | Consumer, Consumer Low-Income | 2009 | Final | 200 | InfraredHalogen_49-60W - Retail / Common Area Savings application - Multi-Unit Residential Building sector | Quasi-Prescriptive | Quasi-Prescriptive | Quasi-Prescriptive | Quasi-Prescriptive | Quasi-Prescriptive | Quasi-Prescriptive | 100 | 12.0625 |  | n/a | n/a | n/a | n/a | n/a | n/a | n/a
1324 | 43 | Multi-Family Energy Efficiency Rebates | Consumer, Consumer Low-Income | 2009 | Final | 201 | Self-BallastedMetalHalide120W - Retail / Common Area Savings application - Multi-Unit Residential Building sector | Quasi-Prescriptive | Quasi-Prescriptive | Quasi-Prescriptive | Quasi-Prescriptive | Quasi-Prescriptive | Quasi-Prescriptive | 100 | 12.0625 |  | n/a | n/a | n/a | n/a | n/a | n/a | n/a
1325 | 43 | Multi-Family Energy Efficiency Rebates | Consumer, Consumer Low-Income | 2009 | Final | 202 | Self-BallastedMetalHalide50W - Retail / Common Area Savings application - Multi-Unit Residential Building sector | Quasi-Prescriptive | Quasi-Prescriptive | Quasi-Prescriptive | Quasi-Prescriptive | Quasi-Prescriptive | Quasi-Prescriptive | 100 | 12.0625 |  | n/a | n/a | n/a | n/a | n/a | n/a | n/a
1326 | 43 | Multi-Family Energy Efficiency Rebates | Consumer, Consumer Low-Income | 2009 | Final | 203 | MetalHalide_150W - Retail / Common Area Savings application - Multi-Unit Residential Building sector | Quasi-Prescriptive | Quasi-Prescriptive | Quasi-Prescriptive | Quasi-Prescriptive | Quasi-Prescriptive | Quasi-Prescriptive | 100 | 12.0625 |  | n/a | n/a | n/a | n/a | n/a | n/a | n/a
1327 | 43 | Multi-Family Energy Efficiency Rebates | Consumer, Consumer Low-Income | 2009 | Final | 204 | MetalHalide_360W - Retail / Common Area Savings application - Multi-Unit Residential Building sector | Quasi-Prescriptive | Quasi-Prescriptive | Quasi-Prescriptive | Quasi-Prescriptive | Quasi-Prescriptive | Quasi-Prescriptive | 100 | 12.0625 |  | n/a | n/a | n/a | n/a | n/a | n/a | n/a
1328 | 43 | Multi-Family Energy Efficiency Rebates | Consumer, Consumer Low-Income | 2009 | Final | 205 | HighPressure_225W - Retail / Common Area Savings application - Multi-Unit Residential Building sector | Quasi-Prescriptive | Quasi-Prescriptive | Quasi-Prescriptive | Quasi-Prescriptive | Quasi-Prescriptive | Quasi-Prescriptive | 100 | 12.0625 |  | n/a | n/a | n/a | n/a | n/a | n/a | n/a
1329 | 43 | Multi-Family Energy Efficiency Rebates | Consumer, Consumer Low-Income | 2009 | Final | 206 | ElecBallast_MetalHde200-W - Retail / Common Area Savings application - Multi-Unit Residential Building sector | Quasi-Prescriptive | Quasi-Prescriptive | Quasi-Prescriptive | Quasi-Prescriptive | Quasi-Prescriptive | Quasi-Prescriptive | 100 | 12.0625 |  | n/a | n/a | n/a | n/a | n/a | n/a | n/a
1330 | 43 | Multi-Family Energy Efficiency Rebates | Consumer, Consumer Low-Income | 2009 | Final | 207 | ElecBallast_MetalHde250-360W - Retail / Common Area Savings application - Multi-Unit Residential Building sector | Quasi-Prescriptive | Quasi-Prescriptive | Quasi-Prescriptive | Quasi-Prescriptive | Quasi-Prescriptive | Quasi-Prescriptive | 100 | 12.0625 |  | n/a | n/a | n/a | n/a | n/a | n/a | n/a
1331 | 43 | Multi-Family Energy Efficiency Rebates | Consumer, Consumer Low-Income | 2009 | Final | 208 | ElecBallast_MetalHde400+W - Retail / Common Area Savings application - Multi-Unit Residential Building sector | Quasi-Prescriptive | Quasi-Prescriptive | Quasi-Prescriptive | Quasi-Prescriptive | Quasi-Prescriptive | Quasi-Prescriptive | 100 | 12.0625 |  | n/a | n/a | n/a | n/a | n/a | n/a | n/a
1332 | 43 | Multi-Family Energy Efficiency Rebates | Consumer, Consumer Low-Income | 2009 | Final | 209 | ElecBallast_HighPress200-W - Retail / Common Area Savings application - Multi-Unit Residential Building sector | Quasi-Prescriptive | Quasi-Prescriptive | Quasi-Prescriptive | Quasi-Prescriptive | Quasi-Prescriptive | Quasi-Prescriptive | 100 | 12.0625 |  | n/a | n/a | n/a | n/a | n/a | n/a | n/a
1333 | 43 | Multi-Family Energy Efficiency Rebates | Consumer, Consumer Low-Income | 2009 | Final | 210 | ElecBallast_HighPress250W - Retail / Common Area Savings application - Multi-Unit Residential Building sector | Quasi-Prescriptive | Quasi-Prescriptive | Quasi-Prescriptive | Quasi-Prescriptive | Quasi-Prescriptive | Quasi-Prescriptive | 100 | 12.0625 |  | n/a | n/a | n/a | n/a | n/a | n/a | n/a
1334 | 43 | Multi-Family Energy Efficiency Rebates | Consumer, Consumer Low-Income | 2009 | Final | 211 | ElecBallast_HighPress400W - Retail / Common Area Savings application - Multi-Unit Residential Building sector | Quasi-Prescriptive | Quasi-Prescriptive | Quasi-Prescriptive | Quasi-Prescriptive | Quasi-Prescriptive | Quasi-Prescriptive | 100 | 12.0625 |  | n/a | n/a | n/a | n/a | n/a | n/a | n/a
1335 | 43 | Multi-Family Energy Efficiency Rebates | Consumer, Consumer Low-Income | 2009 | Final | 212 | ElecBallast_HighPress600W - Retail / Common Area Savings application - Multi-Unit Residential Building sector | Quasi-Prescriptive | Quasi-Prescriptive | Quasi-Prescriptive | Quasi-Prescriptive | Quasi-Prescriptive | Quasi-Prescriptive | 100 | 12.0625 |  | n/a | n/a | n/a | n/a | n/a | n/a | n/a
1336 | 43 | Multi-Family Energy Efficiency Rebates | Consumer, Consumer Low-Income | 2009 | Final | 213 | ElecBallast_HighPress1000W - Retail / Common Area Savings application - Multi-Unit Residential Building sector | Quasi-Prescriptive | Quasi-Prescriptive | Quasi-Prescriptive | Quasi-Prescriptive | Quasi-Prescriptive | Quasi-Prescriptive | 100 | 12.0625 |  | n/a | n/a | n/a | n/a | n/a | n/a | n/a
1337 | 43 | Multi-Family Energy Efficiency Rebates | Consumer, Consumer Low-Income | 2009 | Final | 214 | OccSen_SwitchPlate - Retail / Common Area Savings application - Multi-Unit Residential Building sector | Quasi-Prescriptive | Quasi-Prescriptive | Quasi-Prescriptive | Quasi-Prescriptive | Quasi-Prescriptive | Quasi-Prescriptive | 100 | 12.0625 |  | n/a | n/a | n/a | n/a | n/a | n/a | n/a
1338 | 43 | Multi-Family Energy Efficiency Rebates | Consumer, Consumer Low-Income | 2009 | Final | 215 | OccSen_CelingMounted - Retail / Common Area Savings application - Multi-Unit Residential Building sector | Quasi-Prescriptive | Quasi-Prescriptive | Quasi-Prescriptive | Quasi-Prescriptive | Quasi-Prescriptive | Quasi-Prescriptive | 100 | 12.0625 |  | n/a | n/a | n/a | n/a | n/a | n/a | n/a
1339 | 43 | Multi-Family Energy Efficiency Rebates | Consumer, Consumer Low-Income | 2009 | Final | 216 | TempControls_InSuiteHeat - Retail / Common Area Savings application - Multi-Unit Residential Building sector | Quasi-Prescriptive | Quasi-Prescriptive | Quasi-Prescriptive | Quasi-Prescriptive | Quasi-Prescriptive | Quasi-Prescriptive | 100 | 12.0625 |  | n/a | n/a | n/a | n/a | n/a | n/a | n/a
1340 | 43 | Multi-Family Energy Efficiency Rebates | Consumer, Consumer Low-Income | 2009 | Final | 217 | TempControls_InSuiteCool - Retail / Common Area Savings application - Multi-Unit Residential Building sector | Quasi-Prescriptive | Quasi-Prescriptive | Quasi-Prescriptive | Quasi-Prescriptive | Quasi-Prescriptive | Quasi-Prescriptive | 100 | 12.0625 |  | n/a | n/a | n/a | n/a | n/a | n/a | n/a
1341 | 43 | Multi-Family Energy Efficiency Rebates | Consumer, Consumer Low-Income | 2009 | Final | 218 | TempControls_Heat&Cool - Retail / Common Area Savings application - Multi-Unit Residential Building sector | Quasi-Prescriptive | Quasi-Prescriptive | Quasi-Prescriptive | Quasi-Prescriptive | Quasi-Prescriptive | Quasi-Prescriptive | 100 | 12.0625 |  | n/a | n/a | n/a | n/a | n/a | n/a | n/a
1342 | 43 | Multi-Family Energy Efficiency Rebates | Consumer, Consumer Low-Income | 2009 | Final | 219 | ECM_AirFurnace - Retail / Common Area Savings application - Multi-Unit Residential Building sector | Quasi-Prescriptive | Quasi-Prescriptive | Quasi-Prescriptive | Quasi-Prescriptive | Quasi-Prescriptive | Quasi-Prescriptive | 100 | 12.0625 |  | n/a | n/a | n/a | n/a | n/a | n/a | n/a
1343 | 43 | Multi-Family Energy Efficiency Rebates | Consumer, Consumer Low-Income | 2009 | Final | 220 | GroundSource_LowRise - Retail / Common Area Savings application - Multi-Unit Residential Building sector | Quasi-Prescriptive | Quasi-Prescriptive | Quasi-Prescriptive | Quasi-Prescriptive | Quasi-Prescriptive | Quasi-Prescriptive | 100 | 12.0625 |  | n/a | n/a | n/a | n/a | n/a | n/a | n/a
1344 | 43 | Multi-Family Energy Efficiency Rebates | Consumer, Consumer Low-Income | 2009 | Final | 221 | GroundSource_HighRise - Retail / Common Area Savings application - Multi-Unit Residential Building sector | Quasi-Prescriptive | Quasi-Prescriptive | Quasi-Prescriptive | Quasi-Prescriptive | Quasi-Prescriptive | Quasi-Prescriptive | 100 | 12.0625 |  | n/a | n/a | n/a | n/a | n/a | n/a | n/a
1345 | 43 | Multi-Family Energy Efficiency Rebates | Consumer, Consumer Low-Income | 2009 | Final | 222 | GroundSource_Average - Retail / Common Area Savings application - Multi-Unit Residential Building sector | Quasi-Prescriptive | Quasi-Prescriptive | Quasi-Prescriptive | Quasi-Prescriptive | Quasi-Prescriptive | Quasi-Prescriptive | 100 | 12.0625 |  | n/a | n/a | n/a | n/a | n/a | n/a | n/a
1346 | 43 | Multi-Family Energy Efficiency Rebates | Consumer, Consumer Low-Income | 2009 | Final | 223 | Non-ElectricChillers - Retail / Common Area Savings application - Multi-Unit Residential Building sector | Quasi-Prescriptive | Quasi-Prescriptive | Quasi-Prescriptive | Quasi-Prescriptive | Quasi-Prescriptive | Quasi-Prescriptive | 100 | 12.0625 |  | n/a | n/a | n/a | n/a | n/a | n/a | n/a
1347 | 43 | Multi-Family Energy Efficiency Rebates | Consumer, Consumer Low-Income | 2009 | Final | 224 | EnerStarWasher - Retail / Common Area Savings application - Multi-Unit Residential Building sector | Quasi-Prescriptive | Quasi-Prescriptive | Quasi-Prescriptive | Quasi-Prescriptive | Quasi-Prescriptive | Quasi-Prescriptive | 100 | 12.0625 |  | n/a | n/a | n/a | n/a | n/a | n/a | n/a
1348 | 43 | Multi-Family Energy Efficiency Rebates | Consumer, Consumer Low-Income | 2009 | Final | 225 | NaturalGasDryer_InSuite - Retail / Common Area Savings application - Multi-Unit Residential Building sector | Quasi-Prescriptive | Quasi-Prescriptive | Quasi-Prescriptive | Quasi-Prescriptive | Quasi-Prescriptive | Quasi-Prescriptive | 100 | 12.0625 |  | n/a | n/a | n/a | n/a | n/a | n/a | n/a
1349 | 43 | Multi-Family Energy Efficiency Rebates | Consumer, Consumer Low-Income | 2009 | Final | 226 | NaturalGasDryer_Common - Retail / Common Area Savings application - Multi-Unit Residential Building sector | Quasi-Prescriptive | Quasi-Prescriptive | Quasi-Prescriptive | Quasi-Prescriptive | Quasi-Prescriptive | Quasi-Prescriptive | 100 | 12.0625 |  | n/a | n/a | n/a | n/a | n/a | n/a | n/a
1350 | 43 | Multi-Family Energy Efficiency Rebates | Consumer, Consumer Low-Income | 2009 | Final | 227 | EnergyStar_DishWasher - Retail / Common Area Savings application - Multi-Unit Residential Building sector | Quasi-Prescriptive | Quasi-Prescriptive | Quasi-Prescriptive | Quasi-Prescriptive | Quasi-Prescriptive | Quasi-Prescriptive | 100 | 12.0625 |  | n/a | n/a | n/a | n/a | n/a | n/a | n/a
1351 | 43 | Multi-Family Energy Efficiency Rebates | Consumer, Consumer Low-Income | 2009 | Final | 228 | EnergyStar_Fridge - Retail / Common Area Savings application - Multi-Unit Residential Building sector | Quasi-Prescriptive | Quasi-Prescriptive | Quasi-Prescriptive | Quasi-Prescriptive | Quasi-Prescriptive | Quasi-Prescriptive | 100 | 12.0625 |  | n/a | n/a | n/a | n/a | n/a | n/a | n/a
1352 | 43 | Multi-Family Energy Efficiency Rebates | Consumer, Consumer Low-Income | 2009 | Final | 229 | EnergyStar_CeilingFan - Retail / Common Area Savings application - Multi-Unit Residential Building sector | Quasi-Prescriptive | Quasi-Prescriptive | Quasi-Prescriptive | Quasi-Prescriptive | Quasi-Prescriptive | Quasi-Prescriptive | 100 | 12.0625 |  | n/a | n/a | n/a | n/a | n/a | n/a | n/a
1353 | 43 | Multi-Family Energy Efficiency Rebates | Consumer, Consumer Low-Income | 2009 | Final | 230 | Non-ElectricWaterHeater - Retail / Common Area Savings application - Multi-Unit Residential Building sector | Quasi-Prescriptive | Quasi-Prescriptive | Quasi-Prescriptive | Quasi-Prescriptive | Quasi-Prescriptive | Quasi-Prescriptive | 100 | 12.0625 |  | n/a | n/a | n/a | n/a | n/a | n/a | n/a
1354 | 43 | Multi-Family Energy Efficiency Rebates | Consumer, Consumer Low-Income | 2009 | Final | 231 | SolarHotWaterCollector - Retail / Common Area Savings application - Multi-Unit Residential Building sector | Quasi-Prescriptive | Quasi-Prescriptive | Quasi-Prescriptive | Quasi-Prescriptive | Quasi-Prescriptive | Quasi-Prescriptive | 100 | 12.0625 |  | n/a | n/a | n/a | n/a | n/a | n/a | n/a
1355 | 43 | Multi-Family Energy Efficiency Rebates | Consumer, Consumer Low-Income | 2009 | Final | 232 | Non-ElectricTankHotWater - Retail / Common Area Savings application - Multi-Unit Residential Building sector | Quasi-Prescriptive | Quasi-Prescriptive | Quasi-Prescriptive | Quasi-Prescriptive | Quasi-Prescriptive | Quasi-Prescriptive | 100 | 12.0625 |  | n/a | n/a | n/a | n/a | n/a | n/a | n/a
1356 | 43 | Multi-Family Energy Efficiency Rebates | Consumer, Consumer Low-Income | 2009 | Final | 233 | DrainWaterHeatRecovery - Retail / Common Area Savings application - Multi-Unit Residential Building sector | Quasi-Prescriptive | Quasi-Prescriptive | Quasi-Prescriptive | Quasi-Prescriptive | Quasi-Prescriptive | Quasi-Prescriptive | 100 | 12.0625 |  | n/a | n/a | n/a | n/a | n/a | n/a | n/a
1357 | 43 | Multi-Family Energy Efficiency Rebates | Consumer, Consumer Low-Income | 2009 | Final | 234 | DomesticHotWaterRecirc - Retail / Common Area Savings application - Multi-Unit Residential Building sector | Quasi-Prescriptive | Quasi-Prescriptive | Quasi-Prescriptive | Quasi-Prescriptive | Quasi-Prescriptive | Quasi-Prescriptive | 100 | 12.0625 |  | n/a | n/a | n/a | n/a | n/a | n/a | n/a
1358 | 43 | Multi-Family Energy Efficiency Rebates | Consumer, Consumer Low-Income | 2009 | Final | 235 | Custom Project - Custom Project application - Multi-Unit Residential Building sector | Custom | Custom | Custom | Custom | Custom | Custom | 100 | Custom |  | n/a | n/a | n/a | n/a | n/a | n/a | n/a
1359 | 43 | Multi-Family Energy Efficiency Rebates | Consumer, Consumer Low-Income | 2009 | Final | 236 | EnergyStarExitSigns - Corridor / Parking Area Energy Savings application - Low-Income sector | Quasi-Prescriptive | Quasi-Prescriptive | Quasi-Prescriptive | Quasi-Prescriptive | Quasi-Prescriptive | Quasi-Prescriptive | 100 | 12.0625 |  | n/a | n/a | n/a | n/a | n/a | n/a | n/a
1360 | 43 | Multi-Family Energy Efficiency Rebates | Consumer, Consumer Low-Income | 2009 | Final | 237 | FridgeLEDStripLight - Corridor / Parking Area Energy Savings application - Low-Income sector | Quasi-Prescriptive | Quasi-Prescriptive | Quasi-Prescriptive | Quasi-Prescriptive | Quasi-Prescriptive | Quasi-Prescriptive | 100 | 12.0625 |  | n/a | n/a | n/a | n/a | n/a | n/a | n/a
1361 | 43 | Multi-Family Energy Efficiency Rebates | Consumer, Consumer Low-Income | 2009 | Final | 238 | NonDimmCFLsScrew_In - Corridor / Parking Area Energy Savings application - Low-Income sector | Quasi-Prescriptive | Quasi-Prescriptive | Quasi-Prescriptive | Quasi-Prescriptive | Quasi-Prescriptive | Quasi-Prescriptive | 100 | 12.0625 |  | n/a | n/a | n/a | n/a | n/a | n/a | n/a
1362 | 43 | Multi-Family Energy Efficiency Rebates | Consumer, Consumer Low-Income | 2009 | Final | 239 | NonDimmCFLs_par11W - Corridor / Parking Area Energy Savings application - Low-Income sector | Quasi-Prescriptive | Quasi-Prescriptive | Quasi-Prescriptive | Quasi-Prescriptive | Quasi-Prescriptive | Quasi-Prescriptive | 100 | 12.0625 |  | n/a | n/a | n/a | n/a | n/a | n/a | n/a
1363 | 43 | Multi-Family Energy Efficiency Rebates | Consumer, Consumer Low-Income | 2009 | Final | 240 | NonDimmCFLs_par12-20W - Corridor / Parking Area Energy Savings application - Low-Income sector | Quasi-Prescriptive | Quasi-Prescriptive | Quasi-Prescriptive | Quasi-Prescriptive | Quasi-Prescriptive | Quasi-Prescriptive | 100 | 12.0625 |  | n/a | n/a | n/a | n/a | n/a | n/a | n/a
1364 | 43 | Multi-Family Energy Efficiency Rebates | Consumer, Consumer Low-Income | 2009 | Final | 241 | NonDimmCFLs_par20+W - Corridor / Parking Area Energy Savings application - Low-Income sector | Quasi-Prescriptive | Quasi-Prescriptive | Quasi-Prescriptive | Quasi-Prescriptive | Quasi-Prescriptive | Quasi-Prescriptive | 100 | 12.0625 |  | n/a | n/a | n/a | n/a | n/a | n/a | n/a
1365 | 43 | Multi-Family Energy Efficiency Rebates | Consumer, Consumer Low-Income | 2009 | Final | 242 | Dimm&NonDimmCFL2-pin14W- - Corridor / Parking Area Energy Savings application - Low-Income sector | Quasi-Prescriptive | Quasi-Prescriptive | Quasi-Prescriptive | Quasi-Prescriptive | Quasi-Prescriptive | Quasi-Prescriptive | 100 | 12.0625 |  | n/a | n/a | n/a | n/a | n/a | n/a | n/a
1366 | 43 | Multi-Family Energy Efficiency Rebates | Consumer, Consumer Low-Income | 2009 | Final | 243 | Dimm&NonDimmCFL2-pin26W- - Corridor / Parking Area Energy Savings application - Low-Income sector | Quasi-Prescriptive | Quasi-Prescriptive | Quasi-Prescriptive | Quasi-Prescriptive | Quasi-Prescriptive | Quasi-Prescriptive | 100 | 12.0625 |  | n/a | n/a | n/a | n/a | n/a | n/a | n/a
1367 | 43 | Multi-Family Energy Efficiency Rebates | Consumer, Consumer Low-Income | 2009 | Final | 244 | Dimm&NonDimmCFL2-pin39W- - Corridor / Parking Area Energy Savings application - Low-Income sector | Quasi-Prescriptive | Quasi-Prescriptive | Quasi-Prescriptive | Quasi-Prescriptive | Quasi-Prescriptive | Quasi-Prescriptive | 100 | 12.0625 |  | n/a | n/a | n/a | n/a | n/a | n/a | n/a
1368 | 43 | Multi-Family Energy Efficiency Rebates | Consumer, Consumer Low-Income | 2009 | Final | 245 | Dimm&NonDimmCFL4-pin14W- - Corridor / Parking Area Energy Savings application - Low-Income sector | Quasi-Prescriptive | Quasi-Prescriptive | Quasi-Prescriptive | Quasi-Prescriptive | Quasi-Prescriptive | Quasi-Prescriptive | 100 | 12.0625 |  | n/a | n/a | n/a | n/a | n/a | n/a | n/a
1369 | 43 | Multi-Family Energy Efficiency Rebates | Consumer, Consumer Low-Income | 2009 | Final | 246 | Dimm&NonDimmCFL4-pin26W- - Corridor / Parking Area Energy Savings application - Low-Income sector | Quasi-Prescriptive | Quasi-Prescriptive | Quasi-Prescriptive | Quasi-Prescriptive | Quasi-Prescriptive | Quasi-Prescriptive | 100 | 12.0625 |  | n/a | n/a | n/a | n/a | n/a | n/a | n/a
1370 | 43 | Multi-Family Energy Efficiency Rebates | Consumer, Consumer Low-Income | 2009 | Final | 247 | Dimm&NonDimmCFL4-pin39W- - Corridor / Parking Area Energy Savings application - Low-Income sector | Quasi-Prescriptive | Quasi-Prescriptive | Quasi-Prescriptive | Quasi-Prescriptive | Quasi-Prescriptive | Quasi-Prescriptive | 100 | 12.0625 |  | n/a | n/a | n/a | n/a | n/a | n/a | n/a
1371 | 43 | Multi-Family Energy Efficiency Rebates | Consumer, Consumer Low-Income | 2009 | Final | 248 | DimmCFLs_0-16W - Corridor / Parking Area Energy Savings application - Low-Income sector | Quasi-Prescriptive | Quasi-Prescriptive | Quasi-Prescriptive | Quasi-Prescriptive | Quasi-Prescriptive | Quasi-Prescriptive | 100 | 12.0625 |  | n/a | n/a | n/a | n/a | n/a | n/a | n/a
1372 | 43 | Multi-Family Energy Efficiency Rebates | Consumer, Consumer Low-Income | 2009 | Final | 249 | DimmCFLs_17-20W - Corridor / Parking Area Energy Savings application - Low-Income sector | Quasi-Prescriptive | Quasi-Prescriptive | Quasi-Prescriptive | Quasi-Prescriptive | Quasi-Prescriptive | Quasi-Prescriptive | 100 | 12.0625 |  | n/a | n/a | n/a | n/a | n/a | n/a | n/a
1373 | 43 | Multi-Family Energy Efficiency Rebates | Consumer, Consumer Low-Income | 2009 | Final | 250 | DimmCFLs_21+W - Corridor / Parking Area Energy Savings application - Low-Income sector | Quasi-Prescriptive | Quasi-Prescriptive | Quasi-Prescriptive | Quasi-Prescriptive | Quasi-Prescriptive | Quasi-Prescriptive | 100 | 12.0625 |  | n/a | n/a | n/a | n/a | n/a | n/a | n/a
1374 | 43 | Multi-Family Energy Efficiency Rebates | Consumer, Consumer Low-Income | 2009 | Final | 251 | StandardT8_Single - Corridor / Parking Area Energy Savings application - Low-Income sector | Quasi-Prescriptive | Quasi-Prescriptive | Quasi-Prescriptive | Quasi-Prescriptive | Quasi-Prescriptive | Quasi-Prescriptive | 100 | 12.0625 |  | n/a | n/a | n/a | n/a | n/a | n/a | n/a
1375 | 43 | Multi-Family Energy Efficiency Rebates | Consumer, Consumer Low-Income | 2009 | Final | 252 | StandardT8_Two - Corridor / Parking Area Energy Savings application - Low-Income sector | Quasi-Prescriptive | Quasi-Prescriptive | Quasi-Prescriptive | Quasi-Prescriptive | Quasi-Prescriptive | Quasi-Prescriptive | 100 | 12.0625 |  | n/a | n/a | n/a | n/a | n/a | n/a | n/a
1376 | 43 | Multi-Family Energy Efficiency Rebates | Consumer, Consumer Low-Income | 2009 | Final | 253 | StandardT8_Three - Corridor / Parking Area Energy Savings application - Low-Income sector | Quasi-Prescriptive | Quasi-Prescriptive | Quasi-Prescriptive | Quasi-Prescriptive | Quasi-Prescriptive | Quasi-Prescriptive | 100 | 12.0625 |  | n/a | n/a | n/a | n/a | n/a | n/a | n/a
1377 | 43 | Multi-Family Energy Efficiency Rebates | Consumer, Consumer Low-Income | 2009 | Final | 254 | StandardT8_Four - Corridor / Parking Area Energy Savings application - Low-Income sector | Quasi-Prescriptive | Quasi-Prescriptive | Quasi-Prescriptive | Quasi-Prescriptive | Quasi-Prescriptive | Quasi-Prescriptive | 100 | 12.0625 |  | n/a | n/a | n/a | n/a | n/a | n/a | n/a
1378 | 43 | Multi-Family Energy Efficiency Rebates | Consumer, Consumer Low-Income | 2009 | Final | 255 | RWHighT8Fixtures_Single - Corridor / Parking Area Energy Savings application - Low-Income sector | Quasi-Prescriptive | Quasi-Prescriptive | Quasi-Prescriptive | Quasi-Prescriptive | Quasi-Prescriptive | Quasi-Prescriptive | 100 | 12.0625 |  | n/a | n/a | n/a | n/a | n/a | n/a | n/a
1379 | 43 | Multi-Family Energy Efficiency Rebates | Consumer, Consumer Low-Income | 2009 | Final | 256 | RWHighT8Fixtures_Two - Corridor / Parking Area Energy Savings application - Low-Income sector | Quasi-Prescriptive | Quasi-Prescriptive | Quasi-Prescriptive | Quasi-Prescriptive | Quasi-Prescriptive | Quasi-Prescriptive | 100 | 12.0625 |  | n/a | n/a | n/a | n/a | n/a | n/a | n/a
1380 | 43 | Multi-Family Energy Efficiency Rebates | Consumer, Consumer Low-Income | 2009 | Final | 257 | RWHighT8Fixtures_Three - Corridor / Parking Area Energy Savings application - Low-Income sector | Quasi-Prescriptive | Quasi-Prescriptive | Quasi-Prescriptive | Quasi-Prescriptive | Quasi-Prescriptive | Quasi-Prescriptive | 100 | 12.0625 |  | n/a | n/a | n/a | n/a | n/a | n/a | n/a
1381 | 43 | Multi-Family Energy Efficiency Rebates | Consumer, Consumer Low-Income | 2009 | Final | 258 | RWHighT8Fixtures_Four - Corridor / Parking Area Energy Savings application - Low-Income sector | Quasi-Prescriptive | Quasi-Prescriptive | Quasi-Prescriptive | Quasi-Prescriptive | Quasi-Prescriptive | Quasi-Prescriptive | 100 | 12.0625 |  | n/a | n/a | n/a | n/a | n/a | n/a | n/a
1382 | 43 | Multi-Family Energy Efficiency Rebates | Consumer, Consumer Low-Income | 2009 | Final | 259 | StdMedBayT8_Four - Corridor / Parking Area Energy Savings application - Low-Income sector | Quasi-Prescriptive | Quasi-Prescriptive | Quasi-Prescriptive | Quasi-Prescriptive | Quasi-Prescriptive | Quasi-Prescriptive | 100 | 12.0625 |  | n/a | n/a | n/a | n/a | n/a | n/a | n/a
1383 | 43 | Multi-Family Energy Efficiency Rebates | Consumer, Consumer Low-Income | 2009 | Final | 260 | MedBayT8_Six - Corridor / Parking Area Energy Savings application - Low-Income sector | Quasi-Prescriptive | Quasi-Prescriptive | Quasi-Prescriptive | Quasi-Prescriptive | Quasi-Prescriptive | Quasi-Prescriptive | 100 | 12.0625 |  | n/a | n/a | n/a | n/a | n/a | n/a | n/a
1384 | 43 | Multi-Family Energy Efficiency Rebates | Consumer, Consumer Low-Income | 2009 | Final | 261 | MedBayT8_Eight - Corridor / Parking Area Energy Savings application - Low-Income sector | Quasi-Prescriptive | Quasi-Prescriptive | Quasi-Prescriptive | Quasi-Prescriptive | Quasi-Prescriptive | Quasi-Prescriptive | 100 | 12.0625 |  | n/a | n/a | n/a | n/a | n/a | n/a | n/a
1385 | 43 | Multi-Family Energy Efficiency Rebates | Consumer, Consumer Low-Income | 2009 | Final | 262 | HighMedBayT8_Four - Corridor / Parking Area Energy Savings application - Low-Income sector | Quasi-Prescriptive | Quasi-Prescriptive | Quasi-Prescriptive | Quasi-Prescriptive | Quasi-Prescriptive | Quasi-Prescriptive | 100 | 12.0625 |  | n/a | n/a | n/a | n/a | n/a | n/a | n/a
1386 | 43 | Multi-Family Energy Efficiency Rebates | Consumer, Consumer Low-Income | 2009 | Final | 263 | HighMedBayT8_Six - Corridor / Parking Area Energy Savings application - Low-Income sector | Quasi-Prescriptive | Quasi-Prescriptive | Quasi-Prescriptive | Quasi-Prescriptive | Quasi-Prescriptive | Quasi-Prescriptive | 100 | 12.0625 |  | n/a | n/a | n/a | n/a | n/a | n/a | n/a
1387 | 43 | Multi-Family Energy Efficiency Rebates | Consumer, Consumer Low-Income | 2009 | Final | 264 | HighMedBayT8_Eight - Corridor / Parking Area Energy Savings application - Low-Income sector | Quasi-Prescriptive | Quasi-Prescriptive | Quasi-Prescriptive | Quasi-Prescriptive | Quasi-Prescriptive | Quasi-Prescriptive | 100 | 12.0625 |  | n/a | n/a | n/a | n/a | n/a | n/a | n/a
1388 | 43 | Multi-Family Energy Efficiency Rebates | Consumer, Consumer Low-Income | 2009 | Final | 265 | T5Fixture_1Lamp - Corridor / Parking Area Energy Savings application - Low-Income sector | Quasi-Prescriptive | Quasi-Prescriptive | Quasi-Prescriptive | Quasi-Prescriptive | Quasi-Prescriptive | Quasi-Prescriptive | 100 | 12.0625 |  | n/a | n/a | n/a | n/a | n/a | n/a | n/a
1389 | 43 | Multi-Family Energy Efficiency Rebates | Consumer, Consumer Low-Income | 2009 | Final | 266 | T5Fixture_2Lamps - Corridor / Parking Area Energy Savings application - Low-Income sector | Quasi-Prescriptive | Quasi-Prescriptive | Quasi-Prescriptive | Quasi-Prescriptive | Quasi-Prescriptive | Quasi-Prescriptive | 100 | 12.0625 |  | n/a | n/a | n/a | n/a | n/a | n/a | n/a
1390 | 43 | Multi-Family Energy Efficiency Rebates | Consumer, Consumer Low-Income | 2009 | Final | 267 | T5Fixture_3Lamps - Corridor / Parking Area Energy Savings application - Low-Income sector | Quasi-Prescriptive | Quasi-Prescriptive | Quasi-Prescriptive | Quasi-Prescriptive | Quasi-Prescriptive | Quasi-Prescriptive | 100 | 12.0625 |  | n/a | n/a | n/a | n/a | n/a | n/a | n/a
1391 | 43 | Multi-Family Energy Efficiency Rebates | Consumer, Consumer Low-Income | 2009 | Final | 268 | T5Fixture_HO1Lamp - Corridor / Parking Area Energy Savings application - Low-Income sector | Quasi-Prescriptive | Quasi-Prescriptive | Quasi-Prescriptive | Quasi-Prescriptive | Quasi-Prescriptive | Quasi-Prescriptive | 100 | 12.0625 |  | n/a | n/a | n/a | n/a | n/a | n/a | n/a
1392 | 43 | Multi-Family Energy Efficiency Rebates | Consumer, Consumer Low-Income | 2009 | Final | 269 | T5Fixture_HO2Lamp - Corridor / Parking Area Energy Savings application - Low-Income sector | Quasi-Prescriptive | Quasi-Prescriptive | Quasi-Prescriptive | Quasi-Prescriptive | Quasi-Prescriptive | Quasi-Prescriptive | 100 | 12.0625 |  | n/a | n/a | n/a | n/a | n/a | n/a | n/a
1393 | 43 | Multi-Family Energy Efficiency Rebates | Consumer, Consumer Low-Income | 2009 | Final | 270 | T5MedHighFixture_4Lamp - Corridor / Parking Area Energy Savings application - Low-Income sector | Quasi-Prescriptive | Quasi-Prescriptive | Quasi-Prescriptive | Quasi-Prescriptive | Quasi-Prescriptive | Quasi-Prescriptive | 100 | 12.0625 |  | n/a | n/a | n/a | n/a | n/a | n/a | n/a
1394 | 43 | Multi-Family Energy Efficiency Rebates | Consumer, Consumer Low-Income | 2009 | Final | 271 | T5MedHighFixture_6Lamp - Corridor / Parking Area Energy Savings application - Low-Income sector | Quasi-Prescriptive | Quasi-Prescriptive | Quasi-Prescriptive | Quasi-Prescriptive | Quasi-Prescriptive | Quasi-Prescriptive | 100 | 12.0625 |  | n/a | n/a | n/a | n/a | n/a | n/a | n/a
1395 | 43 | Multi-Family Energy Efficiency Rebates | Consumer, Consumer Low-Income | 2009 | Final | 272 | T5MedHighFixture_8Lamp - Corridor / Parking Area Energy Savings application - Low-Income sector | Quasi-Prescriptive | Quasi-Prescriptive | Quasi-Prescriptive | Quasi-Prescriptive | Quasi-Prescriptive | Quasi-Prescriptive | 100 | 12.0625 |  | n/a | n/a | n/a | n/a | n/a | n/a | n/a
1396 | 43 | Multi-Family Energy Efficiency Rebates | Consumer, Consumer Low-Income | 2009 | Final | 273 | T5MedHighFixture_10Lamp - Corridor / Parking Area Energy Savings application - Low-Income sector | Quasi-Prescriptive | Quasi-Prescriptive | Quasi-Prescriptive | Quasi-Prescriptive | Quasi-Prescriptive | Quasi-Prescriptive | 100 | 12.0625 |  | n/a | n/a | n/a | n/a | n/a | n/a | n/a
1397 | 43 | Multi-Family Energy Efficiency Rebates | Consumer, Consumer Low-Income | 2009 | Final | 274 | T5MedHighFixture_12Lamp - Corridor / Parking Area Energy Savings application - Low-Income sector | Quasi-Prescriptive | Quasi-Prescriptive | Quasi-Prescriptive | Quasi-Prescriptive | Quasi-Prescriptive | Quasi-Prescriptive | 100 | 12.0625 |  | n/a | n/a | n/a | n/a | n/a | n/a | n/a
1398 | 43 | Multi-Family Energy Efficiency Rebates | Consumer, Consumer Low-Income | 2009 | Final | 275 | PulseStart_MetalHalide - Corridor / Parking Area Energy Savings application - Low-Income sector | Quasi-Prescriptive | Quasi-Prescriptive | Quasi-Prescriptive | Quasi-Prescriptive | Quasi-Prescriptive | Quasi-Prescriptive | 100 | 12.0625 |  | n/a | n/a | n/a | n/a | n/a | n/a | n/a
1399 | 43 | Multi-Family Energy Efficiency Rebates | Consumer, Consumer Low-Income | 2009 | Final | 276 | InfraredHalogen_25W- - Corridor / Parking Area Energy Savings application - Low-Income sector | Quasi-Prescriptive | Quasi-Prescriptive | Quasi-Prescriptive | Quasi-Prescriptive | Quasi-Prescriptive | Quasi-Prescriptive | 100 | 12.0625 |  | n/a | n/a | n/a | n/a | n/a | n/a | n/a
1400 | 43 | Multi-Family Energy Efficiency Rebates | Consumer, Consumer Low-Income | 2009 | Final | 277 | InfraredHalogen_26-35W - Corridor / Parking Area Energy Savings application - Low-Income sector | Quasi-Prescriptive | Quasi-Prescriptive | Quasi-Prescriptive | Quasi-Prescriptive | Quasi-Prescriptive | Quasi-Prescriptive | 100 | 12.0625 |  | n/a | n/a | n/a | n/a | n/a | n/a | n/a
1401 | 43 | Multi-Family Energy Efficiency Rebates | Consumer, Consumer Low-Income | 2009 | Final | 278 | InfraredHalogen_36-48W - Corridor / Parking Area Energy Savings application - Low-Income sector | Quasi-Prescriptive | Quasi-Prescriptive | Quasi-Prescriptive | Quasi-Prescriptive | Quasi-Prescriptive | Quasi-Prescriptive | 100 | 12.0625 |  | n/a | n/a | n/a | n/a | n/a | n/a | n/a
1402 | 43 | Multi-Family Energy Efficiency Rebates | Consumer, Consumer Low-Income | 2009 | Final | 279 | InfraredHalogen_49-60W - Corridor / Parking Area Energy Savings application - Low-Income sector | Quasi-Prescriptive | Quasi-Prescriptive | Quasi-Prescriptive | Quasi-Prescriptive | Quasi-Prescriptive | Quasi-Prescriptive | 100 | 12.0625 |  | n/a | n/a | n/a | n/a | n/a | n/a | n/a
1403 | 43 | Multi-Family Energy Efficiency Rebates | Consumer, Consumer Low-Income | 2009 | Final | 280 | Self-BallastedMetalHalide120W - Corridor / Parking Area Energy Savings application - Low-Income sector | Quasi-Prescriptive | Quasi-Prescriptive | Quasi-Prescriptive | Quasi-Prescriptive | Quasi-Prescriptive | Quasi-Prescriptive | 100 | 12.0625 |  | n/a | n/a | n/a | n/a | n/a | n/a | n/a
1404 | 43 | Multi-Family Energy Efficiency Rebates | Consumer, Consumer Low-Income | 2009 | Final | 281 | Self-BallastedMetalHalide50W - Corridor / Parking Area Energy Savings application - Low-Income sector | Quasi-Prescriptive | Quasi-Prescriptive | Quasi-Prescriptive | Quasi-Prescriptive | Quasi-Prescriptive | Quasi-Prescriptive | 100 | 12.0625 |  | n/a | n/a | n/a | n/a | n/a | n/a | n/a
1405 | 43 | Multi-Family Energy Efficiency Rebates | Consumer, Consumer Low-Income | 2009 | Final | 282 | MetalHalide_150W - Corridor / Parking Area Energy Savings application - Low-Income sector | Quasi-Prescriptive | Quasi-Prescriptive | Quasi-Prescriptive | Quasi-Prescriptive | Quasi-Prescriptive | Quasi-Prescriptive | 100 | 12.0625 |  | n/a | n/a | n/a | n/a | n/a | n/a | n/a
1406 | 43 | Multi-Family Energy Efficiency Rebates | Consumer, Consumer Low-Income | 2009 | Final | 283 | MetalHalide_360W - Corridor / Parking Area Energy Savings application - Low-Income sector | Quasi-Prescriptive | Quasi-Prescriptive | Quasi-Prescriptive | Quasi-Prescriptive | Quasi-Prescriptive | Quasi-Prescriptive | 100 | 12.0625 |  | n/a | n/a | n/a | n/a | n/a | n/a | n/a
1407 | 43 | Multi-Family Energy Efficiency Rebates | Consumer, Consumer Low-Income | 2009 | Final | 284 | HighPressure_225W - Corridor / Parking Area Energy Savings application - Low-Income sector | Quasi-Prescriptive | Quasi-Prescriptive | Quasi-Prescriptive | Quasi-Prescriptive | Quasi-Prescriptive | Quasi-Prescriptive | 100 | 12.0625 |  | n/a | n/a | n/a | n/a | n/a | n/a | n/a
1408 | 43 | Multi-Family Energy Efficiency Rebates | Consumer, Consumer Low-Income | 2009 | Final | 285 | ElecBallast_MetalHde200-W - Corridor / Parking Area Energy Savings application - Low-Income sector | Quasi-Prescriptive | Quasi-Prescriptive | Quasi-Prescriptive | Quasi-Prescriptive | Quasi-Prescriptive | Quasi-Prescriptive | 100 | 12.0625 |  | n/a | n/a | n/a | n/a | n/a | n/a | n/a
1409 | 43 | Multi-Family Energy Efficiency Rebates | Consumer, Consumer Low-Income | 2009 | Final | 286 | ElecBallast_MetalHde250-360W - Corridor / Parking Area Energy Savings application - Low-Income sector | Quasi-Prescriptive | Quasi-Prescriptive | Quasi-Prescriptive | Quasi-Prescriptive | Quasi-Prescriptive | Quasi-Prescriptive | 100 | 12.0625 |  | n/a | n/a | n/a | n/a | n/a | n/a | n/a
1410 | 43 | Multi-Family Energy Efficiency Rebates | Consumer, Consumer Low-Income | 2009 | Final | 287 | ElecBallast_MetalHde400+W - Corridor / Parking Area Energy Savings application - Low-Income sector | Quasi-Prescriptive | Quasi-Prescriptive | Quasi-Prescriptive | Quasi-Prescriptive | Quasi-Prescriptive | Quasi-Prescriptive | 100 | 12.0625 |  | n/a | n/a | n/a | n/a | n/a | n/a | n/a
1411 | 43 | Multi-Family Energy Efficiency Rebates | Consumer, Consumer Low-Income | 2009 | Final | 288 | ElecBallast_HighPress200-W - Corridor / Parking Area Energy Savings application - Low-Income sector | Quasi-Prescriptive | Quasi-Prescriptive | Quasi-Prescriptive | Quasi-Prescriptive | Quasi-Prescriptive | Quasi-Prescriptive | 100 | 12.0625 |  | n/a | n/a | n/a | n/a | n/a | n/a | n/a
1412 | 43 | Multi-Family Energy Efficiency Rebates | Consumer, Consumer Low-Income | 2009 | Final | 289 | ElecBallast_HighPress250W - Corridor / Parking Area Energy Savings application - Low-Income sector | Quasi-Prescriptive | Quasi-Prescriptive | Quasi-Prescriptive | Quasi-Prescriptive | Quasi-Prescriptive | Quasi-Prescriptive | 100 | 12.0625 |  | n/a | n/a | n/a | n/a | n/a | n/a | n/a
1413 | 43 | Multi-Family Energy Efficiency Rebates | Consumer, Consumer Low-Income | 2009 | Final | 290 | ElecBallast_HighPress400W - Corridor / Parking Area Energy Savings application - Low-Income sector | Quasi-Prescriptive | Quasi-Prescriptive | Quasi-Prescriptive | Quasi-Prescriptive | Quasi-Prescriptive | Quasi-Prescriptive | 100 | 12.0625 |  | n/a | n/a | n/a | n/a | n/a | n/a | n/a
1414 | 43 | Multi-Family Energy Efficiency Rebates | Consumer, Consumer Low-Income | 2009 | Final | 291 | ElecBallast_HighPress600W - Corridor / Parking Area Energy Savings application - Low-Income sector | Quasi-Prescriptive | Quasi-Prescriptive | Quasi-Prescriptive | Quasi-Prescriptive | Quasi-Prescriptive | Quasi-Prescriptive | 100 | 12.0625 |  | n/a | n/a | n/a | n/a | n/a | n/a | n/a
1415 | 43 | Multi-Family Energy Efficiency Rebates | Consumer, Consumer Low-Income | 2009 | Final | 292 | ElecBallast_HighPress1000W - Corridor / Parking Area Energy Savings application - Low-Income sector | Quasi-Prescriptive | Quasi-Prescriptive | Quasi-Prescriptive | Quasi-Prescriptive | Quasi-Prescriptive | Quasi-Prescriptive | 100 | 12.0625 |  | n/a | n/a | n/a | n/a | n/a | n/a | n/a
1416 | 43 | Multi-Family Energy Efficiency Rebates | Consumer, Consumer Low-Income | 2009 | Final | 293 | OccSen_SwitchPlate - Corridor / Parking Area Energy Savings application - Low-Income sector | Quasi-Prescriptive | Quasi-Prescriptive | Quasi-Prescriptive | Quasi-Prescriptive | Quasi-Prescriptive | Quasi-Prescriptive | 100 | 12.0625 |  | n/a | n/a | n/a | n/a | n/a | n/a | n/a
1417 | 43 | Multi-Family Energy Efficiency Rebates | Consumer, Consumer Low-Income | 2009 | Final | 294 | OccSen_CelingMounted - Corridor / Parking Area Energy Savings application - Low-Income sector | Quasi-Prescriptive | Quasi-Prescriptive | Quasi-Prescriptive | Quasi-Prescriptive | Quasi-Prescriptive | Quasi-Prescriptive | 100 | 12.0625 |  | n/a | n/a | n/a | n/a | n/a | n/a | n/a
1418 | 43 | Multi-Family Energy Efficiency Rebates | Consumer, Consumer Low-Income | 2009 | Final | 295 | TempControls_InSuiteHeat - Corridor / Parking Area Energy Savings application - Low-Income sector | Quasi-Prescriptive | Quasi-Prescriptive | Quasi-Prescriptive | Quasi-Prescriptive | Quasi-Prescriptive | Quasi-Prescriptive | 100 | 12.0625 |  | n/a | n/a | n/a | n/a | n/a | n/a | n/a
1419 | 43 | Multi-Family Energy Efficiency Rebates | Consumer, Consumer Low-Income | 2009 | Final | 296 | TempControls_InSuiteCool - Corridor / Parking Area Energy Savings application - Low-Income sector | Quasi-Prescriptive | Quasi-Prescriptive | Quasi-Prescriptive | Quasi-Prescriptive | Quasi-Prescriptive | Quasi-Prescriptive | 100 | 12.0625 |  | n/a | n/a | n/a | n/a | n/a | n/a | n/a
1420 | 43 | Multi-Family Energy Efficiency Rebates | Consumer, Consumer Low-Income | 2009 | Final | 297 | TempControls_Heat&Cool - Corridor / Parking Area Energy Savings application - Low-Income sector | Quasi-Prescriptive | Quasi-Prescriptive | Quasi-Prescriptive | Quasi-Prescriptive | Quasi-Prescriptive | Quasi-Prescriptive | 100 | 12.0625 |  | n/a | n/a | n/a | n/a | n/a | n/a | n/a
1421 | 43 | Multi-Family Energy Efficiency Rebates | Consumer, Consumer Low-Income | 2009 | Final | 298 | ECM_AirFurnace - Corridor / Parking Area Energy Savings application - Low-Income sector | Quasi-Prescriptive | Quasi-Prescriptive | Quasi-Prescriptive | Quasi-Prescriptive | Quasi-Prescriptive | Quasi-Prescriptive | 100 | 12.0625 |  | n/a | n/a | n/a | n/a | n/a | n/a | n/a
1422 | 43 | Multi-Family Energy Efficiency Rebates | Consumer, Consumer Low-Income | 2009 | Final | 299 | GroundSource_LowRise - Corridor / Parking Area Energy Savings application - Low-Income sector | Quasi-Prescriptive | Quasi-Prescriptive | Quasi-Prescriptive | Quasi-Prescriptive | Quasi-Prescriptive | Quasi-Prescriptive | 100 | 12.0625 |  | n/a | n/a | n/a | n/a | n/a | n/a | n/a
1423 | 43 | Multi-Family Energy Efficiency Rebates | Consumer, Consumer Low-Income | 2009 | Final | 300 | GroundSource_HighRise - Corridor / Parking Area Energy Savings application - Low-Income sector | Quasi-Prescriptive | Quasi-Prescriptive | Quasi-Prescriptive | Quasi-Prescriptive | Quasi-Prescriptive | Quasi-Prescriptive | 100 | 12.0625 |  | n/a | n/a | n/a | n/a | n/a | n/a | n/a
1424 | 43 | Multi-Family Energy Efficiency Rebates | Consumer, Consumer Low-Income | 2009 | Final | 301 | GroundSource_Average - Corridor / Parking Area Energy Savings application - Low-Income sector | Quasi-Prescriptive | Quasi-Prescriptive | Quasi-Prescriptive | Quasi-Prescriptive | Quasi-Prescriptive | Quasi-Prescriptive | 100 | 12.0625 |  | n/a | n/a | n/a | n/a | n/a | n/a | n/a
1425 | 43 | Multi-Family Energy Efficiency Rebates | Consumer, Consumer Low-Income | 2009 | Final | 302 | Non-ElectricChillers - Corridor / Parking Area Energy Savings application - Low-Income sector | Quasi-Prescriptive | Quasi-Prescriptive | Quasi-Prescriptive | Quasi-Prescriptive | Quasi-Prescriptive | Quasi-Prescriptive | 100 | 12.0625 |  | n/a | n/a | n/a | n/a | n/a | n/a | n/a
1426 | 43 | Multi-Family Energy Efficiency Rebates | Consumer, Consumer Low-Income | 2009 | Final | 303 | EnerStarWasher - Corridor / Parking Area Energy Savings application - Low-Income sector | Quasi-Prescriptive | Quasi-Prescriptive | Quasi-Prescriptive | Quasi-Prescriptive | Quasi-Prescriptive | Quasi-Prescriptive | 100 | 12.0625 |  | n/a | n/a | n/a | n/a | n/a | n/a | n/a
1427 | 43 | Multi-Family Energy Efficiency Rebates | Consumer, Consumer Low-Income | 2009 | Final | 304 | NaturalGasDryer_InSuite - Corridor / Parking Area Energy Savings application - Low-Income sector | Quasi-Prescriptive | Quasi-Prescriptive | Quasi-Prescriptive | Quasi-Prescriptive | Quasi-Prescriptive | Quasi-Prescriptive | 100 | 12.0625 |  | n/a | n/a | n/a | n/a | n/a | n/a | n/a
1428 | 43 | Multi-Family Energy Efficiency Rebates | Consumer, Consumer Low-Income | 2009 | Final | 305 | NaturalGasDryer_Common - Corridor / Parking Area Energy Savings application - Low-Income sector | Quasi-Prescriptive | Quasi-Prescriptive | Quasi-Prescriptive | Quasi-Prescriptive | Quasi-Prescriptive | Quasi-Prescriptive | 100 | 12.0625 |  | n/a | n/a | n/a | n/a | n/a | n/a | n/a
1429 | 43 | Multi-Family Energy Efficiency Rebates | Consumer, Consumer Low-Income | 2009 | Final | 306 | EnergyStar_DishWasher - Corridor / Parking Area Energy Savings application - Low-Income sector | Quasi-Prescriptive | Quasi-Prescriptive | Quasi-Prescriptive | Quasi-Prescriptive | Quasi-Prescriptive | Quasi-Prescriptive | 100 | 12.0625 |  | n/a | n/a | n/a | n/a | n/a | n/a | n/a
1430 | 43 | Multi-Family Energy Efficiency Rebates | Consumer, Consumer Low-Income | 2009 | Final | 307 | EnergyStar_Fridge - Corridor / Parking Area Energy Savings application - Low-Income sector | Quasi-Prescriptive | Quasi-Prescriptive | Quasi-Prescriptive | Quasi-Prescriptive | Quasi-Prescriptive | Quasi-Prescriptive | 100 | 12.0625 |  | n/a | n/a | n/a | n/a | n/a | n/a | n/a
1431 | 43 | Multi-Family Energy Efficiency Rebates | Consumer, Consumer Low-Income | 2009 | Final | 308 | EnergyStar_CeilingFan - Corridor / Parking Area Energy Savings application - Low-Income sector | Quasi-Prescriptive | Quasi-Prescriptive | Quasi-Prescriptive | Quasi-Prescriptive | Quasi-Prescriptive | Quasi-Prescriptive | 100 | 12.0625 |  | n/a | n/a | n/a | n/a | n/a | n/a | n/a
1432 | 43 | Multi-Family Energy Efficiency Rebates | Consumer, Consumer Low-Income | 2009 | Final | 309 | Non-ElectricWaterHeater - Corridor / Parking Area Energy Savings application - Low-Income sector | Quasi-Prescriptive | Quasi-Prescriptive | Quasi-Prescriptive | Quasi-Prescriptive | Quasi-Prescriptive | Quasi-Prescriptive | 100 | 12.0625 |  | n/a | n/a | n/a | n/a | n/a | n/a | n/a
1433 | 43 | Multi-Family Energy Efficiency Rebates | Consumer, Consumer Low-Income | 2009 | Final | 310 | SolarHotWaterCollector - Corridor / Parking Area Energy Savings application - Low-Income sector | Quasi-Prescriptive | Quasi-Prescriptive | Quasi-Prescriptive | Quasi-Prescriptive | Quasi-Prescriptive | Quasi-Prescriptive | 100 | 12.0625 |  | n/a | n/a | n/a | n/a | n/a | n/a | n/a
1434 | 43 | Multi-Family Energy Efficiency Rebates | Consumer, Consumer Low-Income | 2009 | Final | 311 | Non-ElectricTankHotWater - Corridor / Parking Area Energy Savings application - Low-Income sector | Quasi-Prescriptive | Quasi-Prescriptive | Quasi-Prescriptive | Quasi-Prescriptive | Quasi-Prescriptive | Quasi-Prescriptive | 100 | 12.0625 |  | n/a | n/a | n/a | n/a | n/a | n/a | n/a
1435 | 43 | Multi-Family Energy Efficiency Rebates | Consumer, Consumer Low-Income | 2009 | Final | 312 | DrainWaterHeatRecovery - Corridor / Parking Area Energy Savings application - Low-Income sector | Quasi-Prescriptive | Quasi-Prescriptive | Quasi-Prescriptive | Quasi-Prescriptive | Quasi-Prescriptive | Quasi-Prescriptive | 100 | 12.0625 |  | n/a | n/a | n/a | n/a | n/a | n/a | n/a
1436 | 43 | Multi-Family Energy Efficiency Rebates | Consumer, Consumer Low-Income | 2009 | Final | 313 | DomesticHotWaterRecirc - Corridor / Parking Area Energy Savings application - Low-Income sector | Quasi-Prescriptive | Quasi-Prescriptive | Quasi-Prescriptive | Quasi-Prescriptive | Quasi-Prescriptive | Quasi-Prescriptive | 100 | 12.0625 |  | n/a | n/a | n/a | n/a | n/a | n/a | n/a
1437 | 43 | Multi-Family Energy Efficiency Rebates | Consumer, Consumer Low-Income | 2009 | Final | 314 | EnergyStarExitSigns - Suite Savings application - Low-Income sector | Quasi-Prescriptive | Quasi-Prescriptive | Quasi-Prescriptive | Quasi-Prescriptive | Quasi-Prescriptive | Quasi-Prescriptive | 100 | 12.0625 |  | n/a | n/a | n/a | n/a | n/a | n/a | n/a
1438 | 43 | Multi-Family Energy Efficiency Rebates | Consumer, Consumer Low-Income | 2009 | Final | 315 | FridgeLEDStripLight - Suite Savings application - Low-Income sector | Quasi-Prescriptive | Quasi-Prescriptive | Quasi-Prescriptive | Quasi-Prescriptive | Quasi-Prescriptive | Quasi-Prescriptive | 100 | 12.0625 |  | n/a | n/a | n/a | n/a | n/a | n/a | n/a
1439 | 43 | Multi-Family Energy Efficiency Rebates | Consumer, Consumer Low-Income | 2009 | Final | 316 | NonDimmCFLsScrew_In - Suite Savings application - Low-Income sector | Quasi-Prescriptive | Quasi-Prescriptive | Quasi-Prescriptive | Quasi-Prescriptive | Quasi-Prescriptive | Quasi-Prescriptive | 100 | 12.0625 |  | n/a | n/a | n/a | n/a | n/a | n/a | n/a
1440 | 43 | Multi-Family Energy Efficiency Rebates | Consumer, Consumer Low-Income | 2009 | Final | 317 | NonDimmCFLs_par11W - Suite Savings application - Low-Income sector | Quasi-Prescriptive | Quasi-Prescriptive | Quasi-Prescriptive | Quasi-Prescriptive | Quasi-Prescriptive | Quasi-Prescriptive | 100 | 12.0625 |  | n/a | n/a | n/a | n/a | n/a | n/a | n/a
1441 | 43 | Multi-Family Energy Efficiency Rebates | Consumer, Consumer Low-Income | 2009 | Final | 318 | NonDimmCFLs_par12-20W - Suite Savings application - Low-Income sector | Quasi-Prescriptive | Quasi-Prescriptive | Quasi-Prescriptive | Quasi-Prescriptive | Quasi-Prescriptive | Quasi-Prescriptive | 100 | 12.0625 |  | n/a | n/a | n/a | n/a | n/a | n/a | n/a
1442 | 43 | Multi-Family Energy Efficiency Rebates | Consumer, Consumer Low-Income | 2009 | Final | 319 | NonDimmCFLs_par20+W - Suite Savings application - Low-Income sector | Quasi-Prescriptive | Quasi-Prescriptive | Quasi-Prescriptive | Quasi-Prescriptive | Quasi-Prescriptive | Quasi-Prescriptive | 100 | 12.0625 |  | n/a | n/a | n/a | n/a | n/a | n/a | n/a
1443 | 43 | Multi-Family Energy Efficiency Rebates | Consumer, Consumer Low-Income | 2009 | Final | 320 | Dimm&NonDimmCFL2-pin14W- - Suite Savings application - Low-Income sector | Quasi-Prescriptive | Quasi-Prescriptive | Quasi-Prescriptive | Quasi-Prescriptive | Quasi-Prescriptive | Quasi-Prescriptive | 100 | 12.0625 |  | n/a | n/a | n/a | n/a | n/a | n/a | n/a
1444 | 43 | Multi-Family Energy Efficiency Rebates | Consumer, Consumer Low-Income | 2009 | Final | 321 | Dimm&NonDimmCFL2-pin26W- - Suite Savings application - Low-Income sector | Quasi-Prescriptive | Quasi-Prescriptive | Quasi-Prescriptive | Quasi-Prescriptive | Quasi-Prescriptive | Quasi-Prescriptive | 100 | 12.0625 |  | n/a | n/a | n/a | n/a | n/a | n/a | n/a
1445 | 43 | Multi-Family Energy Efficiency Rebates | Consumer, Consumer Low-Income | 2009 | Final | 322 | Dimm&NonDimmCFL2-pin39W- - Suite Savings application - Low-Income sector | Quasi-Prescriptive | Quasi-Prescriptive | Quasi-Prescriptive | Quasi-Prescriptive | Quasi-Prescriptive | Quasi-Prescriptive | 100 | 12.0625 |  | n/a | n/a | n/a | n/a | n/a | n/a | n/a
1446 | 43 | Multi-Family Energy Efficiency Rebates | Consumer, Consumer Low-Income | 2009 | Final | 323 | Dimm&NonDimmCFL4-pin14W- - Suite Savings application - Low-Income sector | Quasi-Prescriptive | Quasi-Prescriptive | Quasi-Prescriptive | Quasi-Prescriptive | Quasi-Prescriptive | Quasi-Prescriptive | 100 | 12.0625 |  | n/a | n/a | n/a | n/a | n/a | n/a | n/a
1447 | 43 | Multi-Family Energy Efficiency Rebates | Consumer, Consumer Low-Income | 2009 | Final | 324 | Dimm&NonDimmCFL4-pin26W- - Suite Savings application - Low-Income sector | Quasi-Prescriptive | Quasi-Prescriptive | Quasi-Prescriptive | Quasi-Prescriptive | Quasi-Prescriptive | Quasi-Prescriptive | 100 | 12.0625 |  | n/a | n/a | n/a | n/a | n/a | n/a | n/a
1448 | 43 | Multi-Family Energy Efficiency Rebates | Consumer, Consumer Low-Income | 2009 | Final | 325 | Dimm&NonDimmCFL4-pin39W- - Suite Savings application - Low-Income sector | Quasi-Prescriptive | Quasi-Prescriptive | Quasi-Prescriptive | Quasi-Prescriptive | Quasi-Prescriptive | Quasi-Prescriptive | 100 | 12.0625 |  | n/a | n/a | n/a | n/a | n/a | n/a | n/a
1449 | 43 | Multi-Family Energy Efficiency Rebates | Consumer, Consumer Low-Income | 2009 | Final | 326 | DimmCFLs_0-16W - Suite Savings application - Low-Income sector | Quasi-Prescriptive | Quasi-Prescriptive | Quasi-Prescriptive | Quasi-Prescriptive | Quasi-Prescriptive | Quasi-Prescriptive | 100 | 12.0625 |  | n/a | n/a | n/a | n/a | n/a | n/a | n/a
1450 | 43 | Multi-Family Energy Efficiency Rebates | Consumer, Consumer Low-Income | 2009 | Final | 327 | DimmCFLs_17-20W - Suite Savings application - Low-Income sector | Quasi-Prescriptive | Quasi-Prescriptive | Quasi-Prescriptive | Quasi-Prescriptive | Quasi-Prescriptive | Quasi-Prescriptive | 100 | 12.0625 |  | n/a | n/a | n/a | n/a | n/a | n/a | n/a
1451 | 43 | Multi-Family Energy Efficiency Rebates | Consumer, Consumer Low-Income | 2009 | Final | 328 | DimmCFLs_21+W - Suite Savings application - Low-Income sector | Quasi-Prescriptive | Quasi-Prescriptive | Quasi-Prescriptive | Quasi-Prescriptive | Quasi-Prescriptive | Quasi-Prescriptive | 100 | 12.0625 |  | n/a | n/a | n/a | n/a | n/a | n/a | n/a
1452 | 43 | Multi-Family Energy Efficiency Rebates | Consumer, Consumer Low-Income | 2009 | Final | 329 | StandardT8_Single - Suite Savings application - Low-Income sector | Quasi-Prescriptive | Quasi-Prescriptive | Quasi-Prescriptive | Quasi-Prescriptive | Quasi-Prescriptive | Quasi-Prescriptive | 100 | 12.0625 |  | n/a | n/a | n/a | n/a | n/a | n/a | n/a
1453 | 43 | Multi-Family Energy Efficiency Rebates | Consumer, Consumer Low-Income | 2009 | Final | 330 | StandardT8_Two - Suite Savings application - Low-Income sector | Quasi-Prescriptive | Quasi-Prescriptive | Quasi-Prescriptive | Quasi-Prescriptive | Quasi-Prescriptive | Quasi-Prescriptive | 100 | 12.0625 |  | n/a | n/a | n/a | n/a | n/a | n/a | n/a
1454 | 43 | Multi-Family Energy Efficiency Rebates | Consumer, Consumer Low-Income | 2009 | Final | 331 | StandardT8_Three - Suite Savings application - Low-Income sector | Quasi-Prescriptive | Quasi-Prescriptive | Quasi-Prescriptive | Quasi-Prescriptive | Quasi-Prescriptive | Quasi-Prescriptive | 100 | 12.0625 |  | n/a | n/a | n/a | n/a | n/a | n/a | n/a
1455 | 43 | Multi-Family Energy Efficiency Rebates | Consumer, Consumer Low-Income | 2009 | Final | 332 | StandardT8_Four - Suite Savings application - Low-Income sector | Quasi-Prescriptive | Quasi-Prescriptive | Quasi-Prescriptive | Quasi-Prescriptive | Quasi-Prescriptive | Quasi-Prescriptive | 100 | 12.0625 |  | n/a | n/a | n/a | n/a | n/a | n/a | n/a
1456 | 43 | Multi-Family Energy Efficiency Rebates | Consumer, Consumer Low-Income | 2009 | Final | 333 | RWHighT8Fixtures_Single - Suite Savings application - Low-Income sector | Quasi-Prescriptive | Quasi-Prescriptive | Quasi-Prescriptive | Quasi-Prescriptive | Quasi-Prescriptive | Quasi-Prescriptive | 100 | 12.0625 |  | n/a | n/a | n/a | n/a | n/a | n/a | n/a
1457 | 43 | Multi-Family Energy Efficiency Rebates | Consumer, Consumer Low-Income | 2009 | Final | 334 | RWHighT8Fixtures_Two - Suite Savings application - Low-Income sector | Quasi-Prescriptive | Quasi-Prescriptive | Quasi-Prescriptive | Quasi-Prescriptive | Quasi-Prescriptive | Quasi-Prescriptive | 100 | 12.0625 |  | n/a | n/a | n/a | n/a | n/a | n/a | n/a
1458 | 43 | Multi-Family Energy Efficiency Rebates | Consumer, Consumer Low-Income | 2009 | Final | 335 | RWHighT8Fixtures_Three - Suite Savings application - Low-Income sector | Quasi-Prescriptive | Quasi-Prescriptive | Quasi-Prescriptive | Quasi-Prescriptive | Quasi-Prescriptive | Quasi-Prescriptive | 100 | 12.0625 |  | n/a | n/a | n/a | n/a | n/a | n/a | n/a
1459 | 43 | Multi-Family Energy Efficiency Rebates | Consumer, Consumer Low-Income | 2009 | Final | 336 | RWHighT8Fixtures_Four - Suite Savings application - Low-Income sector | Quasi-Prescriptive | Quasi-Prescriptive | Quasi-Prescriptive | Quasi-Prescriptive | Quasi-Prescriptive | Quasi-Prescriptive | 100 | 12.0625 |  | n/a | n/a | n/a | n/a | n/a | n/a | n/a
1460 | 43 | Multi-Family Energy Efficiency Rebates | Consumer, Consumer Low-Income | 2009 | Final | 337 | StdMedBayT8_Four - Suite Savings application - Low-Income sector | Quasi-Prescriptive | Quasi-Prescriptive | Quasi-Prescriptive | Quasi-Prescriptive | Quasi-Prescriptive | Quasi-Prescriptive | 100 | 12.0625 |  | n/a | n/a | n/a | n/a | n/a | n/a | n/a
1461 | 43 | Multi-Family Energy Efficiency Rebates | Consumer, Consumer Low-Income | 2009 | Final | 338 | MedBayT8_Six - Suite Savings application - Low-Income sector | Quasi-Prescriptive | Quasi-Prescriptive | Quasi-Prescriptive | Quasi-Prescriptive | Quasi-Prescriptive | Quasi-Prescriptive | 100 | 12.0625 |  | n/a | n/a | n/a | n/a | n/a | n/a | n/a
1462 | 43 | Multi-Family Energy Efficiency Rebates | Consumer, Consumer Low-Income | 2009 | Final | 339 | MedBayT8_Eight - Suite Savings application - Low-Income sector | Quasi-Prescriptive | Quasi-Prescriptive | Quasi-Prescriptive | Quasi-Prescriptive | Quasi-Prescriptive | Quasi-Prescriptive | 100 | 12.0625 |  | n/a | n/a | n/a | n/a | n/a | n/a | n/a
1463 | 43 | Multi-Family Energy Efficiency Rebates | Consumer, Consumer Low-Income | 2009 | Final | 340 | HighMedBayT8_Four - Suite Savings application - Low-Income sector | Quasi-Prescriptive | Quasi-Prescriptive | Quasi-Prescriptive | Quasi-Prescriptive | Quasi-Prescriptive | Quasi-Prescriptive | 100 | 12.0625 |  | n/a | n/a | n/a | n/a | n/a | n/a | n/a
1464 | 43 | Multi-Family Energy Efficiency Rebates | Consumer, Consumer Low-Income | 2009 | Final | 341 | HighMedBayT8_Six - Suite Savings application - Low-Income sector | Quasi-Prescriptive | Quasi-Prescriptive | Quasi-Prescriptive | Quasi-Prescriptive | Quasi-Prescriptive | Quasi-Prescriptive | 100 | 12.0625 |  | n/a | n/a | n/a | n/a | n/a | n/a | n/a
1465 | 43 | Multi-Family Energy Efficiency Rebates | Consumer, Consumer Low-Income | 2009 | Final | 342 | HighMedBayT8_Eight - Suite Savings application - Low-Income sector | Quasi-Prescriptive | Quasi-Prescriptive | Quasi-Prescriptive | Quasi-Prescriptive | Quasi-Prescriptive | Quasi-Prescriptive | 100 | 12.0625 |  | n/a | n/a | n/a | n/a | n/a | n/a | n/a
1466 | 43 | Multi-Family Energy Efficiency Rebates | Consumer, Consumer Low-Income | 2009 | Final | 343 | T5Fixture_1Lamp - Suite Savings application - Low-Income sector | Quasi-Prescriptive | Quasi-Prescriptive | Quasi-Prescriptive | Quasi-Prescriptive | Quasi-Prescriptive | Quasi-Prescriptive | 100 | 12.0625 |  | n/a | n/a | n/a | n/a | n/a | n/a | n/a
1467 | 43 | Multi-Family Energy Efficiency Rebates | Consumer, Consumer Low-Income | 2009 | Final | 344 | T5Fixture_2Lamps - Suite Savings application - Low-Income sector | Quasi-Prescriptive | Quasi-Prescriptive | Quasi-Prescriptive | Quasi-Prescriptive | Quasi-Prescriptive | Quasi-Prescriptive | 100 | 12.0625 |  | n/a | n/a | n/a | n/a | n/a | n/a | n/a
1468 | 43 | Multi-Family Energy Efficiency Rebates | Consumer, Consumer Low-Income | 2009 | Final | 345 | T5Fixture_3Lamps - Suite Savings application - Low-Income sector | Quasi-Prescriptive | Quasi-Prescriptive | Quasi-Prescriptive | Quasi-Prescriptive | Quasi-Prescriptive | Quasi-Prescriptive | 100 | 12.0625 |  | n/a | n/a | n/a | n/a | n/a | n/a | n/a
1469 | 43 | Multi-Family Energy Efficiency Rebates | Consumer, Consumer Low-Income | 2009 | Final | 346 | T5Fixture_HO1Lamp - Suite Savings application - Low-Income sector | Quasi-Prescriptive | Quasi-Prescriptive | Quasi-Prescriptive | Quasi-Prescriptive | Quasi-Prescriptive | Quasi-Prescriptive | 100 | 12.0625 |  | n/a | n/a | n/a | n/a | n/a | n/a | n/a
1470 | 43 | Multi-Family Energy Efficiency Rebates | Consumer, Consumer Low-Income | 2009 | Final | 347 | T5Fixture_HO2Lamp - Suite Savings application - Low-Income sector | Quasi-Prescriptive | Quasi-Prescriptive | Quasi-Prescriptive | Quasi-Prescriptive | Quasi-Prescriptive | Quasi-Prescriptive | 100 | 12.0625 |  | n/a | n/a | n/a | n/a | n/a | n/a | n/a
1471 | 43 | Multi-Family Energy Efficiency Rebates | Consumer, Consumer Low-Income | 2009 | Final | 348 | T5MedHighFixture_4Lamp - Suite Savings application - Low-Income sector | Quasi-Prescriptive | Quasi-Prescriptive | Quasi-Prescriptive | Quasi-Prescriptive | Quasi-Prescriptive | Quasi-Prescriptive | 100 | 12.0625 |  | n/a | n/a | n/a | n/a | n/a | n/a | n/a
1472 | 43 | Multi-Family Energy Efficiency Rebates | Consumer, Consumer Low-Income | 2009 | Final | 349 | T5MedHighFixture_6Lamp - Suite Savings application - Low-Income sector | Quasi-Prescriptive | Quasi-Prescriptive | Quasi-Prescriptive | Quasi-Prescriptive | Quasi-Prescriptive | Quasi-Prescriptive | 100 | 12.0625 |  | n/a | n/a | n/a | n/a | n/a | n/a | n/a
1473 | 43 | Multi-Family Energy Efficiency Rebates | Consumer, Consumer Low-Income | 2009 | Final | 350 | T5MedHighFixture_8Lamp - Suite Savings application - Low-Income sector | Quasi-Prescriptive | Quasi-Prescriptive | Quasi-Prescriptive | Quasi-Prescriptive | Quasi-Prescriptive | Quasi-Prescriptive | 100 | 12.0625 |  | n/a | n/a | n/a | n/a | n/a | n/a | n/a
1474 | 43 | Multi-Family Energy Efficiency Rebates | Consumer, Consumer Low-Income | 2009 | Final | 351 | T5MedHighFixture_10Lamp - Suite Savings application - Low-Income sector | Quasi-Prescriptive | Quasi-Prescriptive | Quasi-Prescriptive | Quasi-Prescriptive | Quasi-Prescriptive | Quasi-Prescriptive | 100 | 12.0625 |  | n/a | n/a | n/a | n/a | n/a | n/a | n/a
1475 | 43 | Multi-Family Energy Efficiency Rebates | Consumer, Consumer Low-Income | 2009 | Final | 352 | T5MedHighFixture_12Lamp - Suite Savings application - Low-Income sector | Quasi-Prescriptive | Quasi-Prescriptive | Quasi-Prescriptive | Quasi-Prescriptive | Quasi-Prescriptive | Quasi-Prescriptive | 100 | 12.0625 |  | n/a | n/a | n/a | n/a | n/a | n/a | n/a
1476 | 43 | Multi-Family Energy Efficiency Rebates | Consumer, Consumer Low-Income | 2009 | Final | 353 | PulseStart_MetalHalide - Suite Savings application - Low-Income sector | Quasi-Prescriptive | Quasi-Prescriptive | Quasi-Prescriptive | Quasi-Prescriptive | Quasi-Prescriptive | Quasi-Prescriptive | 100 | 12.0625 |  | n/a | n/a | n/a | n/a | n/a | n/a | n/a
1477 | 43 | Multi-Family Energy Efficiency Rebates | Consumer, Consumer Low-Income | 2009 | Final | 354 | InfraredHalogen_25W- - Suite Savings application - Low-Income sector | Quasi-Prescriptive | Quasi-Prescriptive | Quasi-Prescriptive | Quasi-Prescriptive | Quasi-Prescriptive | Quasi-Prescriptive | 100 | 12.0625 |  | n/a | n/a | n/a | n/a | n/a | n/a | n/a
1478 | 43 | Multi-Family Energy Efficiency Rebates | Consumer, Consumer Low-Income | 2009 | Final | 355 | InfraredHalogen_26-35W - Suite Savings application - Low-Income sector | Quasi-Prescriptive | Quasi-Prescriptive | Quasi-Prescriptive | Quasi-Prescriptive | Quasi-Prescriptive | Quasi-Prescriptive | 100 | 12.0625 |  | n/a | n/a | n/a | n/a | n/a | n/a | n/a
1479 | 43 | Multi-Family Energy Efficiency Rebates | Consumer, Consumer Low-Income | 2009 | Final | 356 | InfraredHalogen_36-48W - Suite Savings application - Low-Income sector | Quasi-Prescriptive | Quasi-Prescriptive | Quasi-Prescriptive | Quasi-Prescriptive | Quasi-Prescriptive | Quasi-Prescriptive | 100 | 12.0625 |  | n/a | n/a | n/a | n/a | n/a | n/a | n/a
1480 | 43 | Multi-Family Energy Efficiency Rebates | Consumer, Consumer Low-Income | 2009 | Final | 357 | InfraredHalogen_49-60W - Suite Savings application - Low-Income sector | Quasi-Prescriptive | Quasi-Prescriptive | Quasi-Prescriptive | Quasi-Prescriptive | Quasi-Prescriptive | Quasi-Prescriptive | 100 | 12.0625 |  | n/a | n/a | n/a | n/a | n/a | n/a | n/a
1481 | 43 | Multi-Family Energy Efficiency Rebates | Consumer, Consumer Low-Income | 2009 | Final | 358 | Self-BallastedMetalHalide120W - Suite Savings application - Low-Income sector | Quasi-Prescriptive | Quasi-Prescriptive | Quasi-Prescriptive | Quasi-Prescriptive | Quasi-Prescriptive | Quasi-Prescriptive | 100 | 12.0625 |  | n/a | n/a | n/a | n/a | n/a | n/a | n/a
1482 | 43 | Multi-Family Energy Efficiency Rebates | Consumer, Consumer Low-Income | 2009 | Final | 359 | Self-BallastedMetalHalide50W - Suite Savings application - Low-Income sector | Quasi-Prescriptive | Quasi-Prescriptive | Quasi-Prescriptive | Quasi-Prescriptive | Quasi-Prescriptive | Quasi-Prescriptive | 100 | 12.0625 |  | n/a | n/a | n/a | n/a | n/a | n/a | n/a
1483 | 43 | Multi-Family Energy Efficiency Rebates | Consumer, Consumer Low-Income | 2009 | Final | 360 | MetalHalide_150W - Suite Savings application - Low-Income sector | Quasi-Prescriptive | Quasi-Prescriptive | Quasi-Prescriptive | Quasi-Prescriptive | Quasi-Prescriptive | Quasi-Prescriptive | 100 | 12.0625 |  | n/a | n/a | n/a | n/a | n/a | n/a | n/a
1484 | 43 | Multi-Family Energy Efficiency Rebates | Consumer, Consumer Low-Income | 2009 | Final | 361 | MetalHalide_360W - Suite Savings application - Low-Income sector | Quasi-Prescriptive | Quasi-Prescriptive | Quasi-Prescriptive | Quasi-Prescriptive | Quasi-Prescriptive | Quasi-Prescriptive | 100 | 12.0625 |  | n/a | n/a | n/a | n/a | n/a | n/a | n/a
1485 | 43 | Multi-Family Energy Efficiency Rebates | Consumer, Consumer Low-Income | 2009 | Final | 362 | HighPressure_225W - Suite Savings application - Low-Income sector | Quasi-Prescriptive | Quasi-Prescriptive | Quasi-Prescriptive | Quasi-Prescriptive | Quasi-Prescriptive | Quasi-Prescriptive | 100 | 12.0625 |  | n/a | n/a | n/a | n/a | n/a | n/a | n/a
1486 | 43 | Multi-Family Energy Efficiency Rebates | Consumer, Consumer Low-Income | 2009 | Final | 363 | ElecBallast_MetalHde200-W - Suite Savings application - Low-Income sector | Quasi-Prescriptive | Quasi-Prescriptive | Quasi-Prescriptive | Quasi-Prescriptive | Quasi-Prescriptive | Quasi-Prescriptive | 100 | 12.0625 |  | n/a | n/a | n/a | n/a | n/a | n/a | n/a
1487 | 43 | Multi-Family Energy Efficiency Rebates | Consumer, Consumer Low-Income | 2009 | Final | 364 | ElecBallast_MetalHde250-360W - Suite Savings application - Low-Income sector | Quasi-Prescriptive | Quasi-Prescriptive | Quasi-Prescriptive | Quasi-Prescriptive | Quasi-Prescriptive | Quasi-Prescriptive | 100 | 12.0625 |  | n/a | n/a | n/a | n/a | n/a | n/a | n/a
1488 | 43 | Multi-Family Energy Efficiency Rebates | Consumer, Consumer Low-Income | 2009 | Final | 365 | ElecBallast_MetalHde400+W - Suite Savings application - Low-Income sector | Quasi-Prescriptive | Quasi-Prescriptive | Quasi-Prescriptive | Quasi-Prescriptive | Quasi-Prescriptive | Quasi-Prescriptive | 100 | 12.0625 |  | n/a | n/a | n/a | n/a | n/a | n/a | n/a
1489 | 43 | Multi-Family Energy Efficiency Rebates | Consumer, Consumer Low-Income | 2009 | Final | 366 | ElecBallast_HighPress200-W - Suite Savings application - Low-Income sector | Quasi-Prescriptive | Quasi-Prescriptive | Quasi-Prescriptive | Quasi-Prescriptive | Quasi-Prescriptive | Quasi-Prescriptive | 100 | 12.0625 |  | n/a | n/a | n/a | n/a | n/a | n/a | n/a
1490 | 43 | Multi-Family Energy Efficiency Rebates | Consumer, Consumer Low-Income | 2009 | Final | 367 | ElecBallast_HighPress250W - Suite Savings application - Low-Income sector | Quasi-Prescriptive | Quasi-Prescriptive | Quasi-Prescriptive | Quasi-Prescriptive | Quasi-Prescriptive | Quasi-Prescriptive | 100 | 12.0625 |  | n/a | n/a | n/a | n/a | n/a | n/a | n/a
1491 | 43 | Multi-Family Energy Efficiency Rebates | Consumer, Consumer Low-Income | 2009 | Final | 368 | ElecBallast_HighPress400W - Suite Savings application - Low-Income sector | Quasi-Prescriptive | Quasi-Prescriptive | Quasi-Prescriptive | Quasi-Prescriptive | Quasi-Prescriptive | Quasi-Prescriptive | 100 | 12.0625 |  | n/a | n/a | n/a | n/a | n/a | n/a | n/a
1492 | 43 | Multi-Family Energy Efficiency Rebates | Consumer, Consumer Low-Income | 2009 | Final | 369 | ElecBallast_HighPress600W - Suite Savings application - Low-Income sector | Quasi-Prescriptive | Quasi-Prescriptive | Quasi-Prescriptive | Quasi-Prescriptive | Quasi-Prescriptive | Quasi-Prescriptive | 100 | 12.0625 |  | n/a | n/a | n/a | n/a | n/a | n/a | n/a
1493 | 43 | Multi-Family Energy Efficiency Rebates | Consumer, Consumer Low-Income | 2009 | Final | 370 | ElecBallast_HighPress1000W - Suite Savings application - Low-Income sector | Quasi-Prescriptive | Quasi-Prescriptive | Quasi-Prescriptive | Quasi-Prescriptive | Quasi-Prescriptive | Quasi-Prescriptive | 100 | 12.0625 |  | n/a | n/a | n/a | n/a | n/a | n/a | n/a
1494 | 43 | Multi-Family Energy Efficiency Rebates | Consumer, Consumer Low-Income | 2009 | Final | 371 | OccSen_SwitchPlate - Suite Savings application - Low-Income sector | Quasi-Prescriptive | Quasi-Prescriptive | Quasi-Prescriptive | Quasi-Prescriptive | Quasi-Prescriptive | Quasi-Prescriptive | 100 | 12.0625 |  | n/a | n/a | n/a | n/a | n/a | n/a | n/a
1495 | 43 | Multi-Family Energy Efficiency Rebates | Consumer, Consumer Low-Income | 2009 | Final | 372 | OccSen_CelingMounted - Suite Savings application - Low-Income sector | Quasi-Prescriptive | Quasi-Prescriptive | Quasi-Prescriptive | Quasi-Prescriptive | Quasi-Prescriptive | Quasi-Prescriptive | 100 | 12.0625 |  | n/a | n/a | n/a | n/a | n/a | n/a | n/a
1496 | 43 | Multi-Family Energy Efficiency Rebates | Consumer, Consumer Low-Income | 2009 | Final | 373 | TempControls_InSuiteHeat - Suite Savings application - Low-Income sector | Quasi-Prescriptive | Quasi-Prescriptive | Quasi-Prescriptive | Quasi-Prescriptive | Quasi-Prescriptive | Quasi-Prescriptive | 100 | 12.0625 |  | n/a | n/a | n/a | n/a | n/a | n/a | n/a
1497 | 43 | Multi-Family Energy Efficiency Rebates | Consumer, Consumer Low-Income | 2009 | Final | 374 | TempControls_InSuiteCool - Suite Savings application - Low-Income sector | Quasi-Prescriptive | Quasi-Prescriptive | Quasi-Prescriptive | Quasi-Prescriptive | Quasi-Prescriptive | Quasi-Prescriptive | 100 | 12.0625 |  | n/a | n/a | n/a | n/a | n/a | n/a | n/a
1498 | 43 | Multi-Family Energy Efficiency Rebates | Consumer, Consumer Low-Income | 2009 | Final | 375 | TempControls_Heat&Cool - Suite Savings application - Low-Income sector | Quasi-Prescriptive | Quasi-Prescriptive | Quasi-Prescriptive | Quasi-Prescriptive | Quasi-Prescriptive | Quasi-Prescriptive | 100 | 12.0625 |  | n/a | n/a | n/a | n/a | n/a | n/a | n/a
1499 | 43 | Multi-Family Energy Efficiency Rebates | Consumer, Consumer Low-Income | 2009 | Final | 376 | ECM_AirFurnace - Suite Savings application - Low-Income sector | Quasi-Prescriptive | Quasi-Prescriptive | Quasi-Prescriptive | Quasi-Prescriptive | Quasi-Prescriptive | Quasi-Prescriptive | 100 | 12.0625 |  | n/a | n/a | n/a | n/a | n/a | n/a | n/a
1500 | 43 | Multi-Family Energy Efficiency Rebates | Consumer, Consumer Low-Income | 2009 | Final | 377 | GroundSource_LowRise - Suite Savings application - Low-Income sector | Quasi-Prescriptive | Quasi-Prescriptive | Quasi-Prescriptive | Quasi-Prescriptive | Quasi-Prescriptive | Quasi-Prescriptive | 100 | 12.0625 |  | n/a | n/a | n/a | n/a | n/a | n/a | n/a
1501 | 43 | Multi-Family Energy Efficiency Rebates | Consumer, Consumer Low-Income | 2009 | Final | 378 | GroundSource_HighRise - Suite Savings application - Low-Income sector | Quasi-Prescriptive | Quasi-Prescriptive | Quasi-Prescriptive | Quasi-Prescriptive | Quasi-Prescriptive | Quasi-Prescriptive | 100 | 12.0625 |  | n/a | n/a | n/a | n/a | n/a | n/a | n/a
1502 | 43 | Multi-Family Energy Efficiency Rebates | Consumer, Consumer Low-Income | 2009 | Final | 379 | GroundSource_Average - Suite Savings application - Low-Income sector | Quasi-Prescriptive | Quasi-Prescriptive | Quasi-Prescriptive | Quasi-Prescriptive | Quasi-Prescriptive | Quasi-Prescriptive | 100 | 12.0625 |  | n/a | n/a | n/a | n/a | n/a | n/a | n/a
1503 | 43 | Multi-Family Energy Efficiency Rebates | Consumer, Consumer Low-Income | 2009 | Final | 380 | Non-ElectricChillers - Suite Savings application - Low-Income sector | Quasi-Prescriptive | Quasi-Prescriptive | Quasi-Prescriptive | Quasi-Prescriptive | Quasi-Prescriptive | Quasi-Prescriptive | 100 | 12.0625 |  | n/a | n/a | n/a | n/a | n/a | n/a | n/a
1504 | 43 | Multi-Family Energy Efficiency Rebates | Consumer, Consumer Low-Income | 2009 | Final | 381 | EnerStarWasher - Suite Savings application - Low-Income sector | Quasi-Prescriptive | Quasi-Prescriptive | Quasi-Prescriptive | Quasi-Prescriptive | Quasi-Prescriptive | Quasi-Prescriptive | 100 | 12.0625 |  | n/a | n/a | n/a | n/a | n/a | n/a | n/a
1505 | 43 | Multi-Family Energy Efficiency Rebates | Consumer, Consumer Low-Income | 2009 | Final | 382 | NaturalGasDryer_InSuite - Suite Savings application - Low-Income sector | Quasi-Prescriptive | Quasi-Prescriptive | Quasi-Prescriptive | Quasi-Prescriptive | Quasi-Prescriptive | Quasi-Prescriptive | 100 | 12.0625 |  | n/a | n/a | n/a | n/a | n/a | n/a | n/a
1506 | 43 | Multi-Family Energy Efficiency Rebates | Consumer, Consumer Low-Income | 2009 | Final | 383 | NaturalGasDryer_Common - Suite Savings application - Low-Income sector | Quasi-Prescriptive | Quasi-Prescriptive | Quasi-Prescriptive | Quasi-Prescriptive | Quasi-Prescriptive | Quasi-Prescriptive | 100 | 12.0625 |  | n/a | n/a | n/a | n/a | n/a | n/a | n/a
1507 | 43 | Multi-Family Energy Efficiency Rebates | Consumer, Consumer Low-Income | 2009 | Final | 384 | EnergyStar_DishWasher - Suite Savings application - Low-Income sector | Quasi-Prescriptive | Quasi-Prescriptive | Quasi-Prescriptive | Quasi-Prescriptive | Quasi-Prescriptive | Quasi-Prescriptive | 100 | 12.0625 |  | n/a | n/a | n/a | n/a | n/a | n/a | n/a
1508 | 43 | Multi-Family Energy Efficiency Rebates | Consumer, Consumer Low-Income | 2009 | Final | 385 | EnergyStar_Fridge - Suite Savings application - Low-Income sector | Quasi-Prescriptive | Quasi-Prescriptive | Quasi-Prescriptive | Quasi-Prescriptive | Quasi-Prescriptive | Quasi-Prescriptive | 100 | 12.0625 |  | n/a | n/a | n/a | n/a | n/a | n/a | n/a
1509 | 43 | Multi-Family Energy Efficiency Rebates | Consumer, Consumer Low-Income | 2009 | Final | 386 | EnergyStar_CeilingFan - Suite Savings application - Low-Income sector | Quasi-Prescriptive | Quasi-Prescriptive | Quasi-Prescriptive | Quasi-Prescriptive | Quasi-Prescriptive | Quasi-Prescriptive | 100 | 12.0625 |  | n/a | n/a | n/a | n/a | n/a | n/a | n/a
1510 | 43 | Multi-Family Energy Efficiency Rebates | Consumer, Consumer Low-Income | 2009 | Final | 387 | Non-ElectricWaterHeater - Suite Savings application - Low-Income sector | Quasi-Prescriptive | Quasi-Prescriptive | Quasi-Prescriptive | Quasi-Prescriptive | Quasi-Prescriptive | Quasi-Prescriptive | 100 | 12.0625 |  | n/a | n/a | n/a | n/a | n/a | n/a | n/a
1511 | 43 | Multi-Family Energy Efficiency Rebates | Consumer, Consumer Low-Income | 2009 | Final | 388 | SolarHotWaterCollector - Suite Savings application - Low-Income sector | Quasi-Prescriptive | Quasi-Prescriptive | Quasi-Prescriptive | Quasi-Prescriptive | Quasi-Prescriptive | Quasi-Prescriptive | 100 | 12.0625 |  | n/a | n/a | n/a | n/a | n/a | n/a | n/a
1512 | 43 | Multi-Family Energy Efficiency Rebates | Consumer, Consumer Low-Income | 2009 | Final | 389 | Non-ElectricTankHotWater - Suite Savings application - Low-Income sector | Quasi-Prescriptive | Quasi-Prescriptive | Quasi-Prescriptive | Quasi-Prescriptive | Quasi-Prescriptive | Quasi-Prescriptive | 100 | 12.0625 |  | n/a | n/a | n/a | n/a | n/a | n/a | n/a
1513 | 43 | Multi-Family Energy Efficiency Rebates | Consumer, Consumer Low-Income | 2009 | Final | 390 | DrainWaterHeatRecovery - Suite Savings application - Low-Income sector | Quasi-Prescriptive | Quasi-Prescriptive | Quasi-Prescriptive | Quasi-Prescriptive | Quasi-Prescriptive | Quasi-Prescriptive | 100 | 12.0625 |  | n/a | n/a | n/a | n/a | n/a | n/a | n/a
1514 | 43 | Multi-Family Energy Efficiency Rebates | Consumer, Consumer Low-Income | 2009 | Final | 391 | DomesticHotWaterRecirc - Suite Savings application - Low-Income sector | Quasi-Prescriptive | Quasi-Prescriptive | Quasi-Prescriptive | Quasi-Prescriptive | Quasi-Prescriptive | Quasi-Prescriptive | 100 | 12.0625 |  | n/a | n/a | n/a | n/a | n/a | n/a | n/a
1515 | 43 | Multi-Family Energy Efficiency Rebates | Consumer, Consumer Low-Income | 2009 | Final | 392 | EnergyStarExitSigns - Retail / Common Area Savings application - Low-Income sector | Quasi-Prescriptive | Quasi-Prescriptive | Quasi-Prescriptive | Quasi-Prescriptive | Quasi-Prescriptive | Quasi-Prescriptive | 100 | 12.0625 |  | n/a | n/a | n/a | n/a | n/a | n/a | n/a
1516 | 43 | Multi-Family Energy Efficiency Rebates | Consumer, Consumer Low-Income | 2009 | Final | 393 | FridgeLEDStripLight - Retail / Common Area Savings application - Low-Income sector | Quasi-Prescriptive | Quasi-Prescriptive | Quasi-Prescriptive | Quasi-Prescriptive | Quasi-Prescriptive | Quasi-Prescriptive | 100 | 12.0625 |  | n/a | n/a | n/a | n/a | n/a | n/a | n/a
1517 | 43 | Multi-Family Energy Efficiency Rebates | Consumer, Consumer Low-Income | 2009 | Final | 394 | NonDimmCFLsScrew_In - Retail / Common Area Savings application - Low-Income sector | Quasi-Prescriptive | Quasi-Prescriptive | Quasi-Prescriptive | Quasi-Prescriptive | Quasi-Prescriptive | Quasi-Prescriptive | 100 | 12.0625 |  | n/a | n/a | n/a | n/a | n/a | n/a | n/a
1518 | 43 | Multi-Family Energy Efficiency Rebates | Consumer, Consumer Low-Income | 2009 | Final | 395 | NonDimmCFLs_par11W - Retail / Common Area Savings application - Low-Income sector | Quasi-Prescriptive | Quasi-Prescriptive | Quasi-Prescriptive | Quasi-Prescriptive | Quasi-Prescriptive | Quasi-Prescriptive | 100 | 12.0625 |  | n/a | n/a | n/a | n/a | n/a | n/a | n/a
1519 | 43 | Multi-Family Energy Efficiency Rebates | Consumer, Consumer Low-Income | 2009 | Final | 396 | NonDimmCFLs_par12-20W - Retail / Common Area Savings application - Low-Income sector | Quasi-Prescriptive | Quasi-Prescriptive | Quasi-Prescriptive | Quasi-Prescriptive | Quasi-Prescriptive | Quasi-Prescriptive | 100 | 12.0625 |  | n/a | n/a | n/a | n/a | n/a | n/a | n/a
1520 | 43 | Multi-Family Energy Efficiency Rebates | Consumer, Consumer Low-Income | 2009 | Final | 397 | NonDimmCFLs_par20+W - Retail / Common Area Savings application - Low-Income sector | Quasi-Prescriptive | Quasi-Prescriptive | Quasi-Prescriptive | Quasi-Prescriptive | Quasi-Prescriptive | Quasi-Prescriptive | 100 | 12.0625 |  | n/a | n/a | n/a | n/a | n/a | n/a | n/a
1521 | 43 | Multi-Family Energy Efficiency Rebates | Consumer, Consumer Low-Income | 2009 | Final | 398 | Dimm&NonDimmCFL2-pin14W- - Retail / Common Area Savings application - Low-Income sector | Quasi-Prescriptive | Quasi-Prescriptive | Quasi-Prescriptive | Quasi-Prescriptive | Quasi-Prescriptive | Quasi-Prescriptive | 100 | 12.0625 |  | n/a | n/a | n/a | n/a | n/a | n/a | n/a
1522 | 43 | Multi-Family Energy Efficiency Rebates | Consumer, Consumer Low-Income | 2009 | Final | 399 | Dimm&NonDimmCFL2-pin26W- - Retail / Common Area Savings application - Low-Income sector | Quasi-Prescriptive | Quasi-Prescriptive | Quasi-Prescriptive | Quasi-Prescriptive | Quasi-Prescriptive | Quasi-Prescriptive | 100 | 12.0625 |  | n/a | n/a | n/a | n/a | n/a | n/a | n/a
1523 | 43 | Multi-Family Energy Efficiency Rebates | Consumer, Consumer Low-Income | 2009 | Final | 400 | Dimm&NonDimmCFL2-pin39W- - Retail / Common Area Savings application - Low-Income sector | Quasi-Prescriptive | Quasi-Prescriptive | Quasi-Prescriptive | Quasi-Prescriptive | Quasi-Prescriptive | Quasi-Prescriptive | 100 | 12.0625 |  | n/a | n/a | n/a | n/a | n/a | n/a | n/a
1524 | 43 | Multi-Family Energy Efficiency Rebates | Consumer, Consumer Low-Income | 2009 | Final | 401 | Dimm&NonDimmCFL4-pin14W- - Retail / Common Area Savings application - Low-Income sector | Quasi-Prescriptive | Quasi-Prescriptive | Quasi-Prescriptive | Quasi-Prescriptive | Quasi-Prescriptive | Quasi-Prescriptive | 100 | 12.0625 |  | n/a | n/a | n/a | n/a | n/a | n/a | n/a
1525 | 43 | Multi-Family Energy Efficiency Rebates | Consumer, Consumer Low-Income | 2009 | Final | 402 | Dimm&NonDimmCFL4-pin26W- - Retail / Common Area Savings application - Low-Income sector | Quasi-Prescriptive | Quasi-Prescriptive | Quasi-Prescriptive | Quasi-Prescriptive | Quasi-Prescriptive | Quasi-Prescriptive | 100 | 12.0625 |  | n/a | n/a | n/a | n/a | n/a | n/a | n/a
1526 | 43 | Multi-Family Energy Efficiency Rebates | Consumer, Consumer Low-Income | 2009 | Final | 403 | Dimm&NonDimmCFL4-pin39W- - Retail / Common Area Savings application - Low-Income sector | Quasi-Prescriptive | Quasi-Prescriptive | Quasi-Prescriptive | Quasi-Prescriptive | Quasi-Prescriptive | Quasi-Prescriptive | 100 | 12.0625 |  | n/a | n/a | n/a | n/a | n/a | n/a | n/a
1527 | 43 | Multi-Family Energy Efficiency Rebates | Consumer, Consumer Low-Income | 2009 | Final | 404 | DimmCFLs_0-16W - Retail / Common Area Savings application - Low-Income sector | Quasi-Prescriptive | Quasi-Prescriptive | Quasi-Prescriptive | Quasi-Prescriptive | Quasi-Prescriptive | Quasi-Prescriptive | 100 | 12.0625 |  | n/a | n/a | n/a | n/a | n/a | n/a | n/a
1528 | 43 | Multi-Family Energy Efficiency Rebates | Consumer, Consumer Low-Income | 2009 | Final | 405 | DimmCFLs_17-20W - Retail / Common Area Savings application - Low-Income sector | Quasi-Prescriptive | Quasi-Prescriptive | Quasi-Prescriptive | Quasi-Prescriptive | Quasi-Prescriptive | Quasi-Prescriptive | 100 | 12.0625 |  | n/a | n/a | n/a | n/a | n/a | n/a | n/a
1529 | 43 | Multi-Family Energy Efficiency Rebates | Consumer, Consumer Low-Income | 2009 | Final | 406 | DimmCFLs_21+W - Retail / Common Area Savings application - Low-Income sector | Quasi-Prescriptive | Quasi-Prescriptive | Quasi-Prescriptive | Quasi-Prescriptive | Quasi-Prescriptive | Quasi-Prescriptive | 100 | 12.0625 |  | n/a | n/a | n/a | n/a | n/a | n/a | n/a
1530 | 43 | Multi-Family Energy Efficiency Rebates | Consumer, Consumer Low-Income | 2009 | Final | 407 | StandardT8_Single - Retail / Common Area Savings application - Low-Income sector | Quasi-Prescriptive | Quasi-Prescriptive | Quasi-Prescriptive | Quasi-Prescriptive | Quasi-Prescriptive | Quasi-Prescriptive | 100 | 12.0625 |  | n/a | n/a | n/a | n/a | n/a | n/a | n/a
1531 | 43 | Multi-Family Energy Efficiency Rebates | Consumer, Consumer Low-Income | 2009 | Final | 408 | StandardT8_Two - Retail / Common Area Savings application - Low-Income sector | Quasi-Prescriptive | Quasi-Prescriptive | Quasi-Prescriptive | Quasi-Prescriptive | Quasi-Prescriptive | Quasi-Prescriptive | 100 | 12.0625 |  | n/a | n/a | n/a | n/a | n/a | n/a | n/a
1532 | 43 | Multi-Family Energy Efficiency Rebates | Consumer, Consumer Low-Income | 2009 | Final | 409 | StandardT8_Three - Retail / Common Area Savings application - Low-Income sector | Quasi-Prescriptive | Quasi-Prescriptive | Quasi-Prescriptive | Quasi-Prescriptive | Quasi-Prescriptive | Quasi-Prescriptive | 100 | 12.0625 |  | n/a | n/a | n/a | n/a | n/a | n/a | n/a
1533 | 43 | Multi-Family Energy Efficiency Rebates | Consumer, Consumer Low-Income | 2009 | Final | 410 | StandardT8_Four - Retail / Common Area Savings application - Low-Income sector | Quasi-Prescriptive | Quasi-Prescriptive | Quasi-Prescriptive | Quasi-Prescriptive | Quasi-Prescriptive | Quasi-Prescriptive | 100 | 12.0625 |  | n/a | n/a | n/a | n/a | n/a | n/a | n/a
1534 | 43 | Multi-Family Energy Efficiency Rebates | Consumer, Consumer Low-Income | 2009 | Final | 411 | RWHighT8Fixtures_Single - Retail / Common Area Savings application - Low-Income sector | Quasi-Prescriptive | Quasi-Prescriptive | Quasi-Prescriptive | Quasi-Prescriptive | Quasi-Prescriptive | Quasi-Prescriptive | 100 | 12.0625 |  | n/a | n/a | n/a | n/a | n/a | n/a | n/a
1535 | 43 | Multi-Family Energy Efficiency Rebates | Consumer, Consumer Low-Income | 2009 | Final | 412 | RWHighT8Fixtures_Two - Retail / Common Area Savings application - Low-Income sector | Quasi-Prescriptive | Quasi-Prescriptive | Quasi-Prescriptive | Quasi-Prescriptive | Quasi-Prescriptive | Quasi-Prescriptive | 100 | 12.0625 |  | n/a | n/a | n/a | n/a | n/a | n/a | n/a
1536 | 43 | Multi-Family Energy Efficiency Rebates | Consumer, Consumer Low-Income | 2009 | Final | 413 | RWHighT8Fixtures_Three - Retail / Common Area Savings application - Low-Income sector | Quasi-Prescriptive | Quasi-Prescriptive | Quasi-Prescriptive | Quasi-Prescriptive | Quasi-Prescriptive | Quasi-Prescriptive | 100 | 12.0625 |  | n/a | n/a | n/a | n/a | n/a | n/a | n/a
1537 | 43 | Multi-Family Energy Efficiency Rebates | Consumer, Consumer Low-Income | 2009 | Final | 414 | RWHighT8Fixtures_Four - Retail / Common Area Savings application - Low-Income sector | Quasi-Prescriptive | Quasi-Prescriptive | Quasi-Prescriptive | Quasi-Prescriptive | Quasi-Prescriptive | Quasi-Prescriptive | 100 | 12.0625 |  | n/a | n/a | n/a | n/a | n/a | n/a | n/a
1538 | 43 | Multi-Family Energy Efficiency Rebates | Consumer, Consumer Low-Income | 2009 | Final | 415 | StdMedBayT8_Four - Retail / Common Area Savings application - Low-Income sector | Quasi-Prescriptive | Quasi-Prescriptive | Quasi-Prescriptive | Quasi-Prescriptive | Quasi-Prescriptive | Quasi-Prescriptive | 100 | 12.0625 |  | n/a | n/a | n/a | n/a | n/a | n/a | n/a
1539 | 43 | Multi-Family Energy Efficiency Rebates | Consumer, Consumer Low-Income | 2009 | Final | 416 | MedBayT8_Six - Retail / Common Area Savings application - Low-Income sector | Quasi-Prescriptive | Quasi-Prescriptive | Quasi-Prescriptive | Quasi-Prescriptive | Quasi-Prescriptive | Quasi-Prescriptive | 100 | 12.0625 |  | n/a | n/a | n/a | n/a | n/a | n/a | n/a
1540 | 43 | Multi-Family Energy Efficiency Rebates | Consumer, Consumer Low-Income | 2009 | Final | 417 | MedBayT8_Eight - Retail / Common Area Savings application - Low-Income sector | Quasi-Prescriptive | Quasi-Prescriptive | Quasi-Prescriptive | Quasi-Prescriptive | Quasi-Prescriptive | Quasi-Prescriptive | 100 | 12.0625 |  | n/a | n/a | n/a | n/a | n/a | n/a | n/a
1541 | 43 | Multi-Family Energy Efficiency Rebates | Consumer, Consumer Low-Income | 2009 | Final | 418 | HighMedBayT8_Four - Retail / Common Area Savings application - Low-Income sector | Quasi-Prescriptive | Quasi-Prescriptive | Quasi-Prescriptive | Quasi-Prescriptive | Quasi-Prescriptive | Quasi-Prescriptive | 100 | 12.0625 |  | n/a | n/a | n/a | n/a | n/a | n/a | n/a
1542 | 43 | Multi-Family Energy Efficiency Rebates | Consumer, Consumer Low-Income | 2009 | Final | 419 | HighMedBayT8_Six - Retail / Common Area Savings application - Low-Income sector | Quasi-Prescriptive | Quasi-Prescriptive | Quasi-Prescriptive | Quasi-Prescriptive | Quasi-Prescriptive | Quasi-Prescriptive | 100 | 12.0625 |  | n/a | n/a | n/a | n/a | n/a | n/a | n/a
1543 | 43 | Multi-Family Energy Efficiency Rebates | Consumer, Consumer Low-Income | 2009 | Final | 420 | HighMedBayT8_Eight - Retail / Common Area Savings application - Low-Income sector | Quasi-Prescriptive | Quasi-Prescriptive | Quasi-Prescriptive | Quasi-Prescriptive | Quasi-Prescriptive | Quasi-Prescriptive | 100 | 12.0625 |  | n/a | n/a | n/a | n/a | n/a | n/a | n/a
1544 | 43 | Multi-Family Energy Efficiency Rebates | Consumer, Consumer Low-Income | 2009 | Final | 421 | T5Fixture_1Lamp - Retail / Common Area Savings application - Low-Income sector | Quasi-Prescriptive | Quasi-Prescriptive | Quasi-Prescriptive | Quasi-Prescriptive | Quasi-Prescriptive | Quasi-Prescriptive | 100 | 12.0625 |  | n/a | n/a | n/a | n/a | n/a | n/a | n/a
1545 | 43 | Multi-Family Energy Efficiency Rebates | Consumer, Consumer Low-Income | 2009 | Final | 422 | T5Fixture_2Lamps - Retail / Common Area Savings application - Low-Income sector | Quasi-Prescriptive | Quasi-Prescriptive | Quasi-Prescriptive | Quasi-Prescriptive | Quasi-Prescriptive | Quasi-Prescriptive | 100 | 12.0625 |  | n/a | n/a | n/a | n/a | n/a | n/a | n/a
1546 | 43 | Multi-Family Energy Efficiency Rebates | Consumer, Consumer Low-Income | 2009 | Final | 423 | T5Fixture_3Lamps - Retail / Common Area Savings application - Low-Income sector | Quasi-Prescriptive | Quasi-Prescriptive | Quasi-Prescriptive | Quasi-Prescriptive | Quasi-Prescriptive | Quasi-Prescriptive | 100 | 12.0625 |  | n/a | n/a | n/a | n/a | n/a | n/a | n/a
1547 | 43 | Multi-Family Energy Efficiency Rebates | Consumer, Consumer Low-Income | 2009 | Final | 424 | T5Fixture_HO1Lamp - Retail / Common Area Savings application - Low-Income sector | Quasi-Prescriptive | Quasi-Prescriptive | Quasi-Prescriptive | Quasi-Prescriptive | Quasi-Prescriptive | Quasi-Prescriptive | 100 | 12.0625 |  | n/a | n/a | n/a | n/a | n/a | n/a | n/a
1548 | 43 | Multi-Family Energy Efficiency Rebates | Consumer, Consumer Low-Income | 2009 | Final | 425 | T5Fixture_HO2Lamp - Retail / Common Area Savings application - Low-Income sector | Quasi-Prescriptive | Quasi-Prescriptive | Quasi-Prescriptive | Quasi-Prescriptive | Quasi-Prescriptive | Quasi-Prescriptive | 100 | 12.0625 |  | n/a | n/a | n/a | n/a | n/a | n/a | n/a
1549 | 43 | Multi-Family Energy Efficiency Rebates | Consumer, Consumer Low-Income | 2009 | Final | 426 | T5MedHighFixture_4Lamp - Retail / Common Area Savings application - Low-Income sector | Quasi-Prescriptive | Quasi-Prescriptive | Quasi-Prescriptive | Quasi-Prescriptive | Quasi-Prescriptive | Quasi-Prescriptive | 100 | 12.0625 |  | n/a | n/a | n/a | n/a | n/a | n/a | n/a
1550 | 43 | Multi-Family Energy Efficiency Rebates | Consumer, Consumer Low-Income | 2009 | Final | 427 | T5MedHighFixture_6Lamp - Retail / Common Area Savings application - Low-Income sector | Quasi-Prescriptive | Quasi-Prescriptive | Quasi-Prescriptive | Quasi-Prescriptive | Quasi-Prescriptive | Quasi-Prescriptive | 100 | 12.0625 |  | n/a | n/a | n/a | n/a | n/a | n/a | n/a
1551 | 43 | Multi-Family Energy Efficiency Rebates | Consumer, Consumer Low-Income | 2009 | Final | 428 | T5MedHighFixture_8Lamp - Retail / Common Area Savings application - Low-Income sector | Quasi-Prescriptive | Quasi-Prescriptive | Quasi-Prescriptive | Quasi-Prescriptive | Quasi-Prescriptive | Quasi-Prescriptive | 100 | 12.0625 |  | n/a | n/a | n/a | n/a | n/a | n/a | n/a
1552 | 43 | Multi-Family Energy Efficiency Rebates | Consumer, Consumer Low-Income | 2009 | Final | 429 | T5MedHighFixture_10Lamp - Retail / Common Area Savings application - Low-Income sector | Quasi-Prescriptive | Quasi-Prescriptive | Quasi-Prescriptive | Quasi-Prescriptive | Quasi-Prescriptive | Quasi-Prescriptive | 100 | 12.0625 |  | n/a | n/a | n/a | n/a | n/a | n/a | n/a
1553 | 43 | Multi-Family Energy Efficiency Rebates | Consumer, Consumer Low-Income | 2009 | Final | 430 | T5MedHighFixture_12Lamp - Retail / Common Area Savings application - Low-Income sector | Quasi-Prescriptive | Quasi-Prescriptive | Quasi-Prescriptive | Quasi-Prescriptive | Quasi-Prescriptive | Quasi-Prescriptive | 100 | 12.0625 |  | n/a | n/a | n/a | n/a | n/a | n/a | n/a
1554 | 43 | Multi-Family Energy Efficiency Rebates | Consumer, Consumer Low-Income | 2009 | Final | 431 | PulseStart_MetalHalide - Retail / Common Area Savings application - Low-Income sector | Quasi-Prescriptive | Quasi-Prescriptive | Quasi-Prescriptive | Quasi-Prescriptive | Quasi-Prescriptive | Quasi-Prescriptive | 100 | 12.0625 |  | n/a | n/a | n/a | n/a | n/a | n/a | n/a
1555 | 43 | Multi-Family Energy Efficiency Rebates | Consumer, Consumer Low-Income | 2009 | Final | 432 | InfraredHalogen_25W- - Retail / Common Area Savings application - Low-Income sector | Quasi-Prescriptive | Quasi-Prescriptive | Quasi-Prescriptive | Quasi-Prescriptive | Quasi-Prescriptive | Quasi-Prescriptive | 100 | 12.0625 |  | n/a | n/a | n/a | n/a | n/a | n/a | n/a
1556 | 43 | Multi-Family Energy Efficiency Rebates | Consumer, Consumer Low-Income | 2009 | Final | 433 | InfraredHalogen_26-35W - Retail / Common Area Savings application - Low-Income sector | Quasi-Prescriptive | Quasi-Prescriptive | Quasi-Prescriptive | Quasi-Prescriptive | Quasi-Prescriptive | Quasi-Prescriptive | 100 | 12.0625 |  | n/a | n/a | n/a | n/a | n/a | n/a | n/a
1557 | 43 | Multi-Family Energy Efficiency Rebates | Consumer, Consumer Low-Income | 2009 | Final | 434 | InfraredHalogen_36-48W - Retail / Common Area Savings application - Low-Income sector | Quasi-Prescriptive | Quasi-Prescriptive | Quasi-Prescriptive | Quasi-Prescriptive | Quasi-Prescriptive | Quasi-Prescriptive | 100 | 12.0625 |  | n/a | n/a | n/a | n/a | n/a | n/a | n/a
1558 | 43 | Multi-Family Energy Efficiency Rebates | Consumer, Consumer Low-Income | 2009 | Final | 435 | InfraredHalogen_49-60W - Retail / Common Area Savings application - Low-Income sector | Quasi-Prescriptive | Quasi-Prescriptive | Quasi-Prescriptive | Quasi-Prescriptive | Quasi-Prescriptive | Quasi-Prescriptive | 100 | 12.0625 |  | n/a | n/a | n/a | n/a | n/a | n/a | n/a
1559 | 43 | Multi-Family Energy Efficiency Rebates | Consumer, Consumer Low-Income | 2009 | Final | 436 | Self-BallastedMetalHalide120W - Retail / Common Area Savings application - Low-Income sector | Quasi-Prescriptive | Quasi-Prescriptive | Quasi-Prescriptive | Quasi-Prescriptive | Quasi-Prescriptive | Quasi-Prescriptive | 100 | 12.0625 |  | n/a | n/a | n/a | n/a | n/a | n/a | n/a
1560 | 43 | Multi-Family Energy Efficiency Rebates | Consumer, Consumer Low-Income | 2009 | Final | 437 | Self-BallastedMetalHalide50W - Retail / Common Area Savings application - Low-Income sector | Quasi-Prescriptive | Quasi-Prescriptive | Quasi-Prescriptive | Quasi-Prescriptive | Quasi-Prescriptive | Quasi-Prescriptive | 100 | 12.0625 |  | n/a | n/a | n/a | n/a | n/a | n/a | n/a
1561 | 43 | Multi-Family Energy Efficiency Rebates | Consumer, Consumer Low-Income | 2009 | Final | 438 | MetalHalide_150W - Retail / Common Area Savings application - Low-Income sector | Quasi-Prescriptive | Quasi-Prescriptive | Quasi-Prescriptive | Quasi-Prescriptive | Quasi-Prescriptive | Quasi-Prescriptive | 100 | 12.0625 |  | n/a | n/a | n/a | n/a | n/a | n/a | n/a
1562 | 43 | Multi-Family Energy Efficiency Rebates | Consumer, Consumer Low-Income | 2009 | Final | 439 | MetalHalide_360W - Retail / Common Area Savings application - Low-Income sector | Quasi-Prescriptive | Quasi-Prescriptive | Quasi-Prescriptive | Quasi-Prescriptive | Quasi-Prescriptive | Quasi-Prescriptive | 100 | 12.0625 |  | n/a | n/a | n/a | n/a | n/a | n/a | n/a
1563 | 43 | Multi-Family Energy Efficiency Rebates | Consumer, Consumer Low-Income | 2009 | Final | 440 | HighPressure_225W - Retail / Common Area Savings application - Low-Income sector | Quasi-Prescriptive | Quasi-Prescriptive | Quasi-Prescriptive | Quasi-Prescriptive | Quasi-Prescriptive | Quasi-Prescriptive | 100 | 12.0625 |  | n/a | n/a | n/a | n/a | n/a | n/a | n/a
1564 | 43 | Multi-Family Energy Efficiency Rebates | Consumer, Consumer Low-Income | 2009 | Final | 441 | ElecBallast_MetalHde200-W - Retail / Common Area Savings application - Low-Income sector | Quasi-Prescriptive | Quasi-Prescriptive | Quasi-Prescriptive | Quasi-Prescriptive | Quasi-Prescriptive | Quasi-Prescriptive | 100 | 12.0625 |  | n/a | n/a | n/a | n/a | n/a | n/a | n/a
1565 | 43 | Multi-Family Energy Efficiency Rebates | Consumer, Consumer Low-Income | 2009 | Final | 442 | ElecBallast_MetalHde250-360W - Retail / Common Area Savings application - Low-Income sector | Quasi-Prescriptive | Quasi-Prescriptive | Quasi-Prescriptive | Quasi-Prescriptive | Quasi-Prescriptive | Quasi-Prescriptive | 100 | 12.0625 |  | n/a | n/a | n/a | n/a | n/a | n/a | n/a
1566 | 43 | Multi-Family Energy Efficiency Rebates | Consumer, Consumer Low-Income | 2009 | Final | 443 | ElecBallast_MetalHde400+W - Retail / Common Area Savings application - Low-Income sector | Quasi-Prescriptive | Quasi-Prescriptive | Quasi-Prescriptive | Quasi-Prescriptive | Quasi-Prescriptive | Quasi-Prescriptive | 100 | 12.0625 |  | n/a | n/a | n/a | n/a | n/a | n/a | n/a
1567 | 43 | Multi-Family Energy Efficiency Rebates | Consumer, Consumer Low-Income | 2009 | Final | 444 | ElecBallast_HighPress200-W - Retail / Common Area Savings application - Low-Income sector | Quasi-Prescriptive | Quasi-Prescriptive | Quasi-Prescriptive | Quasi-Prescriptive | Quasi-Prescriptive | Quasi-Prescriptive | 100 | 12.0625 |  | n/a | n/a | n/a | n/a | n/a | n/a | n/a
1568 | 43 | Multi-Family Energy Efficiency Rebates | Consumer, Consumer Low-Income | 2009 | Final | 445 | ElecBallast_HighPress250W - Retail / Common Area Savings application - Low-Income sector | Quasi-Prescriptive | Quasi-Prescriptive | Quasi-Prescriptive | Quasi-Prescriptive | Quasi-Prescriptive | Quasi-Prescriptive | 100 | 12.0625 |  | n/a | n/a | n/a | n/a | n/a | n/a | n/a
1569 | 43 | Multi-Family Energy Efficiency Rebates | Consumer, Consumer Low-Income | 2009 | Final | 446 | ElecBallast_HighPress400W - Retail / Common Area Savings application - Low-Income sector | Quasi-Prescriptive | Quasi-Prescriptive | Quasi-Prescriptive | Quasi-Prescriptive | Quasi-Prescriptive | Quasi-Prescriptive | 100 | 12.0625 |  | n/a | n/a | n/a | n/a | n/a | n/a | n/a
1570 | 43 | Multi-Family Energy Efficiency Rebates | Consumer, Consumer Low-Income | 2009 | Final | 447 | ElecBallast_HighPress600W - Retail / Common Area Savings application - Low-Income sector | Quasi-Prescriptive | Quasi-Prescriptive | Quasi-Prescriptive | Quasi-Prescriptive | Quasi-Prescriptive | Quasi-Prescriptive | 100 | 12.0625 |  | n/a | n/a | n/a | n/a | n/a | n/a | n/a
1571 | 43 | Multi-Family Energy Efficiency Rebates | Consumer, Consumer Low-Income | 2009 | Final | 448 | ElecBallast_HighPress1000W - Retail / Common Area Savings application - Low-Income sector | Quasi-Prescriptive | Quasi-Prescriptive | Quasi-Prescriptive | Quasi-Prescriptive | Quasi-Prescriptive | Quasi-Prescriptive | 100 | 12.0625 |  | n/a | n/a | n/a | n/a | n/a | n/a | n/a
1572 | 43 | Multi-Family Energy Efficiency Rebates | Consumer, Consumer Low-Income | 2009 | Final | 449 | OccSen_SwitchPlate - Retail / Common Area Savings application - Low-Income sector | Quasi-Prescriptive | Quasi-Prescriptive | Quasi-Prescriptive | Quasi-Prescriptive | Quasi-Prescriptive | Quasi-Prescriptive | 100 | 12.0625 |  | n/a | n/a | n/a | n/a | n/a | n/a | n/a
1573 | 43 | Multi-Family Energy Efficiency Rebates | Consumer, Consumer Low-Income | 2009 | Final | 450 | OccSen_CelingMounted - Retail / Common Area Savings application - Low-Income sector | Quasi-Prescriptive | Quasi-Prescriptive | Quasi-Prescriptive | Quasi-Prescriptive | Quasi-Prescriptive | Quasi-Prescriptive | 100 | 12.0625 |  | n/a | n/a | n/a | n/a | n/a | n/a | n/a
1574 | 43 | Multi-Family Energy Efficiency Rebates | Consumer, Consumer Low-Income | 2009 | Final | 451 | TempControls_InSuiteHeat - Retail / Common Area Savings application - Low-Income sector | Quasi-Prescriptive | Quasi-Prescriptive | Quasi-Prescriptive | Quasi-Prescriptive | Quasi-Prescriptive | Quasi-Prescriptive | 100 | 12.0625 |  | n/a | n/a | n/a | n/a | n/a | n/a | n/a
1575 | 43 | Multi-Family Energy Efficiency Rebates | Consumer, Consumer Low-Income | 2009 | Final | 452 | TempControls_InSuiteCool - Retail / Common Area Savings application - Low-Income sector | Quasi-Prescriptive | Quasi-Prescriptive | Quasi-Prescriptive | Quasi-Prescriptive | Quasi-Prescriptive | Quasi-Prescriptive | 100 | 12.0625 |  | n/a | n/a | n/a | n/a | n/a | n/a | n/a
1576 | 43 | Multi-Family Energy Efficiency Rebates | Consumer, Consumer Low-Income | 2009 | Final | 453 | TempControls_Heat&Cool - Retail / Common Area Savings application - Low-Income sector | Quasi-Prescriptive | Quasi-Prescriptive | Quasi-Prescriptive | Quasi-Prescriptive | Quasi-Prescriptive | Quasi-Prescriptive | 100 | 12.0625 |  | n/a | n/a | n/a | n/a | n/a | n/a | n/a
1577 | 43 | Multi-Family Energy Efficiency Rebates | Consumer, Consumer Low-Income | 2009 | Final | 454 | ECM_AirFurnace - Retail / Common Area Savings application - Low-Income sector | Quasi-Prescriptive | Quasi-Prescriptive | Quasi-Prescriptive | Quasi-Prescriptive | Quasi-Prescriptive | Quasi-Prescriptive | 100 | 12.0625 |  | n/a | n/a | n/a | n/a | n/a | n/a | n/a
1578 | 43 | Multi-Family Energy Efficiency Rebates | Consumer, Consumer Low-Income | 2009 | Final | 455 | GroundSource_LowRise - Retail / Common Area Savings application - Low-Income sector | Quasi-Prescriptive | Quasi-Prescriptive | Quasi-Prescriptive | Quasi-Prescriptive | Quasi-Prescriptive | Quasi-Prescriptive | 100 | 12.0625 |  | n/a | n/a | n/a | n/a | n/a | n/a | n/a
1579 | 43 | Multi-Family Energy Efficiency Rebates | Consumer, Consumer Low-Income | 2009 | Final | 456 | GroundSource_HighRise - Retail / Common Area Savings application - Low-Income sector | Quasi-Prescriptive | Quasi-Prescriptive | Quasi-Prescriptive | Quasi-Prescriptive | Quasi-Prescriptive | Quasi-Prescriptive | 100 | 12.0625 |  | n/a | n/a | n/a | n/a | n/a | n/a | n/a
1580 | 43 | Multi-Family Energy Efficiency Rebates | Consumer, Consumer Low-Income | 2009 | Final | 457 | GroundSource_Average - Retail / Common Area Savings application - Low-Income sector | Quasi-Prescriptive | Quasi-Prescriptive | Quasi-Prescriptive | Quasi-Prescriptive | Quasi-Prescriptive | Quasi-Prescriptive | 100 | 12.0625 |  | n/a | n/a | n/a | n/a | n/a | n/a | n/a
1581 | 43 | Multi-Family Energy Efficiency Rebates | Consumer, Consumer Low-Income | 2009 | Final | 458 | Non-ElectricChillers - Retail / Common Area Savings application - Low-Income sector | Quasi-Prescriptive | Quasi-Prescriptive | Quasi-Prescriptive | Quasi-Prescriptive | Quasi-Prescriptive | Quasi-Prescriptive | 100 | 12.0625 |  | n/a | n/a | n/a | n/a | n/a | n/a | n/a
1582 | 43 | Multi-Family Energy Efficiency Rebates | Consumer, Consumer Low-Income | 2009 | Final | 459 | EnerStarWasher - Retail / Common Area Savings application - Low-Income sector | Quasi-Prescriptive | Quasi-Prescriptive | Quasi-Prescriptive | Quasi-Prescriptive | Quasi-Prescriptive | Quasi-Prescriptive | 100 | 12.0625 |  | n/a | n/a | n/a | n/a | n/a | n/a | n/a
1583 | 43 | Multi-Family Energy Efficiency Rebates | Consumer, Consumer Low-Income | 2009 | Final | 460 | NaturalGasDryer_InSuite - Retail / Common Area Savings application - Low-Income sector | Quasi-Prescriptive | Quasi-Prescriptive | Quasi-Prescriptive | Quasi-Prescriptive | Quasi-Prescriptive | Quasi-Prescriptive | 100 | 12.0625 |  | n/a | n/a | n/a | n/a | n/a | n/a | n/a
1584 | 43 | Multi-Family Energy Efficiency Rebates | Consumer, Consumer Low-Income | 2009 | Final | 461 | NaturalGasDryer_Common - Retail / Common Area Savings application - Low-Income sector | Quasi-Prescriptive | Quasi-Prescriptive | Quasi-Prescriptive | Quasi-Prescriptive | Quasi-Prescriptive | Quasi-Prescriptive | 100 | 12.0625 |  | n/a | n/a | n/a | n/a | n/a | n/a | n/a
1585 | 43 | Multi-Family Energy Efficiency Rebates | Consumer, Consumer Low-Income | 2009 | Final | 462 | EnergyStar_DishWasher - Retail / Common Area Savings application - Low-Income sector | Quasi-Prescriptive | Quasi-Prescriptive | Quasi-Prescriptive | Quasi-Prescriptive | Quasi-Prescriptive | Quasi-Prescriptive | 100 | 12.0625 |  | n/a | n/a | n/a | n/a | n/a | n/a | n/a
1586 | 43 | Multi-Family Energy Efficiency Rebates | Consumer, Consumer Low-Income | 2009 | Final | 463 | EnergyStar_Fridge - Retail / Common Area Savings application - Low-Income sector | Quasi-Prescriptive | Quasi-Prescriptive | Quasi-Prescriptive | Quasi-Prescriptive | Quasi-Prescriptive | Quasi-Prescriptive | 100 | 12.0625 |  | n/a | n/a | n/a | n/a | n/a | n/a | n/a
1587 | 43 | Multi-Family Energy Efficiency Rebates | Consumer, Consumer Low-Income | 2009 | Final | 464 | EnergyStar_CeilingFan - Retail / Common Area Savings application - Low-Income sector | Quasi-Prescriptive | Quasi-Prescriptive | Quasi-Prescriptive | Quasi-Prescriptive | Quasi-Prescriptive | Quasi-Prescriptive | 100 | 12.0625 |  | n/a | n/a | n/a | n/a | n/a | n/a | n/a
1588 | 43 | Multi-Family Energy Efficiency Rebates | Consumer, Consumer Low-Income | 2009 | Final | 465 | Non-ElectricWaterHeater - Retail / Common Area Savings application - Low-Income sector | Quasi-Prescriptive | Quasi-Prescriptive | Quasi-Prescriptive | Quasi-Prescriptive | Quasi-Prescriptive | Quasi-Prescriptive | 100 | 12.0625 |  | n/a | n/a | n/a | n/a | n/a | n/a | n/a
1589 | 43 | Multi-Family Energy Efficiency Rebates | Consumer, Consumer Low-Income | 2009 | Final | 466 | SolarHotWaterCollector - Retail / Common Area Savings application - Low-Income sector | Quasi-Prescriptive | Quasi-Prescriptive | Quasi-Prescriptive | Quasi-Prescriptive | Quasi-Prescriptive | Quasi-Prescriptive | 100 | 12.0625 |  | n/a | n/a | n/a | n/a | n/a | n/a | n/a
1590 | 43 | Multi-Family Energy Efficiency Rebates | Consumer, Consumer Low-Income | 2009 | Final | 467 | Non-ElectricTankHotWater - Retail / Common Area Savings application - Low-Income sector | Quasi-Prescriptive | Quasi-Prescriptive | Quasi-Prescriptive | Quasi-Prescriptive | Quasi-Prescriptive | Quasi-Prescriptive | 100 | 12.0625 |  | n/a | n/a | n/a | n/a | n/a | n/a | n/a
1591 | 43 | Multi-Family Energy Efficiency Rebates | Consumer, Consumer Low-Income | 2009 | Final | 468 | DrainWaterHeatRecovery - Retail / Common Area Savings application - Low-Income sector | Quasi-Prescriptive | Quasi-Prescriptive | Quasi-Prescriptive | Quasi-Prescriptive | Quasi-Prescriptive | Quasi-Prescriptive | 100 | 12.0625 |  | n/a | n/a | n/a | n/a | n/a | n/a | n/a
1592 | 43 | Multi-Family Energy Efficiency Rebates | Consumer, Consumer Low-Income | 2009 | Final | 469 | DomesticHotWaterRecirc - Retail / Common Area Savings application - Low-Income sector | Quasi-Prescriptive | Quasi-Prescriptive | Quasi-Prescriptive | Quasi-Prescriptive | Quasi-Prescriptive | Quasi-Prescriptive | 100 | 12.0625 |  | n/a | n/a | n/a | n/a | n/a | n/a | n/a
1593 | 43 | Multi-Family Energy Efficiency Rebates | Consumer, Consumer Low-Income | 2009 | Final | 470 | Custom Project - Custom Project application - Low-Income sector | Custom | Custom | Custom | Custom | Custom | Custom | 100 | Custom |  | n/a | n/a | n/a | n/a | n/a | n/a | n/a
1594 | 44 | Demand Response 1 | Business, Industrial | 2009 | Final | 1 | Voluntary Load Shedding Project | Custom | Custom | Custom | Custom | Custom | Custom | 100 | 1 |  | 0.044906 | 355.3217 | 15611.8509 | 15611.8509 | 355.3217 | 15611.8509 | 15611.8509
1595 | 45 | Demand Response 2 | Business, Industrial | 2009 | Final | 1 | Contractual Load Shifting Project | Custom | Custom | Custom | Custom | Custom | Custom | 100 | 1 |  | 0.0060825 | 241.2741 | 148616.7105 | 148616.7105 | 241.2741 | 148616.7105 | 148616.7105
1596 | 46 | Demand Response 3 | Business, Industrial | 2009 | Final | 1 | Contractual Load Shedding Project | Custom | Custom | Custom | Custom | Custom | Custom | 100 | 1 |  | 0.24736 | 344.6772 | 2838.5183 | 2838.5183 | 344.6772 | 2838.5183 | 2838.5183
1597 | 47 | Electricity Resources Demand Response | Business, Industrial | 2009 | Final | 1 | Rodan Contract | 19210 | 0 | 0 | 19210 | 0 | 0 | 100 | 1 |  | 0.0020275 | 38.9485 | 0 | 0 | 38.9485 | 0 | 0
1598 | 47 | Electricity Resources Demand Response | Business, Industrial | 2009 | Final | 2 | Loblaw Contract | 10000 | 0 | 0 | 10000 | 0 | 0 | 100 | 1 |  | 0.0020275 | 20.2751 | 0 | 0 | 20.2751 | 0 | 0
1599 | 48 | LDC Custom - Thunder Bay Hydro - Phantom Load | Consumer | 2009 | Final | 1 | Power Bar with Integrated Timer | 0.095745 | 347.1954 | 347.1954 | 0.09 | 326.3636 | 326.3636 | 94 | 1 |  | 0 | 0 | 0 | 0 | 0 | 0 | 0
1600 | 49 | LDC Custom - Toronto Hydro - Summer Challenge | Consumer | 2009 | Final | 1 | Households | 0.19533 | 155.1365 | 748.1592 | 0.14845 | 117.9037 | 568.601 | 76 | 4.8226 |  | 0 | 0 | 0 | 0 | 0 | 0 | 0
1601 | 50 | LDC Custom - PowerStream - Data Centers | Business | 2009 | Final | 1 | Data Centers | Custom | Custom | Custom | Custom | Custom | Custom | 100 | 20 |  | 0 | 0 | 0 | 0 | 0 | 0 | 0
1602 | 51 | Toronto Comprehensive Adjustment | Consumer, Business | 2008 | Final | 1 | Toronto Hydro-Electric System Limited – Business Incentive Program (BIP) - Commercial | Custom | Custom | Custom | Custom | Custom | Custom | 59 | 5.1722 |  | 0 | 0 | 0 | 0 | 0 | 0 | 0
1603 | 51 | Toronto Comprehensive Adjustment | Consumer, Business | 2008 | Final | 2 | Toronto Hydro-Electric System Limited – Business Incentive Program (BIP) - Multi-Family | Custom | Custom | Custom | Custom | Custom | Custom | 59 | 6.6095 |  | 0 | 0 | 0 | 0 | 0 | 0 | 0
1604 | 52 | LDC Custom - Hydro One Networks Inc. - Double Return Adjustment | Business, Industrial | 2008 | Final | 1 | Custom Project | Custom | Custom | Custom | Custom | Custom | Custom | 100 | 1 | 0 | 0 | 0 | 0 | 0 | 0 | 0 | 0

## VECC IR #4b - As Filed
OPA Conservation & Demand Management Programs
Initiative Results at End-User Level | [5 empty] | 1 | 2 | 3 | 4 | 5 | 6 | 7 | 8 | 9 | 10 | 11 | 12 | 13 | 14 | 15 | 16 | 17 | 18 | 19 | 20 | 21 | 22 | 23 | 24 | 25 | 26 | 27 | 28 | 29 | 30
For: | Orangeville Hydro Limited
Net Summer Peak Demand Savings (MW)
# | Initiative Name | Program Name | Program Year | Results Status |  | 2006 | 2007 | 2008 | 2009 | 2010 | 2011 | 2012 | 2013 | 2014 | 2015 | 2016 | 2017 | 2018 | 2019 | 2020 | 2021 | 2022 | 2023 | 2024 | 2025 | 2026 | 2027 | 2028 | 2029 | 2030 | 2031 | 2032 | 2033 | 2034 | 2035 | 2036 | 2037 | 2038 | 2039 | 2040 | 2041 | 2042 | 2043 | 2044 | 2045 | 2046 | 2047 | 2048 | 2049 | 2050
1 | Secondary Refrigerator Retirement Pilot | Consumer | 2006 | Final |  | 0.0026758 | 0.0026758 | 0.0026758 | 0.0026758 | 0.0026758 | 0.0026758 | 0 | 0 | 0 | 0 | 0 | 0 | 0 | 0 | 0 | 0 | 0 | 0 | 0 | 0 | 0 | 0 | 0 | 0 | 0 | 0 | 0 | 0 | 0 | 0 | 0 | 0 | 0 | 0 | 0 | 0 | 0 | 0 | 0 | 0 | 0 | 0 | 0 | 0 | 0
2 | Cool & Hot Savings Rebate | Consumer | 2006 | Final | FALSE | 0.027008 | 0.027008 | 0.027008 | 0.027008 | 0.027008 | 0.027008 | 0.027008 | 0.027008 | 0.01918 | 0.01918 | 0.01918 | 0.01918 | 0.01918 | 0.01918 | 0.0082786 | 0.0043697 | 0.0043697 | 0.0043697 | 0 | 0 | 0 | 0 | 0 | 0 | 0 | 0 | 0 | 0 | 0 | 0 | 0 | 0 | 0 | 0 | 0 | 0 | 0 | 0 | 0 | 0 | 0 | 0 | 0 | 0 | 0
3 | Every Kilowatt Counts | Consumer | 2006 | Final | FALSE | 0.0089182 | 0.0089182 | 0.0089182 | 0.0089182 | 0.0089182 | 0.0089182 | 0.0089182 | 0.0089182 | 0.0089182 | 0.0089182 | 0.0089182 | 0.0089182 | 0.0089182 | 0.0089182 | 0.0089182 | 0.0073687 | 0.0073687 | 0.0073687 | 0.00033004 | 0.00033004 | 0 | 0 | 0 | 0 | 0 | 0 | 0 | 0 | 0 | 0 | 0 | 0 | 0 | 0 | 0 | 0 | 0 | 0 | 0 | 0 | 0 | 0 | 0 | 0 | 0
4 | Demand Response 1 | Business, Industrial | 2006 | Final | FALSE | 0.55676 | 0 | 0 | 0 | 0 | 0 | 0 | 0 | 0 | 0 | 0 | 0 | 0 | 0 | 0 | 0 | 0 | 0 | 0 | 0 | 0 | 0 | 0 | 0 | 0 | 0 | 0 | 0 | 0 | 0 | 0 | 0 | 0 | 0 | 0 | 0 | 0 | 0 | 0 | 0 | 0 | 0 | 0 | 0 | 0
5 | Electricity Resources Demand Response | Consumer | 2006 | Final | FALSE | 0.027251 | 0.027251 | 0.027251 | 0.027251 | 0.027251 | 0.0062887 | 0 | 0 | 0 | 0 | 0 | 0 | 0 | 0 | 0 | 0 | 0 | 0 | 0 | 0 | 0 | 0 | 0 | 0 | 0 | 0 | 0 | 0 | 0 | 0 | 0 | 0 | 0 | 0 | 0 | 0 | 0 | 0 | 0 | 0 | 0 | 0 | 0 | 0 | 0
6 | Great Refrigerator Roundup | Consumer | 2007 | Final | FALSE | 0 | 0.0062125 | 0.0062125 | 0.0062125 | 0.0062125 | 0.0062125 | 0.0062125 | 0.0062125 | 0.0062125 | 0.0048868 | 0 | 0 | 0 | 0 | 0 | 0 | 0 | 0 | 0 | 0 | 0 | 0 | 0 | 0 | 0 | 0 | 0 | 0 | 0 | 0 | 0 | 0 | 0 | 0 | 0 | 0 | 0 | 0 | 0 | 0 | 0 | 0 | 0 | 0 | 0
7 | Cool & Hot Savings Rebate | Consumer | 2007 | Final | FALSE | 0 | 0.030445 | 0.030445 | 0.030445 | 0.030445 | 0.030445 | 0.028079 | 0.028079 | 0.028079 | 0.028079 | 0.028079 | 0.028079 | 0.028079 | 0.028079 | 0.028079 | 0.028079 | 0.0052122 | 0.0052122 | 0.0052122 | 0 | 0 | 0 | 0 | 0 | 0 | 0 | 0 | 0 | 0 | 0 | 0 | 0 | 0 | 0 | 0 | 0 | 0 | 0 | 0 | 0 | 0 | 0 | 0 | 0 | 0
8 | Every Kilowatt Counts | Consumer | 2007 | Final | FALSE | 0 | 0.010591 | 0.0095976 | 0.0095976 | 0.0095976 | 0.0095976 | 0.0095976 | 0.0095976 | 0.0095976 | 0.0023348 | 0.0023348 | 9.4299e-05 | 9.4299e-05 | 9.4299e-05 | 9.4299e-05 | 9.4299e-05 | 9.4299e-05 | 3.4916e-05 | 3.4916e-05 | 0 | 0 | 0 | 0 | 0 | 0 | 0 | 0 | 0 | 0 | 0 | 0 | 0 | 0 | 0 | 0 | 0 | 0 | 0 | 0 | 0 | 0 | 0 | 0 | 0 | 0
9 | peaksaver® | Consumer, Business | 2007 | Final | FALSE | 0 | 0.074844 | 0.074844 | 0.074844 | 0.074844 | 0.074844 | 0.074844 | 0.074844 | 0.074844 | 0.074844 | 0.074844 | 0.074844 | 0.074844 | 0 | 0 | 0 | 0 | 0 | 0 | 0 | 0 | 0 | 0 | 0 | 0 | 0 | 0 | 0 | 0 | 0 | 0 | 0 | 0 | 0 | 0 | 0 | 0 | 0 | 0 | 0 | 0 | 0 | 0 | 0 | 0
10 | Summer Savings | Consumer | 2007 | Final | FALSE | 0 | 0.1105 | 0.032954 | 0.015867 | 0.015867 | 0.015867 | 0.015867 | 0.015867 | 0.015867 | 0.015724 | 0.015724 | 0.015724 | 0.015724 | 0.015724 | 0.015724 | 0 | 0 | 0 | 0 | 0 | 0 | 0 | 0 | 0 | 0 | 0 | 0 | 0 | 0 | 0 | 0 | 0 | 0 | 0 | 0 | 0 | 0 | 0 | 0 | 0 | 0 | 0 | 0 | 0 | 0
11 | Aboriginal | Consumer | 2007 | Final | FALSE | 0 | 0 | 0 | 0 | 0 | 0 | 0 | 0 | 0 | 0 | 0 | 0 | 0 | 0 | 0 | 0 | 0 | 0 | 0 | 0 | 0 | 0 | 0 | 0 | 0 | 0 | 0 | 0 | 0 | 0 | 0 | 0 | 0 | 0 | 0 | 0 | 0 | 0 | 0 | 0 | 0 | 0 | 0 | 0 | 0
12 | Affordable Housing Pilot | Consumer Low-Income | 2007 | Final | FALSE | 0 | 0 | 0 | 0 | 0 | 0 | 0 | 0 | 0 | 0 | 0 | 0 | 0 | 0 | 0 | 0 | 0 | 0 | 0 | 0 | 0 | 0 | 0 | 0 | 0 | 0 | 0 | 0 | 0 | 0 | 0 | 0 | 0 | 0 | 0 | 0 | 0 | 0 | 0 | 0 | 0 | 0 | 0 | 0 | 0
13 | Social Housing Pilot | Consumer Low-Income | 2007 | Final | FALSE | 0 | 0.0029247 | 0.0029247 | 0.0029247 | 0.0029247 | 0.0029247 | 0.0029247 | 0.0029247 | 0.0029247 | 0.0029247 | 0.0029247 | 0 | 0 | 0 | 0 | 0 | 0 | 0 | 0 | 0 | 0 | 0 | 0 | 0 | 0 | 0 | 0 | 0 | 0 | 0 | 0 | 0 | 0 | 0 | 0 | 0 | 0 | 0 | 0 | 0 | 0 | 0 | 0 | 0 | 0
14 | Energy Efficiency Assistance for Houses Pilot | Consumer Low-Income | 2007 | Final | FALSE | 0 | 0 | 0 | 0 | 0 | 0 | 0 | 0 | 0 | 0 | 0 | 0 | 0 | 0 | 0 | 0 | 0 | 0 | 0 | 0 | 0 | 0 | 0 | 0 | 0 | 0 | 0 | 0 | 0 | 0 | 0 | 0 | 0 | 0 | 0 | 0 | 0 | 0 | 0 | 0 | 0 | 0 | 0 | 0 | 0
15 | Electricity Retrofit Incentive | Business, Industrial | 2007 | Final | FALSE | 0 | 0 | 0 | 0 | 0 | 0 | 0 | 0 | 0 | 0 | 0 | 0 | 0 | 0 | 0 | 0 | 0 | 0 | 0 | 0 | 0 | 0 | 0 | 0 | 0 | 0 | 0 | 0 | 0 | 0 | 0 | 0 | 0 | 0 | 0 | 0 | 0 | 0 | 0 | 0 | 0 | 0 | 0 | 0 | 0
16 | Toronto Comprehensive | Consumer Business, Industrial | 2007 | Final | FALSE | 0 | 0 | 0 | 0 | 0 | 0 | 0 | 0 | 0 | 0 | 0 | 0 | 0 | 0 | 0 | 0 | 0 | 0 | 0 | 0 | 0 | 0 | 0 | 0 | 0 | 0 | 0 | 0 | 0 | 0 | 0 | 0 | 0 | 0 | 0 | 0 | 0 | 0 | 0 | 0 | 0 | 0 | 0 | 0 | 0
17 | Demand Response 1 | Business, Industrial | 2007 | Final | FALSE | 0 | 0.64935 | 0 | 0 | 0 | 0 | 0 | 0 | 0 | 0 | 0 | 0 | 0 | 0 | 0 | 0 | 0 | 0 | 0 | 0 | 0 | 0 | 0 | 0 | 0 | 0 | 0 | 0 | 0 | 0 | 0 | 0 | 0 | 0 | 0 | 0 | 0 | 0 | 0 | 0 | 0 | 0 | 0 | 0 | 0
18 | Electricity Resources Demand Response | Business, Industrial | 2007 | Final | FALSE | 0 | 0.027419 | 0.027419 | 0.027419 | 0.027419 | 0.027419 | 0 | 0 | 0 | 0 | 0 | 0 | 0 | 0 | 0 | 0 | 0 | 0 | 0 | 0 | 0 | 0 | 0 | 0 | 0 | 0 | 0 | 0 | 0 | 0 | 0 | 0 | 0 | 0 | 0 | 0 | 0 | 0 | 0 | 0 | 0 | 0 | 0 | 0 | 0
19 | Renewable Energy Standard Offer | Consumer, Business, Industrial | 2007 | Final | FALSE | 0 | 0 | 0 | 0 | 0 | 0 | 0 | 0 | 0 | 0 | 0 | 0 | 0 | 0 | 0 | 0 | 0 | 0 | 0 | 0 | 0 | 0 | 0 | 0 | 0 | 0 | 0 | 0 | 0 | 0 | 0 | 0 | 0 | 0 | 0 | 0 | 0 | 0 | 0 | 0 | 0 | 0 | 0 | 0 | 0
20 | Great Refrigerator Roundup | Consumer | 2008 | Final | FALSE | 0 | 0 | 0.010363 | 0.010363 | 0.010363 | 0.010363 | 0.010148 | 0.010148 | 0.010148 | 0.010148 | 0.0078156 | 0 | 0 | 0 | 0 | 0 | 0 | 0 | 0 | 0 | 0 | 0 | 0 | 0 | 0 | 0 | 0 | 0 | 0 | 0 | 0 | 0 | 0 | 0 | 0 | 0 | 0 | 0 | 0 | 0 | 0 | 0 | 0 | 0 | 0
21 | Cool Savings Rebate | Consumer | 2008 | Final | FALSE | 0 | 0 | 0.031156 | 0.031156 | 0.031156 | 0.031156 | 0.031156 | 0.031156 | 0.031156 | 0.031156 | 0.031156 | 0.031156 | 0.031156 | 0.031156 | 0.031156 | 0.031156 | 0.031156 | 0.025266 | 0.025266 | 0.025266 | 0 | 0 | 0 | 0 | 0 | 0 | 0 | 0 | 0 | 0 | 0 | 0 | 0 | 0 | 0 | 0 | 0 | 0 | 0 | 0 | 0 | 0 | 0 | 0 | 0
22 | Every Kilowatt Counts Power Savings Event | Consumer | 2008 | Final | FALSE | 0 | 0 | 0.013616 | 0.013011 | 0.013011 | 0.013011 | 0.011826 | 0.011826 | 0.0090968 | 0.0081751 | 0.0059914 | 0.0048333 | 0.0042603 | 0.0042603 | 0.0020856 | 0.0020856 | 0.0020856 | 0.0020856 | 0 | 0 | 0 | 0 | 0 | 0 | 0 | 0 | 0 | 0 | 0 | 0 | 0 | 0 | 0 | 0 | 0 | 0 | 0 | 0 | 0 | 0 | 0 | 0 | 0 | 0 | 0
23 | peaksaver® | Consumer, Business | 2008 | Final | FALSE | 0 | 0 | 0.13157 | 0.13157 | 0.13157 | 0.13157 | 0.13157 | 0.13157 | 0.13157 | 0.13157 | 0.13157 | 0.13157 | 0.13157 | 0.13157 | 0.13157 | 0 | 0 | 0 | 0 | 0 | 0 | 0 | 0 | 0 | 0 | 0 | 0 | 0 | 0 | 0 | 0 | 0 | 0 | 0 | 0 | 0 | 0 | 0 | 0 | 0 | 0 | 0 | 0 | 0 | 0
24 | Summer Sweepstakes | Consumer | 2008 | Final | FALSE | 0 | 0 | 0.024254 | 0.013909 | 0.013909 | 0.013909 | 0.013909 | 0.013909 | 0.013909 | 0.013909 | 0.013425 | 0.013425 | 0.013282 | 0.013282 | 0.013282 | 0.013114 | 0.01305 | 0.012406 | 0.012406 | 0.012406 | 0.012406 | 0.012406 | 0 | 0 | 0 | 0 | 0 | 0 | 0 | 0 | 0 | 0 | 0 | 0 | 0 | 0 | 0 | 0 | 0 | 0 | 0 | 0 | 0 | 0 | 0
25 | Electricity Retrofit Incentive | Business, Industrial | 2008 | Final | FALSE | 0 | 0 | 0 | 0 | 0 | 0 | 0 | 0 | 0 | 0 | 0 | 0 | 0 | 0 | 0 | 0 | 0 | 0 | 0 | 0 | 0 | 0 | 0 | 0 | 0 | 0 | 0 | 0 | 0 | 0 | 0 | 0 | 0 | 0 | 0 | 0 | 0 | 0 | 0 | 0 | 0 | 0 | 0 | 0 | 0
26 | Toronto Comprehensive | Consumer Business, Industrial | 2008 | Final | FALSE | 0 | 0 | 0 | 0 | 0 | 0 | 0 | 0 | 0 | 0 | 0 | 0 | 0 | 0 | 0 | 0 | 0 | 0 | 0 | 0 | 0 | 0 | 0 | 0 | 0 | 0 | 0 | 0 | 0 | 0 | 0 | 0 | 0 | 0 | 0 | 0 | 0 | 0 | 0 | 0 | 0 | 0 | 0 | 0 | 0
27 | High Performance New Construction | Business, Industrial | 2008 | Final | FALSE | 0 | 0 | 0.00068215 | 0.00068215 | 0.00068215 | 0.00068215 | 0.00068215 | 0.00068215 | 0.00068215 | 0.00068215 | 0.00068215 | 0.00068215 | 0.00068215 | 0.00068215 | 0.00068215 | 0.00068215 | 0 | 0 | 0 | 0 | 0 | 0 | 0 | 0 | 0 | 0 | 0 | 0 | 0 | 0 | 0 | 0 | 0 | 0 | 0 | 0 | 0 | 0 | 0 | 0 | 0 | 0 | 0 | 0 | 0
28 | Power Savings Blitz | Business | 2008 | Final | FALSE | 0 | 0 | 0 | 0 | 0 | 0 | 0 | 0 | 0 | 0 | 0 | 0 | 0 | 0 | 0 | 0 | 0 | 0 | 0 | 0 | 0 | 0 | 0 | 0 | 0 | 0 | 0 | 0 | 0 | 0 | 0 | 0 | 0 | 0 | 0 | 0 | 0 | 0 | 0 | 0 | 0 | 0 | 0 | 0 | 0
29 | Demand Response 1 | Business, Industrial | 2008 | Final | FALSE | 0 | 0 | 0.88188 | 0 | 0 | 0 | 0 | 0 | 0 | 0 | 0 | 0 | 0 | 0 | 0 | 0 | 0 | 0 | 0 | 0 | 0 | 0 | 0 | 0 | 0 | 0 | 0 | 0 | 0 | 0 | 0 | 0 | 0 | 0 | 0 | 0 | 0 | 0 | 0 | 0 | 0 | 0 | 0 | 0 | 0
30 | Demand Response 3 | Business, Industrial | 2008 | Final | FALSE | 0 | 0 | 0.17054 | 0.17054 | 0.17054 | 0.17054 | 0.17054 | 0 | 0 | 0 | 0 | 0 | 0 | 0 | 0 | 0 | 0 | 0 | 0 | 0 | 0 | 0 | 0 | 0 | 0 | 0 | 0 | 0 | 0 | 0 | 0 | 0 | 0 | 0 | 0 | 0 | 0 | 0 | 0 | 0 | 0 | 0 | 0 | 0 | 0
31 | Electricity Resources Demand Response | Business, Industrial | 2008 | Final | FALSE | 0 | 0 | 0.0060189 | 0.0060189 | 0.0060189 | 0.0060189 | 0 | 0 | 0 | 0 | 0 | 0 | 0 | 0 | 0 | 0 | 0 | 0 | 0 | 0 | 0 | 0 | 0 | 0 | 0 | 0 | 0 | 0 | 0 | 0 | 0 | 0 | 0 | 0 | 0 | 0 | 0 | 0 | 0 | 0 | 0 | 0 | 0 | 0 | 0
32 | Renewable Energy Standard Offer | Consumer, Business, Industrial | 2008 | Final | FALSE | 0 | 0 | 0 | 0 | 0 | 0 | 0 | 0 | 0 | 0 | 0 | 0 | 0 | 0 | 0 | 0 | 0 | 0 | 0 | 0 | 0 | 0 | 0 | 0 | 0 | 0 | 0 | 0 | 0 | 0 | 0 | 0 | 0 | 0 | 0 | 0 | 0 | 0 | 0 | 0 | 0 | 0 | 0 | 0 | 0
33 | Other Customer Based Generation | Business, Industrial | 2008 | Final | FALSE | 0 | 0 | 0 | 0 | 0 | 0 | 0 | 0 | 0 | 0 | 0 | 0 | 0 | 0 | 0 | 0 | 0 | 0 | 0 | 0 | 0 | 0 | 0 | 0 | 0 | 0 | 0 | 0 | 0 | 0 | 0 | 0 | 0 | 0 | 0 | 0 | 0 | 0 | 0 | 0 | 0 | 0 | 0 | 0 | 0
34 | LDC Custom - Hydro One Networks Inc. - Double Return | Business, Industrial | 2008 | Final | FALSE | 0 | 0 | 0 | 0 | 0 | 0 | 0 | 0 | 0 | 0 | 0 | 0 | 0 | 0 | 0 | 0 | 0 | 0 | 0 | 0 | 0 | 0 | 0 | 0 | 0 | 0 | 0 | 0 | 0 | 0 | 0 | 0 | 0 | 0 | 0 | 0 | 0 | 0 | 0 | 0 | 0 | 0 | 0 | 0 | 0
35 | Great Refrigerator Roundup | Consumer | 2009 | Preliminary | FALSE | 0 | 0 | 0 | 0.013219 | 0.013219 | 0.013219 | 0.013219 | 0.012175 | 0.012175 | 0.012175 | 0.012175 | 0.010724 | 0 | 0 | 0 | 0 | 0 | 0 | 0 | 0 | 0 | 0 | 0 | 0 | 0 | 0 | 0 | 0 | 0 | 0 | 0 | 0 | 0 | 0 | 0 | 0 | 0 | 0 | 0 | 0 | 0 | 0 | 0 | 0 | 0
36 | Cool Savings Rebate | Consumer | 2009 | Preliminary | FALSE | 0 | 0 | 0 | 0.050135 | 0.050135 | 0.050135 | 0.050135 | 0.050135 | 0.050135 | 0.050135 | 0.050135 | 0.050135 | 0.050135 | 0.050135 | 0.050135 | 0.050135 | 0.050135 | 0.050135 | 0.00908 | 0.00908 | 0.00908 | 0 | 0 | 0 | 0 | 0 | 0 | 0 | 0 | 0 | 0 | 0 | 0 | 0 | 0 | 0 | 0 | 0 | 0 | 0 | 0 | 0 | 0 | 0 | 0
37 | Every Kilowatt Counts Power Savings Event | Consumer | 2009 | Preliminary | FALSE | 0 | 0 | 0 | 0.0054281 | 0.0054281 | 0.0054281 | 0.0054281 | 0.0054281 | 0.0054281 | 0.0047489 | 0.0047489 | 0.0037837 | 0.0033241 | 0.0017798 | 0.0017798 | 0.0001862 | 0.0001862 | 0.0001862 | 0.0001862 | 0 | 0 | 0 | 0 | 0 | 0 | 0 | 0 | 0 | 0 | 0 | 0 | 0 | 0 | 0 | 0 | 0 | 0 | 0 | 0 | 0 | 0 | 0 | 0 | 0 | 0
38 | peaksaver® | Consumer, Business | 2009 | Preliminary | FALSE | 0 | 0 | 0 | 0.16582 | 0.16582 | 0.16582 | 0.16582 | 0.16582 | 0.16582 | 0.16582 | 0.16582 | 0.16582 | 0.16582 | 0.16582 | 0.16582 | 0.16582 | 0 | 0 | 0 | 0 | 0 | 0 | 0 | 0 | 0 | 0 | 0 | 0 | 0 | 0 | 0 | 0 | 0 | 0 | 0 | 0 | 0 | 0 | 0 | 0 | 0 | 0 | 0 | 0 | 0
39 | Electricity Retrofit Incentive | Business, Industrial | 2009 | Preliminary | FALSE | 0 | 0 | 0 | 0.0060521 | 0.0060521 | 0.0060521 | 0.0060521 | 0.0060521 | 0.0060521 | 0.0060521 | 0.0060521 | 0.0060521 | 0.0060521 | 0.0060521 | 0.0060521 | 0.0060521 | 0.0060521 | 0.0060521 | 0.0060521 | 0.0060521 | 0.0060521 | 0.0060521 | 0.0060521 | 0 | 0 | 0 | 0 | 0 | 0 | 0 | 0 | 0 | 0 | 0 | 0 | 0 | 0 | 0 | 0 | 0 | 0 | 0 | 0 | 0 | 0
40 | Toronto Comprehensive | Consumer Business, Industrial | 2009 | Preliminary | FALSE | 0 | 0 | 0 | 0 | 0 | 0 | 0 | 0 | 0 | 0 | 0 | 0 | 0 | 0 | 0 | 0 | 0 | 0 | 0 | 0 | 0 | 0 | 0 | 0 | 0 | 0 | 0 | 0 | 0 | 0 | 0 | 0 | 0 | 0 | 0 | 0 | 0 | 0 | 0 | 0 | 0 | 0 | 0 | 0 | 0
41 | High Performance New Construction | Business, Industrial | 2009 | Preliminary | FALSE | 0 | 0 | 0 | 0.0077875 | 0.0077875 | 0.0077875 | 0.0077875 | 0.0077875 | 0.0077875 | 0.0077875 | 0.0077875 | 0.0077875 | 0.0077875 | 0.0077875 | 0.0077875 | 0.0077875 | 0.0077875 | 0.0077875 | 0.0077875 | 0.0077875 | 0.0077875 | 0.0077875 | 0.0077875 | 0 | 0 | 0 | 0 | 0 | 0 | 0 | 0 | 0 | 0 | 0 | 0 | 0 | 0 | 0 | 0 | 0 | 0 | 0 | 0 | 0 | 0
42 | Power Savings Blitz | Business | 2009 | Preliminary | FALSE | 0 | 0 | 0 | 0.045842 | 0.045842 | 0.042865 | 0.042865 | 0.042865 | 0.042865 | 0.042865 | 0.042833 | 0.042833 | 0.042833 | 0.042833 | 0.042833 | 0.042833 | 0.042833 | 0.000744 | 0.0001488 | 0 | 0 | 0 | 0 | 0 | 0 | 0 | 0 | 0 | 0 | 0 | 0 | 0 | 0 | 0 | 0 | 0 | 0 | 0 | 0 | 0 | 0 | 0 | 0 | 0 | 0
43 | Multi-Family Energy Efficiency Rebates | Business, Consumer Low-Income | 2009 | Preliminary | FALSE | 0 | 0 | 0 | 0 | 0 | 0 | 0 | 0 | 0 | 0 | 0 | 0 | 0 | 0 | 0 | 0 | 0 | 0 | 0 | 0 | 0 | 0 | 0 | 0 | 0 | 0 | 0 | 0 | 0 | 0 | 0 | 0 | 0 | 0 | 0 | 0 | 0 | 0 | 0 | 0 | 0 | 0 | 0 | 0 | 0
44 | Demand Response 1 | Business, Industrial | 2009 | Preliminary | FALSE | 0 | 0 | 0 | 0.35161 | 0 | 0 | 0 | 0 | 0 | 0 | 0 | 0 | 0 | 0 | 0 | 0 | 0 | 0 | 0 | 0 | 0 | 0 | 0 | 0 | 0 | 0 | 0 | 0 | 0 | 0 | 0 | 0 | 0 | 0 | 0 | 0 | 0 | 0 | 0 | 0 | 0 | 0 | 0 | 0 | 0
45 | Demand Response 2 | Business, Industrial | 2009 | Preliminary | FALSE | 0 | 0 | 0 | 0.30697 | 0.30697 | 0.30697 | 0.30697 | 0.30697 | 0 | 0 | 0 | 0 | 0 | 0 | 0 | 0 | 0 | 0 | 0 | 0 | 0 | 0 | 0 | 0 | 0 | 0 | 0 | 0 | 0 | 0 | 0 | 0 | 0 | 0 | 0 | 0 | 0 | 0 | 0 | 0 | 0 | 0 | 0 | 0 | 0
46 | Demand Response 3 | Business, Industrial | 2009 | Preliminary | FALSE | 0 | 0 | 0 | 0.17054 | 0.17054 | 0.17054 | 0.17054 | 0.17054 | 0 | 0 | 0 | 0 | 0 | 0 | 0 | 0 | 0 | 0 | 0 | 0 | 0 | 0 | 0 | 0 | 0 | 0 | 0 | 0 | 0 | 0 | 0 | 0 | 0 | 0 | 0 | 0 | 0 | 0 | 0 | 0 | 0 | 0 | 0 | 0 | 0
47 | Electricity Resources Demand Response | Business, Industrial | 2009 | Preliminary | FALSE | 0 | 0 | 0 | 0.0056377 | 0.0056377 | 0.0056377 | 0 | 0 | 0 | 0 | 0 | 0 | 0 | 0 | 0 | 0 | 0 | 0 | 0 | 0 | 0 | 0 | 0 | 0 | 0 | 0 | 0 | 0 | 0 | 0 | 0 | 0 | 0 | 0 | 0 | 0 | 0 | 0 | 0 | 0 | 0 | 0 | 0 | 0 | 0
48 | LDC Custom - Thunder Bay Hydro - Phantom Load | Consumer | 2009 | Preliminary | FALSE | 0 | 0 | 0 | 0 | 0 | 0 | 0 | 0 | 0 | 0 | 0 | 0 | 0 | 0 | 0 | 0 | 0 | 0 | 0 | 0 | 0 | 0 | 0 | 0 | 0 | 0 | 0 | 0 | 0 | 0 | 0 | 0 | 0 | 0 | 0 | 0 | 0 | 0 | 0 | 0 | 0 | 0 | 0 | 0 | 0
49 | LDC Custom - Toronto Hydro - Summer Challenge | Consumer | 2009 | Preliminary | FALSE | 0 | 0 | 0 | 0 | 0 | 0 | 0 | 0 | 0 | 0 | 0 | 0 | 0 | 0 | 0 | 0 | 0 | 0 | 0 | 0 | 0 | 0 | 0 | 0 | 0 | 0 | 0 | 0 | 0 | 0 | 0 | 0 | 0 | 0 | 0 | 0 | 0 | 0 | 0 | 0 | 0 | 0 | 0 | 0 | 0
2006 Subtotal | [5 empty] | 0.62261 | 0.065853 | 0.065853 | 0.065853 | 0.065853 | 0.044891 | 0.035926 | 0.035926 | 0.028098 | 0.028098 | 0.028098 | 0.028098 | 0.028098 | 0.028098 | 0.017197 | 0.011738 | 0.011738 | 0.011738 | 0.00033004 | 0.00033004 | 0 | 0 | 0 | 0 | 0 | 0 | 0 | 0 | 0 | 0 | 0 | 0 | 0 | 0 | 0 | 0 | 0 | 0 | 0 | 0 | 0 | 0 | 0 | 0 | 0
2007 Subtotal | [5 empty] | 0 | 0.91229 | 0.1844 | 0.16731 | 0.16731 | 0.16731 | 0.13752 | 0.13752 | 0.13752 | 0.12879 | 0.12391 | 0.11874 | 0.11874 | 0.043897 | 0.043897 | 0.028173 | 0.0053065 | 0.0052471 | 0.0052471 | 0 | 0 | 0 | 0 | 0 | 0 | 0 | 0 | 0 | 0 | 0 | 0 | 0 | 0 | 0 | 0 | 0 | 0 | 0 | 0 | 0 | 0 | 0 | 0 | 0 | 0
2008 Subtotal | [5 empty] | 0 | 0 | 1.2701 | 0.37724 | 0.37724 | 0.37724 | 0.36982 | 0.19929 | 0.19656 | 0.19564 | 0.19064 | 0.18166 | 0.18095 | 0.18095 | 0.17877 | 0.047038 | 0.046292 | 0.039758 | 0.037672 | 0.037672 | 0.012406 | 0.012406 | 0 | 0 | 0 | 0 | 0 | 0 | 0 | 0 | 0 | 0 | 0 | 0 | 0 | 0 | 0 | 0 | 0 | 0 | 0 | 0 | 0 | 0 | 0
2009 Subtotal | [5 empty] | 0 | 0 | 0 | 1.129 | 0.77743 | 0.77445 | 0.76881 | 0.76777 | 0.29026 | 0.28958 | 0.28955 | 0.28714 | 0.27595 | 0.27441 | 0.27441 | 0.27281 | 0.10699 | 0.064905 | 0.023255 | 0.02292 | 0.02292 | 0.01384 | 0.01384 | 0 | 0 | 0 | 0 | 0 | 0 | 0 | 0 | 0 | 0 | 0 | 0 | 0 | 0 | 0 | 0 | 0 | 0 | 0 | 0 | 0 | 0
Overall Total | [5 empty] | 0.62261 | 0.97814 | 1.5203 | 1.7394 | 1.3878 | 1.3639 | 1.3121 | 1.1405 | 0.65245 | 0.64211 | 0.63219 | 0.61564 | 0.60374 | 0.52735 | 0.51428 | 0.35976 | 0.17033 | 0.12165 | 0.066504 | 0.060922 | 0.035326 | 0.026246 | 0.01384 | 0 | 0 | 0 | 0 | 0 | 0 | 0 | 0 | 0 | 0 | 0 | 0 | 0 | 0 | 0 | 0 | 0 | 0 | 0 | 0 | 0 | 0
[6 empty] | 65 | 66 | 67 | 68 | 69 | 70 | 71 | 72 | 73 | 74 | 75 | 76 | 77 | 78 | 79 | 80 | 81 | 82 | 83 | 84 | 85 | 86 | 87 | 88 | 89 | 90 | 91 | 92 | 93 | 94 | 95 | 96 | 97 | 98 | 99 | 100 | 101 | 102 | 103 | 104 | 105 | 106 | 107 | 108 | 109
Net Energy Savings (MWh)
# | Initiative Name | Program Name | Program Year | Results Status |  | 2006 | 2007 | 2008 | 2009 | 2010 | 2011 | 2012 | 2013 | 2014 | 2015 | 2016 | 2017 | 2018 | 2019 | 2020 | 2021 | 2022 | 2023 | 2024 | 2025 | 2026 | 2027 | 2028 | 2029 | 2030 | 2031 | 2032 | 2033 | 2034 | 2035 | 2036 | 2037 | 2038 | 2039 | 2040 | 2041 | 2042 | 2043 | 2044 | 2045 | 2046 | 2047 | 2048 | 2049 | 2050
1 | Secondary Refrigerator Retirement Pilot | Consumer | 2006 | Final | FALSE | 11.8051 | 11.8051 | 11.8051 | 11.8051 | 11.8051 | 11.8051 | 0 | 0 | 0 | 0 | 0 | 0 | 0 | 0 | 0 | 0 | 0 | 0 | 0 | 0 | 0 | 0 | 0 | 0 | 0 | 0 | 0 | 0 | 0 | 0 | 0 | 0 | 0 | 0 | 0 | 0 | 0 | 0 | 0 | 0 | 0 | 0 | 0 | 0 | 0
2 | Cool & Hot Savings Rebate | Consumer | 2006 | Final | FALSE | 29.1418 | 29.1418 | 29.1418 | 29.1418 | 29.1418 | 29.1418 | 29.1418 | 29.1418 | 21.4999 | 21.4999 | 21.4999 | 21.4999 | 21.4999 | 21.4999 | 10.8409 | 4.2256 | 4.2256 | 4.2256 | 0 | 0 | 0 | 0 | 0 | 0 | 0 | 0 | 0 | 0 | 0 | 0 | 0 | 0 | 0 | 0 | 0 | 0 | 0 | 0 | 0 | 0 | 0 | 0 | 0 | 0 | 0
3 | Every Kilowatt Counts | Consumer | 2006 | Final | FALSE | 756.1617 | 756.1617 | 756.1617 | 756.1617 | 97.4932 | 97.4932 | 97.4932 | 97.4932 | 97.4932 | 97.4932 | 90.9223 | 90.9223 | 90.9223 | 90.9223 | 90.9223 | 84.2286 | 84.2286 | 84.2286 | 47.7944 | 47.7944 | 27.8879 | 27.8879 | 27.8879 | 27.8879 | 27.8879 | 27.8879 | 27.8879 | 27.8879 | 27.8879 | 27.8879 | 0 | 0 | 0 | 0 | 0 | 0 | 0 | 0 | 0 | 0 | 0 | 0 | 0 | 0 | 0
4 | Demand Response 1 | Business, Industrial | 2006 | Final | FALSE | 0 | 0 | 0 | 0 | 0 | 0 | 0 | 0 | 0 | 0 | 0 | 0 | 0 | 0 | 0 | 0 | 0 | 0 | 0 | 0 | 0 | 0 | 0 | 0 | 0 | 0 | 0 | 0 | 0 | 0 | 0 | 0 | 0 | 0 | 0 | 0 | 0 | 0 | 0 | 0 | 0 | 0 | 0 | 0 | 0
5 | Electricity Resources Demand Response | Consumer | 2006 | Final | FALSE | 0 | 0 | 0 | 0 | 0 | 0 | 0 | 0 | 0 | 0 | 0 | 0 | 0 | 0 | 0 | 0 | 0 | 0 | 0 | 0 | 0 | 0 | 0 | 0 | 0 | 0 | 0 | 0 | 0 | 0 | 0 | 0 | 0 | 0 | 0 | 0 | 0 | 0 | 0 | 0 | 0 | 0 | 0 | 0 | 0
6 | Great Refrigerator Roundup | Consumer | 2007 | Final | FALSE | 0 | 54.5886 | 54.5886 | 54.5886 | 54.5886 | 54.5886 | 54.5886 | 54.5886 | 54.5886 | 45.322 | 0 | 0 | 0 | 0 | 0 | 0 | 0 | 0 | 0 | 0 | 0 | 0 | 0 | 0 | 0 | 0 | 0 | 0 | 0 | 0 | 0 | 0 | 0 | 0 | 0 | 0 | 0 | 0 | 0 | 0 | 0 | 0 | 0 | 0 | 0
7 | Cool & Hot Savings Rebate | Consumer | 2007 | Final | FALSE | 0 | 45.6304 | 45.6304 | 45.6304 | 45.6304 | 45.6304 | 43.467 | 43.467 | 43.467 | 43.467 | 43.467 | 43.467 | 43.467 | 43.467 | 43.467 | 43.467 | 4.7665 | 4.7665 | 4.7665 | 0 | 0 | 0 | 0 | 0 | 0 | 0 | 0 | 0 | 0 | 0 | 0 | 0 | 0 | 0 | 0 | 0 | 0 | 0 | 0 | 0 | 0 | 0 | 0 | 0 | 0
8 | Every Kilowatt Counts | Consumer | 2007 | Final | FALSE | 0 | 273.528 | 270.1828 | 270.1828 | 270.1828 | 270.1828 | 260.9562 | 260.9562 | 260.9562 | 21.1938 | 21.1938 | 3.9935 | 3.9935 | 3.9935 | 3.9935 | 3.9935 | 2.3856 | 1.0824 | 1.0824 | 0 | 0 | 0 | 0 | 0 | 0 | 0 | 0 | 0 | 0 | 0 | 0 | 0 | 0 | 0 | 0 | 0 | 0 | 0 | 0 | 0 | 0 | 0 | 0 | 0 | 0
9 | peaksaver® | Consumer, Business | 2007 | Final | FALSE | 0 | 0 | 0 | 0 | 0 | 0 | 0 | 0 | 0 | 0 | 0 | 0 | 0 | 0 | 0 | 0 | 0 | 0 | 0 | 0 | 0 | 0 | 0 | 0 | 0 | 0 | 0 | 0 | 0 | 0 | 0 | 0 | 0 | 0 | 0 | 0 | 0 | 0 | 0 | 0 | 0 | 0 | 0 | 0 | 0
10 | Summer Savings | Consumer | 2007 | Final | FALSE | 0 | 0.19738 | 0.033269 | 0.012593 | 0.012593 | 0.012593 | 0.012593 | 0.012593 | 0.012593 | 0.0079978 | 0.0079978 | 0.0079978 | 0.0079978 | 0.0079978 | 0.0079978 | 0 | 0 | 0 | 0 | 0 | 0 | 0 | 0 | 0 | 0 | 0 | 0 | 0 | 0 | 0 | 0 | 0 | 0 | 0 | 0 | 0 | 0 | 0 | 0 | 0 | 0 | 0 | 0 | 0 | 0
11 | Aboriginal | Consumer | 2007 | Final | FALSE | 0 | 0 | 0 | 0 | 0 | 0 | 0 | 0 | 0 | 0 | 0 | 0 | 0 | 0 | 0 | 0 | 0 | 0 | 0 | 0 | 0 | 0 | 0 | 0 | 0 | 0 | 0 | 0 | 0 | 0 | 0 | 0 | 0 | 0 | 0 | 0 | 0 | 0 | 0 | 0 | 0 | 0 | 0 | 0 | 0
12 | Affordable Housing Pilot | Consumer Low-Income | 2007 | Final | FALSE | 0 | 0 | 0 | 0 | 0 | 0 | 0 | 0 | 0 | 0 | 0 | 0 | 0 | 0 | 0 | 0 | 0 | 0 | 0 | 0 | 0 | 0 | 0 | 0 | 0 | 0 | 0 | 0 | 0 | 0 | 0 | 0 | 0 | 0 | 0 | 0 | 0 | 0 | 0 | 0 | 0 | 0 | 0 | 0 | 0
13 | Social Housing Pilot | Consumer Low-Income | 2007 | Final | FALSE | 0 | 24.8602 | 24.8602 | 24.8602 | 24.8602 | 24.8602 | 24.8602 | 24.8602 | 24.8602 | 24.8602 | 24.8602 | 0 | 0 | 0 | 0 | 0 | 0 | 0 | 0 | 0 | 0 | 0 | 0 | 0 | 0 | 0 | 0 | 0 | 0 | 0 | 0 | 0 | 0 | 0 | 0 | 0 | 0 | 0 | 0 | 0 | 0 | 0 | 0 | 0 | 0
14 | Energy Efficiency Assistance for Houses Pilot | Consumer Low-Income | 2007 | Final | FALSE | 0 | 0 | 0 | 0 | 0 | 0 | 0 | 0 | 0 | 0 | 0 | 0 | 0 | 0 | 0 | 0 | 0 | 0 | 0 | 0 | 0 | 0 | 0 | 0 | 0 | 0 | 0 | 0 | 0 | 0 | 0 | 0 | 0 | 0 | 0 | 0 | 0 | 0 | 0 | 0 | 0 | 0 | 0 | 0 | 0
15 | Electricity Retrofit Incentive | Business, Industrial | 2007 | Final | FALSE | 0 | 0 | 0 | 0 | 0 | 0 | 0 | 0 | 0 | 0 | 0 | 0 | 0 | 0 | 0 | 0 | 0 | 0 | 0 | 0 | 0 | 0 | 0 | 0 | 0 | 0 | 0 | 0 | 0 | 0 | 0 | 0 | 0 | 0 | 0 | 0 | 0 | 0 | 0 | 0 | 0 | 0 | 0 | 0 | 0
16 | Toronto Comprehensive | Consumer Business, Industrial | 2007 | Final | FALSE | 0 | 0 | 0 | 0 | 0 | 0 | 0 | 0 | 0 | 0 | 0 | 0 | 0 | 0 | 0 | 0 | 0 | 0 | 0 | 0 | 0 | 0 | 0 | 0 | 0 | 0 | 0 | 0 | 0 | 0 | 0 | 0 | 0 | 0 | 0 | 0 | 0 | 0 | 0 | 0 | 0 | 0 | 0 | 0 | 0
17 | Demand Response 1 | Business, Industrial | 2007 | Final | FALSE | 0 | 0 | 0 | 0 | 0 | 0 | 0 | 0 | 0 | 0 | 0 | 0 | 0 | 0 | 0 | 0 | 0 | 0 | 0 | 0 | 0 | 0 | 0 | 0 | 0 | 0 | 0 | 0 | 0 | 0 | 0 | 0 | 0 | 0 | 0 | 0 | 0 | 0 | 0 | 0 | 0 | 0 | 0 | 0 | 0
18 | Electricity Resources Demand Response | Business, Industrial | 2007 | Final | FALSE | 0 | 0 | 0 | 0 | 0 | 0 | 0 | 0 | 0 | 0 | 0 | 0 | 0 | 0 | 0 | 0 | 0 | 0 | 0 | 0 | 0 | 0 | 0 | 0 | 0 | 0 | 0 | 0 | 0 | 0 | 0 | 0 | 0 | 0 | 0 | 0 | 0 | 0 | 0 | 0 | 0 | 0 | 0 | 0 | 0
19 | Renewable Energy Standard Offer | Consumer, Business, Industrial | 2007 | Final | FALSE | 0 | 0 | 0 | 0 | 0 | 0 | 0 | 0 | 0 | 0 | 0 | 0 | 0 | 0 | 0 | 0 | 0 | 0 | 0 | 0 | 0 | 0 | 0 | 0 | 0 | 0 | 0 | 0 | 0 | 0 | 0 | 0 | 0 | 0 | 0 | 0 | 0 | 0 | 0 | 0 | 0 | 0 | 0 | 0 | 0
20 | Great Refrigerator Roundup | Consumer | 2008 | Final | FALSE | 0 | 0 | 96.9059 | 96.9059 | 96.9059 | 96.9059 | 96.7995 | 96.6931 | 96.6931 | 96.6931 | 76.2987 | 0 | 0 | 0 | 0 | 0 | 0 | 0 | 0 | 0 | 0 | 0 | 0 | 0 | 0 | 0 | 0 | 0 | 0 | 0 | 0 | 0 | 0 | 0 | 0 | 0 | 0 | 0 | 0 | 0 | 0 | 0 | 0 | 0 | 0
21 | Cool Savings Rebate | Consumer | 2008 | Final | FALSE | 0 | 0 | 49.1844 | 49.1844 | 49.1844 | 49.1844 | 49.1844 | 49.1844 | 49.1844 | 49.1844 | 49.1844 | 49.1844 | 49.1844 | 49.1844 | 49.1844 | 49.1844 | 49.1844 | 39.2212 | 39.2212 | 39.2212 | 0 | 0 | 0 | 0 | 0 | 0 | 0 | 0 | 0 | 0 | 0 | 0 | 0 | 0 | 0 | 0 | 0 | 0 | 0 | 0 | 0 | 0 | 0 | 0 | 0
22 | Every Kilowatt Counts Power Savings Event | Consumer | 2008 | Final | FALSE | 0 | 0 | 249.6724 | 248.5863 | 248.5863 | 248.5863 | 210.9918 | 210.9918 | 171.8437 | 142.5967 | 90.0309 | 88.8834 | 72.8853 | 72.8853 | 69.1374 | 69.1374 | 69.1374 | 66.5544 | 0 | 0 | 0 | 0 | 0 | 0 | 0 | 0 | 0 | 0 | 0 | 0 | 0 | 0 | 0 | 0 | 0 | 0 | 0 | 0 | 0 | 0 | 0 | 0 | 0 | 0 | 0
23 | peaksaver® | Consumer, Business | 2008 | Final | FALSE | 0 | 0 | 2.6313 | 2.6313 | 2.6313 | 2.6313 | 2.6313 | 2.6313 | 2.6313 | 2.6313 | 2.6313 | 2.6313 | 2.6313 | 2.6313 | 2.6313 | 0 | 0 | 0 | 0 | 0 | 0 | 0 | 0 | 0 | 0 | 0 | 0 | 0 | 0 | 0 | 0 | 0 | 0 | 0 | 0 | 0 | 0 | 0 | 0 | 0 | 0 | 0 | 0 | 0 | 0
24 | Summer Sweepstakes | Consumer | 2008 | Final | FALSE | 0 | 0 | 0.024254 | 0.0087521 | 0.0087521 | 0.0087521 | 0.0087521 | 0.0087521 | 0.0087521 | 0.0087521 | 0.0047947 | 0.0047947 | 0.003633 | 0.003633 | 0.003633 | 0.0032142 | 0.003065 | 0.002914 | 0.002914 | 0.002914 | 0.002914 | 0.002914 | 0 | 0 | 0 | 0 | 0 | 0 | 0 | 0 | 0 | 0 | 0 | 0 | 0 | 0 | 0 | 0 | 0 | 0 | 0 | 0 | 0 | 0 | 0
25 | Electricity Retrofit Incentive | Business, Industrial | 2008 | Final | FALSE | 0 | 0 | 0 | 0 | 0 | 0 | 0 | 0 | 0 | 0 | 0 | 0 | 0 | 0 | 0 | 0 | 0 | 0 | 0 | 0 | 0 | 0 | 0 | 0 | 0 | 0 | 0 | 0 | 0 | 0 | 0 | 0 | 0 | 0 | 0 | 0 | 0 | 0 | 0 | 0 | 0 | 0 | 0 | 0 | 0
26 | Toronto Comprehensive | Consumer Business, Industrial | 2008 | Final | FALSE | 0 | 0 | 0 | 0 | 0 | 0 | 0 | 0 | 0 | 0 | 0 | 0 | 0 | 0 | 0 | 0 | 0 | 0 | 0 | 0 | 0 | 0 | 0 | 0 | 0 | 0 | 0 | 0 | 0 | 0 | 0 | 0 | 0 | 0 | 0 | 0 | 0 | 0 | 0 | 0 | 0 | 0 | 0 | 0 | 0
27 | High Performance New Construction | Business, Industrial | 2008 | Final | FALSE | 0 | 0 | 0.57581 | 0.57581 | 0.57581 | 0.57581 | 0.57581 | 0.57581 | 0.57581 | 0.57581 | 0.57581 | 0.57581 | 0.57581 | 0.57581 | 0.57581 | 0.57581 | 0 | 0 | 0 | 0 | 0 | 0 | 0 | 0 | 0 | 0 | 0 | 0 | 0 | 0 | 0 | 0 | 0 | 0 | 0 | 0 | 0 | 0 | 0 | 0 | 0 | 0 | 0 | 0 | 0
28 | Power Savings Blitz | Business | 2008 | Final | FALSE | 0 | 0 | 0 | 0 | 0 | 0 | 0 | 0 | 0 | 0 | 0 | 0 | 0 | 0 | 0 | 0 | 0 | 0 | 0 | 0 | 0 | 0 | 0 | 0 | 0 | 0 | 0 | 0 | 0 | 0 | 0 | 0 | 0 | 0 | 0 | 0 | 0 | 0 | 0 | 0 | 0 | 0 | 0 | 0 | 0
29 | Demand Response 1 | Business, Industrial | 2008 | Final | FALSE | 0 | 0 | 0 | 0 | 0 | 0 | 0 | 0 | 0 | 0 | 0 | 0 | 0 | 0 | 0 | 0 | 0 | 0 | 0 | 0 | 0 | 0 | 0 | 0 | 0 | 0 | 0 | 0 | 0 | 0 | 0 | 0 | 0 | 0 | 0 | 0 | 0 | 0 | 0 | 0 | 0 | 0 | 0 | 0 | 0
30 | Demand Response 3 | Business, Industrial | 2008 | Final | FALSE | 0 | 0 | 0 | 0 | 0 | 0 | 0 | 0 | 0 | 0 | 0 | 0 | 0 | 0 | 0 | 0 | 0 | 0 | 0 | 0 | 0 | 0 | 0 | 0 | 0 | 0 | 0 | 0 | 0 | 0 | 0 | 0 | 0 | 0 | 0 | 0 | 0 | 0 | 0 | 0 | 0 | 0 | 0 | 0 | 0
31 | Electricity Resources Demand Response | Business, Industrial | 2008 | Final | FALSE | 0 | 0 | 0 | 0 | 0 | 0 | 0 | 0 | 0 | 0 | 0 | 0 | 0 | 0 | 0 | 0 | 0 | 0 | 0 | 0 | 0 | 0 | 0 | 0 | 0 | 0 | 0 | 0 | 0 | 0 | 0 | 0 | 0 | 0 | 0 | 0 | 0 | 0 | 0 | 0 | 0 | 0 | 0 | 0 | 0
32 | Renewable Energy Standard Offer | Consumer, Business, Industrial | 2008 | Final | FALSE | 0 | 0 | 0 | 0 | 0 | 0 | 0 | 0 | 0 | 0 | 0 | 0 | 0 | 0 | 0 | 0 | 0 | 0 | 0 | 0 | 0 | 0 | 0 | 0 | 0 | 0 | 0 | 0 | 0 | 0 | 0 | 0 | 0 | 0 | 0 | 0 | 0 | 0 | 0 | 0 | 0 | 0 | 0 | 0 | 0
33 | Other Customer Based Generation | Business, Industrial | 2008 | Final | FALSE | 0 | 0 | 0 | 0 | 0 | 0 | 0 | 0 | 0 | 0 | 0 | 0 | 0 | 0 | 0 | 0 | 0 | 0 | 0 | 0 | 0 | 0 | 0 | 0 | 0 | 0 | 0 | 0 | 0 | 0 | 0 | 0 | 0 | 0 | 0 | 0 | 0 | 0 | 0 | 0 | 0 | 0 | 0 | 0 | 0
34 | LDC Custom - Hydro One Networks Inc. - Double Return | Business, Industrial | 2008 | Final | FALSE | 0 | 0 | 0 | 0 | 0 | 0 | 0 | 0 | 0 | 0 | 0 | 0 | 0 | 0 | 0 | 0 | 0 | 0 | 0 | 0 | 0 | 0 | 0 | 0 | 0 | 0 | 0 | 0 | 0 | 0 | 0 | 0 | 0 | 0 | 0 | 0 | 0 | 0 | 0 | 0 | 0 | 0 | 0 | 0 | 0
35 | Great Refrigerator Roundup | Consumer | 2009 | Preliminary | FALSE | 0 | 0 | 0 | 97.7537 | 97.7537 | 97.7537 | 97.7537 | 97.2386 | 96.7235 | 96.7235 | 96.7235 | 85.1804 | 0 | 0 | 0 | 0 | 0 | 0 | 0 | 0 | 0 | 0 | 0 | 0 | 0 | 0 | 0 | 0 | 0 | 0 | 0 | 0 | 0 | 0 | 0 | 0 | 0 | 0 | 0 | 0 | 0 | 0 | 0 | 0 | 0
36 | Cool Savings Rebate | Consumer | 2009 | Preliminary | FALSE | 0 | 0 | 0 | 77.2207 | 77.2207 | 77.2207 | 77.2207 | 77.2207 | 77.2207 | 77.2207 | 77.2207 | 77.2207 | 77.2207 | 77.2207 | 77.2207 | 77.2207 | 77.2207 | 77.2207 | 8.3132 | 8.3132 | 8.3132 | 0 | 0 | 0 | 0 | 0 | 0 | 0 | 0 | 0 | 0 | 0 | 0 | 0 | 0 | 0 | 0 | 0 | 0 | 0 | 0 | 0 | 0 | 0 | 0
37 | Every Kilowatt Counts Power Savings Event | Consumer | 2009 | Preliminary | FALSE | 0 | 0 | 0 | 66.7886 | 66.7886 | 66.7086 | 66.7086 | 66.7086 | 66.7086 | 46.264 | 46.264 | 15.1878 | 14.7337 | 8.332 | 8.332 | 6.7579 | 6.7579 | 6.7579 | 5.9954 | 0 | 0 | 0 | 0 | 0 | 0 | 0 | 0 | 0 | 0 | 0 | 0 | 0 | 0 | 0 | 0 | 0 | 0 | 0 | 0 | 0 | 0 | 0 | 0 | 0 | 0
38 | peaksaver® | Consumer, Business | 2009 | Preliminary | FALSE | 0 | 0 | 0 | 3.3164 | 3.3164 | 3.3164 | 3.3164 | 3.3164 | 3.3164 | 3.3164 | 3.3164 | 3.3164 | 3.3164 | 3.3164 | 3.3164 | 3.3164 | 0 | 0 | 0 | 0 | 0 | 0 | 0 | 0 | 0 | 0 | 0 | 0 | 0 | 0 | 0 | 0 | 0 | 0 | 0 | 0 | 0 | 0 | 0 | 0 | 0 | 0 | 0 | 0 | 0
39 | Electricity Retrofit Incentive | Business, Industrial | 2009 | Preliminary | FALSE | 0 | 0 | 0 | 29.4272 | 29.4272 | 29.4272 | 29.4272 | 29.4272 | 29.4272 | 29.4272 | 29.4272 | 29.4272 | 29.4272 | 29.4272 | 29.4272 | 29.4272 | 29.4272 | 29.4272 | 29.4272 | 29.4272 | 29.4272 | 29.4272 | 29.4272 | 0 | 0 | 0 | 0 | 0 | 0 | 0 | 0 | 0 | 0 | 0 | 0 | 0 | 0 | 0 | 0 | 0 | 0 | 0 | 0 | 0 | 0
40 | Toronto Comprehensive | Consumer Business, Industrial | 2009 | Preliminary | FALSE | 0 | 0 | 0 | 0 | 0 | 0 | 0 | 0 | 0 | 0 | 0 | 0 | 0 | 0 | 0 | 0 | 0 | 0 | 0 | 0 | 0 | 0 | 0 | 0 | 0 | 0 | 0 | 0 | 0 | 0 | 0 | 0 | 0 | 0 | 0 | 0 | 0 | 0 | 0 | 0 | 0 | 0 | 0 | 0 | 0
41 | High Performance New Construction | Business, Industrial | 2009 | Preliminary | FALSE | 0 | 0 | 0 | 17.7547 | 17.7547 | 17.7547 | 17.7547 | 17.7547 | 17.7547 | 17.7547 | 17.7547 | 17.7547 | 17.7547 | 17.7547 | 17.7547 | 17.7547 | 17.7547 | 17.7547 | 17.7547 | 17.7547 | 17.7547 | 17.7547 | 17.7547 | 0 | 0 | 0 | 0 | 0 | 0 | 0 | 0 | 0 | 0 | 0 | 0 | 0 | 0 | 0 | 0 | 0 | 0 | 0 | 0 | 0 | 0
42 | Power Savings Blitz | Business | 2009 | Preliminary | FALSE | 0 | 0 | 0 | 338.0755 | 338.0755 | 316.0614 | 316.0614 | 316.0614 | 316.0614 | 316.0614 | 315.775 | 315.775 | 315.775 | 315.775 | 315.775 | 315.775 | 315.775 | 6.6821 | 1.102 | 0 | 0 | 0 | 0 | 0 | 0 | 0 | 0 | 0 | 0 | 0 | 0 | 0 | 0 | 0 | 0 | 0 | 0 | 0 | 0 | 0 | 0 | 0 | 0 | 0 | 0
43 | Multi-Family Energy Efficiency Rebates | Business, Consumer Low-Income | 2009 | Preliminary | FALSE | 0 | 0 | 0 | 0 | 0 | 0 | 0 | 0 | 0 | 0 | 0 | 0 | 0 | 0 | 0 | 0 | 0 | 0 | 0 | 0 | 0 | 0 | 0 | 0 | 0 | 0 | 0 | 0 | 0 | 0 | 0 | 0 | 0 | 0 | 0 | 0 | 0 | 0 | 0 | 0 | 0 | 0 | 0 | 0 | 0
44 | Demand Response 1 | Business, Industrial | 2009 | Preliminary | FALSE | 0 | 0 | 0 | 0 | 0 | 0 | 0 | 0 | 0 | 0 | 0 | 0 | 0 | 0 | 0 | 0 | 0 | 0 | 0 | 0 | 0 | 0 | 0 | 0 | 0 | 0 | 0 | 0 | 0 | 0 | 0 | 0 | 0 | 0 | 0 | 0 | 0 | 0 | 0 | 0 | 0 | 0 | 0 | 0 | 0
45 | Demand Response 2 | Business, Industrial | 2009 | Preliminary | FALSE | 0 | 0 | 0 | 0 | 0 | 0 | 0 | 0 | 0 | 0 | 0 | 0 | 0 | 0 | 0 | 0 | 0 | 0 | 0 | 0 | 0 | 0 | 0 | 0 | 0 | 0 | 0 | 0 | 0 | 0 | 0 | 0 | 0 | 0 | 0 | 0 | 0 | 0 | 0 | 0 | 0 | 0 | 0 | 0 | 0
46 | Demand Response 3 | Business, Industrial | 2009 | Preliminary | FALSE | 0 | 0 | 0 | 0 | 0 | 0 | 0 | 0 | 0 | 0 | 0 | 0 | 0 | 0 | 0 | 0 | 0 | 0 | 0 | 0 | 0 | 0 | 0 | 0 | 0 | 0 | 0 | 0 | 0 | 0 | 0 | 0 | 0 | 0 | 0 | 0 | 0 | 0 | 0 | 0 | 0 | 0 | 0 | 0 | 0
47 | Electricity Resources Demand Response | Business, Industrial | 2009 | Preliminary | FALSE | 0 | 0 | 0 | 0 | 0 | 0 | 0 | 0 | 0 | 0 | 0 | 0 | 0 | 0 | 0 | 0 | 0 | 0 | 0 | 0 | 0 | 0 | 0 | 0 | 0 | 0 | 0 | 0 | 0 | 0 | 0 | 0 | 0 | 0 | 0 | 0 | 0 | 0 | 0 | 0 | 0 | 0 | 0 | 0 | 0
48 | LDC Custom - Thunder Bay Hydro - Phantom Load | Consumer | 2009 | Preliminary | FALSE | 0 | 0 | 0 | 0 | 0 | 0 | 0 | 0 | 0 | 0 | 0 | 0 | 0 | 0 | 0 | 0 | 0 | 0 | 0 | 0 | 0 | 0 | 0 | 0 | 0 | 0 | 0 | 0 | 0 | 0 | 0 | 0 | 0 | 0 | 0 | 0 | 0 | 0 | 0 | 0 | 0 | 0 | 0 | 0 | 0
49 | LDC Custom - Toronto Hydro - Summer Challenge | Consumer | 2009 | Preliminary | FALSE | 0 | 0 | 0 | 0 | 0 | 0 | 0 | 0 | 0 | 0 | 0 | 0 | 0 | 0 | 0 | 0 | 0 | 0 | 0 | 0 | 0 | 0 | 0 | 0 | 0 | 0 | 0 | 0 | 0 | 0 | 0 | 0 | 0 | 0 | 0 | 0 | 0 | 0 | 0 | 0 | 0 | 0 | 0 | 0 | 0
2006 Subtotal | [5 empty] | 797.1087 | 797.1087 | 797.1087 | 797.1087 | 138.4401 | 138.4401 | 126.635 | 126.635 | 118.9931 | 118.9931 | 112.4222 | 112.4222 | 112.4222 | 112.4222 | 101.7632 | 88.4542 | 88.4542 | 88.4542 | 47.7944 | 47.7944 | 27.8879 | 27.8879 | 27.8879 | 27.8879 | 27.8879 | 27.8879 | 27.8879 | 27.8879 | 27.8879 | 27.8879 | 0 | 0 | 0 | 0 | 0 | 0 | 0 | 0 | 0 | 0 | 0 | 0 | 0 | 0 | 0
2007 Subtotal | [5 empty] | 0 | 398.8046 | 395.2953 | 395.2746 | 395.2746 | 395.2746 | 383.8847 | 383.8847 | 383.8847 | 134.851 | 89.529 | 47.4685 | 47.4685 | 47.4685 | 47.4685 | 47.4605 | 7.1522 | 5.8489 | 5.8489 | 0 | 0 | 0 | 0 | 0 | 0 | 0 | 0 | 0 | 0 | 0 | 0 | 0 | 0 | 0 | 0 | 0 | 0 | 0 | 0 | 0 | 0 | 0 | 0 | 0 | 0
2008 Subtotal | [5 empty] | 0 | 0 | 398.9941 | 397.8925 | 397.8925 | 397.8925 | 360.1917 | 360.0853 | 320.9372 | 291.6902 | 218.726 | 141.2797 | 125.2805 | 125.2805 | 121.5326 | 118.9009 | 118.3249 | 105.7785 | 39.2241 | 39.2241 | 0.002914 | 0.002914 | 0 | 0 | 0 | 0 | 0 | 0 | 0 | 0 | 0 | 0 | 0 | 0 | 0 | 0 | 0 | 0 | 0 | 0 | 0 | 0 | 0 | 0 | 0
2009 Subtotal | [5 empty] | 0 | 0 | 0 | 630.3368 | 630.3368 | 608.2428 | 608.2428 | 607.7277 | 607.2126 | 586.7679 | 586.4815 | 543.8622 | 458.2278 | 451.826 | 451.826 | 450.252 | 446.9355 | 137.8426 | 62.5925 | 55.4951 | 55.4951 | 47.1819 | 47.1819 | 0 | 0 | 0 | 0 | 0 | 0 | 0 | 0 | 0 | 0 | 0 | 0 | 0 | 0 | 0 | 0 | 0 | 0 | 0 | 0 | 0 | 0
Overall Total | [5 empty] | 797.1087 | 1195.9133 | 1591.3981 | 2220.6126 | 1561.9441 | 1539.8501 | 1478.9542 | 1478.3327 | 1431.0275 | 1132.3023 | 1007.1588 | 845.0327 | 743.3991 | 736.9973 | 722.5903 | 705.0675 | 660.8668 | 337.9241 | 155.4599 | 142.5136 | 83.3859 | 75.0727 | 75.0698 | 27.8879 | 27.8879 | 27.8879 | 27.8879 | 27.8879 | 27.8879 | 27.8879 | 0 | 0 | 0 | 0 | 0 | 0 | 0 | 0 | 0 | 0 | 0 | 0 | 0 | 0 | 0
[6 empty] | 96 | 97 | 98 | 99 | 100 | 101 | 102 | 103 | 104 | 105 | 106 | 107 | 108 | 109 | 110 | 111 | 112 | 113 | 114 | 115 | 116 | 117 | 118 | 119 | 120 | 121 | 122 | 123 | 124 | 125 | 126 | 127 | 128 | 129 | 130 | 131 | 132 | 133 | 134 | 135 | 136 | 137 | 138 | 139 | 140
Gross Summer Peak Demand Savings (MW)
# | Initiative Name | Program Name | Program Year | Results Status |  | 2006 | 2007 | 2008 | 2009 | 2010 | 2011 | 2012 | 2013 | 2014 | 2015 | 2016 | 2017 | 2018 | 2019 | 2020 | 2021 | 2022 | 2023 | 2024 | 2025 | 2026 | 2027 | 2028 | 2029 | 2030 | 2031 | 2032 | 2033 | 2034 | 2035 | 2036 | 2037 | 2038 | 2039 | 2040 | 2041 | 2042 | 2043 | 2044 | 2045 | 2046 | 2047 | 2048 | 2049 | 2050
1 | Secondary Refrigerator Retirement Pilot | Consumer | 2006 | Final | FALSE | 0.0029731 | 0.0029731 | 0.0029731 | 0.0029731 | 0.0029731 | 0.0029731 | 0 | 0 | 0 | 0 | 0 | 0 | 0 | 0 | 0 | 0 | 0 | 0 | 0 | 0 | 0 | 0 | 0 | 0 | 0 | 0 | 0 | 0 | 0 | 0 | 0 | 0 | 0 | 0 | 0 | 0 | 0 | 0 | 0 | 0 | 0 | 0 | 0 | 0 | 0
2 | Cool & Hot Savings Rebate | Consumer | 2006 | Final | FALSE | 0.032839 | 0.032839 | 0.032839 | 0.032839 | 0.032839 | 0.032839 | 0.032839 | 0.032839 | 0.024142 | 0.024142 | 0.024142 | 0.024142 | 0.024142 | 0.024142 | 0.012029 | 0.0052371 | 0.0052371 | 0.0052371 | 0 | 0 | 0 | 0 | 0 | 0 | 0 | 0 | 0 | 0 | 0 | 0 | 0 | 0 | 0 | 0 | 0 | 0 | 0 | 0 | 0 | 0 | 0 | 0 | 0 | 0 | 0
3 | Every Kilowatt Counts | Consumer | 2006 | Final | FALSE | 0.0099091 | 0.0099091 | 0.0099091 | 0.0099091 | 0.0099091 | 0.0099091 | 0.0099091 | 0.0099091 | 0.0099091 | 0.0099091 | 0.0099091 | 0.0099091 | 0.0099091 | 0.0099091 | 0.0099091 | 0.0081875 | 0.0081875 | 0.0081875 | 0.00036671 | 0.00036671 | 0 | 0 | 0 | 0 | 0 | 0 | 0 | 0 | 0 | 0 | 0 | 0 | 0 | 0 | 0 | 0 | 0 | 0 | 0 | 0 | 0 | 0 | 0 | 0 | 0
4 | Demand Response 1 | Business, Industrial | 2006 | Final | FALSE | 0.55676 | 0 | 0 | 0 | 0 | 0 | 0 | 0 | 0 | 0 | 0 | 0 | 0 | 0 | 0 | 0 | 0 | 0 | 0 | 0 | 0 | 0 | 0 | 0 | 0 | 0 | 0 | 0 | 0 | 0 | 0 | 0 | 0 | 0 | 0 | 0 | 0 | 0 | 0 | 0 | 0 | 0 | 0 | 0 | 0
5 | Electricity Resources Demand Response | Consumer | 2006 | Final | FALSE | 0.027251 | 0.027251 | 0.027251 | 0.027251 | 0.027251 | 0.0062887 | 0 | 0 | 0 | 0 | 0 | 0 | 0 | 0 | 0 | 0 | 0 | 0 | 0 | 0 | 0 | 0 | 0 | 0 | 0 | 0 | 0 | 0 | 0 | 0 | 0 | 0 | 0 | 0 | 0 | 0 | 0 | 0 | 0 | 0 | 0 | 0 | 0 | 0 | 0
6 | Great Refrigerator Roundup | Consumer | 2007 | Final | FALSE | 0 | 0.015298 | 0.015298 | 0.015298 | 0.015298 | 0.015298 | 0.015298 | 0.015298 | 0.015298 | 0.012379 | 0 | 0 | 0 | 0 | 0 | 0 | 0 | 0 | 0 | 0 | 0 | 0 | 0 | 0 | 0 | 0 | 0 | 0 | 0 | 0 | 0 | 0 | 0 | 0 | 0 | 0 | 0 | 0 | 0 | 0 | 0 | 0 | 0 | 0 | 0
7 | Cool & Hot Savings Rebate | Consumer | 2007 | Final | FALSE | 0 | 0.063908 | 0.063908 | 0.063908 | 0.063908 | 0.063908 | 0.048853 | 0.048853 | 0.048853 | 0.048853 | 0.048853 | 0.048853 | 0.048853 | 0.048853 | 0.048853 | 0.048853 | 0.0091123 | 0.0091123 | 0.0091123 | 0 | 0 | 0 | 0 | 0 | 0 | 0 | 0 | 0 | 0 | 0 | 0 | 0 | 0 | 0 | 0 | 0 | 0 | 0 | 0 | 0 | 0 | 0 | 0 | 0 | 0
8 | Every Kilowatt Counts | Consumer | 2007 | Final | FALSE | 0 | 0.015336 | 0.013529 | 0.013529 | 0.013529 | 0.013529 | 0.013529 | 0.013529 | 0.013529 | 0.0041824 | 0.0041824 | 0.00015331 | 0.00015331 | 0.00015331 | 0.00015331 | 0.00015331 | 0.00015331 | 4.5345e-05 | 4.5345e-05 | 0 | 0 | 0 | 0 | 0 | 0 | 0 | 0 | 0 | 0 | 0 | 0 | 0 | 0 | 0 | 0 | 0 | 0 | 0 | 0 | 0 | 0 | 0 | 0 | 0 | 0
9 | peaksaver® | Consumer, Business | 2007 | Final | FALSE | 0 | 0.08316 | 0.08316 | 0.08316 | 0.08316 | 0.08316 | 0.08316 | 0.08316 | 0.08316 | 0.08316 | 0.08316 | 0.08316 | 0.08316 | 0 | 0 | 0 | 0 | 0 | 0 | 0 | 0 | 0 | 0 | 0 | 0 | 0 | 0 | 0 | 0 | 0 | 0 | 0 | 0 | 0 | 0 | 0 | 0 | 0 | 0 | 0 | 0 | 0 | 0 | 0 | 0
10 | Summer Savings | Consumer | 2007 | Final | FALSE | 0 | 0.92084 | 0.27462 | 0.13222 | 0.13222 | 0.13222 | 0.13222 | 0.13222 | 0.13222 | 0.13103 | 0.13103 | 0.13103 | 0.13103 | 0.13103 | 0.13103 | 0 | 0 | 0 | 0 | 0 | 0 | 0 | 0 | 0 | 0 | 0 | 0 | 0 | 0 | 0 | 0 | 0 | 0 | 0 | 0 | 0 | 0 | 0 | 0 | 0 | 0 | 0 | 0 | 0 | 0
11 | Aboriginal | Consumer | 2007 | Final | FALSE | 0 | 0 | 0 | 0 | 0 | 0 | 0 | 0 | 0 | 0 | 0 | 0 | 0 | 0 | 0 | 0 | 0 | 0 | 0 | 0 | 0 | 0 | 0 | 0 | 0 | 0 | 0 | 0 | 0 | 0 | 0 | 0 | 0 | 0 | 0 | 0 | 0 | 0 | 0 | 0 | 0 | 0 | 0 | 0 | 0
12 | Affordable Housing Pilot | Consumer Low-Income | 2007 | Final | FALSE | 0 | 0 | 0 | 0 | 0 | 0 | 0 | 0 | 0 | 0 | 0 | 0 | 0 | 0 | 0 | 0 | 0 | 0 | 0 | 0 | 0 | 0 | 0 | 0 | 0 | 0 | 0 | 0 | 0 | 0 | 0 | 0 | 0 | 0 | 0 | 0 | 0 | 0 | 0 | 0 | 0 | 0 | 0 | 0 | 0
13 | Social Housing Pilot | Consumer Low-Income | 2007 | Final | FALSE | 0 | 0.0029247 | 0.0029247 | 0.0029247 | 0.0029247 | 0.0029247 | 0.0029247 | 0.0029247 | 0.0029247 | 0.0029247 | 0.0029247 | 0 | 0 | 0 | 0 | 0 | 0 | 0 | 0 | 0 | 0 | 0 | 0 | 0 | 0 | 0 | 0 | 0 | 0 | 0 | 0 | 0 | 0 | 0 | 0 | 0 | 0 | 0 | 0 | 0 | 0 | 0 | 0 | 0 | 0
14 | Energy Efficiency Assistance for Houses Pilot | Consumer Low-Income | 2007 | Final | FALSE | 0 | 0 | 0 | 0 | 0 | 0 | 0 | 0 | 0 | 0 | 0 | 0 | 0 | 0 | 0 | 0 | 0 | 0 | 0 | 0 | 0 | 0 | 0 | 0 | 0 | 0 | 0 | 0 | 0 | 0 | 0 | 0 | 0 | 0 | 0 | 0 | 0 | 0 | 0 | 0 | 0 | 0 | 0 | 0 | 0
15 | Electricity Retrofit Incentive | Business, Industrial | 2007 | Final | FALSE | 0 | 0 | 0 | 0 | 0 | 0 | 0 | 0 | 0 | 0 | 0 | 0 | 0 | 0 | 0 | 0 | 0 | 0 | 0 | 0 | 0 | 0 | 0 | 0 | 0 | 0 | 0 | 0 | 0 | 0 | 0 | 0 | 0 | 0 | 0 | 0 | 0 | 0 | 0 | 0 | 0 | 0 | 0 | 0 | 0
16 | Toronto Comprehensive | Consumer Business, Industrial | 2007 | Final | FALSE | 0 | 0 | 0 | 0 | 0 | 0 | 0 | 0 | 0 | 0 | 0 | 0 | 0 | 0 | 0 | 0 | 0 | 0 | 0 | 0 | 0 | 0 | 0 | 0 | 0 | 0 | 0 | 0 | 0 | 0 | 0 | 0 | 0 | 0 | 0 | 0 | 0 | 0 | 0 | 0 | 0 | 0 | 0 | 0 | 0
17 | Demand Response 1 | Business, Industrial | 2007 | Final | FALSE | 0 | 0.64935 | 0 | 0 | 0 | 0 | 0 | 0 | 0 | 0 | 0 | 0 | 0 | 0 | 0 | 0 | 0 | 0 | 0 | 0 | 0 | 0 | 0 | 0 | 0 | 0 | 0 | 0 | 0 | 0 | 0 | 0 | 0 | 0 | 0 | 0 | 0 | 0 | 0 | 0 | 0 | 0 | 0 | 0 | 0
18 | Electricity Resources Demand Response | Business, Industrial | 2007 | Final | FALSE | 0 | 0.027419 | 0.027419 | 0.027419 | 0.027419 | 0.027419 | 0 | 0 | 0 | 0 | 0 | 0 | 0 | 0 | 0 | 0 | 0 | 0 | 0 | 0 | 0 | 0 | 0 | 0 | 0 | 0 | 0 | 0 | 0 | 0 | 0 | 0 | 0 | 0 | 0 | 0 | 0 | 0 | 0 | 0 | 0 | 0 | 0 | 0 | 0
19 | Renewable Energy Standard Offer | Consumer, Business, Industrial | 2007 | Final | FALSE | 0 | 0 | 0 | 0 | 0 | 0 | 0 | 0 | 0 | 0 | 0 | 0 | 0 | 0 | 0 | 0 | 0 | 0 | 0 | 0 | 0 | 0 | 0 | 0 | 0 | 0 | 0 | 0 | 0 | 0 | 0 | 0 | 0 | 0 | 0 | 0 | 0 | 0 | 0 | 0 | 0 | 0 | 0 | 0 | 0
20 | Great Refrigerator Roundup | Consumer | 2008 | Final | FALSE | 0 | 0 | 0.019293 | 0.019293 | 0.019293 | 0.019293 | 0.018696 | 0.018696 | 0.018696 | 0.018696 | 0.01421 | 0 | 0 | 0 | 0 | 0 | 0 | 0 | 0 | 0 | 0 | 0 | 0 | 0 | 0 | 0 | 0 | 0 | 0 | 0 | 0 | 0 | 0 | 0 | 0 | 0 | 0 | 0 | 0 | 0 | 0 | 0 | 0 | 0 | 0
21 | Cool Savings Rebate | Consumer | 2008 | Final | FALSE | 0 | 0 | 0.054092 | 0.054092 | 0.054092 | 0.054092 | 0.054092 | 0.054092 | 0.054092 | 0.054092 | 0.054092 | 0.054092 | 0.054092 | 0.054092 | 0.054092 | 0.054092 | 0.054092 | 0.043897 | 0.043897 | 0.043897 | 0 | 0 | 0 | 0 | 0 | 0 | 0 | 0 | 0 | 0 | 0 | 0 | 0 | 0 | 0 | 0 | 0 | 0 | 0 | 0 | 0 | 0 | 0 | 0 | 0
22 | Every Kilowatt Counts Power Savings Event | Consumer | 2008 | Final | FALSE | 0 | 0 | 0.03261 | 0.030886 | 0.030886 | 0.030886 | 0.027814 | 0.027814 | 0.021861 | 0.0194 | 0.015222 | 0.012585 | 0.011172 | 0.011172 | 0.0061966 | 0.0061966 | 0.0061966 | 0.0061966 | 0 | 0 | 0 | 0 | 0 | 0 | 0 | 0 | 0 | 0 | 0 | 0 | 0 | 0 | 0 | 0 | 0 | 0 | 0 | 0 | 0 | 0 | 0 | 0 | 0 | 0 | 0
23 | peaksaver® | Consumer, Business | 2008 | Final | FALSE | 0 | 0 | 0.14619 | 0.14619 | 0.14619 | 0.14619 | 0.14619 | 0.14619 | 0.14619 | 0.14619 | 0.14619 | 0.14619 | 0.14619 | 0.14619 | 0.14619 | 0 | 0 | 0 | 0 | 0 | 0 | 0 | 0 | 0 | 0 | 0 | 0 | 0 | 0 | 0 | 0 | 0 | 0 | 0 | 0 | 0 | 0 | 0 | 0 | 0 | 0 | 0 | 0 | 0 | 0
24 | Summer Sweepstakes | Consumer | 2008 | Final | FALSE | 0 | 0 | 0.031261 | 0.017927 | 0.017927 | 0.017927 | 0.017927 | 0.017927 | 0.017927 | 0.017927 | 0.017303 | 0.017303 | 0.01712 | 0.01712 | 0.01712 | 0.016902 | 0.01682 | 0.01599 | 0.01599 | 0.01599 | 0.01599 | 0.01599 | 0 | 0 | 0 | 0 | 0 | 0 | 0 | 0 | 0 | 0 | 0 | 0 | 0 | 0 | 0 | 0 | 0 | 0 | 0 | 0 | 0 | 0 | 0
25 | Electricity Retrofit Incentive | Business, Industrial | 2008 | Final | FALSE | 0 | 0 | 0 | 0 | 0 | 0 | 0 | 0 | 0 | 0 | 0 | 0 | 0 | 0 | 0 | 0 | 0 | 0 | 0 | 0 | 0 | 0 | 0 | 0 | 0 | 0 | 0 | 0 | 0 | 0 | 0 | 0 | 0 | 0 | 0 | 0 | 0 | 0 | 0 | 0 | 0 | 0 | 0 | 0 | 0
26 | Toronto Comprehensive | Consumer Business, Industrial | 2008 | Final | FALSE | 0 | 0 | 0 | 0 | 0 | 0 | 0 | 0 | 0 | 0 | 0 | 0 | 0 | 0 | 0 | 0 | 0 | 0 | 0 | 0 | 0 | 0 | 0 | 0 | 0 | 0 | 0 | 0 | 0 | 0 | 0 | 0 | 0 | 0 | 0 | 0 | 0 | 0 | 0 | 0 | 0 | 0 | 0 | 0 | 0
27 | High Performance New Construction | Business, Industrial | 2008 | Final | FALSE | 0 | 0 | 0.0009745 | 0.0009745 | 0.0009745 | 0.0009745 | 0.0009745 | 0.0009745 | 0.0009745 | 0.0009745 | 0.0009745 | 0.0009745 | 0.0009745 | 0.0009745 | 0.0009745 | 0.0009745 | 0 | 0 | 0 | 0 | 0 | 0 | 0 | 0 | 0 | 0 | 0 | 0 | 0 | 0 | 0 | 0 | 0 | 0 | 0 | 0 | 0 | 0 | 0 | 0 | 0 | 0 | 0 | 0 | 0
28 | Power Savings Blitz | Business | 2008 | Final | FALSE | 0 | 0 | 0 | 0 | 0 | 0 | 0 | 0 | 0 | 0 | 0 | 0 | 0 | 0 | 0 | 0 | 0 | 0 | 0 | 0 | 0 | 0 | 0 | 0 | 0 | 0 | 0 | 0 | 0 | 0 | 0 | 0 | 0 | 0 | 0 | 0 | 0 | 0 | 0 | 0 | 0 | 0 | 0 | 0 | 0
29 | Demand Response 1 | Business, Industrial | 2008 | Final | FALSE | 0 | 0 | 0.88188 | 0 | 0 | 0 | 0 | 0 | 0 | 0 | 0 | 0 | 0 | 0 | 0 | 0 | 0 | 0 | 0 | 0 | 0 | 0 | 0 | 0 | 0 | 0 | 0 | 0 | 0 | 0 | 0 | 0 | 0 | 0 | 0 | 0 | 0 | 0 | 0 | 0 | 0 | 0 | 0 | 0 | 0
30 | Demand Response 3 | Business, Industrial | 2008 | Final | FALSE | 0 | 0 | 0.17054 | 0.17054 | 0.17054 | 0.17054 | 0.17054 | 0 | 0 | 0 | 0 | 0 | 0 | 0 | 0 | 0 | 0 | 0 | 0 | 0 | 0 | 0 | 0 | 0 | 0 | 0 | 0 | 0 | 0 | 0 | 0 | 0 | 0 | 0 | 0 | 0 | 0 | 0 | 0 | 0 | 0 | 0 | 0 | 0 | 0
31 | Electricity Resources Demand Response | Business, Industrial | 2008 | Final | FALSE | 0 | 0 | 0.0060189 | 0.0060189 | 0.0060189 | 0.0060189 | 0 | 0 | 0 | 0 | 0 | 0 | 0 | 0 | 0 | 0 | 0 | 0 | 0 | 0 | 0 | 0 | 0 | 0 | 0 | 0 | 0 | 0 | 0 | 0 | 0 | 0 | 0 | 0 | 0 | 0 | 0 | 0 | 0 | 0 | 0 | 0 | 0 | 0 | 0
32 | Renewable Energy Standard Offer | Consumer, Business, Industrial | 2008 | Final | FALSE | 0 | 0 | 0 | 0 | 0 | 0 | 0 | 0 | 0 | 0 | 0 | 0 | 0 | 0 | 0 | 0 | 0 | 0 | 0 | 0 | 0 | 0 | 0 | 0 | 0 | 0 | 0 | 0 | 0 | 0 | 0 | 0 | 0 | 0 | 0 | 0 | 0 | 0 | 0 | 0 | 0 | 0 | 0 | 0 | 0
33 | Other Customer Based Generation | Business, Industrial | 2008 | Final | FALSE | 0 | 0 | 0 | 0 | 0 | 0 | 0 | 0 | 0 | 0 | 0 | 0 | 0 | 0 | 0 | 0 | 0 | 0 | 0 | 0 | 0 | 0 | 0 | 0 | 0 | 0 | 0 | 0 | 0 | 0 | 0 | 0 | 0 | 0 | 0 | 0 | 0 | 0 | 0 | 0 | 0 | 0 | 0 | 0 | 0
34 | LDC Custom - Hydro One Networks Inc. - Double Return | Business, Industrial | 2008 | Final | FALSE | 0 | 0 | 0 | 0 | 0 | 0 | 0 | 0 | 0 | 0 | 0 | 0 | 0 | 0 | 0 | 0 | 0 | 0 | 0 | 0 | 0 | 0 | 0 | 0 | 0 | 0 | 0 | 0 | 0 | 0 | 0 | 0 | 0 | 0 | 0 | 0 | 0 | 0 | 0 | 0 | 0 | 0 | 0 | 0 | 0
35 | Great Refrigerator Roundup | Consumer | 2009 | Preliminary | FALSE | 0 | 0 | 0 | 0.027567 | 0.027567 | 0.027567 | 0.027567 | 0.025146 | 0.025146 | 0.025146 | 0.025146 | 0.022248 | 0 | 0 | 0 | 0 | 0 | 0 | 0 | 0 | 0 | 0 | 0 | 0 | 0 | 0 | 0 | 0 | 0 | 0 | 0 | 0 | 0 | 0 | 0 | 0 | 0 | 0 | 0 | 0 | 0 | 0 | 0 | 0 | 0
36 | Cool Savings Rebate | Consumer | 2009 | Preliminary | FALSE | 0 | 0 | 0 | 0.086747 | 0.086747 | 0.086747 | 0.086747 | 0.086747 | 0.086747 | 0.086747 | 0.086747 | 0.086747 | 0.086747 | 0.086747 | 0.086747 | 0.086747 | 0.086747 | 0.086747 | 0.015874 | 0.015874 | 0.015874 | 0 | 0 | 0 | 0 | 0 | 0 | 0 | 0 | 0 | 0 | 0 | 0 | 0 | 0 | 0 | 0 | 0 | 0 | 0 | 0 | 0 | 0 | 0 | 0
37 | Every Kilowatt Counts Power Savings Event | Consumer | 2009 | Preliminary | FALSE | 0 | 0 | 0 | 0.011024 | 0.011024 | 0.011024 | 0.011024 | 0.011024 | 0.011024 | 0.01001 | 0.01001 | 0.0087402 | 0.0076955 | 0.0039605 | 0.0039605 | 0.00033854 | 0.00033854 | 0.00033854 | 0.00033854 | 0 | 0 | 0 | 0 | 0 | 0 | 0 | 0 | 0 | 0 | 0 | 0 | 0 | 0 | 0 | 0 | 0 | 0 | 0 | 0 | 0 | 0 | 0 | 0 | 0 | 0
38 | peaksaver® | Consumer, Business | 2009 | Preliminary | FALSE | 0 | 0 | 0 | 0.18424 | 0.18424 | 0.18424 | 0.18424 | 0.18424 | 0.18424 | 0.18424 | 0.18424 | 0.18424 | 0.18424 | 0.18424 | 0.18424 | 0.18424 | 0 | 0 | 0 | 0 | 0 | 0 | 0 | 0 | 0 | 0 | 0 | 0 | 0 | 0 | 0 | 0 | 0 | 0 | 0 | 0 | 0 | 0 | 0 | 0 | 0 | 0 | 0 | 0 | 0
39 | Electricity Retrofit Incentive | Business, Industrial | 2009 | Preliminary | FALSE | 0 | 0 | 0 | 0.010435 | 0.010435 | 0.010435 | 0.010435 | 0.010435 | 0.010435 | 0.010435 | 0.010435 | 0.010435 | 0.010435 | 0.010435 | 0.010435 | 0.010435 | 0.010435 | 0.010435 | 0.010435 | 0.010435 | 0.010435 | 0.010435 | 0.010435 | 0 | 0 | 0 | 0 | 0 | 0 | 0 | 0 | 0 | 0 | 0 | 0 | 0 | 0 | 0 | 0 | 0 | 0 | 0 | 0 | 0 | 0
40 | Toronto Comprehensive | Consumer Business, Industrial | 2009 | Preliminary | FALSE | 0 | 0 | 0 | 0 | 0 | 0 | 0 | 0 | 0 | 0 | 0 | 0 | 0 | 0 | 0 | 0 | 0 | 0 | 0 | 0 | 0 | 0 | 0 | 0 | 0 | 0 | 0 | 0 | 0 | 0 | 0 | 0 | 0 | 0 | 0 | 0 | 0 | 0 | 0 | 0 | 0 | 0 | 0 | 0 | 0
41 | High Performance New Construction | Business, Industrial | 2009 | Preliminary | FALSE | 0 | 0 | 0 | 0.011125 | 0.011125 | 0.011125 | 0.011125 | 0.011125 | 0.011125 | 0.011125 | 0.011125 | 0.011125 | 0.011125 | 0.011125 | 0.011125 | 0.011125 | 0.011125 | 0.011125 | 0.011125 | 0.011125 | 0.011125 | 0.011125 | 0.011125 | 0 | 0 | 0 | 0 | 0 | 0 | 0 | 0 | 0 | 0 | 0 | 0 | 0 | 0 | 0 | 0 | 0 | 0 | 0 | 0 | 0 | 0
42 | Power Savings Blitz | Business | 2009 | Preliminary | FALSE | 0 | 0 | 0 | 0.049293 | 0.049293 | 0.046091 | 0.046091 | 0.046091 | 0.046091 | 0.046091 | 0.046057 | 0.046057 | 0.046057 | 0.046057 | 0.046057 | 0.046057 | 0.046057 | 0.0008 | 0.00016 | 0 | 0 | 0 | 0 | 0 | 0 | 0 | 0 | 0 | 0 | 0 | 0 | 0 | 0 | 0 | 0 | 0 | 0 | 0 | 0 | 0 | 0 | 0 | 0 | 0 | 0
43 | Multi-Family Energy Efficiency Rebates | Business, Consumer Low-Income | 2009 | Preliminary | FALSE | 0 | 0 | 0 | 0 | 0 | 0 | 0 | 0 | 0 | 0 | 0 | 0 | 0 | 0 | 0 | 0 | 0 | 0 | 0 | 0 | 0 | 0 | 0 | 0 | 0 | 0 | 0 | 0 | 0 | 0 | 0 | 0 | 0 | 0 | 0 | 0 | 0 | 0 | 0 | 0 | 0 | 0 | 0 | 0 | 0
44 | Demand Response 1 | Business, Industrial | 2009 | Preliminary | FALSE | 0 | 0 | 0 | 0.35161 | 0 | 0 | 0 | 0 | 0 | 0 | 0 | 0 | 0 | 0 | 0 | 0 | 0 | 0 | 0 | 0 | 0 | 0 | 0 | 0 | 0 | 0 | 0 | 0 | 0 | 0 | 0 | 0 | 0 | 0 | 0 | 0 | 0 | 0 | 0 | 0 | 0 | 0 | 0 | 0 | 0
45 | Demand Response 2 | Business, Industrial | 2009 | Preliminary | FALSE | 0 | 0 | 0 | 0.30697 | 0.30697 | 0.30697 | 0.30697 | 0.30697 | 0 | 0 | 0 | 0 | 0 | 0 | 0 | 0 | 0 | 0 | 0 | 0 | 0 | 0 | 0 | 0 | 0 | 0 | 0 | 0 | 0 | 0 | 0 | 0 | 0 | 0 | 0 | 0 | 0 | 0 | 0 | 0 | 0 | 0 | 0 | 0 | 0
46 | Demand Response 3 | Business, Industrial | 2009 | Preliminary | FALSE | 0 | 0 | 0 | 0.17054 | 0.17054 | 0.17054 | 0.17054 | 0.17054 | 0 | 0 | 0 | 0 | 0 | 0 | 0 | 0 | 0 | 0 | 0 | 0 | 0 | 0 | 0 | 0 | 0 | 0 | 0 | 0 | 0 | 0 | 0 | 0 | 0 | 0 | 0 | 0 | 0 | 0 | 0 | 0 | 0 | 0 | 0 | 0 | 0
47 | Electricity Resources Demand Response | Business, Industrial | 2009 | Preliminary | FALSE | 0 | 0 | 0 | 0.0056377 | 0.0056377 | 0.0056377 | 0 | 0 | 0 | 0 | 0 | 0 | 0 | 0 | 0 | 0 | 0 | 0 | 0 | 0 | 0 | 0 | 0 | 0 | 0 | 0 | 0 | 0 | 0 | 0 | 0 | 0 | 0 | 0 | 0 | 0 | 0 | 0 | 0 | 0 | 0 | 0 | 0 | 0 | 0
48 | LDC Custom - Thunder Bay Hydro - Phantom Load | Consumer | 2009 | Preliminary | FALSE | 0 | 0 | 0 | 0 | 0 | 0 | 0 | 0 | 0 | 0 | 0 | 0 | 0 | 0 | 0 | 0 | 0 | 0 | 0 | 0 | 0 | 0 | 0 | 0 | 0 | 0 | 0 | 0 | 0 | 0 | 0 | 0 | 0 | 0 | 0 | 0 | 0 | 0 | 0 | 0 | 0 | 0 | 0 | 0 | 0
49 | LDC Custom - Toronto Hydro - Summer Challenge | Consumer | 2009 | Preliminary | FALSE | 0 | 0 | 0 | 0 | 0 | 0 | 0 | 0 | 0 | 0 | 0 | 0 | 0 | 0 | 0 | 0 | 0 | 0 | 0 | 0 | 0 | 0 | 0 | 0 | 0 | 0 | 0 | 0 | 0 | 0 | 0 | 0 | 0 | 0 | 0 | 0 | 0 | 0 | 0 | 0 | 0 | 0 | 0 | 0 | 0
2006 Subtotal | [5 empty] | 0.62973 | 0.072972 | 0.072972 | 0.072972 | 0.072972 | 0.05201 | 0.042748 | 0.042748 | 0.034051 | 0.034051 | 0.034051 | 0.034051 | 0.034051 | 0.034051 | 0.021938 | 0.013425 | 0.013425 | 0.013425 | 0.00036671 | 0.00036671 | 0 | 0 | 0 | 0 | 0 | 0 | 0 | 0 | 0 | 0 | 0 | 0 | 0 | 0 | 0 | 0 | 0 | 0 | 0 | 0 | 0 | 0 | 0 | 0 | 0
2007 Subtotal | [5 empty] | 0 | 1.7782 | 0.48086 | 0.33846 | 0.33846 | 0.33846 | 0.29599 | 0.29599 | 0.29599 | 0.28253 | 0.27015 | 0.2632 | 0.2632 | 0.18004 | 0.18004 | 0.049006 | 0.0092656 | 0.0091576 | 0.0091576 | 0 | 0 | 0 | 0 | 0 | 0 | 0 | 0 | 0 | 0 | 0 | 0 | 0 | 0 | 0 | 0 | 0 | 0 | 0 | 0 | 0 | 0 | 0 | 0 | 0 | 0
2008 Subtotal | [5 empty] | 0 | 0 | 1.3428 | 0.44591 | 0.44591 | 0.44591 | 0.43622 | 0.26569 | 0.25973 | 0.25727 | 0.24799 | 0.23114 | 0.22954 | 0.22954 | 0.22457 | 0.078165 | 0.077108 | 0.066084 | 0.059887 | 0.059887 | 0.01599 | 0.01599 | 0 | 0 | 0 | 0 | 0 | 0 | 0 | 0 | 0 | 0 | 0 | 0 | 0 | 0 | 0 | 0 | 0 | 0 | 0 | 0 | 0 | 0 | 0
2009 Subtotal | [5 empty] | 0 | 0 | 0 | 1.2152 | 0.86358 | 0.86037 | 0.85474 | 0.85232 | 0.37481 | 0.3738 | 0.37376 | 0.3696 | 0.3463 | 0.34257 | 0.34257 | 0.33895 | 0.1547 | 0.10945 | 0.037932 | 0.037434 | 0.037434 | 0.02156 | 0.02156 | 0 | 0 | 0 | 0 | 0 | 0 | 0 | 0 | 0 | 0 | 0 | 0 | 0 | 0 | 0 | 0 | 0 | 0 | 0 | 0 | 0 | 0
Overall Total | [5 empty] | 0.62973 | 1.8512 | 1.8967 | 2.0725 | 1.7209 | 1.6968 | 1.6297 | 1.4567 | 0.96458 | 0.94765 | 0.92595 | 0.89799 | 0.8731 | 0.7862 | 0.76911 | 0.47954 | 0.2545 | 0.19811 | 0.10734 | 0.097688 | 0.053424 | 0.03755 | 0.02156 | 0 | 0 | 0 | 0 | 0 | 0 | 0 | 0 | 0 | 0 | 0 | 0 | 0 | 0 | 0 | 0 | 0 | 0 | 0 | 0 | 0 | 0
[6 empty] | 3 | 4 | 5 | 6 | 7 | 8 | 9 | 10 | 11 | 12 | 13 | 14 | 15 | 16 | 17 | 18 | 19 | 20 | 21 | 22 | 23 | 24 | 25 | 26 | 27 | 28 | 29 | 30 | 31 | 32 | 33 | 34 | 35 | 36 | 37 | 38 | 39 | 40 | 41 | 42 | 43 | 44 | 45 | 46 | 47
Gross Energy Savings (MWh)
# | Initiative Name | Program Name | Program Year | Results Status |  | 2006 | 2007 | 2008 | 2009 | 2010 | 2011 | 2012 | 2013 | 2014 | 2015 | 2016 | 2017 | 2018 | 2019 | 2020 | 2021 | 2022 | 2023 | 2024 | 2025 | 2026 | 2027 | 2028 | 2029 | 2030 | 2031 | 2032 | 2033 | 2034 | 2035 | 2036 | 2037 | 2038 | 2039 | 2040 | 2041 | 2042 | 2043 | 2044 | 2045 | 2046 | 2047 | 2048 | 2049 | 2050
1 | Secondary Refrigerator Retirement Pilot | Consumer | 2006 | Final | FALSE | 13.1168 | 13.1168 | 13.1168 | 13.1168 | 13.1168 | 13.1168 | 0 | 0 | 0 | 0 | 0 | 0 | 0 | 0 | 0 | 0 | 0 | 0 | 0 | 0 | 0 | 0 | 0 | 0 | 0 | 0 | 0 | 0 | 0 | 0 | 0 | 0 | 0 | 0 | 0 | 0 | 0 | 0 | 0 | 0 | 0 | 0 | 0 | 0 | 0
2 | Cool & Hot Savings Rebate | Consumer | 2006 | Final | FALSE | 36.9174 | 36.9174 | 36.9174 | 36.9174 | 36.9174 | 36.9174 | 36.9174 | 36.9174 | 28.4264 | 28.4264 | 28.4264 | 28.4264 | 28.4264 | 28.4264 | 16.5831 | 5.0443 | 5.0443 | 5.0443 | 0 | 0 | 0 | 0 | 0 | 0 | 0 | 0 | 0 | 0 | 0 | 0 | 0 | 0 | 0 | 0 | 0 | 0 | 0 | 0 | 0 | 0 | 0 | 0 | 0 | 0 | 0
3 | Every Kilowatt Counts | Consumer | 2006 | Final | FALSE | 840.1797 | 840.1797 | 840.1797 | 840.1797 | 108.3258 | 108.3258 | 108.3258 | 108.3258 | 108.3258 | 108.3258 | 101.0248 | 101.0248 | 101.0248 | 101.0248 | 101.0248 | 93.5873 | 93.5873 | 93.5873 | 53.1049 | 53.1049 | 30.9866 | 30.9866 | 30.9866 | 30.9866 | 30.9866 | 30.9866 | 30.9866 | 30.9866 | 30.9866 | 30.9866 | 0 | 0 | 0 | 0 | 0 | 0 | 0 | 0 | 0 | 0 | 0 | 0 | 0 | 0 | 0
4 | Demand Response 1 | Business, Industrial | 2006 | Final | FALSE | 0 | 0 | 0 | 0 | 0 | 0 | 0 | 0 | 0 | 0 | 0 | 0 | 0 | 0 | 0 | 0 | 0 | 0 | 0 | 0 | 0 | 0 | 0 | 0 | 0 | 0 | 0 | 0 | 0 | 0 | 0 | 0 | 0 | 0 | 0 | 0 | 0 | 0 | 0 | 0 | 0 | 0 | 0 | 0 | 0
5 | Electricity Resources Demand Response | Consumer | 2006 | Final | FALSE | 0 | 0 | 0 | 0 | 0 | 0 | 0 | 0 | 0 | 0 | 0 | 0 | 0 | 0 | 0 | 0 | 0 | 0 | 0 | 0 | 0 | 0 | 0 | 0 | 0 | 0 | 0 | 0 | 0 | 0 | 0 | 0 | 0 | 0 | 0 | 0 | 0 | 0 | 0 | 0 | 0 | 0 | 0 | 0 | 0
6 | Great Refrigerator Roundup | Consumer | 2007 | Final | FALSE | 0 | 135.225 | 135.225 | 135.225 | 135.225 | 135.225 | 135.225 | 135.225 | 135.225 | 114.8178 | 0 | 0 | 0 | 0 | 0 | 0 | 0 | 0 | 0 | 0 | 0 | 0 | 0 | 0 | 0 | 0 | 0 | 0 | 0 | 0 | 0 | 0 | 0 | 0 | 0 | 0 | 0 | 0 | 0 | 0 | 0 | 0 | 0 | 0 | 0
7 | Cool & Hot Savings Rebate | Consumer | 2007 | Final | FALSE | 0 | 89.6223 | 89.6223 | 89.6223 | 89.6223 | 89.6223 | 75.8542 | 75.8542 | 75.8542 | 75.8542 | 75.8542 | 75.8542 | 75.8542 | 75.8542 | 75.8542 | 75.8542 | 8.3331 | 8.3331 | 8.3331 | 0 | 0 | 0 | 0 | 0 | 0 | 0 | 0 | 0 | 0 | 0 | 0 | 0 | 0 | 0 | 0 | 0 | 0 | 0 | 0 | 0 | 0 | 0 | 0 | 0 | 0
8 | Every Kilowatt Counts | Consumer | 2007 | Final | FALSE | 0 | 373.1646 | 367.0824 | 367.0824 | 367.0824 | 367.0824 | 346.0005 | 346.0005 | 346.0005 | 37.4611 | 37.4611 | 6.6986 | 6.6986 | 6.6986 | 6.6986 | 6.6986 | 3.7752 | 1.4057 | 1.4057 | 0 | 0 | 0 | 0 | 0 | 0 | 0 | 0 | 0 | 0 | 0 | 0 | 0 | 0 | 0 | 0 | 0 | 0 | 0 | 0 | 0 | 0 | 0 | 0 | 0 | 0
9 | peaksaver® | Consumer, Business | 2007 | Final | FALSE | 0 | 0 | 0 | 0 | 0 | 0 | 0 | 0 | 0 | 0 | 0 | 0 | 0 | 0 | 0 | 0 | 0 | 0 | 0 | 0 | 0 | 0 | 0 | 0 | 0 | 0 | 0 | 0 | 0 | 0 | 0 | 0 | 0 | 0 | 0 | 0 | 0 | 0 | 0 | 0 | 0 | 0 | 0 | 0 | 0
10 | Summer Savings | Consumer | 2007 | Final | FALSE | 0 | 1.6448 | 0.27724 | 0.10494 | 0.10494 | 0.10494 | 0.10494 | 0.10494 | 0.10494 | 0.066648 | 0.066648 | 0.066648 | 0.066648 | 0.066648 | 0.066648 | 0 | 0 | 0 | 0 | 0 | 0 | 0 | 0 | 0 | 0 | 0 | 0 | 0 | 0 | 0 | 0 | 0 | 0 | 0 | 0 | 0 | 0 | 0 | 0 | 0 | 0 | 0 | 0 | 0 | 0
11 | Aboriginal | Consumer | 2007 | Final | FALSE | 0 | 0 | 0 | 0 | 0 | 0 | 0 | 0 | 0 | 0 | 0 | 0 | 0 | 0 | 0 | 0 | 0 | 0 | 0 | 0 | 0 | 0 | 0 | 0 | 0 | 0 | 0 | 0 | 0 | 0 | 0 | 0 | 0 | 0 | 0 | 0 | 0 | 0 | 0 | 0 | 0 | 0 | 0 | 0 | 0
12 | Affordable Housing Pilot | Consumer Low-Income | 2007 | Final | FALSE | 0 | 0 | 0 | 0 | 0 | 0 | 0 | 0 | 0 | 0 | 0 | 0 | 0 | 0 | 0 | 0 | 0 | 0 | 0 | 0 | 0 | 0 | 0 | 0 | 0 | 0 | 0 | 0 | 0 | 0 | 0 | 0 | 0 | 0 | 0 | 0 | 0 | 0 | 0 | 0 | 0 | 0 | 0 | 0 | 0
13 | Social Housing Pilot | Consumer Low-Income | 2007 | Final | FALSE | 0 | 24.8602 | 24.8602 | 24.8602 | 24.8602 | 24.8602 | 24.8602 | 24.8602 | 24.8602 | 24.8602 | 24.8602 | 0 | 0 | 0 | 0 | 0 | 0 | 0 | 0 | 0 | 0 | 0 | 0 | 0 | 0 | 0 | 0 | 0 | 0 | 0 | 0 | 0 | 0 | 0 | 0 | 0 | 0 | 0 | 0 | 0 | 0 | 0 | 0 | 0 | 0
14 | Energy Efficiency Assistance for Houses Pilot | Consumer Low-Income | 2007 | Final | FALSE | 0 | 0 | 0 | 0 | 0 | 0 | 0 | 0 | 0 | 0 | 0 | 0 | 0 | 0 | 0 | 0 | 0 | 0 | 0 | 0 | 0 | 0 | 0 | 0 | 0 | 0 | 0 | 0 | 0 | 0 | 0 | 0 | 0 | 0 | 0 | 0 | 0 | 0 | 0 | 0 | 0 | 0 | 0 | 0 | 0
15 | Electricity Retrofit Incentive | Business, Industrial | 2007 | Final | FALSE | 0 | 0 | 0 | 0 | 0 | 0 | 0 | 0 | 0 | 0 | 0 | 0 | 0 | 0 | 0 | 0 | 0 | 0 | 0 | 0 | 0 | 0 | 0 | 0 | 0 | 0 | 0 | 0 | 0 | 0 | 0 | 0 | 0 | 0 | 0 | 0 | 0 | 0 | 0 | 0 | 0 | 0 | 0 | 0 | 0
16 | Toronto Comprehensive | Consumer Business, Industrial | 2007 | Final | FALSE | 0 | 0 | 0 | 0 | 0 | 0 | 0 | 0 | 0 | 0 | 0 | 0 | 0 | 0 | 0 | 0 | 0 | 0 | 0 | 0 | 0 | 0 | 0 | 0 | 0 | 0 | 0 | 0 | 0 | 0 | 0 | 0 | 0 | 0 | 0 | 0 | 0 | 0 | 0 | 0 | 0 | 0 | 0 | 0 | 0
17 | Demand Response 1 | Business, Industrial | 2007 | Final | FALSE | 0 | 0 | 0 | 0 | 0 | 0 | 0 | 0 | 0 | 0 | 0 | 0 | 0 | 0 | 0 | 0 | 0 | 0 | 0 | 0 | 0 | 0 | 0 | 0 | 0 | 0 | 0 | 0 | 0 | 0 | 0 | 0 | 0 | 0 | 0 | 0 | 0 | 0 | 0 | 0 | 0 | 0 | 0 | 0 | 0
18 | Electricity Resources Demand Response | Business, Industrial | 2007 | Final | FALSE | 0 | 0 | 0 | 0 | 0 | 0 | 0 | 0 | 0 | 0 | 0 | 0 | 0 | 0 | 0 | 0 | 0 | 0 | 0 | 0 | 0 | 0 | 0 | 0 | 0 | 0 | 0 | 0 | 0 | 0 | 0 | 0 | 0 | 0 | 0 | 0 | 0 | 0 | 0 | 0 | 0 | 0 | 0 | 0 | 0
19 | Renewable Energy Standard Offer | Consumer, Business, Industrial | 2007 | Final | FALSE | 0 | 0 | 0 | 0 | 0 | 0 | 0 | 0 | 0 | 0 | 0 | 0 | 0 | 0 | 0 | 0 | 0 | 0 | 0 | 0 | 0 | 0 | 0 | 0 | 0 | 0 | 0 | 0 | 0 | 0 | 0 | 0 | 0 | 0 | 0 | 0 | 0 | 0 | 0 | 0 | 0 | 0 | 0 | 0 | 0
20 | Great Refrigerator Roundup | Consumer | 2008 | Final | FALSE | 0 | 0 | 178.536 | 178.536 | 178.536 | 178.536 | 178.2405 | 177.945 | 177.945 | 177.945 | 138.725 | 0 | 0 | 0 | 0 | 0 | 0 | 0 | 0 | 0 | 0 | 0 | 0 | 0 | 0 | 0 | 0 | 0 | 0 | 0 | 0 | 0 | 0 | 0 | 0 | 0 | 0 | 0 | 0 | 0 | 0 | 0 | 0 | 0 | 0
21 | Cool Savings Rebate | Consumer | 2008 | Final | FALSE | 0 | 0 | 85.6217 | 85.6217 | 85.6217 | 85.6217 | 85.6217 | 85.6217 | 85.6217 | 85.6217 | 85.6217 | 85.6217 | 85.6217 | 85.6217 | 85.6217 | 85.6217 | 85.6217 | 68.3226 | 68.3226 | 68.3226 | 0 | 0 | 0 | 0 | 0 | 0 | 0 | 0 | 0 | 0 | 0 | 0 | 0 | 0 | 0 | 0 | 0 | 0 | 0 | 0 | 0 | 0 | 0 | 0 | 0
22 | Every Kilowatt Counts Power Savings Event | Consumer | 2008 | Final | FALSE | 0 | 0 | 619.2267 | 616.1313 | 616.1313 | 616.1313 | 518.6541 | 518.6541 | 431.0915 | 353.0325 | 252.4389 | 249.8269 | 211.9675 | 211.9675 | 203.393 | 203.393 | 203.393 | 197.8394 | 0 | 0 | 0 | 0 | 0 | 0 | 0 | 0 | 0 | 0 | 0 | 0 | 0 | 0 | 0 | 0 | 0 | 0 | 0 | 0 | 0 | 0 | 0 | 0 | 0 | 0 | 0
23 | peaksaver® | Consumer, Business | 2008 | Final | FALSE | 0 | 0 | 2.9237 | 2.9237 | 2.9237 | 2.9237 | 2.9237 | 2.9237 | 2.9237 | 2.9237 | 2.9237 | 2.9237 | 2.9237 | 2.9237 | 2.9237 | 0 | 0 | 0 | 0 | 0 | 0 | 0 | 0 | 0 | 0 | 0 | 0 | 0 | 0 | 0 | 0 | 0 | 0 | 0 | 0 | 0 | 0 | 0 | 0 | 0 | 0 | 0 | 0 | 0 | 0
24 | Summer Sweepstakes | Consumer | 2008 | Final | FALSE | 0 | 0 | 123.5648 | 44.5888 | 44.5888 | 44.5888 | 44.5888 | 44.5888 | 44.5888 | 44.5888 | 24.4273 | 24.4273 | 18.5086 | 18.5086 | 18.5086 | 16.375 | 15.6148 | 14.8457 | 14.8457 | 14.8457 | 14.8457 | 14.8457 | 0 | 0 | 0 | 0 | 0 | 0 | 0 | 0 | 0 | 0 | 0 | 0 | 0 | 0 | 0 | 0 | 0 | 0 | 0 | 0 | 0 | 0 | 0
25 | Electricity Retrofit Incentive | Business, Industrial | 2008 | Final | FALSE | 0 | 0 | 0 | 0 | 0 | 0 | 0 | 0 | 0 | 0 | 0 | 0 | 0 | 0 | 0 | 0 | 0 | 0 | 0 | 0 | 0 | 0 | 0 | 0 | 0 | 0 | 0 | 0 | 0 | 0 | 0 | 0 | 0 | 0 | 0 | 0 | 0 | 0 | 0 | 0 | 0 | 0 | 0 | 0 | 0
26 | Toronto Comprehensive | Consumer Business, Industrial | 2008 | Final | FALSE | 0 | 0 | 0 | 0 | 0 | 0 | 0 | 0 | 0 | 0 | 0 | 0 | 0 | 0 | 0 | 0 | 0 | 0 | 0 | 0 | 0 | 0 | 0 | 0 | 0 | 0 | 0 | 0 | 0 | 0 | 0 | 0 | 0 | 0 | 0 | 0 | 0 | 0 | 0 | 0 | 0 | 0 | 0 | 0 | 0
27 | High Performance New Construction | Business, Industrial | 2008 | Final | FALSE | 0 | 0 | 0.82259 | 0.82259 | 0.82259 | 0.82259 | 0.82259 | 0.82259 | 0.82259 | 0.82259 | 0.82259 | 0.82259 | 0.82259 | 0.82259 | 0.82259 | 0.82259 | 0 | 0 | 0 | 0 | 0 | 0 | 0 | 0 | 0 | 0 | 0 | 0 | 0 | 0 | 0 | 0 | 0 | 0 | 0 | 0 | 0 | 0 | 0 | 0 | 0 | 0 | 0 | 0 | 0
28 | Power Savings Blitz | Business | 2008 | Final | FALSE | 0 | 0 | 0 | 0 | 0 | 0 | 0 | 0 | 0 | 0 | 0 | 0 | 0 | 0 | 0 | 0 | 0 | 0 | 0 | 0 | 0 | 0 | 0 | 0 | 0 | 0 | 0 | 0 | 0 | 0 | 0 | 0 | 0 | 0 | 0 | 0 | 0 | 0 | 0 | 0 | 0 | 0 | 0 | 0 | 0
29 | Demand Response 1 | Business, Industrial | 2008 | Final | FALSE | 0 | 0 | 0 | 0 | 0 | 0 | 0 | 0 | 0 | 0 | 0 | 0 | 0 | 0 | 0 | 0 | 0 | 0 | 0 | 0 | 0 | 0 | 0 | 0 | 0 | 0 | 0 | 0 | 0 | 0 | 0 | 0 | 0 | 0 | 0 | 0 | 0 | 0 | 0 | 0 | 0 | 0 | 0 | 0 | 0
30 | Demand Response 3 | Business, Industrial | 2008 | Final | FALSE | 0 | 0 | 0 | 0 | 0 | 0 | 0 | 0 | 0 | 0 | 0 | 0 | 0 | 0 | 0 | 0 | 0 | 0 | 0 | 0 | 0 | 0 | 0 | 0 | 0 | 0 | 0 | 0 | 0 | 0 | 0 | 0 | 0 | 0 | 0 | 0 | 0 | 0 | 0 | 0 | 0 | 0 | 0 | 0 | 0
31 | Electricity Resources Demand Response | Business, Industrial | 2008 | Final | FALSE | 0 | 0 | 0 | 0 | 0 | 0 | 0 | 0 | 0 | 0 | 0 | 0 | 0 | 0 | 0 | 0 | 0 | 0 | 0 | 0 | 0 | 0 | 0 | 0 | 0 | 0 | 0 | 0 | 0 | 0 | 0 | 0 | 0 | 0 | 0 | 0 | 0 | 0 | 0 | 0 | 0 | 0 | 0 | 0 | 0
32 | Renewable Energy Standard Offer | Consumer, Business, Industrial | 2008 | Final | FALSE | 0 | 0 | 0 | 0 | 0 | 0 | 0 | 0 | 0 | 0 | 0 | 0 | 0 | 0 | 0 | 0 | 0 | 0 | 0 | 0 | 0 | 0 | 0 | 0 | 0 | 0 | 0 | 0 | 0 | 0 | 0 | 0 | 0 | 0 | 0 | 0 | 0 | 0 | 0 | 0 | 0 | 0 | 0 | 0 | 0
33 | Other Customer Based Generation | Business, Industrial | 2008 | Final | FALSE | 0 | 0 | 0 | 0 | 0 | 0 | 0 | 0 | 0 | 0 | 0 | 0 | 0 | 0 | 0 | 0 | 0 | 0 | 0 | 0 | 0 | 0 | 0 | 0 | 0 | 0 | 0 | 0 | 0 | 0 | 0 | 0 | 0 | 0 | 0 | 0 | 0 | 0 | 0 | 0 | 0 | 0 | 0 | 0 | 0
34 | LDC Custom - Hydro One Networks Inc. - Double Return | Business, Industrial | 2008 | Final | FALSE | 0 | 0 | 0 | 0 | 0 | 0 | 0 | 0 | 0 | 0 | 0 | 0 | 0 | 0 | 0 | 0 | 0 | 0 | 0 | 0 | 0 | 0 | 0 | 0 | 0 | 0 | 0 | 0 | 0 | 0 | 0 | 0 | 0 | 0 | 0 | 0 | 0 | 0 | 0 | 0 | 0 | 0 | 0 | 0 | 0
35 | Great Refrigerator Roundup | Consumer | 2009 | Preliminary | FALSE | 0 | 0 | 0 | 202.1533 | 202.1533 | 202.1533 | 202.1533 | 200.9581 | 199.7629 | 199.7629 | 199.7629 | 176.7229 | 0 | 0 | 0 | 0 | 0 | 0 | 0 | 0 | 0 | 0 | 0 | 0 | 0 | 0 | 0 | 0 | 0 | 0 | 0 | 0 | 0 | 0 | 0 | 0 | 0 | 0 | 0 | 0 | 0 | 0 | 0 | 0 | 0
36 | Cool Savings Rebate | Consumer | 2009 | Preliminary | FALSE | 0 | 0 | 0 | 132.9225 | 132.9225 | 132.9225 | 132.9225 | 132.9225 | 132.9225 | 132.9225 | 132.9225 | 132.9225 | 132.9225 | 132.9225 | 132.9225 | 132.9225 | 132.9225 | 132.9225 | 14.5336 | 14.5336 | 14.5336 | 0 | 0 | 0 | 0 | 0 | 0 | 0 | 0 | 0 | 0 | 0 | 0 | 0 | 0 | 0 | 0 | 0 | 0 | 0 | 0 | 0 | 0 | 0 | 0
37 | Every Kilowatt Counts Power Savings Event | Consumer | 2009 | Preliminary | FALSE | 0 | 0 | 0 | 101.9556 | 101.9556 | 101.8144 | 101.8144 | 101.8144 | 101.8144 | 73.139 | 73.139 | 32.2492 | 31.2174 | 15.8645 | 15.8645 | 12.2871 | 12.2871 | 12.2871 | 10.9007 | 0 | 0 | 0 | 0 | 0 | 0 | 0 | 0 | 0 | 0 | 0 | 0 | 0 | 0 | 0 | 0 | 0 | 0 | 0 | 0 | 0 | 0 | 0 | 0 | 0 | 0
38 | peaksaver® | Consumer, Business | 2009 | Preliminary | FALSE | 0 | 0 | 0 | 3.6849 | 3.6849 | 3.6849 | 3.6849 | 3.6849 | 3.6849 | 3.6849 | 3.6849 | 3.6849 | 3.6849 | 3.6849 | 3.6849 | 3.6849 | 0 | 0 | 0 | 0 | 0 | 0 | 0 | 0 | 0 | 0 | 0 | 0 | 0 | 0 | 0 | 0 | 0 | 0 | 0 | 0 | 0 | 0 | 0 | 0 | 0 | 0 | 0 | 0 | 0
39 | Electricity Retrofit Incentive | Business, Industrial | 2009 | Preliminary | FALSE | 0 | 0 | 0 | 50.7366 | 50.7366 | 50.7366 | 50.7366 | 50.7366 | 50.7366 | 50.7366 | 50.7366 | 50.7366 | 50.7366 | 50.7366 | 50.7366 | 50.7366 | 50.7366 | 50.7366 | 50.7366 | 50.7366 | 50.7366 | 50.7366 | 50.7366 | 0 | 0 | 0 | 0 | 0 | 0 | 0 | 0 | 0 | 0 | 0 | 0 | 0 | 0 | 0 | 0 | 0 | 0 | 0 | 0 | 0 | 0
40 | Toronto Comprehensive | Consumer Business, Industrial | 2009 | Preliminary | FALSE | 0 | 0 | 0 | 0 | 0 | 0 | 0 | 0 | 0 | 0 | 0 | 0 | 0 | 0 | 0 | 0 | 0 | 0 | 0 | 0 | 0 | 0 | 0 | 0 | 0 | 0 | 0 | 0 | 0 | 0 | 0 | 0 | 0 | 0 | 0 | 0 | 0 | 0 | 0 | 0 | 0 | 0 | 0 | 0 | 0
41 | High Performance New Construction | Business, Industrial | 2009 | Preliminary | FALSE | 0 | 0 | 0 | 25.3638 | 25.3638 | 25.3638 | 25.3638 | 25.3638 | 25.3638 | 25.3638 | 25.3638 | 25.3638 | 25.3638 | 25.3638 | 25.3638 | 25.3638 | 25.3638 | 25.3638 | 25.3638 | 25.3638 | 25.3638 | 25.3638 | 25.3638 | 0 | 0 | 0 | 0 | 0 | 0 | 0 | 0 | 0 | 0 | 0 | 0 | 0 | 0 | 0 | 0 | 0 | 0 | 0 | 0 | 0 | 0
42 | Power Savings Blitz | Business | 2009 | Preliminary | FALSE | 0 | 0 | 0 | 363.522 | 363.522 | 339.851 | 339.851 | 339.851 | 339.851 | 339.851 | 339.543 | 339.543 | 339.543 | 339.543 | 339.543 | 339.543 | 339.543 | 7.185 | 1.185 | 0 | 0 | 0 | 0 | 0 | 0 | 0 | 0 | 0 | 0 | 0 | 0 | 0 | 0 | 0 | 0 | 0 | 0 | 0 | 0 | 0 | 0 | 0 | 0 | 0 | 0
43 | Multi-Family Energy Efficiency Rebates | Business, Consumer Low-Income | 2009 | Preliminary | FALSE | 0 | 0 | 0 | 0 | 0 | 0 | 0 | 0 | 0 | 0 | 0 | 0 | 0 | 0 | 0 | 0 | 0 | 0 | 0 | 0 | 0 | 0 | 0 | 0 | 0 | 0 | 0 | 0 | 0 | 0 | 0 | 0 | 0 | 0 | 0 | 0 | 0 | 0 | 0 | 0 | 0 | 0 | 0 | 0 | 0
44 | Demand Response 1 | Business, Industrial | 2009 | Preliminary | FALSE | 0 | 0 | 0 | 0 | 0 | 0 | 0 | 0 | 0 | 0 | 0 | 0 | 0 | 0 | 0 | 0 | 0 | 0 | 0 | 0 | 0 | 0 | 0 | 0 | 0 | 0 | 0 | 0 | 0 | 0 | 0 | 0 | 0 | 0 | 0 | 0 | 0 | 0 | 0 | 0 | 0 | 0 | 0 | 0 | 0
45 | Demand Response 2 | Business, Industrial | 2009 | Preliminary | FALSE | 0 | 0 | 0 | 0 | 0 | 0 | 0 | 0 | 0 | 0 | 0 | 0 | 0 | 0 | 0 | 0 | 0 | 0 | 0 | 0 | 0 | 0 | 0 | 0 | 0 | 0 | 0 | 0 | 0 | 0 | 0 | 0 | 0 | 0 | 0 | 0 | 0 | 0 | 0 | 0 | 0 | 0 | 0 | 0 | 0
46 | Demand Response 3 | Business, Industrial | 2009 | Preliminary | FALSE | 0 | 0 | 0 | 0 | 0 | 0 | 0 | 0 | 0 | 0 | 0 | 0 | 0 | 0 | 0 | 0 | 0 | 0 | 0 | 0 | 0 | 0 | 0 | 0 | 0 | 0 | 0 | 0 | 0 | 0 | 0 | 0 | 0 | 0 | 0 | 0 | 0 | 0 | 0 | 0 | 0 | 0 | 0 | 0 | 0
47 | Electricity Resources Demand Response | Business, Industrial | 2009 | Preliminary | FALSE | 0 | 0 | 0 | 0 | 0 | 0 | 0 | 0 | 0 | 0 | 0 | 0 | 0 | 0 | 0 | 0 | 0 | 0 | 0 | 0 | 0 | 0 | 0 | 0 | 0 | 0 | 0 | 0 | 0 | 0 | 0 | 0 | 0 | 0 | 0 | 0 | 0 | 0 | 0 | 0 | 0 | 0 | 0 | 0 | 0
48 | LDC Custom - Thunder Bay Hydro - Phantom Load | Consumer | 2009 | Preliminary | FALSE | 0 | 0 | 0 | 0 | 0 | 0 | 0 | 0 | 0 | 0 | 0 | 0 | 0 | 0 | 0 | 0 | 0 | 0 | 0 | 0 | 0 | 0 | 0 | 0 | 0 | 0 | 0 | 0 | 0 | 0 | 0 | 0 | 0 | 0 | 0 | 0 | 0 | 0 | 0 | 0 | 0 | 0 | 0 | 0 | 0
49 | LDC Custom - Toronto Hydro - Summer Challenge | Consumer | 2009 | Preliminary | FALSE | 0 | 0 | 0 | 0 | 0 | 0 | 0 | 0 | 0 | 0 | 0 | 0 | 0 | 0 | 0 | 0 | 0 | 0 | 0 | 0 | 0 | 0 | 0 | 0 | 0 | 0 | 0 | 0 | 0 | 0 | 0 | 0 | 0 | 0 | 0 | 0 | 0 | 0 | 0 | 0 | 0 | 0 | 0 | 0 | 0
2006 Subtotal | [5 empty] | 890.2139 | 890.2139 | 890.2139 | 890.2139 | 158.36 | 158.36 | 145.2432 | 145.2432 | 136.7522 | 136.7522 | 129.4512 | 129.4512 | 129.4512 | 129.4512 | 117.6079 | 98.6316 | 98.6316 | 98.6316 | 53.1049 | 53.1049 | 30.9866 | 30.9866 | 30.9866 | 30.9866 | 30.9866 | 30.9866 | 30.9866 | 30.9866 | 30.9866 | 30.9866 | 0 | 0 | 0 | 0 | 0 | 0 | 0 | 0 | 0 | 0 | 0 | 0 | 0 | 0 | 0
2007 Subtotal | [5 empty] | 0 | 624.517 | 617.0672 | 616.8949 | 616.8949 | 616.8949 | 582.0448 | 582.0448 | 582.0448 | 253.0599 | 138.2422 | 82.6194 | 82.6194 | 82.6194 | 82.6194 | 82.5528 | 12.1083 | 9.7388 | 9.7388 | 0 | 0 | 0 | 0 | 0 | 0 | 0 | 0 | 0 | 0 | 0 | 0 | 0 | 0 | 0 | 0 | 0 | 0 | 0 | 0 | 0 | 0 | 0 | 0 | 0 | 0
2008 Subtotal | [5 empty] | 0 | 0 | 1010.6955 | 928.624 | 928.624 | 928.624 | 830.8514 | 830.5559 | 742.9932 | 664.9342 | 504.9592 | 363.6221 | 319.844 | 319.844 | 311.2695 | 306.2122 | 304.6295 | 281.0078 | 83.1684 | 83.1684 | 14.8457 | 14.8457 | 0 | 0 | 0 | 0 | 0 | 0 | 0 | 0 | 0 | 0 | 0 | 0 | 0 | 0 | 0 | 0 | 0 | 0 | 0 | 0 | 0 | 0 | 0
2009 Subtotal | [5 empty] | 0 | 0 | 0 | 880.3387 | 880.3387 | 856.5265 | 856.5265 | 855.3313 | 854.1361 | 825.4607 | 825.1527 | 761.2229 | 583.4682 | 568.1153 | 568.1153 | 564.5379 | 560.853 | 228.495 | 102.7197 | 90.634 | 90.634 | 76.1004 | 76.1004 | 0 | 0 | 0 | 0 | 0 | 0 | 0 | 0 | 0 | 0 | 0 | 0 | 0 | 0 | 0 | 0 | 0 | 0 | 0 | 0 | 0 | 0
Overall Total | [5 empty] | 890.2139 | 1514.7309 | 2517.9765 | 3316.0715 | 2584.2175 | 2560.4053 | 2414.6658 | 2413.1751 | 2315.9263 | 1880.207 | 1597.8052 | 1336.9156 | 1115.3828 | 1100.0299 | 1079.612 | 1051.9346 | 976.2225 | 617.8732 | 248.7317 | 226.9072 | 136.4663 | 121.9327 | 107.087 | 30.9866 | 30.9866 | 30.9866 | 30.9866 | 30.9866 | 30.9866 | 30.9866 | 0 | 0 | 0 | 0 | 0 | 0 | 0 | 0 | 0 | 0 | 0 | 0 | 0 | 0 | 0
[6 empty] | 34 | 35 | 36 | 37 | 38 | 39 | 40 | 41 | 42 | 43 | 44 | 45 | 46 | 47 | 48 | 49 | 50 | 51 | 52 | 53 | 54 | 55 | 56 | 57 | 58 | 59 | 60 | 61 | 62 | 63 | 64 | 65 | 66 | 67 | 68 | 69 | 70 | 71 | 72 | 73 | 74 | 75 | 76 | 77 | 78

## VECC IR #4b - Finalized
OPA Conservation & Demand Management Programs
Initiative Results at End-User Level | [5 empty] | 1 | 2 | 3 | 4 | 5 | 6 | 7 | 8 | 9 | 10 | 11 | 12 | 13 | 14 | 15 | 16 | 17 | 18 | 19 | 20 | 21 | 22 | 23 | 24 | 25 | 26 | 27 | 28 | 29 | 30
For: | Orangeville Hydro Limited
Net Summer Peak Demand Savings (MW)
# | Initiative Name | Program Name | Program Year | Results Status |  | 2006 | 2007 | 2008 | 2009 | 2010 | 2011 | 2012 | 2013 | 2014 | 2015 | 2016 | 2017 | 2018 | 2019 | 2020 | 2021 | 2022 | 2023 | 2024 | 2025 | 2026 | 2027 | 2028 | 2029 | 2030 | 2031 | 2032 | 2033 | 2034 | 2035 | 2036 | 2037 | 2038 | 2039 | 2040 | 2041 | 2042 | 2043 | 2044 | 2045 | 2046 | 2047 | 2048 | 2049 | 2050
1 | Secondary Refrigerator Retirement Pilot | Consumer | 2006 | Final |  | 0.0026758 | 0.0026758 | 0.0026758 | 0.0026758 | 0.0026758 | 0.0026758 | 0 | 0 | 0 | 0 | 0 | 0 | 0 | 0 | 0 | 0 | 0 | 0 | 0 | 0 | 0 | 0 | 0 | 0 | 0 | 0 | 0 | 0 | 0 | 0 | 0 | 0 | 0 | 0 | 0 | 0 | 0 | 0 | 0 | 0 | 0 | 0 | 0 | 0 | 0
2 | Cool & Hot Savings Rebate | Consumer | 2006 | Final | FALSE | 0.027008 | 0.027008 | 0.027008 | 0.027008 | 0.027008 | 0.027008 | 0.027008 | 0.027008 | 0.01918 | 0.01918 | 0.01918 | 0.01918 | 0.01918 | 0.01918 | 0.0082786 | 0.0043697 | 0.0043697 | 0.0043697 | 0 | 0 | 0 | 0 | 0 | 0 | 0 | 0 | 0 | 0 | 0 | 0 | 0 | 0 | 0 | 0 | 0 | 0 | 0 | 0 | 0 | 0 | 0 | 0 | 0 | 0 | 0
3 | Every Kilowatt Counts | Consumer | 2006 | Final | FALSE | 0.0089182 | 0.0089182 | 0.0089182 | 0.0089182 | 0.0089182 | 0.0089182 | 0.0089182 | 0.0089182 | 0.0089182 | 0.0089182 | 0.0089182 | 0.0089182 | 0.0089182 | 0.0089182 | 0.0089182 | 0.0073687 | 0.0073687 | 0.0073687 | 0.00033004 | 0.00033004 | 0 | 0 | 0 | 0 | 0 | 0 | 0 | 0 | 0 | 0 | 0 | 0 | 0 | 0 | 0 | 0 | 0 | 0 | 0 | 0 | 0 | 0 | 0 | 0 | 0
4 | Demand Response 1 | Business, Industrial | 2006 | Final | FALSE | 0.55676 | 0 | 0 | 0 | 0 | 0 | 0 | 0 | 0 | 0 | 0 | 0 | 0 | 0 | 0 | 0 | 0 | 0 | 0 | 0 | 0 | 0 | 0 | 0 | 0 | 0 | 0 | 0 | 0 | 0 | 0 | 0 | 0 | 0 | 0 | 0 | 0 | 0 | 0 | 0 | 0 | 0 | 0 | 0 | 0
5 | Electricity Resources Demand Response | Consumer | 2006 | Final | FALSE | 0.027251 | 0 | 0 | 0 | 0 | 0 | 0 | 0 | 0 | 0 | 0 | 0 | 0 | 0 | 0 | 0 | 0 | 0 | 0 | 0 | 0 | 0 | 0 | 0 | 0 | 0 | 0 | 0 | 0 | 0 | 0 | 0 | 0 | 0 | 0 | 0 | 0 | 0 | 0 | 0 | 0 | 0 | 0 | 0 | 0
6 | Great Refrigerator Roundup | Consumer | 2007 | Final | FALSE | 0 | 0.0062125 | 0.0062125 | 0.0062125 | 0.0062125 | 0.0062125 | 0.0062125 | 0.0062125 | 0.0062125 | 0.0048868 | 0 | 0 | 0 | 0 | 0 | 0 | 0 | 0 | 0 | 0 | 0 | 0 | 0 | 0 | 0 | 0 | 0 | 0 | 0 | 0 | 0 | 0 | 0 | 0 | 0 | 0 | 0 | 0 | 0 | 0 | 0 | 0 | 0 | 0 | 0
7 | Cool & Hot Savings Rebate | Consumer | 2007 | Final | FALSE | 0 | 0.030445 | 0.030445 | 0.030445 | 0.030445 | 0.030445 | 0.028079 | 0.028079 | 0.028079 | 0.028079 | 0.028079 | 0.028079 | 0.028079 | 0.028079 | 0.028079 | 0.028079 | 0.0052122 | 0.0052122 | 0.0052122 | 0 | 0 | 0 | 0 | 0 | 0 | 0 | 0 | 0 | 0 | 0 | 0 | 0 | 0 | 0 | 0 | 0 | 0 | 0 | 0 | 0 | 0 | 0 | 0 | 0 | 0
8 | Every Kilowatt Counts | Consumer | 2007 | Final | FALSE | 0 | 0.010591 | 0.0095976 | 0.0095976 | 0.0095976 | 0.0095976 | 0.0095976 | 0.0095976 | 0.0095976 | 0.0023348 | 0.0023348 | 9.4299e-05 | 9.4299e-05 | 9.4299e-05 | 9.4299e-05 | 9.4299e-05 | 9.4299e-05 | 3.4916e-05 | 3.4916e-05 | 0 | 0 | 0 | 0 | 0 | 0 | 0 | 0 | 0 | 0 | 0 | 0 | 0 | 0 | 0 | 0 | 0 | 0 | 0 | 0 | 0 | 0 | 0 | 0 | 0 | 0
9 | peaksaver® | Consumer, Business | 2007 | Final | FALSE | 0 | 0.074844 | 0.074844 | 0.074844 | 0.074844 | 0.074844 | 0.074844 | 0.074844 | 0.074844 | 0.074844 | 0.074844 | 0.074844 | 0.074844 | 0 | 0 | 0 | 0 | 0 | 0 | 0 | 0 | 0 | 0 | 0 | 0 | 0 | 0 | 0 | 0 | 0 | 0 | 0 | 0 | 0 | 0 | 0 | 0 | 0 | 0 | 0 | 0 | 0 | 0 | 0 | 0
10 | Summer Savings | Consumer | 2007 | Final | FALSE | 0 | 0.1105 | 0.032954 | 0.015867 | 0.015867 | 0.015867 | 0.015867 | 0.015867 | 0.015867 | 0.015724 | 0.015724 | 0.015724 | 0.015724 | 0.015724 | 0.015724 | 0 | 0 | 0 | 0 | 0 | 0 | 0 | 0 | 0 | 0 | 0 | 0 | 0 | 0 | 0 | 0 | 0 | 0 | 0 | 0 | 0 | 0 | 0 | 0 | 0 | 0 | 0 | 0 | 0 | 0
11 | Aboriginal | Consumer | 2007 | Final | FALSE | 0 | 0 | 0 | 0 | 0 | 0 | 0 | 0 | 0 | 0 | 0 | 0 | 0 | 0 | 0 | 0 | 0 | 0 | 0 | 0 | 0 | 0 | 0 | 0 | 0 | 0 | 0 | 0 | 0 | 0 | 0 | 0 | 0 | 0 | 0 | 0 | 0 | 0 | 0 | 0 | 0 | 0 | 0 | 0 | 0
12 | Affordable Housing Pilot | Consumer Low-Income | 2007 | Final | FALSE | 0 | 0 | 0 | 0 | 0 | 0 | 0 | 0 | 0 | 0 | 0 | 0 | 0 | 0 | 0 | 0 | 0 | 0 | 0 | 0 | 0 | 0 | 0 | 0 | 0 | 0 | 0 | 0 | 0 | 0 | 0 | 0 | 0 | 0 | 0 | 0 | 0 | 0 | 0 | 0 | 0 | 0 | 0 | 0 | 0
13 | Social Housing Pilot | Consumer Low-Income | 2007 | Final | FALSE | 0 | 0.0029247 | 0.0029247 | 0.0029247 | 0.0029247 | 0.0029247 | 0.0029247 | 0.0029247 | 0.0029247 | 0.0029247 | 0.0029247 | 0 | 0 | 0 | 0 | 0 | 0 | 0 | 0 | 0 | 0 | 0 | 0 | 0 | 0 | 0 | 0 | 0 | 0 | 0 | 0 | 0 | 0 | 0 | 0 | 0 | 0 | 0 | 0 | 0 | 0 | 0 | 0 | 0 | 0
14 | Energy Efficiency Assistance for Houses Pilot | Consumer Low-Income | 2007 | Final | FALSE | 0 | 0 | 0 | 0 | 0 | 0 | 0 | 0 | 0 | 0 | 0 | 0 | 0 | 0 | 0 | 0 | 0 | 0 | 0 | 0 | 0 | 0 | 0 | 0 | 0 | 0 | 0 | 0 | 0 | 0 | 0 | 0 | 0 | 0 | 0 | 0 | 0 | 0 | 0 | 0 | 0 | 0 | 0 | 0 | 0
15 | Electricity Retrofit Incentive | Business, Industrial | 2007 | Final | FALSE | 0 | 0 | 0 | 0 | 0 | 0 | 0 | 0 | 0 | 0 | 0 | 0 | 0 | 0 | 0 | 0 | 0 | 0 | 0 | 0 | 0 | 0 | 0 | 0 | 0 | 0 | 0 | 0 | 0 | 0 | 0 | 0 | 0 | 0 | 0 | 0 | 0 | 0 | 0 | 0 | 0 | 0 | 0 | 0 | 0
16 | Toronto Comprehensive | Consumer Business, Industrial | 2007 | Final | FALSE | 0 | 0 | 0 | 0 | 0 | 0 | 0 | 0 | 0 | 0 | 0 | 0 | 0 | 0 | 0 | 0 | 0 | 0 | 0 | 0 | 0 | 0 | 0 | 0 | 0 | 0 | 0 | 0 | 0 | 0 | 0 | 0 | 0 | 0 | 0 | 0 | 0 | 0 | 0 | 0 | 0 | 0 | 0 | 0 | 0
17 | Demand Response 1 | Business, Industrial | 2007 | Final | FALSE | 0 | 0.64935 | 0 | 0 | 0 | 0 | 0 | 0 | 0 | 0 | 0 | 0 | 0 | 0 | 0 | 0 | 0 | 0 | 0 | 0 | 0 | 0 | 0 | 0 | 0 | 0 | 0 | 0 | 0 | 0 | 0 | 0 | 0 | 0 | 0 | 0 | 0 | 0 | 0 | 0 | 0 | 0 | 0 | 0 | 0
18 | Electricity Resources Demand Response | Business, Industrial | 2007 | Final | FALSE | 0 | 0.054019 | 0 | 0 | 0 | 0 | 0 | 0 | 0 | 0 | 0 | 0 | 0 | 0 | 0 | 0 | 0 | 0 | 0 | 0 | 0 | 0 | 0 | 0 | 0 | 0 | 0 | 0 | 0 | 0 | 0 | 0 | 0 | 0 | 0 | 0 | 0 | 0 | 0 | 0 | 0 | 0 | 0 | 0 | 0
19 | Renewable Energy Standard Offer | Consumer, Business, Industrial | 2007 | Final | FALSE | 0 | 0 | 0 | 0 | 0 | 0 | 0 | 0 | 0 | 0 | 0 | 0 | 0 | 0 | 0 | 0 | 0 | 0 | 0 | 0 | 0 | 0 | 0 | 0 | 0 | 0 | 0 | 0 | 0 | 0 | 0 | 0 | 0 | 0 | 0 | 0 | 0 | 0 | 0 | 0 | 0 | 0 | 0 | 0 | 0
20 | Great Refrigerator Roundup | Consumer | 2008 | Final | FALSE | 0 | 0 | 0.010363 | 0.010363 | 0.010363 | 0.010363 | 0.010148 | 0.010148 | 0.010148 | 0.010148 | 0.0078156 | 0 | 0 | 0 | 0 | 0 | 0 | 0 | 0 | 0 | 0 | 0 | 0 | 0 | 0 | 0 | 0 | 0 | 0 | 0 | 0 | 0 | 0 | 0 | 0 | 0 | 0 | 0 | 0 | 0 | 0 | 0 | 0 | 0 | 0
21 | Cool Savings Rebate | Consumer | 2008 | Final | FALSE | 0 | 0 | 0.031156 | 0.031156 | 0.031156 | 0.031156 | 0.031156 | 0.031156 | 0.031156 | 0.031156 | 0.031156 | 0.031156 | 0.031156 | 0.031156 | 0.031156 | 0.031156 | 0.031156 | 0.025266 | 0.025266 | 0.025266 | 0 | 0 | 0 | 0 | 0 | 0 | 0 | 0 | 0 | 0 | 0 | 0 | 0 | 0 | 0 | 0 | 0 | 0 | 0 | 0 | 0 | 0 | 0 | 0 | 0
22 | Every Kilowatt Counts Power Savings Event | Consumer | 2008 | Final | FALSE | 0 | 0 | 0.013616 | 0.013011 | 0.013011 | 0.013011 | 0.011826 | 0.011826 | 0.0090968 | 0.0081751 | 0.0059914 | 0.0048333 | 0.0042603 | 0.0042603 | 0.0020856 | 0.0020856 | 0.0020856 | 0.0020856 | 0 | 0 | 0 | 0 | 0 | 0 | 0 | 0 | 0 | 0 | 0 | 0 | 0 | 0 | 0 | 0 | 0 | 0 | 0 | 0 | 0 | 0 | 0 | 0 | 0 | 0 | 0
23 | peaksaver® | Consumer, Business | 2008 | Final | FALSE | 0 | 0 | 0.13157 | 0.13157 | 0.13157 | 0.13157 | 0.13157 | 0.13157 | 0.13157 | 0.13157 | 0.13157 | 0.13157 | 0.13157 | 0.13157 | 0.13157 | 0 | 0 | 0 | 0 | 0 | 0 | 0 | 0 | 0 | 0 | 0 | 0 | 0 | 0 | 0 | 0 | 0 | 0 | 0 | 0 | 0 | 0 | 0 | 0 | 0 | 0 | 0 | 0 | 0 | 0
24 | Summer Sweepstakes | Consumer | 2008 | Final | FALSE | 0 | 0 | 0.024254 | 0.013909 | 0.013909 | 0.013909 | 0.013909 | 0.013909 | 0.013909 | 0.013909 | 0.013425 | 0.013425 | 0.013282 | 0.013282 | 0.013282 | 0.013114 | 0.01305 | 0.012406 | 0.012406 | 0.012406 | 0.012406 | 0.012406 | 0 | 0 | 0 | 0 | 0 | 0 | 0 | 0 | 0 | 0 | 0 | 0 | 0 | 0 | 0 | 0 | 0 | 0 | 0 | 0 | 0 | 0 | 0
25 | Electricity Retrofit Incentive | Business, Industrial | 2008 | Final | FALSE | 0 | 0 | 0 | 0 | 0 | 0 | 0 | 0 | 0 | 0 | 0 | 0 | 0 | 0 | 0 | 0 | 0 | 0 | 0 | 0 | 0 | 0 | 0 | 0 | 0 | 0 | 0 | 0 | 0 | 0 | 0 | 0 | 0 | 0 | 0 | 0 | 0 | 0 | 0 | 0 | 0 | 0 | 0 | 0 | 0
26 | Toronto Comprehensive | Consumer Business, Industrial | 2008 | Final | FALSE | 0 | 0 | 0 | 0 | 0 | 0 | 0 | 0 | 0 | 0 | 0 | 0 | 0 | 0 | 0 | 0 | 0 | 0 | 0 | 0 | 0 | 0 | 0 | 0 | 0 | 0 | 0 | 0 | 0 | 0 | 0 | 0 | 0 | 0 | 0 | 0 | 0 | 0 | 0 | 0 | 0 | 0 | 0 | 0 | 0
27 | High Performance New Construction | Business, Industrial | 2008 | Final | FALSE | 0 | 0 | 0.00068215 | 0.00068215 | 0.00068215 | 0.00068215 | 0.00068215 | 0.00068215 | 0.00068215 | 0.00068215 | 0.00068215 | 0.00068215 | 0.00068215 | 0.00068215 | 0.00068215 | 0.00068215 | 0 | 0 | 0 | 0 | 0 | 0 | 0 | 0 | 0 | 0 | 0 | 0 | 0 | 0 | 0 | 0 | 0 | 0 | 0 | 0 | 0 | 0 | 0 | 0 | 0 | 0 | 0 | 0 | 0
28 | Power Savings Blitz | Business | 2008 | Final | FALSE | 0 | 0 | 0 | 0 | 0 | 0 | 0 | 0 | 0 | 0 | 0 | 0 | 0 | 0 | 0 | 0 | 0 | 0 | 0 | 0 | 0 | 0 | 0 | 0 | 0 | 0 | 0 | 0 | 0 | 0 | 0 | 0 | 0 | 0 | 0 | 0 | 0 | 0 | 0 | 0 | 0 | 0 | 0 | 0 | 0
29 | Demand Response 1 | Business, Industrial | 2008 | Final | FALSE | 0 | 0 | 0.88188 | 0 | 0 | 0 | 0 | 0 | 0 | 0 | 0 | 0 | 0 | 0 | 0 | 0 | 0 | 0 | 0 | 0 | 0 | 0 | 0 | 0 | 0 | 0 | 0 | 0 | 0 | 0 | 0 | 0 | 0 | 0 | 0 | 0 | 0 | 0 | 0 | 0 | 0 | 0 | 0 | 0 | 0
30 | Demand Response 3 | Business, Industrial | 2008 | Final | FALSE | 0 | 0 | 0.17054 | 0 | 0 | 0 | 0 | 0 | 0 | 0 | 0 | 0 | 0 | 0 | 0 | 0 | 0 | 0 | 0 | 0 | 0 | 0 | 0 | 0 | 0 | 0 | 0 | 0 | 0 | 0 | 0 | 0 | 0 | 0 | 0 | 0 | 0 | 0 | 0 | 0 | 0 | 0 | 0 | 0 | 0
31 | Electricity Resources Demand Response | Business, Industrial | 2008 | Final | FALSE | 0 | 0 | 0.058604 | 0 | 0 | 0 | 0 | 0 | 0 | 0 | 0 | 0 | 0 | 0 | 0 | 0 | 0 | 0 | 0 | 0 | 0 | 0 | 0 | 0 | 0 | 0 | 0 | 0 | 0 | 0 | 0 | 0 | 0 | 0 | 0 | 0 | 0 | 0 | 0 | 0 | 0 | 0 | 0 | 0 | 0
32 | Renewable Energy Standard Offer | Consumer, Business, Industrial | 2008 | Final | FALSE | 0 | 0 | 0 | 0 | 0 | 0 | 0 | 0 | 0 | 0 | 0 | 0 | 0 | 0 | 0 | 0 | 0 | 0 | 0 | 0 | 0 | 0 | 0 | 0 | 0 | 0 | 0 | 0 | 0 | 0 | 0 | 0 | 0 | 0 | 0 | 0 | 0 | 0 | 0 | 0 | 0 | 0 | 0 | 0 | 0
33 | Other Customer Based Generation | Business, Industrial | 2008 | Final | FALSE | 0 | 0 | 0 | 0 | 0 | 0 | 0 | 0 | 0 | 0 | 0 | 0 | 0 | 0 | 0 | 0 | 0 | 0 | 0 | 0 | 0 | 0 | 0 | 0 | 0 | 0 | 0 | 0 | 0 | 0 | 0 | 0 | 0 | 0 | 0 | 0 | 0 | 0 | 0 | 0 | 0 | 0 | 0 | 0 | 0
34 | LDC Custom - Hydro One Networks Inc. - Double Return | Business, Industrial | 2008 | Final | FALSE | 0 | 0 | 0 | 0 | 0 | 0 | 0 | 0 | 0 | 0 | 0 | 0 | 0 | 0 | 0 | 0 | 0 | 0 | 0 | 0 | 0 | 0 | 0 | 0 | 0 | 0 | 0 | 0 | 0 | 0 | 0 | 0 | 0 | 0 | 0 | 0 | 0 | 0 | 0 | 0 | 0 | 0 | 0 | 0 | 0
35 | Great Refrigerator Roundup | Consumer | 2009 | Final | FALSE | 0 | 0 | 0 | 0.01722 | 0.01722 | 0.01722 | 0.016604 | 0.012844 | 0 | 0 | 0 | 0 | 0 | 0 | 0 | 0 | 0 | 0 | 0 | 0 | 0 | 0 | 0 | 0 | 0 | 0 | 0 | 0 | 0 | 0 | 0 | 0 | 0 | 0 | 0 | 0 | 0 | 0 | 0 | 0 | 0 | 0 | 0 | 0 | 0
36 | Cool Savings Rebate | Consumer | 2009 | Final | FALSE | 0 | 0 | 0 | 0.040486 | 0.040486 | 0.040486 | 0.040297 | 0.040266 | 0.040247 | 0.040247 | 0.040247 | 0.040247 | 0.040247 | 0.039634 | 0.039634 | 0.039634 | 0.039634 | 0.039634 | 0.03867 | 0.03867 | 0.03867 | 0.02843 | 0 | 0 | 0 | 0 | 0 | 0 | 0 | 0 | 0 | 0 | 0 | 0 | 0 | 0 | 0 | 0 | 0 | 0 | 0 | 0 | 0 | 0 | 0
37 | Every Kilowatt Counts Power Savings Event | Consumer | 2009 | Final | FALSE | 0 | 0 | 0 | 0.010829 | 0.010646 | 0.010646 | 0.010646 | 0.010598 | 0.010598 | 0.0098222 | 0.0098222 | 0.0075108 | 0.0075108 | 0.0066663 | 0.0066636 | 0.0033874 | 0.0033874 | 0.0032298 | 0.00055698 | 0.00024944 | 0.00024944 | 0.00015611 | 0.00015611 | 0 | 0 | 0 | 0 | 0 | 0 | 0 | 0 | 0 | 0 | 0 | 0 | 0 | 0 | 0 | 0 | 0 | 0 | 0 | 0 | 0 | 0
38 | peaksaver® | Consumer, Business | 2009 | Final | FALSE | 0 | 0 | 0 | 0.12611 | 0.12611 | 0.12611 | 0.12611 | 0.12611 | 0.12611 | 0.12611 | 0.12611 | 0.12611 | 0.12611 | 0.12611 | 0.12611 | 0.12611 | 0 | 0 | 0 | 0 | 0 | 0 | 0 | 0 | 0 | 0 | 0 | 0 | 0 | 0 | 0 | 0 | 0 | 0 | 0 | 0 | 0 | 0 | 0 | 0 | 0 | 0 | 0 | 0 | 0
39 | Electricity Retrofit Incentive | Business, Industrial | 2009 | Final | FALSE | 0 | 0 | 0 | 0.040227 | 0.040227 | 0.040227 | 0.040227 | 0.040227 | 0.040227 | 0.040227 | 0.040227 | 0.040227 | 0.040227 | 0.040227 | 0 | 0 | 0 | 0 | 0 | 0 | 0 | 0 | 0 | 0 | 0 | 0 | 0 | 0 | 0 | 0 | 0 | 0 | 0 | 0 | 0 | 0 | 0 | 0 | 0 | 0 | 0 | 0 | 0 | 0 | 0
40 | Toronto Comprehensive | Consumer Business, Industrial | 2009 | Final | FALSE | 0 | 0 | 0 | 0 | 0 | 0 | 0 | 0 | 0 | 0 | 0 | 0 | 0 | 0 | 0 | 0 | 0 | 0 | 0 | 0 | 0 | 0 | 0 | 0 | 0 | 0 | 0 | 0 | 0 | 0 | 0 | 0 | 0 | 0 | 0 | 0 | 0 | 0 | 0 | 0 | 0 | 0 | 0 | 0 | 0
41 | High Performance New Construction | Business, Industrial | 2009 | Final | FALSE | 0 | 0 | 0 | 0.0078698 | 0.0078698 | 0.0078698 | 0.0078698 | 0.0078698 | 0.0078698 | 0.0078698 | 0.0078698 | 0.0078698 | 0.0078698 | 0.0078698 | 0.0078698 | 0.0078698 | 0.0078698 | 0.0078698 | 0.0078698 | 0.0078698 | 0.0078698 | 0.0078698 | 0.0078698 | 0 | 0 | 0 | 0 | 0 | 0 | 0 | 0 | 0 | 0 | 0 | 0 | 0 | 0 | 0 | 0 | 0 | 0 | 0 | 0 | 0 | 0
42 | Power Savings Blitz | Business | 2009 | Final | FALSE | 0 | 0 | 0 | 0.079333 | 0.079333 | 0.079333 | 0.079333 | 0.079333 | 0.079333 | 0.079333 | 0.079333 | 0.079333 | 0 | 0 | 0 | 0 | 0 | 0 | 0 | 0 | 0 | 0 | 0 | 0 | 0 | 0 | 0 | 0 | 0 | 0 | 0 | 0 | 0 | 0 | 0 | 0 | 0 | 0 | 0 | 0 | 0 | 0 | 0 | 0 | 0
43 | Multi-Family Energy Efficiency Rebates | Business, Consumer Low-Income | 2009 | Final | FALSE | 0 | 0 | 0 | 0 | 0 | 0 | 0 | 0 | 0 | 0 | 0 | 0 | 0 | 0 | 0 | 0 | 0 | 0 | 0 | 0 | 0 | 0 | 0 | 0 | 0 | 0 | 0 | 0 | 0 | 0 | 0 | 0 | 0 | 0 | 0 | 0 | 0 | 0 | 0 | 0 | 0 | 0 | 0 | 0 | 0
44 | Demand Response 1 | Business, Industrial | 2009 | Final | FALSE | 0 | 0 | 0 | 0.35532 | 0 | 0 | 0 | 0 | 0 | 0 | 0 | 0 | 0 | 0 | 0 | 0 | 0 | 0 | 0 | 0 | 0 | 0 | 0 | 0 | 0 | 0 | 0 | 0 | 0 | 0 | 0 | 0 | 0 | 0 | 0 | 0 | 0 | 0 | 0 | 0 | 0 | 0 | 0 | 0 | 0
45 | Demand Response 2 | Business, Industrial | 2009 | Final | FALSE | 0 | 0 | 0 | 0.24127 | 0 | 0 | 0 | 0 | 0 | 0 | 0 | 0 | 0 | 0 | 0 | 0 | 0 | 0 | 0 | 0 | 0 | 0 | 0 | 0 | 0 | 0 | 0 | 0 | 0 | 0 | 0 | 0 | 0 | 0 | 0 | 0 | 0 | 0 | 0 | 0 | 0 | 0 | 0 | 0 | 0
46 | Demand Response 3 | Business, Industrial | 2009 | Final | FALSE | 0 | 0 | 0 | 0.34468 | 0 | 0 | 0 | 0 | 0 | 0 | 0 | 0 | 0 | 0 | 0 | 0 | 0 | 0 | 0 | 0 | 0 | 0 | 0 | 0 | 0 | 0 | 0 | 0 | 0 | 0 | 0 | 0 | 0 | 0 | 0 | 0 | 0 | 0 | 0 | 0 | 0 | 0 | 0 | 0 | 0
47 | Electricity Resources Demand Response | Business, Industrial | 2009 | Final | FALSE | 0 | 0 | 0 | 0.059224 | 0 | 0 | 0 | 0 | 0 | 0 | 0 | 0 | 0 | 0 | 0 | 0 | 0 | 0 | 0 | 0 | 0 | 0 | 0 | 0 | 0 | 0 | 0 | 0 | 0 | 0 | 0 | 0 | 0 | 0 | 0 | 0 | 0 | 0 | 0 | 0 | 0 | 0 | 0 | 0 | 0
48 | LDC Custom - Thunder Bay Hydro - Phantom Load | Consumer | 2009 | Final | FALSE | 0 | 0 | 0 | 0 | 0 | 0 | 0 | 0 | 0 | 0 | 0 | 0 | 0 | 0 | 0 | 0 | 0 | 0 | 0 | 0 | 0 | 0 | 0 | 0 | 0 | 0 | 0 | 0 | 0 | 0 | 0 | 0 | 0 | 0 | 0 | 0 | 0 | 0 | 0 | 0 | 0 | 0 | 0 | 0 | 0
49 | LDC Custom - Toronto Hydro - Summer Challenge | Consumer | 2009 | Final | FALSE | 0 | 0 | 0 | 0 | 0 | 0 | 0 | 0 | 0 | 0 | 0 | 0 | 0 | 0 | 0 | 0 | 0 | 0 | 0 | 0 | 0 | 0 | 0 | 0 | 0 | 0 | 0 | 0 | 0 | 0 | 0 | 0 | 0 | 0 | 0 | 0 | 0 | 0 | 0 | 0 | 0 | 0 | 0 | 0 | 0
50 | LDC Custom - PowerStream - Data Centres | Business | 2009 | Final |  | 0 | 0 | 0 | 0 | 0 | 0 | 0 | 0 | 0 | 0 | 0 | 0 | 0 | 0 | 0 | 0 | 0 | 0 | 0 | 0 | 0 | 0 | 0 | 0 | 0 | 0 | 0 | 0 | 0 | 0 | 0 | 0 | 0 | 0 | 0 | 0 | 0 | 0 | 0 | 0 | 0 | 0 | 0 | 0 | 0
51 | Toronto Comprehensive Adjustment | Business, Consumer | 2008 | Final |  | 0 | 0 | 0 | 0 | 0 | 0 | 0 | 0 | 0 | 0 | 0 | 0 | 0 | 0 | 0 | 0 | 0 | 0 | 0 | 0 | 0 | 0 | 0 | 0 | 0 | 0 | 0 | 0 | 0 | 0 | 0 | 0 | 0 | 0 | 0 | 0 | 0 | 0 | 0 | 0 | 0 | 0 | 0 | 0 | 0
52 | LDC Custom - Hydro One Networks Inc. - Double Return Adjustment | Business, Consumer | 2008 | Final |  | 0 | 0 | 0 | 0 | 0 | 0 | 0 | 0 | 0 | 0 | 0 | 0 | 0 | 0 | 0 | 0 | 0 | 0 | 0 | 0 | 0 | 0 | 0 | 0 | 0 | 0 | 0 | 0 | 0 | 0 | 0 | 0 | 0 | 0 | 0 | 0 | 0 | 0 | 0 | 0 | 0 | 0 | 0 | 0 | 0
2006 Subtotal | [5 empty] | 0.62261 | 0.038602 | 0.038602 | 0.038602 | 0.038602 | 0.038602 | 0.035926 | 0.035926 | 0.028098 | 0.028098 | 0.028098 | 0.028098 | 0.028098 | 0.028098 | 0.017197 | 0.011738 | 0.011738 | 0.011738 | 0.00033004 | 0.00033004 | 0 | 0 | 0 | 0 | 0 | 0 | 0 | 0 | 0 | 0 | 0 | 0 | 0 | 0 | 0 | 0 | 0 | 0 | 0 | 0 | 0 | 0 | 0 | 0 | 0
2007 Subtotal | [5 empty] | 0 | 0.93889 | 0.15698 | 0.13989 | 0.13989 | 0.13989 | 0.13752 | 0.13752 | 0.13752 | 0.12879 | 0.12391 | 0.11874 | 0.11874 | 0.043897 | 0.043897 | 0.028173 | 0.0053065 | 0.0052471 | 0.0052471 | 0 | 0 | 0 | 0 | 0 | 0 | 0 | 0 | 0 | 0 | 0 | 0 | 0 | 0 | 0 | 0 | 0 | 0 | 0 | 0 | 0 | 0 | 0 | 0 | 0 | 0
2008 Subtotal | [5 empty] | 0 | 0 | 1.3227 | 0.20069 | 0.20069 | 0.20069 | 0.19929 | 0.19929 | 0.19656 | 0.19564 | 0.19064 | 0.18166 | 0.18095 | 0.18095 | 0.17877 | 0.047038 | 0.046292 | 0.039758 | 0.037672 | 0.037672 | 0.012406 | 0.012406 | 0 | 0 | 0 | 0 | 0 | 0 | 0 | 0 | 0 | 0 | 0 | 0 | 0 | 0 | 0 | 0 | 0 | 0 | 0 | 0 | 0 | 0 | 0
2009 Subtotal | [5 empty] | 0 | 0 | 0 | 1.3226 | 0.32189 | 0.32189 | 0.32109 | 0.31725 | 0.30438 | 0.30361 | 0.30361 | 0.3013 | 0.22196 | 0.22051 | 0.18028 | 0.177 | 0.050891 | 0.050733 | 0.047097 | 0.046789 | 0.046789 | 0.036456 | 0.0080259 | 0 | 0 | 0 | 0 | 0 | 0 | 0 | 0 | 0 | 0 | 0 | 0 | 0 | 0 | 0 | 0 | 0 | 0 | 0 | 0 | 0 | 0
Overall Total | [5 empty] | 0.62261 | 0.97749 | 1.5182 | 1.7017 | 0.70107 | 0.70107 | 0.69382 | 0.68998 | 0.66657 | 0.65614 | 0.64625 | 0.6298 | 0.54975 | 0.47345 | 0.42014 | 0.26395 | 0.11423 | 0.10748 | 0.090346 | 0.084791 | 0.059195 | 0.048862 | 0.0080259 | 0 | 0 | 0 | 0 | 0 | 0 | 0 | 0 | 0 | 0 | 0 | 0 | 0 | 0 | 0 | 0 | 0 | 0 | 0 | 0 | 0 | 0
[6 empty] | 65 | 66 | 67 | 68 | 69 | 70 | 71 | 72 | 73 | 74 | 75 | 76 | 77 | 78 | 79 | 80 | 81 | 82 | 83 | 84 | 85 | 86 | 87 | 88 | 89 | 90 | 91 | 92 | 93 | 94 | 95 | 96 | 97 | 98 | 99 | 100 | 101 | 102 | 103 | 104 | 105 | 106 | 107 | 108 | 109
Net Energy Savings (MWh)
# | Initiative Name | Program Name | Program Year | Results Status |  | 2006 | 2007 | 2008 | 2009 | 2010 | 2011 | 2012 | 2013 | 2014 | 2015 | 2016 | 2017 | 2018 | 2019 | 2020 | 2021 | 2022 | 2023 | 2024 | 2025 | 2026 | 2027 | 2028 | 2029 | 2030 | 2031 | 2032 | 2033 | 2034 | 2035 | 2036 | 2037 | 2038 | 2039 | 2040 | 2041 | 2042 | 2043 | 2044 | 2045 | 2046 | 2047 | 2048 | 2049 | 2050
1 | Secondary Refrigerator Retirement Pilot | Consumer | 2006 | Final | FALSE | 11.8051 | 11.8051 | 11.8051 | 11.8051 | 11.8051 | 11.8051 | 0 | 0 | 0 | 0 | 0 | 0 | 0 | 0 | 0 | 0 | 0 | 0 | 0 | 0 | 0 | 0 | 0 | 0 | 0 | 0 | 0 | 0 | 0 | 0 | 0 | 0 | 0 | 0 | 0 | 0 | 0 | 0 | 0 | 0 | 0 | 0 | 0 | 0 | 0
2 | Cool & Hot Savings Rebate | Consumer | 2006 | Final | FALSE | 29.1418 | 29.1418 | 29.1418 | 29.1418 | 29.1418 | 29.1418 | 29.1418 | 29.1418 | 21.4999 | 21.4999 | 21.4999 | 21.4999 | 21.4999 | 21.4999 | 10.8409 | 4.2256 | 4.2256 | 4.2256 | 0 | 0 | 0 | 0 | 0 | 0 | 0 | 0 | 0 | 0 | 0 | 0 | 0 | 0 | 0 | 0 | 0 | 0 | 0 | 0 | 0 | 0 | 0 | 0 | 0 | 0 | 0
3 | Every Kilowatt Counts | Consumer | 2006 | Final | FALSE | 756.1617 | 756.1617 | 756.1617 | 756.1617 | 97.4932 | 97.4932 | 97.4932 | 97.4932 | 97.4932 | 97.4932 | 90.9223 | 90.9223 | 90.9223 | 90.9223 | 90.9223 | 84.2286 | 84.2286 | 84.2286 | 47.7944 | 47.7944 | 27.8879 | 27.8879 | 27.8879 | 27.8879 | 27.8879 | 27.8879 | 27.8879 | 27.8879 | 27.8879 | 27.8879 | 0 | 0 | 0 | 0 | 0 | 0 | 0 | 0 | 0 | 0 | 0 | 0 | 0 | 0 | 0
4 | Demand Response 1 | Business, Industrial | 2006 | Final | FALSE | 0 | 0 | 0 | 0 | 0 | 0 | 0 | 0 | 0 | 0 | 0 | 0 | 0 | 0 | 0 | 0 | 0 | 0 | 0 | 0 | 0 | 0 | 0 | 0 | 0 | 0 | 0 | 0 | 0 | 0 | 0 | 0 | 0 | 0 | 0 | 0 | 0 | 0 | 0 | 0 | 0 | 0 | 0 | 0 | 0
5 | Electricity Resources Demand Response | Consumer | 2006 | Final | FALSE | 0 | 0 | 0 | 0 | 0 | 0 | 0 | 0 | 0 | 0 | 0 | 0 | 0 | 0 | 0 | 0 | 0 | 0 | 0 | 0 | 0 | 0 | 0 | 0 | 0 | 0 | 0 | 0 | 0 | 0 | 0 | 0 | 0 | 0 | 0 | 0 | 0 | 0 | 0 | 0 | 0 | 0 | 0 | 0 | 0
6 | Great Refrigerator Roundup | Consumer | 2007 | Final | FALSE | 0 | 54.5886 | 54.5886 | 54.5886 | 54.5886 | 54.5886 | 54.5886 | 54.5886 | 54.5886 | 45.322 | 0 | 0 | 0 | 0 | 0 | 0 | 0 | 0 | 0 | 0 | 0 | 0 | 0 | 0 | 0 | 0 | 0 | 0 | 0 | 0 | 0 | 0 | 0 | 0 | 0 | 0 | 0 | 0 | 0 | 0 | 0 | 0 | 0 | 0 | 0
7 | Cool & Hot Savings Rebate | Consumer | 2007 | Final | FALSE | 0 | 45.6304 | 45.6304 | 45.6304 | 45.6304 | 45.6304 | 43.467 | 43.467 | 43.467 | 43.467 | 43.467 | 43.467 | 43.467 | 43.467 | 43.467 | 43.467 | 4.7665 | 4.7665 | 4.7665 | 0 | 0 | 0 | 0 | 0 | 0 | 0 | 0 | 0 | 0 | 0 | 0 | 0 | 0 | 0 | 0 | 0 | 0 | 0 | 0 | 0 | 0 | 0 | 0 | 0 | 0
8 | Every Kilowatt Counts | Consumer | 2007 | Final | FALSE | 0 | 273.528 | 270.1828 | 270.1828 | 270.1828 | 270.1828 | 260.9562 | 260.9562 | 260.9562 | 21.1938 | 21.1938 | 3.9935 | 3.9935 | 3.9935 | 3.9935 | 3.9935 | 2.3856 | 1.0824 | 1.0824 | 0 | 0 | 0 | 0 | 0 | 0 | 0 | 0 | 0 | 0 | 0 | 0 | 0 | 0 | 0 | 0 | 0 | 0 | 0 | 0 | 0 | 0 | 0 | 0 | 0 | 0
9 | peaksaver® | Consumer, Business | 2007 | Final | FALSE | 0 | 0 | 0 | 0 | 0 | 0 | 0 | 0 | 0 | 0 | 0 | 0 | 0 | 0 | 0 | 0 | 0 | 0 | 0 | 0 | 0 | 0 | 0 | 0 | 0 | 0 | 0 | 0 | 0 | 0 | 0 | 0 | 0 | 0 | 0 | 0 | 0 | 0 | 0 | 0 | 0 | 0 | 0 | 0 | 0
10 | Summer Savings | Consumer | 2007 | Final | FALSE | 0 | 197.3802 | 33.2689 | 12.5928 | 12.5928 | 12.5928 | 12.5928 | 12.5928 | 12.5928 | 7.9978 | 7.9978 | 7.9978 | 7.9978 | 7.9978 | 7.9978 | 0 | 0 | 0 | 0 | 0 | 0 | 0 | 0 | 0 | 0 | 0 | 0 | 0 | 0 | 0 | 0 | 0 | 0 | 0 | 0 | 0 | 0 | 0 | 0 | 0 | 0 | 0 | 0 | 0 | 0
11 | Aboriginal | Consumer | 2007 | Final | FALSE | 0 | 0 | 0 | 0 | 0 | 0 | 0 | 0 | 0 | 0 | 0 | 0 | 0 | 0 | 0 | 0 | 0 | 0 | 0 | 0 | 0 | 0 | 0 | 0 | 0 | 0 | 0 | 0 | 0 | 0 | 0 | 0 | 0 | 0 | 0 | 0 | 0 | 0 | 0 | 0 | 0 | 0 | 0 | 0 | 0
12 | Affordable Housing Pilot | Consumer Low-Income | 2007 | Final | FALSE | 0 | 0 | 0 | 0 | 0 | 0 | 0 | 0 | 0 | 0 | 0 | 0 | 0 | 0 | 0 | 0 | 0 | 0 | 0 | 0 | 0 | 0 | 0 | 0 | 0 | 0 | 0 | 0 | 0 | 0 | 0 | 0 | 0 | 0 | 0 | 0 | 0 | 0 | 0 | 0 | 0 | 0 | 0 | 0 | 0
13 | Social Housing Pilot | Consumer Low-Income | 2007 | Final | FALSE | 0 | 24.8602 | 24.8602 | 24.8602 | 24.8602 | 24.8602 | 24.8602 | 24.8602 | 24.8602 | 24.8602 | 24.8602 | 0 | 0 | 0 | 0 | 0 | 0 | 0 | 0 | 0 | 0 | 0 | 0 | 0 | 0 | 0 | 0 | 0 | 0 | 0 | 0 | 0 | 0 | 0 | 0 | 0 | 0 | 0 | 0 | 0 | 0 | 0 | 0 | 0 | 0
14 | Energy Efficiency Assistance for Houses Pilot | Consumer Low-Income | 2007 | Final | FALSE | 0 | 0 | 0 | 0 | 0 | 0 | 0 | 0 | 0 | 0 | 0 | 0 | 0 | 0 | 0 | 0 | 0 | 0 | 0 | 0 | 0 | 0 | 0 | 0 | 0 | 0 | 0 | 0 | 0 | 0 | 0 | 0 | 0 | 0 | 0 | 0 | 0 | 0 | 0 | 0 | 0 | 0 | 0 | 0 | 0
15 | Electricity Retrofit Incentive | Business, Industrial | 2007 | Final | FALSE | 0 | 0 | 0 | 0 | 0 | 0 | 0 | 0 | 0 | 0 | 0 | 0 | 0 | 0 | 0 | 0 | 0 | 0 | 0 | 0 | 0 | 0 | 0 | 0 | 0 | 0 | 0 | 0 | 0 | 0 | 0 | 0 | 0 | 0 | 0 | 0 | 0 | 0 | 0 | 0 | 0 | 0 | 0 | 0 | 0
16 | Toronto Comprehensive | Consumer Business, Industrial | 2007 | Final | FALSE | 0 | 0 | 0 | 0 | 0 | 0 | 0 | 0 | 0 | 0 | 0 | 0 | 0 | 0 | 0 | 0 | 0 | 0 | 0 | 0 | 0 | 0 | 0 | 0 | 0 | 0 | 0 | 0 | 0 | 0 | 0 | 0 | 0 | 0 | 0 | 0 | 0 | 0 | 0 | 0 | 0 | 0 | 0 | 0 | 0
17 | Demand Response 1 | Business, Industrial | 2007 | Final | FALSE | 0 | 0 | 0 | 0 | 0 | 0 | 0 | 0 | 0 | 0 | 0 | 0 | 0 | 0 | 0 | 0 | 0 | 0 | 0 | 0 | 0 | 0 | 0 | 0 | 0 | 0 | 0 | 0 | 0 | 0 | 0 | 0 | 0 | 0 | 0 | 0 | 0 | 0 | 0 | 0 | 0 | 0 | 0 | 0 | 0
18 | Electricity Resources Demand Response | Business, Industrial | 2007 | Final | FALSE | 0 | 0 | 0 | 0 | 0 | 0 | 0 | 0 | 0 | 0 | 0 | 0 | 0 | 0 | 0 | 0 | 0 | 0 | 0 | 0 | 0 | 0 | 0 | 0 | 0 | 0 | 0 | 0 | 0 | 0 | 0 | 0 | 0 | 0 | 0 | 0 | 0 | 0 | 0 | 0 | 0 | 0 | 0 | 0 | 0
19 | Renewable Energy Standard Offer | Consumer, Business, Industrial | 2007 | Final | FALSE | 0 | 0 | 0 | 0 | 0 | 0 | 0 | 0 | 0 | 0 | 0 | 0 | 0 | 0 | 0 | 0 | 0 | 0 | 0 | 0 | 0 | 0 | 0 | 0 | 0 | 0 | 0 | 0 | 0 | 0 | 0 | 0 | 0 | 0 | 0 | 0 | 0 | 0 | 0 | 0 | 0 | 0 | 0 | 0 | 0
20 | Great Refrigerator Roundup | Consumer | 2008 | Final | FALSE | 0 | 0 | 96.9059 | 96.9059 | 96.9059 | 96.9059 | 96.7995 | 96.6931 | 96.6931 | 96.6931 | 76.2987 | 0 | 0 | 0 | 0 | 0 | 0 | 0 | 0 | 0 | 0 | 0 | 0 | 0 | 0 | 0 | 0 | 0 | 0 | 0 | 0 | 0 | 0 | 0 | 0 | 0 | 0 | 0 | 0 | 0 | 0 | 0 | 0 | 0 | 0
21 | Cool Savings Rebate | Consumer | 2008 | Final | FALSE | 0 | 0 | 49.1844 | 49.1844 | 49.1844 | 49.1844 | 49.1844 | 49.1844 | 49.1844 | 49.1844 | 49.1844 | 49.1844 | 49.1844 | 49.1844 | 49.1844 | 49.1844 | 49.1844 | 39.2212 | 39.2212 | 39.2212 | 0 | 0 | 0 | 0 | 0 | 0 | 0 | 0 | 0 | 0 | 0 | 0 | 0 | 0 | 0 | 0 | 0 | 0 | 0 | 0 | 0 | 0 | 0 | 0 | 0
22 | Every Kilowatt Counts Power Savings Event | Consumer | 2008 | Final | FALSE | 0 | 0 | 249.6724 | 248.5863 | 248.5863 | 248.5863 | 210.9918 | 210.9918 | 171.8437 | 142.5967 | 90.0309 | 88.8834 | 72.8853 | 72.8853 | 69.1374 | 69.1374 | 69.1374 | 66.5544 | 0 | 0 | 0 | 0 | 0 | 0 | 0 | 0 | 0 | 0 | 0 | 0 | 0 | 0 | 0 | 0 | 0 | 0 | 0 | 0 | 0 | 0 | 0 | 0 | 0 | 0 | 0
23 | peaksaver® | Consumer, Business | 2008 | Final | FALSE | 0 | 0 | 2.6313 | 2.6313 | 2.6313 | 2.6313 | 2.6313 | 2.6313 | 2.6313 | 2.6313 | 2.6313 | 2.6313 | 2.6313 | 2.6313 | 2.6313 | 0 | 0 | 0 | 0 | 0 | 0 | 0 | 0 | 0 | 0 | 0 | 0 | 0 | 0 | 0 | 0 | 0 | 0 | 0 | 0 | 0 | 0 | 0 | 0 | 0 | 0 | 0 | 0 | 0 | 0
24 | Summer Sweepstakes | Consumer | 2008 | Final | FALSE | 0 | 0 | 95.869 | 34.5946 | 34.5946 | 34.5946 | 34.5946 | 34.5946 | 34.5946 | 34.5946 | 18.9522 | 18.9522 | 14.3601 | 14.3601 | 14.3601 | 12.7047 | 12.1149 | 11.5182 | 11.5182 | 11.5182 | 11.5182 | 11.5182 | 0 | 0 | 0 | 0 | 0 | 0 | 0 | 0 | 0 | 0 | 0 | 0 | 0 | 0 | 0 | 0 | 0 | 0 | 0 | 0 | 0 | 0 | 0
25 | Electricity Retrofit Incentive | Business, Industrial | 2008 | Final | FALSE | 0 | 0 | 0 | 0 | 0 | 0 | 0 | 0 | 0 | 0 | 0 | 0 | 0 | 0 | 0 | 0 | 0 | 0 | 0 | 0 | 0 | 0 | 0 | 0 | 0 | 0 | 0 | 0 | 0 | 0 | 0 | 0 | 0 | 0 | 0 | 0 | 0 | 0 | 0 | 0 | 0 | 0 | 0 | 0 | 0
26 | Toronto Comprehensive | Consumer Business, Industrial | 2008 | Final | FALSE | 0 | 0 | 0 | 0 | 0 | 0 | 0 | 0 | 0 | 0 | 0 | 0 | 0 | 0 | 0 | 0 | 0 | 0 | 0 | 0 | 0 | 0 | 0 | 0 | 0 | 0 | 0 | 0 | 0 | 0 | 0 | 0 | 0 | 0 | 0 | 0 | 0 | 0 | 0 | 0 | 0 | 0 | 0 | 0 | 0
27 | High Performance New Construction | Business, Industrial | 2008 | Final | FALSE | 0 | 0 | 0.57581 | 0.57581 | 0.57581 | 0.57581 | 0.57581 | 0.57581 | 0.57581 | 0.57581 | 0.57581 | 0.57581 | 0.57581 | 0.57581 | 0.57581 | 0.57581 | 0 | 0 | 0 | 0 | 0 | 0 | 0 | 0 | 0 | 0 | 0 | 0 | 0 | 0 | 0 | 0 | 0 | 0 | 0 | 0 | 0 | 0 | 0 | 0 | 0 | 0 | 0 | 0 | 0
28 | Power Savings Blitz | Business | 2008 | Final | FALSE | 0 | 0 | 0 | 0 | 0 | 0 | 0 | 0 | 0 | 0 | 0 | 0 | 0 | 0 | 0 | 0 | 0 | 0 | 0 | 0 | 0 | 0 | 0 | 0 | 0 | 0 | 0 | 0 | 0 | 0 | 0 | 0 | 0 | 0 | 0 | 0 | 0 | 0 | 0 | 0 | 0 | 0 | 0 | 0 | 0
29 | Demand Response 1 | Business, Industrial | 2008 | Final | FALSE | 0 | 0 | 0 | 0 | 0 | 0 | 0 | 0 | 0 | 0 | 0 | 0 | 0 | 0 | 0 | 0 | 0 | 0 | 0 | 0 | 0 | 0 | 0 | 0 | 0 | 0 | 0 | 0 | 0 | 0 | 0 | 0 | 0 | 0 | 0 | 0 | 0 | 0 | 0 | 0 | 0 | 0 | 0 | 0 | 0
30 | Demand Response 3 | Business, Industrial | 2008 | Final | FALSE | 0 | 0 | 0 | 0 | 0 | 0 | 0 | 0 | 0 | 0 | 0 | 0 | 0 | 0 | 0 | 0 | 0 | 0 | 0 | 0 | 0 | 0 | 0 | 0 | 0 | 0 | 0 | 0 | 0 | 0 | 0 | 0 | 0 | 0 | 0 | 0 | 0 | 0 | 0 | 0 | 0 | 0 | 0 | 0 | 0
31 | Electricity Resources Demand Response | Business, Industrial | 2008 | Final | FALSE | 0 | 0 | 0 | 0 | 0 | 0 | 0 | 0 | 0 | 0 | 0 | 0 | 0 | 0 | 0 | 0 | 0 | 0 | 0 | 0 | 0 | 0 | 0 | 0 | 0 | 0 | 0 | 0 | 0 | 0 | 0 | 0 | 0 | 0 | 0 | 0 | 0 | 0 | 0 | 0 | 0 | 0 | 0 | 0 | 0
32 | Renewable Energy Standard Offer | Consumer, Business, Industrial | 2008 | Final | FALSE | 0 | 0 | 0 | 0 | 0 | 0 | 0 | 0 | 0 | 0 | 0 | 0 | 0 | 0 | 0 | 0 | 0 | 0 | 0 | 0 | 0 | 0 | 0 | 0 | 0 | 0 | 0 | 0 | 0 | 0 | 0 | 0 | 0 | 0 | 0 | 0 | 0 | 0 | 0 | 0 | 0 | 0 | 0 | 0 | 0
33 | Other Customer Based Generation | Business, Industrial | 2008 | Final | FALSE | 0 | 0 | 0 | 0 | 0 | 0 | 0 | 0 | 0 | 0 | 0 | 0 | 0 | 0 | 0 | 0 | 0 | 0 | 0 | 0 | 0 | 0 | 0 | 0 | 0 | 0 | 0 | 0 | 0 | 0 | 0 | 0 | 0 | 0 | 0 | 0 | 0 | 0 | 0 | 0 | 0 | 0 | 0 | 0 | 0
34 | LDC Custom - Hydro One Networks Inc. - Double Return | Business, Industrial | 2008 | Final | FALSE | 0 | 0 | 0 | 0 | 0 | 0 | 0 | 0 | 0 | 0 | 0 | 0 | 0 | 0 | 0 | 0 | 0 | 0 | 0 | 0 | 0 | 0 | 0 | 0 | 0 | 0 | 0 | 0 | 0 | 0 | 0 | 0 | 0 | 0 | 0 | 0 | 0 | 0 | 0 | 0 | 0 | 0 | 0 | 0 | 0
35 | Great Refrigerator Roundup | Consumer | 2009 | Final | FALSE | 0 | 0 | 0 | 115.4862 | 115.4862 | 115.4862 | 114.8778 | 92.1502 | 0 | 0 | 0 | 0 | 0 | 0 | 0 | 0 | 0 | 0 | 0 | 0 | 0 | 0 | 0 | 0 | 0 | 0 | 0 | 0 | 0 | 0 | 0 | 0 | 0 | 0 | 0 | 0 | 0 | 0 | 0 | 0 | 0 | 0 | 0 | 0 | 0
36 | Cool Savings Rebate | Consumer | 2009 | Final | FALSE | 0 | 0 | 0 | 61.4718 | 61.4718 | 61.4718 | 61.2532 | 60.9389 | 60.569 | 60.569 | 60.569 | 60.569 | 60.569 | 59.2158 | 59.2158 | 59.2158 | 59.2158 | 59.2158 | 57.9533 | 57.9533 | 57.9533 | 48.5876 | 0 | 0 | 0 | 0 | 0 | 0 | 0 | 0 | 0 | 0 | 0 | 0 | 0 | 0 | 0 | 0 | 0 | 0 | 0 | 0 | 0 | 0 | 0
37 | Every Kilowatt Counts Power Savings Event | Consumer | 2009 | Final | FALSE | 0 | 0 | 0 | 106.8901 | 102.4547 | 102.4547 | 102.4484 | 101.7668 | 97.7524 | 77.8264 | 77.3916 | 49.4986 | 49.4986 | 35.8556 | 35.8288 | 25.1102 | 25.1102 | 23.5828 | 12.1829 | 4.3254 | 2.764 | 2.6843 | 2.6843 | 0 | 0 | 0 | 0 | 0 | 0 | 0 | 0 | 0 | 0 | 0 | 0 | 0 | 0 | 0 | 0 | 0 | 0 | 0 | 0 | 0 | 0
38 | peaksaver® | Consumer, Business | 2009 | Final | FALSE | 0 | 0 | 0 | 1.0828 | 1.0828 | 1.0828 | 1.0828 | 1.0828 | 1.0828 | 1.0828 | 1.0828 | 1.0828 | 1.0828 | 1.0828 | 1.0828 | 1.0828 | 0 | 0 | 0 | 0 | 0 | 0 | 0 | 0 | 0 | 0 | 0 | 0 | 0 | 0 | 0 | 0 | 0 | 0 | 0 | 0 | 0 | 0 | 0 | 0 | 0 | 0 | 0 | 0 | 0
39 | Electricity Retrofit Incentive | Business, Industrial | 2009 | Final | FALSE | 0 | 0 | 0 | 271.1364 | 271.1364 | 271.1364 | 271.1364 | 271.1364 | 271.1364 | 271.1364 | 271.1364 | 271.1364 | 271.1364 | 219.6205 | 0 | 0 | 0 | 0 | 0 | 0 | 0 | 0 | 0 | 0 | 0 | 0 | 0 | 0 | 0 | 0 | 0 | 0 | 0 | 0 | 0 | 0 | 0 | 0 | 0 | 0 | 0 | 0 | 0 | 0 | 0
40 | Toronto Comprehensive | Consumer Business, Industrial | 2009 | Final | FALSE | 0 | 0 | 0 | 0 | 0 | 0 | 0 | 0 | 0 | 0 | 0 | 0 | 0 | 0 | 0 | 0 | 0 | 0 | 0 | 0 | 0 | 0 | 0 | 0 | 0 | 0 | 0 | 0 | 0 | 0 | 0 | 0 | 0 | 0 | 0 | 0 | 0 | 0 | 0 | 0 | 0 | 0 | 0 | 0 | 0
41 | High Performance New Construction | Business, Industrial | 2009 | Final | FALSE | 0 | 0 | 0 | 17.9423 | 17.9423 | 17.9423 | 17.9423 | 17.9423 | 17.9423 | 17.9423 | 17.9423 | 17.9423 | 17.9423 | 17.9423 | 17.9423 | 17.9423 | 17.9423 | 17.9423 | 17.9423 | 17.9423 | 17.9423 | 17.9423 | 17.9423 | 0 | 0 | 0 | 0 | 0 | 0 | 0 | 0 | 0 | 0 | 0 | 0 | 0 | 0 | 0 | 0 | 0 | 0 | 0 | 0 | 0 | 0
42 | Power Savings Blitz | Business | 2009 | Final | FALSE | 0 | 0 | 0 | 309.5041 | 309.5041 | 309.5041 | 309.5041 | 309.5041 | 309.5041 | 309.5041 | 309.5041 | 174.3184 | 0 | 0 | 0 | 0 | 0 | 0 | 0 | 0 | 0 | 0 | 0 | 0 | 0 | 0 | 0 | 0 | 0 | 0 | 0 | 0 | 0 | 0 | 0 | 0 | 0 | 0 | 0 | 0 | 0 | 0 | 0 | 0 | 0
43 | Multi-Family Energy Efficiency Rebates | Business, Consumer Low-Income | 2009 | Final | FALSE | 0 | 0 | 0 | 0 | 0 | 0 | 0 | 0 | 0 | 0 | 0 | 0 | 0 | 0 | 0 | 0 | 0 | 0 | 0 | 0 | 0 | 0 | 0 | 0 | 0 | 0 | 0 | 0 | 0 | 0 | 0 | 0 | 0 | 0 | 0 | 0 | 0 | 0 | 0 | 0 | 0 | 0 | 0 | 0 | 0
44 | Demand Response 1 | Business, Industrial | 2009 | Final | FALSE | 0 | 0 | 0 | 15.6119 | 0 | 0 | 0 | 0 | 0 | 0 | 0 | 0 | 0 | 0 | 0 | 0 | 0 | 0 | 0 | 0 | 0 | 0 | 0 | 0 | 0 | 0 | 0 | 0 | 0 | 0 | 0 | 0 | 0 | 0 | 0 | 0 | 0 | 0 | 0 | 0 | 0 | 0 | 0 | 0 | 0
45 | Demand Response 2 | Business, Industrial | 2009 | Final | FALSE | 0 | 0 | 0 | 148.6167 | 0 | 0 | 0 | 0 | 0 | 0 | 0 | 0 | 0 | 0 | 0 | 0 | 0 | 0 | 0 | 0 | 0 | 0 | 0 | 0 | 0 | 0 | 0 | 0 | 0 | 0 | 0 | 0 | 0 | 0 | 0 | 0 | 0 | 0 | 0 | 0 | 0 | 0 | 0 | 0 | 0
46 | Demand Response 3 | Business, Industrial | 2009 | Final | FALSE | 0 | 0 | 0 | 2.8385 | 0 | 0 | 0 | 0 | 0 | 0 | 0 | 0 | 0 | 0 | 0 | 0 | 0 | 0 | 0 | 0 | 0 | 0 | 0 | 0 | 0 | 0 | 0 | 0 | 0 | 0 | 0 | 0 | 0 | 0 | 0 | 0 | 0 | 0 | 0 | 0 | 0 | 0 | 0 | 0 | 0
47 | Electricity Resources Demand Response | Business, Industrial | 2009 | Final | FALSE | 0 | 0 | 0 | 0 | 0 | 0 | 0 | 0 | 0 | 0 | 0 | 0 | 0 | 0 | 0 | 0 | 0 | 0 | 0 | 0 | 0 | 0 | 0 | 0 | 0 | 0 | 0 | 0 | 0 | 0 | 0 | 0 | 0 | 0 | 0 | 0 | 0 | 0 | 0 | 0 | 0 | 0 | 0 | 0 | 0
48 | LDC Custom - Thunder Bay Hydro - Phantom Load | Consumer | 2009 | Final | FALSE | 0 | 0 | 0 | 0 | 0 | 0 | 0 | 0 | 0 | 0 | 0 | 0 | 0 | 0 | 0 | 0 | 0 | 0 | 0 | 0 | 0 | 0 | 0 | 0 | 0 | 0 | 0 | 0 | 0 | 0 | 0 | 0 | 0 | 0 | 0 | 0 | 0 | 0 | 0 | 0 | 0 | 0 | 0 | 0 | 0
49 | LDC Custom - Toronto Hydro - Summer Challenge | Consumer | 2009 | Final | FALSE | 0 | 0 | 0 | 0 | 0 | 0 | 0 | 0 | 0 | 0 | 0 | 0 | 0 | 0 | 0 | 0 | 0 | 0 | 0 | 0 | 0 | 0 | 0 | 0 | 0 | 0 | 0 | 0 | 0 | 0 | 0 | 0 | 0 | 0 | 0 | 0 | 0 | 0 | 0 | 0 | 0 | 0 | 0 | 0 | 0
50 | LDC Custom - PowerStream - Data Centres | Business | 2009 | Final |  | 0 | 0 | 0 | 0 | 0 | 0 | 0 | 0 | 0 | 0 | 0 | 0 | 0 | 0 | 0 | 0 | 0 | 0 | 0 | 0 | 0 | 0 | 0 | 0 | 0 | 0 | 0 | 0 | 0 | 0 | 0 | 0 | 0 | 0 | 0 | 0 | 0 | 0 | 0 | 0 | 0 | 0 | 0 | 0 | 0
51 | Toronto Comprehensive Adjustment | Business, Consumer | 2008 | Final |  | 0 | 0 | 0 | 0 | 0 | 0 | 0 | 0 | 0 | 0 | 0 | 0 | 0 | 0 | 0 | 0 | 0 | 0 | 0 | 0 | 0 | 0 | 0 | 0 | 0 | 0 | 0 | 0 | 0 | 0 | 0 | 0 | 0 | 0 | 0 | 0 | 0 | 0 | 0 | 0 | 0 | 0 | 0 | 0 | 0
52 | LDC Custom - Hydro One Networks Inc. - Double Return Adjustment | Business, Consumer | 2008 | Final |  | 0 | 0 | 0 | 0 | 0 | 0 | 0 | 0 | 0 | 0 | 0 | 0 | 0 | 0 | 0 | 0 | 0 | 0 | 0 | 0 | 0 | 0 | 0 | 0 | 0 | 0 | 0 | 0 | 0 | 0 | 0 | 0 | 0 | 0 | 0 | 0 | 0 | 0 | 0 | 0 | 0 | 0 | 0 | 0 | 0
2006 Subtotal | [5 empty] | 797.1087 | 797.1087 | 797.1087 | 797.1087 | 138.4401 | 138.4401 | 126.635 | 126.635 | 118.9931 | 118.9931 | 112.4222 | 112.4222 | 112.4222 | 112.4222 | 101.7632 | 88.4542 | 88.4542 | 88.4542 | 47.7944 | 47.7944 | 27.8879 | 27.8879 | 27.8879 | 27.8879 | 27.8879 | 27.8879 | 27.8879 | 27.8879 | 27.8879 | 27.8879 | 0 | 0 | 0 | 0 | 0 | 0 | 0 | 0 | 0 | 0 | 0 | 0 | 0 | 0 | 0
2007 Subtotal | [5 empty] | 0 | 595.9875 | 428.5309 | 407.8548 | 407.8548 | 407.8548 | 396.4649 | 396.4649 | 396.4649 | 142.8408 | 97.5188 | 55.4583 | 55.4583 | 55.4583 | 55.4583 | 47.4605 | 7.1522 | 5.8489 | 5.8489 | 0 | 0 | 0 | 0 | 0 | 0 | 0 | 0 | 0 | 0 | 0 | 0 | 0 | 0 | 0 | 0 | 0 | 0 | 0 | 0 | 0 | 0 | 0 | 0 | 0 | 0
2008 Subtotal | [5 empty] | 0 | 0 | 494.8389 | 432.4784 | 432.4784 | 432.4784 | 394.7776 | 394.6712 | 355.5231 | 326.2761 | 237.6734 | 160.2271 | 139.637 | 139.637 | 135.889 | 131.6024 | 130.4368 | 117.2937 | 50.7394 | 50.7394 | 11.5182 | 11.5182 | 0 | 0 | 0 | 0 | 0 | 0 | 0 | 0 | 0 | 0 | 0 | 0 | 0 | 0 | 0 | 0 | 0 | 0 | 0 | 0 | 0 | 0 | 0
2009 Subtotal | [5 empty] | 0 | 0 | 0 | 1050.5807 | 879.0782 | 879.0782 | 878.2449 | 854.5214 | 757.9869 | 738.0609 | 737.6261 | 574.5474 | 400.229 | 333.717 | 114.0697 | 103.3511 | 102.2683 | 100.7409 | 88.0785 | 80.221 | 78.6597 | 69.2142 | 20.6266 | 0 | 0 | 0 | 0 | 0 | 0 | 0 | 0 | 0 | 0 | 0 | 0 | 0 | 0 | 0 | 0 | 0 | 0 | 0 | 0 | 0 | 0
Overall Total | [5 empty] | 797.1087 | 1393.0961 | 1720.4785 | 2688.0226 | 1857.8516 | 1857.8516 | 1796.1224 | 1772.2924 | 1628.9679 | 1326.1709 | 1185.2406 | 902.6551 | 707.7465 | 641.2345 | 407.1803 | 370.8682 | 328.3115 | 312.3378 | 192.4612 | 178.7548 | 118.0658 | 108.6203 | 48.5145 | 27.8879 | 27.8879 | 27.8879 | 27.8879 | 27.8879 | 27.8879 | 27.8879 | 0 | 0 | 0 | 0 | 0 | 0 | 0 | 0 | 0 | 0 | 0 | 0 | 0 | 0 | 0
[6 empty] | 96 | 97 | 98 | 99 | 100 | 101 | 102 | 103 | 104 | 105 | 106 | 107 | 108 | 109 | 110 | 111 | 112 | 113 | 114 | 115 | 116 | 117 | 118 | 119 | 120 | 121 | 122 | 123 | 124 | 125 | 126 | 127 | 128 | 129 | 130 | 131 | 132 | 133 | 134 | 135 | 136 | 137 | 138 | 139 | 140
Gross Summer Peak Demand Savings (MW)
# | Initiative Name | Program Name | Program Year | Results Status |  | 2006 | 2007 | 2008 | 2009 | 2010 | 2011 | 2012 | 2013 | 2014 | 2015 | 2016 | 2017 | 2018 | 2019 | 2020 | 2021 | 2022 | 2023 | 2024 | 2025 | 2026 | 2027 | 2028 | 2029 | 2030 | 2031 | 2032 | 2033 | 2034 | 2035 | 2036 | 2037 | 2038 | 2039 | 2040 | 2041 | 2042 | 2043 | 2044 | 2045 | 2046 | 2047 | 2048 | 2049 | 2050
1 | Secondary Refrigerator Retirement Pilot | Consumer | 2006 | Final | FALSE | 0.0029731 | 0.0029731 | 0.0029731 | 0.0029731 | 0.0029731 | 0.0029731 | 0 | 0 | 0 | 0 | 0 | 0 | 0 | 0 | 0 | 0 | 0 | 0 | 0 | 0 | 0 | 0 | 0 | 0 | 0 | 0 | 0 | 0 | 0 | 0 | 0 | 0 | 0 | 0 | 0 | 0 | 0 | 0 | 0 | 0 | 0 | 0 | 0 | 0 | 0
2 | Cool & Hot Savings Rebate | Consumer | 2006 | Final | FALSE | 0.032839 | 0.032839 | 0.032839 | 0.032839 | 0.032839 | 0.032839 | 0.032839 | 0.032839 | 0.024142 | 0.024142 | 0.024142 | 0.024142 | 0.024142 | 0.024142 | 0.012029 | 0.0052371 | 0.0052371 | 0.0052371 | 0 | 0 | 0 | 0 | 0 | 0 | 0 | 0 | 0 | 0 | 0 | 0 | 0 | 0 | 0 | 0 | 0 | 0 | 0 | 0 | 0 | 0 | 0 | 0 | 0 | 0 | 0
3 | Every Kilowatt Counts | Consumer | 2006 | Final | FALSE | 0.0099091 | 0.0099091 | 0.0099091 | 0.0099091 | 0.0099091 | 0.0099091 | 0.0099091 | 0.0099091 | 0.0099091 | 0.0099091 | 0.0099091 | 0.0099091 | 0.0099091 | 0.0099091 | 0.0099091 | 0.0081875 | 0.0081875 | 0.0081875 | 0.00036671 | 0.00036671 | 0 | 0 | 0 | 0 | 0 | 0 | 0 | 0 | 0 | 0 | 0 | 0 | 0 | 0 | 0 | 0 | 0 | 0 | 0 | 0 | 0 | 0 | 0 | 0 | 0
4 | Demand Response 1 | Business, Industrial | 2006 | Final | FALSE | 0.55676 | 0 | 0 | 0 | 0 | 0 | 0 | 0 | 0 | 0 | 0 | 0 | 0 | 0 | 0 | 0 | 0 | 0 | 0 | 0 | 0 | 0 | 0 | 0 | 0 | 0 | 0 | 0 | 0 | 0 | 0 | 0 | 0 | 0 | 0 | 0 | 0 | 0 | 0 | 0 | 0 | 0 | 0 | 0 | 0
5 | Electricity Resources Demand Response | Consumer | 2006 | Final | FALSE | 0.027251 | 0 | 0 | 0 | 0 | 0 | 0 | 0 | 0 | 0 | 0 | 0 | 0 | 0 | 0 | 0 | 0 | 0 | 0 | 0 | 0 | 0 | 0 | 0 | 0 | 0 | 0 | 0 | 0 | 0 | 0 | 0 | 0 | 0 | 0 | 0 | 0 | 0 | 0 | 0 | 0 | 0 | 0 | 0 | 0
6 | Great Refrigerator Roundup | Consumer | 2007 | Final | FALSE | 0 | 0.015298 | 0.015298 | 0.015298 | 0.015298 | 0.015298 | 0.015298 | 0.015298 | 0.015298 | 0.012379 | 0 | 0 | 0 | 0 | 0 | 0 | 0 | 0 | 0 | 0 | 0 | 0 | 0 | 0 | 0 | 0 | 0 | 0 | 0 | 0 | 0 | 0 | 0 | 0 | 0 | 0 | 0 | 0 | 0 | 0 | 0 | 0 | 0 | 0 | 0
7 | Cool & Hot Savings Rebate | Consumer | 2007 | Final | FALSE | 0 | 0.063908 | 0.063908 | 0.063908 | 0.063908 | 0.063908 | 0.048853 | 0.048853 | 0.048853 | 0.048853 | 0.048853 | 0.048853 | 0.048853 | 0.048853 | 0.048853 | 0.048853 | 0.0091123 | 0.0091123 | 0.0091123 | 0 | 0 | 0 | 0 | 0 | 0 | 0 | 0 | 0 | 0 | 0 | 0 | 0 | 0 | 0 | 0 | 0 | 0 | 0 | 0 | 0 | 0 | 0 | 0 | 0 | 0
8 | Every Kilowatt Counts | Consumer | 2007 | Final | FALSE | 0 | 0.015336 | 0.013529 | 0.013529 | 0.013529 | 0.013529 | 0.013529 | 0.013529 | 0.013529 | 0.0041824 | 0.0041824 | 0.00015331 | 0.00015331 | 0.00015331 | 0.00015331 | 0.00015331 | 0.00015331 | 4.5345e-05 | 4.5345e-05 | 0 | 0 | 0 | 0 | 0 | 0 | 0 | 0 | 0 | 0 | 0 | 0 | 0 | 0 | 0 | 0 | 0 | 0 | 0 | 0 | 0 | 0 | 0 | 0 | 0 | 0
9 | peaksaver® | Consumer, Business | 2007 | Final | FALSE | 0 | 0.08316 | 0.08316 | 0.08316 | 0.08316 | 0.08316 | 0.08316 | 0.08316 | 0.08316 | 0.08316 | 0.08316 | 0.08316 | 0.08316 | 0 | 0 | 0 | 0 | 0 | 0 | 0 | 0 | 0 | 0 | 0 | 0 | 0 | 0 | 0 | 0 | 0 | 0 | 0 | 0 | 0 | 0 | 0 | 0 | 0 | 0 | 0 | 0 | 0 | 0 | 0 | 0
10 | Summer Savings | Consumer | 2007 | Final | FALSE | 0 | 0.92084 | 0.27462 | 0.13222 | 0.13222 | 0.13222 | 0.13222 | 0.13222 | 0.13222 | 0.13103 | 0.13103 | 0.13103 | 0.13103 | 0.13103 | 0.13103 | 0 | 0 | 0 | 0 | 0 | 0 | 0 | 0 | 0 | 0 | 0 | 0 | 0 | 0 | 0 | 0 | 0 | 0 | 0 | 0 | 0 | 0 | 0 | 0 | 0 | 0 | 0 | 0 | 0 | 0
11 | Aboriginal | Consumer | 2007 | Final | FALSE | 0 | 0 | 0 | 0 | 0 | 0 | 0 | 0 | 0 | 0 | 0 | 0 | 0 | 0 | 0 | 0 | 0 | 0 | 0 | 0 | 0 | 0 | 0 | 0 | 0 | 0 | 0 | 0 | 0 | 0 | 0 | 0 | 0 | 0 | 0 | 0 | 0 | 0 | 0 | 0 | 0 | 0 | 0 | 0 | 0
12 | Affordable Housing Pilot | Consumer Low-Income | 2007 | Final | FALSE | 0 | 0 | 0 | 0 | 0 | 0 | 0 | 0 | 0 | 0 | 0 | 0 | 0 | 0 | 0 | 0 | 0 | 0 | 0 | 0 | 0 | 0 | 0 | 0 | 0 | 0 | 0 | 0 | 0 | 0 | 0 | 0 | 0 | 0 | 0 | 0 | 0 | 0 | 0 | 0 | 0 | 0 | 0 | 0 | 0
13 | Social Housing Pilot | Consumer Low-Income | 2007 | Final | FALSE | 0 | 0.0029247 | 0.0029247 | 0.0029247 | 0.0029247 | 0.0029247 | 0.0029247 | 0.0029247 | 0.0029247 | 0.0029247 | 0.0029247 | 0 | 0 | 0 | 0 | 0 | 0 | 0 | 0 | 0 | 0 | 0 | 0 | 0 | 0 | 0 | 0 | 0 | 0 | 0 | 0 | 0 | 0 | 0 | 0 | 0 | 0 | 0 | 0 | 0 | 0 | 0 | 0 | 0 | 0
14 | Energy Efficiency Assistance for Houses Pilot | Consumer Low-Income | 2007 | Final | FALSE | 0 | 0 | 0 | 0 | 0 | 0 | 0 | 0 | 0 | 0 | 0 | 0 | 0 | 0 | 0 | 0 | 0 | 0 | 0 | 0 | 0 | 0 | 0 | 0 | 0 | 0 | 0 | 0 | 0 | 0 | 0 | 0 | 0 | 0 | 0 | 0 | 0 | 0 | 0 | 0 | 0 | 0 | 0 | 0 | 0
15 | Electricity Retrofit Incentive | Business, Industrial | 2007 | Final | FALSE | 0 | 0 | 0 | 0 | 0 | 0 | 0 | 0 | 0 | 0 | 0 | 0 | 0 | 0 | 0 | 0 | 0 | 0 | 0 | 0 | 0 | 0 | 0 | 0 | 0 | 0 | 0 | 0 | 0 | 0 | 0 | 0 | 0 | 0 | 0 | 0 | 0 | 0 | 0 | 0 | 0 | 0 | 0 | 0 | 0
16 | Toronto Comprehensive | Consumer Business, Industrial | 2007 | Final | FALSE | 0 | 0 | 0 | 0 | 0 | 0 | 0 | 0 | 0 | 0 | 0 | 0 | 0 | 0 | 0 | 0 | 0 | 0 | 0 | 0 | 0 | 0 | 0 | 0 | 0 | 0 | 0 | 0 | 0 | 0 | 0 | 0 | 0 | 0 | 0 | 0 | 0 | 0 | 0 | 0 | 0 | 0 | 0 | 0 | 0
17 | Demand Response 1 | Business, Industrial | 2007 | Final | FALSE | 0 | 0.64935 | 0 | 0 | 0 | 0 | 0 | 0 | 0 | 0 | 0 | 0 | 0 | 0 | 0 | 0 | 0 | 0 | 0 | 0 | 0 | 0 | 0 | 0 | 0 | 0 | 0 | 0 | 0 | 0 | 0 | 0 | 0 | 0 | 0 | 0 | 0 | 0 | 0 | 0 | 0 | 0 | 0 | 0 | 0
18 | Electricity Resources Demand Response | Business, Industrial | 2007 | Final | FALSE | 0 | 0.054019 | 0 | 0 | 0 | 0 | 0 | 0 | 0 | 0 | 0 | 0 | 0 | 0 | 0 | 0 | 0 | 0 | 0 | 0 | 0 | 0 | 0 | 0 | 0 | 0 | 0 | 0 | 0 | 0 | 0 | 0 | 0 | 0 | 0 | 0 | 0 | 0 | 0 | 0 | 0 | 0 | 0 | 0 | 0
19 | Renewable Energy Standard Offer | Consumer, Business, Industrial | 2007 | Final | FALSE | 0 | 0 | 0 | 0 | 0 | 0 | 0 | 0 | 0 | 0 | 0 | 0 | 0 | 0 | 0 | 0 | 0 | 0 | 0 | 0 | 0 | 0 | 0 | 0 | 0 | 0 | 0 | 0 | 0 | 0 | 0 | 0 | 0 | 0 | 0 | 0 | 0 | 0 | 0 | 0 | 0 | 0 | 0 | 0 | 0
20 | Great Refrigerator Roundup | Consumer | 2008 | Final | FALSE | 0 | 0 | 0.019293 | 0.019293 | 0.019293 | 0.019293 | 0.018696 | 0.018696 | 0.018696 | 0.018696 | 0.01421 | 0 | 0 | 0 | 0 | 0 | 0 | 0 | 0 | 0 | 0 | 0 | 0 | 0 | 0 | 0 | 0 | 0 | 0 | 0 | 0 | 0 | 0 | 0 | 0 | 0 | 0 | 0 | 0 | 0 | 0 | 0 | 0 | 0 | 0
21 | Cool Savings Rebate | Consumer | 2008 | Final | FALSE | 0 | 0 | 0.054092 | 0.054092 | 0.054092 | 0.054092 | 0.054092 | 0.054092 | 0.054092 | 0.054092 | 0.054092 | 0.054092 | 0.054092 | 0.054092 | 0.054092 | 0.054092 | 0.054092 | 0.043897 | 0.043897 | 0.043897 | 0 | 0 | 0 | 0 | 0 | 0 | 0 | 0 | 0 | 0 | 0 | 0 | 0 | 0 | 0 | 0 | 0 | 0 | 0 | 0 | 0 | 0 | 0 | 0 | 0
22 | Every Kilowatt Counts Power Savings Event | Consumer | 2008 | Final | FALSE | 0 | 0 | 0.03261 | 0.030886 | 0.030886 | 0.030886 | 0.027814 | 0.027814 | 0.021861 | 0.0194 | 0.015222 | 0.012585 | 0.011172 | 0.011172 | 0.0061966 | 0.0061966 | 0.0061966 | 0.0061966 | 0 | 0 | 0 | 0 | 0 | 0 | 0 | 0 | 0 | 0 | 0 | 0 | 0 | 0 | 0 | 0 | 0 | 0 | 0 | 0 | 0 | 0 | 0 | 0 | 0 | 0 | 0
23 | peaksaver® | Consumer, Business | 2008 | Final | FALSE | 0 | 0 | 0.14619 | 0.14619 | 0.14619 | 0.14619 | 0.14619 | 0.14619 | 0.14619 | 0.14619 | 0.14619 | 0.14619 | 0.14619 | 0.14619 | 0.14619 | 0 | 0 | 0 | 0 | 0 | 0 | 0 | 0 | 0 | 0 | 0 | 0 | 0 | 0 | 0 | 0 | 0 | 0 | 0 | 0 | 0 | 0 | 0 | 0 | 0 | 0 | 0 | 0 | 0 | 0
24 | Summer Sweepstakes | Consumer | 2008 | Final | FALSE | 0 | 0 | 0.031261 | 0.017927 | 0.017927 | 0.017927 | 0.017927 | 0.017927 | 0.017927 | 0.017927 | 0.017303 | 0.017303 | 0.01712 | 0.01712 | 0.01712 | 0.016902 | 0.01682 | 0.01599 | 0.01599 | 0.01599 | 0.01599 | 0.01599 | 0 | 0 | 0 | 0 | 0 | 0 | 0 | 0 | 0 | 0 | 0 | 0 | 0 | 0 | 0 | 0 | 0 | 0 | 0 | 0 | 0 | 0 | 0
25 | Electricity Retrofit Incentive | Business, Industrial | 2008 | Final | FALSE | 0 | 0 | 0 | 0 | 0 | 0 | 0 | 0 | 0 | 0 | 0 | 0 | 0 | 0 | 0 | 0 | 0 | 0 | 0 | 0 | 0 | 0 | 0 | 0 | 0 | 0 | 0 | 0 | 0 | 0 | 0 | 0 | 0 | 0 | 0 | 0 | 0 | 0 | 0 | 0 | 0 | 0 | 0 | 0 | 0
26 | Toronto Comprehensive | Consumer Business, Industrial | 2008 | Final | FALSE | 0 | 0 | 0 | 0 | 0 | 0 | 0 | 0 | 0 | 0 | 0 | 0 | 0 | 0 | 0 | 0 | 0 | 0 | 0 | 0 | 0 | 0 | 0 | 0 | 0 | 0 | 0 | 0 | 0 | 0 | 0 | 0 | 0 | 0 | 0 | 0 | 0 | 0 | 0 | 0 | 0 | 0 | 0 | 0 | 0
27 | High Performance New Construction | Business, Industrial | 2008 | Final | FALSE | 0 | 0 | 0.0009745 | 0.0009745 | 0.0009745 | 0.0009745 | 0.0009745 | 0.0009745 | 0.0009745 | 0.0009745 | 0.0009745 | 0.0009745 | 0.0009745 | 0.0009745 | 0.0009745 | 0.0009745 | 0 | 0 | 0 | 0 | 0 | 0 | 0 | 0 | 0 | 0 | 0 | 0 | 0 | 0 | 0 | 0 | 0 | 0 | 0 | 0 | 0 | 0 | 0 | 0 | 0 | 0 | 0 | 0 | 0
28 | Power Savings Blitz | Business | 2008 | Final | FALSE | 0 | 0 | 0 | 0 | 0 | 0 | 0 | 0 | 0 | 0 | 0 | 0 | 0 | 0 | 0 | 0 | 0 | 0 | 0 | 0 | 0 | 0 | 0 | 0 | 0 | 0 | 0 | 0 | 0 | 0 | 0 | 0 | 0 | 0 | 0 | 0 | 0 | 0 | 0 | 0 | 0 | 0 | 0 | 0 | 0
29 | Demand Response 1 | Business, Industrial | 2008 | Final | FALSE | 0 | 0 | 0.88188 | 0 | 0 | 0 | 0 | 0 | 0 | 0 | 0 | 0 | 0 | 0 | 0 | 0 | 0 | 0 | 0 | 0 | 0 | 0 | 0 | 0 | 0 | 0 | 0 | 0 | 0 | 0 | 0 | 0 | 0 | 0 | 0 | 0 | 0 | 0 | 0 | 0 | 0 | 0 | 0 | 0 | 0
30 | Demand Response 3 | Business, Industrial | 2008 | Final | FALSE | 0 | 0 | 0.17054 | 0 | 0 | 0 | 0 | 0 | 0 | 0 | 0 | 0 | 0 | 0 | 0 | 0 | 0 | 0 | 0 | 0 | 0 | 0 | 0 | 0 | 0 | 0 | 0 | 0 | 0 | 0 | 0 | 0 | 0 | 0 | 0 | 0 | 0 | 0 | 0 | 0 | 0 | 0 | 0 | 0 | 0
31 | Electricity Resources Demand Response | Business, Industrial | 2008 | Final | FALSE | 0 | 0 | 0.058604 | 0 | 0 | 0 | 0 | 0 | 0 | 0 | 0 | 0 | 0 | 0 | 0 | 0 | 0 | 0 | 0 | 0 | 0 | 0 | 0 | 0 | 0 | 0 | 0 | 0 | 0 | 0 | 0 | 0 | 0 | 0 | 0 | 0 | 0 | 0 | 0 | 0 | 0 | 0 | 0 | 0 | 0
32 | Renewable Energy Standard Offer | Consumer, Business, Industrial | 2008 | Final | FALSE | 0 | 0 | 0 | 0 | 0 | 0 | 0 | 0 | 0 | 0 | 0 | 0 | 0 | 0 | 0 | 0 | 0 | 0 | 0 | 0 | 0 | 0 | 0 | 0 | 0 | 0 | 0 | 0 | 0 | 0 | 0 | 0 | 0 | 0 | 0 | 0 | 0 | 0 | 0 | 0 | 0 | 0 | 0 | 0 | 0
33 | Other Customer Based Generation | Business, Industrial | 2008 | Final | FALSE | 0 | 0 | 0 | 0 | 0 | 0 | 0 | 0 | 0 | 0 | 0 | 0 | 0 | 0 | 0 | 0 | 0 | 0 | 0 | 0 | 0 | 0 | 0 | 0 | 0 | 0 | 0 | 0 | 0 | 0 | 0 | 0 | 0 | 0 | 0 | 0 | 0 | 0 | 0 | 0 | 0 | 0 | 0 | 0 | 0
34 | LDC Custom - Hydro One Networks Inc. - Double Return | Business, Industrial | 2008 | Final | FALSE | 0 | 0 | 0 | 0 | 0 | 0 | 0 | 0 | 0 | 0 | 0 | 0 | 0 | 0 | 0 | 0 | 0 | 0 | 0 | 0 | 0 | 0 | 0 | 0 | 0 | 0 | 0 | 0 | 0 | 0 | 0 | 0 | 0 | 0 | 0 | 0 | 0 | 0 | 0 | 0 | 0 | 0 | 0 | 0 | 0
35 | Great Refrigerator Roundup | Consumer | 2009 | Final | FALSE | 0 | 0 | 0 | 0.033273 | 0.033273 | 0.033273 | 0.031542 | 0.023695 | 0 | 0 | 0 | 0 | 0 | 0 | 0 | 0 | 0 | 0 | 0 | 0 | 0 | 0 | 0 | 0 | 0 | 0 | 0 | 0 | 0 | 0 | 0 | 0 | 0 | 0 | 0 | 0 | 0 | 0 | 0 | 0 | 0 | 0 | 0 | 0 | 0
36 | Cool Savings Rebate | Consumer | 2009 | Final | FALSE | 0 | 0 | 0 | 0.092621 | 0.092621 | 0.092621 | 0.092431 | 0.0924 | 0.092382 | 0.092382 | 0.092382 | 0.092382 | 0.092382 | 0.091768 | 0.091768 | 0.091768 | 0.091768 | 0.091768 | 0.089325 | 0.089325 | 0.089325 | 0.071599 | 0 | 0 | 0 | 0 | 0 | 0 | 0 | 0 | 0 | 0 | 0 | 0 | 0 | 0 | 0 | 0 | 0 | 0 | 0 | 0 | 0 | 0 | 0
37 | Every Kilowatt Counts Power Savings Event | Consumer | 2009 | Final | FALSE | 0 | 0 | 0 | 0.02956 | 0.028359 | 0.028359 | 0.028359 | 0.028255 | 0.028255 | 0.026615 | 0.026615 | 0.021439 | 0.021439 | 0.018769 | 0.018763 | 0.012474 | 0.012474 | 0.011846 | 0.0022474 | 0.0016351 | 0.0016351 | 0.0011928 | 0.0011928 | 0 | 0 | 0 | 0 | 0 | 0 | 0 | 0 | 0 | 0 | 0 | 0 | 0 | 0 | 0 | 0 | 0 | 0 | 0 | 0 | 0 | 0
38 | peaksaver® | Consumer, Business | 2009 | Final | FALSE | 0 | 0 | 0 | 0.14012 | 0.14012 | 0.14012 | 0.14012 | 0.14012 | 0.14012 | 0.14012 | 0.14012 | 0.14012 | 0.14012 | 0.14012 | 0.14012 | 0.14012 | 0 | 0 | 0 | 0 | 0 | 0 | 0 | 0 | 0 | 0 | 0 | 0 | 0 | 0 | 0 | 0 | 0 | 0 | 0 | 0 | 0 | 0 | 0 | 0 | 0 | 0 | 0 | 0 | 0
39 | Electricity Retrofit Incentive | Business, Industrial | 2009 | Final | FALSE | 0 | 0 | 0 | 0.063636 | 0.063636 | 0.063636 | 0.063636 | 0.063636 | 0.063636 | 0.063636 | 0.063636 | 0.063636 | 0.063636 | 0.063636 | 0 | 0 | 0 | 0 | 0 | 0 | 0 | 0 | 0 | 0 | 0 | 0 | 0 | 0 | 0 | 0 | 0 | 0 | 0 | 0 | 0 | 0 | 0 | 0 | 0 | 0 | 0 | 0 | 0 | 0 | 0
40 | Toronto Comprehensive | Consumer Business, Industrial | 2009 | Final | FALSE | 0 | 0 | 0 | 0 | 0 | 0 | 0 | 0 | 0 | 0 | 0 | 0 | 0 | 0 | 0 | 0 | 0 | 0 | 0 | 0 | 0 | 0 | 0 | 0 | 0 | 0 | 0 | 0 | 0 | 0 | 0 | 0 | 0 | 0 | 0 | 0 | 0 | 0 | 0 | 0 | 0 | 0 | 0 | 0 | 0
41 | High Performance New Construction | Business, Industrial | 2009 | Final | FALSE | 0 | 0 | 0 | 0.011243 | 0.011243 | 0.011243 | 0.011243 | 0.011243 | 0.011243 | 0.011243 | 0.011243 | 0.011243 | 0.011243 | 0.011243 | 0.011243 | 0.011243 | 0.011243 | 0.011243 | 0.011243 | 0.011243 | 0.011243 | 0.011243 | 0.011243 | 0 | 0 | 0 | 0 | 0 | 0 | 0 | 0 | 0 | 0 | 0 | 0 | 0 | 0 | 0 | 0 | 0 | 0 | 0 | 0 | 0 | 0
42 | Power Savings Blitz | Business | 2009 | Final | FALSE | 0 | 0 | 0 | 0.083508 | 0.083508 | 0.083508 | 0.083508 | 0.083508 | 0.083508 | 0.083508 | 0.083508 | 0.083508 | 0 | 0 | 0 | 0 | 0 | 0 | 0 | 0 | 0 | 0 | 0 | 0 | 0 | 0 | 0 | 0 | 0 | 0 | 0 | 0 | 0 | 0 | 0 | 0 | 0 | 0 | 0 | 0 | 0 | 0 | 0 | 0 | 0
43 | Multi-Family Energy Efficiency Rebates | Business, Consumer Low-Income | 2009 | Final | FALSE | 0 | 0 | 0 | 0 | 0 | 0 | 0 | 0 | 0 | 0 | 0 | 0 | 0 | 0 | 0 | 0 | 0 | 0 | 0 | 0 | 0 | 0 | 0 | 0 | 0 | 0 | 0 | 0 | 0 | 0 | 0 | 0 | 0 | 0 | 0 | 0 | 0 | 0 | 0 | 0 | 0 | 0 | 0 | 0 | 0
44 | Demand Response 1 | Business, Industrial | 2009 | Final | FALSE | 0 | 0 | 0 | 0.35532 | 0 | 0 | 0 | 0 | 0 | 0 | 0 | 0 | 0 | 0 | 0 | 0 | 0 | 0 | 0 | 0 | 0 | 0 | 0 | 0 | 0 | 0 | 0 | 0 | 0 | 0 | 0 | 0 | 0 | 0 | 0 | 0 | 0 | 0 | 0 | 0 | 0 | 0 | 0 | 0 | 0
45 | Demand Response 2 | Business, Industrial | 2009 | Final | FALSE | 0 | 0 | 0 | 0.24127 | 0 | 0 | 0 | 0 | 0 | 0 | 0 | 0 | 0 | 0 | 0 | 0 | 0 | 0 | 0 | 0 | 0 | 0 | 0 | 0 | 0 | 0 | 0 | 0 | 0 | 0 | 0 | 0 | 0 | 0 | 0 | 0 | 0 | 0 | 0 | 0 | 0 | 0 | 0 | 0 | 0
46 | Demand Response 3 | Business, Industrial | 2009 | Final | FALSE | 0 | 0 | 0 | 0.34468 | 0 | 0 | 0 | 0 | 0 | 0 | 0 | 0 | 0 | 0 | 0 | 0 | 0 | 0 | 0 | 0 | 0 | 0 | 0 | 0 | 0 | 0 | 0 | 0 | 0 | 0 | 0 | 0 | 0 | 0 | 0 | 0 | 0 | 0 | 0 | 0 | 0 | 0 | 0 | 0 | 0
47 | Electricity Resources Demand Response | Business, Industrial | 2009 | Final | FALSE | 0 | 0 | 0 | 0.059224 | 0 | 0 | 0 | 0 | 0 | 0 | 0 | 0 | 0 | 0 | 0 | 0 | 0 | 0 | 0 | 0 | 0 | 0 | 0 | 0 | 0 | 0 | 0 | 0 | 0 | 0 | 0 | 0 | 0 | 0 | 0 | 0 | 0 | 0 | 0 | 0 | 0 | 0 | 0 | 0 | 0
48 | LDC Custom - Thunder Bay Hydro - Phantom Load | Consumer | 2009 | Final | FALSE | 0 | 0 | 0 | 0 | 0 | 0 | 0 | 0 | 0 | 0 | 0 | 0 | 0 | 0 | 0 | 0 | 0 | 0 | 0 | 0 | 0 | 0 | 0 | 0 | 0 | 0 | 0 | 0 | 0 | 0 | 0 | 0 | 0 | 0 | 0 | 0 | 0 | 0 | 0 | 0 | 0 | 0 | 0 | 0 | 0
49 | LDC Custom - Toronto Hydro - Summer Challenge | Consumer | 2009 | Final | FALSE | 0 | 0 | 0 | 0 | 0 | 0 | 0 | 0 | 0 | 0 | 0 | 0 | 0 | 0 | 0 | 0 | 0 | 0 | 0 | 0 | 0 | 0 | 0 | 0 | 0 | 0 | 0 | 0 | 0 | 0 | 0 | 0 | 0 | 0 | 0 | 0 | 0 | 0 | 0 | 0 | 0 | 0 | 0 | 0 | 0
50 | LDC Custom - PowerStream - Data Centres | Business | 2009 | Final |  | 0 | 0 | 0 | 0 | 0 | 0 | 0 | 0 | 0 | 0 | 0 | 0 | 0 | 0 | 0 | 0 | 0 | 0 | 0 | 0 | 0 | 0 | 0 | 0 | 0 | 0 | 0 | 0 | 0 | 0 | 0 | 0 | 0 | 0 | 0 | 0 | 0 | 0 | 0 | 0 | 0 | 0 | 0 | 0 | 0
51 | Toronto Comprehensive Adjustment | Business, Consumer | 2008 | Final |  | 0 | 0 | 0 | 0 | 0 | 0 | 0 | 0 | 0 | 0 | 0 | 0 | 0 | 0 | 0 | 0 | 0 | 0 | 0 | 0 | 0 | 0 | 0 | 0 | 0 | 0 | 0 | 0 | 0 | 0 | 0 | 0 | 0 | 0 | 0 | 0 | 0 | 0 | 0 | 0 | 0 | 0 | 0 | 0 | 0
52 | LDC Custom - Hydro One Networks Inc. - Double Return Adjustment | Business, Consumer | 2008 | Final |  | 0 | 0 | 0 | 0 | 0 | 0 | 0 | 0 | 0 | 0 | 0 | 0 | 0 | 0 | 0 | 0 | 0 | 0 | 0 | 0 | 0 | 0 | 0 | 0 | 0 | 0 | 0 | 0 | 0 | 0 | 0 | 0 | 0 | 0 | 0 | 0 | 0 | 0 | 0 | 0 | 0 | 0 | 0 | 0 | 0
2006 Subtotal | [5 empty] | 0.62973 | 0.045721 | 0.045721 | 0.045721 | 0.045721 | 0.045721 | 0.042748 | 0.042748 | 0.034051 | 0.034051 | 0.034051 | 0.034051 | 0.034051 | 0.034051 | 0.021938 | 0.013425 | 0.013425 | 0.013425 | 0.00036671 | 0.00036671 | 0 | 0 | 0 | 0 | 0 | 0 | 0 | 0 | 0 | 0 | 0 | 0 | 0 | 0 | 0 | 0 | 0 | 0 | 0 | 0 | 0 | 0 | 0 | 0 | 0
2007 Subtotal | [5 empty] | 0 | 1.8048 | 0.45344 | 0.31104 | 0.31104 | 0.31104 | 0.29599 | 0.29599 | 0.29599 | 0.28253 | 0.27015 | 0.2632 | 0.2632 | 0.18004 | 0.18004 | 0.049006 | 0.0092656 | 0.0091576 | 0.0091576 | 0 | 0 | 0 | 0 | 0 | 0 | 0 | 0 | 0 | 0 | 0 | 0 | 0 | 0 | 0 | 0 | 0 | 0 | 0 | 0 | 0 | 0 | 0 | 0 | 0 | 0
2008 Subtotal | [5 empty] | 0 | 0 | 1.3954 | 0.26936 | 0.26936 | 0.26936 | 0.26569 | 0.26569 | 0.25973 | 0.25727 | 0.24799 | 0.23114 | 0.22954 | 0.22954 | 0.22457 | 0.078165 | 0.077108 | 0.066084 | 0.059887 | 0.059887 | 0.01599 | 0.01599 | 0 | 0 | 0 | 0 | 0 | 0 | 0 | 0 | 0 | 0 | 0 | 0 | 0 | 0 | 0 | 0 | 0 | 0 | 0 | 0 | 0 | 0 | 0
2009 Subtotal | [5 empty] | 0 | 0 | 0 | 1.4545 | 0.45276 | 0.45276 | 0.45084 | 0.44286 | 0.41914 | 0.4175 | 0.4175 | 0.41233 | 0.32882 | 0.32554 | 0.26189 | 0.25561 | 0.11548 | 0.11486 | 0.10281 | 0.1022 | 0.1022 | 0.084034 | 0.012435 | 0 | 0 | 0 | 0 | 0 | 0 | 0 | 0 | 0 | 0 | 0 | 0 | 0 | 0 | 0 | 0 | 0 | 0 | 0 | 0 | 0 | 0
Overall Total | [5 empty] | 0.62973 | 1.8506 | 1.8946 | 2.0806 | 1.0789 | 1.0789 | 1.0553 | 1.0473 | 1.0089 | 0.99136 | 0.96969 | 0.94072 | 0.85561 | 0.76917 | 0.68844 | 0.3962 | 0.21528 | 0.20352 | 0.17223 | 0.16246 | 0.11819 | 0.10002 | 0.012435 | 0 | 0 | 0 | 0 | 0 | 0 | 0 | 0 | 0 | 0 | 0 | 0 | 0 | 0 | 0 | 0 | 0 | 0 | 0 | 0 | 0 | 0
[6 empty] | 3 | 4 | 5 | 6 | 7 | 8 | 9 | 10 | 11 | 12 | 13 | 14 | 15 | 16 | 17 | 18 | 19 | 20 | 21 | 22 | 23 | 24 | 25 | 26 | 27 | 28 | 29 | 30 | 31 | 32 | 33 | 34 | 35 | 36 | 37 | 38 | 39 | 40 | 41 | 42 | 43 | 44 | 45 | 46 | 47
Gross Energy Savings (MWh)
# | Initiative Name | Program Name | Program Year | Results Status |  | 2006 | 2007 | 2008 | 2009 | 2010 | 2011 | 2012 | 2013 | 2014 | 2015 | 2016 | 2017 | 2018 | 2019 | 2020 | 2021 | 2022 | 2023 | 2024 | 2025 | 2026 | 2027 | 2028 | 2029 | 2030 | 2031 | 2032 | 2033 | 2034 | 2035 | 2036 | 2037 | 2038 | 2039 | 2040 | 2041 | 2042 | 2043 | 2044 | 2045 | 2046 | 2047 | 2048 | 2049 | 2050
1 | Secondary Refrigerator Retirement Pilot | Consumer | 2006 | Final | FALSE | 13.1168 | 13.1168 | 13.1168 | 13.1168 | 13.1168 | 13.1168 | 0 | 0 | 0 | 0 | 0 | 0 | 0 | 0 | 0 | 0 | 0 | 0 | 0 | 0 | 0 | 0 | 0 | 0 | 0 | 0 | 0 | 0 | 0 | 0 | 0 | 0 | 0 | 0 | 0 | 0 | 0 | 0 | 0 | 0 | 0 | 0 | 0 | 0 | 0
2 | Cool & Hot Savings Rebate | Consumer | 2006 | Final | FALSE | 36.9174 | 36.9174 | 36.9174 | 36.9174 | 36.9174 | 36.9174 | 36.9174 | 36.9174 | 28.4264 | 28.4264 | 28.4264 | 28.4264 | 28.4264 | 28.4264 | 16.5831 | 5.0443 | 5.0443 | 5.0443 | 0 | 0 | 0 | 0 | 0 | 0 | 0 | 0 | 0 | 0 | 0 | 0 | 0 | 0 | 0 | 0 | 0 | 0 | 0 | 0 | 0 | 0 | 0 | 0 | 0 | 0 | 0
3 | Every Kilowatt Counts | Consumer | 2006 | Final | FALSE | 840.1797 | 840.1797 | 840.1797 | 840.1797 | 108.3258 | 108.3258 | 108.3258 | 108.3258 | 108.3258 | 108.3258 | 101.0248 | 101.0248 | 101.0248 | 101.0248 | 101.0248 | 93.5873 | 93.5873 | 93.5873 | 53.1049 | 53.1049 | 30.9866 | 30.9866 | 30.9866 | 30.9866 | 30.9866 | 30.9866 | 30.9866 | 30.9866 | 30.9866 | 30.9866 | 0 | 0 | 0 | 0 | 0 | 0 | 0 | 0 | 0 | 0 | 0 | 0 | 0 | 0 | 0
4 | Demand Response 1 | Business, Industrial | 2006 | Final | FALSE | 0 | 0 | 0 | 0 | 0 | 0 | 0 | 0 | 0 | 0 | 0 | 0 | 0 | 0 | 0 | 0 | 0 | 0 | 0 | 0 | 0 | 0 | 0 | 0 | 0 | 0 | 0 | 0 | 0 | 0 | 0 | 0 | 0 | 0 | 0 | 0 | 0 | 0 | 0 | 0 | 0 | 0 | 0 | 0 | 0
5 | Electricity Resources Demand Response | Consumer | 2006 | Final | FALSE | 0 | 0 | 0 | 0 | 0 | 0 | 0 | 0 | 0 | 0 | 0 | 0 | 0 | 0 | 0 | 0 | 0 | 0 | 0 | 0 | 0 | 0 | 0 | 0 | 0 | 0 | 0 | 0 | 0 | 0 | 0 | 0 | 0 | 0 | 0 | 0 | 0 | 0 | 0 | 0 | 0 | 0 | 0 | 0 | 0
6 | Great Refrigerator Roundup | Consumer | 2007 | Final | FALSE | 0 | 135.225 | 135.225 | 135.225 | 135.225 | 135.225 | 135.225 | 135.225 | 135.225 | 114.8178 | 0 | 0 | 0 | 0 | 0 | 0 | 0 | 0 | 0 | 0 | 0 | 0 | 0 | 0 | 0 | 0 | 0 | 0 | 0 | 0 | 0 | 0 | 0 | 0 | 0 | 0 | 0 | 0 | 0 | 0 | 0 | 0 | 0 | 0 | 0
7 | Cool & Hot Savings Rebate | Consumer | 2007 | Final | FALSE | 0 | 89.6223 | 89.6223 | 89.6223 | 89.6223 | 89.6223 | 75.8542 | 75.8542 | 75.8542 | 75.8542 | 75.8542 | 75.8542 | 75.8542 | 75.8542 | 75.8542 | 75.8542 | 8.3331 | 8.3331 | 8.3331 | 0 | 0 | 0 | 0 | 0 | 0 | 0 | 0 | 0 | 0 | 0 | 0 | 0 | 0 | 0 | 0 | 0 | 0 | 0 | 0 | 0 | 0 | 0 | 0 | 0 | 0
8 | Every Kilowatt Counts | Consumer | 2007 | Final | FALSE | 0 | 373.1646 | 367.0824 | 367.0824 | 367.0824 | 367.0824 | 346.0005 | 346.0005 | 346.0005 | 37.4611 | 37.4611 | 6.6986 | 6.6986 | 6.6986 | 6.6986 | 6.6986 | 3.7752 | 1.4057 | 1.4057 | 0 | 0 | 0 | 0 | 0 | 0 | 0 | 0 | 0 | 0 | 0 | 0 | 0 | 0 | 0 | 0 | 0 | 0 | 0 | 0 | 0 | 0 | 0 | 0 | 0 | 0
9 | peaksaver® | Consumer, Business | 2007 | Final | FALSE | 0 | 0 | 0 | 0 | 0 | 0 | 0 | 0 | 0 | 0 | 0 | 0 | 0 | 0 | 0 | 0 | 0 | 0 | 0 | 0 | 0 | 0 | 0 | 0 | 0 | 0 | 0 | 0 | 0 | 0 | 0 | 0 | 0 | 0 | 0 | 0 | 0 | 0 | 0 | 0 | 0 | 0 | 0 | 0 | 0
10 | Summer Savings | Consumer | 2007 | Final | FALSE | 0 | 1644.8354 | 277.241 | 104.9402 | 104.9402 | 104.9402 | 104.9402 | 104.9402 | 104.9402 | 66.648 | 66.648 | 66.648 | 66.648 | 66.648 | 66.648 | 0 | 0 | 0 | 0 | 0 | 0 | 0 | 0 | 0 | 0 | 0 | 0 | 0 | 0 | 0 | 0 | 0 | 0 | 0 | 0 | 0 | 0 | 0 | 0 | 0 | 0 | 0 | 0 | 0 | 0
11 | Aboriginal | Consumer | 2007 | Final | FALSE | 0 | 0 | 0 | 0 | 0 | 0 | 0 | 0 | 0 | 0 | 0 | 0 | 0 | 0 | 0 | 0 | 0 | 0 | 0 | 0 | 0 | 0 | 0 | 0 | 0 | 0 | 0 | 0 | 0 | 0 | 0 | 0 | 0 | 0 | 0 | 0 | 0 | 0 | 0 | 0 | 0 | 0 | 0 | 0 | 0
12 | Affordable Housing Pilot | Consumer Low-Income | 2007 | Final | FALSE | 0 | 0 | 0 | 0 | 0 | 0 | 0 | 0 | 0 | 0 | 0 | 0 | 0 | 0 | 0 | 0 | 0 | 0 | 0 | 0 | 0 | 0 | 0 | 0 | 0 | 0 | 0 | 0 | 0 | 0 | 0 | 0 | 0 | 0 | 0 | 0 | 0 | 0 | 0 | 0 | 0 | 0 | 0 | 0 | 0
13 | Social Housing Pilot | Consumer Low-Income | 2007 | Final | FALSE | 0 | 24.8602 | 24.8602 | 24.8602 | 24.8602 | 24.8602 | 24.8602 | 24.8602 | 24.8602 | 24.8602 | 24.8602 | 0 | 0 | 0 | 0 | 0 | 0 | 0 | 0 | 0 | 0 | 0 | 0 | 0 | 0 | 0 | 0 | 0 | 0 | 0 | 0 | 0 | 0 | 0 | 0 | 0 | 0 | 0 | 0 | 0 | 0 | 0 | 0 | 0 | 0
14 | Energy Efficiency Assistance for Houses Pilot | Consumer Low-Income | 2007 | Final | FALSE | 0 | 0 | 0 | 0 | 0 | 0 | 0 | 0 | 0 | 0 | 0 | 0 | 0 | 0 | 0 | 0 | 0 | 0 | 0 | 0 | 0 | 0 | 0 | 0 | 0 | 0 | 0 | 0 | 0 | 0 | 0 | 0 | 0 | 0 | 0 | 0 | 0 | 0 | 0 | 0 | 0 | 0 | 0 | 0 | 0
15 | Electricity Retrofit Incentive | Business, Industrial | 2007 | Final | FALSE | 0 | 0 | 0 | 0 | 0 | 0 | 0 | 0 | 0 | 0 | 0 | 0 | 0 | 0 | 0 | 0 | 0 | 0 | 0 | 0 | 0 | 0 | 0 | 0 | 0 | 0 | 0 | 0 | 0 | 0 | 0 | 0 | 0 | 0 | 0 | 0 | 0 | 0 | 0 | 0 | 0 | 0 | 0 | 0 | 0
16 | Toronto Comprehensive | Consumer Business, Industrial | 2007 | Final | FALSE | 0 | 0 | 0 | 0 | 0 | 0 | 0 | 0 | 0 | 0 | 0 | 0 | 0 | 0 | 0 | 0 | 0 | 0 | 0 | 0 | 0 | 0 | 0 | 0 | 0 | 0 | 0 | 0 | 0 | 0 | 0 | 0 | 0 | 0 | 0 | 0 | 0 | 0 | 0 | 0 | 0 | 0 | 0 | 0 | 0
17 | Demand Response 1 | Business, Industrial | 2007 | Final | FALSE | 0 | 0 | 0 | 0 | 0 | 0 | 0 | 0 | 0 | 0 | 0 | 0 | 0 | 0 | 0 | 0 | 0 | 0 | 0 | 0 | 0 | 0 | 0 | 0 | 0 | 0 | 0 | 0 | 0 | 0 | 0 | 0 | 0 | 0 | 0 | 0 | 0 | 0 | 0 | 0 | 0 | 0 | 0 | 0 | 0
18 | Electricity Resources Demand Response | Business, Industrial | 2007 | Final | FALSE | 0 | 0 | 0 | 0 | 0 | 0 | 0 | 0 | 0 | 0 | 0 | 0 | 0 | 0 | 0 | 0 | 0 | 0 | 0 | 0 | 0 | 0 | 0 | 0 | 0 | 0 | 0 | 0 | 0 | 0 | 0 | 0 | 0 | 0 | 0 | 0 | 0 | 0 | 0 | 0 | 0 | 0 | 0 | 0 | 0
19 | Renewable Energy Standard Offer | Consumer, Business, Industrial | 2007 | Final | FALSE | 0 | 0 | 0 | 0 | 0 | 0 | 0 | 0 | 0 | 0 | 0 | 0 | 0 | 0 | 0 | 0 | 0 | 0 | 0 | 0 | 0 | 0 | 0 | 0 | 0 | 0 | 0 | 0 | 0 | 0 | 0 | 0 | 0 | 0 | 0 | 0 | 0 | 0 | 0 | 0 | 0 | 0 | 0 | 0 | 0
20 | Great Refrigerator Roundup | Consumer | 2008 | Final | FALSE | 0 | 0 | 178.536 | 178.536 | 178.536 | 178.536 | 178.2405 | 177.945 | 177.945 | 177.945 | 138.725 | 0 | 0 | 0 | 0 | 0 | 0 | 0 | 0 | 0 | 0 | 0 | 0 | 0 | 0 | 0 | 0 | 0 | 0 | 0 | 0 | 0 | 0 | 0 | 0 | 0 | 0 | 0 | 0 | 0 | 0 | 0 | 0 | 0 | 0
21 | Cool Savings Rebate | Consumer | 2008 | Final | FALSE | 0 | 0 | 85.6217 | 85.6217 | 85.6217 | 85.6217 | 85.6217 | 85.6217 | 85.6217 | 85.6217 | 85.6217 | 85.6217 | 85.6217 | 85.6217 | 85.6217 | 85.6217 | 85.6217 | 68.3226 | 68.3226 | 68.3226 | 0 | 0 | 0 | 0 | 0 | 0 | 0 | 0 | 0 | 0 | 0 | 0 | 0 | 0 | 0 | 0 | 0 | 0 | 0 | 0 | 0 | 0 | 0 | 0 | 0
22 | Every Kilowatt Counts Power Savings Event | Consumer | 2008 | Final | FALSE | 0 | 0 | 619.2267 | 616.1313 | 616.1313 | 616.1313 | 518.6541 | 518.6541 | 431.0915 | 353.0325 | 252.4389 | 249.8269 | 211.9675 | 211.9675 | 203.393 | 203.393 | 203.393 | 197.8394 | 0 | 0 | 0 | 0 | 0 | 0 | 0 | 0 | 0 | 0 | 0 | 0 | 0 | 0 | 0 | 0 | 0 | 0 | 0 | 0 | 0 | 0 | 0 | 0 | 0 | 0 | 0
23 | peaksaver® | Consumer, Business | 2008 | Final | FALSE | 0 | 0 | 2.9237 | 2.9237 | 2.9237 | 2.9237 | 2.9237 | 2.9237 | 2.9237 | 2.9237 | 2.9237 | 2.9237 | 2.9237 | 2.9237 | 2.9237 | 0 | 0 | 0 | 0 | 0 | 0 | 0 | 0 | 0 | 0 | 0 | 0 | 0 | 0 | 0 | 0 | 0 | 0 | 0 | 0 | 0 | 0 | 0 | 0 | 0 | 0 | 0 | 0 | 0 | 0
24 | Summer Sweepstakes | Consumer | 2008 | Final | FALSE | 0 | 0 | 123.5648 | 44.5888 | 44.5888 | 44.5888 | 44.5888 | 44.5888 | 44.5888 | 44.5888 | 24.4273 | 24.4273 | 18.5086 | 18.5086 | 18.5086 | 16.375 | 15.6148 | 14.8457 | 14.8457 | 14.8457 | 14.8457 | 14.8457 | 0 | 0 | 0 | 0 | 0 | 0 | 0 | 0 | 0 | 0 | 0 | 0 | 0 | 0 | 0 | 0 | 0 | 0 | 0 | 0 | 0 | 0 | 0
25 | Electricity Retrofit Incentive | Business, Industrial | 2008 | Final | FALSE | 0 | 0 | 0 | 0 | 0 | 0 | 0 | 0 | 0 | 0 | 0 | 0 | 0 | 0 | 0 | 0 | 0 | 0 | 0 | 0 | 0 | 0 | 0 | 0 | 0 | 0 | 0 | 0 | 0 | 0 | 0 | 0 | 0 | 0 | 0 | 0 | 0 | 0 | 0 | 0 | 0 | 0 | 0 | 0 | 0
26 | Toronto Comprehensive | Consumer Business, Industrial | 2008 | Final | FALSE | 0 | 0 | 0 | 0 | 0 | 0 | 0 | 0 | 0 | 0 | 0 | 0 | 0 | 0 | 0 | 0 | 0 | 0 | 0 | 0 | 0 | 0 | 0 | 0 | 0 | 0 | 0 | 0 | 0 | 0 | 0 | 0 | 0 | 0 | 0 | 0 | 0 | 0 | 0 | 0 | 0 | 0 | 0 | 0 | 0
27 | High Performance New Construction | Business, Industrial | 2008 | Final | FALSE | 0 | 0 | 0.82259 | 0.82259 | 0.82259 | 0.82259 | 0.82259 | 0.82259 | 0.82259 | 0.82259 | 0.82259 | 0.82259 | 0.82259 | 0.82259 | 0.82259 | 0.82259 | 0 | 0 | 0 | 0 | 0 | 0 | 0 | 0 | 0 | 0 | 0 | 0 | 0 | 0 | 0 | 0 | 0 | 0 | 0 | 0 | 0 | 0 | 0 | 0 | 0 | 0 | 0 | 0 | 0
28 | Power Savings Blitz | Business | 2008 | Final | FALSE | 0 | 0 | 0 | 0 | 0 | 0 | 0 | 0 | 0 | 0 | 0 | 0 | 0 | 0 | 0 | 0 | 0 | 0 | 0 | 0 | 0 | 0 | 0 | 0 | 0 | 0 | 0 | 0 | 0 | 0 | 0 | 0 | 0 | 0 | 0 | 0 | 0 | 0 | 0 | 0 | 0 | 0 | 0 | 0 | 0
29 | Demand Response 1 | Business, Industrial | 2008 | Final | FALSE | 0 | 0 | 0 | 0 | 0 | 0 | 0 | 0 | 0 | 0 | 0 | 0 | 0 | 0 | 0 | 0 | 0 | 0 | 0 | 0 | 0 | 0 | 0 | 0 | 0 | 0 | 0 | 0 | 0 | 0 | 0 | 0 | 0 | 0 | 0 | 0 | 0 | 0 | 0 | 0 | 0 | 0 | 0 | 0 | 0
30 | Demand Response 3 | Business, Industrial | 2008 | Final | FALSE | 0 | 0 | 0 | 0 | 0 | 0 | 0 | 0 | 0 | 0 | 0 | 0 | 0 | 0 | 0 | 0 | 0 | 0 | 0 | 0 | 0 | 0 | 0 | 0 | 0 | 0 | 0 | 0 | 0 | 0 | 0 | 0 | 0 | 0 | 0 | 0 | 0 | 0 | 0 | 0 | 0 | 0 | 0 | 0 | 0
31 | Electricity Resources Demand Response | Business, Industrial | 2008 | Final | FALSE | 0 | 0 | 0 | 0 | 0 | 0 | 0 | 0 | 0 | 0 | 0 | 0 | 0 | 0 | 0 | 0 | 0 | 0 | 0 | 0 | 0 | 0 | 0 | 0 | 0 | 0 | 0 | 0 | 0 | 0 | 0 | 0 | 0 | 0 | 0 | 0 | 0 | 0 | 0 | 0 | 0 | 0 | 0 | 0 | 0
32 | Renewable Energy Standard Offer | Consumer, Business, Industrial | 2008 | Final | FALSE | 0 | 0 | 0 | 0 | 0 | 0 | 0 | 0 | 0 | 0 | 0 | 0 | 0 | 0 | 0 | 0 | 0 | 0 | 0 | 0 | 0 | 0 | 0 | 0 | 0 | 0 | 0 | 0 | 0 | 0 | 0 | 0 | 0 | 0 | 0 | 0 | 0 | 0 | 0 | 0 | 0 | 0 | 0 | 0 | 0
33 | Other Customer Based Generation | Business, Industrial | 2008 | Final | FALSE | 0 | 0 | 0 | 0 | 0 | 0 | 0 | 0 | 0 | 0 | 0 | 0 | 0 | 0 | 0 | 0 | 0 | 0 | 0 | 0 | 0 | 0 | 0 | 0 | 0 | 0 | 0 | 0 | 0 | 0 | 0 | 0 | 0 | 0 | 0 | 0 | 0 | 0 | 0 | 0 | 0 | 0 | 0 | 0 | 0
34 | LDC Custom - Hydro One Networks Inc. - Double Return | Business, Industrial | 2008 | Final | FALSE | 0 | 0 | 0 | 0 | 0 | 0 | 0 | 0 | 0 | 0 | 0 | 0 | 0 | 0 | 0 | 0 | 0 | 0 | 0 | 0 | 0 | 0 | 0 | 0 | 0 | 0 | 0 | 0 | 0 | 0 | 0 | 0 | 0 | 0 | 0 | 0 | 0 | 0 | 0 | 0 | 0 | 0 | 0 | 0 | 0
35 | Great Refrigerator Roundup | Consumer | 2009 | Final | FALSE | 0 | 0 | 0 | 216.1807 | 216.1807 | 216.1807 | 214.47 | 170.0029 | 0 | 0 | 0 | 0 | 0 | 0 | 0 | 0 | 0 | 0 | 0 | 0 | 0 | 0 | 0 | 0 | 0 | 0 | 0 | 0 | 0 | 0 | 0 | 0 | 0 | 0 | 0 | 0 | 0 | 0 | 0 | 0 | 0 | 0 | 0 | 0 | 0
36 | Cool Savings Rebate | Consumer | 2009 | Final | FALSE | 0 | 0 | 0 | 143.874 | 143.874 | 143.874 | 143.6554 | 143.341 | 142.9711 | 142.9711 | 142.9711 | 142.9711 | 142.9711 | 141.618 | 141.618 | 141.618 | 141.618 | 141.618 | 138.5762 | 138.5762 | 138.5762 | 122.3632 | 0 | 0 | 0 | 0 | 0 | 0 | 0 | 0 | 0 | 0 | 0 | 0 | 0 | 0 | 0 | 0 | 0 | 0 | 0 | 0 | 0 | 0 | 0
37 | Every Kilowatt Counts Power Savings Event | Consumer | 2009 | Final | FALSE | 0 | 0 | 0 | 291.3187 | 263.4722 | 263.4722 | 263.4584 | 261.965 | 252.2595 | 215.1284 | 214.1619 | 151.1049 | 151.1049 | 111.6713 | 111.6185 | 90.941 | 90.941 | 84.9144 | 41.8901 | 25.9278 | 14.9539 | 14.5706 | 14.5706 | 0 | 0 | 0 | 0 | 0 | 0 | 0 | 0 | 0 | 0 | 0 | 0 | 0 | 0 | 0 | 0 | 0 | 0 | 0 | 0 | 0 | 0
38 | peaksaver® | Consumer, Business | 2009 | Final | FALSE | 0 | 0 | 0 | 1.2031 | 1.2031 | 1.2031 | 1.2031 | 1.2031 | 1.2031 | 1.2031 | 1.2031 | 1.2031 | 1.2031 | 1.2031 | 1.2031 | 1.2031 | 0 | 0 | 0 | 0 | 0 | 0 | 0 | 0 | 0 | 0 | 0 | 0 | 0 | 0 | 0 | 0 | 0 | 0 | 0 | 0 | 0 | 0 | 0 | 0 | 0 | 0 | 0 | 0 | 0
39 | Electricity Retrofit Incentive | Business, Industrial | 2009 | Final | FALSE | 0 | 0 | 0 | 430.2273 | 430.2273 | 430.2273 | 430.2273 | 430.2273 | 430.2273 | 430.2273 | 430.2273 | 430.2273 | 430.2273 | 348.4841 | 0 | 0 | 0 | 0 | 0 | 0 | 0 | 0 | 0 | 0 | 0 | 0 | 0 | 0 | 0 | 0 | 0 | 0 | 0 | 0 | 0 | 0 | 0 | 0 | 0 | 0 | 0 | 0 | 0 | 0 | 0
40 | Toronto Comprehensive | Consumer Business, Industrial | 2009 | Final | FALSE | 0 | 0 | 0 | 0 | 0 | 0 | 0 | 0 | 0 | 0 | 0 | 0 | 0 | 0 | 0 | 0 | 0 | 0 | 0 | 0 | 0 | 0 | 0 | 0 | 0 | 0 | 0 | 0 | 0 | 0 | 0 | 0 | 0 | 0 | 0 | 0 | 0 | 0 | 0 | 0 | 0 | 0 | 0 | 0 | 0
41 | High Performance New Construction | Business, Industrial | 2009 | Final | FALSE | 0 | 0 | 0 | 25.6318 | 25.6318 | 25.6318 | 25.6318 | 25.6318 | 25.6318 | 25.6318 | 25.6318 | 25.6318 | 25.6318 | 25.6318 | 25.6318 | 25.6318 | 25.6318 | 25.6318 | 25.6318 | 25.6318 | 25.6318 | 25.6318 | 25.6318 | 0 | 0 | 0 | 0 | 0 | 0 | 0 | 0 | 0 | 0 | 0 | 0 | 0 | 0 | 0 | 0 | 0 | 0 | 0 | 0 | 0 | 0
42 | Power Savings Blitz | Business | 2009 | Final | FALSE | 0 | 0 | 0 | 325.7938 | 325.7938 | 325.7938 | 325.7938 | 325.7938 | 325.7938 | 325.7938 | 325.7938 | 183.4931 | 0 | 0 | 0 | 0 | 0 | 0 | 0 | 0 | 0 | 0 | 0 | 0 | 0 | 0 | 0 | 0 | 0 | 0 | 0 | 0 | 0 | 0 | 0 | 0 | 0 | 0 | 0 | 0 | 0 | 0 | 0 | 0 | 0
43 | Multi-Family Energy Efficiency Rebates | Business, Consumer Low-Income | 2009 | Final | FALSE | 0 | 0 | 0 | 0 | 0 | 0 | 0 | 0 | 0 | 0 | 0 | 0 | 0 | 0 | 0 | 0 | 0 | 0 | 0 | 0 | 0 | 0 | 0 | 0 | 0 | 0 | 0 | 0 | 0 | 0 | 0 | 0 | 0 | 0 | 0 | 0 | 0 | 0 | 0 | 0 | 0 | 0 | 0 | 0 | 0
44 | Demand Response 1 | Business, Industrial | 2009 | Final | FALSE | 0 | 0 | 0 | 15.6119 | 0 | 0 | 0 | 0 | 0 | 0 | 0 | 0 | 0 | 0 | 0 | 0 | 0 | 0 | 0 | 0 | 0 | 0 | 0 | 0 | 0 | 0 | 0 | 0 | 0 | 0 | 0 | 0 | 0 | 0 | 0 | 0 | 0 | 0 | 0 | 0 | 0 | 0 | 0 | 0 | 0
45 | Demand Response 2 | Business, Industrial | 2009 | Final | FALSE | 0 | 0 | 0 | 148.6167 | 0 | 0 | 0 | 0 | 0 | 0 | 0 | 0 | 0 | 0 | 0 | 0 | 0 | 0 | 0 | 0 | 0 | 0 | 0 | 0 | 0 | 0 | 0 | 0 | 0 | 0 | 0 | 0 | 0 | 0 | 0 | 0 | 0 | 0 | 0 | 0 | 0 | 0 | 0 | 0 | 0
46 | Demand Response 3 | Business, Industrial | 2009 | Final | FALSE | 0 | 0 | 0 | 2.8385 | 0 | 0 | 0 | 0 | 0 | 0 | 0 | 0 | 0 | 0 | 0 | 0 | 0 | 0 | 0 | 0 | 0 | 0 | 0 | 0 | 0 | 0 | 0 | 0 | 0 | 0 | 0 | 0 | 0 | 0 | 0 | 0 | 0 | 0 | 0 | 0 | 0 | 0 | 0 | 0 | 0
47 | Electricity Resources Demand Response | Business, Industrial | 2009 | Final | FALSE | 0 | 0 | 0 | 0 | 0 | 0 | 0 | 0 | 0 | 0 | 0 | 0 | 0 | 0 | 0 | 0 | 0 | 0 | 0 | 0 | 0 | 0 | 0 | 0 | 0 | 0 | 0 | 0 | 0 | 0 | 0 | 0 | 0 | 0 | 0 | 0 | 0 | 0 | 0 | 0 | 0 | 0 | 0 | 0 | 0
48 | LDC Custom - Thunder Bay Hydro - Phantom Load | Consumer | 2009 | Final | FALSE | 0 | 0 | 0 | 0 | 0 | 0 | 0 | 0 | 0 | 0 | 0 | 0 | 0 | 0 | 0 | 0 | 0 | 0 | 0 | 0 | 0 | 0 | 0 | 0 | 0 | 0 | 0 | 0 | 0 | 0 | 0 | 0 | 0 | 0 | 0 | 0 | 0 | 0 | 0 | 0 | 0 | 0 | 0 | 0 | 0
49 | LDC Custom - Toronto Hydro - Summer Challenge | Consumer | 2009 | Final | FALSE | 0 | 0 | 0 | 0 | 0 | 0 | 0 | 0 | 0 | 0 | 0 | 0 | 0 | 0 | 0 | 0 | 0 | 0 | 0 | 0 | 0 | 0 | 0 | 0 | 0 | 0 | 0 | 0 | 0 | 0 | 0 | 0 | 0 | 0 | 0 | 0 | 0 | 0 | 0 | 0 | 0 | 0 | 0 | 0 | 0
50 | LDC Custom - PowerStream - Data Centres | Business | 2009 | Final |  | 0 | 0 | 0 | 0 | 0 | 0 | 0 | 0 | 0 | 0 | 0 | 0 | 0 | 0 | 0 | 0 | 0 | 0 | 0 | 0 | 0 | 0 | 0 | 0 | 0 | 0 | 0 | 0 | 0 | 0 | 0 | 0 | 0 | 0 | 0 | 0 | 0 | 0 | 0 | 0 | 0 | 0 | 0 | 0 | 0
51 | Toronto Comprehensive Adjustment | Business, Consumer | 2008 | Final |  | 0 | 0 | 0 | 0 | 0 | 0 | 0 | 0 | 0 | 0 | 0 | 0 | 0 | 0 | 0 | 0 | 0 | 0 | 0 | 0 | 0 | 0 | 0 | 0 | 0 | 0 | 0 | 0 | 0 | 0 | 0 | 0 | 0 | 0 | 0 | 0 | 0 | 0 | 0 | 0 | 0 | 0 | 0 | 0 | 0
52 | LDC Custom - Hydro One Networks Inc. - Double Return Adjustment | Business, Consumer | 2008 | Final |  | 0 | 0 | 0 | 0 | 0 | 0 | 0 | 0 | 0 | 0 | 0 | 0 | 0 | 0 | 0 | 0 | 0 | 0 | 0 | 0 | 0 | 0 | 0 | 0 | 0 | 0 | 0 | 0 | 0 | 0 | 0 | 0 | 0 | 0 | 0 | 0 | 0 | 0 | 0 | 0 | 0 | 0 | 0 | 0 | 0
2006 Subtotal | [5 empty] | 890.2139 | 890.2139 | 890.2139 | 890.2139 | 158.36 | 158.36 | 145.2432 | 145.2432 | 136.7522 | 136.7522 | 129.4512 | 129.4512 | 129.4512 | 129.4512 | 117.6079 | 98.6316 | 98.6316 | 98.6316 | 53.1049 | 53.1049 | 30.9866 | 30.9866 | 30.9866 | 30.9866 | 30.9866 | 30.9866 | 30.9866 | 30.9866 | 30.9866 | 30.9866 | 0 | 0 | 0 | 0 | 0 | 0 | 0 | 0 | 0 | 0 | 0 | 0 | 0 | 0 | 0
2007 Subtotal | [5 empty] | 0 | 2267.7076 | 894.0309 | 721.7301 | 721.7301 | 721.7301 | 686.8801 | 686.8801 | 686.8801 | 319.6413 | 204.8235 | 149.2008 | 149.2008 | 149.2008 | 149.2008 | 82.5528 | 12.1083 | 9.7388 | 9.7388 | 0 | 0 | 0 | 0 | 0 | 0 | 0 | 0 | 0 | 0 | 0 | 0 | 0 | 0 | 0 | 0 | 0 | 0 | 0 | 0 | 0 | 0 | 0 | 0 | 0 | 0
2008 Subtotal | [5 empty] | 0 | 0 | 1010.6955 | 928.624 | 928.624 | 928.624 | 830.8514 | 830.5559 | 742.9932 | 664.9342 | 504.9592 | 363.6221 | 319.844 | 319.844 | 311.2695 | 306.2122 | 304.6295 | 281.0078 | 83.1684 | 83.1684 | 14.8457 | 14.8457 | 0 | 0 | 0 | 0 | 0 | 0 | 0 | 0 | 0 | 0 | 0 | 0 | 0 | 0 | 0 | 0 | 0 | 0 | 0 | 0 | 0 | 0 | 0
2009 Subtotal | [5 empty] | 0 | 0 | 0 | 1601.2964 | 1406.3829 | 1406.3829 | 1404.4398 | 1358.1648 | 1178.0866 | 1140.9555 | 1139.989 | 934.6313 | 751.1382 | 628.6083 | 280.0714 | 259.3939 | 258.1908 | 252.1642 | 206.0981 | 190.1358 | 179.1619 | 162.5655 | 40.2024 | 0 | 0 | 0 | 0 | 0 | 0 | 0 | 0 | 0 | 0 | 0 | 0 | 0 | 0 | 0 | 0 | 0 | 0 | 0 | 0 | 0 | 0
Overall Total | [5 empty] | 890.2139 | 3157.9214 | 2794.9403 | 4141.8644 | 3215.0969 | 3215.0969 | 3067.4144 | 3020.844 | 2744.712 | 2262.2832 | 1979.2229 | 1576.9054 | 1349.6342 | 1227.1043 | 858.1496 | 746.7906 | 673.5602 | 641.5424 | 352.1102 | 326.4091 | 224.9943 | 208.3979 | 71.189 | 30.9866 | 30.9866 | 30.9866 | 30.9866 | 30.9866 | 30.9866 | 30.9866 | 0 | 0 | 0 | 0 | 0 | 0 | 0 | 0 | 0 | 0 | 0 | 0 | 0 | 0 | 0
[6 empty] | 34 | 35 | 36 | 37 | 38 | 39 | 40 | 41 | 42 | 43 | 44 | 45 | 46 | 47 | 48 | 49 | 50 | 51 | 52 | 53 | 54 | 55 | 56 | 57 | 58 | 59 | 60 | 61 | 62 | 63 | 64 | 65 | 66 | 67 | 68 | 69 | 70 | 71 | 72 | 73 | 74 | 75 | 76 | 77 | 78