## Revenue Input
Oshawa PUC Networks Inc
Rate Design Model, License Number ED-2002-0560, File Number EB-2011-0073
Rate Determination Constants/Options For Test Year
Service Revenue Requirement | 24378026.3876
Less: Revenue Offsets | 1605753.7972
Total Base Revenue Requirement | 22772272.5905
Addback LV Charges | 0
Addback Transformer Allowances | 210140.64
Gross Revenues For Rates | 22982413.2305

## Transformer Allowance
Oshawa PUC Networks Inc
Rate Design Model, License Number ED-2002-0560, File Number EB-2011-0073
0
Transformer Ownership Allowance
Description | 2012 Test
| kW | $
General Service:
I1 Industrial > 50 <200 | 2818.8 | -1691.28 |  | Used Dec 2010 Annualised ???? |  | -0.6
I4 Industrial >200 <1000 | 115197.6 | -69118.56 |  |  |  | -0.6
I2 Industrial > 1000 < 5000 | 165014.4 | -99008.64 |  |  |  | -0.6
I3 Industrial > 5000 | 67203.6 | -40322.16 |  |  |  | -0.6
Total | 350234.4 | -210140.64 |  |  |  | -0.6
Transformer Allowance rate | -0.6
Notes
Description | 2012 Test
| kW | $
General Service:
GS 50 to 999 kW (I1 & I4) | 118016.4 | -70809.84
GS 1,000 to 4,999 kW (I2) | 165014.4 | -99008.64
Large Use (I3) | 67203.6 | -40322.16
Total | 350234.4 | -210140.64
Transformer Allowance rate | -0.6
| 2010 Actual |  |  | 2009 Actual
| kW | $ |  | kW | $
I1 Industrial > 50 <200 | 3467.9 | -2080.7 | -0.59999 | 3974.8 | -2384.88 | -0.6
I4 Industrial >200 <1000 | 122016.1 | -120745.13 | -0.98958 | 102427.4 | -61456.46 | -0.6
I2 Industrial > 1000 < 5000 | 179676.5 | -140580.51 | -0.78241 | 164763.4 | -98858.04 | -0.6
I3 Industrial > 5000 | 70586.4 | -42351.85 | -0.6 | 89005.7 | -53403.42 | -0.6
| 375746.9 | -305758.19 | -0.81373 | 360171.3 | -216102.8 | -0.6
| 2010 Actual Dec |  |  | 2009 Actual Dec
| kW | $ |  | kW | $
I1 Industrial > 50 <200 | 234.9 | -140.94 | -0.6 | 321.2 | -192.72 | -0.6
I4 Industrial >200 <1000 | 9599.8 | -5759.91 | -0.6 | 8782.6 | -5269.57 | -0.6
I2 Industrial > 1000 < 5000 | 13751.2 | -8250.73 | -0.6 | 13900.6 | -8340.37 | -0.6
I3 Industrial > 5000 | 5600.3 | -3360.17 | -0.6 | 5035.6 | -3021.35 | -0.6
| 29186.2 | -17511.75 | -0.6 | 28040 | -16824.01 | -0.6

## 2011 Existing Rates
Oshawa PUC Networks Inc
Rate Design Model, License Number ED-2002-0560, File Number EB-2011-0073
0
EXISTING 2011 RATE YEAR - DISTRIBUTION REVENUE RATES EXCLUDING SMART METER RATE RIDER
Customer Class | Connection | Customer | kW | kWh
Residential |  | 8.45 |  | 0.012 | Includes Tax Change Rate Rider 2011
GS < 50 kW |  | 8.39 |  | 0.017 | Includes Tax Change Rate Rider 2011
GS 50 to 999 kW (I1 & I4) |  | 43.06 | 3.7014 |  | Includes Tax Change Rate Rider 2011
GS 1,000 to 4,999 kW (I2) |  | 1190.07 | 2.6016 |  | Includes Tax Change Rate Rider 2011
Large Use (I3) |  | 8057.37 | 2.1714 |  | Includes Tax Change Rate Rider 2011
Street Lighting | 1.14 |  | 17.6117 |  | Includes Tax Change Rate Rider 2011
USL | 3.33 |  |  | 0.0136 | Includes Tax Change Rate Rider 2011
Sentinel Lights | 4.22 |  | 9.0876 |  | Includes Tax Change Rate Rider 2011
0
Regulatory Assets Rate Rider For 2011, if applicable
Customer Class | Regulatory Assets Rate Riders ($) per kWh |  | Regulatory Assets Rate Riders ($) per kW
Residential | -0.00305
GS < 50 kW | -0.0031
GS 50 to 999 kW (I1 & I4) |  |  | -1.3094
GS 1,000 to 4,999 kW (I2) |  |  | -1.5723
Large Use (I3) |  |  | -1.2405
Street Lighting |  |  | -1.2845
USL | -0.00286
Sentinel Lights |  |  | -1.3028
0
Low Voltage Rate Component For 2011
Customer Class | Low Voltage Cost Rate Component ($) per kWh |  | Low Voltage Cost Rate Component ($) per kW
Residential
GS < 50 kW
GS 50 to 999 kW (I1 & I4)
GS 1,000 to 4,999 kW (I2)
Large Use (I3)
Street Lighting
USL
Sentinel Lights
0
Smart Meter Adder - 2011
Customer Class | Adder per Month
Residential | 1
GS < 50 kW | 1
GS 50 to 999 kW (I1 & I4) | 1
GS 1,000 to 4,999 kW (I2) | 1
Large Use (I3) | 1
Street Lighting | 0
USL | 0
Sentinel Lights | 0
0
EXISTING 2011 DISTRIBUTION VOLUMETRIC EXCL LV
Customer Class | per kWh |  | per kW
Residential | 0.012 |  | 0
GS < 50 kW | 0.017 |  | 0
GS 50 to 999 kW (I1 & I4) | 0 |  | 3.7014
GS 1,000 to 4,999 kW (I2) | 0 |  | 2.6016
Large Use (I3) | 0 |  | 2.1714
Street Lighting | 0 |  | 17.6117
USL | 0.0136 |  | 0
Sentinel Lights | 0 |  | 9.0876
0 | 0 |  | 0
LRAM 2011 Existing Rates
Customer Class | ($) per kWh |  | ($) per kW
Residential | 0.0003
GS < 50 kW | 0.0008
GS 50 to 999 kW (I1 & I4) |  |  | 0.0173
GS 1,000 to 4,999 kW (I2)
Large Use (I3)
Street Lighting
USL | 0.0058
Sentinel Lights
0
Tax Change Rate Rider 2011
Customer Class | ($) per kWh |  | ($) per kW
Residential | -0.0003
GS < 50 kW | -0.0002
GS 50 to 999 kW (I1 & I4) |  |  | -0.0497
GS 1,000 to 4,999 kW (I2) |  |  | -0.0416
Large Use (I3) |  |  | -0.0441
Street Lighting |  |  | -0.2943
USL | -0.0002
Sentinel Lights |  |  | -0.4609
0
Special Purpose Charge Rate Rider 2011
Customer Class | ($) per kWh
Residential | 0.0003725
GS < 50 kW | 0.0003725
GS 50 to 999 kW (I1 & I4) | 0.0003725
GS 1,000 to 4,999 kW (I2) | 0.0003725
Large Use (I3) | 0.0003725
Street Lighting | 0.0003725
USL | 0.0003725
Sentinel Lights | 0.0003725 |  |  |  |  | 0.0003725
0
1133000000
Late Payment Penalty Recovery Rate Rider 2011
422042.5
Customer Class | ($) per Customer/Connection
Residential | 0.1714
GS < 50 kW | 0.5577
GS 50 to 999 kW (I1 & I4) | 6.2442
GS 1,000 to 4,999 kW (I2) | 6.5054
Large Use (I3) | 315.0539
Street Lighting | 0.0315
USL | 0.1712
Sentinel Lights | 0.0055

## Forecast Data For 2012
Oshawa PUC Networks Inc
Rate Design Model, License Number ED-2002-0560, File Number EB-2011-0073
Forecast Data For 2012 Test Year Projection
Sum of Quantity
Class | Unit of Measure | 2012 Test Year Normalized
Residential | # of Customers | 49919.7254
| kWh | 482416462.0727
GS < 50 kW | # of Customers | 3961
| kWh | 128579910.1753
GS 50 to 999 kW (I1 & I4) | # of Customers | 518
| kW | 892988.6203
| kWh | 349815801.7864
GS 1,000 to 4,999 kW (I2) | # of Customers | 10
| kW | 163063.1869
| kWh | 76259966.2076
Large Use (I3) | # of Customers | 1
| kW | 70585
| kWh | 33402763
Street Lighting | # of Connections | 12761.8998
| kW | 29568.4766
| kWh | 11044795.8749
USL | # of Connections | 313.0794
| kWh | 3208501.6632
Sentinel Lights | # of Connections | 22.3077
| kW | 115.0965
| kWh | 38567.2644
# of Customers
kW
kWh
Total Check | # of Cust/Con | 67507.0122 | 67507.0122 | 0
| kW | 1156320.3804 | 1156320.3804 | 0
| kWh | 1084766768.0446 | 1084766768.0446 | 0

## 2012 Test Yr On Existing Rates
Oshawa PUC Networks Inc
Rate Design Model, License Number ED-2002-0560, File Number EB-2011-0073
0
Forecast Class Billing Determinants for 2012 Test Year Based on Existing Class Revenue Proportions
Revenue At Existing Rates
Class | Annual kWh | Annual kW For Dx | Annualized Customers | Annualized Connections | Fixed Distribution Revenue | Variable Distribution Revenue | Dist. Rev. Including Transformer | Transformer Allowance | Dist. Rev. Excluding Transformer | Dist Rev At Existing Rates %
Residential | 482416462.0727 |  | 599036.7049 |  | 5061860.1563 | 5788997.5449 | 10850857.7011 |  | 10850857.7011 | 59.07% | Residential
GS < 50 kW | 128579910.1753 |  | 47532 |  | 398793.48 | 2185858.473 | 2584651.953 |  | 2584651.953 | 14.07% | GS < 50 kW
GS 50 to 999 kW (I1 & I4) | 349815801.7864 | 892988.6203 | 6216 |  | 267660.96 | 3305308.0793 | 3572969.0393 | 70809.84 | 3502159.1993 | 19.07% | GS 50 to 999 kW (I1 & I4)
GS 1,000 to 4,999 kW (I2) | 76259966.2076 | 163063.1869 | 120 |  | 142808.4 | 424225.187 | 567033.587 | 99008.64 | 468024.947 | 2.548% | GS 1,000 to 4,999 kW (I2)
Large Use (I3) | 33402763 | 70585 | 12 |  | 96688.44 | 153268.269 | 249956.709 | 40322.16 | 209634.549 | 1.141% | Large Use (I3)
Street Lighting | 11044795.8749 | 29568.4766 |  | 153142.7974 | 174582.789 | 520751.1397 | 695333.9288 |  | 695333.9288 | 3.785% | Street Lighting
USL | 3208501.6632 |  |  | 3756.9526 | 12510.6522 | 43635.6226 | 56146.2748 |  | 56146.2748 | 0.3057% | USL
Sentinel Lights | 38567.2644 | 115.0965 |  | 267.6919 | 1129.6598 | 1045.9513 | 2175.6111 |  | 2175.6111 | 0.01184% | Sentinel Lights
0 | 0 | 0 | 0 |  | 0 | 0 | 0 |  | 0 | 0%
| 1084766768.0446 | 1156320.3804 | 652916.7049 | 157167.4419 | 6156034.5373 | 12423090.2668 | 18579124.804 | 210140.64 | 18368984.164 | 100%
NOT PART OF FILE
2011 Budget
Revenue At Existing Rates
Class | Annual kWh | Annual kW For Dx | Annualized Customers | Annualized Connections | Fixed Distribution Revenue | Variable Distribution Revenue | Dist. Rev. Including Transformer | Transformer Allowance | Dist. Rev. Excluding Transformer | Dist Rev At Existing Rates %
Residential | 487000000 |  | 599036.7049 |  | 5061860.1563 | 5844000 | 10905860.1563 |  | 10905860.1563 | 59.37%
GS < 50 kW | 132000000 |  | 47532 |  | 398793.48 | 2244000 | 2642793.48 |  | 2642793.48 | 14.39%
GS 50 to 999 kW (I1 & I4) |  | 884000 | 6216 |  | 267660.96 | 3272037.6 | 3539698.56 | 70809.84 | 3468888.72 | 18.88%
GS 1,000 to 4,999 kW (I2) |  | 198000 | 0 |  | 0 | 515116.8 | 515116.8 | 99008.64 | 416108.16 | 2.265%
Large Use (I3) |  | 71300 | 12 |  | 96688.44 | 154820.82 | 251509.26 | 40322.16 | 211187.1 | 1.15%
Street Lighting |  | 27600 |  | 153142.7974 | 174582.789 | 486082.92 | 660665.709 |  | 660665.709 | 3.597%
USL | 2833000 |  |  | 3756.9526 | 12510.6522 | 38528.8 | 51039.4522 |  | 51039.4522 | 0.2779%
Sentinel Lights |  | 100 |  | 267.6919 | 1129.6598 | 908.76 | 2038.4198 |  | 2038.4198 | 0.0111%
Street Lighting | 0 | 0 | 0 |  | 0 | 0 | 0 |  | 0 | 0%
| 621833000 | 1181000 | 652796.7049 | 157167.4419 | 6013226.1373 | 12555495.7 | 18568721.8373 | 210140.64 | 18358581.1973 | 99.94%

## Cost Allocation Study
Oshawa PUC Networks Inc
Rate Design Model, License Number ED-2002-0560, File Number EB-2011-0073
0
Cost Allocation Based Calculations
Class | Revenue Requirement - 2012 Cost Allocation Model - Line 35 from O1 in CA | 2012 Base Revenue Allocated based on Proportion of Revenue at Existing Rates | Miscellaneous Revenue Allocated from 2012 Cost Allocation Model - Line 19 from O1 in CA | Total Revenue | Revenue Cost Ratio | Check Revenue Cost Ratios from 2012 Cost Allocation Model - Line 70 from O1 in CA | Proposed Revenue to Cost Ratio | Proposed Revenue | Miscellaneous Revenue | Proposed Base Revenue | Board Target Low | Board Target High | MAY 31st Submission Check Revenue Cost Ratios from 2012 Cost Allocation Model - Line 70 from O1 in CA | MAY 31st Submission Proposed Revenue to Cost Ratio
Residential | 15480715.8659 | 13451951.7903 | 1146229.6864 | 14598181.4767 | 94.3% | 94.3% | 94.61% | 14645892.7132 | 1146229.6864 | 13499663.0268 | 85% | 115% | 98.99% | 100% | -5.394%
GS < 50 kW | 2872629.1617 | 3204227.2071 | 178166.7979 | 3382394.005 | 117.7% | 117.7% | 118.1% | 3393448.6833 | 178166.7979 | 3215281.8854 | 80% | 120% | 121.3% | 120% | -1.87%
GS 50 to 999 kW (I1 & I4) | 4171910.4423 | 4341673.074 | 182630.1829 | 4524303.2569 | 108.4% | 108.4% | 108.8% | 4539090.0372 | 182630.1829 | 4356459.8543 | 80% | 120% | 93.37% | 90% | 18.8%
GS 1,000 to 4,999 kW (I2) | 495924.8147 | 580216.7162 | 21498.6289 | 601715.3451 | 121.3% | 121.3% | 120% | 595109.7777 | 21498.6289 | 573611.1488 | 80% | 120% | 125.3% | 120% | 0%
Large Use (I3) | 216113.8351 | 259886.7227 | 6033.6125 | 265920.3352 | 123% | 123% | 115% | 248530.9104 | 6033.6125 | 242497.2979 | 85% | 115% | 118.1% | 115% | 0%
Street Lighting | 1058526.9681 | 862014.667 | 65898.7108 | 927913.3778 | 87.66% | 87.66% | 83% | 878577.3835 | 65898.7108 | 812678.6727 | 70% | 120% | 76.75% | 82.54% | 0.4644%
USL | 80236.6085 | 69605.2794 | 5164.6495 | 74769.9289 | 93.19% | 93.19% | 93.49% | 75014.2995 | 5164.6495 | 69849.65 | 80% | 120% | 94.82% | 100% | -6.51%
Sentinel Lights | 1968.6913 | 2697.1338 | 131.5283 | 2828.6621 | 143.7% | 143.7% | 120% | 2362.4295 | 131.5283 | 2230.9013 | 70% | 120% | 44.56% | 82.54% | 37.46%
[13 empty] | 0.00% | 0% | 0%
TOTAL | 24378026.3876 | 22772272.5905 | 1605753.7972 | 24378026.3876 | 100% |  |  | 24378026.2343 | 1605753.7972 | 22772272.4371
| 24378026.3876 | [8 empty] | 22772272.5905
| 0 | Check total - should be zero |  |  |  |  | 0.3268% |  |  | -0.15334 | This needs to be zero
Use above % to adjust those already within range - any above range already adjusted to top of range.
TABLES For WORD DOCUMENTS
Allocation of Base Revenue Requirement
Class | Revenue Requirement - 2012 Cost Allocation Model | Proposed Revenue to Cost Ratio | 2012 Proposed Service Revenue Requirement | 2012 Proposed Miscellaneous Revenue | 2012 Proposed Base Revenue Requirement |  |  |  | This feeds the Cost Allocation Model (which doesn't account properly for the moving of the SSS Admin Fees to the Revenue Offsets)
Residential | 15480715.8659 | 94.61% | 14645892.7132 | 1146229.6864 | 13499663.0268 |  |  |  | 119624.1224 | 4080 SSS Admin Charge Residential
GS < 50 kW | 2872629.1617 | 118.1% | 3393448.6833 | 178166.7979 | 3215281.8854 |  |  |  | 11959.4873 | 4080 SSS Admin Charge Comm < 50 kw
GS 50 to 999 kW (I1 & I4) | 4171910.4423 | 108.8% | 4539090.0372 | 182630.1829 | 4356459.8543 |  |  |  | 1182.4087 | 4080 SSS Ind > 50 - 200 KW
GS 1,000 to 4,999 kW (I2) | 495924.8147 | 120% | 595109.7777 | 21498.6289 | 573611.1488 |  |  |  | 372.9304 | 4080 SSS Admin Charge Ind > 200 - 1000 KW
Large Use (I3) | 216113.8351 | 115% | 248530.9104 | 6033.6125 | 242497.2979 |  |  |  | 30.4682 | 4080 SSS Admin Charge Ind > 50 kw < 1,000 kw
Street Lighting | 1058526.9681 | 83% | 878577.3835 | 65898.7108 | 812678.6727 |  |  |  | 3.0468 | 4080 SSS Admin Charge Lrg User > 5,000 kw
USL | 80236.6085 | 93.49% | 75014.2995 | 5164.6495 | 69849.65 |  |  |  | 227.5363 | 4080 SSS Admin Charge Street Lights
Sentinel Lights | 1968.6913 | 120% | 2362.4295 | 131.5283 | 2230.9013 |  |  |  | 0 | 4080 SSS Admin Charge Sent. Lights
TOTAL | 24378026.3876 |  | 24378026.2343 | 1605753.7972 | 22772272.4371 |  |  |  | 133400
Existing and Proposed Rate Base Revenue
Class | 2012 Revenue at Existing Rates | 2012 Proposed Base Revenue Allocated at Existing Rates Proportion | 2012 Proposed Base Revenue Requirement |  | Dist Rev At Existing Rates %
Residential | 10850857.7011 | 13451951.6997 | 13499663.0268 |  | 59.07%
GS < 50 kW | 2584651.953 | 3204227.1855 | 3215281.8854 |  | 14.07%
GS 50 to 999 kW (I1 & I4) | 3502159.1993 | 4341673.0447 | 4356459.8543 |  | 19.07%
GS 1,000 to 4,999 kW (I2) | 468024.947 | 580216.7123 | 573611.1488 |  | 2.548%
Large Use (I3) | 209634.549 | 259886.721 | 242497.2979 |  | 1.141%
Street Lighting | 695333.9288 | 862014.6612 | 812678.6727 |  | 3.785%
USL | 56146.2748 | 69605.2789 | 69849.65 |  | 0.3057%
Sentinel Lights | 2175.6111 | 2697.1338 | 2230.9013 |  | 0.01184%
TOTAL | 18368984.164 | 22772272.4371 | 22772272.4371 |  | 100%
Proposed Fixed Distribution Charges
Class | 2012 Total Base Revenue | Proposed Fixed Distribution Charge | Annualized Customers/ Connections | 2012 Fixed Base Revenue on Proposed Rates
Residential | 15480715.8659 | 11.1551 | 599036.7049 | 6682333.1983
GS < 50 kW | 2872629.1617 | 20.2934 | 47532 | 964584.5656
GS 50 to 999 kW (I1 & I4) | 4171910.4423 | 70.0846 | 6216 | 435645.9854
GS 1,000 to 4,999 kW (I2) | 495924.8147 | 1458.5492 | 120 | 175025.906
Large Use (I3) | 216113.8351 | 9320.4601 | 12 | 111845.5214
Street Lighting | 1058526.9681 | 3.98 | 153142.7974 | 609509.0046
USL | 80236.6085 | 6.656 | 3756.9526 | 25006.1747
Sentinel Lights | 1968.6913 | 4.8628 | 267.6919 | 1301.7309
TOTAL | 24378026.3876 |  |  | 9005252.0868
Proposed Volumetric Distribution Charges
Class | 2012 Total Base Revenue | Proposed Variable Distribution Charge | Unit of Measure | Billing Determinants | 2012 Net Variable Revenue | 2012 Transformer Allowance | Gross Variable Base Revenue Requirement
Residential | 15480715.8659 | 0.014132 | kWh | 482416462.0727 | 6817329.8285 |  | 6817329.8285
GS < 50 kW | 2872629.1617 | 0.017504 | kWh | 128579910.1753 | 2250697.3198 |  | 2250697.3198
GS 50 to 999 kW (I1 & I4) | 4171910.4423 | 4.47 | kW | 892988.6203 | 3920813.8689 | 70809.84 | 3991623.7089
GS 1,000 to 4,999 kW (I2) | 495924.8147 | 3.0515 | kW | 163063.1869 | 398585.2428 | 99008.64 | 497593.8828
Large Use (I3) | 216113.8351 | 2.4222 | kW | 70585 | 130651.7765 | 40322.16 | 170973.9365
Street Lighting | 1058526.9681 | 6.8712 | kW | 29568.4766 | 203169.6682 |  | 203169.6682
USL | 80236.6085 | 0.013976 | kWh | 3208501.6632 | 44843.4753 |  | 44843.4753
Sentinel Lights | 1968.6913 | 8.073 | kW | 115.0965 | 929.1704 |  | 929.1704
TOTAL | 24378026.3876 |  |  |  | 13767020.3503 | 210140.64 | 13977160.9903

## Rates By Rate Class
Oshawa PUC Networks Inc
Rate Design Model, License Number ED-2002-0560, File Number EB-2011-0073
0
Distribution Rate Allocation Between Fixed & Variable Rates For 2012 Test Year
Customer Class | Total Net Rev. Requirement | Rev Requirement % | Proposed Fixed Rate | Resulting Variable Rate | Total Fixed Revenue | Total Variable Revenue | Transformer Allowance | Gross Distribution Revenue | LV & Wheeling Charges | Total
Residential | 13499663.0268 | 59.28% | 11.1551 | 0.014132 | 6682333.1983 | 6817329.8285 |  | 13499663.0268 | 0 | 13499663.0268 |  | USED : Fixed Rate Based on Current Fixed/Variable Revenue Proportions
GS < 50 kW | 3215281.8854 | 14.12% | 20.2934 | 0.017504 | 964584.5656 | 2250697.3198 |  | 3215281.8854 | 0 | 3215281.8854 |  | USED : Fixed Rate Based on Current Fixed/Variable Revenue Proportions
GS 50 to 999 kW (I1 & I4) | 4356459.8543 | 19.13% | 70.0846 | 4.47 | 435645.9854 | 3920813.8689 | 70809.84 | 4427269.6943 | 0 | 4427269.6943
GS 1,000 to 4,999 kW (I2) | 573611.1488 | 2.519% | 1458.5492 | 3.0515 | 175025.906 | 398585.2428 | 99008.64 | 672619.7888 | 0 | 672619.7888
Large Use (I3) | 242497.2979 | 1.065% | 9320.4601 | 2.4222 | 111845.5214 | 130651.7765 | 40322.16 | 282819.4579 | 0 | 282819.4579
Street Lighting | 812678.6727 | 3.569% | 3.98 | 6.8712 | 609509.0046 | 203169.6682 |  | 812678.6727 | 0 | 812678.6727 |  | USED : Fixed Rate Based on Current Fixed/Variable Revenue Proportions
USL | 69849.65 | 0.3067% | 6.656 | 0.013976 | 25006.1747 | 44843.4753 |  | 69849.65 | 0 | 69849.65
Sentinel Lights | 2230.9013 | 0.009797% | 4.8628 | 8.073 | 1301.7309 | 929.1704 |  | 2230.9013 | 0 | 2230.9013
0 | 0 | 0% |  | 0 | 0 | 0 |  | 0 | 0 | 0
TOTAL | 22772272.4371 | 100% |  |  | 9005252.0868 | 13767020.3503 | 210140.64 | 22982413.0771 | 0 | 22982413.0771
|  |  | Forecast Fixed/Variable Ratios |  | 39.18% | 59.9% | 0.9144% | 100%
Fixed Charge Analysis | [12 empty] | Current and Proposed Fixed/Variable Proportion
Customer Class | Current Volumetric Split | Current Fixed Charge Spilt | Total | Fixed Rate Based on Current Fixed/Variable Revenue Proportions | 2011 Rates From OEB Approved Tariff | Minimum System with PLCC Adustment (Ceiling Fixed Charge From Cost Allocation Model) | Target Fixed Charge Split | Fixed Charge with Target Split |  |  | Word Tables ---> |  | Customer Class | Current Volumetric Split | Current Fixed Charge Spilt | Total | Proposed Volumetric Split | Proposed Fixed Charge Split | Total
Residential | 53.35% | 46.65% | 100% | 10.5127 | 8.45 | 11.8993 | 49.5% | 11.1551 |  |  |  |  | Residential | 53.35% | 46.65% | 100% | 50.5% | 49.5% | 100%
GS < 50 kW | 84.57% | 15.43% | 100% | 10.4371 | 8.39 | 23.5973 | 30% | 20.2934 |  |  |  |  | GS < 50 kW | 84.57% | 15.43% | 100% | 70% | 30% | 100%
GS 50 to 999 kW (I1 & I4) | 92.36% | 7.643% | 100% | 53.5639 | 43.06 | 118.8506 | 10% | 70.0846 |  | ?? Ceiling too LOW ?? |  |  | GS 50 to 999 kW (I1 & I4) | 92.36% | 7.643% | 100% | 90% | 10% | 100%
GS 1,000 to 4,999 kW (I2) | 69.49% | 30.51% | 100% | 1458.5492 | 1190.07 | 396.0593 | 30.51% | 1458.5492 |  | ?? Ceiling too LOW ?? |  |  | GS 1,000 to 4,999 kW (I2) | 69.49% | 30.51% | 100% | 69.49% | 30.51% | 100%
Large Use (I3) | 53.88% | 46.12% | 100% | 9320.4601 | 8057.37 | 1591.5856 | 46.12% | 9320.4601 |  | ?? Ceiling too LOW ?? |  |  | Large Use (I3) | 53.88% | 46.12% | 100% | 53.88% | 46.12% | 100%
Street Lighting | 74.89% | 25.11% | 100% | 1.3324 | 1.14 | 9.2568 | 75% | 3.98 |  |  |  |  | Street Lighting | 74.89% | 25.11% | 100% | 25% | 75% | 100%
USL | 77.72% | 22.28% | 100% | 4.1427 | 3.33 | 7.1863 | 35.8% | 6.656 |  |  |  |  | USL | 77.72% | 22.28% | 100% | 64.2% | 35.8% | 100%
Sentinel Lights | 48.08% | 51.92% | 100% | 4.3272 | 4.22 | 6.2542 | 58.35% | 4.8628 |  |  |  |  | Sentinel Lights | 48.08% | 51.92% | 100% | 41.65% | 58.35% | 100%
TOTAL
Summary of Proposed Base Revenue and Fixed/Variable Split
[13 empty] | Customer Class | 2012 Total Base Revenue | 2012 Proposed Fixed Base Revenue | 2012 Proposed Fixed Charge Split | 2012 Proposed Variable Base Revenue | 2012 Proposed Variable Charge Split
[13 empty] | Residential | 13499663.0268 | 6682333.1983 | 49.5% | 6817329.8285 | 50.5%
[13 empty] | GS < 50 kW | 3215281.8854 | 964584.5656 | 30% | 2250697.3198 | 70%
[13 empty] | GS 50 to 999 kW (I1 & I4) | 4356459.8543 | 435645.9854 | 10% | 3920813.8689 | 90%
[13 empty] | GS 1,000 to 4,999 kW (I2) | 573611.1488 | 175025.906 | 30.51% | 398585.2428 | 69.49%
[13 empty] | Large Use (I3) | 242497.2979 | 111845.5214 | 46.12% | 130651.7765 | 53.88%
[13 empty] | Street Lighting | 812678.6727 | 609509.0046 | 75% | 203169.6682 | 25%
[13 empty] | USL | 69849.65 | 25006.1747 | 35.8% | 44843.4753 | 64.2%
[13 empty] | Sentinel Lights | 2230.9013 | 1301.7309 | 58.35% | 929.1704 | 41.65%
[13 empty] | Total | 22772272.4371 | 9005252.0868 |  | 13767020.3503
Fixed Charge Summary
[13 empty] | Customer Class | Unit (per month) | 2011 Fixed Rates per OEB Tariff | Proposed 2012 Fixed Rate | Customer Unit Cost - Avoided Cost (Floor Fixed Charge) | Minimum System with PLCC Adjustment (Ceiling Fixed Charge)
[13 empty] | Residential | Customer | 8.45 | 11.1551 | 3.6459 | 11.8993
[13 empty] | GS < 50 kW | Customer | 8.39 | 20.2934 | 11.6246 | 23.5973
[13 empty] | GS 50 to 999 kW (I1 & I4) | Customer | 43.06 | 70.0846 | 73.9458 | 118.8506
[13 empty] | GS 1,000 to 4,999 kW (I2) | Customer | 1190.07 | 1458.5492 | 306.3929 | 396.0593
[13 empty] | Large Use (I3) | Customer | 8057.37 | 9320.4601 | 1346.3669 | 1591.5856
[13 empty] | Street Lighting | Connection | 1.14 | 3.98 | 1.9491 | 9.2568
[13 empty] | USL | Connection | 3.33 | 6.656 | 1.5389 | 7.1863
[13 empty] | Sentinel Lights | Connection | 4.22 | 4.8628 | 0.044584 | 6.2542

## Allocation Low Voltage Costs
Oshawa PUC Networks Inc
Rate Design Model, License Number ED-2002-0560, File Number EB-2011-0073
0
Low Voltage Costs Allocated by Customer Class
Customer Class | Retail Transmission Connection Rate ($) |  | Basis for Allocation ($) | Allocation Percentages | Allocated $
| per KWh | per kW
Residential |  |  | 0 | 0% | 0
GS < 50 kW |  |  | 0 | 0% | 0
GS 50 to 999 kW (I1 & I4) |  |  | 0 | 0% | 0
GS 1,000 to 4,999 kW (I2) |  |  | 0 | 0% | 0
Large Use (I3) |  |  | 0 | 0% | 0
Street Lighting |  |  | 0 | 0% | 0
USL |  |  | 0 | 0% | 0
Sentinel Lights |  |  |  | 0% | 0
0 |  |  | 0 | 0% | 0
TOTALS |  |  | 0 | 0% | 0

## Low Voltage Rates
Oshawa PUC Networks Inc
Rate Design Model, License Number ED-2002-0560, File Number EB-2011-0073
0
RATES - Low Voltage Adjustment
Customer Class | LV Adj. Allocated | Calculated kWh | Calculated kW | Volumetric Rate Type | LV/ Adj. Rates/kWh | LV Adj. Rates/ kW
Residential | 0 | 482416462.0727 | 0 | kWh | 0
GS < 50 kW | 0 | 128579910.1753 | 0 | kWh | 0
GS 50 to 999 kW (I1 & I4) | 0 | 349815801.7864 | 892988.6203 | kW |  | 0
GS 1,000 to 4,999 kW (I2) | 0 | 76259966.2076 | 163063.1869 | kW |  | 0
Large Use (I3) | 0 | 33402763 | 70585 | kW |  | 0
Street Lighting | 0 | 11044795.8749 | 29568.4766 | kW |  | 0
USL | 0 | 3208501.6632 | 0 | kWh | 0
Sentinel Lights | 0 | 38567.2644 | 115.0965 | kW |  | 0
0 | 0 | 0 | 0 | kW
TOTALS | 0 | 1084766768.0446 | 1156320.3804

## LRAM and SSM Rate Rider
Oshawa PUC Networks Inc
Rate Design Model, License Number ED-2002-0560, File Number EB-2011-0073
0
2012 Test Year - LRAM and SSM Rider | [11 empty] | Rounding is turned on | y
Rate Class | Amounts |  | Billing Units (2012) |  | Rate Riders |  |  | Two Year Rate Rider | Three Year Rate Rider | Number of Years to Use | Rate Rider to Use |  | D Savage : Changed option for # yrs from (2 or 3) to (1 or 2)
| LRAM | SSM |  |  | LRAM | SSM | Total | Total | Total | (1 or 2) | Total
| $ | $ |  | Metrics | $/unit (kWh or kW) | $/unit (kWh or kW) | $/unit (kWh or kW) | $/unit (kWh or kW) | $/unit (kWh or kW) | 1 | $/unit (kWh or kW) |  |  | Check
Residential | 82307.8613 |  | 482416462.0727 | kWh | 0.00017062 | 0 | 0.00017062 | 8.5308e-05 | 5.6872e-05 | 1 | 0.0002 |  |  | 96483.2924
GS < 50 kW | 101280.9765 |  | 128579910.1753 | kWh | 0.00078769 | 0 | 0.00078769 | 0.00039384 | 0.00026256 | 1 | 0.0008 |  |  | 102863.9281
GS 50 to 999 kW (I1 & I4) | 7870.6042 |  | 892988.6203 | kW | 0.0088138 | 0 | 0.0088138 | 0.0044069 | 0.0029379 | 1 | 0.0088 |  |  | 7858.2999
GS 1,000 to 4,999 kW (I2) |  |  | 163063.1869 | kW | 0 | 0 | 0 | 0 | 0 | 1 | 0 |  |  | 0
Large Use (I3) |  |  | 70585 | kW | 0 | 0 | 0 | 0 | 0 | 1 | 0 |  |  | 0
Street Lighting |  |  | 29568.4766 | kW | 0 | 0 | 0 | 0 | 0 | 1 | 0 |  |  | 0
USL | 13491.7898 |  | 3208501.6632 | kWh | 0.004205 | 0 | 0.004205 | 0.0021025 | 0.0014017 | 1 | 0.0042 |  |  | 13475.707
Sentinel Lights |  |  | 115.0965 | kW | 0 | 0 | 0 | 0 | 0 | 1 | 0 |  |  | 0
0
Total | 204951.2317 | 0 | [11 empty] | 220681.2274 | Total to be Collected on Projected Volume
[14 empty] | 204951.2317 | Total Revenue Required
[14 empty] | 15729.9957 | Potential Over / (Under) Collection
7.675%

## 2012 Rate Rider
Oshawa PUC Networks Inc
Rate Design Model, License Number ED-2002-0560, File Number EB-2011-0073
0
2012 Test Year - Rate Rider |  |  |  | Rounding is turned on | y
Customer Class | Deferral and Variance Account Rate Riders ($) per kWh | Deferral and Variance Account Rate Riders ($) per kW | Smart Meter Rate Adder ($) per Metered Cust./Month | Smart Meter Entity Charge ($/month) | Late Payment (kWh) | SPC (kWh)
Residential | 0.00041819 |  | 0.56814
GS < 50 kW | 0.00022365 |  | 2.5014
GS 50 to 999 kW (I1 & I4) |  | 0.0011991
GS 1,000 to 4,999 kW (I2) |  | -0.029875
Large Use (I3) |  | -0.031722
Street Lighting |  | 0.25624
USL | 0.00013072
Sentinel Lights |  | 0.21302
0
Allocation of Smart Meter

## Distribution Rate Schedule
Oshawa PUC Networks Inc
Rate Design Model, License Number ED-2002-0560, File Number EB-2011-0073
0
Rate Schedule - 2012 Test Year Filing |  |  |  |  | Turn Rounding On | y
2012 TEST YEAR - BASE REVENUE DISTRIBUTION RATES
Customer Class | Connection | Customer | kW | kWh
Residential | 0 | 11.16 | 0 | 0.0141
GS < 50 kW | 0 | 20.29 | 0 | 0.0175
GS 50 to 999 kW (I1 & I4) | 0 | 70.08 | 4.47 | 0
GS 1,000 to 4,999 kW (I2) | 0 | 1458.55 | 3.0515 | 0
Large Use (I3) | 0 | 9320.4601 | 2.4222 | 0
Street Lighting | 3.98 | 0 | 6.8712 | 0
USL | 6.656 | 0 | 0 | 0.014
Sentinel Lights | 4.8628 | 0 | 8.073 | 0
0 | 0 | 0 | 0 | 0
2012 TEST YEAR - Low Voltage Distribution Rates
Customer Class | Connection | Customer | kW | kWh
Residential |  |  |  | 0
GS < 50 kW |  |  |  | 0
GS 50 to 999 kW (I1 & I4) |  |  | 0
GS 1,000 to 4,999 kW (I2) |  |  | 0
Large Use (I3) |  |  | 0
Street Lighting |  |  | 0
USL |  |  |  | 0
Sentinel Lights |  |  |  | 0
0
2012 TEST YEAR - Distribution Rates
Customer Class | Connection | Customer | kW | kWh
Residential | 0 | 11.16 | 0 | 0.0141
GS < 50 kW | 0 | 20.29 | 0 | 0.0175
GS 50 to 999 kW (I1 & I4) | 0 | 70.08 | 4.47 | 0
GS 1,000 to 4,999 kW (I2) | 0 | 1458.55 | 3.0515 | 0
Large Use (I3) | 0 | 9320.4601 | 2.4222 | 0
Street Lighting | 3.98 | 0 | 6.8712 | 0
USL | 6.656 | 0 | 0 | 0.014
Sentinel Lights | 4.8628 | 0 | 8.073 | 0
0 | 0 | 0 | 0 | 0
Transformer Ownership Credit |  |  | -0.6

## Other Electriciy Rates
Oshawa PUC Networks Inc
Rate Design Model, License Number ED-2002-0560, File Number EB-2011-0073
0
OTHER ELECTRICITY CHARGES
2011 Rates
Customer Class | Other Charges per kWh ($) |  |  |  | Other Charges per kW ($) |  |  |  | Cost of Power Commodity per kWh ($) |  | Loss Adjustment Factor
| Retail Transmission Rate | Wholesale Market Service Rate | Debt Retirement Charge | Total | Retail Transmission Rate (from 8-6) | Wholesale Market Service Rate | Debt Retirement Charge | Total | First Block | Balance Block | 2011
| per KWh | per KWh | per KWh | per KWh | per KW | per KW | per KW | per KW | per kWh | per kWh
Residential | 0.0122 | 0.0052 | 0.007 | 0.0244 | 0 |  |  |  | 0.065 | 0.075 | 1.0487 | Update rates from 2011 IRM
GS < 50 kW | 0.0111 | 0.0052 | 0.007 | 0.0233 | 0 |  |  |  | 0.065 | 0.075 | 1.0487
GS 50 to 999 kW (I1 & I4) |  | 0.0052 | 0.007 | 0.0122 | 4.0221 |  |  | 4.0221 | 0.065 | 0.075 | 1.0487 | Verify Loss Factor
GS 1,000 to 4,999 kW (I2) |  | 0.0052 | 0.007 | 0.0122 | 5.1343 |  |  | 5.1343 | 0.065 | 0.075 | 1.0487
Large Use (I3) |  | 0.0052 | 0.007 | 0.0122 | 5.5304 |  |  | 5.5304 | 0.065 | 0.075 | 1.0145
Street Lighting |  | 0.0052 | 0.007 | 0.0122 | 3.6016 |  |  | 3.6016 | 0.065 | 0.075 | 1.0487
USL | 0.0111 | 0.0052 | 0.007 | 0.0233 | 0 |  |  |  | 0.065 | 0.075 | 1.0487
Sentinel Lights |  | 0.0052 | 0.007 | 0.0122 | 3.6638 |  |  | 3.6638 | 0.065 | 0.075 | 1.0487
0 |  |  |  | 0 |  |  |  | 0 | 0.065 | 0.075 | 1.0487
2012 Rates
Customer Class | Other Charges per kWh ($) |  |  |  | Other Charges per kW ($) |  |  |  | Cost of Power Commodity per kWh ($) |  | Loss Adjustment Factor
| Retail Transmission Rate | Wholesale Market Service Rate | Debt Retirement Charge | Total | Retail Transmission Rate (from 8-6) | Wholesale Market Service Rate | Debt Retirement Charge | Total | First Block | Balance Block | 2012
| per KWh | per KWh | per KWh | per KWh | per KW | per KW | per KW | per KW | per kWh | per kWh
Residential | 0.0122 | 0.0052 | 0.007 | 0.0244 | 0 |  |  |  | 0.065 | 0.075 | 1.043
GS < 50 kW | 0.0111 | 0.0052 | 0.007 | 0.0233 | 0 |  |  |  | 0.065 | 0.075 | 1.043
GS 50 to 999 kW (I1 & I4) |  | 0.0052 | 0.007 | 0.0122 | 4.0221 |  |  | 4.0221 | 0.065 | 0.075 | 1.043
GS 1,000 to 4,999 kW (I2) |  | 0.0052 | 0.007 | 0.0122 | 5.1343 |  |  | 5.1343 | 0.065 | 0.075 | 1.043
Large Use (I3) |  | 0.0052 | 0.007 | 0.0122 | 5.5304 |  |  | 5.5304 | 0.065 | 0.075 | 1.0145
Street Lighting |  | 0.0052 | 0.007 | 0.0122 | 3.6016 |  |  | 3.6016 | 0.065 | 0.075 | 1.043
USL | 0.0111 | 0.0052 | 0.007 | 0.0233 | 0 |  |  |  | 0.065 | 0.075 | 1.043
Sentinel Lights |  | 0.0052 | 0.007 | 0.0122 | 3.6638 |  |  | 3.6638 | 0.065 | 0.075 | 1.043
0 |  | 0 | 0 | 0 | 0 |  |  | 0 | 0.065 | 0.075 | 1.043

## BILL IMPACTS
Oshawa PUC Networks Inc | [15 empty] | Fav / (Unfav)
Rate Design Model, License Number ED-2002-0560, File Number EB-2011-0073 | [15 empty] | Change | MAY 31st Submission.
0
RESIDENTIAL
| Consumption |  | 2011 BILL |  |  | 2012 BILL |  |  | IMPACT | [6 empty] | 76 | 2012 BILL |  |  | IMPACT
| 800 | kWh | Volume | RATE $ | CHARGE $ | Volume | RATE $ | CHARGE $ | $ | % | % of Total Bill |  |  |  | $ |  | Volume | RATE $ | CHARGE $ | $ | % | % of Total Bill
| Monthly Service Charge |  |  |  | 8.45 |  |  | 11.16 | 2.71 | 32.07% | 9.832% |  | Actual |  | 0.88 | -0.16 |  |  | 12.04 | 3.59 | 42.49% | 10.76%
| Distribution (kWh) |  | 800 | 0.012 | 9.6 | 800 | 0.0141 | 11.28 | 1.68 | 17.5% | 9.938% |  | Consumption |  | -1.04 | -0.713% | 800 | 0.0128 | 10.24 | 0.64 | 6.667% | 9.151%
| Low Voltage Rider (kWh) |  | 800 | 0 | 0 | 800 | 0 | 0 | 0 | 0% | 0% |  | 833 | kWh | 0 |  | 800 | 0 | 0 | 0 | 0% | 0%
| Smart Meter Rider (per month) |  |  |  | 1 |  |  | 0.56814 | -0.43186 | -43.19% | 0.5006% | 20.78% |  |  | -1.0289 |  |  |  | -0.46074 | -1.4607 | -146.1% | -0.4117%
| LRAM & SSM Rider (kWh) |  | 800 | 0.0003 | 0.24 | 800 | 0.0002 | 0.16 | -0.08 | -33.33% | 0.141% |  |  |  | 0 |  | 800 | 0.0002 | 0.16 | -0.08 | -33.33% | 0.143%
| Smart Meter Entity ($/Month) | [6 empty] | 0 | 0 | 0% | 0% |  |  |  | 0 |  |  |  | 0 | 0 | 0% | 0%
| Late Payment ($/month) |  |  |  | 0.1714 |  |  | 0 | -0.1714 | -100% | 0% |  | OEB Standard |  | 0 |  |  |  | 0 | -0.1714 | -100% | 0%
| Deferrral & Variance Acct (kWh) |  | 800 | -0.00305 | -2.44 | 800 | 0.00041819 | 0.33455 | 2.7746 | -113.7% | 0.2948% |  | Consumption |  | -0.22856 |  | 800 | 0.00013249 | 0.10599 | 2.546 | -104.3% | 0.09472%
| Distribution Sub-Total |  |  |  | 17.0214 |  |  | 23.5027 | 6.4813 | 38.08% | 20.71% |  | 800 | kWh | -1.4174 | -8.327% |  |  | 22.0852 | 5.0638 | 29.75% | 19.74%
| Retail Transmisssion (kWh) |  | 838.96 | 0.0122 | 10.2353 | 834.4249 | 0.0122 | 10.18 | -0.055329 | -0.5406% | 8.969% |  |  |  | 0 |  | 834.4249 | 0.0122 | 10.18 | -0.055329 | -0.5406% | 9.097%
| Delivery Sub-Total |  |  |  | 27.2567 |  |  | 33.6827 | 6.426 | 23.58% | 29.68% |  |  |  | -1.4174 |  |  |  | 32.2652 | 5.0085 | 18.38% | 28.83%
| Other Charges (kWh) |  | 838.96 | 0.0122 | 10.2353 | 834.4249 | 0.0122 | 10.18 | -0.055329 | -0.5406% | 8.969% |  |  |  | 0 |  | 834.4249 | 0.0122 | 10.18 | -0.055329 | -0.5406% | 9.097%
| Cost of Power Commodity (kWh) Tier 1 |  | 600 | 0.065 | 39 | 600 | 0.065 | 39 | 0 | 0% | 34.36% |  |  |  | 0 |  | 600 | 0.065 | 39 | 0 | 0% | 34.85%
| Cost of Power Commodity (kWh) Tier 2 |  | 238.96 | 0.075 | 17.922 | 234.4249 | 0.075 | 17.5819 | -0.34014 | -1.898% | 15.49% |  |  |  | 0 |  | 234.4249 | 0.075 | 17.5819 | -0.34014 | -1.898% | 15.71%
| SPC (kWh) |  | 838.96 | 0.0003725 | 0.31251 | 834.4249 | 0 | 0 | -0.31251 | -100% | 0% |  |  |  | 0 |  | 834.4249 | 0 | 0 | -0.31251 | -100% | 0%
| Total Bill Before Taxes |  |  |  | 94.7265 |  |  | 100.4445 | 5.718 | 6.036% | 88.5% |  |  |  | -1.4174 |  |  |  | 99.0271 | 4.3005 | 4.54% | 88.5%
| HST |  |  | 13% | 12.3144 |  | 13% | 13.0578 | 0.74334 | 6.036% | 11.5% |  |  |  | -0.18427 |  |  | 13% | 12.8735 | 0.55907 | 4.54% | 11.5%
| Total Bill |  |  |  | 107.041 |  |  | 113.5023 | 6.4613 | 6.036% | 100% |  |  |  | -1.6017 | -1.496% |  |  | 111.9006 | 4.8596 | 4.54% | 100%
RESIDENTIAL
| Consumption |  | 2011 BILL |  |  | 2012 BILL |  |  | IMPACT | [7 empty] | 2012 BILL |  |  | IMPACT
| 833 | kWh | Volume | RATE $ | CHARGE $ | Volume | RATE $ | CHARGE $ | $ | % | % of Total Bill | [5 empty] | Volume | RATE $ | CHARGE $ | $ | % | % of Total Bill
| Monthly Service Charge |  |  |  | 8.45 |  |  | 11.16 | 2.71 | 32.07% | 9.464% |  | Actual | [5 empty] | 12.04 | 3.59 | 42.49% | 10.36%
| Distribution (kWh) |  | 833 | 0.012 | 9.996 | 833 | 0.0141 | 11.7453 | 1.7493 | 17.5% | 9.961% |  | Consumption |  |  |  | 833 | 0.0128 | 10.6624 | 0.6664 | 6.667% | 9.171%
| Low Voltage Rider (kWh) |  | 833 | 0 | 0 | 833 | 0 | 0 | 0 | 0% | 0% |  | 833 | kWh |  |  | 833 | 0 | 0 | 0 | 0% | 0%
| Smart Meter Rider (per month) |  |  |  | 1 |  |  | 0.56814 | -0.43186 | -43.19% | 0.4818% | 20.71% | [6 empty] | -0.46074 | -1.4607 | -146.1% | -0.3963%
| LRAM & SSM Rider (kWh) |  | 833 | 0.0003 | 0.2499 | 833 | 0.0002 | 0.1666 | -0.0833 | -33.33% | 0.1413% | [5 empty] | 833 | 0.0002 | 0.1666 | -0.0833 | -33.33% | 0.1433%
| Smart Meter Entity ($/Month) | [6 empty] | 0 | 0 | 0% | 0% | [7 empty] | 0 | 0 | 0% | 0%
| Late Payment ($/month) |  |  |  | 0.1714 |  |  | 0 | -0.1714 | -100% | 0% |  | OEB Standard | [5 empty] | 0 | -0.1714 | -100% | 0%
| Deferrral & Variance Acct (kWh) |  | 833 | -0.00305 | -2.5406 | 833 | 0.00041819 | 0.34835 | 2.889 | -113.7% | 0.2954% |  | Consumption |  |  |  | 833 | 0.00013249 | 0.11036 | 2.651 | -104.3% | 0.09493%
| Distribution Sub-Total |  |  |  | 17.3267 |  |  | 23.9884 | 6.6617 | 38.45% | 20.34% |  | 800 | kWh |  | -8.483% |  |  | 22.5186 | 5.192 | 29.97% | 19.37%
| Retail Transmisssion (kWh) |  | 873.5671 | 0.0122 | 10.6575 | 868.8449 | 0.0122 | 10.5999 | -0.057611 | -0.5406% | 8.989% | [5 empty] | 868.8449 | 0.0122 | 10.5999 | -0.057611 | -0.5406% | 9.118%
| Delivery Sub-Total |  |  |  | 27.9842 |  |  | 34.5883 | 6.6041 | 23.6% | 29.33% | [7 empty] | 33.1185 | 5.1344 | 18.35% | 28.49%
| Other Charges (kWh) |  | 873.5671 | 0.0122 | 10.6575 | 868.8449 | 0.0122 | 10.5999 | -0.057611 | -0.5406% | 8.989% | [5 empty] | 868.8449 | 0.0122 | 10.5999 | -0.057611 | -0.5406% | 9.118%
| Cost of Power Commodity (kWh) Tier 1 |  | 600 | 0.065 | 39 | 600 | 0.065 | 39 | 0 | 0% | 33.07% | [5 empty] | 600 | 0.065 | 39 | 0 | 0% | 33.55%
| Cost of Power Commodity (kWh) Tier 2 |  | 273.5671 | 0.075 | 20.5175 | 268.8449 | 0.075 | 20.1634 | -0.35417 | -1.726% | 17.1% | [5 empty] | 268.8449 | 0.075 | 20.1634 | -0.35417 | -1.726% | 17.34%
| SPC (kWh) |  | 873.5671 | 0.0003725 | 0.3254 | 868.8449 | 0 | 0 | -0.3254 | -100% | 0% | [5 empty] | 868.8449 | 0 | 0 | -0.3254 | -100% | 0%
| Total Bill Before Taxes |  |  |  | 98.4846 |  |  | 104.3516 | 5.8669 | 5.957% | 88.5% | [7 empty] | 102.8818 | 4.3972 | 4.465% | 88.5%
| HST |  |  | 13% | 12.803 |  | 13% | 13.5657 | 0.7627 | 5.957% | 11.5% | [6 empty] | 13% | 13.3746 | 0.57163 | 4.465% | 11.5%
| Total Bill |  |  |  | 111.2876 |  |  | 117.9173 | 6.6296 | 5.957% | 100% |  |  |  |  | -1.492% |  |  | 116.2564 | 4.9688 | 4.465% | 100%
GENERAL SERVICE < 50 kW
| Consumption |  | 2011 BILL |  |  | 2012 BILL |  |  | IMPACT | [7 empty] | 2012 BILL |  |  | IMPACT
| 2000 | kWh | Volume | RATE $ | CHARGE $ | Volume | RATE $ | CHARGE $ | $ | % | % of Total Bill | [5 empty] | Volume | RATE $ | CHARGE $ | $ | % | % of Total Bill
| Monthly Service Charge |  |  |  | 8.39 |  |  | 20.29 | 11.9 | 141.8% | 6.976% |  | Actual | [5 empty] | 23.42 | 15.03 | 179.1% | 8.198%
| Distribution (kWh) |  | 2000 | 0.017 | 34 | 2000 | 0.0175 | 35 | 1 | 2.941% | 12.03% |  | Consumption |  |  |  | 2000 | 0.0156 | 31.2 | -2.8 | -8.235% | 10.92%
| Low Voltage Rider (kWh) |  | 2000 | 0 | 0 | 2000 | 0 | 0 | 0 | 0% | 0% |  | 2800 | kWh |  |  | 2000 | 0 | 0 | 0 | 0% | 0%
| Smart Meter Rider (per month) |  |  |  | 1 |  |  | 2.5014 | 1.5014 | 150.1% | 0.86% | 33.19% | [6 empty] | -0.46074 | -1.4607 | -146.1% | -0.1613%
| LRAM & SSM Rider (kWh) |  | 2000 | 0.0008 | 1.6 | 2000 | 0.0008 | 1.6 | 0 | 0% | 0.5501% | [5 empty] | 2000 | 0.0008 | 1.6 | 0 | 0% | 0.5601%
| Smart Meter Entity ($/Month) | [6 empty] | 0 | 0 | 0% | 0% | [7 empty] | 0 | 0 | 0% | 0%
| Late Payment ($/month) |  |  |  | 0.5577 |  |  | 0 | -0.5577 | -100% | 0% |  | OEB Standard | [5 empty] | 0 | -0.5577 | -100% | 0%
| Deferrral & Variance Acct (kWh) |  | 2000 | -0.0031 | -6.2 | 2000 | 0.00022365 | 0.4473 | 6.6473 | -107.2% | 0.1538% |  | Consumption |  |  |  | 2000 | -0.00024926 | -0.49851 | 5.7015 | -91.96% | -0.1745%
| Distribution Sub-Total |  |  |  | 39.3477 |  |  | 59.8387 | 20.491 | 52.08% | 20.57% |  | 2000 | kWh |  | -11.63% |  |  | 55.2607 | 15.913 | 40.44% | 19.34%
| Retail Transmisssion (kWh) |  | 2097.4 | 0.0111 | 23.2811 | 2086.0621 | 0.0111 | 23.1553 | -0.12585 | -0.5406% | 7.961% | [5 empty] | 2086.0621 | 0.0111 | 23.1553 | -0.12585 | -0.5406% | 8.105%
| Delivery Sub-Total |  |  |  | 62.6288 |  |  | 82.994 | 20.3652 | 32.52% | 28.53% | [7 empty] | 78.416 | 15.7872 | 25.21% | 27.45%
| Other Charges (kWh) |  | 2097.4 | 0.0122 | 25.5883 | 2086.0621 | 0.0122 | 25.45 | -0.13832 | -0.5406% | 8.75% | [5 empty] | 2086.0621 | 0.0122 | 25.45 | -0.13832 | -0.5406% | 8.908%
| Cost of Power Commodity (kWh) Tier 1 |  | 750 | 0.065 | 48.75 | 750 | 0.065 | 48.75 | 0 | 0% | 16.76% | [5 empty] | 750 | 0.065 | 48.75 | 0 | 0% | 17.06%
| Cost of Power Commodity (kWh) Tier 2 |  | 1347.4 | 0.075 | 101.055 | 1336.0621 | 0.075 | 100.2047 | -0.85034 | -0.8415% | 34.45% | [5 empty] | 1336.0621 | 0.075 | 100.2047 | -0.85034 | -0.8415% | 35.07%
| SPC (kWh) |  | 2097.4 | 0.0003725 | 0.78128 | 2086.0621 | 0 | 0 | -0.78128 | -100% | 0% | [5 empty] | 2086.0621 | 0 | 0 | -0.78128 | -100% | 0%
| Total Bill Before Taxes |  |  |  | 238.8034 |  |  | 257.3987 | 18.5953 | 7.787% | 88.5% | [7 empty] | 252.8207 | 14.0173 | 5.87% | 88.5%
| HST |  |  | 13% | 31.0444 |  | 13% | 33.4618 | 2.4174 | 7.787% | 11.5% | [6 empty] | 13% | 32.8667 | 1.8222 | 5.87% | 11.5%
| Total Bill |  |  |  | 269.8478 |  |  | 290.8605 | 21.0126 | 7.787% | 100% |  |  |  |  | -1.917% |  |  | 285.6873 | 15.8395 | 5.87% | 100%
GENERAL SERVICE < 50 kW
| Consumption |  | 2011 BILL |  |  | 2012 BILL |  |  | IMPACT | [7 empty] | 2012 BILL |  |  | IMPACT
| 2800 | kWh | Volume | RATE $ | CHARGE $ | Volume | RATE $ | CHARGE $ | $ | % | % of Total Bill | [5 empty] | Volume | RATE $ | CHARGE $ | $ | % | % of Total Bill
| Monthly Service Charge |  |  |  | 8.39 |  |  | 20.29 | 11.9 | 141.8% | 5.069% |  | Actual | [5 empty] | 23.42 | 15.03 | 179.1% | 5.96%
| Distribution (kWh) |  | 2800 | 0.017 | 47.6 | 2800 | 0.0175 | 49 | 1.4 | 2.941% | 12.24% |  | Consumption |  |  |  | 2800 | 0.0156 | 43.68 | -3.92 | -8.235% | 11.12%
| Low Voltage Rider (kWh) |  | 2800 | 0 | 0 | 2800 | 0 | 0 | 0 | 0% | 0% |  | 2800 | kWh |  |  | 2800 | 0 | 0 | 0 | 0% | 0%
| Smart Meter Rider (per month) |  |  |  | 1 |  |  | 2.5014 | 1.5014 | 150.1% | 0.6249% | 25.97% | [6 empty] | -0.46074 | -1.4607 | -146.1% | -0.1172%
| LRAM & SSM Rider (kWh) |  | 2800 | 0.0008 | 2.24 | 2800 | 0.0008 | 2.24 | 0 | 0% | 0.7701% | [5 empty] | 2800 | 0.0008 | 2.24 | 0 | 0% | 0.7841%
| Smart Meter Entity ($/Month) | [6 empty] | 0 | 0 | 0% | 0% | [7 empty] | 0 | 0 | 0% | 0%
| Late Payment ($/month) |  |  |  | 0.5577 |  |  | 0 | -0.5577 | -100% | 0% |  | OEB Standard | [5 empty] | 0 | -0.5577 | -100% | 0%
| Deferrral & Variance Acct (kWh) |  | 2800 | -0.0031 | -8.68 | 2800 | 0.00022365 | 0.62622 | 9.3062 | -107.2% | 0.2153% |  | Consumption |  |  |  | 2800 | -0.00024926 | -0.69792 | 7.9821 | -91.96% | -0.2443%
| Distribution Sub-Total |  |  |  | 51.1077 |  |  | 74.6577 | 23.55 | 46.08% | 18.65% |  | 2000 | kWh |  | -12.67% |  |  | 68.1813 | 17.0736 | 33.41% | 17.35%
| Retail Transmisssion (kWh) |  | 2936.36 | 0.0111 | 32.5936 | 2920.487 | 0.0111 | 32.4174 | -0.17619 | -0.5406% | 8.098% | [5 empty] | 2920.487 | 0.0111 | 32.4174 | -0.17619 | -0.5406% | 8.249%
| Delivery Sub-Total |  |  |  | 83.7013 |  |  | 107.0751 | 23.3738 | 27.93% | 26.75% | [7 empty] | 100.5987 | 16.8975 | 20.19% | 25.6%
| Other Charges (kWh) |  | 2936.36 | 0.0122 | 35.8236 | 2920.487 | 0.0122 | 35.6299 | -0.19365 | -0.5406% | 8.901% | [5 empty] | 2920.487 | 0.0122 | 35.6299 | -0.19365 | -0.5406% | 9.067%
| Cost of Power Commodity (kWh) Tier 1 |  | 750 | 0.065 | 48.75 | 750 | 0.065 | 48.75 | 0 | 0% | 12.18% | [5 empty] | 750 | 0.065 | 48.75 | 0 | 0% | 12.41%
| Cost of Power Commodity (kWh) Tier 2 |  | 2186.36 | 0.075 | 163.977 | 2170.487 | 0.075 | 162.7865 | -1.1905 | -0.726% | 40.67% | [5 empty] | 2170.487 | 0.075 | 162.7865 | -1.1905 | -0.726% | 41.42%
| SPC (kWh) |  | 2936.36 | 0.0003725 | 1.0938 | 2920.487 | 0 | 0 | -1.0938 | -100% | 0% | [5 empty] | 2920.487 | 0 | 0 | -1.0938 | -100% | 0%
| Total Bill Before Taxes |  |  |  | 333.3457 |  |  | 354.2415 | 20.8959 | 6.269% | 88.5% | [7 empty] | 347.7652 | 14.4195 | 4.326% | 88.5%
| HST |  |  | 13% | 43.3349 |  | 13% | 46.0514 | 2.7165 | 6.269% | 11.5% | [6 empty] | 13% | 45.2095 | 1.8745 | 4.326% | 11.5%
| Total Bill |  |  |  | 376.6806 |  |  | 400.2929 | 23.6123 | 6.269% | 100% |  |  |  |  | -1.943% |  |  | 392.9747 | 16.2941 | 4.326% | 100%
GENERAL SERVICE 50 to 999 kW (I1 & I4)
Consumption
| 140000 | kWh | 2011 BILL |  |  | 2012 BILL |  |  | IMPACT | [7 empty] | 2012 BILL |  |  | IMPACT
| 480 | kW | Volume | RATE $ | CHARGE $ | Volume | RATE $ | CHARGE $ | Change $ | Change % | % of Total Bill | [5 empty] | Volume | RATE $ | CHARGE $ | Change $ | Change % | % of Total Bill
| Monthly Service Charge |  |  |  | 43.06 |  |  | 70.08 | 27.02 | 62.75% | 0.4021% |  | Actual | [5 empty] | 110.63 | 67.57 | 156.9% | 0.6499%
| Distribution (kW) |  | 480 | 3.7014 | 1776.672 | 480 | 4.47 | 2145.6 | 368.928 | 20.77% | 12.31% |  | Consumption |  |  |  | 480 | 3.9029 | 1873.392 | 96.72 | 5.444% | 11.01%
| Low Voltage Rider (kW) |  | 480 | 0 | 0 | 480 | 0 | 0 | 0 | 0% | 0% |  | 57940.6667 | kWh |  |  | 480 | 0 | 0 | 0 | 0% | 0%
| Smart Meter Rider (per month) |  |  |  | 1 |  |  | 0 | -1 | -100% | 0% | 21.69% | 142 | kW |  |  |  |  | -0.46074 | -1.4607 | -146.1% | -0.002707%
| LRAM & SSM Rider (kW) |  | 480 | 0.0173 | 8.304 | 480 | 0.0088 | 4.224 | -4.08 | -49.13% | 0.02424% | [5 empty] | 480 | 0.0091 | 4.368 | -3.936 | -47.4% | 0.02566%
| Smart Meter Entity ($/Month) | [6 empty] | 0 | 0 | 0% | 0% | [7 empty] | 0 | 0 | 0% | 0%
| Late Payment ($/month) |  |  |  | 6.2442 |  |  | 0 | -6.2442 | -100% | 0% |  | OEB Standard | [5 empty] | 0 | -6.2442 | -100% | 0%
| Deferrral & Variance Acct (kW) |  | 480 | -1.3094 | -628.512 | 480 | 0.0011991 | 0.57555 | 629.0875 | -100.1% | 0.003302% |  | Consumption |  |  |  | 480 | -0.26457 | -126.992 | 501.52 | -79.79% | -0.746%
| Distribution Sub-Total |  |  |  | 1206.7682 |  |  | 2220.4795 | 1013.7113 | 84% | 12.74% |  | 140000 | kWh |  | -29.79% |  |  | 1860.9373 | 654.1691 | 54.21% | 10.93%
| Retail Transmisssion (kW) |  | 480 | 4.0221 | 1930.608 | 480 | 4.0221 | 1930.608 | 0 | 0% | 11.08% |  | 480 | kW |  |  | 480 | 4.0221 | 1930.608 | 0 | 0% | 11.34%
| Delivery Sub-Total |  |  |  | 3137.3762 |  |  | 4151.0875 | 1013.7113 | 32.31% | 23.82% | [7 empty] | 3791.5453 | 654.1691 | 20.85% | 22.27%
| Other Charges (kWh) |  | 146818 | 0.0122 | 1791.1796 | 146024.3498 | 0.0122 | 1781.4971 | -9.6825 | -0.5406% | 10.22% | [5 empty] | 146024.3498 | 0.0122 | 1781.4971 | -9.6825 | -0.5406% | 10.47%
| Cost of Power Commodity (kWh) |  | 146818 | 0.065 | 9543.17 | 146024.3498 | 0.065 | 9491.5827 | -51.5873 | -0.5406% | 54.46% | [5 empty] | 146024.3498 | 0.065 | 9491.5827 | -51.5873 | -0.5406% | 55.76%
| SPC (kWh) |  | 146818 | 0.0003725 | 54.6897 | 146024.3498 | 0 | 0 | -54.6897 | -100% | 0% | [5 empty] | 146024.3498 | 0 | 0 | -54.6897 | -100% | 0%
| Total Bill Before Taxes |  |  |  | 14526.4155 |  |  | 15424.1674 | 897.7518 | 6.18% | 88.5% | [7 empty] | 15064.6251 | 538.2096 | 3.705% | 88.5%
| HST |  |  | 13% | 1888.434 |  | 13% | 2005.1418 | 116.7077 | 6.18% | 11.5% | [6 empty] | 13% | 1958.4013 | 69.9672 | 3.705% | 11.5%
| Total Bill |  |  |  | 16414.8495 |  |  | 17429.3091 | 1014.4596 | 6.18% | 100% |  |  |  |  | -2.475% |  |  | 17023.0263 | 608.1768 | 3.705% | 100%
GENERAL SERVICE 50 to 999 kW (I1 & I4)
Consumption
| 57940.6667 | kWh | 2011 BILL |  |  | 2012 BILL |  |  | IMPACT | [7 empty] | 2012 BILL |  |  | IMPACT
| 142 | kW | Volume | RATE $ | CHARGE $ | Volume | RATE $ | CHARGE $ | Change $ | Change % | % of Total Bill | [5 empty] | Volume | RATE $ | CHARGE $ | Change $ | Change % | % of Total Bill
| Monthly Service Charge |  |  |  | 43.06 |  |  | 70.08 | 27.02 | 62.75% | 1.044% |  | Actual | [5 empty] | 110.63 | 67.57 | 156.9% | 1.669%
| Distribution (kW) |  | 142 | 3.7014 | 525.5988 | 142 | 4.47 | 634.74 | 109.1412 | 20.77% | 9.452% |  | Consumption |  |  |  | 142 | 3.9029 | 554.2118 | 28.613 | 5.444% | 8.363%
| Low Voltage Rider (kW) |  | 142 | 0 | 0 | 142 | 0 | 0 | 0 | 0% | 0% |  | 57940.6667 | kWh |  |  | 142 | 0 | 0 | 0 | 0% | 0%
| Smart Meter Rider (per month) |  |  |  | 1 |  |  | 0 | -1 | -100% | 0% | 23.73% | 142 | kW |  |  |  |  | -0.46074 | -1.4607 | -146.1% | -0.006952%
| LRAM & SSM Rider (kW) |  | 142 | 0.0173 | 2.4566 | 142 | 0.0088 | 1.2496 | -1.207 | -49.13% | 0.00717% | [5 empty] | 142 | 0.0091 | 1.2922 | -1.1644 | -47.4% | 0.007591%
| Smart Meter Entity ($/Month) | [6 empty] | 0 | 0 | 0% | 0% | [7 empty] | 0 | 0 | 0% | 0%
| Late Payment ($/month) |  |  |  | 6.2442 |  |  | 0 | -6.2442 | -100% | 0% |  | OEB Standard | [5 empty] | 0 | -6.2442 | -100% | 0%
| Deferrral & Variance Acct (kW) |  | 142 | -1.3094 | -185.9348 | 142 | 0.0011991 | 0.17027 | 186.1051 | -100.1% | 0.0009769% |  | Consumption |  |  |  | 142 | -0.26457 | -37.5685 | 148.3663 | -79.79% | -0.2207%
| Distribution Sub-Total |  |  |  | 392.4248 |  |  | 706.2399 | 313.8151 | 79.97% | 10.5% |  | 140000 | kWh |  | -19.91% |  |  | 628.1048 | 235.68 | 60.06% | 9.812%
| Retail Transmisssion (kW) |  | 142 | 4.0221 | 571.1382 | 142 | 4.0221 | 571.1382 | 0 | 0% | 8.505% |  | 480 | kW |  |  | 142 | 4.0221 | 571.1382 | 0 | 0% | 8.618%
| Delivery Sub-Total |  |  |  | 963.563 |  |  | 1277.3781 | 313.8151 | 32.57% | 19.02% | [7 empty] | 1199.243 | 235.68 | 24.46% | 18.1%
| Other Charges (kWh) |  | 60762.3771 | 0.0122 | 741.301 | 60433.9155 | 0.0122 | 737.2938 | -4.0072 | -0.5406% | 10.98% | [5 empty] | 60433.9155 | 0.0122 | 737.2938 | -4.0072 | -0.5406% | 11.13%
| Cost of Power Commodity (kWh) |  | 60762.3771 | 0.065 | 3949.5545 | 60433.9155 | 0.065 | 3928.2045 | -21.35 | -0.5406% | 58.5% | [5 empty] | 60433.9155 | 0.065 | 3928.2045 | -21.35 | -0.5406% | 59.27%
| SPC (kWh) |  | 60762.3771 | 0.0003725 | 22.634 | 60433.9155 | 0 | 0 | -22.634 | -100% | 0% | [5 empty] | 60433.9155 | 0 | 0 | -22.634 | -100% | 0%
| Total Bill Before Taxes |  |  |  | 5677.0525 |  |  | 5942.8763 | 265.8238 | 4.682% | 88.5% | [7 empty] | 5864.7413 | 187.6888 | 3.306% | 88.5%
| HST |  |  | 13% | 738.0168 |  | 13% | 772.5739 | 34.5571 | 4.682% | 11.5% | [6 empty] | 13% | 762.4164 | 24.3995 | 3.306% | 11.5%
| Total Bill |  |  |  | 6415.0693 |  |  | 6715.4503 | 300.3809 | 4.682% | 100% |  |  |  |  | -1.376% |  |  | 6627.1576 | 212.0883 | 3.306% | 100%
GENERAL SERVICE 1,000 to 4,999 kW (I2)
Consumption
| 1100000 | kWh | 2011 BILL |  |  | 2012 BILL |  |  | IMPACT | [7 empty] | 2012 BILL |  |  | IMPACT
| 3000 | kW | Volume | RATE $ | CHARGE $ | Volume | RATE $ | CHARGE $ | Change $ | Change % | % of Total Bill | [5 empty] | Volume | RATE $ | CHARGE $ | Change $ | Change % | % of Total Bill
| Monthly Service Charge |  |  |  | 1190.07 |  |  | 1458.55 | 268.48 | 22.56% | 1.127% |  | Actual | [5 empty] | 1391.66 | 201.59 | 16.94% | 1.086%
| Distribution (kW) |  | 3000 | 2.6016 | 7804.8 | 3000 | 3.0515 | 9154.5 | 1349.7 | 17.29% | 7.075% |  | Consumption |  |  |  | 3000 | 2.9503 | 8850.9 | 1046.1 | 13.4% | 6.907%
| Low Voltage Rider (kW) |  | 3000 | 0 | 0 | 3000 | 0 | 0 | 0 | 0% | 0% |  | 673193 | kWh |  |  | 3000 | 0 | 0 | 0 | 0% | 0%
| Smart Meter Rider (per month) |  |  |  | 1 |  |  | 0 | -1 | -100% | 0% | 17.98% | 1626 | kW |  |  |  |  | -0.46074 | -1.4607 | -146.1% | -0.0003595%
| LRAM & SSM Rider (kW) |  | 3000 | 0 | 0 | 3000 | 0 | 0 | 0 | 0% | 0% | [5 empty] | 3000 | 0 | 0 | 0 | 0% | 0%
| Smart Meter Entity ($/Month) | [6 empty] | 0 | 0 | 0% | 0% | [7 empty] | 0 | 0 | 0% | 0%
| Late Payment ($/month) |  |  |  | 6.5054 |  |  | 0 | -6.5054 | -100% | 0% |  | OEB Standard | [5 empty] | 0 | -6.5054 | -100% | 0%
| Deferrral & Variance Acct (kW) |  | 3000 | -1.5723 | -4716.9 | 3000 | -0.029875 | -89.6264 | 4627.2736 | -98.1% | -0.06927% |  | Consumption |  |  |  | 3000 | -0.27192 | -815.7642 | 3901.1358 | -82.71% | -0.6366%
| Distribution Sub-Total |  |  |  | 4285.4754 |  |  | 10523.4236 | 6237.9482 | 145.6% | 8.133% |  | 1100000 | kWh |  | -25.6% |  |  | 9426.3351 | 5140.8597 | 120% | 7.356%
| Retail Transmisssion (kW) |  | 3000 | 5.1343 | 15402.9 | 3000 | 5.1343 | 15402.9 | 0 | 0% | 11.9% |  | 3000 | kW |  |  | 3000 | 5.1343 | 15402.9 | 0 | 0% | 12.02%
| Delivery Sub-Total |  |  |  | 19688.3754 |  |  | 25926.3236 | 6237.9482 | 31.68% | 20.04% | [7 empty] | 24829.2351 | 5140.8597 | 26.11% | 19.38%
| Other Charges (kWh) |  | 1153570 | 0.0122 | 14073.554 | 1147334.1768 | 0.0122 | 13997.477 | -76.077 | -0.5406% | 10.82% | [5 empty] | 1147334.1768 | 0.0122 | 13997.477 | -76.077 | -0.5406% | 10.92%
| Cost of Power Commodity (kWh) |  | 1153570 | 0.065 | 74982.05 | 1147334.1768 | 0.065 | 74576.7215 | -405.3285 | -0.5406% | 57.64% | [5 empty] | 1147334.1768 | 0.065 | 74576.7215 | -405.3285 | -0.5406% | 58.2%
| SPC (kWh) |  | 1153570 | 0.0003725 | 429.7048 | 1147334.1768 | 0 | 0 | -429.7048 | -100% | 0% | [5 empty] | 1147334.1768 | 0 | 0 | -429.7048 | -100% | 0%
| Total Bill Before Taxes |  |  |  | 109173.6842 |  |  | 114500.5221 | 5326.8379 | 4.879% | 88.5% | [7 empty] | 113403.4335 | 4229.7493 | 3.874% | 88.5%
| HST |  |  | 13% | 14192.5789 |  | 13% | 14885.0679 | 692.4889 | 4.879% | 11.5% | [6 empty] | 13% | 14742.4464 | 549.8674 | 3.874% | 11.5%
| Total Bill |  |  |  | 123366.2632 |  |  | 129385.5899 | 6019.3268 | 4.879% | 100% |  |  |  |  | -1.005% |  |  | 128145.8799 | 4779.6167 | 3.874% | 100%
GENERAL SERVICE 1,000 to 4,999 kW (I2)
Consumption
| 673193 | kWh | 2011 BILL |  |  | 2012 BILL |  |  | IMPACT | [7 empty] | 2012 BILL |  |  | IMPACT
| 1626 | kW | Volume | RATE $ | CHARGE $ | Volume | RATE $ | CHARGE $ | Change $ | Change % | % of Total Bill | [5 empty] | Volume | RATE $ | CHARGE $ | Change $ | Change % | % of Total Bill
| Monthly Service Charge |  |  |  | 1190.07 |  |  | 1458.55 | 268.48 | 22.56% | 1.873% |  | Actual | [5 empty] | 1391.66 | 201.59 | 16.94% | 1.803%
| Distribution (kW) |  | 1626 | 2.6016 | 4230.2016 | 1626 | 3.0515 | 4961.739 | 731.5374 | 17.29% | 6.37% |  | Consumption |  |  |  | 1626 | 2.9503 | 4797.1878 | 566.9862 | 13.4% | 6.216%
| Low Voltage Rider (kW) |  | 1626 | 0 | 0 | 1626 | 0 | 0 | 0 | 0% | 0% |  | 673193 | kWh |  |  | 1626 | 0 | 0 | 0 | 0% | 0%
| Smart Meter Rider (per month) |  |  |  | 1 |  |  | 0 | -1 | -100% | 0% | 18.43% | 1626 | kW |  |  |  |  | -0.46074 | -1.4607 | -146.1% | -0.000597%
| LRAM & SSM Rider (kW) |  | 1626 | 0 | 0 | 1626 | 0 | 0 | 0 | 0% | 0% | [5 empty] | 1626 | 0 | 0 | 0 | 0% | 0%
| Smart Meter Entity ($/Month) | [6 empty] | 0 | 0 | 0% | 0% | [7 empty] | 0 | 0 | 0% | 0%
| Late Payment ($/month) |  |  |  | 6.5054 |  |  | 0 | -6.5054 | -100% | 0% |  | OEB Standard | [5 empty] | 0 | -6.5054 | -100% | 0%
| Deferrral & Variance Acct (kW) |  | 1626 | -1.5723 | -2556.5598 | 1626 | -0.029875 | -48.5775 | 2507.9823 | -98.1% | -0.06237% |  | Consumption |  |  |  | 1626 | -0.27192 | -442.1442 | 2114.4156 | -82.71% | -0.5729%
| Distribution Sub-Total |  |  |  | 2871.2172 |  |  | 6371.7115 | 3500.4943 | 121.9% | 8.181% |  | 1100000 | kWh |  | -21.78% |  |  | 5746.2429 | 2875.0257 | 100.1% | 7.445%
| Retail Transmisssion (kW) |  | 1626 | 5.1343 | 8348.3718 | 1626 | 5.1343 | 8348.3718 | 0 | 0% | 10.72% |  | 3000 | kW |  |  | 1626 | 5.1343 | 8348.3718 | 0 | 0% | 10.82%
| Delivery Sub-Total |  |  |  | 11219.589 |  |  | 14720.0833 | 3500.4943 | 31.2% | 18.9% | [7 empty] | 14094.6147 | 2875.0257 | 25.63% | 18.26%
| Other Charges (kWh) |  | 705977.4991 | 0.0122 | 8612.9255 | 702161.215 | 0.0122 | 8566.3668 | -46.5587 | -0.5406% | 11% | [5 empty] | 702161.215 | 0.0122 | 8566.3668 | -46.5587 | -0.5406% | 11.1%
| Cost of Power Commodity (kWh) |  | 705977.4991 | 0.065 | 45888.5374 | 702161.215 | 0.065 | 45640.479 | -248.0585 | -0.5406% | 58.6% | [5 empty] | 702161.215 | 0.065 | 45640.479 | -248.0585 | -0.5406% | 59.13%
| SPC (kWh) |  | 705977.4991 | 0.0003725 | 262.9766 | 702161.215 | 0 | 0 | -262.9766 | -100% | 0% | [5 empty] | 702161.215 | 0 | 0 | -262.9766 | -100% | 0%
| Total Bill Before Taxes |  |  |  | 65984.0285 |  |  | 68926.9291 | 2942.9006 | 4.46% | 88.5% | [7 empty] | 68301.4605 | 2317.4319 | 3.512% | 88.5%
| HST |  |  | 13% | 8577.9237 |  | 13% | 8960.5008 | 382.5771 | 4.46% | 11.5% | [6 empty] | 13% | 8879.1899 | 301.2662 | 3.512% | 11.5%
| Total Bill |  |  |  | 74561.9523 |  |  | 77887.4299 | 3325.4776 | 4.46% | 100% |  |  |  |  | -0.9479% |  |  | 77180.6503 | 2618.6981 | 3.512% | 100%
LARGE USER (> 5000 kW)
Consumption
| 2800000 | kWh | 2011 BILL |  |  | 2012 BILL |  |  | IMPACT | [7 empty] | 2012 BILL |  |  | IMPACT
| 5800 | kW | Volume | RATE $ | CHARGE $ | Volume | RATE $ | CHARGE $ | Change $ | Change % | % of Total Bill |  | Actual |  |  |  | Volume | RATE $ | CHARGE $ | Change $ | Change % | % of Total Bill
| Monthly Service Charge |  |  |  | 8057.37 |  |  | 9320.4601 | 1263.0901 | 15.68% | 3.004% |  | Consumption | [5 empty] | 9588.1915 | 1530.8215 | 19% | 3.102%
| Distribution (kW) |  | 5800 | 2.1714 | 12594.12 | 5800 | 2.4222 | 14048.76 | 1454.64 | 11.55% | 4.528% |  | 2800000 | kWh |  |  | 5800 | 2.4754 | 14357.32 | 1763.2 | 14% | 4.645%
| Low Voltage Rider (kW) |  | 5800 | 0 | 0 | 5800 | 0 | 0 | 0 | 0% | 0% |  | 5800 | kW |  |  | 5800 | 0 | 0 | 0 | 0% | 0%
| Smart Meter Rider (per month) |  |  |  | 1 |  |  | 0 | -1 | -100% | 0% | 13.15% | [6 empty] | -0.46074 | -1.4607 | -146.1% | -0.0001491%
| LRAM & SSM Rider (kW) |  | 5800 | 0 | 0 | 5800 | 0 | 0 | 0 | 0% | 0% | [5 empty] | 5800 | 0 | 0 | 0 | 0% | 0%
| Smart Meter Entity ($/Month) | [6 empty] | 0 | 0 | 0% | 0% |  | OEB Standard | [5 empty] | 0 | 0 | 0% | 0%
| Late Payment ($/month) |  |  |  | 315.0539 |  |  | 0 | -315.0539 | -100% | 0% |  | Consumption | [5 empty] | 0 | -315.0539 | -100% | 0%
| Deferrral & Variance Acct (kW) |  | 5800 | -1.2405 | -7194.9 | 5800 | -0.031722 | -183.988 | 7010.912 | -97.44% | -0.0593% |  | 13000000 | kWh |  |  | 5800 | -0.31145 | -1806.4024 | 5388.4976 | -74.89% | -0.5845%
| Distribution Sub-Total |  |  |  | 13772.6439 |  |  | 23185.2321 | 9412.5882 | 68.34% | 7.473% |  | 25000 | kW |  | -7.599% |  |  | 22138.6484 | 8366.0045 | 60.74% | 7.163%
| Retail Transmisssion (kW) |  | 5800 | 5.5304 | 32076.32 | 5800 | 5.5304 | 32076.32 | 0 | 0% | 10.34% | [5 empty] | 5800 | 5.5304 | 32076.32 | 0 | 0% | 10.38%
| Delivery Sub-Total |  |  |  | 45848.9639 |  |  | 55261.5521 | 9412.5882 | 20.53% | 17.81% | [7 empty] | 54214.9684 | 8366.0045 | 18.25% | 17.54%
| Other Charges (kWh) |  | 2840600 | 0.0122 | 34655.32 | 2840600 | 0.0122 | 34655.32 | 0 | 0% | 11.17% | [5 empty] | 2840600 | 0.0122 | 34655.32 | 0 | 0% | 11.21%
| Cost of Power Commodity (kWh) |  | 2840600 | 0.065 | 184639 | 2840600 | 0.065 | 184639 | 0 | 0% | 59.51% | [5 empty] | 2840600 | 0.065 | 184639 | 0 | 0% | 59.74%
| SPC (kWh) |  | 2840600 | 0.0003725 | 1058.1235 | 2840600 | 0 | 0 | -1058.1235 | -100% | 0% | [5 empty] | 2840600 | 0 | 0 | -1058.1235 | -100% | 0%
| Total Bill Before Taxes |  |  |  | 266201.4074 |  |  | 274555.8721 | 8354.4647 | 3.138% | 88.5% | [7 empty] | 273509.2884 | 7307.881 | 2.745% | 88.5%
| HST |  |  | 13% | 34606.183 |  | 13% | 35692.2634 | 1086.0804 | 3.138% | 11.5% | [6 empty] | 13% | 35556.2075 | 950.0245 | 2.745% | 11.5%
| Total Bill |  |  |  | 300807.5904 |  |  | 310248.1355 | 9440.5451 | 3.138% | 100% |  |  |  |  | -0.3932% |  |  | 309065.4959 | 8257.9055 | 2.745% | 100%
LARGE USER (> 5000 kW)
Consumption
| 13000000 | kWh | 2011 BILL |  |  | 2012 BILL |  |  | IMPACT | [7 empty] | 2012 BILL |  |  | IMPACT
| 25000 | kW | Volume | RATE $ | CHARGE $ | Volume | RATE $ | CHARGE $ | Change $ | Change % | % of Total Bill |  | Actual |  |  |  | Volume | RATE $ | CHARGE $ | Change $ | Change % | % of Total Bill
| Monthly Service Charge |  |  |  | 8057.37 |  |  | 9320.4601 | 1263.0901 | 15.68% | 0.6731% |  | Consumption | [5 empty] | 9588.1915 | 1530.8215 | 19% | 0.6954%
| Distribution (kW) |  | 25000 | 2.1714 | 54285 | 25000 | 2.4222 | 60555 | 6270 | 11.55% | 4.373% |  | 2800000 | kWh |  |  | 25000 | 2.4754 | 61885 | 7600 | 14% | 4.489%
| Low Voltage Rider (kW) |  | 25000 | 0 | 0 | 25000 | 0 | 0 | 0 | 0% | 0% |  | 5800 | kW |  |  | 25000 | 0 | 0 | 0 | 0% | 0%
| Smart Meter Rider (per month) |  |  |  | 1 |  |  | 0 | -1 | -100% | 0% | 12.08% | [6 empty] | -0.46074 | -1.4607 | -146.1% | -3.342e-05%
| LRAM & SSM Rider (kW) |  | 25000 | 0 | 0 | 25000 | 0 | 0 | 0 | 0% | 0% | [5 empty] | 25000 | 0 | 0 | 0 | 0% | 0%
| Smart Meter Entity ($/Month) | [6 empty] | 0 | 0 | 0% | 0% |  | OEB Standard | [5 empty] | 0 | 0 | 0% | 0%
| Late Payment ($/month) |  |  |  | 315.0539 |  |  | 0 | -315.0539 | -100% | 0% |  | Consumption | [5 empty] | 0 | -315.0539 | -100% | 0%
| Deferrral & Variance Acct (kW) |  | 25000 | -1.2405 | -31012.5 | 25000 | -0.031722 | -793.0517 | 30219.4483 | -97.44% | -0.05727% |  | 13000000 | kWh |  |  | 25000 | -0.31145 | -7786.2172 | 23226.2828 | -74.89% | -0.5647%
| Distribution Sub-Total |  |  |  | 31645.9239 |  |  | 69082.4084 | 37436.4845 | 118.3% | 4.989% |  | 25000 | kW |  | -17.05% |  |  | 63686.5136 | 32040.5897 | 101.2% | 4.619%
| Retail Transmisssion (kW) |  | 25000 | 5.5304 | 138260 | 25000 | 5.5304 | 138260 | 0 | 0% | 9.984% | [5 empty] | 25000 | 5.5304 | 138260 | 0 | 0% | 10.03%
| Delivery Sub-Total |  |  |  | 169905.9239 |  |  | 207342.4084 | 37436.4845 | 22.03% | 14.97% | [7 empty] | 201946.5136 | 32040.5897 | 18.86% | 14.65%
| Other Charges (kWh) |  | 13188500 | 0.0122 | 160899.7 | 13188500 | 0.0122 | 160899.7 | 0 | 0% | 11.62% | [5 empty] | 13188500 | 0.0122 | 160899.7 | 0 | 0% | 11.67%
| Cost of Power Commodity (kWh) |  | 13188500 | 0.065 | 857252.5 | 13188500 | 0.065 | 857252.5 | 0 | 0% | 61.9% | [5 empty] | 13188500 | 0.065 | 857252.5 | 0 | 0% | 62.18%
| SPC (kWh) |  | 13188500 | 0.0003725 | 4912.7163 | 13188500 | 0 | 0 | -4912.7163 | -100% | 0% | [5 empty] | 13188500 | 0 | 0 | -4912.7163 | -100% | 0%
| Total Bill Before Taxes |  |  |  | 1192970.8402 |  |  | 1225494.6084 | 32523.7682 | 2.726% | 88.5% | [7 empty] | 1220098.7136 | 27127.8734 | 2.274% | 88.5%
| HST |  |  | 13% | 155086.2092 |  | 13% | 159314.2991 | 4228.0899 | 2.726% | 11.5% | [6 empty] | 13% | 158612.8328 | 3526.6235 | 2.274% | 11.5%
| Total Bill |  |  |  | 1348057.0494 |  |  | 1384808.9075 | 36751.8581 | 2.726% | 100% |  |  |  |  | -0.4523% |  |  | 1378711.5464 | 30654.497 | 2.274% | 100%
Street Lighting
Billing Determinants
| 1 | Connections
| 72 | kWh | 2011 BILL |  |  | 2012 BILL |  |  | IMPACT | [7 empty] | 2012 BILL |  |  | IMPACT
| 0.18794 | kW | Volume | RATE $ | CHARGE $ | Volume | RATE $ | CHARGE $ | Change $ | Change % | % of Total Bill |  | Actual |  |  |  | Volume | RATE $ | CHARGE $ | Change $ | Change % | % of Total Bill
| Monthly Service Charge |  | 1 | 1.14 | 1.14 | 1 | 3.98 | 3.98 | 2.84 | 249.1% | 29.86% |  | Billing Determinants |  |  |  | 1 | 4.508 | 4.508 | 3.368 | 295.4% | 32.11%
| Distribution (kW) |  | 0.18794 | 17.6117 | 3.31 | 0.18794 | 6.8712 | 1.2914 | -2.0186 | -60.99% | 9.69% |  | 12075.5833 | Connections |  |  | 0.18794 | 7.8624 | 1.4777 | -1.8323 | -55.36% | 10.52%
| Low Voltage Rider (kW) |  | 0.18794 | 0 | 0 | 0.18794 | 0 | 0 | 0 | 0% | 0% |  | 72 | kWh |  |  | 0.18794 | 0 | 0 | 0 | 0% | 0%
| LRAM & SSM Rider (kW) |  | 0.18794 |  | 0 | 0.18794 | 0 | 0 | 0 | 0% | 0% | 18.46% | 0.18794 | kW |  |  | 0.18794 | 0 | 0 | 0 | 0% | 0%
| Late Payment ($/month) |  |  |  | 0.0315 |  |  | 0 | -0.0315 | -100% | 0% | [7 empty] | 0 | -0.0315 | -100% | 0%
| Deferrral & Variance Acct (kW) |  | 0.18794 | -1.2845 | -0.24141 | 0.18794 | 0.25624 | 0.048158 | 0.28957 | -119.9% | 0.3614% |  | OEB Standard |  |  |  | 0.18794 | -0.18287 | -0.034369 | 0.20704 | -85.76% | -0.2448%
| Distribution Sub-Total |  |  |  | 4.2401 |  |  | 5.3195 | 1.0795 | 25.46% | 39.91% |  | Billing Determinants |  |  | 14.9% |  |  | 5.9513 | 1.7112 | 40.36% | 42.38%
| Retail Transmisssion (kW) |  | 0.18794 | 3.6016 | 0.67689 | 0.18794 | 3.6016 | 0.67689 | 0 | 0% | 5.079% |  | 1 | Connections |  |  | 0.18794 | 3.6016 | 0.67689 | 0 | 0% | 4.821%
| Delivery Sub-Total |  |  |  | 4.9169 |  |  | 5.9964 | 1.0795 | 21.95% | 44.99% |  | 37 | kWh |  |  |  |  | 6.6282 | 1.7112 | 34.8% | 47.21%
| Other Charges (kWh) |  | 75.5064 | 0.0122 | 0.92118 | 75.0982 | 0.0122 | 0.9162 | -0.0049796 | -0.5406% | 6.875% |  | 0.1 | kW |  |  | 75.0982 | 0.0122 | 0.9162 | -0.0049796 | -0.5406% | 6.525%
| Cost of Power Commodity (kWh) |  | 75.5064 | 0.065 | 4.9079 | 75.0982 | 0.065 | 4.8814 | -0.026531 | -0.5406% | 36.63% | [5 empty] | 75.0982 | 0.065 | 4.8814 | -0.026531 | -0.5406% | 34.76%
| SPC (kWh) |  | 75.5064 | 0.0003725 | 0.028126 | 75.0982 | 0 | 0 | -0.028126 | -100% | 0% | [5 empty] | 75.0982 | 0 | 0 | -0.028126 | -100% | 0%
| Total Bill Before Taxes |  |  |  | 10.7742 |  |  | 11.794 | 1.0198 | 9.466% | 88.5% | [7 empty] | 12.4258 | 1.6516 | 15.33% | 88.5%
| HST |  |  | 13% | 1.4006 |  | 13% | 1.5332 | 0.13258 | 9.466% | 11.5% | [6 empty] | 13% | 1.6154 | 0.21471 | 15.33% | 11.5%
| Total Bill |  |  |  | 12.1748 |  |  | 13.3272 | 1.1524 | 9.466% | 100% |  |  |  |  | 5.864% |  |  | 14.0411 | 1.8663 | 15.33% | 100%
Unmetered Scattered
| Consumption |  | 2010 BILL |  |  | 2011 BILL |  |  | IMPACT | [7 empty] | 2011 BILL |  |  | IMPACT
| 777 | kWh | Volume | RATE $ | CHARGE $ | Volume | RATE $ | CHARGE $ | Change $ | Change % | % of Total Bill | [5 empty] | Volume | RATE $ | CHARGE $ | Change $ | Change % | % of Total Bill
| Monthly Service Charge |  |  |  | 3.33 |  |  | 6.656 | 3.326 | 99.88% | 6.329% |  | Actual | [5 empty] | 7.2572 | 3.9272 | 117.9% | 6.888%
| Distribution (kWh) |  | 777 | 0.0136 | 10.5672 | 777 | 0.014 | 10.878 | 0.3108 | 2.941% | 10.34% |  | Consumption |  |  |  | 777 | 0.0142 | 11.0334 | 0.4662 | 4.412% | 10.47%
| Low Voltage Rider (kWh) |  | 777 | 0 | 0 | 777 | 0 | 0 | 0 | 0% | 0% |  | 777 | kWh |  |  | 777 | 0 | 0 | 0 | 0% | 0%
| LRAM & SSM Rider (kWh) |  | 777 | 0.0058 | 4.5066 | 777 | 0.0042 | 3.2634 | -1.2432 | -27.59% | 3.103% | 13.01% |  |  |  |  | 777 | 0.0042 | 3.2634 | -1.2432 | -27.59% | 3.097%
| Late Payment ($/month) |  |  |  | 0.1712 |  |  | 0 | -0.1712 | -100% | 0% | [7 empty] | 0 | -0.1712 | -100% | 0%
| Deferrral & Variance Acct (kWh) |  | 777 | -0.00286 | -2.2222 | 777 | 0.00013072 | 0.10157 | 2.3238 | -104.6% | 0.09658% | [5 empty] | 777 | -0.00062339 | -0.48438 | 1.7378 | -78.2% | -0.4598%
| Distribution Sub-Total |  |  |  | 16.3528 |  |  | 20.899 | 4.5462 | 27.8% | 19.87% |  | OEB Standard |  |  | 1.044% |  |  | 21.0696 | 4.7168 | 28.84% | 20%
| Retail Transmisssion (kWh) |  | 814.8399 | 0.0111 | 9.0447 | 810.4351 | 0.0111 | 8.9958 | -0.048893 | -0.5406% | 8.554% |  | Consumption |  |  |  | 810.4351 | 0.0111 | 8.9958 | -0.048893 | -0.5406% | 8.539%
| Delivery Sub-Total |  |  |  | 25.3975 |  |  | 29.8948 | 4.4973 | 17.71% | 28.43% |  | 2000 | kWh |  |  |  |  | 30.0655 | 4.668 | 18.38% | 28.54%
| Other Charges (kWh) |  | 814.8399 | 0.0122 | 9.941 | 810.4351 | 0.0122 | 9.8873 | -0.053738 | -0.5406% | 9.402% | [5 empty] | 810.4351 | 0.0122 | 9.8873 | -0.053738 | -0.5406% | 9.385%
| Cost of Power Commodity (kWh) Tier 1 |  | 750 | 0.065 | 48.75 | 750 | 0.065 | 48.75 | 0 | 0% | 46.36% | [5 empty] | 750 | 0.065 | 48.75 | 0 | 0% | 46.27%
| Cost of Power Commodity (kWh) Tier 2 |  | 64.8399 | 0.075 | 4.863 | 60.4351 | 0.075 | 4.5326 | -0.33036 | -6.793% | 4.31% | [5 empty] | 60.4351 | 0.075 | 4.5326 | -0.33036 | -6.793% | 4.302%
| SPC (kWh) |  | 814.8399 | 0.0003725 | 0.30353 | 810.4351 | 0 | 0 | -0.30353 | -100% | 0% | [5 empty] | 810.4351 | 0 | 0 | -0.30353 | -100% | 0%
| Total Bill Before Taxes |  |  |  | 89.2551 |  |  | 93.0647 | 3.8048 | 4.263% | 88.5% | [7 empty] | 93.2354 | 3.9755 | 4.454% | 88.5%
| HST |  |  | 13% | 11.6032 |  | 13% | 12.0984 | 0.49526 | 4.268% | 11.5% | [6 empty] | 13% | 12.1206 | 0.51744 | 4.459% | 11.5%
| Total Bill |  |  |  | 100.8582 |  |  | 105.1632 | 4.3001 | 4.263% | 100% |  |  |  |  | 0.1912% |  |  | 105.356 | 4.4929 | 4.455% | 100%
Sentinel Lighting
Billing Determinants
| 1 | Connections
| 180 | kWh | 2011 BILL |  |  | 2012 BILL |  |  | IMPACT | [7 empty] | 2012 BILL |  |  | IMPACT
| 0.5 | kW | Volume | RATE $ | CHARGE $ | Volume | RATE $ | CHARGE $ | Change $ | Change % | % of Total Bill | [5 empty] | Volume | RATE $ | CHARGE $ | Change $ | Change % | % of Total Bill
| Monthly Service Charge |  | 1 | 4.22 | 4.22 | 1 | 4.8628 | 4.8628 | 0.6428 | 15.23% | 16.99% |  | Actual |  |  |  | 1 | 6.5874 | 6.5874 | 2.3674 | 56.1% | 15.56%
| Distribution (kW) |  | 0.5 | 9.0876 | 4.5438 | 0.5 | 8.073 | 4.0365 | -0.5073 | -11.16% | 14.1% |  | Billing Determinants |  |  |  | 0.5 | 29.2626 | 14.6313 | 10.0875 | 222% | 34.55%
| Low Voltage Rider (kW) |  | 0.5 | 0 | 0 | 0.5 | 0 | 0 | 0 | 0% | 0% |  | 24 | Connections |  |  | 0.5 | 0 | 0 | 0 | 0% | 0%
| LRAM & SSM Rider (kW) |  | 0.5 |  | 0 | 0.5 | 0 | 0 | 0 | 0% | 0% | 1.546% | 124.3472 | kWh |  |  | 0.5 | 0 | 0 | 0 | 0% | 0%
| Late Payment ($/month) |  |  |  | 0 |  |  | 0 | 0 | 0% | 0% |  | 0.34549 | kW |  |  |  |  | 0 | 0 | 0% | 0%
| Deferrral & Variance Acct (kW) |  | 0.5 | -1.3028 | -0.6514 | 0.5 | 0.21302 | 0.10651 | 0.75791 | -116.4% | 0.3721% | [5 empty] | 0.5 | -0.13851 | -0.069255 | 0.58215 | -89.37% | -0.1635%
| Distribution Sub-Total |  |  |  | 8.1124 |  |  | 9.0058 | 0.89341 | 11.01% | 31.46% |  | OEB Standard |  |  | 149.7% |  |  | 21.1494 | 13.037 | 160.7% | 49.94%
| Retail Transmisssion (kW) |  | 0.5 | 3.6638 | 1.8319 | 0.5 | 3.6638 | 1.8319 | 0 | 0% | 6.4% |  | Billing Determinants |  |  |  | 0.5 | 3.6638 | 1.8319 | 0 | 0% | 4.326%
| Delivery Sub-Total |  |  |  | 9.9443 |  |  | 10.8377 | 0.89341 | 8.984% | 37.86% |  | 1 | Connections |  |  |  |  | 22.9813 | 13.037 | 131.1% | 54.27%
| Other Charges (kWh) |  | 188.766 | 0.0122 | 2.3029 | 187.7456 | 0.0122 | 2.2905 | -0.012449 | -0.5406% | 8.002% |  | 180 | kWh |  |  | 187.7456 | 0.0122 | 2.2905 | -0.012449 | -0.5406% | 5.409%
| Cost of Power Commodity (kWh) |  | 188.766 | 0.065 | 12.2698 | 187.7456 | 0.065 | 12.2035 | -0.066326 | -0.5406% | 42.63% |  | 0.5 | kW |  |  | 187.7456 | 0.065 | 12.2035 | -0.066326 | -0.5406% | 28.82%
| SPC (kWh) |  | 188.766 | 0.0003725 | 0.070315 | 187.7456 | 0 | 0 | -0.070315 | -100% | 0% | [5 empty] | 187.7456 | 0 | 0 | -0.070315 | -100% | 0%
| Total Bill Before Taxes |  |  |  | 24.5874 |  |  | 25.3317 | 0.74432 | 3.027% | 88.5% | [7 empty] | 37.4753 | 12.888 | 52.42% | 88.5%
| HST |  |  | 13% | 3.1964 |  | 13% | 3.2931 | 0.096761 | 3.027% | 11.5% | [6 empty] | 13% | 4.8718 | 1.6754 | 52.42% | 11.5%
| Total Bill |  |  |  | 27.7837 |  |  | 28.6248 | 0.84108 | 3.027% | 100% |  |  |  |  | 49.39% |  |  | 42.3471 | 14.5634 | 52.42% | 100%
| Customer Class |  | Typical kWh Usage | Typical kW Usage | Monthly $ Impact | Total Bill Impact % | [10 empty] | Total Bill Impact %
| Residential |  | 800 | N/A | 6.4613 | 6.036% | [10 empty] | 4.54%
| GS < 50 kW |  | 2000 | N/A | 21.0126 | 7.787% | [10 empty] | 5.87%
| GS 50 to 999 kW (I1 & I4) |  | 140000 | 480 | 1014.4596 | 6.18% | [10 empty] | 3.705%
| GS 1,000 to 4,999 kW (I2) |  | 1100000 | 3000 | 6019.3268 | 4.879% | [10 empty] | 3.874%
| Large Use (I3) |  | 2800000 | 5800 | 9440.5451 | 3.138% | [10 empty] | 2.745%
| Street Lighting |  | 72 | 0.18794 | 1.1524 | 9.466% | [10 empty] | 15.33%
| USL |  | 777 | N/A | 4.3001 | 4.263% | [10 empty] | 4.455%
| Sentinel Lights |  | 180 | 0.5 | 0.84108 | 3.027% | [10 empty] | 52.42%

## Rate Schedule (Part 1)
Oshawa PUC Networks Inc
Rate Design Model, License Number ED-2002-0560, File Number EB-2011-0073
0
RATES SCHEDULE (Part 1)
Schedule of Proposed Distribution Rates and Charges
Effective Jan 1, 2012
| Customer Class | Item Description | Unit | Rate ($)
Residential
| Residential | Monthly Service Charge | per month | 11.16
|  | Distribution Volumetric Rate | per kWh | 0.0141
|  | Low Voltage Rider | per kWh | 0
|  | LRAM and SSM Rate Rider | per kWh | 0.0002
|  | Smart Meter Rate Adder | per month | 0.56814
|  | Deferral and Variance Account Rider | per kWh | 0.00041819
GS < 50 kW
| GS < 50 kW | Monthly Service Charge | per month | 20.29
|  | Distribution Volumetric Rate | per kWh | 0.0175
|  | Low Voltage Rider | per kWh | 0
|  | LRAM and SSM Rate Rider | per kWh | 0.0008
|  | Smart Meter Rate Rider | per month | 2.5014
|  | Deferral and Variance Account Rider | per kWh | 0.00022365
GS 50 to 999 kW (I1 & I4)
| GS 50 to 999 kW (I1 & I4) | Monthly Service Charge | per month | 70.08
|  | Distribution Volumetric Rate | per kW | 4.47
|  | Low Voltage Rider | per kW | 0
|  | LRAM and SSM Rate Rider | per kWh | 0.0088
|  | Smart Meter Rate Rider | per month | 0
|  | Deferral and Variance Account Rider | per kW | 0.0011991
GS 1,000 to 4,999 kW (I2)
| GS 1,000 to 4,999 kW (I2) | Monthly Service Charge | per month | 1458.55
|  | Distribution Volumetric Rate | per kW | 3.0515
|  | Low Voltage Rider | per kW | 0
|  | LRAM and SSM Rate Rider | per kW | 0
|  | Smart Meter Rate Rider | per month | 0
|  | Deferral and Variance Account Rider | per kW | -0.029875
Large Use (I3)
| Large Use (I3) | Monthly Service Charge | per month | 9320.4601
|  | Distribution Volumetric Rate | per kW | 2.4222
|  | Low Voltage Rider | per kW | 0
|  | LRAM and SSM Rate Rider | per kW | 0
|  | Smart Meter Rate Rider | per month | 0
|  | Deferral and Variance Account Rider | per kW | -0.031722
Street Lighting
| Street Lighting | Monthly Service Charge | per month | 3.98
|  | Distribution Volumetric Rate | per kW | 6.8712
|  | Low Voltage Rider | per kW | 0
|  | LRAM and SSM Rate Rider | per kW | 0
|  | Deferral and Variance Account Rider | per kW | 0.25624
USL
| USL | Monthly Service Charge | per month | 6.656
|  | Distribution Volumetric Rate | per kWh | 0.014
|  | Low Voltage Rider | per kWh | 0
|  | LRAM and SSM Rate Rider | per kWh | 0.0042
|  | Deferral and Variance Account Rider | per kWh | 0.00013072
Sentinel Lights
| Sentinel Lights | Monthly Service Charge | per month | 4.8628
|  | Distribution Volumetric Rate | per kW | 8.073
|  | Low Voltage Rider | per kW | 0
|  | LRAM and SSM Rate Rider | per kW | 0
|  | Deferral and Variance Account Rider | per kW | 0.21302

## Rate Schedule (Part 2)
Oshawa PUC Networks Inc
Rate Design Model, License Number ED-2002-0560, File Number EB-2011-0073
0
RATES SCHEDULE (Part 2)
Schedule of Distribution Rates and Charges
Effective Jan 1, 2012
| Item Description (Rate Code) | Calculation Basis | Rate ($)
| Arrears certificate (1) | Standard | 15
| Statement of account (2) | Standard | 15
| Pulling post dated cheques (3) | Standard | 15
| Duplicate invoices for previous billing (4) | Standard | 15
| Request for other billing information (5) | Standard | 15
| Easement letter (6) | Standard | 15
| Income tax letter (7) | Standard | 15
| Notification charge (8) | Standard | 15
| Account history (9) | Standard | 15
| Credit reference/credit check (plus credit agency costs) (10) | Standard | 15
| Returned cheque charge (plus bank charges) (11) | Standard | 15
| Charge to certify cheque (12) | Standard | 15
| Legal letter charge (13) | Standard | 15
| Account set up charge/change of occupancy charge (plus credit agency costs if applicable) (14) | Standard | 30
| Special meter reads (15) | Standard | 30
| Collection of account charge - no disconnection (16) | Standard | 30
| Collection of account charge - no disconnection - after regular hours (17) | Standard | 165
| Disconnect/Reconnect at meter - during regular hours (18) | Standard | 65
| Install/Remove load control device - during regular hours (19) | Standard | 65
| Disconnect/Reconnect at meter - after regular hours (20) | Standard | 185
| Install/Remove load control device - after regular hours (21) | Standard | 185
| Disconnect/Reconnect at pole - during regular hours (22) | Standard | 185
| Disconnect/Reconnect at pole - after regular hours (23) | Standard | 415
| Meter dispute charge plus Measurement Canada fees (if meter found correct) (24) | Standard | 30
| Service call - customer-owned equipment (25) | Standard | 30
| Service call - after regular hours (26) | Standard | 165
| Temporary service install & remove - overhead - no transformer (27) | Standard | 500
| Temporary service install & remove - underground - no transformer (28) | Standard | 300
| Temporary service install & remove - overhead - with transformer (29) | Standard | 1000
| Specific Charge for Access to the Power Poles $/pole/year (30) | Standard | 22.35
| Administrative Billing Charge (31) | Additional Charge | 150
Loss Factors
| Supply Facilities Loss Factor |  | 1.0045
| Distribution Loss Factor - Secondary Metered Customer < 5,000 kW |  | 1.0384
| Distribution Loss Factor - Secondary Metered Customer > 5,000 kW |  | 1.01
| Distribution Loss Factor - Primary Metered Customer < 5,000 kW |  | 1
| Distribution Loss Factor - Primary Metered Customer > 5,000 kW |  | 1
| Total Loss Factor - Secondary Metered Customer < 5,000 kW |  | 1.043
| Total Loss Factor - Secondary Metered Customer > 5,000 kW |  | 1.0145
| Total Loss Factor - Primary Metered Customer < 5,000 kW |  | 1.0384
| Total Loss Factor - Primary Metered Customer > 5,000 kW |  | 1.0045

## Tariff Sheet 2011
Oshawa PUC Networks Inc.
TARIFF OF RATES AND CHARGES
Effective Sunday, May 01, 2011 |  | EB-2010-0107
Residential | Metric | Rate
Service Charge | $ | 8.45
Service Charge Smart Meters | $ | 1
Rate Rider for Recovery of Late Payment Penalty Litigation Costs - Effective until April-30-12 | $ | 0.17
Distribution Volumetric Rate | $/kWh | 0.0123
Distribution Volumetric Def Var Disp 2011 – effective until Monday, April 30, 2012 | $/kWh | -0.0031
Rate Rider for Global Adjustment Sub-Account Disposition (2011) - Effective until April-30-12 | $/kWh | 0.0027
Applicable only for Non-RPP Customers
Distribution Volumetric Lost Revenue Adjustment Mechanism (LRAM) Recovery/Shared Savings Mechanism (SSM) Recovery – effective until Monday, April 30, 2012 | $/kWh | 0.0003
Distribution Volumetric Tax Change – effective until Monday, April 30, 2012 | $/kWh | -0.0003
Retail Transmission Rate – Network Service Rate | $/kWh | 0.0066
Retail Transmission Rate – Line and Transformation Connection Service Rate | $/kWh | 0.0056
Wholesale Market Service Rate | $/kWh | 0.0052
Rural Rate Protection Charge | $/kWh | 0.0013
Standard Supply Service – Administrative Charge (if applicable) | $ | 0.25
General Service Less Than 50 kW | Metric | Rate
Service Charge | $ | 8.39
Service Charge Smart Meters | $ | 1
Rate Rider for Recovery of Late Payment Penalty Litigation Costs - Effective until April-30-12 | $ | 0.56
Distribution Volumetric Rate | $/kWh | 0.0172
Distribution Volumetric Def Var Disp 2011 – effective until Monday, April 30, 2012 | $/kWh | -0.0031
Rate Rider for Global Adjustment Sub-Account Disposition (2011) - Effective until April-30-12 | $/kWh | 0.0027
Applicable only for Non-RPP Customers
Distribution Volumetric Lost Revenue Adjustment Mechanism (LRAM) Recovery/Shared Savings Mechanism (SSM) Recovery – effective until Monday, April 30, 2012 | $/kWh | 0.0008
Distribution Volumetric Tax Change – effective until Monday, April 30, 2012 | $/kWh | -0.0002
Retail Transmission Rate – Network Service Rate | $/kWh | 0.006
Retail Transmission Rate – Line and Transformation Connection Service Rate | $/kWh | 0.0051
Wholesale Market Service Rate | $/kWh | 0.0052
Rural Rate Protection Charge | $/kWh | 0.0013
Standard Supply Service – Administrative Charge (if applicable) | $ | 0.25
General Service 50 to 999 kW | Metric | Rate
Service Charge | $ | 43.06
Service Charge Smart Meters | $ | 1
Rate Rider for Recovery of Late Payment Penalty Litigation Costs - Effective until April-30-12 | $ | 6.24
Distribution Volumetric Rate | $/kW | 3.7511
Distribution Volumetric Def Var Disp 2011 – effective until Monday, April 30, 2012 | $/kW | -1.3094
Rate Rider for Global Adjustment Sub-Account Disposition (2011) - Effective until April-30-12 | $/kWh | 1.1564
Applicable only for Non-RPP Customers
Distribution Volumetric Lost Revenue Adjustment Mechanism (LRAM) Recovery/Shared Savings Mechanism (SSM) Recovery – effective until Monday, April 30, 2012 | $/kW | 0.0173
Distribution Volumetric Tax Change – effective until Monday, April 30, 2012 | $/kW | -0.0497
Retail Transmission Rate – Network Service Rate | $/kW | 2.1851
Retail Transmission Rate – Network Service Rate – Interval metered | $/kW | 2.8007
Retail Transmission Rate – Line and Transformation Connection Service Rate | $/kW | 1.837
Retail Transmission Rate – Line and Transformation Connection Service Rate – Interval metered | $/kW | 2.3336
Wholesale Market Service Rate | $/kWh | 0.0052
Rural Rate Protection Charge | $/kWh | 0.0013
Standard Supply Service – Administrative Charge (if applicable) | $ | 0.25
General Service 1,000 to 4,999 kW | Metric | Rate
Service Charge | $ | 1190.07
Service Charge Smart Meters | $ | 1
Rate Rider for Recovery of Late Payment Penalty Litigation Costs - Effective until April-30-12 | $ | 6.51
Distribution Volumetric Rate | $/kW | 2.6432
Distribution Volumetric Def Var Disp 2011 – effective until Monday, April 30, 2012 | $/kW | -1.5723
Rate Rider for Global Adjustment Sub-Account Disposition (2011) - Effective until April-30-12 | $/kWh | 1.306
Applicable only for Non-RPP Customers
Distribution Volumetric Tax Change – effective until Monday, April 30, 2012 | $/kW | -0.0416
Retail Transmission Rate – Network Service Rate | $/kW | 2.8007
Retail Transmission Rate – Line and Transformation Connection Service Rate | $/kW | 2.3336
Wholesale Market Service Rate | $/kWh | 0.0052
Rural Rate Protection Charge | $/kWh | 0.0013
Standard Supply Service – Administrative Charge (if applicable) | $ | 0.25
Large Use | Metric | Rate
Service Charge | $ | 8057.37
Service Charge Smart Meters | $ | 1
Rate Rider for Recovery of Late Payment Penalty Litigation Costs - Effective until April-30-12 | $ | 315.05
Distribution Volumetric Rate | $/kW | 2.2155
Distribution Volumetric Def Var Disp 2011 – effective until Monday, April 30, 2012 | $/kW | -1.2405
Rate Rider for Global Adjustment Sub-Account Disposition (2011) - Effective until April-30-12 | $/kWh | 1.1329
Applicable only for Non-RPP Customers
Distribution Volumetric Tax Change – effective until Monday, April 30, 2012 | $/kW | -0.0441
Retail Transmission Rate – Network Service Rate | $/kW | 2.9841
Retail Transmission Rate – Line and Transformation Connection Service Rate | $/kW | 2.5463
Wholesale Market Service Rate | $/kWh | 0.0052
Rural Rate Protection Charge | $/kWh | 0.0013
Standard Supply Service – Administrative Charge (if applicable) | $ | 0.25
Unmetered Scattered Load | Metric | Rate
Service Charge (per connection) | $ | 3.33
Distribution Volumetric Rate | $/kWh | 0.0138
Rate Rider for Recovery of Late Payment Penalty Litigation Costs - Effective until April-30-12 | $ | 0.17
Distribution Volumetric Def Var Disp 2011 – effective until Monday, April 30, 2012 | $/kWh | -0.0029
Rate Rider for Global Adjustment Sub-Account Disposition (2011) - Effective until April-30-12 | $/kWh | 0.0027
Applicable only for Non-RPP Customers
Distribution Volumetric Lost Revenue Adjustment Mechanism (LRAM) Recovery/Shared Savings Mechanism (SSM) Recovery – effective until Monday, April 30, 2012 | $/kWh | 0.0058
Distribution Volumetric Tax Change – effective until Monday, April 30, 2012 | $/kWh | -0.0002
Retail Transmission Rate – Network Service Rate | $/kWh | 0.006
Retail Transmission Rate – Line and Transformation Connection Service Rate | $/kWh | 0.0051
Wholesale Market Service Rate | $/kWh | 0.0052
Rural Rate Protection Charge | $/kWh | 0.0013
Standard Supply Service – Administrative Charge (if applicable) | $ | 0.25
Sentinel Lighting | Metric | Rate
Service Charge (per connection) | $ | 4.22
Distribution Volumetric Rate | $/kW | 9.5485
Rate Rider for Recovery of Late Payment Penalty Litigation Costs - Effective until April-30-12 | $ | 0.01
Distribution Volumetric Def Var Disp 2011 – effective until Monday, April 30, 2012 | $/kW | -1.3028
Rate Rider for Global Adjustment Sub-Account Disposition (2011) - Effective until April-30-12 | $/kWh | 1.075
Applicable only for Non-RPP Customers
Distribution Volumetric Tax Change – effective until Monday, April 30, 2012 | $/kW | -0.4609
Retail Transmission Rate – Network Service Rate | $/kW | 1.5072
Retail Transmission Rate – Line and Transformation Connection Service Rate | $/kW | 2.1566
Wholesale Market Service Rate | $/kWh | 0.0052
Rural Rate Protection Charge | $/kWh | 0.0013
Standard Supply Service – Administrative Charge (if applicable) | $ | 0.25
Street Lighting | Metric | Rate
Service Charge (per connection) | $ | 1.14
Distribution Volumetric Rate | $/kW | 17.906
Rate Rider for Recovery of Late Payment Penalty Litigation Costs - Effective until April-30-12 | $ | 0.03
Distribution Volumetric Def Var Disp 2011 – effective until Monday, April 30, 2012 | $/kW | -1.2845
Rate Rider for Global Adjustment Sub-Account Disposition (2011) - Effective until April-30-12 | $/kWh | 1.0751
Applicable only for Non-RPP Customers
Distribution Volumetric Tax Change – effective until Monday, April 30, 2012 | $/kW | -0.2943
Retail Transmission Rate – Network Service Rate | $/kW | 1.4816
Retail Transmission Rate – Line and Transformation Connection Service Rate | $/kW | 2.12
Wholesale Market Service Rate | $/kWh | 0.0052
Rural Rate Protection Charge | $/kWh | 0.0013
Standard Supply Service – Administrative Charge (if applicable) | $ | 0.25
microFIT Generator | Metric | Rate
Service Charge | $ | 5.25
Specific Service Charges
Customer Administration | Metric | Rate
Arrears certificate | $ | 15
Easement letter | $ | 15
Account history | $ | 15
Credit Letter Reference | $ | 15
Credit reference/credit check (plus credit agency costs) | $ | 15
Returned cheque charge (plus bank charges) | $ | 15
Legal letter charge | $ | 15
Account set up charge/change of occupancy charge (plus credit agency costs if applicable) | $ | 30
Special meter reads | $ | 30
Meter dispute charge plus Measurement Canada fees (if meter found correct) | $ | 30
Non-Payment of Account | Metric | Rate
Late Payment - per month | % | 1.5
Late Payment - per annum | % | 19.56
Collection of account charge - no disconnection | $ | 30
Disconnect/Reconnect at meter - during regular hours | $ | 65
Disconnect/Reconnect at meter - after regular hours | $ | 185
Disconnect/Reconnect at pole - during regular hours | $ | 185
Disconnect/Reconnect at pole - after regular hours | $ | 415
Other | Metric | Rate
Install/Remove load control device - during regular hours | $ | 65
Install/Remove load control device - after regular hours | $ | 185
Specific Charge for Access to the Power Poles $/pole/year | $ | 22.35
Allowances | Metric | Current
Transformer Allowance for Ownership - per kW of billing demand/month | $/kW | -0.6
Primary Metering Allowance for transformer losses - applied to measured demand and energy | % | -1
Retail Service Charges (if applicable)
Retail Service Charges (if applicable) | Metric | Current
Retail Service Charges refer to services provided by a distributor to retailers or customers related
to the supply of competitive electricity
One-time charge, per retailer, to establish the service agreement between the distributor and the retailer | $ | 100
Monthly Fixed Charge, per retailer | $ | 20
Monthly Variable Charge, per customer, per retailer | $/cust. | 0.5
Distributor-consolidated billing charge, per customer, per retailer | $/cust. | 0.3
Retailer-consolidated billing credit, per customer, per retailer | $/cust. | -0.3
Service Transaction Requests (STR)
Request fee, per request, applied to the requesting party | $ | 0.25
Processing fee, per request, applied to the requesting party | $ | 0.5
Request for customer information as outlined in Section 10.6.3 and Chapter 11 of the Retail
Settlement Code directly to retailers and customers, if not delivered electronically through the
Electronic Business Transaction (EBT) system, applied to the requesting party
Up to twice a year |  | no charge
More than twice a year, per request (plus incremental delivery costs) | $ | 2
LOSS FACTORS |  | Current
Total Loss Factor - Secondary Metered Customer < 5,000 kW |  | 1.0487
Total Loss Factor - Secondary Metered Customer > 5,000 kW |  | 1.0145
Total Loss Factor - Primary Metered Customer < 5,000 kW |  | 1.0382
Total Loss Factor - Primary Metered Customer > 5,000 kW |  | 1.0487

## Tariff Sheet 2012
Oshawa PUC Networks Inc.
PROPOSED TARIFF OF RATES AND CHARGES
Effective Jan 01, 2012 |  | EB-2011-0073
Residential | Metric | Rate
Service Charge | $ | 11.16
Service Charge Smart Meters | $ | 0.56814
Distribution Volumetric Rate | $/kWh | 0.0141
Distribution Volumetric Def Var Disp 2012 – effective until Dec 31, 2012 | $/kWh | 0.00041819
Distribution Volumetric Lost Revenue Adjustment Mechanism (LRAM) Recovery/Shared Savings Mechanism (SSM) Recovery – effective until Dec 31, 2012 | $/kWh | 0.0002
Retail Transmission Rate – Network Service Rate | $/kWh | 0.0066 | ??
Retail Transmission Rate – Line and Transformation Connection Service Rate | $/kWh | 0.0056 | ??
Wholesale Market Service Rate | $/kWh | 0.0052
Rural Rate Protection Charge | $/kWh | 0.0013
Standard Supply Service – Administrative Charge (if applicable) | $ | 0.25
General Service Less Than 50 kW | Metric | Rate
Service Charge | $ | 20.29
Service Charge Smart Meters | $ | 2.5014
Distribution Volumetric Rate | $/kWh | 0.0175
Distribution Volumetric Def Var Disp 2012 – effective until Dec 31, 2012 | $/kWh | 0.00022365
Distribution Volumetric Lost Revenue Adjustment Mechanism (LRAM) Recovery/Shared Savings Mechanism (SSM) Recovery – effective until Dec 31, 2012 | $/kWh | 0.0008
Retail Transmission Rate – Network Service Rate | $/kWh | 0.006 | ??
Retail Transmission Rate – Line and Transformation Connection Service Rate | $/kWh | 0.0051 | ??
Wholesale Market Service Rate | $/kWh | 0.0052
Rural Rate Protection Charge | $/kWh | 0.0013
Standard Supply Service – Administrative Charge (if applicable) | $ | 0.25
General Service 50 to 999 kW | Metric | Rate
Service Charge | $ | 70.08
Service Charge Smart Meters | $ | 0
Distribution Volumetric Rate | $/kW | 4.47
Distribution Volumetric Def Var Disp 2012 – effective until Dec 31, 2012 | $/kW | 0.0011991
Distribution Volumetric Lost Revenue Adjustment Mechanism (LRAM) Recovery/Shared Savings Mechanism (SSM) Recovery – effective until Dec 31, 2012 | $/kW | 0.0088
Retail Transmission Rate – Network Service Rate | $/kW | 2.1851 | ??
Retail Transmission Rate – Network Service Rate – Interval metered | $/kW | 2.8007 | ??
Retail Transmission Rate – Line and Transformation Connection Service Rate | $/kW | 1.837
Retail Transmission Rate – Line and Transformation Connection Service Rate – Interval metered | $/kW | 2.3336
Wholesale Market Service Rate | $/kWh | 0.0052
Rural Rate Protection Charge | $/kWh | 0.0013
Standard Supply Service – Administrative Charge (if applicable) | $ | 0.25
General Service 1,000 to 4,999 kW | Metric | Rate
Service Charge | $ | 1458.55
Service Charge Smart Meters | $ | 0
Distribution Volumetric Rate | $/kW | 3.0515
Distribution Volumetric Def Var Disp 2012 – effective until Dec 31, 2012 | $/kW | -0.029875
Retail Transmission Rate – Network Service Rate | $/kW | 2.8007 | ??
Retail Transmission Rate – Line and Transformation Connection Service Rate | $/kW | 2.3336 | ??
Wholesale Market Service Rate | $/kWh | 0.0052
Rural Rate Protection Charge | $/kWh | 0.0013
Standard Supply Service – Administrative Charge (if applicable) | $ | 0.25
Large Use | Metric | Rate
Service Charge | $ | 9320.4601
Service Charge Smart Meters | $ | 0
Distribution Volumetric Rate | $/kW | 2.4222
Distribution Volumetric Def Var Disp 2012 – effective until Dec 31, 2012 | $/kW | -0.031722
Retail Transmission Rate – Network Service Rate | $/kW | 2.9841 | ??
Retail Transmission Rate – Line and Transformation Connection Service Rate | $/kW | 2.5463 | ??
Wholesale Market Service Rate | $/kWh | 0.0052
Rural Rate Protection Charge | $/kWh | 0.0013
Standard Supply Service – Administrative Charge (if applicable) | $ | 0.25
Unmetered Scattered Load | Metric | Rate
Service Charge (per connection) | $ | 6.656
Distribution Volumetric Rate | $/kWh | 0.014
Distribution Volumetric Def Var Disp 2012 – effective until Dec 31, 2012 | $/kWh | 0.00013072
Distribution Volumetric Lost Revenue Adjustment Mechanism (LRAM) Recovery/Shared Savings Mechanism (SSM) Recovery – effective until Dec 31, 2012 | $/kWh | 0.0042
Retail Transmission Rate – Network Service Rate | $/kWh | 0.006 | ??
Retail Transmission Rate – Line and Transformation Connection Service Rate | $/kWh | 0.0051 | ??
Wholesale Market Service Rate | $/kWh | 0.0052
Rural Rate Protection Charge | $/kWh | 0.0013
Standard Supply Service – Administrative Charge (if applicable) | $ | 0.25
Sentinel Lighting | Metric | Rate
Service Charge (per connection) | $ | 4.8628
Distribution Volumetric Rate | $/kW | 8.073
Distribution Volumetric Def Var Disp 2012 – effective until Dec 31, 2012 | $/kW | 0.21302
Retail Transmission Rate – Network Service Rate | $/kW | 1.5072 | ??
Retail Transmission Rate – Line and Transformation Connection Service Rate | $/kW | 2.1566 | ??
Wholesale Market Service Rate | $/kWh | 0.0052
Rural Rate Protection Charge | $/kWh | 0.0013
Standard Supply Service – Administrative Charge (if applicable) | $ | 0.25
Street Lighting | Metric | Rate
Service Charge (per connection) | $ | 3.98
Distribution Volumetric Rate | $/kW | 6.8712
Distribution Volumetric Def Var Disp 2012 – effective until Dec 31, 2012 | $/kW | 0.25624
Retail Transmission Rate – Network Service Rate | $/kW | 1.4816 | ??
Retail Transmission Rate – Line and Transformation Connection Service Rate | $/kW | 2.12 | ??
Wholesale Market Service Rate | $/kWh | 0.0052
Rural Rate Protection Charge | $/kWh | 0.0013
Standard Supply Service – Administrative Charge (if applicable) | $ | 0.25
microFIT Generator | Metric | Rate
Service Charge | $ | 5.25
Specific Service Charges
Customer Administration | Metric | Rate
Arrears certificate | $ | 15
Easement letter | $ | 15
Account history | $ | 15
Credit Letter Reference | $ | 15
Credit reference/credit check (plus credit agency costs) | $ | 15
Returned cheque charge (plus bank charges) | $ | 15
Legal letter charge | $ | 15
Account set up charge/change of occupancy charge (plus credit agency costs if applicable) | $ | 30
Special meter reads | $ | 30
Meter dispute charge plus Measurement Canada fees (if meter found correct) | $ | 30
Non-Payment of Account | Metric | Rate
Late Payment - per month | % | 1.5
Late Payment - per annum | % | 19.56
Collection of account charge - no disconnection | $ | 30
Disconnect/Reconnect at meter - during regular hours | $ | 65
Disconnect/Reconnect at meter - after regular hours | $ | 185
Disconnect/Reconnect at pole - during regular hours | $ | 185
Disconnect/Reconnect at pole - after regular hours | $ | 415
Other | Metric | Rate
Install/Remove load control device - during regular hours | $ | 65
Install/Remove load control device - after regular hours | $ | 185
Specific Charge for Access to the Power Poles $/pole/year | $ | 22.35
Allowances | Metric | Current
Transformer Allowance for Ownership - per kW of billing demand/month | $/kW | -0.6
Primary Metering Allowance for transformer losses - applied to measured demand and energy | % | -1
Retail Service Charges (if applicable)
Retail Service Charges (if applicable) | Metric | Current
Retail Service Charges refer to services provided by a distributor to retailers or customers related
to the supply of competitive electricity
One-time charge, per retailer, to establish the service agreement between the distributor and the retailer | $ | 100
Monthly Fixed Charge, per retailer | $ | 20
Monthly Variable Charge, per customer, per retailer | $/cust. | 0.5
Distributor-consolidated billing charge, per customer, per retailer | $/cust. | 0.3
Retailer-consolidated billing credit, per customer, per retailer | $/cust. | -0.3
Service Transaction Requests (STR)
Request fee, per request, applied to the requesting party | $ | 0.25
Processing fee, per request, applied to the requesting party | $ | 0.5
Request for customer information as outlined in Section 10.6.3 and Chapter 11 of the Retail
Settlement Code directly to retailers and customers, if not delivered electronically through the
Electronic Business Transaction (EBT) system, applied to the requesting party
Up to twice a year |  | no charge
More than twice a year, per request (plus incremental delivery costs) | $ | 2
LOSS FACTORS |  | Current
Total Loss Factor - Secondary Metered Customer < 5,000 kW |  | 1.0487
Total Loss Factor - Secondary Metered Customer > 5,000 kW |  | 1.0145
Total Loss Factor - Primary Metered Customer < 5,000 kW |  | 1.0382
Total Loss Factor - Primary Metered Customer > 5,000 kW |  | 1.0487

## Dist. Rev. Reconciliation
Oshawa PUC Networks Inc
Rate Design Model, License Number ED-2002-0560, File Number EB-2011-0073
0
2012 Test Year Distribution Revenue Reconciliation
Customer Class | Fixed Distribution Revenue | Variable Distribution Revenue | Transformer Allowance Credit | Total Distribution Revenue | Expected
Residential | 6685249.6265 | 6802072.1152 |  | 13487321.7417 | 13499663.0268
GS < 50 kW | 964424.28 | 2250148.4281 |  | 3214572.7081 | 3215281.8854
GS 50 to 999 kW (I1 & I4) | 435617.28 | 3991659.1329 | -70809.84 | 4356466.5729 | 4356459.8543
GS 1,000 to 4,999 kW (I2) | 175026 | 497587.3148 | -99008.64 | 573604.6748 | 573611.1488
Large Use (I3) | 111845.5212 | 170970.987 | -40322.16 | 242494.3482 | 242497.2979
Street Lighting | 609508.3336 | 203170.9166 |  | 812679.2502 | 812678.6727
USL | 25006.2766 | 44919.0233 |  | 69925.2999 | 69849.65
Sentinel Lights | 1301.7321 | 929.1743 |  | 2230.9065 | 2230.9013
0 | 0 |  |  | 0 | 0
Total | 9007979.05 | 13961457.0921 | -210140.64 | 22759295.5022 | 22772272.4371
Difference Due to Rate Rounding
12976.935

## Revenue Deficiency Analysis
Oshawa PUC Networks Inc
Rate Design Model, License Number ED-2002-0560, File Number EB-2011-0073
0
Forecast Revenue For 2012 Test Year Based on Existing Rates (Less Low Voltage Rate Component)
Customer Class | Annual kWh | Annual kW For Dx | Annual kW For Tx | Annualized Customers | Annualized Connections | Fixed Distribution Revenue | Variable Distribution Revenue | Dist. Rev. Before TX Allow. |  | Dist. Rev. After TX Allow.
Residential | 482416462.0727 |  |  | 599036.7049 |  | 5061860.1563 | 5788997.5449 | 10850857.7011 | 10850857.7011 | 10850857.7011
GS < 50 kW | 128579910.1753 |  |  | 47532 |  | 398793.48 | 2185858.473 | 2584651.953 | 2584651.953 | 2584651.953
GS 50 to 999 kW (I1 & I4) | 349815801.7864 | 892988.6203 | 2818.8 | 6216 |  | 267660.96 | 3305308.0793 | 3572969.0393 | 3572969.0393 | 3502159.1993
GS 1,000 to 4,999 kW (I2) | 76259966.2076 | 163063.1869 | 67203.6 | 120 |  | 142808.4 | 424225.187 | 567033.587 | 567033.587 | 468024.947
Large Use (I3) | 33402763 | 70585 |  |  | 12 | 96688.44 | 153268.269 | 249956.709 | 249956.709 | 209634.549
Street Lighting | 11044795.8749 | 29568.4766 |  |  | 153142.7974 | 174582.789 | 520751.1397 | 695333.9288 | 695333.9288 | 695333.9288
USL | 3208501.6632 |  |  |  | 3756.9526 | 12510.6522 | 43635.6226 | 56146.2748 | 56146.2748 | 56146.2748
Sentinel Lights | 38567.2644 | 115.0965 |  |  | 267.6919 | 1129.6598 | 1045.9513 | 2175.6111 | 2175.6111 | 2175.6111
0 | 0 | 0 |  | 0 |  | 0 | 0 | 0
Total | 1084766768.0446 | 1156320.3804 | 70022.4 | 652904.7049 | 157179.4419 | 6156034.5373 | 12423090.2668 | 18579124.804 | 18579124.804 | 18368984.164
Less Transformer Allowances:
GS 50 to 999 kW (I1 & I4) | [7 empty] | -70809.84
GS 1,000 to 4,999 kW (I2) | [7 empty] | -99008.64
Large Use (I3) | [7 empty] | -40322.16
Net Revenue At Existing Rates | [7 empty] | 18368984.164
Budgeted Revenue Offsets | [7 empty] | 1605753.7972
Total Revenue | [7 empty] | 19974737.9612
Revenue Requirement | [7 empty] | 24378026.3876
Revenue Deficiency | [7 empty] | 4403288.4264