## 2010
Program | Measure | Units | Equipment Life | Free Rider Rate | Adjustment Factor | Gross Natural Gas Savings (m3)/Unit | Gross Water Savings (L)/Unit | Gross Electricity Savings (kWh)/Unit | Gross Incremental Cost ($)/Unit | Net LRAM TRC ($) | Net Cumulative Natural Gas Savings (m3)
Residential New Homes | Faucet Aerator - Bath - 1.5gpm | 57 | 10 | 33% | 100% | 6 | 2004 | 0 | 0.55 | 1569.6314 | 2291.4
Residential New Homes | Faucet Aerator - Kitchen - 1.5gpm | 55 | 10 | 33% | 100% | 19 | 6201 | 0 | 1.39 | 4734.8636 | 7001.5
Residential New Homes | Showerhead - 1.25gpm | 66 | 10 | 10% | 100% | 44 | 13885 | 0 | 3.69 | 17254.9196 | 26136
Residential Existing Homes | ESK - Install - Faucet Aerator - Bath - 1.5 gpm | 695 | 10 | 33% | 36.63% | 6 | 2004 | 0 | 0.55 | 6848.1138 | 10234.028
Residential Existing Homes | ESK - Install - Faucet Aerator - Kitchen - 1.5 gpm | 695 | 10 | 33% | 50.49% | 23 | 7797 | 0 | 1.39 | 37263.87 | 54072.311
Residential Existing Homes | ESK - Install - Pipe Insulation - 2m | 695 | 10 | 4% | 100% | 18 | 0 | 0 | 2 | 26337.6029 | 120096
Residential Existing Homes | ESK - Install - Showerhead - 1.25gpm | 610 | 10 | 10% | 69.62% | 44 | 13885 | 0 | 3.69 | 110420.3014 | 168185.5219
Residential Existing Homes | ESK - Install - Showerhead - 1.25gpm exist 2.0-2.5 | 14 | 10 | 10% | 69.62% | 46 | 14294 | 0 | 3.69 | 2624.484 | 4035.4499
Residential Existing Homes | ESK - Install - Showerhead - 1.25gpm exist 2.6+ | 71 | 10 | 10% | 69.62% | 88 | 22580 | 0 | 3.69 | 22734.0723 | 39151.3838
Residential Existing Homes | ESK - Pull - Faucet Aerator - Bath - 1.5pgm | 47452 | 10 | 33% | 44.11% | 6 | 2004 | 0 | 0.55 | 566575.4111 | 841373.2132
Residential Existing Homes | ESK - Pull - Faucet Aerator - Kitchen - 1.5gpm | 47452 | 10 | 33% | 57.03% | 23 | 7797 | 0 | 1.39 | 2879698.9271 | 4170320.6722
Residential Existing Homes | ESK - Pull - Pipe Insulation - 2m | 47452 | 10 | 4% | 54.8% | 18 | 0 | 0 | 2 | 944268.4721 | 4493514.7621
Residential Existing Homes | ESK - Pull - Showerhead - 1.25gpm | 47452 | 10 | 10% | 50.83% | 44 | 13885 | 0 | 3.69 | 6228904.9191 | 9552270.3886
Residential Existing Homes | ESK - Push - Faucet Aerator - Bath - 1.5gpm | 23787 | 10 | 33% | 32.97% | 6 | 2004 | 0 | 0.55 | 210068.0166 | 315241.9317
Residential Existing Homes | ESK - Push - Faucet Aerator - Kitchen - 1.5gpm | 23787 | 10 | 33% | 45.44% | 23 | 7797 | 0 | 1.39 | 1145635.2315 | 1665606.1216
Residential Existing Homes | ESK - Push - Pipe Insulation - 2m | 23787 | 10 | 4% | 52.57% | 18 | 0 | 0 | 2 | 452230.9849 | 2160885.9243
Residential Existing Homes | ESK - Push - Showerhead - 1.25gpm | 23787 | 10 | 10% | 35.67% | 44 | 13885 | 0 | 3.69 | 2167666.5757 | 3360331.6166
Residential Existing Homes | Thermostat - Programmable | 8878 | 15 | 43% | 100% | 53 | 0 | 54 | 25 | 888711.1364 | 4023065.7
Low Income | HHC - Faucet Aerator - Bath - 1.0gpm | 14443 | 10 | 1% | 84.6% | 10 | 3435 | 0 | 0.55 | 847808.9665 | 1209659.022
Low Income | HHC - Faucet Aerator - Kitchen - 1.5gpm | 14508 | 10 | 1% | 88.36% | 23 | 7797 | 0 | 1.3 | 2027857.701 | 2918947.5058
Low Income | HHC - Pipe Insulation - 2m | 14542 | 10 | 1% | 94% | 18 | 0 | 0 | 2 | 532476.7312 | 2435901.336
Low Income | HHC - Showerhead - 1.25gpm exist 2.0-2.5 | 4317 | 10 | 1% | 83.2% | 46 | 14294 | 0 | 3.69 | 1066843.5141 | 1635668.4218
Low Income | HHC - Showerhead - 1.25gpm exist 2.6+ | 10067 | 10 | 1% | 83.2% | 88 | 22580 | 0 | 3.69 | 4244265.5948 | 7296895.5506
Low Income | Thermostat - Programmable - HHC | 6395 | 15 | 1% | 100% | 53 | 0 | 54 | 26.95 | 1099504.8851 | 5033184.75
Low Income | Weatherization | 1 | 23 | 0% | 100% | 437 | 0 | 152 | 1028.35 | 707.1602 | 10051
Low Income | Weatherization | 1 | 23 | 0% | 100% | 617 | 0 | 174 | 1203.35 | 1209.0089 | 14191
Low Income | Weatherization | 1 | 23 | 0% | 100% | 477 | 0 | 183 | 1167.35 | 743.0091 | 10971
Low Income | Weatherization | 1 | 23 | 0% | 100% | 510 | 0 | 165 | 1052.358 | 961.4685 | 11730
Low Income | Weatherization | 1 | 23 | 0% | 100% | 427 | 0 | 174 | 1167.35 | 552.2918 | 9821
Low Income | Weatherization | 1 | 23 | 0% | 100% | 691 | 0 | 229 | 1003 | 1730.63 | 15893
Low Income | Weatherization | 1 | 23 | 0% | 100% | 351 | 0 | 173 | 1003 | 438.619 | 8073
Low Income | Weatherization | 1 | 23 | 0% | 100% | 416 | 0 | 174 | 1028.35 | 651.1871 | 9568
Low Income | Weatherization | 1 | 23 | 0% | 100% | 373 | 0 | 156 | 991 | 514.9176 | 8579
Low Income | Weatherization | 1 | 23 | 0% | 100% | 562 | 0 | 169 | 1028.35 | 1178.8059 | 12926
Low Income | Weatherization | 1 | 23 | 0% | 100% | 600 | 0 | 173 | 1167.35 | 1182.0931 | 13800
Low Income | Weatherization | 1 | 23 | 0% | 100% | 701 | 0 | 234 | 1703.3 | 1071.4684 | 16123
Low Income | Weatherization | 1 | 23 | 0% | 100% | 385 | 0 | 174 | 1167.35 | 399.1648 | 8855
Low Income | Weatherization | 1 | 23 | 0% | 100% | 633 | 0 | 225 | 1586.3 | 932.1252 | 14559
Low Income | Weatherization | 1 | 23 | 0% | 100% | 398 | 0 | 178 | 1052.35 | 565.305 | 9154
Low Income | Weatherization | 1 | 23 | 0% | 100% | 440 | 0 | 192 | 1125.75 | 658.1349 | 10120
Low Income | Weatherization | 1 | 23 | 0% | 100% | 413 | 0 | 175 | 1052.35 | 617.1854 | 9499
Low Income | Weatherization | 1 | 23 | 0% | 100% | 332 | 0 | 182 | 991 | 389.7706 | 7636
Low Income | Weatherization | 1 | 23 | 0% | 100% | 681 | 0 | 241 | 1586.3 | 1122.1023 | 15663
Low Income | Weatherization | 1 | 23 | 0% | 100% | 585 | 0 | 173 | 1052.35 | 1242.4049 | 13455
Low Income | Weatherization | 1 | 23 | 0% | 100% | 439 | 0 | 166 | 1003 | 752.9049 | 10097
Low Income | Weatherization | 1 | 23 | 0% | 100% | 476 | 0 | 195 | 1146.35 | 771.5943 | 10948
Low Income | Weatherization | 1 | 23 | 0% | 100% | 616 | 0 | 204 | 1215.35 | 1221.4408 | 14168
Low Income | Weatherization | 1 | 23 | 0% | 100% | 310 | 0 | 149 | 1028.35 | 241.3257 | 7130
Low Income | Weatherization | 1 | 23 | 0% | 100% | 428 | 0 | 170 | 1167.35 | 552.194 | 9844
Low Income | Weatherization | 1 | 23 | 0% | 100% | 647 | 0 | 192 | 1591 | 947.582 | 14881
Low Income | Weatherization | 1 | 23 | 0% | 100% | 436 | 0 | 167 | 1028.35 | 717.5532 | 10028
Low Income | Weatherization | 1 | 23 | 0% | 100% | 481 | 0 | 199 | 1215.35 | 724.5674 | 11063
Low Income | Weatherization | 1 | 23 | 0% | 100% | 456 | 0 | 193 | 1121.35 | 721.8049 | 10488
Low Income | Weatherization | 1 | 23 | 0% | 100% | 374 | 0 | 181 | 1003 | 529.9616 | 8602
Low Income | Weatherization | 1 | 23 | 0% | 100% | 302 | 0 | 174 | 1003 | 260.9068 | 6946
Low Income | Weatherization | 1 | 23 | 0% | 100% | 412 | 0 | 196 | 1027 | 658.544 | 9476
Low Income | Weatherization | 1 | 23 | 0% | 100% | 660 | 0 | 239 | 1610.3 | 1019.667 | 15180
Low Income | Weatherization | 1 | 23 | 0% | 100% | 648 | 0 | 235 | 1610.3 | 972.1727 | 14904
Low Income | Weatherization | 1 | 23 | 0% | 100% | 650 | 0 | 227 | 1586.3 | 995.977 | 14950
Low Income | Weatherization | 1 | 23 | 0% | 100% | 462 | 0 | 182 | 1100 | 754.735 | 10626
Low Income | Weatherization | 1 | 23 | 0% | 100% | 350 | 0 | 165 | 1167.35 | 263.1357 | 8050
Low Income | Weatherization | 1 | 23 | 0% | 100% | 678 | 0 | 161 | 1703.3 | 919.2906 | 15594
Low Income | Weatherization | 1 | 23 | 0% | 100% | 572 | 0 | 215 | 1596.5 | 690.1673 | 13156
Low Income | Weatherization | 1 | 23 | 0% | 100% | 430 | 0 | 165 | 1028.35 | 693.8061 | 9890
Low Income | Weatherization | 1 | 23 | 0% | 100% | 698 | 0 | 239 | 1634.3 | 1134.2104 | 16054
Low Income | Weatherization | 1 | 23 | 0% | 100% | 377 | 0 | 175 | 1167.35 | 370.9337 | 8671
Low Income | Weatherization | 1 | 23 | 0% | 100% | 585 | 0 | 222 | 1465.75 | 874.8652 | 13455
Low Income | Weatherization | 1 | 23 | 0% | 100% | 462 | 0 | 161 | 1012.75 | 822.3305 | 10626
Low Income | Weatherization | 1 | 23 | 0% | 100% | 507 | 0 | 161 | 1028.35 | 970.7951 | 11661
Low Income | Weatherization | 1 | 23 | 0% | 100% | 739 | 0 | 191 | 1191.35 | 1681.717 | 16997
Low Income | Weatherization | 1 | 23 | 0% | 100% | 695 | 0 | 172 | 1085.85 | 1609.0157 | 15985
Low Income | Weatherization | 1 | 23 | 0% | 100% | 358 | 0 | 105 | 1050 | 353.4972 | 8234
Low Income | Weatherization | 1 | 23 | 0% | 100% | 432 | 0 | 174 | 1167.35 | 570.5212 | 9936
Low Income | Weatherization | 1 | 23 | 0% | 100% | 1027 | 0 | 243 | 2440.3 | 1531.4485 | 23621
Low Income | Weatherization | 1 | 23 | 0% | 100% | 667 | 0 | 230 | 1586.3 | 1060.7648 | 15341
Low Income | Weatherization | 1 | 23 | 0% | 100% | 340 | 0 | 173 | 1028.35 | 373.1643 | 7820
Low Income | Weatherization | 1 | 23 | 0% | 100% | 466 | 0 | 184 | 1215.35 | 655.8404 | 10718
Low Income | Weatherization | 1 | 23 | 0% | 100% | 399 | 0 | 176 | 1028.35 | 591.079 | 9177
Low Income | Weatherization | 1 | 23 | 0% | 100% | 491 | 0 | 165 | 1100.35 | 844.2048 | 11293
Low Income | Weatherization | 1 | 23 | 0% | 100% | 720 | 0 | 175 | 1100.35 | 1688.4705 | 16560
Low Income | Weatherization | 1 | 23 | 0% | 100% | 1361 | 0 | 286 | 2168.3 | 3061.4172 | 31303
Low Income | Weatherization | 1 | 23 | 0% | 100% | 486 | 0 | 133 | 1315.8 | 580.5757 | 11178
Low Income | Weatherization | 1 | 23 | 0% | 100% | 507 | 0 | 179 | 1052.35 | 963.6418 | 11661
Low Income | Weatherization | 1 | 23 | 0% | 100% | 510 | 0 | 178 | 1052.35 | 973.6435 | 11730
Low Income | Weatherization | 1 | 23 | 0% | 100% | 374 | 0 | 171 | 952 | 571.6024 | 8602
Low Income | Weatherization | 1 | 23 | 0% | 100% | 485 | 0 | 156 | 1052.35 | 861.9061 | 11155
Low Income | Weatherization | 1 | 23 | 0% | 100% | 511 | 0 | 196 | 1153.8 | 892.6861 | 11753
Low Income | Weatherization | 1 | 23 | 0% | 100% | 723 | 0 | 237 | 1603.3 | 1254.4855 | 16629
Low Income | Weatherization | 1 | 23 | 0% | 100% | 308 | 0 | 162 | 1022.5 | 252.051 | 7084
Low Income | Weatherization | 1 | 23 | 0% | 100% | 667 | 0 | 259 | 1684 | 990.2066 | 15341
Low Income | Weatherization | 1 | 23 | 0% | 100% | 430 | 0 | 175 | 1028.35 | 703.1653 | 9890
Low Income | Weatherization | 1 | 23 | 0% | 100% | 410 | 0 | 229 | 1658.3 | 50.8378 | 9430
Low Income | Weatherization | 1 | 23 | 0% | 100% | 654 | 0 | 241 | 1586.3 | 1023.6635 | 15042
Low Income | Weatherization | 1 | 23 | 0% | 100% | 634 | 0 | 226 | 1579.3 | 943.707 | 14582
Low Income | Weatherization | 1 | 23 | 0% | 100% | 430 | 0 | 179 | 1003 | 732.2591 | 9890
Low Income | Weatherization | 1 | 23 | 0% | 100% | 317 | 0 | 172 | 1028.35 | 288.3732 | 7291
Low Income | Weatherization | 1 | 23 | 0% | 100% | 329 | 0 | 176 | 1052.35 | 311.8674 | 7567
Low Income | Weatherization | 1 | 23 | 0% | 100% | 505 | 0 | 133 | 1448.4 | 517.2474 | 11615
Low Income | Weatherization | 1 | 23 | 0% | 100% | 401 | 0 | 174 | 1028.35 | 596.4989 | 9223
Low Income | Weatherization | 1 | 23 | 0% | 100% | 452 | 0 | 176 | 1028.35 | 784.3106 | 10396
Low Income | Weatherization | 1 | 23 | 0% | 100% | 410 | 0 | 182 | 1003 | 662.1492 | 9430
Low Income | Weatherization | 1 | 23 | 0% | 100% | 678 | 0 | 246 | 1508 | 1194.1443 | 15594
Low Income | Weatherization | 1 | 23 | 0% | 100% | 608 | 0 | 240 | 1474.3 | 967.0171 | 13984
Low Income | Weatherization | 1 | 23 | 0% | 100% | 487 | 0 | 154 | 1028.35 | 891.326 | 11201
Low Income | Weatherization | 1 | 23 | 0% | 100% | 537 | 0 | 195 | 1177.5 | 962.843 | 12351
Low Income | Weatherization | 1 | 23 | 0% | 100% | 553 | 0 | 196 | 1208.25 | 991.363 | 12719
Low Income | Weatherization | 1 | 23 | 0% | 100% | 437 | 0 | 176 | 1028.35 | 729.6224 | 10051
Low Income | Weatherization | 1 | 23 | 0% | 100% | 479 | 0 | 177 | 1052.35 | 859.6853 | 11017
Low Income | Weatherization | 1 | 23 | 0% | 100% | 416 | 0 | 158 | 1052.35 | 612.2123 | 9568
Low Income | Weatherization | 1 | 23 | 0% | 100% | 472 | 0 | 202 | 1215.35 | 694.5623 | 10856
Low Income | Weatherization | 1 | 23 | 0% | 100% | 893 | 0 | 244 | 1762.2 | 1721.9366 | 20539
Low Income | Weatherization | 1 | 23 | 0% | 100% | 423 | 0 | 167 | 1167.35 | 531.1568 | 9729
Low Income | Weatherization | 1 | 23 | 0% | 100% | 374 | 0 | 177 | 1052.35 | 476.8679 | 8602
Low Income | Weatherization | 1 | 23 | 0% | 100% | 813 | 0 | 185 | 1539.35 | 1597.8965 | 18699
Low Income | Weatherization | 1 | 23 | 0% | 100% | 625 | 0 | 177 | 1028.35 | 1415.9837 | 14375
Low Income | Weatherization | 1 | 23 | 0% | 100% | 851 | 0 | 232 | 1586.3 | 1733.4785 | 19573
Low Income | Weatherization | 1 | 23 | 0% | 100% | 383 | 0 | 179 | 1003 | 560.9027 | 8809
Low Income | Weatherization | 1 | 23 | 0% | 100% | 623 | 0 | 172 | 1167.35 | 1265.0124 | 14329
Low Income | Weatherization | 1 | 23 | 0% | 100% | 1270 | 0 | 232 | 1586.3 | 3261.1021 | 29210
Low Income | Weatherization | 1 | 23 | 0% | 100% | 349 | 0 | 171 | 1052.35 | 380.1054 | 8027
Low Income | Weatherization | 1 | 23 | 0% | 100% | 461 | 0 | 193 | 1123.35 | 738.0343 | 10603
Low Income | Weatherization | 1 | 23 | 0% | 100% | 575 | 0 | 173 | 1167.35 | 1090.9461 | 13225
Low Income | Weatherization | 1 | 23 | 0% | 100% | 424 | 0 | 230 | 1610.3 | 150.816 | 9752
Low Income | Weatherization | 1 | 23 | 0% | 100% | 891 | 0 | 238 | 1610.3 | 1860.9292 | 20493
Low Income | Weatherization | 1 | 23 | 0% | 100% | 426 | 0 | 173 | 1052.35 | 662.71 | 9798
Low Income | Weatherization | 1 | 23 | 0% | 100% | 1378 | 0 | 166 | 2574 | 2605.386 | 31694
Low Income | Weatherization | 1 | 23 | 0% | 100% | 1414 | 0 | 195 | 2925 | 2412.7795 | 32522
Low Income | Weatherization | 1 | 23 | 0% | 100% | 1169 | 0 | 173 | 2760 | 1663.9486 | 26887
Low Income | Weatherization | 1 | 23 | 0% | 100% | 1055 | 0 | 156 | 2510 | 1482.4076 | 24265
Low Income | Weatherization | 1 | 23 | 0% | 100% | 1508 | 0 | 180 | 2831 | 2835.4533 | 34684
Low Income | Weatherization | 1 | 23 | 0% | 100% | 999 | 0 | 180 | 2781 | 1029.7005 | 22977
Low Income | Weatherization | 1 | 23 | 0% | 100% | 1426 | 0 | 189 | 3123 | 2252.9145 | 32798
Low Income | Weatherization | 1 | 23 | 0% | 100% | 1502 | 0 | 145 | 2496 | 3115.8206 | 34546
Low Income | Weatherization | 1 | 23 | 0% | 100% | 1600 | 0 | 194 | 2916.75 | 3098.2272 | 36800
Low Income | Weatherization | 1 | 23 | 0% | 100% | 1055 | 0 | 139 | 2440 | 1536.4968 | 24265
Low Income | Weatherization | 1 | 23 | 0% | 100% | 920 | 0 | 115 | 2253 | 1208.8409 | 21160
Low Income | Weatherization | 1 | 23 | 0% | 100% | 1010 | 0 | 163 | 2583 | 1251.8945 | 23230
Low Income | Weatherization | 1 | 23 | 0% | 100% | 1259 | 0 | 184 | 2960 | 1802.373 | 28957
Low Income | Weatherization | 1 | 23 | 0% | 100% | 1563 | 0 | 203 | 3230 | 2658.503 | 35949
Low Income | Weatherization | 1 | 23 | 0% | 100% | 1367 | 0 | 165 | 2590 | 2548.3454 | 31441
Low Income | Weatherization | 1 | 23 | 0% | 100% | 1421 | 0 | 183 | 2643 | 2709.0696 | 32683
Low Income | Weatherization | 1 | 23 | 0% | 100% | 1020 | 0 | 151 | 2291 | 1569.1222 | 23460
Low Income | Weatherization | 1 | 23 | 0% | 100% | 1102 | 0 | 176 | 2720 | 1462.4825 | 25346
Low Income | Weatherization | 1 | 23 | 0% | 100% | 1145 | 0 | 170 | 2640 | 1693.6397 | 26335
Low Income | Weatherization | 1 | 23 | 0% | 100% | 1157 | 0 | 185 | 2594 | 1797.4292 | 26611
Low Income | Weatherization | 1 | 23 | 0% | 100% | 1472 | 0 | 161 | 2496 | 3021.4191 | 33856
Low Income | Weatherization | 1 | 23 | 0% | 100% | 1963 | 0 | 214 | 2925 | 4432.1501 | 45149
Low Income | Weatherization | 1 | 23 | 0% | 100% | 1353 | 0 | 187 | 2990 | 2117.8935 | 31119
Low Income | Weatherization | 1 | 23 | 0% | 100% | 1078 | 0 | 143 | 2540 | 1524.0958 | 24794
Low Income | Weatherization | 1 | 23 | 0% | 100% | 1448 | 0 | 188 | 2925 | 2530.188 | 33304
Low Income | Weatherization | 1 | 23 | 0% | 100% | 1503 | 0 | 207 | 2925 | 2748.4939 | 34569
Low Income | Weatherization | 1 | 23 | 0% | 100% | 1876 | 0 | 197 | 2916.75 | 4107.2978 | 43148
Low Income | Weatherization | 1 | 23 | 0% | 100% | 1001 | 0 | 118 | 2296 | 1463.9649 | 23023
Low Income | Weatherization | 1 | 23 | 0% | 100% | 1321 | 0 | 191 | 3032.4 | 1962.569 | 30383
Low Income | Weatherization | 1 | 23 | 0% | 100% | 1217 | 0 | 189 | 2790 | 1823.9257 | 27991
Low Income | Weatherization | 1 | 23 | 0% | 100% | 978 | 0 | 155 | 2870 | 840.7389 | 22494
Low Income | Weatherization | 1 | 23 | 0% | 100% | 1079 | 0 | 148 | 2587 | 1485.4213 | 24817
Low Income | Weatherization | 1 | 23 | 0% | 100% | 1044 | 0 | 139 | 2640 | 1296.3922 | 24012
Commercial New Buildings | CEE Tier 2 Front-Loading Clothes Washer | 3 | 11 | 10% | 100% | 117 | 58121 | 396 | 600 | 2161.5293 | 3474.9
Commercial New Buildings | Condensing Gas Water Heater - 1000 gal/day | 11 | 13 | 5% | 100% | 1551 | 0 | 0 | 2230 | 20808.2866 | 210703.35
Commercial New Buildings | DCKV Fast Casual (< 5000 cfm) | 2 | 15 | 5% | 100% | 4801 | 0 | 13521 | 10000 | 28180.5137 | 136828.5
Commercial New Buildings | DCKV Full Menu (5000 - 9999 cfm) | 4 | 15 | 5% | 100% | 11486 | 0 | 30901 | 15000 | 164508.4183 | 654702
Commercial New Buildings | Rooftop Unit | 91 | 15 | 5% | 100% | 255 | 0 | 0 | 375 | 33694.6707 | 330671.25
Commercial New Buildings | Condensing Boiler - 300 to 999 MBtu/h | 1 | 25 | 5% | 100% | 4149.6 | 0 | 0 | 4788 | 10252.4763 | 98553
Commercial New Buildings | Condensing Boiler - 300 to 999 MBtu/h | 2 | 25 | 5% | 100% | 4149.6 | 0 | 0 | 4788 | 20504.9525 | 197106
Commercial New Buildings | Condensing Boiler - 300 to 999 MBtu/h | 2 | 25 | 5% | 100% | 4149.6 | 0 | 0 | 4788 | 20504.9525 | 197106
Commercial New Buildings | Condensing Boiler - 300 to 999 MBtu/h | 2 | 25 | 5% | 100% | 4149.6 | 0 | 0 | 4788 | 20504.9525 | 197106
Commercial New Buildings | Condensing Boiler - 300 to 999 MBtu/h | 2 | 25 | 5% | 100% | 4149.6 | 0 | 0 | 4788 | 20504.9525 | 197106
Commercial New Buildings | Condensing Boiler - 300 to 999 MBtu/h | 3 | 25 | 5% | 100% | 4149.6 | 0 | 0 | 4788 | 30757.4288 | 295659
Commercial New Buildings | Condensing Boiler - 300 to 999 MBtu/h | 3 | 25 | 5% | 100% | 4149.6 | 0 | 0 | 4788 | 30757.4288 | 295659
Commercial New Buildings | Condensing Boiler - 300 to 999 MBtu/h | 4 | 25 | 5% | 100% | 4149.6 | 0 | 0 | 4788 | 41009.9051 | 394212
Commercial New Buildings | Condensing Boiler - 300 to 999 MBtu/h | 1 | 25 | 5% | 100% | 4160 | 0 | 0 | 4800 | 10278.1717 | 98800
Commercial New Buildings | Condensing Boiler - 300 to 999 MBtu/h | 2 | 25 | 5% | 100% | 4160 | 0 | 0 | 4800 | 20556.3434 | 197600
Commercial New Buildings | Condensing Boiler - 300 to 999 MBtu/h | 3 | 25 | 5% | 100% | 5200 | 0 | 0 | 6000 | 38543.1438 | 370500
Commercial New Buildings | Condensing Boiler - 300 to 999 MBtu/h | 2 | 25 | 5% | 100% | 6510.4 | 0 | 0 | 7512 | 32170.6774 | 309244
Commercial New Buildings | Condensing Boiler - 300 to 999 MBtu/h | 2 | 25 | 5% | 100% | 7800 | 0 | 0 | 9000 | 38543.1438 | 370500
Commercial New Buildings | Condensing Boiler - 300 to 999 MBtu/h | 2 | 25 | 5% | 100% | 7800 | 0 | 0 | 9000 | 38543.1438 | 370500
Commercial New Buildings | Condensing Boiler - 300 to 999 MBtu/h | 2 | 25 | 5% | 100% | 8320 | 0 | 0 | 9600 | 41112.6868 | 395200
Commercial New Buildings | Condensing Boiler - 300 to 999 MBtu/h | 3 | 25 | 5% | 100% | 8684 | 0 | 0 | 10020 | 64367.0502 | 618735
Commercial New Buildings | Condensing Boiler - 300 to 999 MBtu/h | 2 | 25 | 5% | 100% | 8944 | 0 | 0 | 10320 | 44196.1383 | 424840
Commercial New Buildings | Condensing Boiler - => 1,000 MBtu/h | 1 | 25 | 5% | 100% | 10400 | 0 | 0 | 12000 | 25695.4292 | 247000
Commercial New Buildings | Condensing Boiler - => 1,000 MBtu/h | 2 | 25 | 5% | 100% | 10920 | 0 | 0 | 12600 | 53960.4014 | 518700
Commercial New Buildings | Condensing Boiler - => 1,000 MBtu/h | 2 | 25 | 5% | 100% | 10920 | 0 | 0 | 12600 | 53960.4014 | 518700
Commercial New Buildings | Condensing Boiler - => 1,000 MBtu/h | 2 | 25 | 5% | 100% | 10920 | 0 | 0 | 12600 | 53960.4014 | 518700
Commercial New Buildings | Condensing Boiler - => 1,000 MBtu/h | 2 | 25 | 5% | 100% | 10920 | 0 | 0 | 12600 | 53960.4014 | 518700
Commercial New Buildings | Condensing Boiler - => 1,000 MBtu/h | 2 | 25 | 5% | 100% | 10920 | 0 | 0 | 12600 | 53960.4014 | 518700
Commercial New Buildings | Condensing Boiler - => 1,000 MBtu/h | 4 | 25 | 5% | 100% | 10920 | 0 | 0 | 12600 | 107920.8028 | 1037400
Commercial New Buildings | Condensing Boiler - => 1,000 MBtu/h | 2 | 25 | 5% | 100% | 13000 | 0 | 0 | 15000 | 64238.5731 | 617500
Commercial New Buildings | Condensing Boiler - => 1,000 MBtu/h | 2 | 25 | 5% | 100% | 13197.6 | 0 | 0 | 15228 | 65214.9994 | 626886
Commercial New Buildings | Condensing Boiler - => 1,000 MBtu/h | 1 | 25 | 5% | 100% | 14976 | 0 | 0 | 17280 | 37001.4181 | 355680
Commercial New Buildings | Condensing Boiler - => 1,000 MBtu/h | 2 | 25 | 5% | 100% | 15600 | 0 | 0 | 18000 | 77086.2877 | 741000
Commercial New Buildings | Condensing Boiler - => 1,000 MBtu/h | 2 | 25 | 5% | 100% | 15600 | 0 | 0 | 18000 | 77086.2877 | 741000
Commercial New Buildings | Condensing Boiler - => 1,000 MBtu/h | 2 | 25 | 5% | 100% | 15600 | 0 | 0 | 18000 | 77086.2877 | 741000
Commercial New Buildings | Condensing Boiler - => 1,000 MBtu/h | 2 | 25 | 5% | 100% | 15600 | 0 | 0 | 18000 | 77086.2877 | 741000
Commercial New Buildings | Condensing Boiler - => 1,000 MBtu/h | 1 | 25 | 5% | 100% | 19760 | 0 | 0 | 22800 | 48821.3155 | 469300
Commercial New Buildings | Condensing Boiler - => 1,000 MBtu/h | 2 | 25 | 5% | 100% | 20800 | 0 | 0 | 24000 | 102781.7169 | 988000
Commercial New Buildings | Condensing Boiler - => 1,000 MBtu/h | 2 | 25 | 5% | 100% | 20800 | 0 | 0 | 24000 | 102781.7169 | 988000
Commercial New Buildings | Condensing Boiler - => 1,000 MBtu/h | 3 | 25 | 5% | 100% | 21226.4 | 0 | 0 | 24492 | 157333.1132 | 1512381
Commercial New Buildings | Condensing Boiler - => 1,000 MBtu/h | 1 | 25 | 5% | 100% | 22464 | 0 | 0 | 25920 | 55502.1271 | 533520
Commercial New Buildings | Condensing Boiler - => 1,000 MBtu/h | 2 | 25 | 5% | 100% | 22880 | 0 | 0 | 26400 | 113059.8886 | 1086800
Commercial New Buildings | Condensing Boiler - => 1,000 MBtu/h | 6 | 25 | 5% | 100% | 26000 | 0 | 0 | 30000 | 385431.4385 | 3705000
Commercial New Buildings | Condensing Boiler - => 1,000 MBtu/h | 2 | 25 | 5% | 100% | 31200 | 0 | 0 | 36000 | 154172.5754 | 1482000
Commercial New Buildings | Condensing Boiler - up to 299 MBtu/h | 2 | 25 | 5% | 100% | 1289.6 | 0 | 0 | 1488 | 6372.4664 | 61256
Commercial New Buildings | Condensing Boiler - up to 299 MBtu/h | 4 | 25 | 5% | 100% | 1560 | 0 | 0 | 1800 | 15417.2575 | 148200
Commercial New Buildings | Condensing Boiler - up to 299 MBtu/h | 1 | 25 | 5% | 100% | 1768 | 0 | 0 | 2040 | 4368.223 | 41990
Commercial New Buildings | Condensing Boiler - up to 299 MBtu/h | 1 | 25 | 5% | 100% | 2059.2 | 0 | 0 | 2376 | 5087.695 | 48906
Commercial New Buildings | Condensing Boiler - up to 299 MBtu/h | 1 | 25 | 5% | 100% | 2069.6 | 0 | 0 | 2388 | 5113.3904 | 49153
Commercial New Buildings | Condensing Boiler - up to 299 MBtu/h | 1 | 25 | 5% | 100% | 2069.6 | 0 | 0 | 2388 | 5113.3904 | 49153
Commercial New Buildings | Condensing Boiler - up to 299 MBtu/h | 3 | 25 | 5% | 100% | 2080 | 0 | 0 | 2400 | 15417.2575 | 148200
Commercial New Buildings | Condensing Boiler - up to 299 MBtu/h | 3 | 25 | 5% | 100% | 2184 | 0 | 0 | 2520 | 16188.1204 | 155610
Commercial New Buildings | Condensing Boiler - up to 299 MBtu/h | 2 | 25 | 5% | 100% | 2548 | 0 | 0 | 2940 | 12590.7603 | 121030
Commercial New Buildings | Condensing Boiler - up to 299 MBtu/h | 2 | 25 | 5% | 100% | 2964 | 0 | 0 | 3420 | 14646.3947 | 140790
Commercial New Buildings | ERV -1-up to 1000 cfm High-MF,Healthcare,NursingHm | 1 | 14 | 5% | 100% | 2596.59 | 0 | 0 | 1431 | 5761.387 | 34534.647
Commercial New Buildings | ERV -1-up to 1000 cfm High-MF,Healthcare,NursingHm | 1 | 14 | 5% | 100% | 3462.13 | 0 | 0 | 1908 | 7681.8767 | 46046.329
Commercial New Buildings | ERV -1-up to 1000 cfm High-MF,Healthcare,NursingHm | 1 | 14 | 5% | 100% | 4068 | 0 | 0 | 2241.9 | 9026.1976 | 54104.4
Commercial New Buildings | ERV -1-up to 1000 cfm High-MF,Healthcare,NursingHm | 1 | 14 | 5% | 100% | 4327.66 | 0 | 0 | 2385 | 9602.339 | 57557.878
Commercial New Buildings | ERV -1-up to 1000 cfm High-MF,Healthcare,NursingHm | 1 | 14 | 5% | 100% | 5193.19 | 0 | 0 | 2862 | 11522.8014 | 69069.427
Commercial New Buildings | ERV -2-1001 to 4999 cfm High-MF,Healthcare,Nursing | 1 | 14 | 5% | 100% | 6347.2317 | 0 | 0 | 3498 | 14083.4225 | 84418.1817
Commercial New Buildings | ERV -2-1001 to 4999 cfm High-MF,Healthcare,Nursing | 1 | 14 | 5% | 100% | 6347.2317 | 0 | 0 | 3498 | 14083.4225 | 84418.1817
Commercial New Buildings | ERV -2-1001 to 4999 cfm High-MF,Healthcare,Nursing | 1 | 14 | 5% | 100% | 6635.7422 | 0 | 0 | 3657 | 14723.578 | 88255.3718
Commercial New Buildings | ERV -2-1001 to 4999 cfm High-MF,Healthcare,Nursing | 1 | 14 | 5% | 100% | 6924.2528 | 0 | 0 | 3816 | 15363.7336 | 92092.5619
Commercial New Buildings | ERV -2-1001 to 4999 cfm High-MF,Healthcare,Nursing | 1 | 14 | 5% | 100% | 6924.2528 | 0 | 0 | 3816 | 15363.7336 | 92092.5619
Commercial New Buildings | ERV -2-1001 to 4999 cfm High-MF,Healthcare,Nursing | 1 | 14 | 5% | 100% | 9520.8476 | 0 | 0 | 5247 | 21125.1337 | 126627.2726
Commercial New Buildings | ERV -2-1001 to 4999 cfm High-MF,Healthcare,Nursing | 1 | 14 | 5% | 100% | 9809.3581 | 0 | 0 | 5406 | 21765.2893 | 130464.4626
Commercial New Buildings | ERV -2-1001 to 4999 cfm High-MF,Healthcare,Nursing | 1 | 14 | 5% | 100% | 11540.4213 | 0 | 0 | 6360 | 25606.2227 | 153487.6031
Commercial New Buildings | ERV -2-1001 to 4999 cfm High-MF,Healthcare,Nursing | 2 | 14 | 5% | 100% | 6058.7212 | 0 | 0 | 3339 | 26886.5338 | 161161.9833
Commercial New Buildings | ERV -2-1001 to 4999 cfm High-MF,Healthcare,Nursing | 1 | 14 | 5% | 100% | 12405.9529 | 0 | 0 | 6837 | 27526.6894 | 164999.1733
Commercial New Buildings | ERV -2-1001 to 4999 cfm High-MF,Healthcare,Nursing | 1 | 14 | 5% | 100% | 15233.3561 | 0 | 0 | 8395.2 | 33800.2139 | 202603.6361
Commercial New Buildings | ERV -2-1001 to 4999 cfm High-MF,Healthcare,Nursing | 1 | 14 | 5% | 100% | 16156.5898 | 0 | 0 | 8904 | 35848.7118 | 214882.6444
Commercial New Buildings | ERV -2-1001 to 4999 cfm High-MF,Healthcare,Nursing | 2 | 14 | 5% | 100% | 11540.4213 | 0 | 0 | 6360 | 51212.4454 | 306975.2062
Commercial New Buildings | ERV -2-1001 to 4999 cfm High-MF,Healthcare,Nursing | 1 | 14 | 5% | 100% | 23080.8426 | 0 | 0 | 12720 | 51212.4454 | 306975.2062
Commercial New Buildings | ERV -2-1001 to 4999 cfm High-MF,Healthcare,Nursing | 1 | 14 | 5% | 100% | 27697.0111 | 0 | 0 | 15264 | 61454.9344 | 368370.2475
Commercial New Buildings | ERV -2-1001 to 4999 cfm High-MF,Healthcare,Nursing | 3 | 14 | 5% | 100% | 13848.5055 | 0 | 0 | 7632 | 92182.4016 | 552555.3712
Commercial New Buildings | ERV -2-1001 to 4999 cfm High-MF,Healthcare,Nursing | 2 | 14 | 5% | 100% | 21234.3752 | 0 | 0 | 11702.4 | 94230.8995 | 564834.3795
Commercial New Buildings | ERV -2-1001 to 4999 cfm High-MF,Healthcare,Nursing | 1 | 14 | 5% | 100% | 100482.4481 | 0 | 0 | 55376.52 | 222953.3809 | 1336416.5603
Commercial New Buildings | ERV -2-1001 to 4999 cfm High-MF,Healthcare,Nursing | 1 | 14 | 5% | 100% | 124348.0394 | 0 | 0 | 68529 | 275907.0494 | 1653828.9235
Commercial New Buildings | ERV -2-1001 to 4999 cfm High-MF,Healthcare,Nursing | 8 | 14 | 5% | 100% | 22503.8215 | 0 | 0 | 12402 | 399457.0738 | 2394406.6085
Commercial New Buildings | ERV -2-1001 to 4999 cfm High-MF,Healthcare,Nursing | 9 | 14 | 5% | 100% | 20772.7583 | 0 | 0 | 11448 | 414820.8074 | 2486499.1704
Commercial New Buildings | ERV -3-up to 1000 cfm Med-Hotel,Restaurant,Retail | 1 | 14 | 5% | 100% | 993.76 | 0 | 0 | 985.8 | 1788.7577 | 13217.008
Commercial New Buildings | ERV -3-up to 1000 cfm Med-Hotel,Restaurant,Retail | 1 | 14 | 5% | 100% | 1154.0421 | 0 | 0 | 1144.8 | 2077.2623 | 15348.7603
Commercial New Buildings | ERV -3-up to 1000 cfm Med-Hotel,Restaurant,Retail | 1 | 14 | 5% | 100% | 1602.8363 | 0 | 0 | 1590 | 2885.0865 | 21317.7227
Commercial New Buildings | ERV -3-up to 1000 cfm Med-Hotel,Restaurant,Retail | 1 | 14 | 5% | 100% | 2388.23 | 0 | 0 | 2369.1 | 4298.7896 | 31763.459
Commercial New Buildings | ERV -3-up to 1000 cfm Med-Hotel,Restaurant,Retail | 1 | 14 | 5% | 100% | 2564.54 | 0 | 0 | 2544 | 4616.1437 | 34108.382
Commercial New Buildings | ERV -3-up to 1000 cfm Med-Hotel,Restaurant,Retail | 1 | 14 | 5% | 100% | 2564.54 | 0 | 0 | 2544 | 4616.1437 | 34108.382
Commercial New Buildings | ERV -3-up to 1000 cfm Med-Hotel,Restaurant,Retail | 1 | 14 | 5% | 100% | 2692.76 | 0 | 0 | 2671.2 | 4846.9317 | 35813.708
Commercial New Buildings | ERV -3-up to 1000 cfm Med-Hotel,Restaurant,Retail | 1 | 14 | 5% | 100% | 2756.88 | 0 | 0 | 2734.8 | 4962.3531 | 36666.504
Commercial New Buildings | ERV -4-1001 to 4999 cfm Med-Hotel,Restaurnt,Retail | 1 | 14 | 5% | 100% | 3526.2398 | 0 | 0 | 3498 | 6347.1903 | 46898.9898
Commercial New Buildings | ERV -4-1001 to 4999 cfm Med-Hotel,Restaurnt,Retail | 1 | 14 | 5% | 100% | 3766.67 | 0 | 0 | 3736.5 | 6779.9662 | 50096.711
Commercial New Buildings | ERV -4-1001 to 4999 cfm Med-Hotel,Restaurnt,Retail | 1 | 14 | 5% | 100% | 5770.21 | 0 | 0 | 5724 | 10386.3096 | 76743.793
Commercial New Buildings | ERV -4-1001 to 4999 cfm Med-Hotel,Restaurnt,Retail | 1 | 14 | 5% | 100% | 7373.05 | 0 | 0 | 7314 | 13271.4062 | 98061.565
Commercial New Buildings | ERV -4-1001 to 4999 cfm Med-Hotel,Restaurnt,Retail | 1 | 14 | 5% | 100% | 9617.02 | 0 | 0 | 9540 | 17310.5251 | 127906.366
Commercial New Buildings | ERV -4-1001 to 4999 cfm Med-Hotel,Restaurnt,Retail | 1 | 14 | 5% | 100% | 9617.02 | 0 | 0 | 9540 | 17310.5251 | 127906.366
Commercial New Buildings | ERV -4-1001 to 4999 cfm Med-Hotel,Restaurnt,Retail | 2 | 14 | 5% | 100% | 5609.927 | 0 | 0 | 5565 | 20195.6054 | 149224.0586
Commercial New Buildings | ERV -4-1001 to 4999 cfm Med-Hotel,Restaurnt,Retail | 2 | 14 | 5% | 100% | 15707.8 | 0 | 0 | 15582 | 56547.719 | 417827.48
Commercial New Buildings | ERV -4-1001 to 4999 cfm Med-Hotel,Restaurnt,Retail | 3 | 14 | 5% | 100% | 12502.1231 | 0 | 0 | 12402 | 67511.0237 | 498834.7101
Commercial New Buildings | ERV -5-up to 1000 cfm Low-Office,Warehouse,School | 1 | 14 | 5% | 100% | 717.27 | 0 | 0 | 1113 | 909.677 | 9539.691
Commercial New Buildings | ERV -5-up to 1000 cfm Low-Office,Warehouse,School | 1 | 14 | 5% | 100% | 1024.67 | 0 | 0 | 1590 | 1299.5347 | 13628.111
Commercial New Buildings | ERV -5-up to 1000 cfm Low-Office,Warehouse,School | 1 | 14 | 5% | 100% | 1188.6176 | 0 | 0 | 1844.4 | 1507.4613 | 15808.614
Commercial New Buildings | ERV -5-up to 1000 cfm Low-Office,Warehouse,School | 1 | 14 | 5% | 100% | 1229.6044 | 0 | 0 | 1908 | 1559.4428 | 16353.7387
Commercial New Buildings | ERV -5-up to 1000 cfm Low-Office,Warehouse,School | 1 | 14 | 5% | 100% | 1280.84 | 0 | 0 | 1987.5 | 1624.4252 | 17035.172
Commercial New Buildings | ERV -5-up to 1000 cfm Low-Office,Warehouse,School | 1 | 14 | 5% | 100% | 1803.4198 | 0 | 0 | 2798.4 | 2287.1827 | 23985.4834
Commercial New Buildings | ERV -5-up to 1000 cfm Low-Office,Warehouse,School | 3 | 14 | 5% | 100% | 1024.6703 | 0 | 0 | 1590 | 3898.6069 | 40884.3467
Commercial New Buildings | ERV -6-1001 to 4999 cfm Low-Office,Whse,School | 1 | 14 | 5% | 100% | 2869.077 | 0 | 0 | 4452 | 3638.6998 | 38158.7236
Commercial New Buildings | ERV -6-1001 to 4999 cfm Low-Office,Whse,School | 1 | 14 | 5% | 100% | 3074.011 | 0 | 0 | 4770 | 3898.6069 | 40884.3467
Commercial New Buildings | ERV -6-1001 to 4999 cfm Low-Office,Whse,School | 1 | 14 | 5% | 100% | 3074.011 | 0 | 0 | 4770 | 3898.6069 | 40884.3467
Commercial New Buildings | ERV -6-1001 to 4999 cfm Low-Office,Whse,School | 1 | 14 | 5% | 100% | 3170.33 | 0 | 0 | 4919.46 | 4020.7632 | 42165.389
Commercial New Buildings | ERV -6-1001 to 4999 cfm Low-Office,Whse,School | 1 | 14 | 5% | 100% | 3278.9451 | 0 | 0 | 5088 | 4158.5141 | 43609.9698
Commercial New Buildings | ERV -6-1001 to 4999 cfm Low-Office,Whse,School | 1 | 14 | 5% | 100% | 3688.8132 | 0 | 0 | 5724 | 4678.3283 | 49061.216
Commercial New Buildings | ERV -6-1001 to 4999 cfm Low-Office,Whse,School | 1 | 14 | 5% | 100% | 4098.68 | 0 | 0 | 6360 | 5198.1388 | 54512.444
Commercial New Buildings | ERV -6-1001 to 4999 cfm Low-Office,Whse,School | 1 | 14 | 5% | 100% | 4098.6814 | 0 | 0 | 6360 | 5198.1426 | 54512.4622
Commercial New Buildings | ERV -6-1001 to 4999 cfm Low-Office,Whse,School | 1 | 14 | 5% | 100% | 5635.69 | 0 | 0 | 8745 | 7147.4546 | 74954.677
Commercial New Buildings | ERV -6-1001 to 4999 cfm Low-Office,Whse,School | 2 | 14 | 5% | 100% | 2869.077 | 0 | 0 | 4452 | 7277.3996 | 76317.4471
Commercial New Buildings | ERV -6-1001 to 4999 cfm Low-Office,Whse,School | 2 | 14 | 5% | 100% | 3125.24 | 0 | 0 | 4849.5 | 7927.1425 | 83131.384
Commercial New Buildings | ERV -6-1001 to 4999 cfm Low-Office,Whse,School | 1 | 14 | 5% | 100% | 6426.73 | 0 | 0 | 9972.48 | 8150.681 | 85475.509
Commercial New Buildings | ERV -6-1001 to 4999 cfm Low-Office,Whse,School | 1 | 14 | 5% | 100% | 6762.8243 | 0 | 0 | 10494 | 8576.9353 | 89945.5627
Commercial New Buildings | ERV -6-1001 to 4999 cfm Low-Office,Whse,School | 1 | 14 | 5% | 100% | 6967.7583 | 0 | 0 | 10812 | 8836.8424 | 92671.1858
Commercial New Buildings | ERV -6-1001 to 4999 cfm Low-Office,Whse,School | 3 | 14 | 5% | 100% | 3074.011 | 0 | 0 | 4770 | 11695.8208 | 122653.04
Commercial New Buildings | ERV -6-1001 to 4999 cfm Low-Office,Whse,School | 1 | 14 | 5% | 100% | 9426.9672 | 0 | 0 | 14628 | 11955.7279 | 125378.6631
Commercial New Buildings | ERV -6-1001 to 4999 cfm Low-Office,Whse,School | 3 | 14 | 5% | 100% | 3278.95 | 0 | 0 | 5088 | 12475.5825 | 130830.105
Commercial New Buildings | ERV -6-1001 to 4999 cfm Low-Office,Whse,School | 4 | 14 | 5% | 100% | 3278.9451 | 0 | 0 | 5088 | 16634.0563 | 174439.8791
Commercial New Buildings | ERV -6-1001 to 4999 cfm Low-Office,Whse,School | 2 | 14 | 5% | 100% | 6557.8902 | 0 | 0 | 10176 | 16634.0563 | 174439.8791
Commercial New Buildings | ERV -6-1001 to 4999 cfm Low-Office,Whse,School | 2 | 14 | 5% | 100% | 7377.6265 | 0 | 0 | 11448 | 18713.3133 | 196244.864
Commercial New Buildings | ERV -6-1001 to 4999 cfm Low-Office,Whse,School | 4 | 14 | 5% | 100% | 7377.6265 | 0 | 0 | 11448 | 37426.6266 | 392489.728
Commercial New Buildings | HRV -up to 4999 cfm 1-High-MF,Health,Nursing home | 1 | 14 | 5% | 100% | 2141.7029 | 0 | 0 | 1805 | 4158.6135 | 28484.6481
Commercial New Buildings | HRV -up to 4999 cfm 1-High-MF,Health,Nursing home | 1 | 14 | 5% | 100% | 3640.8949 | 0 | 0 | 3068.5 | 7069.6429 | 48423.9017
Commercial New Buildings | HRV -up to 4999 cfm 1-High-MF,Health,Nursing home | 2 | 14 | 5% | 100% | 5397.0912 | 0 | 0 | 4548.6 | 20959.412 | 143562.6262
Commercial New Buildings | HRV -up to 4999 cfm 1-High-MF,Health,Nursing home | 4 | 14 | 5% | 100% | 3855.0652 | 0 | 0 | 3249 | 29942.0171 | 205089.466
Commercial New Buildings | HRV -up to 4999 cfm 1-High-MF,Health,Nursing home | 45 | 14 | 5% | 100% | 428.3406 | 0 | 0 | 361 | 37427.5214 | 256361.8325
Commercial New Buildings | HRV -up to 4999 cfm 2-Med-Hotel,Restaurant,Retail | 1 | 14 | 5% | 100% | 428.3406 | 0 | 0 | 649.8 | 557.3627 | 5696.9296
Commercial New Buildings | HRV -up to 4999 cfm 2-Med-Hotel,Restaurant,Retail | 2 | 14 | 5% | 100% | 499.7307 | 0 | 0 | 758.1 | 1300.513 | 13292.8358
Commercial New Buildings | HRV -up to 4999 cfm 2-Med-Hotel,Restaurant,Retail | 1 | 14 | 5% | 100% | 1903.7359 | 0 | 0 | 2888 | 2477.1675 | 25319.6872
Commercial New Buildings | HRV -up to 4999 cfm 2-Med-Hotel,Restaurant,Retail | 1 | 14 | 5% | 100% | 2855.6038 | 0 | 0 | 4332 | 3715.7513 | 37979.5307
Commercial New Buildings | HRV -up to 4999 cfm 3-Low-Office,Warehouse,School | 1 | 14 | 5% | 100% | 287.5236 | 0 | 0 | 682.29 | 140.3235 | 3824.064
Commercial New Buildings | HRV -up to 4999 cfm 3-Low-Office,Warehouse,School | 1 | 14 | 5% | 100% | 380.3222 | 0 | 0 | 902.5 | 185.6132 | 5058.2857
Commercial New Buildings | HRV -up to 4999 cfm 3-Low-Office,Warehouse,School | 1 | 14 | 5% | 100% | 608.5156 | 0 | 0 | 1444 | 296.9811 | 8093.2571
Commercial New Buildings | HRV -up to 4999 cfm 3-Low-Office,Warehouse,School | 1 | 14 | 5% | 100% | 760.6445 | 0 | 0 | 1805 | 371.2263 | 10116.5714
Commercial New Buildings | HRV -up to 4999 cfm 3-Low-Office,Warehouse,School | 1 | 14 | 5% | 100% | 912.7734 | 0 | 0 | 2166 | 445.4716 | 12139.8857
Commercial New Buildings | HRV -up to 4999 cfm 3-Low-Office,Warehouse,School | 1 | 14 | 5% | 100% | 912.7734 | 0 | 0 | 2166 | 445.4716 | 12139.8857
Commercial New Buildings | HRV -up to 4999 cfm 3-Low-Office,Warehouse,School | 1 | 14 | 5% | 100% | 1064.9023 | 0 | 0 | 2527 | 519.7168 | 14163.2
Commercial New Buildings | HRV -up to 4999 cfm 3-Low-Office,Warehouse,School | 1 | 14 | 5% | 100% | 1916.8241 | 0 | 0 | 4548.6 | 935.4903 | 25493.76
Commercial New Buildings | HRV -up to 4999 cfm 3-Low-Office,Warehouse,School | 2 | 14 | 5% | 100% | 1521.2889 | 0 | 0 | 3610 | 1484.9053 | 40466.2857
Commercial New Buildings | HRV -up to 4999 cfm 3-Low-Office,Warehouse,School | 2 | 14 | 5% | 100% | 1521.29 | 0 | 0 | 3610 | 1484.9111 | 40466.314
Commercial New Buildings | HRV -up to 4999 cfm 3-Low-Office,Warehouse,School | 26 | 14 | 5% | 100% | 149.0863 | 0 | 0 | 353.78 | 1891.7693 | 51554.048
Commercial New Buildings | HRV -up to 4999 cfm 3-Low-Office,Warehouse,School | 1 | 14 | 5% | 100% | 6536.9786 | 0 | 0 | 15512.17 | 3190.319 | 86941.8149
Commercial New Buildings | HRV -up to 4999 cfm 3-Low-Office,Warehouse,School | 1 | 14 | 5% | 100% | 7256.5482 | 0 | 0 | 17219.7 | 3541.4991 | 96512.0915
Commercial New Buildings | HRV -up to 4999 cfm 3-Low-Office,Warehouse,School | 1 | 14 | 5% | 100% | 12778.83 | 0 | 0 | 30324 | 6236.6102 | 169958.439
Commercial New Buildings | HRV -up to 4999 cfm 3-Low-Office,Warehouse,School | 1 | 14 | 5% | 100% | 15212.89 | 0 | 0 | 36100 | 7424.5281 | 202331.437
Commercial New Buildings | HRV -up to 4999 cfm 3-Low-Office,Warehouse,School | 2 | 14 | 5% | 100% | 7910.7025 | 0 | 0 | 18772 | 7721.5075 | 210424.6858
Commercial New Buildings | HRV -up to 4999 cfm 3-Low-Office,Warehouse,School | 1 | 14 | 5% | 100% | 22058.69 | 0 | 0 | 52345 | 10765.5644 | 293380.577
Commercial New Buildings | HRV -up to 4999 cfm 3-Low-Office,Warehouse,School | 1 | 14 | 5% | 100% | 26166.17 | 0 | 0 | 62092 | 12770.1862 | 348010.061
Commercial New Buildings | HRV -up to 4999 cfm 3-Low-Office,Warehouse,School | 4 | 14 | 5% | 100% | 38032.22 | 0 | 0 | 90250 | 74245.2263 | 2023314.104
Commercial New Buildings | Infrared Heating - over 100 MBtu/hr | 2 | 20 | 33% | 100% | 1749 | 0 | 409 | 1342 | 6768.5472 | 46873.2
Commercial New Buildings | Infrared Heating - over 100 MBtu/hr | 3 | 20 | 33% | 100% | 1908 | 0 | 409 | 1464 | 11009.6099 | 76701.6
Commercial New Buildings | Infrared Heating - over 100 MBtu/hr | 2 | 20 | 33% | 100% | 1987.5 | 0 | 409 | 1525 | 7625.3363 | 53265
Commercial New Buildings | Infrared Heating - over 100 MBtu/hr | 4 | 20 | 33% | 100% | 1987.5 | 0 | 409 | 1525 | 15250.6727 | 106530
Commercial New Buildings | Infrared Heating - over 100 MBtu/hr | 6 | 20 | 33% | 100% | 1987.5 | 0 | 409 | 1525 | 22876.009 | 159795
Commercial New Buildings | Infrared Heating - over 100 MBtu/hr | 6 | 20 | 33% | 100% | 1987.5 | 0 | 409 | 1525 | 22876.009 | 159795
Commercial New Buildings | Infrared Heating - over 100 MBtu/hr | 1 | 20 | 33% | 100% | 2385 | 0 | 409 | 1830 | 4526.6592 | 31959
Commercial New Buildings | Infrared Heating - over 100 MBtu/hr | 2 | 20 | 33% | 100% | 2385 | 0 | 409 | 1830 | 9053.3183 | 63918
Commercial New Buildings | Infrared Heating - over 100 MBtu/hr | 4 | 20 | 33% | 100% | 2385 | 0 | 409 | 1830 | 18106.6366 | 127836
Commercial New Buildings | Infrared Heating - over 100 MBtu/hr | 4 | 20 | 33% | 100% | 2385 | 0 | 409 | 1830 | 18106.6366 | 127836
Commercial New Buildings | Infrared Heating - over 100 MBtu/hr | 4 | 20 | 33% | 100% | 2385 | 0 | 409 | 1830 | 18106.6366 | 127836
Commercial New Buildings | Infrared Heating - over 100 MBtu/hr | 4 | 20 | 33% | 100% | 2385 | 0 | 409 | 1830 | 18106.6366 | 127836
Commercial New Buildings | Infrared Heating - over 100 MBtu/hr | 6 | 20 | 33% | 100% | 2385 | 0 | 409 | 1830 | 27159.9549 | 191754
Commercial New Buildings | Infrared Heating - over 100 MBtu/hr | 6 | 20 | 33% | 100% | 2385 | 0 | 409 | 1830 | 27159.9549 | 191754
Commercial New Buildings | Infrared Heating - over 100 MBtu/hr | 11 | 20 | 33% | 100% | 2385 | 0 | 409 | 1830 | 49793.2507 | 351549
Commercial New Buildings | Infrared Heating - over 100 MBtu/hr | 2 | 20 | 33% | 100% | 2464.5 | 0 | 409 | 1891 | 9338.9147 | 66048.6
Commercial New Buildings | Infrared Heating - over 100 MBtu/hr | 3 | 20 | 33% | 100% | 2703 | 0 | 873 | 2074 | 16119.6116 | 108660.6
Commercial New Buildings | Infrared Heating - over 100 MBtu/hr | 4 | 20 | 33% | 100% | 2703 | 0 | 873 | 2074 | 21492.8155 | 144880.8
Commercial New Buildings | Infrared Heating - over 100 MBtu/hr | 15 | 20 | 33% | 100% | 2703 | 0 | 873 | 2074 | 80598.0581 | 543303
Commercial New Buildings | Infrared Heating - over 100 MBtu/hr | 3 | 20 | 33% | 100% | 2782.5 | 0 | 873 | 2135 | 16548.0062 | 111856.5
Commercial New Buildings | Infrared Heating - over 100 MBtu/hr | 5 | 20 | 33% | 100% | 2782.5 | 0 | 873 | 2135 | 27580.0104 | 186427.5
Commercial New Buildings | Infrared Heating - over 100 MBtu/hr | 1 | 20 | 33% | 100% | 3180 | 0 | 873 | 2440 | 6229.9931 | 42612
Commercial New Buildings | Infrared Heating - over 100 MBtu/hr | 3 | 20 | 33% | 100% | 3180 | 0 | 873 | 2440 | 18689.9792 | 127836
Commercial New Buildings | Infrared Heating - over 100 MBtu/hr | 10 | 20 | 33% | 100% | 3180 | 0 | 873 | 2440 | 62299.9306 | 426120
Commercial New Buildings | Infrared Heating - over 100 MBtu/hr | 2 | 20 | 33% | 100% | 3498 | 0 | 873 | 2684 | 13602.3717 | 93746.4
Commercial New Buildings | Infrared Heating - 1-20 to 100 MBtu/hr | 5 | 20 | 33% | 100% | 636 | 0 | 16 | 488 | 5759.4024 | 42612
Commercial New Buildings | Infrared Heating - 1-20 to 100 MBtu/hr | 1 | 20 | 33% | 100% | 715.5 | 0 | 16 | 549 | 1294.6787 | 9587.7
Commercial New Buildings | Infrared Heating - 1-20 to 100 MBtu/hr | 4 | 20 | 33% | 100% | 715.5 | 0 | 16 | 549 | 5178.7147 | 38350.8
Commercial New Buildings | Infrared Heating - 1-20 to 100 MBtu/hr | 1 | 20 | 33% | 100% | 1192.5 | 0 | 409 | 915 | 2384.6862 | 15979.5
Commercial New Buildings | Infrared Heating - 1-20 to 100 MBtu/hr | 2 | 20 | 33% | 100% | 1192.5 | 0 | 409 | 915 | 4769.3724 | 31959
Commercial New Buildings | Infrared Heating - 1-20 to 100 MBtu/hr | 1 | 20 | 33% | 100% | 1272 | 0 | 409 | 976 | 2527.4844 | 17044.8
Commercial New Buildings | Infrared Heating - 1-20 to 100 MBtu/hr | 2 | 20 | 33% | 100% | 1272 | 0 | 409 | 976 | 5054.9688 | 34089.6
Commercial New Buildings | Infrared Heating - 1-20 to 100 MBtu/hr | 7 | 20 | 33% | 100% | 1272 | 0 | 409 | 976 | 17692.3907 | 119313.6
Commercial New Buildings | Infrared Heating - 1-20 to 100 MBtu/hr | 9 | 20 | 33% | 100% | 1272 | 0 | 409 | 976 | 22747.3595 | 153403.2
Commercial New Buildings | Infrared Heating - 1-20 to 100 MBtu/hr | 12 | 20 | 33% | 100% | 1526.4 | 0 | 409 | 1171.2 | 35813.2635 | 245445.12
Commercial New Buildings | Infrared Heating - 1-20 to 100 MBtu/hr | 1 | 20 | 33% | 100% | 1590 | 0 | 409 | 1220 | 3098.6772 | 21306
Commercial New Buildings | Infrared Heating - 1-20 to 100 MBtu/hr | 2 | 20 | 33% | 100% | 1590 | 0 | 409 | 1220 | 6197.3544 | 42612
Commercial New Buildings | Infrared Heating - 1-20 to 100 MBtu/hr | 2 | 20 | 33% | 100% | 1590 | 0 | 409 | 1220 | 6197.3544 | 42612
Commercial New Buildings | Infrared Heating - 1-20 to 100 MBtu/hr | 2 | 20 | 33% | 100% | 1590 | 0 | 409 | 1220 | 6197.3544 | 42612
Commercial New Buildings | Infrared Heating - 1-20 to 100 MBtu/hr | 2 | 20 | 33% | 100% | 1590 | 0 | 409 | 1220 | 6197.3544 | 42612
Commercial New Buildings | Infrared Heating - 1-20 to 100 MBtu/hr | 2 | 20 | 33% | 100% | 1590 | 0 | 409 | 1220 | 6197.3544 | 42612
Commercial New Buildings | Infrared Heating - 1-20 to 100 MBtu/hr | 3 | 20 | 33% | 100% | 1590 | 0 | 409 | 1220 | 9296.0315 | 63918
Commercial New Buildings | Infrared Heating - 1-20 to 100 MBtu/hr | 3 | 20 | 33% | 100% | 1590 | 0 | 409 | 1220 | 9296.0315 | 63918
Commercial New Buildings | Infrared Heating - 1-20 to 100 MBtu/hr | 3 | 20 | 33% | 100% | 1590 | 0 | 409 | 1220 | 9296.0315 | 63918
Commercial New Buildings | Infrared Heating - 1-20 to 100 MBtu/hr | 3 | 20 | 33% | 100% | 1590 | 0 | 409 | 1220 | 9296.0315 | 63918
Commercial New Buildings | Infrared Heating - 1-20 to 100 MBtu/hr | 8 | 20 | 33% | 100% | 1590 | 0 | 409 | 1220 | 24789.4174 | 170448
Commercial New Buildings | Infrared Heating - 1-20 to 100 MBtu/hr | 9 | 20 | 33% | 100% | 1590 | 0 | 409 | 1220 | 27888.0946 | 191754
Commercial New Buildings | Infrared Heating - 1-20 to 100 MBtu/hr | 10 | 20 | 33% | 100% | 1590 | 0 | 409 | 1220 | 30986.7718 | 213060
Commercial New Buildings | Infrared Heating - 1-20 to 100 MBtu/hr | 12 | 20 | 33% | 100% | 1590 | 0 | 409 | 1220 | 37184.1262 | 255672
Commercial New Buildings | Infrared Heating - 1-20 to 100 MBtu/hr | 12 | 20 | 33% | 100% | 1590 | 0 | 409 | 1220 | 37184.1262 | 255672
Commercial Existing Buildings | CEE Tier 2 Front-Loading Clothes Washer | 100 | 11 | 10% | 100% | 117 | 58121 | 396 | 600 | 72050.978 | 115830
Commercial Existing Buildings | Condensing Gas Water Heater - 1000 gal/day | 30 | 13 | 5% | 100% | 1551 | 0 | 0 | 2230 | 56749.8727 | 574645.5
Commercial Existing Buildings | DCKV Fast Casual (< 5000 cfm) | 10 | 15 | 5% | 100% | 4801 | 0 | 13521 | 10000 | 140902.5685 | 684142.5
Commercial Existing Buildings | DCKV Full Menu (5000 - 9999 cfm) | 2 | 15 | 5% | 100% | 11486 | 0 | 30901 | 15000 | 82254.2091 | 327351
Commercial Existing Buildings | HWC - Faucet Aerator-Bath - 1.0gpm | 28337 | 10 | 10% | 100% | 7 | 2371 | 0 | 0.55 | 1236924.2929 | 1785231
Commercial Existing Buildings | HWC - Faucet Aerator-Kitchen - 1.5gpm | 21317 | 10 | 10% | 100% | 16 | 5377 | 0 | 1.39 | 2113000.6284 | 3069648
Commercial Existing Buildings | HWC - Shower Head - 1.25 gpm | 28609 | 10 | 10% | 69.03% | 32 | 9585 | 0 | 3.69 | 3581012.5375 | 5687652.2976
Commercial Existing Buildings | Pre-Rinse Spray Nozzle - Full - 0.64gpm | 123 | 5 | 0% | 100% | 1286 | 252000 | 0 | 88 | 459460.2587 | 790890
Commercial Existing Buildings | Pre-Rinse Spray Nozzle - Full - 0.64gpm replacing existing 1.6gpm | 89 | 5 | 0% | 100% | 457 | 97292 | 0 | 150 | 113262.1164 | 203365
Commercial Existing Buildings | Pre-Rinse Spray Nozzle - Limited - 0.64gpm | 70 | 5 | 0% | 100% | 339 | 66400 | 0 | 88 | 64375.5568 | 118650
Commercial Existing Buildings | Pre-Rinse Spray Nozzle - Limited - 0.64gpm replacing existing 1.6gpm | 1 | 5 | 0% | 100% | 90 | 19197 | 0 | 150 | 130.466 | 450
Commercial Existing Buildings | Pre-Rinse Spray Nozzle - Other - 0.64gpm | 47 | 5 | 0% | 100% | 318 | 62200 | 0 | 88 | 40256.1636 | 74730
Commercial Existing Buildings | Pre-Rinse Spray Nozzle - Other - 0.64gpm replacing existing 1.6gpm | 3 | 5 | 0% | 100% | 109 | 23166 | 0 | 150 | 566.9539 | 1635
Commercial Existing Buildings | Rooftop Unit | 118 | 15 | 5% | 100% | 255 | 0 | 0 | 375 | 43691.9906 | 428782.5
Commercial Existing Buildings | Thermostat - Programmable - Ware, Ind, Rec, Agr | 2605 | 15 | 20% | 100% | 107.8 | 0 | 28.5 | 110 | 490344.2982 | 3369828
Commercial Existing Buildings | Thermostat - Programmable - Food Service | 127 | 15 | 20% | 100% | 69 | 0 | 77 | 110 | 15885.294 | 105156
Commercial Existing Buildings | Thermostat - Programmable - Multifamily | 56 | 15 | 20% | 100% | 15 | 0 | 13 | 80 | -1119.23 | 10080
Commercial Existing Buildings | Thermostat - Programmable - Office, Institution, Education | 956 | 15 | 20% | 100% | 50.3 | 0 | 37.8 | 110 | 53551.7399 | 577041.6
Commercial Existing Buildings | Thermostat - Programmable - Retail, Hotel | 167 | 15 | 20% | 100% | 12.85 | 0 | 15.3 | 110 | -7970.042 | 25751.4
Commercial Existing Buildings | Condensing Boiler - 300 to 999 MBtu/h | 3 | 25 | 5% | 100% | 0.01 | 0 | 0 | 0.01 | 0.078506 | 0.7125
Commercial Existing Buildings | Condensing Boiler - 300 to 999 MBtu/h | 3 | 25 | 5% | 100% | 364 | 0 | 0 | 420 | 2698.0201 | 25935
Commercial Existing Buildings | Condensing Boiler - 300 to 999 MBtu/h | 1 | 25 | 5% | 100% | 3120 | 0 | 0 | 3600 | 7708.6288 | 74100
Commercial Existing Buildings | Condensing Boiler - 300 to 999 MBtu/h | 1 | 25 | 5% | 100% | 3120 | 0 | 0 | 3600 | 7708.6288 | 74100
Commercial Existing Buildings | Condensing Boiler - 300 to 999 MBtu/h | 2 | 25 | 5% | 100% | 3120 | 0 | 0 | 3600 | 15417.2575 | 148200
Commercial Existing Buildings | Condensing Boiler - 300 to 999 MBtu/h | 6 | 25 | 5% | 100% | 3120 | 0 | 0 | 3600 | 46251.7726 | 444600
Commercial Existing Buildings | Condensing Boiler - 300 to 999 MBtu/h | 1 | 25 | 5% | 100% | 3224 | 0 | 0 | 3720 | 7965.5831 | 76570
Commercial Existing Buildings | Condensing Boiler - 300 to 999 MBtu/h | 1 | 25 | 5% | 100% | 3224 | 0 | 0 | 3720 | 7965.5831 | 76570
Commercial Existing Buildings | Condensing Boiler - 300 to 999 MBtu/h | 2 | 25 | 5% | 100% | 3224 | 0 | 0 | 3720 | 15931.1661 | 153140
Commercial Existing Buildings | Condensing Boiler - 300 to 999 MBtu/h | 2 | 25 | 5% | 100% | 3224 | 0 | 0 | 3720 | 15931.1661 | 153140
Commercial Existing Buildings | Condensing Boiler - 300 to 999 MBtu/h | 2 | 25 | 5% | 100% | 3224 | 0 | 0 | 3720 | 15931.1661 | 153140
Commercial Existing Buildings | Condensing Boiler - 300 to 999 MBtu/h | 2 | 25 | 5% | 100% | 3224 | 0 | 0 | 3720 | 15931.1661 | 153140
Commercial Existing Buildings | Condensing Boiler - 300 to 999 MBtu/h | 1 | 25 | 5% | 100% | 3848 | 0 | 0 | 4440 | 9507.3088 | 91390
Commercial Existing Buildings | Condensing Boiler - 300 to 999 MBtu/h | 2 | 25 | 5% | 100% | 3848 | 0 | 0 | 4440 | 19014.6176 | 182780
Commercial Existing Buildings | Condensing Boiler - 300 to 999 MBtu/h | 2 | 25 | 5% | 100% | 3848 | 0 | 0 | 4440 | 19014.6176 | 182780
Commercial Existing Buildings | Condensing Boiler - 300 to 999 MBtu/h | 3 | 25 | 5% | 100% | 3848 | 0 | 0 | 4440 | 28521.9264 | 274170
Commercial Existing Buildings | Condensing Boiler - 300 to 999 MBtu/h | 3 | 25 | 5% | 100% | 3848 | 0 | 0 | 4440 | 28521.9264 | 274170
Commercial Existing Buildings | Condensing Boiler - 300 to 999 MBtu/h | 3 | 25 | 5% | 100% | 3848 | 0 | 0 | 4440 | 28521.9264 | 274170
Commercial Existing Buildings | Condensing Boiler - 300 to 999 MBtu/h | 2 | 25 | 5% | 100% | 3900 | 0 | 0 | 4500 | 19271.5719 | 185250
Commercial Existing Buildings | Condensing Boiler - 300 to 999 MBtu/h | 3 | 25 | 5% | 100% | 3900 | 0 | 0 | 4500 | 28907.3579 | 277875
Commercial Existing Buildings | Condensing Boiler - 300 to 999 MBtu/h | 4 | 25 | 5% | 100% | 3900 | 0 | 0 | 4500 | 38543.1438 | 370500
Commercial Existing Buildings | Condensing Boiler - 300 to 999 MBtu/h | 4 | 25 | 5% | 100% | 3900 | 0 | 0 | 4500 | 38543.1438 | 370500
Commercial Existing Buildings | Condensing Boiler - 300 to 999 MBtu/h | 1 | 25 | 5% | 100% | 4149.6 | 0 | 0 | 4788 | 10252.4763 | 98553
Commercial Existing Buildings | Condensing Boiler - 300 to 999 MBtu/h | 1 | 25 | 5% | 100% | 4149.6 | 0 | 0 | 4788 | 10252.4763 | 98553
Commercial Existing Buildings | Condensing Boiler - 300 to 999 MBtu/h | 1 | 25 | 5% | 100% | 4149.6 | 0 | 0 | 4788 | 10252.4763 | 98553
Commercial Existing Buildings | Condensing Boiler - 300 to 999 MBtu/h | 1 | 25 | 5% | 100% | 4149.6 | 0 | 0 | 4788 | 10252.4763 | 98553
Commercial Existing Buildings | Condensing Boiler - 300 to 999 MBtu/h | 1 | 25 | 5% | 100% | 4149.6 | 0 | 0 | 4788 | 10252.4763 | 98553
Commercial Existing Buildings | Condensing Boiler - 300 to 999 MBtu/h | 2 | 25 | 5% | 100% | 4149.6 | 0 | 0 | 4788 | 20504.9525 | 197106
Commercial Existing Buildings | Condensing Boiler - 300 to 999 MBtu/h | 2 | 25 | 5% | 100% | 4149.6 | 0 | 0 | 4788 | 20504.9525 | 197106
Commercial Existing Buildings | Condensing Boiler - 300 to 999 MBtu/h | 2 | 25 | 5% | 100% | 4149.6 | 0 | 0 | 4788 | 20504.9525 | 197106
Commercial Existing Buildings | Condensing Boiler - 300 to 999 MBtu/h | 2 | 25 | 5% | 100% | 4149.6 | 0 | 0 | 4788 | 20504.9525 | 197106
Commercial Existing Buildings | Condensing Boiler - 300 to 999 MBtu/h | 2 | 25 | 5% | 100% | 4149.6 | 0 | 0 | 4788 | 20504.9525 | 197106
Commercial Existing Buildings | Condensing Boiler - 300 to 999 MBtu/h | 2 | 25 | 5% | 100% | 4149.6 | 0 | 0 | 4788 | 20504.9525 | 197106
Commercial Existing Buildings | Condensing Boiler - 300 to 999 MBtu/h | 4 | 25 | 5% | 100% | 4149.6 | 0 | 0 | 4788 | 41009.9051 | 394212
Commercial Existing Buildings | Condensing Boiler - 300 to 999 MBtu/h | 6 | 25 | 5% | 100% | 4149.6 | 0 | 0 | 4788 | 61514.8576 | 591318
Commercial Existing Buildings | Condensing Boiler - 300 to 999 MBtu/h | 1 | 25 | 5% | 100% | 4160 | 0 | 0 | 4800 | 10278.1717 | 98800
Commercial Existing Buildings | Condensing Boiler - 300 to 999 MBtu/h | 1 | 25 | 5% | 100% | 4160 | 0 | 0 | 4800 | 10278.1717 | 98800
Commercial Existing Buildings | Condensing Boiler - 300 to 999 MBtu/h | 2 | 25 | 5% | 100% | 4160 | 0 | 0 | 4800 | 20556.3434 | 197600
Commercial Existing Buildings | Condensing Boiler - 300 to 999 MBtu/h | 2 | 25 | 5% | 100% | 4160 | 0 | 0 | 4800 | 20556.3434 | 197600
Commercial Existing Buildings | Condensing Boiler - 300 to 999 MBtu/h | 2 | 25 | 5% | 100% | 4160 | 0 | 0 | 4800 | 20556.3434 | 197600
Commercial Existing Buildings | Condensing Boiler - 300 to 999 MBtu/h | 3 | 25 | 5% | 100% | 4160 | 0 | 0 | 4800 | 30834.5151 | 296400
Commercial Existing Buildings | Condensing Boiler - 300 to 999 MBtu/h | 3 | 25 | 5% | 100% | 4316 | 0 | 0 | 4980 | 31990.8094 | 307515
Commercial Existing Buildings | Condensing Boiler - 300 to 999 MBtu/h | 1 | 25 | 5% | 100% | 4368 | 0 | 0 | 5040 | 10792.0803 | 103740
Commercial Existing Buildings | Condensing Boiler - 300 to 999 MBtu/h | 1 | 25 | 5% | 100% | 4680 | 0 | 0 | 5400 | 11562.9432 | 111150
Commercial Existing Buildings | Condensing Boiler - 300 to 999 MBtu/h | 1 | 25 | 5% | 100% | 4680 | 0 | 0 | 5400 | 11562.9432 | 111150
Commercial Existing Buildings | Condensing Boiler - 300 to 999 MBtu/h | 2 | 25 | 5% | 100% | 4680 | 0 | 0 | 5400 | 23125.8863 | 222300
Commercial Existing Buildings | Condensing Boiler - 300 to 999 MBtu/h | 2 | 25 | 5% | 100% | 4680 | 0 | 0 | 5400 | 23125.8863 | 222300
Commercial Existing Buildings | Condensing Boiler - 300 to 999 MBtu/h | 2 | 25 | 5% | 100% | 4680 | 0 | 0 | 5400 | 23125.8863 | 222300
Commercial Existing Buildings | Condensing Boiler - 300 to 999 MBtu/h | 3 | 25 | 5% | 100% | 5096 | 0 | 0 | 5880 | 37772.281 | 363090
Commercial Existing Buildings | Condensing Boiler - 300 to 999 MBtu/h | 1 | 25 | 5% | 100% | 5200 | 0 | 0 | 6000 | 12847.7146 | 123500
Commercial Existing Buildings | Condensing Boiler - 300 to 999 MBtu/h | 2 | 25 | 5% | 100% | 5200 | 0 | 0 | 6000 | 25695.4292 | 247000
Commercial Existing Buildings | Condensing Boiler - 300 to 999 MBtu/h | 3 | 25 | 5% | 100% | 5200 | 0 | 0 | 6000 | 38543.1438 | 370500
Commercial Existing Buildings | Condensing Boiler - 300 to 999 MBtu/h | 4 | 25 | 5% | 100% | 5200 | 0 | 0 | 6000 | 51390.8585 | 494000
Commercial Existing Buildings | Condensing Boiler - 300 to 999 MBtu/h | 1 | 25 | 5% | 100% | 5304 | 0 | 0 | 6120 | 13104.6689 | 125970
Commercial Existing Buildings | Condensing Boiler - 300 to 999 MBtu/h | 1 | 25 | 5% | 100% | 5720 | 0 | 0 | 6600 | 14132.4861 | 135850
Commercial Existing Buildings | Condensing Boiler - 300 to 999 MBtu/h | 2 | 25 | 5% | 100% | 5720 | 0 | 0 | 6600 | 28264.9722 | 271700
Commercial Existing Buildings | Condensing Boiler - 300 to 999 MBtu/h | 2 | 25 | 5% | 100% | 6240 | 0 | 0 | 7200 | 30834.5151 | 296400
Commercial Existing Buildings | Condensing Boiler - 300 to 999 MBtu/h | 2 | 25 | 5% | 100% | 7072 | 0 | 0 | 8160 | 34945.7838 | 335920
Commercial Existing Buildings | Condensing Boiler - 300 to 999 MBtu/h | 1 | 25 | 5% | 100% | 7800 | 0 | 0 | 9000 | 19271.5719 | 185250
Commercial Existing Buildings | Condensing Boiler - 300 to 999 MBtu/h | 1 | 25 | 5% | 100% | 7800 | 0 | 0 | 9000 | 19271.5719 | 185250
Commercial Existing Buildings | Condensing Boiler - 300 to 999 MBtu/h | 1 | 25 | 5% | 100% | 7800 | 0 | 0 | 9000 | 19271.5719 | 185250
Commercial Existing Buildings | Condensing Boiler - 300 to 999 MBtu/h | 2 | 25 | 5% | 100% | 7800 | 0 | 0 | 9000 | 38543.1438 | 370500
Commercial Existing Buildings | Condensing Boiler - 300 to 999 MBtu/h | 2 | 25 | 5% | 100% | 7800 | 0 | 0 | 9000 | 38543.1438 | 370500
Commercial Existing Buildings | Condensing Boiler - 300 to 999 MBtu/h | 2 | 25 | 5% | 100% | 7800 | 0 | 0 | 9000 | 38543.1438 | 370500
Commercial Existing Buildings | Condensing Boiler - 300 to 999 MBtu/h | 2 | 25 | 5% | 100% | 7800 | 0 | 0 | 9000 | 38543.1438 | 370500
Commercial Existing Buildings | Condensing Boiler - 300 to 999 MBtu/h | 2 | 25 | 5% | 100% | 7800 | 0 | 0 | 9000 | 38543.1438 | 370500
Commercial Existing Buildings | Condensing Boiler - 300 to 999 MBtu/h | 2 | 25 | 5% | 100% | 7800 | 0 | 0 | 9000 | 38543.1438 | 370500
Commercial Existing Buildings | Condensing Boiler - 300 to 999 MBtu/h | 2 | 25 | 5% | 100% | 7800 | 0 | 0 | 9000 | 38543.1438 | 370500
Commercial Existing Buildings | Condensing Boiler - 300 to 999 MBtu/h | 2 | 25 | 5% | 100% | 7800 | 0 | 0 | 9000 | 38543.1438 | 370500
Commercial Existing Buildings | Condensing Boiler - 300 to 999 MBtu/h | 2 | 25 | 5% | 100% | 7800 | 0 | 0 | 9000 | 38543.1438 | 370500
Commercial Existing Buildings | Condensing Boiler - 300 to 999 MBtu/h | 2 | 25 | 5% | 100% | 7800 | 0 | 0 | 9000 | 38543.1438 | 370500
Commercial Existing Buildings | Condensing Boiler - 300 to 999 MBtu/h | 2 | 25 | 5% | 100% | 7800 | 0 | 0 | 9000 | 38543.1438 | 370500
Commercial Existing Buildings | Condensing Boiler - 300 to 999 MBtu/h | 2 | 25 | 5% | 100% | 7800 | 0 | 0 | 9000 | 38543.1438 | 370500
Commercial Existing Buildings | Condensing Boiler - 300 to 999 MBtu/h | 2 | 25 | 5% | 100% | 7800 | 0 | 0 | 9000 | 38543.1438 | 370500
Commercial Existing Buildings | Condensing Boiler - 300 to 999 MBtu/h | 2 | 25 | 5% | 100% | 7800 | 0 | 0 | 9000 | 38543.1438 | 370500
Commercial Existing Buildings | Condensing Boiler - 300 to 999 MBtu/h | 2 | 25 | 5% | 100% | 7800 | 0 | 0 | 9000 | 38543.1438 | 370500
Commercial Existing Buildings | Condensing Boiler - 300 to 999 MBtu/h | 3 | 25 | 5% | 100% | 7800 | 0 | 0 | 9000 | 57814.7158 | 555750
Commercial Existing Buildings | Condensing Boiler - 300 to 999 MBtu/h | 2 | 25 | 5% | 100% | 8320 | 0 | 0 | 9600 | 41112.6868 | 395200
Commercial Existing Buildings | Condensing Boiler - 300 to 999 MBtu/h | 2 | 25 | 5% | 100% | 8320 | 0 | 0 | 9600 | 41112.6868 | 395200
Commercial Existing Buildings | Condensing Boiler - 300 to 999 MBtu/h | 2 | 25 | 5% | 100% | 8320 | 0 | 0 | 9600 | 41112.6868 | 395200
Commercial Existing Buildings | Condensing Boiler - 300 to 999 MBtu/h | 2 | 25 | 5% | 100% | 8798.4 | 0 | 0 | 10152 | 43476.6663 | 417924
Commercial Existing Buildings | Condensing Boiler - 300 to 999 MBtu/h | 2 | 25 | 5% | 100% | 8798.4 | 0 | 0 | 10152 | 43476.6663 | 417924
Commercial Existing Buildings | Condensing Boiler - 300 to 999 MBtu/h | 2 | 25 | 5% | 100% | 8798.4 | 0 | 0 | 10152 | 43476.6663 | 417924
Commercial Existing Buildings | Condensing Boiler - 300 to 999 MBtu/h | 2 | 25 | 5% | 100% | 9360 | 0 | 0 | 10800 | 46251.7726 | 444600
Commercial Existing Buildings | Condensing Boiler - 300 to 999 MBtu/h | 2 | 25 | 5% | 100% | 9360 | 0 | 0 | 10800 | 46251.7726 | 444600
Commercial Existing Buildings | Condensing Boiler - 300 to 999 MBtu/h | 2 | 25 | 5% | 100% | 9360 | 0 | 0 | 10800 | 46251.7726 | 444600
Commercial Existing Buildings | Condensing Boiler - 300 to 999 MBtu/h | 2 | 25 | 5% | 100% | 9360 | 0 | 0 | 10800 | 46251.7726 | 444600
Commercial Existing Buildings | Condensing Boiler - 300 to 999 MBtu/h | 2 | 25 | 5% | 100% | 9360 | 0 | 0 | 10800 | 46251.7726 | 444600
Commercial Existing Buildings | Condensing Boiler - 300 to 999 MBtu/h | 2 | 25 | 5% | 100% | 9360 | 0 | 0 | 10800 | 46251.7726 | 444600
Commercial Existing Buildings | Condensing Boiler - 300 to 999 MBtu/h | 2 | 25 | 5% | 100% | 9360 | 0 | 0 | 10800 | 46251.7726 | 444600
Commercial Existing Buildings | Condensing Boiler - 300 to 999 MBtu/h | 2 | 25 | 5% | 100% | 9360 | 0 | 0 | 10800 | 46251.7726 | 444600
Commercial Existing Buildings | Condensing Boiler - 300 to 999 MBtu/h | 2 | 25 | 5% | 100% | 9360 | 0 | 0 | 10800 | 46251.7726 | 444600
Commercial Existing Buildings | Condensing Boiler - 300 to 999 MBtu/h | 2 | 25 | 5% | 100% | 9360 | 0 | 0 | 10800 | 46251.7726 | 444600
Commercial Existing Buildings | Condensing Boiler - => 1,000 MBtu/h | 1 | 25 | 5% | 100% | 10400 | 0 | 0 | 12000 | 25695.4292 | 247000
Commercial Existing Buildings | Condensing Boiler - => 1,000 MBtu/h | 2 | 25 | 5% | 100% | 10400 | 0 | 0 | 12000 | 51390.8585 | 494000
Commercial Existing Buildings | Condensing Boiler - => 1,000 MBtu/h | 2 | 25 | 5% | 100% | 10400 | 0 | 0 | 12000 | 51390.8585 | 494000
Commercial Existing Buildings | Condensing Boiler - => 1,000 MBtu/h | 2 | 25 | 5% | 100% | 10400 | 0 | 0 | 12000 | 51390.8585 | 494000
Commercial Existing Buildings | Condensing Boiler - => 1,000 MBtu/h | 3 | 25 | 5% | 100% | 10400 | 0 | 0 | 12000 | 77086.2877 | 741000
Commercial Existing Buildings | Condensing Boiler - => 1,000 MBtu/h | 1 | 25 | 5% | 100% | 10576.8 | 0 | 0 | 12204 | 26132.2515 | 251199
Commercial Existing Buildings | Condensing Boiler - => 1,000 MBtu/h | 2 | 25 | 5% | 100% | 10576.8 | 0 | 0 | 12204 | 52264.5031 | 502398
Commercial Existing Buildings | Condensing Boiler - => 1,000 MBtu/h | 1 | 25 | 5% | 100% | 10712 | 0 | 0 | 12360 | 26466.2921 | 254410
Commercial Existing Buildings | Condensing Boiler - => 1,000 MBtu/h | 2 | 25 | 5% | 100% | 10920 | 0 | 0 | 12600 | 53960.4014 | 518700
Commercial Existing Buildings | Condensing Boiler - => 1,000 MBtu/h | 2 | 25 | 5% | 100% | 10920 | 0 | 0 | 12600 | 53960.4014 | 518700
Commercial Existing Buildings | Condensing Boiler - => 1,000 MBtu/h | 2 | 25 | 5% | 100% | 10920 | 0 | 0 | 12600 | 53960.4014 | 518700
Commercial Existing Buildings | Condensing Boiler - => 1,000 MBtu/h | 2 | 25 | 5% | 100% | 10920 | 0 | 0 | 12600 | 53960.4014 | 518700
Commercial Existing Buildings | Condensing Boiler - => 1,000 MBtu/h | 2 | 25 | 5% | 100% | 10920 | 0 | 0 | 12600 | 53960.4014 | 518700
Commercial Existing Buildings | Condensing Boiler - => 1,000 MBtu/h | 2 | 25 | 5% | 100% | 10920 | 0 | 0 | 12600 | 53960.4014 | 518700
Commercial Existing Buildings | Condensing Boiler - => 1,000 MBtu/h | 2 | 25 | 5% | 100% | 10920 | 0 | 0 | 12600 | 53960.4014 | 518700
Commercial Existing Buildings | Condensing Boiler - => 1,000 MBtu/h | 2 | 25 | 5% | 100% | 10920 | 0 | 0 | 12600 | 53960.4014 | 518700
Commercial Existing Buildings | Condensing Boiler - => 1,000 MBtu/h | 2 | 25 | 5% | 100% | 10920 | 0 | 0 | 12600 | 53960.4014 | 518700
Commercial Existing Buildings | Condensing Boiler - => 1,000 MBtu/h | 2 | 25 | 5% | 100% | 10920 | 0 | 0 | 12600 | 53960.4014 | 518700
Commercial Existing Buildings | Condensing Boiler - => 1,000 MBtu/h | 2 | 25 | 5% | 100% | 10920 | 0 | 0 | 12600 | 53960.4014 | 518700
Commercial Existing Buildings | Condensing Boiler - => 1,000 MBtu/h | 3 | 25 | 5% | 100% | 10920 | 0 | 0 | 12600 | 80940.6021 | 778050
Commercial Existing Buildings | Condensing Boiler - => 1,000 MBtu/h | 3 | 25 | 5% | 100% | 10920 | 0 | 0 | 12600 | 80940.6021 | 778050
Commercial Existing Buildings | Condensing Boiler - => 1,000 MBtu/h | 1 | 25 | 5% | 100% | 11138.4 | 0 | 0 | 12852 | 27519.8047 | 264537
Commercial Existing Buildings | Condensing Boiler - => 1,000 MBtu/h | 5 | 25 | 5% | 100% | 11440 | 0 | 0 | 13200 | 141324.8608 | 1358500
Commercial Existing Buildings | Condensing Boiler - => 1,000 MBtu/h | 1 | 25 | 5% | 100% | 12532 | 0 | 0 | 14460 | 30962.9922 | 297635
Commercial Existing Buildings | Condensing Boiler - => 1,000 MBtu/h | 1 | 25 | 5% | 100% | 14445.6 | 0 | 0 | 16668 | 35690.9512 | 343083
Commercial Existing Buildings | Condensing Boiler - => 1,000 MBtu/h | 1 | 25 | 5% | 100% | 15600 | 0 | 0 | 18000 | 38543.1438 | 370500
Commercial Existing Buildings | Condensing Boiler - => 1,000 MBtu/h | 2 | 25 | 5% | 100% | 15600 | 0 | 0 | 18000 | 77086.2877 | 741000
Commercial Existing Buildings | Condensing Boiler - => 1,000 MBtu/h | 2 | 25 | 5% | 100% | 15600 | 0 | 0 | 18000 | 77086.2877 | 741000
Commercial Existing Buildings | Condensing Boiler - => 1,000 MBtu/h | 2 | 25 | 5% | 100% | 15600 | 0 | 0 | 18000 | 77086.2877 | 741000
Commercial Existing Buildings | Condensing Boiler - => 1,000 MBtu/h | 2 | 25 | 5% | 100% | 15600 | 0 | 0 | 18000 | 77086.2877 | 741000
Commercial Existing Buildings | Condensing Boiler - => 1,000 MBtu/h | 2 | 25 | 5% | 100% | 15600 | 0 | 0 | 18000 | 77086.2877 | 741000
Commercial Existing Buildings | Condensing Boiler - => 1,000 MBtu/h | 2 | 25 | 5% | 100% | 15600 | 0 | 0 | 18000 | 77086.2877 | 741000
Commercial Existing Buildings | Condensing Boiler - => 1,000 MBtu/h | 2 | 25 | 5% | 100% | 15600 | 0 | 0 | 18000 | 77086.2877 | 741000
Commercial Existing Buildings | Condensing Boiler - => 1,000 MBtu/h | 4 | 25 | 5% | 100% | 15600 | 0 | 0 | 18000 | 154172.5754 | 1482000
Commercial Existing Buildings | Condensing Boiler - => 1,000 MBtu/h | 1 | 25 | 5% | 100% | 19035.46 | 0 | 0 | 21964 | 47031.1769 | 452092.175
Commercial Existing Buildings | Condensing Boiler - => 1,000 MBtu/h | 2 | 25 | 5% | 100% | 20799.9896 | 0 | 0 | 23999.988 | 102781.6655 | 987999.506
Commercial Existing Buildings | Condensing Boiler - => 1,000 MBtu/h | 1 | 25 | 5% | 100% | 20800 | 0 | 0 | 24000 | 51390.8585 | 494000
Commercial Existing Buildings | Condensing Boiler - => 1,000 MBtu/h | 1 | 25 | 5% | 100% | 20800 | 0 | 0 | 24000 | 51390.8585 | 494000
Commercial Existing Buildings | Condensing Boiler - => 1,000 MBtu/h | 2 | 25 | 5% | 100% | 20800 | 0 | 0 | 24000 | 102781.7169 | 988000
Commercial Existing Buildings | Condensing Boiler - => 1,000 MBtu/h | 2 | 25 | 5% | 100% | 20800 | 0 | 0 | 24000 | 102781.7169 | 988000
Commercial Existing Buildings | Condensing Boiler - => 1,000 MBtu/h | 2 | 25 | 5% | 100% | 20800 | 0 | 0 | 24000 | 102781.7169 | 988000
Commercial Existing Buildings | Condensing Boiler - => 1,000 MBtu/h | 2 | 25 | 5% | 100% | 20800 | 0 | 0 | 24000 | 102781.7169 | 988000
Commercial Existing Buildings | Condensing Boiler - => 1,000 MBtu/h | 2 | 25 | 5% | 100% | 20800 | 0 | 0 | 24000 | 102781.7169 | 988000
Commercial Existing Buildings | Condensing Boiler - => 1,000 MBtu/h | 2 | 25 | 5% | 100% | 20800 | 0 | 0 | 24000 | 102781.7169 | 988000
Commercial Existing Buildings | Condensing Boiler - => 1,000 MBtu/h | 5 | 25 | 5% | 100% | 20800 | 0 | 0 | 24000 | 256954.2923 | 2470000
Commercial Existing Buildings | Condensing Boiler - => 1,000 MBtu/h | 3 | 25 | 5% | 100% | 21881.6 | 0 | 0 | 25248 | 162189.5493 | 1559064
Commercial Existing Buildings | Condensing Boiler - => 1,000 MBtu/h | 3 | 25 | 5% | 100% | 23171.2 | 0 | 0 | 26736 | 171748.249 | 1650948
Commercial Existing Buildings | Condensing Boiler - => 1,000 MBtu/h | 1 | 25 | 5% | 100% | 23316.8 | 0 | 0 | 26904 | 57609.1523 | 553774
Commercial Existing Buildings | Condensing Boiler - => 1,000 MBtu/h | 2 | 25 | 5% | 100% | 26000 | 0 | 0 | 30000 | 128477.1462 | 1235000
Commercial Existing Buildings | Condensing Boiler - => 1,000 MBtu/h | 1 | 25 | 5% | 100% | 28100.8 | 0 | 0 | 32424 | 69429.0498 | 667394
Commercial Existing Buildings | Condensing Boiler - up to 299 MBtu/h | 3 | 25 | 5% | 100% | 624 | 0 | 0 | 720 | 4625.1773 | 44460
Commercial Existing Buildings | Condensing Boiler - up to 299 MBtu/h | 1 | 25 | 5% | 100% | 988 | 0 | 0 | 1140 | 2441.0658 | 23465
Commercial Existing Buildings | Condensing Boiler - up to 299 MBtu/h | 1 | 25 | 5% | 100% | 1092 | 0 | 0 | 1260 | 2698.0201 | 25935
Commercial Existing Buildings | Condensing Boiler - up to 299 MBtu/h | 1 | 25 | 5% | 100% | 1092 | 0 | 0 | 1260 | 2698.0201 | 25935
Commercial Existing Buildings | Condensing Boiler - up to 299 MBtu/h | 1 | 25 | 5% | 100% | 1092 | 0 | 0 | 1260 | 2698.0201 | 25935
Commercial Existing Buildings | Condensing Boiler - up to 299 MBtu/h | 1 | 25 | 5% | 100% | 1092 | 0 | 0 | 1260 | 2698.0201 | 25935
Commercial Existing Buildings | Condensing Boiler - up to 299 MBtu/h | 1 | 25 | 5% | 100% | 1144 | 0 | 0 | 1320 | 2826.4972 | 27170
Commercial Existing Buildings | Condensing Boiler - up to 299 MBtu/h | 16 | 25 | 5% | 100% | 1144 | 0 | 0 | 1320 | 45223.9554 | 434720
Commercial Existing Buildings | Condensing Boiler - up to 299 MBtu/h | 2 | 25 | 5% | 100% | 1206.4 | 0 | 0 | 1392 | 5961.3396 | 57304
Commercial Existing Buildings | Condensing Boiler - up to 299 MBtu/h | 2 | 25 | 5% | 100% | 1206.4 | 0 | 0 | 1392 | 5961.3396 | 57304
Commercial Existing Buildings | Condensing Boiler - up to 299 MBtu/h | 3 | 25 | 5% | 100% | 1206.4 | 0 | 0 | 1392 | 8942.0094 | 85956
Commercial Existing Buildings | Condensing Boiler - up to 299 MBtu/h | 2 | 25 | 5% | 100% | 1227.2 | 0 | 0 | 1416 | 6064.1213 | 58292
Commercial Existing Buildings | Condensing Boiler - up to 299 MBtu/h | 2 | 25 | 5% | 100% | 1227.2 | 0 | 0 | 1416 | 6064.1213 | 58292
Commercial Existing Buildings | Condensing Boiler - up to 299 MBtu/h | 2 | 25 | 5% | 100% | 1227.2 | 0 | 0 | 1416 | 6064.1213 | 58292
Commercial Existing Buildings | Condensing Boiler - up to 299 MBtu/h | 3 | 25 | 5% | 100% | 1227.2 | 0 | 0 | 1416 | 9096.1819 | 87438
Commercial Existing Buildings | Condensing Boiler - up to 299 MBtu/h | 1 | 25 | 5% | 100% | 1560 | 0 | 0 | 1800 | 3854.3144 | 37050
Commercial Existing Buildings | Condensing Boiler - up to 299 MBtu/h | 1 | 25 | 5% | 100% | 1560 | 0 | 0 | 1800 | 3854.3144 | 37050
Commercial Existing Buildings | Condensing Boiler - up to 299 MBtu/h | 1 | 25 | 5% | 100% | 1560 | 0 | 0 | 1800 | 3854.3144 | 37050
Commercial Existing Buildings | Condensing Boiler - up to 299 MBtu/h | 1 | 25 | 5% | 100% | 1560 | 0 | 0 | 1800 | 3854.3144 | 37050
Commercial Existing Buildings | Condensing Boiler - up to 299 MBtu/h | 1 | 25 | 5% | 100% | 1560 | 0 | 0 | 1800 | 3854.3144 | 37050
Commercial Existing Buildings | Condensing Boiler - up to 299 MBtu/h | 1 | 25 | 5% | 100% | 1560 | 0 | 0 | 1800 | 3854.3144 | 37050
Commercial Existing Buildings | Condensing Boiler - up to 299 MBtu/h | 1 | 25 | 5% | 100% | 1560 | 0 | 0 | 1800 | 3854.3144 | 37050
Commercial Existing Buildings | Condensing Boiler - up to 299 MBtu/h | 2 | 25 | 5% | 100% | 1560 | 0 | 0 | 1800 | 7708.6288 | 74100
Commercial Existing Buildings | Condensing Boiler - up to 299 MBtu/h | 2 | 25 | 5% | 100% | 1560 | 0 | 0 | 1800 | 7708.6288 | 74100
Commercial Existing Buildings | Condensing Boiler - up to 299 MBtu/h | 2 | 25 | 5% | 100% | 1560 | 0 | 0 | 1800 | 7708.6288 | 74100
Commercial Existing Buildings | Condensing Boiler - up to 299 MBtu/h | 51 | 25 | 5% | 100% | 1560 | 0 | 0 | 1800 | 196570.0336 | 1889550
Commercial Existing Buildings | Condensing Boiler - up to 299 MBtu/h | 1 | 25 | 5% | 100% | 1612 | 0 | 0 | 1860 | 3982.7915 | 38285
Commercial Existing Buildings | Condensing Boiler - up to 299 MBtu/h | 1 | 25 | 5% | 100% | 1820 | 0 | 0 | 2100 | 4496.7001 | 43225
Commercial Existing Buildings | Condensing Boiler - up to 299 MBtu/h | 1 | 25 | 5% | 100% | 1820 | 0 | 0 | 2100 | 4496.7001 | 43225
Commercial Existing Buildings | Condensing Boiler - up to 299 MBtu/h | 2 | 25 | 5% | 100% | 1820 | 0 | 0 | 2100 | 8993.4002 | 86450
Commercial Existing Buildings | Condensing Boiler - up to 299 MBtu/h | 29 | 25 | 5% | 100% | 1820 | 0 | 0 | 2100 | 130404.3033 | 1253525
Commercial Existing Buildings | Condensing Boiler - up to 299 MBtu/h | 1 | 25 | 5% | 100% | 2069.6 | 0 | 0 | 2388 | 5113.3904 | 49153
Commercial Existing Buildings | Condensing Boiler - up to 299 MBtu/h | 1 | 25 | 5% | 100% | 2080 | 0 | 0 | 2400 | 5139.0858 | 49400
Commercial Existing Buildings | Condensing Boiler - up to 299 MBtu/h | 1 | 25 | 5% | 100% | 2080 | 0 | 0 | 2400 | 5139.0858 | 49400
Commercial Existing Buildings | Condensing Boiler - up to 299 MBtu/h | 1 | 25 | 5% | 100% | 2080 | 0 | 0 | 2400 | 5139.0858 | 49400
Commercial Existing Buildings | Condensing Boiler - up to 299 MBtu/h | 1 | 25 | 5% | 100% | 2080 | 0 | 0 | 2400 | 5139.0858 | 49400
Commercial Existing Buildings | Condensing Boiler - up to 299 MBtu/h | 2 | 25 | 5% | 100% | 2080 | 0 | 0 | 2400 | 10278.1717 | 98800
Commercial Existing Buildings | Condensing Boiler - up to 299 MBtu/h | 2 | 25 | 5% | 100% | 2080 | 0 | 0 | 2400 | 10278.1717 | 98800
Commercial Existing Buildings | Condensing Boiler - up to 299 MBtu/h | 2 | 25 | 5% | 100% | 2080 | 0 | 0 | 2400 | 10278.1717 | 98800
Commercial Existing Buildings | Condensing Boiler - up to 299 MBtu/h | 2 | 25 | 5% | 100% | 2080 | 0 | 0 | 2400 | 10278.1717 | 98800
Commercial Existing Buildings | Condensing Boiler - up to 299 MBtu/h | 2 | 25 | 5% | 100% | 2080 | 0 | 0 | 2400 | 10278.1717 | 98800
Commercial Existing Buildings | Condensing Boiler - up to 299 MBtu/h | 1 | 25 | 5% | 100% | 2184 | 0 | 0 | 2520 | 5396.0401 | 51870
Commercial Existing Buildings | Condensing Boiler - up to 299 MBtu/h | 2 | 25 | 5% | 100% | 2184 | 0 | 0 | 2520 | 10792.0803 | 103740
Commercial Existing Buildings | Condensing Boiler - up to 299 MBtu/h | 2 | 25 | 5% | 100% | 2184 | 0 | 0 | 2520 | 10792.0803 | 103740
Commercial Existing Buildings | Condensing Boiler - up to 299 MBtu/h | 1 | 25 | 5% | 100% | 2392 | 0 | 0 | 2760 | 5909.9487 | 56810
Commercial Existing Buildings | Condensing Boiler - up to 299 MBtu/h | 1 | 25 | 5% | 100% | 2392 | 0 | 0 | 2760 | 5909.9487 | 56810
Commercial Existing Buildings | Condensing Boiler - up to 299 MBtu/h | 1 | 25 | 5% | 100% | 2392 | 0 | 0 | 2760 | 5909.9487 | 56810
Commercial Existing Buildings | Condensing Boiler - up to 299 MBtu/h | 1 | 25 | 5% | 100% | 2392 | 0 | 0 | 2760 | 5909.9487 | 56810
Commercial Existing Buildings | Condensing Boiler - up to 299 MBtu/h | 1 | 25 | 5% | 100% | 2392 | 0 | 0 | 2760 | 5909.9487 | 56810
Commercial Existing Buildings | Condensing Boiler - up to 299 MBtu/h | 1 | 25 | 5% | 100% | 2392 | 0 | 0 | 2760 | 5909.9487 | 56810
Commercial Existing Buildings | Condensing Boiler - up to 299 MBtu/h | 2 | 25 | 5% | 100% | 2392 | 0 | 0 | 2760 | 11819.8974 | 113620
Commercial Existing Buildings | Condensing Boiler - up to 299 MBtu/h | 2 | 25 | 5% | 100% | 2392 | 0 | 0 | 2760 | 11819.8974 | 113620
Commercial Existing Buildings | Condensing Boiler - up to 299 MBtu/h | 3 | 25 | 5% | 100% | 2392 | 0 | 0 | 2760 | 17729.8462 | 170430
Commercial Existing Buildings | Condensing Boiler - up to 299 MBtu/h | 2 | 25 | 5% | 100% | 2516.8 | 0 | 0 | 2904 | 12436.5877 | 119548
Commercial Existing Buildings | Condensing Boiler - up to 299 MBtu/h | 1 | 25 | 5% | 100% | 2600 | 0 | 0 | 3000 | 6423.8573 | 61750
Commercial Existing Buildings | Condensing Boiler - up to 299 MBtu/h | 1 | 25 | 5% | 100% | 2600 | 0 | 0 | 3000 | 6423.8573 | 61750
Commercial Existing Buildings | Condensing Boiler - up to 299 MBtu/h | 1 | 25 | 5% | 100% | 2600 | 0 | 0 | 3000 | 6423.8573 | 61750
Commercial Existing Buildings | Condensing Boiler - up to 299 MBtu/h | 2 | 25 | 5% | 100% | 2600 | 0 | 0 | 3000 | 12847.7146 | 123500
Commercial Existing Buildings | Condensing Boiler - up to 299 MBtu/h | 4 | 25 | 5% | 100% | 2600 | 0 | 0 | 3000 | 25695.4292 | 247000
Commercial Existing Buildings | Condensing Boiler - up to 299 MBtu/h | 4 | 25 | 5% | 100% | 2600 | 0 | 0 | 3000 | 25695.4292 | 247000
Commercial Existing Buildings | Condensing Boiler - up to 299 MBtu/h | 4 | 25 | 5% | 100% | 2600 | 0 | 0 | 3000 | 25695.4292 | 247000
Commercial Existing Buildings | Condensing Boiler - up to 299 MBtu/h | 1 | 25 | 5% | 100% | 2964 | 0 | 0 | 3420 | 7323.1973 | 70395
Commercial Existing Buildings | Condensing Boiler - up to 299 MBtu/h | 1 | 25 | 5% | 100% | 2964 | 0 | 0 | 3420 | 7323.1973 | 70395
Commercial Existing Buildings | Condensing Boiler - up to 299 MBtu/h | 2 | 25 | 5% | 100% | 2964 | 0 | 0 | 3420 | 14646.3947 | 140790
Commercial Existing Buildings | Condensing Boiler - up to 299 MBtu/h | 2 | 25 | 5% | 100% | 2964 | 0 | 0 | 3420 | 14646.3947 | 140790
Commercial Existing Buildings | Condensing Boiler - up to 299 MBtu/h | 3 | 25 | 5% | 100% | 2964 | 0 | 0 | 3420 | 21969.592 | 211185
Commercial Existing Buildings | Destratification Fan | 1 | 15 | 10% | 100% | 8750 | 0 | -59.5 | 7021 | 17257.3377 | 118125
Commercial Existing Buildings | Destratification Fan | 2 | 15 | 10% | 100% | 7200 | 0 | -48.96 | 7021 | 26161.9512 | 194400
Commercial Existing Buildings | Destratification Fan | 1 | 15 | 10% | 100% | 12500 | 0 | -85 | 7021 | 27361.4396 | 168750
Commercial Existing Buildings | Destratification Fan | 1 | 15 | 10% | 100% | 12500 | 0 | -85 | 7021 | 27361.4396 | 168750
Commercial Existing Buildings | Destratification Fan | 1 | 15 | 10% | 100% | 14250 | 0 | -96.9 | 7021 | 32076.6871 | 192375
Commercial Existing Buildings | Destratification Fan | 3 | 15 | 10% | 100% | 7200 | 0 | -48.96 | 7021 | 39242.9268 | 291600
Commercial Existing Buildings | Destratification Fan | 1 | 15 | 10% | 100% | 16875 | 0 | -114.75 | 7021 | 39149.5584 | 227812.5
Commercial Existing Buildings | Destratification Fan | 1 | 15 | 10% | 100% | 16875 | 0 | -114.75 | 7021 | 39149.5584 | 227812.5
Commercial Existing Buildings | Destratification Fan | 1 | 15 | 10% | 100% | 16875 | 0 | -114.75 | 7021 | 39149.5584 | 227812.5
Commercial Existing Buildings | Destratification Fan | 1 | 15 | 10% | 100% | 16875 | 0 | -114.75 | 7021 | 39149.5584 | 227812.5
Commercial Existing Buildings | Destratification Fan | 1 | 15 | 10% | 100% | 17500 | 0 | -119 | 7021 | 40833.5754 | 236250
Commercial Existing Buildings | Destratification Fan | 3 | 15 | 10% | 100% | 15250 | 0 | -103.7 | 7021 | 104313.3429 | 617625
Commercial Existing Buildings | Destratification Fan | 6 | 15 | 10% | 100% | 10368 | 0 | -70.5024 | 7021 | 129701.5252 | 839808
Commercial Existing Buildings | Destratification Fan | 7 | 15 | 10% | 100% | 14250 | 0 | -96.9 | 7021 | 224536.8098 | 1346625
Commercial Existing Buildings | ERV -2-over 1000 cfm High-MF,Healthcare,Nursing Hm | 1 | 14 | 5% | 100% | 32260.1548 | 0 | 0 | 16774.5 | 72533.8343 | 429060.0588
Commercial Existing Buildings | ERV -3-up to 1000 cfm Med-Hotel,Restaurant,Retail | 1 | 14 | 5% | 100% | 356.7474 | 0 | 0 | 333.9 | 661.1319 | 4744.74
Commercial Existing Buildings | ERV -3-up to 1000 cfm Med-Hotel,Restaurant,Retail | 1 | 14 | 5% | 100% | 1019.28 | 0 | 0 | 954 | 1888.9533 | 13556.424
Commercial Existing Buildings | ERV -3-up to 1000 cfm Med-Hotel,Restaurant,Retail | 1 | 14 | 5% | 100% | 1800.72 | 0 | 0 | 1685.4 | 3337.1288 | 23949.576
Commercial Existing Buildings | ERV -3-up to 1000 cfm Med-Hotel,Restaurant,Retail | 1 | 14 | 5% | 100% | 2429.2797 | 0 | 0 | 2273.7 | 4501.9935 | 32309.4199
Commercial Existing Buildings | ERV -3-up to 1000 cfm Med-Hotel,Restaurant,Retail | 1 | 14 | 5% | 100% | 3346.63 | 0 | 0 | 3132.3 | 6202.0468 | 44510.179
Commercial Existing Buildings | ERV -4-over 1000 cfm Med-Hotel,Restaurant,Retail | 1 | 14 | 5% | 100% | 4077.11 | 0 | 0 | 3816 | 7555.7857 | 54225.563
Commercial Existing Buildings | ERV -4-over 1000 cfm Med-Hotel,Restaurant,Retail | 1 | 14 | 5% | 100% | 4179.04 | 0 | 0 | 3911.4 | 7744.6865 | 55581.232
Commercial Existing Buildings | ERV -4-over 1000 cfm Med-Hotel,Restaurant,Retail | 1 | 14 | 5% | 100% | 6455.4286 | 0 | 0 | 6042 | 11963.3394 | 85857.1998
Commercial Existing Buildings | ERV -4-over 1000 cfm Med-Hotel,Restaurant,Retail | 1 | 14 | 5% | 100% | 6795.188 | 0 | 0 | 6360 | 12592.9888 | 90375.9997
Commercial Existing Buildings | ERV -4-over 1000 cfm Med-Hotel,Restaurant,Retail | 1 | 14 | 5% | 100% | 7814.47 | 0 | 0 | 7314 | 14481.9477 | 103932.451
Commercial Existing Buildings | ERV -4-over 1000 cfm Med-Hotel,Restaurant,Retail | 1 | 14 | 5% | 100% | 11212.0601 | 0 | 0 | 10494 | 20778.4315 | 149120.3996
Commercial Existing Buildings | ERV -4-over 1000 cfm Med-Hotel,Restaurant,Retail | 2 | 14 | 5% | 100% | 8493.98 | 0 | 0 | 7950 | 31482.4449 | 225939.868
Commercial Existing Buildings | ERV -5-up to 1000 cfm Low-Office,Warehouse,School | 1 | 14 | 5% | 100% | 436.58 | 0 | 0 | 639.18 | 590.0473 | 5806.514
Commercial Existing Buildings | ERV -5-up to 1000 cfm Low-Office,Warehouse,School | 1 | 14 | 5% | 100% | 760.21 | 0 | 0 | 1113 | 1027.4348 | 10110.793
Commercial Existing Buildings | ERV -5-up to 1000 cfm Low-Office,Warehouse,School | 1 | 14 | 5% | 100% | 966.55 | 0 | 0 | 1415.1 | 1306.3026 | 12855.115
Commercial Existing Buildings | ERV -5-up to 1000 cfm Low-Office,Warehouse,School | 1 | 14 | 5% | 100% | 977.415 | 0 | 0 | 1431 | 1320.9935 | 12999.6192
Commercial Existing Buildings | ERV -5-up to 1000 cfm Low-Office,Warehouse,School | 1 | 14 | 5% | 100% | 1103.39 | 0 | 0 | 1615.44 | 1491.2469 | 14675.087
Commercial Existing Buildings | ERV -5-up to 1000 cfm Low-Office,Warehouse,School | 1 | 14 | 5% | 100% | 1303.22 | 0 | 0 | 1908 | 1761.3247 | 17332.826
Commercial Existing Buildings | ERV -5-up to 1000 cfm Low-Office,Warehouse,School | 1 | 14 | 5% | 100% | 1303.22 | 0 | 0 | 1908 | 1761.3247 | 17332.826
Commercial Existing Buildings | ERV -5-up to 1000 cfm Low-Office,Warehouse,School | 1 | 14 | 5% | 100% | 1629.02 | 0 | 0 | 2385 | 2201.6422 | 21665.966
Commercial Existing Buildings | ERV -5-up to 1000 cfm Low-Office,Warehouse,School | 1 | 14 | 5% | 100% | 2172.0333 | 0 | 0 | 3180 | 2935.5411 | 28888.0428
Commercial Existing Buildings | ERV -5-up to 1000 cfm Low-Office,Warehouse,School | 2 | 14 | 5% | 100% | 1737.63 | 0 | 0 | 2544 | 4696.8842 | 46220.958
Commercial Existing Buildings | ERV -5-up to 1000 cfm Low-Office,Warehouse,School | 4 | 14 | 5% | 100% | 977.415 | 0 | 0 | 1431 | 5283.9739 | 51998.477
Commercial Existing Buildings | ERV -5-up to 1000 cfm Low-Office,Warehouse,School | 6 | 14 | 5% | 100% | 875.33 | 0 | 0 | 1281.54 | 7098.1479 | 69851.334
Commercial Existing Buildings | ERV -5-up to 1000 cfm Low-Office,Warehouse,School | 16 | 14 | 5% | 100% | 875.33 | 0 | 0 | 1281.54 | 18928.3944 | 186270.224
Commercial Existing Buildings | ERV -5-up to 1000 cfm Low-Office,Warehouse,School | 16 | 14 | 5% | 100% | 977.41 | 0 | 0 | 1431 | 21135.6771 | 207992.848
Commercial Existing Buildings | ERV -5-up to 1000 cfm Low-Office,Warehouse,School | 15 | 14 | 5% | 100% | 1086.02 | 0 | 0 | 1590 | 22016.696 | 216660.99
Commercial Existing Buildings | ERV -6-over 1000 cfm Low-Office,Warehouse,School | 1 | 14 | 5% | 100% | 2606.4399 | 0 | 0 | 3816 | 3522.6493 | 34665.6513
Commercial Existing Buildings | ERV -6-over 1000 cfm Low-Office,Warehouse,School | 1 | 14 | 5% | 100% | 2606.44 | 0 | 0 | 3816 | 3522.6494 | 34665.652
Commercial Existing Buildings | ERV -6-over 1000 cfm Low-Office,Warehouse,School | 1 | 14 | 5% | 100% | 2606.44 | 0 | 0 | 3816 | 3522.6494 | 34665.652
Commercial Existing Buildings | ERV -6-over 1000 cfm Low-Office,Warehouse,School | 1 | 14 | 5% | 100% | 3040.8466 | 0 | 0 | 4452 | 4109.7575 | 40443.2599
Commercial Existing Buildings | ERV -6-over 1000 cfm Low-Office,Warehouse,School | 1 | 14 | 5% | 100% | 3127.7279 | 0 | 0 | 4579.2 | 4227.1791 | 41598.7816
Commercial Existing Buildings | ERV -6-over 1000 cfm Low-Office,Warehouse,School | 1 | 14 | 5% | 100% | 3855.3591 | 0 | 0 | 5644.5 | 5210.5854 | 51276.2759
Commercial Existing Buildings | ERV -6-over 1000 cfm Low-Office,Warehouse,School | 1 | 14 | 5% | 100% | 4344.0666 | 0 | 0 | 6360 | 5871.0821 | 57776.0855
Commercial Existing Buildings | ERV -6-over 1000 cfm Low-Office,Warehouse,School | 1 | 14 | 5% | 100% | 4344.07 | 0 | 0 | 6360 | 5871.0915 | 57776.131
Commercial Existing Buildings | ERV -6-over 1000 cfm Low-Office,Warehouse,School | 1 | 14 | 5% | 100% | 4778.47 | 0 | 0 | 6996 | 6458.1814 | 63553.651
Commercial Existing Buildings | ERV -6-over 1000 cfm Low-Office,Warehouse,School | 1 | 14 | 5% | 100% | 4778.47 | 0 | 0 | 6996 | 6458.1814 | 63553.651
Commercial Existing Buildings | ERV -6-over 1000 cfm Low-Office,Warehouse,School | 1 | 14 | 5% | 100% | 4832.77 | 0 | 0 | 7075.5 | 6531.5677 | 64275.841
Commercial Existing Buildings | ERV -6-over 1000 cfm Low-Office,Warehouse,School | 1 | 14 | 5% | 100% | 5647.29 | 0 | 0 | 8268 | 7632.4162 | 75108.957
Commercial Existing Buildings | ERV -6-over 1000 cfm Low-Office,Warehouse,School | 2 | 14 | 5% | 100% | 3040.8466 | 0 | 0 | 4452 | 8219.515 | 80886.5198
Commercial Existing Buildings | ERV -6-over 1000 cfm Low-Office,Warehouse,School | 1 | 14 | 5% | 100% | 6516.0999 | 0 | 0 | 9540 | 8806.6232 | 86664.1283
Commercial Existing Buildings | ERV -6-over 1000 cfm Low-Office,Warehouse,School | 1 | 14 | 5% | 100% | 6516.1 | 0 | 0 | 9540 | 8806.6235 | 86664.13
Commercial Existing Buildings | ERV -6-over 1000 cfm Low-Office,Warehouse,School | 1 | 14 | 5% | 100% | 6516.1 | 0 | 0 | 9540 | 8806.6235 | 86664.13
Commercial Existing Buildings | ERV -6-over 1000 cfm Low-Office,Warehouse,School | 1 | 14 | 5% | 100% | 6516.1 | 0 | 0 | 9540 | 8806.6235 | 86664.13
Commercial Existing Buildings | ERV -6-over 1000 cfm Low-Office,Warehouse,School | 1 | 14 | 5% | 100% | 7054.76 | 0 | 0 | 10328.64 | 9534.626 | 93828.308
Commercial Existing Buildings | ERV -6-over 1000 cfm Low-Office,Warehouse,School | 1 | 14 | 5% | 100% | 7167.7099 | 0 | 0 | 10494 | 9687.2855 | 95330.5412
Commercial Existing Buildings | ERV -6-over 1000 cfm Low-Office,Warehouse,School | 1 | 14 | 5% | 100% | 7211.15 | 0 | 0 | 10557.6 | 9745.9949 | 95908.295
Commercial Existing Buildings | ERV -6-over 1000 cfm Low-Office,Warehouse,School | 1 | 14 | 5% | 100% | 7384.91 | 0 | 0 | 10812 | 9980.8309 | 98219.303
Commercial Existing Buildings | ERV -6-over 1000 cfm Low-Office,Warehouse,School | 1 | 14 | 5% | 100% | 7384.91 | 0 | 0 | 10812 | 9980.8309 | 98219.303
Commercial Existing Buildings | ERV -6-over 1000 cfm Low-Office,Warehouse,School | 1 | 14 | 5% | 100% | 7602.1165 | 0 | 0 | 11130 | 10274.3937 | 101108.1497
Commercial Existing Buildings | ERV -6-over 1000 cfm Low-Office,Warehouse,School | 1 | 14 | 5% | 100% | 7819.3198 | 0 | 0 | 11448 | 10567.9478 | 103996.954
Commercial Existing Buildings | ERV -6-over 1000 cfm Low-Office,Warehouse,School | 1 | 14 | 5% | 100% | 7819.3198 | 0 | 0 | 11448 | 10567.9478 | 103996.954
Commercial Existing Buildings | ERV -6-over 1000 cfm Low-Office,Warehouse,School | 1 | 14 | 5% | 100% | 8470.9298 | 0 | 0 | 12402 | 11448.6101 | 112663.3668
Commercial Existing Buildings | ERV -6-over 1000 cfm Low-Office,Warehouse,School | 1 | 14 | 5% | 100% | 8470.9298 | 0 | 0 | 12402 | 11448.6101 | 112663.3668
Commercial Existing Buildings | ERV -6-over 1000 cfm Low-Office,Warehouse,School | 2 | 14 | 5% | 100% | 4344.0666 | 0 | 0 | 6360 | 11742.1643 | 115552.1711
Commercial Existing Buildings | ERV -6-over 1000 cfm Low-Office,Warehouse,School | 3 | 14 | 5% | 100% | 2932.2449 | 0 | 0 | 4293 | 11888.9413 | 116996.5732
Commercial Existing Buildings | ERV -6-over 1000 cfm Low-Office,Warehouse,School | 1 | 14 | 5% | 100% | 9165.98 | 0 | 0 | 13419.6 | 12387.9819 | 121907.534
Commercial Existing Buildings | ERV -6-over 1000 cfm Low-Office,Warehouse,School | 1 | 14 | 5% | 100% | 9774.1498 | 0 | 0 | 14310 | 13209.9348 | 129996.1925
Commercial Existing Buildings | ERV -6-over 1000 cfm Low-Office,Warehouse,School | 1 | 14 | 5% | 100% | 9778.49 | 0 | 0 | 14316.36 | 13215.7952 | 130053.917
Commercial Existing Buildings | ERV -6-over 1000 cfm Low-Office,Warehouse,School | 1 | 14 | 5% | 100% | 10143.3955 | 0 | 0 | 14850.6 | 13708.9768 | 134907.1598
Commercial Existing Buildings | ERV -6-over 1000 cfm Low-Office,Warehouse,School | 4 | 14 | 5% | 100% | 2606.4399 | 0 | 0 | 3816 | 14090.5971 | 138662.6053
Commercial Existing Buildings | ERV -6-over 1000 cfm Low-Office,Warehouse,School | 1 | 14 | 5% | 100% | 10534.3615 | 0 | 0 | 15423 | 14237.3742 | 140107.0075
Commercial Existing Buildings | ERV -6-over 1000 cfm Low-Office,Warehouse,School | 1 | 14 | 5% | 100% | 10860.1665 | 0 | 0 | 15900 | 14677.7053 | 144440.2139
Commercial Existing Buildings | ERV -6-over 1000 cfm Low-Office,Warehouse,School | 5 | 14 | 5% | 100% | 2606.4399 | 0 | 0 | 3816 | 17613.2464 | 173328.2566
Commercial Existing Buildings | ERV -6-over 1000 cfm Low-Office,Warehouse,School | 1 | 14 | 5% | 100% | 13032.1997 | 0 | 0 | 19080 | 17613.2464 | 173328.2566
Commercial Existing Buildings | ERV -6-over 1000 cfm Low-Office,Warehouse,School | 1 | 14 | 5% | 100% | 13032.1997 | 0 | 0 | 19080 | 17613.2464 | 173328.2566
Commercial Existing Buildings | ERV -6-over 1000 cfm Low-Office,Warehouse,School | 6 | 14 | 5% | 100% | 2280.635 | 0 | 0 | 3339 | 18493.9087 | 181994.6695
Commercial Existing Buildings | ERV -6-over 1000 cfm Low-Office,Warehouse,School | 1 | 14 | 5% | 100% | 13714.22 | 0 | 0 | 20078.52 | 18535.0112 | 182399.126
Commercial Existing Buildings | ERV -6-over 1000 cfm Low-Office,Warehouse,School | 1 | 14 | 5% | 100% | 14035.68 | 0 | 0 | 20549.16 | 18969.4687 | 186674.544
Commercial Existing Buildings | ERV -6-over 1000 cfm Low-Office,Warehouse,School | 1 | 14 | 5% | 100% | 17376.2663 | 0 | 0 | 25440 | 23484.3285 | 231104.3422
Commercial Existing Buildings | ERV -6-over 1000 cfm Low-Office,Warehouse,School | 3 | 14 | 5% | 100% | 6516.0999 | 0 | 0 | 9540 | 26419.8696 | 259992.385
Commercial Existing Buildings | ERV -6-over 1000 cfm Low-Office,Warehouse,School | 2 | 14 | 5% | 100% | 9774.1498 | 0 | 0 | 14310 | 26419.8696 | 259992.385
Commercial Existing Buildings | ERV -6-over 1000 cfm Low-Office,Warehouse,School | 2 | 14 | 5% | 100% | 10490.92 | 0 | 0 | 15359.4 | 28357.3223 | 279058.472
Commercial Existing Buildings | ERV -6-over 1000 cfm Low-Office,Warehouse,School | 1 | 14 | 5% | 100% | 24391.93 | 0 | 0 | 35711.4 | 32966.1155 | 324412.669
Commercial Existing Buildings | ERV -6-over 1000 cfm Low-Office,Warehouse,School | 2 | 14 | 5% | 100% | 13032.1997 | 0 | 0 | 19080 | 35226.4928 | 346656.5133
Commercial Existing Buildings | HRV -1-High-MF,Healthcare,Nursing Home | 1 | 14 | 5% | 100% | 940.8591 | 0 | 0 | 722 | 1894.2934 | 12513.4263
Commercial Existing Buildings | HRV -1-High-MF,Healthcare,Nursing Home | 3 | 14 | 5% | 100% | 2587.3626 | 0 | 0 | 1985.5 | 15627.9206 | 103235.767
Commercial Existing Buildings | HRV -1-High-MF,Healthcare,Nursing Home | 13 | 14 | 5% | 100% | 4845.4245 | 0 | 0 | 3718.3 | 126822.9438 | 837773.8907
Commercial Existing Buildings | HRV -2-Med-Hotel,Restaurant,Retail | 1 | 14 | 5% | 100% | 614.1719 | 0 | 0 | 848.35 | 878.3604 | 8168.4866
Commercial Existing Buildings | HRV -2-Med-Hotel,Restaurant,Retail | 1 | 14 | 5% | 100% | 784.0493 | 0 | 0 | 1083 | 1121.3112 | 10427.8552
Commercial Existing Buildings | HRV -2-Med-Hotel,Restaurant,Retail | 1 | 14 | 5% | 100% | 836.3192 | 0 | 0 | 1155.2 | 1196.0653 | 11123.0456
Commercial Existing Buildings | HRV -2-Med-Hotel,Restaurant,Retail | 1 | 14 | 5% | 100% | 1306.7488 | 0 | 0 | 1805 | 1868.852 | 17379.7587
Commercial Existing Buildings | HRV -2-Med-Hotel,Restaurant,Retail | 1 | 14 | 5% | 100% | 1306.7488 | 0 | 0 | 1805 | 1868.852 | 17379.7587
Commercial Existing Buildings | HRV -2-Med-Hotel,Restaurant,Retail | 1 | 14 | 5% | 100% | 1424.3562 | 0 | 0 | 1967.45 | 2037.0486 | 18943.937
Commercial Existing Buildings | HRV -2-Med-Hotel,Restaurant,Retail | 1 | 14 | 5% | 100% | 1568.0985 | 0 | 0 | 2166 | 2242.6223 | 20855.7105
Commercial Existing Buildings | HRV -2-Med-Hotel,Restaurant,Retail | 1 | 14 | 5% | 100% | 3136.2 | 0 | 0 | 4332 | 4485.2527 | 41711.46
Commercial Existing Buildings | HRV -2-Med-Hotel,Restaurant,Retail | 1 | 14 | 5% | 100% | 5226.9951 | 0 | 0 | 7220 | 7475.4078 | 69519.035
Commercial Existing Buildings | HRV -2-Med-Hotel,Restaurant,Retail | 2 | 14 | 5% | 100% | 4312.27 | 0 | 0 | 5956.5 | 12334.4176 | 114706.382
Commercial Existing Buildings | HRV -2-Med-Hotel,Restaurant,Retail | 6 | 14 | 5% | 100% | 1829.45 | 0 | 0 | 2527 | 15698.3846 | 145990.11
Commercial Existing Buildings | HRV -3-Low-Office,Warehouse,School | 1 | 14 | 5% | 100% | 250.6157 | 0 | 0 | 541.5 | 172.8587 | 3333.1894
Commercial Existing Buildings | HRV -3-Low-Office,Warehouse,School | 1 | 14 | 5% | 100% | 300.7389 | 0 | 0 | 649.8 | 207.4304 | 3999.8273
Commercial Existing Buildings | HRV -3-Low-Office,Warehouse,School | 1 | 14 | 5% | 100% | 334.15 | 0 | 0 | 722 | 230.4663 | 4444.195
Commercial Existing Buildings | HRV -3-Low-Office,Warehouse,School | 1 | 14 | 5% | 100% | 334.15 | 0 | 0 | 722 | 230.4663 | 4444.195
Commercial Existing Buildings | HRV -3-Low-Office,Warehouse,School | 1 | 14 | 5% | 100% | 334.15 | 0 | 0 | 722 | 230.4663 | 4444.195
Commercial Existing Buildings | HRV -3-Low-Office,Warehouse,School | 1 | 14 | 5% | 100% | 334.15 | 0 | 0 | 722 | 230.4663 | 4444.195
Commercial Existing Buildings | HRV -3-Low-Office,Warehouse,School | 1 | 14 | 5% | 100% | 334.1543 | 0 | 0 | 722 | 230.4782 | 4444.2526
Commercial Existing Buildings | HRV -3-Low-Office,Warehouse,School | 2 | 14 | 5% | 100% | 173.76 | 0 | 0 | 375.44 | 239.696 | 4622.016
Commercial Existing Buildings | HRV -3-Low-Office,Warehouse,School | 1 | 14 | 5% | 100% | 417.69 | 0 | 0 | 902.5 | 288.0898 | 5555.277
Commercial Existing Buildings | HRV -3-Low-Office,Warehouse,School | 2 | 14 | 5% | 100% | 250.6157 | 0 | 0 | 541.5 | 345.7173 | 6666.3789
Commercial Existing Buildings | HRV -3-Low-Office,Warehouse,School | 1 | 14 | 5% | 100% | 543.0008 | 0 | 0 | 1173.25 | 374.5271 | 7221.9105
Commercial Existing Buildings | HRV -3-Low-Office,Warehouse,School | 2 | 14 | 5% | 100% | 284.0312 | 0 | 0 | 613.7 | 391.813 | 7555.2294
Commercial Existing Buildings | HRV -3-Low-Office,Warehouse,School | 2 | 14 | 5% | 100% | 300.74 | 0 | 0 | 649.8 | 414.8668 | 7999.684
Commercial Existing Buildings | HRV -3-Low-Office,Warehouse,School | 1 | 14 | 5% | 100% | 618.1855 | 0 | 0 | 1335.7 | 426.3847 | 8221.8673
Commercial Existing Buildings | HRV -3-Low-Office,Warehouse,School | 1 | 14 | 5% | 100% | 768.55 | 0 | 0 | 1660.6 | 530.0863 | 10221.715
Commercial Existing Buildings | HRV -3-Low-Office,Warehouse,School | 2 | 14 | 5% | 100% | 501.23 | 0 | 0 | 1083 | 691.4264 | 13332.718
Commercial Existing Buildings | HRV -3-Low-Office,Warehouse,School | 1 | 14 | 5% | 100% | 1002.463 | 0 | 0 | 2166 | 691.4346 | 13332.7578
Commercial Existing Buildings | HRV -3-Low-Office,Warehouse,School | 4 | 14 | 5% | 100% | 334.1543 | 0 | 0 | 722 | 921.9129 | 17777.0104
Commercial Existing Buildings | HRV -3-Low-Office,Warehouse,School | 1 | 14 | 5% | 100% | 1670.7717 | 0 | 0 | 3610 | 1152.3911 | 22221.263
Commercial Existing Buildings | HRV -3-Low-Office,Warehouse,School | 6 | 14 | 5% | 100% | 334.1543 | 0 | 0 | 722 | 1382.8693 | 26665.5156
Commercial Existing Buildings | HRV -3-Low-Office,Warehouse,School | 2 | 14 | 5% | 100% | 1002.463 | 0 | 0 | 2166 | 1382.8693 | 26665.5156
Commercial Existing Buildings | HRV -3-Low-Office,Warehouse,School | 3 | 14 | 5% | 100% | 918.9244 | 0 | 0 | 1985.5 | 1901.4453 | 36665.0839
Commercial Existing Buildings | HRV -3-Low-Office,Warehouse,School | 1 | 14 | 5% | 100% | 13165.68 | 0 | 0 | 28446.8 | 9080.84 | 175103.544
Commercial Existing Buildings | HRV -3-Low-Office,Warehouse,School | 1 | 14 | 5% | 100% | 21051.72 | 0 | 0 | 45486 | 14520.1198 | 279987.876
Commercial Existing Buildings | HRV -3-Low-Office,Warehouse,School | 1 | 14 | 5% | 100% | 29071.43 | 0 | 0 | 62814 | 20051.6136 | 386650.019
Commercial Existing Buildings | Infrared Heating - over 100 MBtu/hr | 1 | 20 | 33% | 100% | 1828.5 | 0 | 409 | 1403 | 3527.0718 | 24501.9
Commercial Existing Buildings | Infrared Heating - over 100 MBtu/hr | 4 | 20 | 33% | 100% | 1828.5 | 0 | 409 | 1403 | 14108.2871 | 98007.6
Commercial Existing Buildings | Infrared Heating - over 100 MBtu/hr | 1 | 20 | 33% | 100% | 1908 | 0 | 409 | 1464 | 3669.87 | 25567.2
Commercial Existing Buildings | Infrared Heating - over 100 MBtu/hr | 1 | 20 | 33% | 100% | 1908 | 0 | 409 | 1464 | 3669.87 | 25567.2
Commercial Existing Buildings | Infrared Heating - over 100 MBtu/hr | 1 | 20 | 33% | 100% | 1908 | 0 | 409 | 1464 | 3669.87 | 25567.2
Commercial Existing Buildings | Infrared Heating - over 100 MBtu/hr | 1 | 20 | 33% | 100% | 1908 | 0 | 409 | 1464 | 3669.87 | 25567.2
Commercial Existing Buildings | Infrared Heating - over 100 MBtu/hr | 2 | 20 | 33% | 100% | 1908 | 0 | 409 | 1464 | 7339.7399 | 51134.4
Commercial Existing Buildings | Infrared Heating - over 100 MBtu/hr | 2 | 20 | 33% | 100% | 1908 | 0 | 409 | 1464 | 7339.7399 | 51134.4
Commercial Existing Buildings | Infrared Heating - over 100 MBtu/hr | 2 | 20 | 33% | 100% | 1908 | 0 | 409 | 1464 | 7339.7399 | 51134.4
Commercial Existing Buildings | Infrared Heating - over 100 MBtu/hr | 2 | 20 | 33% | 100% | 1908 | 0 | 409 | 1464 | 7339.7399 | 51134.4
Commercial Existing Buildings | Infrared Heating - over 100 MBtu/hr | 7 | 20 | 33% | 100% | 1908 | 0 | 409 | 1464 | 25689.0898 | 178970.4
Commercial Existing Buildings | Infrared Heating - over 100 MBtu/hr | 1 | 20 | 33% | 100% | 1987.5 | 0 | 409 | 1525 | 3812.6682 | 26632.5
Commercial Existing Buildings | Infrared Heating - over 100 MBtu/hr | 1 | 20 | 33% | 100% | 1987.5 | 0 | 409 | 1525 | 3812.6682 | 26632.5
Commercial Existing Buildings | Infrared Heating - over 100 MBtu/hr | 1 | 20 | 33% | 100% | 1987.5 | 0 | 409 | 1525 | 3812.6682 | 26632.5
Commercial Existing Buildings | Infrared Heating - over 100 MBtu/hr | 1 | 20 | 33% | 100% | 1987.5 | 0 | 409 | 1525 | 3812.6682 | 26632.5
Commercial Existing Buildings | Infrared Heating - over 100 MBtu/hr | 1 | 20 | 33% | 100% | 1987.5 | 0 | 409 | 1525 | 3812.6682 | 26632.5
Commercial Existing Buildings | Infrared Heating - over 100 MBtu/hr | 2 | 20 | 33% | 100% | 1987.5 | 0 | 409 | 1525 | 7625.3363 | 53265
Commercial Existing Buildings | Infrared Heating - over 100 MBtu/hr | 3 | 20 | 33% | 100% | 1987.5 | 0 | 409 | 1525 | 11438.0045 | 79897.5
Commercial Existing Buildings | Infrared Heating - over 100 MBtu/hr | 4 | 20 | 33% | 100% | 1987.5 | 0 | 409 | 1525 | 15250.6727 | 106530
Commercial Existing Buildings | Infrared Heating - over 100 MBtu/hr | 4 | 20 | 33% | 100% | 1987.5 | 0 | 409 | 1525 | 15250.6727 | 106530
Commercial Existing Buildings | Infrared Heating - over 100 MBtu/hr | 4 | 20 | 33% | 100% | 1987.5 | 0 | 409 | 1525 | 15250.6727 | 106530
Commercial Existing Buildings | Infrared Heating - over 100 MBtu/hr | 8 | 20 | 33% | 100% | 1987.5 | 0 | 409 | 1525 | 30501.3453 | 213060
Commercial Existing Buildings | Infrared Heating - over 100 MBtu/hr | 1 | 20 | 33% | 100% | 2067 | 0 | 409 | 1586 | 3955.4664 | 27697.8
Commercial Existing Buildings | Infrared Heating - over 100 MBtu/hr | 10 | 20 | 33% | 100% | 2067 | 0 | 409 | 1586 | 39554.6636 | 276978
Commercial Existing Buildings | Infrared Heating - over 100 MBtu/hr | 1 | 20 | 33% | 100% | 2385 | 0 | 409 | 1830 | 4526.6592 | 31959
Commercial Existing Buildings | Infrared Heating - over 100 MBtu/hr | 1 | 20 | 33% | 100% | 2385 | 0 | 409 | 1830 | 4526.6592 | 31959
Commercial Existing Buildings | Infrared Heating - over 100 MBtu/hr | 1 | 20 | 33% | 100% | 2385 | 0 | 409 | 1830 | 4526.6592 | 31959
Commercial Existing Buildings | Infrared Heating - over 100 MBtu/hr | 1 | 20 | 33% | 100% | 2385 | 0 | 409 | 1830 | 4526.6592 | 31959
Commercial Existing Buildings | Infrared Heating - over 100 MBtu/hr | 1 | 20 | 33% | 100% | 2385 | 0 | 409 | 1830 | 4526.6592 | 31959
Commercial Existing Buildings | Infrared Heating - over 100 MBtu/hr | 1 | 20 | 33% | 100% | 2385 | 0 | 409 | 1830 | 4526.6592 | 31959
Commercial Existing Buildings | Infrared Heating - over 100 MBtu/hr | 1 | 20 | 33% | 100% | 2385 | 0 | 409 | 1830 | 4526.6592 | 31959
Commercial Existing Buildings | Infrared Heating - over 100 MBtu/hr | 1 | 20 | 33% | 100% | 2385 | 0 | 409 | 1830 | 4526.6592 | 31959
Commercial Existing Buildings | Infrared Heating - over 100 MBtu/hr | 2 | 20 | 33% | 100% | 2385 | 0 | 409 | 1830 | 9053.3183 | 63918
Commercial Existing Buildings | Infrared Heating - over 100 MBtu/hr | 2 | 20 | 33% | 100% | 2385 | 0 | 409 | 1830 | 9053.3183 | 63918
Commercial Existing Buildings | Infrared Heating - over 100 MBtu/hr | 2 | 20 | 33% | 100% | 2385 | 0 | 409 | 1830 | 9053.3183 | 63918
Commercial Existing Buildings | Infrared Heating - over 100 MBtu/hr | 2 | 20 | 33% | 100% | 2385 | 0 | 409 | 1830 | 9053.3183 | 63918
Commercial Existing Buildings | Infrared Heating - over 100 MBtu/hr | 2 | 20 | 33% | 100% | 2385 | 0 | 409 | 1830 | 9053.3183 | 63918
Commercial Existing Buildings | Infrared Heating - over 100 MBtu/hr | 2 | 20 | 33% | 100% | 2385 | 0 | 409 | 1830 | 9053.3183 | 63918
Commercial Existing Buildings | Infrared Heating - over 100 MBtu/hr | 4 | 20 | 33% | 100% | 2385 | 0 | 409 | 1830 | 18106.6366 | 127836
Commercial Existing Buildings | Infrared Heating - over 100 MBtu/hr | 4 | 20 | 33% | 100% | 2385 | 0 | 409 | 1830 | 18106.6366 | 127836
Commercial Existing Buildings | Infrared Heating - over 100 MBtu/hr | 9 | 20 | 33% | 100% | 2385 | 0 | 409 | 1830 | 40739.9324 | 287631
Commercial Existing Buildings | Infrared Heating - over 100 MBtu/hr | 1 | 20 | 33% | 100% | 2464.5 | 0 | 409 | 1891 | 4669.4574 | 33024.3
Commercial Existing Buildings | Infrared Heating - over 100 MBtu/hr | 4 | 20 | 33% | 100% | 2464.5 | 0 | 409 | 1891 | 18677.8294 | 132097.2
Commercial Existing Buildings | Infrared Heating - over 100 MBtu/hr | 4 | 20 | 33% | 100% | 2464.5 | 0 | 409 | 1891 | 18677.8294 | 132097.2
Commercial Existing Buildings | Infrared Heating - over 100 MBtu/hr | 5 | 20 | 33% | 100% | 2544 | 0 | 409 | 1952 | 24061.2777 | 170448
Commercial Existing Buildings | Infrared Heating - over 100 MBtu/hr | 12 | 20 | 33% | 100% | 2544 | 0 | 409 | 1952 | 57747.0666 | 409075.2
Commercial Existing Buildings | Infrared Heating - over 100 MBtu/hr | 1 | 20 | 33% | 100% | 2623.5 | 0 | 409 | 2013 | 4955.0537 | 35154.9
Commercial Existing Buildings | Infrared Heating - over 100 MBtu/hr | 1 | 20 | 33% | 100% | 2623.5 | 0 | 409 | 2013 | 4955.0537 | 35154.9
Commercial Existing Buildings | Infrared Heating - over 100 MBtu/hr | 1 | 20 | 33% | 100% | 2782.5 | 0 | 873 | 2135 | 5516.0021 | 37285.5
Commercial Existing Buildings | Infrared Heating - over 100 MBtu/hr | 2 | 20 | 33% | 100% | 2782.5 | 0 | 873 | 2135 | 11032.0041 | 74571
Commercial Existing Buildings | Infrared Heating - over 100 MBtu/hr | 2 | 20 | 33% | 100% | 2782.5 | 0 | 873 | 2135 | 11032.0041 | 74571
Commercial Existing Buildings | Infrared Heating - over 100 MBtu/hr | 3 | 20 | 33% | 100% | 2782.5 | 0 | 873 | 2135 | 16548.0062 | 111856.5
Commercial Existing Buildings | Infrared Heating - over 100 MBtu/hr | 5 | 20 | 33% | 100% | 2782.5 | 0 | 873 | 2135 | 27580.0104 | 186427.5
Commercial Existing Buildings | Infrared Heating - over 100 MBtu/hr | 10 | 20 | 33% | 100% | 2782.5 | 0 | 873 | 2135 | 55160.0207 | 372855
Commercial Existing Buildings | Infrared Heating - over 100 MBtu/hr | 1 | 20 | 33% | 100% | 3180 | 0 | 873 | 2440 | 6229.9931 | 42612
Commercial Existing Buildings | Infrared Heating - over 100 MBtu/hr | 1 | 20 | 33% | 100% | 3180 | 0 | 873 | 2440 | 6229.9931 | 42612
Commercial Existing Buildings | Infrared Heating - over 100 MBtu/hr | 1 | 20 | 33% | 100% | 3180 | 0 | 873 | 2440 | 6229.9931 | 42612
Commercial Existing Buildings | Infrared Heating - over 100 MBtu/hr | 1 | 20 | 33% | 100% | 3180 | 0 | 873 | 2440 | 6229.9931 | 42612
Commercial Existing Buildings | Infrared Heating - over 100 MBtu/hr | 1 | 20 | 33% | 100% | 3180 | 0 | 873 | 2440 | 6229.9931 | 42612
Commercial Existing Buildings | Infrared Heating - over 100 MBtu/hr | 2 | 20 | 33% | 100% | 3180 | 0 | 873 | 2440 | 12459.9861 | 85224
Commercial Existing Buildings | Infrared Heating - over 100 MBtu/hr | 2 | 20 | 33% | 100% | 3180 | 0 | 873 | 2440 | 12459.9861 | 85224
Commercial Existing Buildings | Infrared Heating - over 100 MBtu/hr | 2 | 20 | 33% | 100% | 3180 | 0 | 873 | 2440 | 12459.9861 | 85224
Commercial Existing Buildings | Infrared Heating - over 100 MBtu/hr | 2 | 20 | 33% | 100% | 3180 | 0 | 873 | 2440 | 12459.9861 | 85224
Commercial Existing Buildings | Infrared Heating - over 100 MBtu/hr | 3 | 20 | 33% | 100% | 3180 | 0 | 873 | 2440 | 18689.9792 | 127836
Commercial Existing Buildings | Infrared Heating - over 100 MBtu/hr | 4 | 20 | 33% | 100% | 3180 | 0 | 873 | 2440 | 24919.9722 | 170448
Commercial Existing Buildings | Infrared Heating - over 100 MBtu/hr | 5 | 20 | 33% | 100% | 3180 | 0 | 873 | 2440 | 31149.9653 | 213060
Commercial Existing Buildings | Infrared Heating - over 100 MBtu/hr | 5 | 20 | 33% | 100% | 3180 | 0 | 873 | 2440 | 31149.9653 | 213060
Commercial Existing Buildings | Infrared Heating - over 100 MBtu/hr | 5 | 20 | 33% | 100% | 3180 | 0 | 873 | 2440 | 31149.9653 | 213060
Commercial Existing Buildings | Infrared Heating - over 100 MBtu/hr | 13 | 20 | 33% | 100% | 3180 | 0 | 873 | 2440 | 80989.9098 | 553956
Commercial Existing Buildings | Infrared Heating - over 100 MBtu/hr | 1 | 20 | 33% | 100% | 3259.5 | 0 | 873 | 2501 | 6372.7913 | 43677.3
Commercial Existing Buildings | Infrared Heating - over 100 MBtu/hr | 2 | 20 | 33% | 100% | 3259.5 | 0 | 873 | 2501 | 12745.5825 | 87354.6
Commercial Existing Buildings | Infrared Heating - over 100 MBtu/hr | 37 | 20 | 33% | 100% | 3498 | 0 | 873 | 2684 | 251643.8764 | 1734308.4
Commercial Existing Buildings | Infrared Heating - 1-20 to 100 MBtu/hr | 1 | 20 | 33% | 100% | 318 | 0 | 16 | 244 | 580.6877 | 4261.2
Commercial Existing Buildings | Infrared Heating - 1-20 to 100 MBtu/hr | 1 | 20 | 33% | 100% | 477 | 0 | 16 | 366 | 866.2841 | 6391.8
Commercial Existing Buildings | Infrared Heating - 1-20 to 100 MBtu/hr | 2 | 20 | 33% | 100% | 477 | 0 | 16 | 366 | 1732.5682 | 12783.6
Commercial Existing Buildings | Infrared Heating - 1-20 to 100 MBtu/hr | 1 | 20 | 33% | 100% | 636 | 0 | 16 | 488 | 1151.8805 | 8522.4
Commercial Existing Buildings | Infrared Heating - 1-20 to 100 MBtu/hr | 2 | 20 | 33% | 100% | 636 | 0 | 16 | 488 | 2303.7609 | 17044.8
Commercial Existing Buildings | Infrared Heating - 1-20 to 100 MBtu/hr | 2 | 20 | 33% | 100% | 636 | 0 | 16 | 488 | 2303.7609 | 17044.8
Commercial Existing Buildings | Infrared Heating - 1-20 to 100 MBtu/hr | 3 | 20 | 33% | 100% | 636 | 0 | 16 | 488 | 3455.6414 | 25567.2
Commercial Existing Buildings | Infrared Heating - 1-20 to 100 MBtu/hr | 3 | 20 | 33% | 100% | 636 | 0 | 16 | 488 | 3455.6414 | 25567.2
Commercial Existing Buildings | Infrared Heating - 1-20 to 100 MBtu/hr | 1 | 20 | 33% | 100% | 715.5 | 0 | 16 | 549 | 1294.6787 | 9587.7
Commercial Existing Buildings | Infrared Heating - 1-20 to 100 MBtu/hr | 1 | 20 | 33% | 100% | 715.5 | 0 | 16 | 549 | 1294.6787 | 9587.7
Commercial Existing Buildings | Infrared Heating - 1-20 to 100 MBtu/hr | 1 | 20 | 33% | 100% | 795 | 0 | 409 | 610 | 1670.6952 | 10653
Commercial Existing Buildings | Infrared Heating - 1-20 to 100 MBtu/hr | 1 | 20 | 33% | 100% | 795 | 0 | 409 | 610 | 1670.6952 | 10653
Commercial Existing Buildings | Infrared Heating - 1-20 to 100 MBtu/hr | 1 | 20 | 33% | 100% | 795 | 0 | 409 | 610 | 1670.6952 | 10653
Commercial Existing Buildings | Infrared Heating - 1-20 to 100 MBtu/hr | 2 | 20 | 33% | 100% | 795 | 0 | 409 | 610 | 3341.3904 | 21306
Commercial Existing Buildings | Infrared Heating - 1-20 to 100 MBtu/hr | 2 | 20 | 33% | 100% | 795 | 0 | 409 | 610 | 3341.3904 | 21306
Commercial Existing Buildings | Infrared Heating - 1-20 to 100 MBtu/hr | 2 | 20 | 33% | 100% | 954 | 0 | 409 | 732 | 3912.5832 | 25567.2
Commercial Existing Buildings | Infrared Heating - 1-20 to 100 MBtu/hr | 2 | 20 | 33% | 100% | 954 | 0 | 409 | 732 | 3912.5832 | 25567.2
Commercial Existing Buildings | Infrared Heating - 1-20 to 100 MBtu/hr | 1 | 20 | 33% | 100% | 1033.5 | 0 | 409 | 793 | 2099.0898 | 13848.9
Commercial Existing Buildings | Infrared Heating - 1-20 to 100 MBtu/hr | 1 | 20 | 33% | 100% | 1049.4 | 0 | 409 | 805.2 | 2127.6494 | 14061.96
Commercial Existing Buildings | Infrared Heating - 1-20 to 100 MBtu/hr | 3 | 20 | 33% | 100% | 1049.4 | 0 | 409 | 805.2 | 6382.9483 | 42185.88
Commercial Existing Buildings | Infrared Heating - 1-20 to 100 MBtu/hr | 1 | 20 | 33% | 100% | 1192.5 | 0 | 409 | 915 | 2384.6862 | 15979.5
Commercial Existing Buildings | Infrared Heating - 1-20 to 100 MBtu/hr | 2 | 20 | 33% | 100% | 1192.5 | 0 | 409 | 915 | 4769.3724 | 31959
Commercial Existing Buildings | Infrared Heating - 1-20 to 100 MBtu/hr | 2 | 20 | 33% | 100% | 1192.5 | 0 | 409 | 915 | 4769.3724 | 31959
Commercial Existing Buildings | Infrared Heating - 1-20 to 100 MBtu/hr | 3 | 20 | 33% | 100% | 1192.5 | 0 | 409 | 915 | 7154.0586 | 47938.5
Commercial Existing Buildings | Infrared Heating - 1-20 to 100 MBtu/hr | 31 | 20 | 33% | 100% | 1192.5 | 0 | 409 | 915 | 73925.272 | 495364.5
Commercial Existing Buildings | Infrared Heating - 1-20 to 100 MBtu/hr | 1 | 20 | 33% | 100% | 1272 | 0 | 409 | 976 | 2527.4844 | 17044.8
Commercial Existing Buildings | Infrared Heating - 1-20 to 100 MBtu/hr | 1 | 20 | 33% | 100% | 1272 | 0 | 409 | 976 | 2527.4844 | 17044.8
Commercial Existing Buildings | Infrared Heating - 1-20 to 100 MBtu/hr | 1 | 20 | 33% | 100% | 1272 | 0 | 409 | 976 | 2527.4844 | 17044.8
Commercial Existing Buildings | Infrared Heating - 1-20 to 100 MBtu/hr | 1 | 20 | 33% | 100% | 1272 | 0 | 409 | 976 | 2527.4844 | 17044.8
Commercial Existing Buildings | Infrared Heating - 1-20 to 100 MBtu/hr | 1 | 20 | 33% | 100% | 1272 | 0 | 409 | 976 | 2527.4844 | 17044.8
Commercial Existing Buildings | Infrared Heating - 1-20 to 100 MBtu/hr | 1 | 20 | 33% | 100% | 1272 | 0 | 409 | 976 | 2527.4844 | 17044.8
Commercial Existing Buildings | Infrared Heating - 1-20 to 100 MBtu/hr | 1 | 20 | 33% | 100% | 1272 | 0 | 409 | 976 | 2527.4844 | 17044.8
Commercial Existing Buildings | Infrared Heating - 1-20 to 100 MBtu/hr | 1 | 20 | 33% | 100% | 1272 | 0 | 409 | 976 | 2527.4844 | 17044.8
Commercial Existing Buildings | Infrared Heating - 1-20 to 100 MBtu/hr | 1 | 20 | 33% | 100% | 1272 | 0 | 409 | 976 | 2527.4844 | 17044.8
Commercial Existing Buildings | Infrared Heating - 1-20 to 100 MBtu/hr | 1 | 20 | 33% | 100% | 1272 | 0 | 409 | 976 | 2527.4844 | 17044.8
Commercial Existing Buildings | Infrared Heating - 1-20 to 100 MBtu/hr | 2 | 20 | 33% | 100% | 1272 | 0 | 409 | 976 | 5054.9688 | 34089.6
Commercial Existing Buildings | Infrared Heating - 1-20 to 100 MBtu/hr | 2 | 20 | 33% | 100% | 1272 | 0 | 409 | 976 | 5054.9688 | 34089.6
Commercial Existing Buildings | Infrared Heating - 1-20 to 100 MBtu/hr | 3 | 20 | 33% | 100% | 1272 | 0 | 409 | 976 | 7582.4532 | 51134.4
Commercial Existing Buildings | Infrared Heating - 1-20 to 100 MBtu/hr | 5 | 20 | 33% | 100% | 1272 | 0 | 409 | 976 | 12637.422 | 85224
Commercial Existing Buildings | Infrared Heating - 1-20 to 100 MBtu/hr | 2 | 20 | 33% | 100% | 1351.5 | 0 | 409 | 1037 | 5340.5652 | 36220.2
Commercial Existing Buildings | Infrared Heating - 1-20 to 100 MBtu/hr | 18 | 20 | 33% | 100% | 1574.1 | 0 | 409 | 1207.8 | 55262.1157 | 379672.92
Commercial Existing Buildings | Infrared Heating - 1-20 to 100 MBtu/hr | 1 | 20 | 33% | 100% | 1590 | 0 | 409 | 1220 | 3098.6772 | 21306
Commercial Existing Buildings | Infrared Heating - 1-20 to 100 MBtu/hr | 1 | 20 | 33% | 100% | 1590 | 0 | 409 | 1220 | 3098.6772 | 21306
Commercial Existing Buildings | Infrared Heating - 1-20 to 100 MBtu/hr | 1 | 20 | 33% | 100% | 1590 | 0 | 409 | 1220 | 3098.6772 | 21306
Commercial Existing Buildings | Infrared Heating - 1-20 to 100 MBtu/hr | 1 | 20 | 33% | 100% | 1590 | 0 | 409 | 1220 | 3098.6772 | 21306
Commercial Existing Buildings | Infrared Heating - 1-20 to 100 MBtu/hr | 1 | 20 | 33% | 100% | 1590 | 0 | 409 | 1220 | 3098.6772 | 21306
Commercial Existing Buildings | Infrared Heating - 1-20 to 100 MBtu/hr | 1 | 20 | 33% | 100% | 1590 | 0 | 409 | 1220 | 3098.6772 | 21306
Commercial Existing Buildings | Infrared Heating - 1-20 to 100 MBtu/hr | 1 | 20 | 33% | 100% | 1590 | 0 | 409 | 1220 | 3098.6772 | 21306
Commercial Existing Buildings | Infrared Heating - 1-20 to 100 MBtu/hr | 1 | 20 | 33% | 100% | 1590 | 0 | 409 | 1220 | 3098.6772 | 21306
Commercial Existing Buildings | Infrared Heating - 1-20 to 100 MBtu/hr | 1 | 20 | 33% | 100% | 1590 | 0 | 409 | 1220 | 3098.6772 | 21306
Commercial Existing Buildings | Infrared Heating - 1-20 to 100 MBtu/hr | 1 | 20 | 33% | 100% | 1590 | 0 | 409 | 1220 | 3098.6772 | 21306
Commercial Existing Buildings | Infrared Heating - 1-20 to 100 MBtu/hr | 2 | 20 | 33% | 100% | 1590 | 0 | 409 | 1220 | 6197.3544 | 42612
Commercial Existing Buildings | Infrared Heating - 1-20 to 100 MBtu/hr | 2 | 20 | 33% | 100% | 1590 | 0 | 409 | 1220 | 6197.3544 | 42612
Commercial Existing Buildings | Infrared Heating - 1-20 to 100 MBtu/hr | 2 | 20 | 33% | 100% | 1590 | 0 | 409 | 1220 | 6197.3544 | 42612
Commercial Existing Buildings | Infrared Heating - 1-20 to 100 MBtu/hr | 2 | 20 | 33% | 100% | 1590 | 0 | 409 | 1220 | 6197.3544 | 42612
Commercial Existing Buildings | Infrared Heating - 1-20 to 100 MBtu/hr | 2 | 20 | 33% | 100% | 1590 | 0 | 409 | 1220 | 6197.3544 | 42612
Commercial Existing Buildings | Infrared Heating - 1-20 to 100 MBtu/hr | 2 | 20 | 33% | 100% | 1590 | 0 | 409 | 1220 | 6197.3544 | 42612
Commercial Existing Buildings | Infrared Heating - 1-20 to 100 MBtu/hr | 2 | 20 | 33% | 100% | 1590 | 0 | 409 | 1220 | 6197.3544 | 42612
Commercial Existing Buildings | Infrared Heating - 1-20 to 100 MBtu/hr | 2 | 20 | 33% | 100% | 1590 | 0 | 409 | 1220 | 6197.3544 | 42612
Commercial Existing Buildings | Infrared Heating - 1-20 to 100 MBtu/hr | 2 | 20 | 33% | 100% | 1590 | 0 | 409 | 1220 | 6197.3544 | 42612
Commercial Existing Buildings | Infrared Heating - 1-20 to 100 MBtu/hr | 2 | 20 | 33% | 100% | 1590 | 0 | 409 | 1220 | 6197.3544 | 42612
Commercial Existing Buildings | Infrared Heating - 1-20 to 100 MBtu/hr | 3 | 20 | 33% | 100% | 1590 | 0 | 409 | 1220 | 9296.0315 | 63918
Commercial Existing Buildings | Infrared Heating - 1-20 to 100 MBtu/hr | 3 | 20 | 33% | 100% | 1590 | 0 | 409 | 1220 | 9296.0315 | 63918
Commercial Existing Buildings | Infrared Heating - 1-20 to 100 MBtu/hr | 3 | 20 | 33% | 100% | 1590 | 0 | 409 | 1220 | 9296.0315 | 63918
Commercial Existing Buildings | Infrared Heating - 1-20 to 100 MBtu/hr | 5 | 20 | 33% | 100% | 1590 | 0 | 409 | 1220 | 15493.3859 | 106530
Commercial Existing Buildings | Infrared Heating - 1-20 to 100 MBtu/hr | 5 | 20 | 33% | 100% | 1590 | 0 | 409 | 1220 | 15493.3859 | 106530
Commercial Existing Buildings | Infrared Heating - 1-20 to 100 MBtu/hr | 5 | 20 | 33% | 100% | 1590 | 0 | 409 | 1220 | 15493.3859 | 106530
Commercial Existing Buildings | Infrared Heating - 1-20 to 100 MBtu/hr | 6 | 20 | 33% | 100% | 1590 | 0 | 409 | 1220 | 18592.0631 | 127836
Commercial Existing Buildings | Infrared Heating - 1-20 to 100 MBtu/hr | 10 | 20 | 33% | 100% | 1590 | 0 | 409 | 1220 | 30986.7718 | 213060
Commercial New Buildings | Custom - New Construction | 1 | 17 | 54% | 100% | 11184.29 | 0 | 0 | 33144 | 950.6355 | 87461.1478
Commercial New Buildings | Custom - Agriculture | 1 | 26 | 54% | 100% | 40606.818 | 0 | 0 | 121156 | 14153.1014 | 485657.5433
Commercial New Buildings | Custom - Agriculture | 1 | 26 | 54% | 100% | 98138.26 | 0 | 0 | 30000 | 155097.2206 | 1173733.5896
Commercial New Buildings | Custom - New Construction | 1 | 13 | 54% | 100% | 122732.328 | 0 | 783927.4 | 385000 | 235892.3062 | 733939.3214
Commercial Existing Buildings | Custom - Retrofit | 2 | 13 | 54% | 100% | 82812.637 | 0 | 42176.9365 | 117079.5 | 130619.3276 | 990439.1385
Commercial Existing Buildings | Custom - Retrofit | 1 | 13 | 54% | 100% | 85661.58 | 0 | 39357.959 | 165521 | 45727.0563 | 512256.2484
Commercial Existing Buildings | Custom - Retrofit | 1 | 13 | 54% | 100% | 11081.202 | 0 | 38950.013 | 11869 | 21399.1885 | 66265.588
Commercial Existing Buildings | Custom - Retrofit | 1 | 13 | 54% | 100% | 13270.306 | 0 | 38950.013 | 11869 | 24183.96 | 79356.4299
Commercial Existing Buildings | Custom - Retrofit | 1 | 13 | 54% | 100% | 11058.462 | 0 | 38950.013 | 19844.5 | 17701.5308 | 66129.6028
Commercial Existing Buildings | Custom - Retrofit | 1 | 13 | 54% | 100% | 12533.53 | 0 | 38950.013 | 19844.5 | 19577.9731 | 74950.5094
Commercial Existing Buildings | Custom - Retrofit | 2 | 13 | 54% | 100% | 8499.833 | 0 | 4330.6735 | 28296 | -1568.9482 | 101658.0027
Commercial Existing Buildings | Custom - Retrofit | 1 | 13 | 54% | 100% | 1087.73 | 191816.1 | 1396.023 | 600 | 2987.033 | 6504.6254
Commercial Existing Buildings | Custom - Retrofit | 1 | 13 | 54% | 100% | 799.69 | 141041.25 | 1396.023 | 600 | 2244.2324 | 4782.1462
Commercial Existing Buildings | Custom - Retrofit | 1 | 13 | 54% | 100% | 799.69 | 141041.25 | 1396.023 | 600 | 2244.2324 | 4782.1462
Commercial Existing Buildings | Custom - Retrofit | 1 | 13 | 54% | 100% | 799.69 | 141041.25 | 1396.023 | 600 | 2244.2324 | 4782.1462
Commercial Existing Buildings | Custom - Retrofit | 1 | 13 | 54% | 100% | 10620.338 | 0 | 5412.79 | 45513 | -5652.2184 | 63509.6212
Commercial Existing Buildings | Custom - Multifamily | 1 | 17 | 54% | 100% | 4009.062 | 0 | 52.097 | 13995 | -517.5229 | 31350.8648
Commercial Existing Buildings | Custom - Multifamily | 1 | 17 | 54% | 100% | 13346.106 | 0 | 0 | 7800 | 16054.557 | 104366.5489
Commercial Existing Buildings | Custom - Retrofit | 1 | 17 | 54% | 100% | 93538.716 | 0 | 0 | 82500 | 99718.5876 | 731472.7591
Commercial Existing Buildings | Custom - Retrofit | 1 | 17 | 54% | 100% | 109538.58 | 0 | 5051.643 | 16500 | 152953.1103 | 856591.6956
Commercial Existing Buildings | Custom - Retrofit | 1 | 17 | 54% | 100% | 18204.886 | 0 | 0 | 6172 | 23524.8488 | 142362.2085
Commercial Existing Buildings | Custom - Retrofit | 1 | 17 | 54% | 100% | 8721.548 | 0 | 0 | 3103 | 11408.8363 | 68202.5054
Commercial Existing Buildings | Custom - Retrofit | 1 | 17 | 54% | 100% | 125068.1505 | 0 | 0 | 80000 | 144321.3111 | 978032.9368
Commercial Existing Buildings | Custom - Retrofit | 1 | 9 | 54% | 100% | 123932.9242 | 0 | 0 | 10000 | 119452.0703 | 513082.3062
Commercial Existing Buildings | Custom - Retrofit | 1 | 17 | 54% | 100% | 3486.042 | 0 | 18168.608 | 6500 | 9015.2824 | 27260.8484
Commercial Existing Buildings | Custom - Retrofit | 1 | 17 | 54% | 100% | 98005.61 | 0 | 0 | 21528.96 | 132026.5343 | 766403.8702
Commercial Existing Buildings | Custom - Retrofit | 1 | 13 | 54% | 100% | 8609.834 | 0 | 0 | 1995 | 10034.9183 | 51486.8071
Commercial Existing Buildings | Custom - Retrofit | 1 | 13 | 54% | 100% | 66777.1849 | 0 | 0 | 19855 | 75814.3332 | 399327.5657
Commercial Existing Buildings | Custom - Retrofit | 1 | 17 | 54% | 100% | 97024 | 0 | 0 | 87024.46 | 100477.0554 | 758727.68
Commercial Existing Buildings | Custom - Retrofit | 1 | 17 | 54% | 100% | 40340.76 | 0 | 0 | 14851 | 51589.2595 | 315464.7432
Commercial Existing Buildings | Custom - Retrofit | 1 | 17 | 54% | 100% | 31610.116 | 0 | 0 | 15883 | 38470.9873 | 247191.1071
Commercial Existing Buildings | Custom - Retrofit | 1 | 13 | 54% | 100% | 1183.238 | 208741.05 | 1396.023 | 666.65 | 3203.3415 | 7075.7632
Commercial Existing Buildings | Custom - Retrofit | 1 | 13 | 54% | 100% | 959.628 | 169249.5 | 1396.023 | 666.65 | 2626.135 | 5738.5754
Commercial Existing Buildings | Custom - Retrofit | 1 | 13 | 54% | 100% | 959.628 | 169249.5 | 1396.023 | 666.65 | 2626.135 | 5738.5754
Commercial Existing Buildings | Custom - Retrofit | 1 | 9 | 54% | 100% | 3131.298 | 819322.8 | 0 | 0 | 7956.7903 | 12963.5737
Commercial Existing Buildings | Custom - Retrofit | 1 | 13 | 54% | 100% | 767.854 | 135399.6 | 1396.023 | 666.65 | 2131.2509 | 4591.7669
Commercial Existing Buildings | Custom - Retrofit | 1 | 13 | 54% | 100% | 640.51 | 112833 | 1396.023 | 666.65 | 1801.9609 | 3830.2498
Commercial Existing Buildings | Custom - Retrofit | 1 | 13 | 54% | 100% | 576.08 | 101549.7 | 1396.023 | 666.65 | 1636.3669 | 3444.9584
Commercial Existing Buildings | Custom - Retrofit | 1 | 13 | 54% | 100% | 511.65 | 90266.4 | 1396.023 | 666.65 | 1470.7729 | 3059.667
Commercial Existing Buildings | Custom - Retrofit | 1 | 13 | 54% | 100% | 479.814 | 84624.75 | 1396.023 | 666.65 | 1388.4504 | 2869.2877
Commercial Existing Buildings | Custom - Retrofit | 1 | 13 | 54% | 100% | 479.814 | 84624.75 | 1396.023 | 666.65 | 1388.4504 | 2869.2877
Commercial Existing Buildings | Custom - Retrofit | 1 | 13 | 54% | 100% | 384.306 | 67699.8 | 1396.023 | 666.65 | 1141.4828 | 2298.1499
Commercial Existing Buildings | Custom - Retrofit | 1 | 13 | 54% | 100% | 384.306 | 67699.8 | 1396.023 | 666.65 | 1141.4828 | 2298.1499
Commercial Existing Buildings | Custom - Retrofit | 1 | 13 | 54% | 100% | 319.876 | 56416.5 | 1396.023 | 666.65 | 975.8888 | 1912.8585
Commercial Existing Buildings | Custom - Retrofit | 1 | 13 | 54% | 100% | 319.876 | 56416.5 | 1396.023 | 666.65 | 975.8888 | 1912.8585
Commercial Existing Buildings | Custom - Retrofit | 1 | 13 | 54% | 100% | 319.876 | 56416.5 | 1396.023 | 666.65 | 975.8888 | 1912.8585
Commercial Existing Buildings | Custom - Retrofit | 1 | 13 | 54% | 100% | 319.876 | 56416.5 | 1396.023 | 666.65 | 975.8888 | 1912.8585
Commercial Existing Buildings | Custom - Retrofit | 1 | 13 | 54% | 100% | 319.876 | 56416.5 | 1396.023 | 666.65 | 975.8888 | 1912.8585
Commercial Existing Buildings | Custom - Retrofit | 1 | 17 | 54% | 100% | 146217.442 | 0 | 0 | 59000 | 184609.3119 | 1143420.3964
Commercial Existing Buildings | Custom - Retrofit | 2 | 13 | 54% | 100% | 9626.6 | 0 | 0 | 5850 | 19110.1042 | 115134.136
Commercial Existing Buildings | Custom - Retrofit | 1 | 17 | 54% | 100% | 14760.534 | 0 | 0 | 41821 | 2486.6265 | 115427.3759
Commercial Existing Buildings | Custom - Retrofit | 1 | 22 | 54% | 100% | 3734.666 | 0 | 0 | 16009.35 | -1205.5381 | 37794.8199
Commercial Existing Buildings | Custom - Retrofit | 1 | 13 | 54% | 100% | 5160.464 | 0 | 25966.381 | 14570 | 8370.6716 | 30859.5747
Commercial Existing Buildings | Custom - Retrofit | 1 | 13 | 54% | 100% | 5160.464 | 0 | 12983.632 | 14570 | 4116.7081 | 30859.5747
Commercial Existing Buildings | Custom - Retrofit | 1 | 17 | 54% | 100% | 29650.686 | 0 | 0 | 38712 | 25831.8225 | 231868.3645
Commercial Existing Buildings | Custom - Retrofit | 1 | 13 | 54% | 100% | 1247.668 | 220024.35 | 1396.023 | 666.65 | 3368.9355 | 7461.0546
Commercial Existing Buildings | Custom - Retrofit | 1 | 13 | 54% | 100% | 1120.324 | 197457.75 | 1396.023 | 666.65 | 3039.6455 | 6699.5375
Commercial Existing Buildings | Custom - Retrofit | 1 | 13 | 54% | 100% | 998.286 | 184831.2 | 1396.023 | 666.65 | 2791.8187 | 5969.7503
Commercial Existing Buildings | Custom - Retrofit | 1 | 13 | 54% | 100% | 959.628 | 169249.5 | 1396.023 | 666.65 | 2626.135 | 5738.5754
Commercial Existing Buildings | Custom - Retrofit | 1 | 13 | 54% | 100% | 832.284 | 146682.9 | 1396.023 | 666.65 | 2296.8449 | 4977.0583
Commercial Existing Buildings | Custom - Retrofit | 1 | 13 | 54% | 100% | 767.854 | 135399.6 | 1396.023 | 666.65 | 2131.2509 | 4591.7669
Commercial Existing Buildings | Custom - Retrofit | 1 | 13 | 54% | 100% | 765.58 | 135399.6 | 1396.023 | 666.65 | 2128.404 | 4578.1684
Commercial Existing Buildings | Custom - Retrofit | 1 | 13 | 54% | 100% | 640.51 | 112833 | 1396.023 | 666.65 | 1801.9609 | 3830.2498
Commercial Existing Buildings | Custom - Retrofit | 8 | 13 | 54% | 100% | 2934.0285 | 0 | 5192.923 | 4614 | 26491.8536 | 140363.9234
Commercial Existing Buildings | Custom - Retrofit | 1 | 13 | 54% | 100% | 447.978 | 78983.1 | 1396.023 | 666.65 | 1306.1279 | 2678.9084
Commercial Existing Buildings | Custom - Retrofit | 1 | 13 | 54% | 100% | 319.876 | 56416.5 | 1396.023 | 666.65 | 975.8888 | 1912.8585
Commercial Existing Buildings | Custom - Retrofit | 1 | 13 | 54% | 100% | 319.876 | 56416.5 | 1396.023 | 666.65 | 975.8888 | 1912.8585
Commercial Existing Buildings | Custom - Retrofit | 1 | 13 | 54% | 100% | 256.204 | 45133.2 | 1396.023 | 666.65 | 811.2438 | 1532.0999
Commercial Existing Buildings | Custom - Retrofit | 1 | 17 | 54% | 100% | 304244.524 | 949521.535 | 0 | 6000 | 446094.5527 | 2379192.1777
Commercial Existing Buildings | Custom - Retrofit | 1 | 17 | 54% | 100% | 6620.372 | 0 | 0 | 4764 | 7396.0565 | 51771.309
Commercial Existing Buildings | Custom - Retrofit | 1 | 13 | 54% | 100% | 10617.306 | 0 | 25966.381 | 10764 | 17063.111 | 63491.4899
Commercial Existing Buildings | Custom - Retrofit | 1 | 13 | 54% | 100% | 10617.306 | 0 | 25966.381 | 10764 | 17063.111 | 63491.4899
Commercial Existing Buildings | Custom - Retrofit | 1 | 13 | 54% | 100% | 4644.266 | 0 | 12983.632 | 10764 | 5210.8097 | 27772.7107
Commercial Existing Buildings | Custom - Retrofit | 1 | 17 | 54% | 100% | 11059.978 | 0 | 0 | 21178 | 6274.9693 | 86489.028
Commercial Existing Buildings | Custom - Retrofit | 1 | 9 | 54% | 100% | 4696.568 | 1228984.2 | 0 | 0 | 11934.812 | 19443.7915
Commercial Existing Buildings | Custom - Retrofit | 1 | 13 | 54% | 100% | 50407.758 | 0 | 0 | 21774 | 53091.5758 | 301438.3928
Commercial Existing Buildings | Custom - Multifamily | 1 | 17 | 54% | 100% | 1992.024 | 0 | 24812.3 | 5500 | 9790.2361 | 15577.6277
Commercial Existing Buildings | Custom - Multifamily | 1 | 17 | 54% | 100% | 1372.738 | 0 | 17101.944 | 4875 | 6248.8584 | 10734.8112
Commercial Existing Buildings | Custom - Multifamily | 1 | 17 | 54% | 100% | 1992.024 | 0 | 0 | 2120 | 1956.6248 | 15577.6277
Commercial Existing Buildings | Custom - Retrofit | 1 | 17 | 54% | 100% | 45990.9451 | 0 | 0 | 6519 | 63604.4698 | 359649.1904
Commercial Existing Buildings | Custom - Retrofit | 1 | 9 | 54% | 100% | 3739.972 | 976214.4 | 0 | 0 | 9489.3631 | 15483.4841
Commercial Existing Buildings | Custom - Retrofit | 1 | 9 | 54% | 100% | 2609.036 | 682769 | 0 | 0 | 6630.2851 | 10801.409
Commercial Existing Buildings | Custom - Retrofit | 1 | 9 | 54% | 100% | 2116.336 | 553697.6 | 0 | 0 | 5377.3963 | 8761.631
Commercial Existing Buildings | Custom - Retrofit | 4 | 17 | 54% | 100% | 27800.029 | 0 | 0 | 32500 | 101237.888 | 869584.9071
Commercial Existing Buildings | Custom - Retrofit | 1 | 17 | 54% | 100% | 34868 | 0 | 0 | 115000 | -1581.9093 | 272667.76
Commercial Existing Buildings | Custom - Agriculture | 1 | 22 | 54% | 100% | 62707.824 | 0 | 0 | 40533.79 | 83093.2908 | 634603.1789
Commercial Existing Buildings | Custom - Retrofit | 1 | 6 | 54% | 100% | 7833.93 | 49489.31 | 0 | 2655.1 | 4673.5485 | 21621.6468
Commercial Existing Buildings | Custom - Retrofit | 1 | 13 | 54% | 100% | 1456.118 | 269545.5 | 1396.023 | 666.65 | 4002.6572 | 8707.5856
Commercial Existing Buildings | Custom - Retrofit | 1 | 13 | 54% | 100% | 1279.504 | 225666 | 1396.023 | 666.65 | 3451.2581 | 7651.4339
Commercial Existing Buildings | Custom - Retrofit | 1 | 13 | 54% | 100% | 1152.16 | 203099.4 | 1396.023 | 666.65 | 3121.968 | 6889.9168
Commercial Existing Buildings | Custom - Retrofit | 1 | 13 | 54% | 100% | 1087.73 | 191816.1 | 1396.023 | 666.65 | 2956.374 | 6504.6254
Commercial Existing Buildings | Custom - Retrofit | 1 | 13 | 54% | 100% | 959.628 | 169249.5 | 1396.023 | 666.65 | 2626.135 | 5738.5754
Commercial Existing Buildings | Custom - Retrofit | 1 | 13 | 54% | 100% | 959.628 | 169249.5 | 1396.023 | 666.65 | 2626.135 | 5738.5754
Commercial Existing Buildings | Custom - Retrofit | 1 | 13 | 54% | 100% | 959.628 | 169249.5 | 1396.023 | 666.65 | 2626.135 | 5738.5754
Commercial Existing Buildings | Custom - Retrofit | 1 | 13 | 54% | 100% | 895.956 | 157966.2 | 1396.023 | 666.65 | 2461.49 | 5357.8169
Commercial Existing Buildings | Custom - Retrofit | 1 | 13 | 54% | 100% | 832.284 | 146682.9 | 1396.023 | 666.65 | 2296.8449 | 4977.0583
Commercial Existing Buildings | Custom - Retrofit | 1 | 13 | 54% | 100% | 799.69 | 141041.25 | 1396.023 | 666.65 | 2213.5734 | 4782.1462
Commercial Existing Buildings | Custom - Retrofit | 1 | 13 | 54% | 100% | 799.69 | 141041.25 | 1396.023 | 666.65 | 2213.5734 | 4782.1462
Commercial Existing Buildings | Custom - Retrofit | 1 | 13 | 54% | 100% | 640.51 | 112833 | 1396.023 | 666.65 | 1801.9609 | 3830.2498
Commercial Existing Buildings | Custom - Retrofit | 1 | 13 | 54% | 100% | 576.08 | 101549.7 | 1396.023 | 666.65 | 1636.3669 | 3444.9584
Commercial Existing Buildings | Custom - Retrofit | 1 | 13 | 54% | 100% | 236.496 | 44058.6 | 1396.023 | 666.65 | 778.4818 | 1414.2461
Commercial Existing Buildings | Custom - Retrofit | 1 | 13 | 54% | 100% | 236.496 | 44058.6 | 1396.023 | 666.65 | 778.4818 | 1414.2461
Commercial Existing Buildings | Custom - Retrofit | 1 | 13 | 54% | 100% | 511.65 | 90266.4 | 1396.023 | 666.65 | 1470.7729 | 3059.667
Commercial Existing Buildings | Custom - Retrofit | 1 | 13 | 54% | 100% | 479.814 | 84624.75 | 1396.023 | 666.65 | 1388.4504 | 2869.2877
Commercial Existing Buildings | Custom - Retrofit | 1 | 13 | 54% | 100% | 447.978 | 78983.1 | 1396.023 | 666.65 | 1306.1279 | 2678.9084
Commercial Existing Buildings | Custom - Retrofit | 1 | 13 | 54% | 100% | 447.978 | 78983.1 | 1396.023 | 666.65 | 1306.1279 | 2678.9084
Commercial Existing Buildings | Custom - Retrofit | 1 | 13 | 54% | 100% | 384.306 | 67699.8 | 1396.023 | 666.65 | 1141.4828 | 2298.1499
Commercial Existing Buildings | Custom - Retrofit | 1 | 13 | 54% | 100% | 384.306 | 67699.8 | 1396.023 | 666.65 | 1141.4828 | 2298.1499
Commercial Existing Buildings | Custom - Retrofit | 1 | 13 | 54% | 100% | 384.306 | 67699.8 | 1396.023 | 666.65 | 1141.4828 | 2298.1499
Commercial Existing Buildings | Custom - Retrofit | 1 | 13 | 54% | 100% | 319.876 | 56416.5 | 1396.023 | 711.65 | 955.1888 | 1912.8585
Commercial Existing Buildings | Custom - Retrofit | 1 | 13 | 54% | 100% | 256.204 | 45133.2 | 1396.023 | 666.65 | 811.2438 | 1532.0999
Commercial Existing Buildings | Custom - Retrofit | 1 | 17 | 54% | 100% | 18296.604 | 0 | 89607.723 | 116970 | 7027.9392 | 143079.4433
Commercial Existing Buildings | Custom - Retrofit | 1 | 9 | 54% | 100% | 9246.842 | 2424556.3 | 0 | 0 | 23526.8161 | 38281.9259
Commercial Existing Buildings | Custom - Retrofit | 1 | 9 | 54% | 100% | 8766.27 | 2296718.7 | 0 | 0 | 22293.2141 | 36292.3578
Commercial Existing Buildings | Custom - Retrofit | 1 | 9 | 54% | 100% | 4292.554 | 1126205.675 | 0 | 0 | 10925.6355 | 17771.1736
Commercial Existing Buildings | Custom - Retrofit | 1 | 9 | 54% | 100% | 4207.658 | 1098241.2 | 0 | 0 | 10675.7202 | 17419.7041
Commercial Existing Buildings | Custom - Retrofit | 1 | 9 | 54% | 100% | 3657.35 | 958782 | 0 | 0 | 9304.3035 | 15141.429
Commercial Existing Buildings | Custom - Retrofit | 1 | 9 | 54% | 100% | 3595.194 | 941349.6 | 0 | 0 | 9139.4126 | 14884.1032
Commercial Existing Buildings | Custom - Retrofit | 1 | 13 | 54% | 100% | 1600.138 | 282082.5 | 1396.023 | 666.65 | 4277.3301 | 9568.8252
Commercial Existing Buildings | Custom - Retrofit | 1 | 13 | 54% | 100% | 1279.504 | 225666 | 1396.023 | 666.65 | 3451.2581 | 7651.4339
Commercial Existing Buildings | Custom - Retrofit | 1 | 13 | 54% | 100% | 1279.504 | 225666 | 1396.023 | 666.65 | 3451.2581 | 7651.4339
Commercial Existing Buildings | Custom - Retrofit | 1 | 13 | 54% | 100% | 1165.046 | 215636.4 | 1396.023 | 666.65 | 3232.4687 | 6966.9751
Commercial Existing Buildings | Custom - Retrofit | 1 | 13 | 54% | 100% | 1120.324 | 197457.75 | 1396.023 | 666.65 | 3039.6455 | 6699.5375
Commercial Existing Buildings | Custom - Retrofit | 1 | 13 | 54% | 100% | 1024.058 | 180532.8 | 1396.023 | 666.65 | 2791.729 | 6123.8668
Commercial Existing Buildings | Custom - Retrofit | 1 | 13 | 54% | 100% | 998.286 | 184831.2 | 1396.023 | 666.65 | 2791.8187 | 5969.7503
Commercial Existing Buildings | Custom - Retrofit | 1 | 13 | 54% | 100% | 959.628 | 169249.5 | 1396.023 | 666.65 | 2626.135 | 5738.5754
Commercial Existing Buildings | Custom - Retrofit | 1 | 13 | 54% | 100% | 799.69 | 141041.25 | 1396.023 | 666.65 | 2213.5734 | 4782.1462
Commercial Existing Buildings | Custom - Retrofit | 1 | 13 | 54% | 100% | 767.854 | 135399.6 | 1396.023 | 666.65 | 2131.2509 | 4591.7669
Commercial Existing Buildings | Custom - Retrofit | 1 | 13 | 54% | 100% | 640.51 | 112833 | 1396.023 | 666.65 | 1801.9609 | 3830.2498
Commercial Existing Buildings | Custom - Retrofit | 1 | 13 | 54% | 100% | 640.51 | 112833 | 1396.023 | 666.65 | 1801.9609 | 3830.2498
Commercial Existing Buildings | Custom - Retrofit | 1 | 13 | 54% | 100% | 640.51 | 112833 | 1396.023 | 666.65 | 1801.9609 | 3830.2498
Commercial Existing Buildings | Custom - Retrofit | 1 | 13 | 54% | 100% | 511.65 | 90266.4 | 1396.023 | 666.65 | 1470.7729 | 3059.667
Commercial Existing Buildings | Custom - Retrofit | 1 | 13 | 54% | 100% | 415.384 | 73341.45 | 1396.023 | 666.65 | 1222.8564 | 2483.9963
Commercial Existing Buildings | Custom - Retrofit | 1 | 13 | 54% | 100% | 384.306 | 67699.8 | 1396.023 | 666.65 | 1141.4828 | 2298.1499
Commercial Existing Buildings | Custom - Retrofit | 1 | 13 | 54% | 100% | 384.306 | 67699.8 | 1396.023 | 666.65 | 1141.4828 | 2298.1499
Commercial Existing Buildings | Custom - Retrofit | 1 | 13 | 54% | 100% | 319.876 | 56416.5 | 1396.023 | 666.65 | 975.8888 | 1912.8585
Commercial Existing Buildings | Custom - Retrofit | 1 | 13 | 54% | 100% | 319.876 | 56416.5 | 1396.023 | 666.65 | 975.8888 | 1912.8585
Commercial Existing Buildings | Custom - Retrofit | 1 | 17 | 54% | 100% | 42538.202 | 0 | 0 | 65719.65 | 31371.9741 | 332648.7396
Commercial Existing Buildings | Custom - Retrofit | 1 | 9 | 54% | 100% | 27647.292 | 0 | 0 | 1775.77 | 26857.0172 | 114459.7889
Commercial Existing Buildings | Custom - Agriculture | 1 | 26 | 54% | 100% | 133963.614 | 0 | 0 | 109341 | 180256.2604 | 1602204.8234
Commercial Existing Buildings | Custom - Agriculture | 1 | 26 | 54% | 100% | 83922.728 | 0 | 0 | 54222.9 | 119489.5714 | 1003715.8269
Commercial Existing Buildings | Custom - Multifamily | 1 | 17 | 54% | 100% | 1594.832 | 0 | 19866.617 | 4895 | 7612.6219 | 12471.5862
Commercial Existing Buildings | Custom - Multifamily | 1 | 17 | 54% | 100% | 1986.718 | 0 | 24748.724 | 11664 | 6922.9311 | 15536.1348
Commercial Existing Buildings | Custom - Multifamily | 1 | 17 | 54% | 100% | 1373.496 | 0 | 17113.423 | 4320 | 6509.6174 | 10740.7387
Commercial Existing Buildings | Custom - Agriculture | 1 | 26 | 54% | 100% | 27275.872 | 0 | 0 | 35135 | 30780.0301 | 326219.4291
Commercial Existing Buildings | Custom - Agriculture | 1 | 26 | 54% | 100% | 25852.4996 | 0 | 0 | 29690.91 | 30834.6691 | 309195.8952
Commercial Existing Buildings | Custom - Agriculture | 1 | 26 | 54% | 100% | 17881.978 | 0 | 0 | 22328 | 20504.2365 | 213868.4569
Commercial Existing Buildings | Custom - Retrofit | 1 | 13 | 54% | 100% | 1081.666 | 200233.8 | 1396.023 | 666.65 | 3012.1437 | 6468.3627
Commercial Existing Buildings | Custom - Retrofit | 1 | 9 | 54% | 100% | 9475 | 0 | 0 | 8667 | 5497.289 | 39226.5
Commercial Existing Buildings | Custom - Retrofit | 1 | 13 | 54% | 100% | 895.956 | 157966.2 | 1396.023 | 666.65 | 2461.49 | 5357.8169
Commercial Existing Buildings | Custom - Retrofit | 1 | 9 | 54% | 100% | 2662.854 | 522972 | 0 | 0 | 5733.3031 | 11024.2156
Commercial Existing Buildings | Custom - Retrofit | 1 | 17 | 54% | 100% | 125270.112 | 0 | 0 | 178524.43 | 99292.5501 | 979612.2758
Commercial Existing Buildings | Custom - Retrofit | 1 | 17 | 54% | 100% | 28036.904 | 0 | 0 | 22941.55 | 30049.3968 | 219248.5893
Commercial Existing Buildings | Custom - Retrofit | 1 | 9 | 54% | 100% | 5218.072 | 1365538 | 0 | 0 | 13260.5703 | 21602.8181
Commercial Existing Buildings | Custom - Retrofit | 1 | 9 | 54% | 100% | 2337.672 | 610134 | 0 | 0 | 5931.0387 | 9677.9621
Commercial Existing Buildings | Custom - Retrofit | 1 | 6 | 54% | 100% | 11904.39 | 0 | 4940.385 | 2936.91 | 8221.8146 | 32856.1164
Commercial Existing Buildings | Custom - Retrofit | 1 | 13 | 54% | 100% | 1535.708 | 270799.2 | 1396.023 | 666.65 | 4111.7361 | 9183.5338
Commercial Existing Buildings | Custom - Retrofit | 1 | 13 | 54% | 100% | 1408.364 | 248232.6 | 1396.023 | 666.65 | 3782.4461 | 8422.0167
Commercial Existing Buildings | Custom - Retrofit | 1 | 17 | 54% | 100% | 8280.392 | 53625.2265 | 552.758 | 28626 | -501.1818 | 64752.6654
Commercial Existing Buildings | Custom - Retrofit | 1 | 13 | 54% | 100% | 1279.504 | 225666 | 1396.023 | 666.65 | 3451.2581 | 7651.4339
Commercial Existing Buildings | Custom - Retrofit | 1 | 13 | 54% | 100% | 959.628 | 169249.5 | 1396.023 | 666.65 | 2626.135 | 5738.5754
Commercial Existing Buildings | Custom - Retrofit | 1 | 13 | 54% | 100% | 895.956 | 157966.2 | 1396.023 | 666.65 | 2461.49 | 5357.8169
Commercial Existing Buildings | Custom - Retrofit | 1 | 13 | 54% | 100% | 895.956 | 157966.2 | 1396.023 | 666.65 | 2461.49 | 5357.8169
Commercial Existing Buildings | Custom - Retrofit | 1 | 13 | 54% | 100% | 831.526 | 154026 | 1396.023 | 666.65 | 2351.1687 | 4972.5255
Commercial Existing Buildings | Custom - Retrofit | 1 | 13 | 54% | 100% | 832.284 | 146682.9 | 1396.023 | 666.65 | 2296.8449 | 4977.0583
Commercial Existing Buildings | Custom - Retrofit | 1 | 13 | 54% | 100% | 736.018 | 129757.95 | 1396.023 | 666.65 | 2048.9284 | 4401.3876
Commercial Existing Buildings | Custom - Retrofit | 1 | 13 | 54% | 100% | 640.51 | 112833 | 1396.023 | 666.65 | 1801.9609 | 3830.2498
Commercial Existing Buildings | Custom - Retrofit | 1 | 13 | 54% | 100% | 640.51 | 112833 | 1396.023 | 666.65 | 1801.9609 | 3830.2498
Commercial Existing Buildings | Custom - Retrofit | 1 | 13 | 54% | 100% | 640.51 | 112833 | 1396.023 | 666.65 | 1801.9609 | 3830.2498
Commercial Existing Buildings | Custom - Retrofit | 1 | 13 | 54% | 100% | 544.244 | 95908.05 | 1396.023 | 666.65 | 1554.0444 | 3254.5791
Commercial Existing Buildings | Custom - Retrofit | 1 | 13 | 54% | 100% | 544.244 | 95908.05 | 1396.023 | 666.65 | 1554.0444 | 3254.5791
Commercial Existing Buildings | Custom - Retrofit | 1 | 13 | 54% | 100% | 511.65 | 90266.4 | 1396.023 | 666.65 | 1470.7729 | 3059.667
Commercial Existing Buildings | Custom - Retrofit | 1 | 13 | 54% | 100% | 479.814 | 84624.75 | 1396.023 | 666.65 | 1388.4504 | 2869.2877
Commercial Existing Buildings | Custom - Retrofit | 1 | 13 | 54% | 100% | 447.978 | 78983.1 | 1396.023 | 666.65 | 1306.1279 | 2678.9084
Commercial Existing Buildings | Custom - Retrofit | 1 | 13 | 54% | 100% | 384.306 | 67699.8 | 1396.023 | 666.65 | 1141.4828 | 2298.1499
Commercial Existing Buildings | Custom - Retrofit | 1 | 13 | 54% | 100% | 319.876 | 56416.5 | 1396.023 | 666.65 | 975.8888 | 1912.8585
Commercial Existing Buildings | Custom - Retrofit | 1 | 13 | 54% | 100% | 319.876 | 56416.5 | 1396.023 | 666.65 | 975.8888 | 1912.8585
Commercial Existing Buildings | Custom - Retrofit | 1 | 13 | 54% | 100% | 256.204 | 45133.2 | 1396.023 | 666.65 | 811.2438 | 1532.0999
Commercial Existing Buildings | Custom - Retrofit | 1 | 13 | 54% | 100% | 256.204 | 45133.2 | 1396.023 | 666.65 | 811.2438 | 1532.0999
Commercial Existing Buildings | Custom - Retrofit | 1 | 13 | 54% | 100% | 191.774 | 33849.9 | 1396.023 | 666.65 | 645.6498 | 1146.8085
Commercial Existing Buildings | Custom - Retrofit | 1 | 13 | 54% | 100% | 191.774 | 33849.9 | 1396.023 | 666.65 | 645.6498 | 1146.8085
Commercial Existing Buildings | Custom - Retrofit | 1 | 13 | 54% | 100% | 191.774 | 33849.9 | 1396.023 | 666.65 | 645.6498 | 1146.8085
Commercial Existing Buildings | Custom - Agriculture | 1 | 26 | 54% | 100% | 123277.33 | 0 | 66225 | 279000 | 113549.3753 | 1474396.8668
Commercial Existing Buildings | Custom - Multifamily | 1 | 17 | 54% | 100% | 68220 | 0 | 0 | 96350 | 56083.9601 | 533480.4
Commercial Existing Buildings | Custom - Agriculture | 1 | 26 | 54% | 100% | 133623.272 | 0 | 0 | 124152 | 172857.4674 | 1598134.3331
Commercial Existing Buildings | Custom - Retrofit | 1 | 17 | 54% | 100% | 189726.642 | 0 | 218630.8 | 48000 | 339881.1678 | 1483662.3404
Commercial Existing Buildings | Custom - Retrofit | 1 | 9 | 54% | 100% | 4696.568 | 1228984.2 | 0 | 0 | 11934.812 | 19443.7915
Commercial Existing Buildings | Custom - Retrofit | 1 | 13 | 54% | 100% | 1247.668 | 231039 | 1396.023 | 666.65 | 3451.8447 | 7461.0546
Commercial Existing Buildings | Custom - Retrofit | 1 | 13 | 54% | 100% | 1215.832 | 214382.7 | 1396.023 | 666.65 | 3286.613 | 7270.6754
Commercial Existing Buildings | Custom - Retrofit | 1 | 13 | 54% | 100% | 959.628 | 169249.5 | 1396.023 | 666.65 | 2626.135 | 5738.5754
Commercial Existing Buildings | Custom - Retrofit | 1 | 13 | 54% | 100% | 895.956 | 157966.2 | 1396.023 | 666.65 | 2461.49 | 5357.8169
Commercial Existing Buildings | Custom - Retrofit | 1 | 13 | 54% | 100% | 767.854 | 135399.6 | 1396.023 | 666.65 | 2131.2509 | 4591.7669
Commercial Existing Buildings | Custom - Retrofit | 1 | 13 | 54% | 100% | 640.51 | 112833 | 1396.023 | 666.65 | 1801.9609 | 3830.2498
Commercial Existing Buildings | Custom - Retrofit | 1 | 13 | 54% | 100% | 447.978 | 78983.1 | 1396.023 | 666.65 | 1306.1279 | 2678.9084
Commercial Existing Buildings | Custom - Retrofit | 1 | 13 | 54% | 100% | 415.384 | 73341.45 | 1396.023 | 666.65 | 1222.8564 | 2483.9963
Commercial Existing Buildings | Custom - Retrofit | 1 | 13 | 54% | 100% | 384.306 | 67699.8 | 1396.023 | 666.65 | 1141.4828 | 2298.1499
Commercial Existing Buildings | Custom - Retrofit | 1 | 13 | 54% | 100% | 384.306 | 67699.8 | 1396.023 | 666.65 | 1141.4828 | 2298.1499
Commercial Existing Buildings | Custom - Retrofit | 1 | 13 | 54% | 100% | 319.876 | 56416.5 | 1396.023 | 666.65 | 975.8888 | 1912.8585
Commercial Existing Buildings | Custom - Retrofit | 1 | 13 | 54% | 100% | 319.876 | 56416.5 | 1396.023 | 666.65 | 975.8888 | 1912.8585
Commercial Existing Buildings | Custom - Retrofit | 1 | 13 | 54% | 100% | 256.204 | 45133.2 | 1396.023 | 666.65 | 811.2438 | 1532.0999
Commercial Existing Buildings | Custom - Retrofit | 1 | 13 | 54% | 100% | 256.204 | 45133.2 | 1396.023 | 666.65 | 811.2438 | 1532.0999
Commercial Existing Buildings | Custom - Retrofit | 1 | 13 | 54% | 100% | 191.774 | 33849.9 | 1396.023 | 666.65 | 645.6498 | 1146.8085
Commercial Existing Buildings | Custom - Retrofit | 1 | 17 | 54% | 100% | 117493.032 | 0 | 0 | 45895.75 | 149039.1239 | 918795.5102
Commercial Existing Buildings | Custom - Retrofit | 1 | 17 | 54% | 100% | 48049.62 | 6467500 | 0 | 4969 | 123515.6237 | 375748.0284
Commercial Existing Buildings | Custom - Retrofit | 1 | 17 | 54% | 100% | 38984.698 | 4487868.895 | 0 | 4578.69 | 93360.1645 | 304860.3384
Commercial Existing Buildings | Custom - Retrofit | 1 | 17 | 54% | 100% | 72171.454 | 0 | 0 | 97803.6 | 59527.6677 | 564380.7703
Commercial Existing Buildings | Custom - Retrofit | 1 | 17 | 54% | 100% | 39658.56 | 0 | 0 | 12900 | 51498.7705 | 310129.9392
Commercial Existing Buildings | Custom - Retrofit | 1 | 17 | 54% | 100% | 23490.42 | 2914882.35 | 0 | 3193 | 57886.3463 | 183695.0844
Commercial Existing Buildings | Custom - Agriculture | 1 | 26 | 54% | 100% | 34515.53 | 0 | 0 | 26295 | 47305.9756 | 412805.7388
Commercial Existing Buildings | Custom - Agriculture | 1 | 26 | 54% | 100% | 15348.742 | 0 | 0 | 21100 | 16709.3844 | 183570.9543
Commercial Existing Buildings | Custom - Multifamily | 1 | 9 | 54% | 100% | 17536.33 | 0 | 0 | 3767.27 | 15820.2448 | 72600.4062
Commercial Existing Buildings | Custom - Retrofit | 1 | 9 | 54% | 100% | 5095.276 | 1331399.55 | 0 | 0 | 12936.6005 | 21094.4426
Commercial Existing Buildings | Custom - Retrofit | 1 | 9 | 54% | 100% | 3739.972 | 976214.4 | 0 | 0 | 9489.3631 | 15483.4841
Commercial Existing Buildings | Custom - Retrofit | 1 | 17 | 54% | 100% | 9872.95 | 0 | 0 | 8500 | 10620.8289 | 77206.469
Commercial Existing Buildings | Custom - Retrofit | 1 | 17 | 54% | 100% | 9872.95 | 0 | 0 | 8500 | 10620.8289 | 77206.469
Commercial Existing Buildings | Custom - Multifamily | 1 | 9 | 54% | 100% | 8418.4162 | 0 | 0 | 3767.27 | 6693.5653 | 34852.2432
Commercial Existing Buildings | Custom - Retrofit | 1 | 9 | 54% | 100% | 3195.728 | 836755.2 | 0 | 0 | 8123.9223 | 13230.3139
Commercial Existing Buildings | Custom - Retrofit | 1 | 9 | 54% | 100% | 23795.136 | 0 | 27963.727 | 35042 | 14935.6069 | 98511.863
Commercial Existing Buildings | Custom - Multifamily | 1 | 9 | 54% | 100% | 11521.9563 | 0 | 0 | 16204.45 | 4078.9862 | 47700.8989
Commercial Existing Buildings | Custom - Multifamily | 1 | 9 | 54% | 100% | 8872.39 | 0 | 6482.986 | 16721 | 2867.0338 | 36731.6946
Commercial Existing Buildings | Custom - Multifamily | 1 | 9 | 54% | 100% | 3867.7935 | 0 | 0 | 3767.27 | 2138.5677 | 16012.6653
Commercial Existing Buildings | Custom - Retrofit | 1 | 17 | 54% | 100% | 20563.024 | 0 | 0 | 85435.97 | -9036.26 | 160802.8477
Commercial Existing Buildings | Custom - Retrofit | 1 | 9 | 54% | 100% | 4906.534 | 0 | 0 | 7255.19 | 1573.8636 | 20313.0508
Commercial Existing Buildings | Custom - Retrofit | 1 | 9 | 54% | 100% | 4441.88 | 0 | 0 | 7556 | 970.3903 | 18389.3832
Commercial Existing Buildings | Custom - Retrofit | 1 | 9 | 54% | 100% | 3767.26 | 0 | 0 | 6054.94 | 985.6094 | 15596.4564
Commercial Existing Buildings | Custom - Retrofit | 1 | 9 | 54% | 100% | 3393.566 | 0 | 0 | 5040.33 | 1078.2767 | 14049.3632
Commercial Existing Buildings | Custom - Retrofit | 1 | 9 | 54% | 100% | 2540.816 | 0 | 0 | 3714.73 | 834.4829 | 10518.9782
Commercial Existing Buildings | Custom - Retrofit | 1 | 9 | 54% | 100% | 2075.404 | 0 | 0 | 2984.2 | 704.6672 | 8592.1726
Commercial Existing Buildings | Custom - Retrofit | 1 | 9 | 54% | 100% | 2104.966 | 0 | 0 | 3921.24 | 303.2193 | 8714.5592
Commercial Existing Buildings | Custom - Retrofit | 1 | 9 | 54% | 100% | 2853.87 | 0 | 0 | 6375.45 | -76.0934 | 11815.0218
Commercial Existing Buildings | Custom - Retrofit | 1 | 22 | 54% | 100% | 1961.704 | 0 | 0 | 7364 | -152.4332 | 19852.4445
Commercial Existing Buildings | Custom - Retrofit | 1 | 9 | 54% | 100% | 1805.556 | 0 | 0 | 3473.61 | 209.4312 | 7475.0018
Commercial Existing Buildings | Custom - Retrofit | 1 | 9 | 54% | 100% | 1245.394 | 0 | 0 | 1790.52 | 422.9521 | 5155.9312
Commercial Existing Buildings | Custom - Multifamily | 1 | 9 | 54% | 100% | 3078.238 | 0 | 1766 | 8800 | -509.768 | 12743.9053
Commercial Existing Buildings | Custom - Retrofit | 1 | 9 | 54% | 100% | 1413.67 | 0 | 0 | 2485.84 | 271.5427 | 5852.5938
Commercial Existing Buildings | Custom - Retrofit | 1 | 9 | 54% | 100% | 1805.556 | 0 | 0 | 4118.2 | -87.0802 | 7475.0018
Commercial Existing Buildings | Custom - Retrofit | 1 | 9 | 54% | 100% | 1440.2 | 0 | 0 | 3008.07 | 57.8724 | 5962.428
Commercial Existing Buildings | Custom - Retrofit | 1 | 9 | 54% | 100% | 1048.314 | 0 | 0 | 1963.6 | 146.0658 | 4340.02
Commercial Existing Buildings | Custom - Retrofit | 1 | 9 | 54% | 100% | 747.388 | 0 | 0 | 1074.31 | 253.9239 | 3094.1863
Commercial Existing Buildings | Custom - Retrofit | 1 | 9 | 54% | 100% | 717.826 | 0 | 0 | 1148.92 | 190.0129 | 2971.7996
Commercial Existing Buildings | Custom - Retrofit | 1 | 9 | 54% | 100% | 498.006 | 0 | 0 | 716.21 | 169.0282 | 2061.7448
Commercial Existing Buildings | Custom - Retrofit | 1 | 9 | 54% | 100% | 539.696 | 0 | 0 | 865.42 | 142.1217 | 2234.3414
Commercial Existing Buildings | Custom - Retrofit | 1 | 9 | 54% | 100% | 1023.3 | 0 | 0 | 2408.25 | -83.5112 | 4236.462
Commercial Existing Buildings | Custom - Retrofit | 1 | 9 | 54% | 100% | 851.234 | 0 | 0 | 1921.83 | -31.9894 | 3524.1088
Commercial Existing Buildings | Custom - Retrofit | 1 | 9 | 54% | 100% | 1344.692 | 0 | 0 | 3449.74 | -240.8956 | 5567.0249
Commercial Existing Buildings | Custom - Retrofit | 1 | 9 | 54% | 100% | 1191.576 | 0 | 0 | 3204.44 | -281.3208 | 4933.1246
Commercial Existing Buildings | Custom - Retrofit | 1 | 9 | 54% | 100% | 186.468 | 0 | 0 | 268.58 | 63.1005 | 771.9775
Commercial Existing Buildings | Custom - Retrofit | 1 | 9 | 54% | 100% | 166.002 | 0 | 0 | 238.74 | 56.3412 | 687.2483
Commercial Existing Buildings | Custom - Retrofit | 1 | 9 | 54% | 100% | 644.3 | 0 | 0 | 1763.67 | -166.3688 | 2667.402
Commercial Existing Buildings | Custom - Multifamily | 1 | 9 | 54% | 100% | 1943.512 | 0 | 4322.285 | 8800 | -984.0273 | 8046.1397
Distribution Contract Markets | Custom - DC | 1 | 11 | 54% | 100% | 21996.608 | 0 | 0 | 19300 | 15296.4401 | 111302.8365
Distribution Contract Markets | Custom - DC | 1 | 8 | 54% | 100% | 292732.2784 | 17868981.2981 | 0 | 35255 | 339364.535 | 1077254.7845
Distribution Contract Markets | Custom - DC | 1 | 22 | 54% | 100% | 712745.5342 | 2825611.8912 | 835716.3105 | 976183 | 1058435.4345 | 7212984.8061
Distribution Contract Markets | Custom - DC | 1 | 22 | 54% | 100% | 151904.0957 | 0 | 0 | 30064 | 226180.054 | 1537269.4485
Distribution Contract Markets | Custom - DC | 1 | 22 | 54% | 100% | 15843.323 | 0 | 0 | 5988 | 22278.077 | 160334.4288
Distribution Contract Markets | Custom - DC | 1 | 22 | 54% | 100% | 4065.6029 | 152815.1694 | 0 | 7350 | 4529.0296 | 41143.9013
Distribution Contract Markets | Custom - DC | 1 | 22 | 54% | 100% | 98291.7985 | 914788.6266 | 0 | 46622.41 | 142753.0439 | 994713.0008
Distribution Contract Markets | Custom - DC | 1 | 8 | 54% | 100% | 1193548.811 | 7035661.0787 | 0 | 77843 | 1054090.7211 | 4392259.6245
Distribution Contract Markets | Custom - DC | 1 | 8 | 54% | 100% | 301080.7894 | 212754.034 | 0 | 210527.95 | 169550.3107 | 1107977.305
Distribution Contract Markets | Custom - DC | 7 | 8 | 54% | 100% | 15981.9105 | 0 | 0 | 310 | 97553.9438 | 411694.0145
Distribution Contract Markets | Custom - Agriculture | 1 | 11 | 54% | 100% | 331598.8656 | 0 | 0 | 307500 | 222979.6849 | 1677890.2599
Distribution Contract Markets | Custom - DC | 1 | 22 | 54% | 100% | 73322.7658 | 0 | 3186.864 | 44111 | 96908.7653 | 742026.3899
Distribution Contract Markets | Custom - DC | 3 | 22 | 54% | 100% | 24163.5622 | 0 | 0 | 25924 | 78760.6527 | 733605.7469
Distribution Contract Markets | Custom - DC | 1 | 8 | 54% | 100% | 4853577.0553 | 44628958.17 | 0 | 330001.83 | 4367868.7272 | 17861163.5635
Distribution Contract Markets | Custom - Agriculture | 1 | 22 | 54% | 100% | 335071.314 | 0 | 0 | 157000 | 457194.9322 | 3390921.6977
Distribution Contract Markets | Custom - DC | 1 | 2 | 54% | 100% | 3041933.5378 | 0 | 0 | 115577.32 | 742319.2656 | 2798578.8548
Distribution Contract Markets | Custom - Agriculture | 1 | 4 | 54% | 100% | 317528.3539 | 0 | 0 | 48234 | 136653.7451 | 584252.1712
Distribution Contract Markets | Custom - DC | 1 | 22 | 54% | 100% | 95444.6569 | 0 | 186131.546 | 23267 | 218911.0168 | 965899.9278
Distribution Contract Markets | Custom - DC | 3 | 22 | 54% | 100% | 45804.8318 | 0 | 0 | 8000 | 206075.8279 | 1390634.6934
Distribution Contract Markets | Custom - DC | 1 | 11 | 54% | 100% | 51000.2 | 0 | 0 | 6762.28 | 52938.9604 | 258061.012
Distribution Contract Markets | Custom - DC | 1 | 22 | 54% | 100% | 45584.2005 | 0 | 0 | 88437 | 31342.3237 | 461312.1091
Distribution Contract Markets | Custom - DC | 1 | 22 | 54% | 100% | 457419.6851 | 0 | 0 | 197852.14 | 631714.1979 | 4629087.2132
Distribution Contract Markets | Custom - DC | 1 | 22 | 54% | 100% | 441616.2753 | 0 | 0 | 319877.55 | 550613.0154 | 4469156.706
Distribution Contract Markets | Custom - Agriculture | 1 | 11 | 54% | 100% | 331598.8656 | 0 | 0 | 279490 | 235864.2849 | 1677890.2599
Distribution Contract Markets | Custom - DC | 1 | 22 | 54% | 100% | 59060.449 | 0 | 0 | 21671 | 83347.2471 | 597691.7439
Distribution Contract Markets | Custom - DC | 1 | 22 | 54% | 100% | 45165.1119 | 0 | 20767.7304 | 30277 | 66227.1013 | 457070.9324
Distribution Contract Markets | Custom - Agriculture | 3 | 1 | 54% | 100% | 25748.9255 | 0 | 0 | 214.5 | 9640.3792 | 35533.5172
Distribution Contract Markets | Custom - DC | 1 | 22 | 54% | 100% | 10922.9124 | 0 | 0 | 8847.47 | 13188.4389 | 110539.8735
Distribution Contract Markets | Custom - DC | 1 | 17 | 54% | 100% | 8940.5568 | 0 | 0 | 8408.22 | 8740.1243 | 69915.1542
Distribution Contract Markets | Custom - DC | 1 | 8 | 54% | 100% | 6306814.4499 | 66424853.1185 | 569808.3324 | 255900 | 5936960.5068 | 23209077.1756
Distribution Contract Markets | Custom - DC | 1 | 22 | 54% | 100% | 386569.3203 | 0 | 62974.99 | 6033.17 | 634671.3407 | 3912081.5214
Distribution Contract Markets | Custom - DC | 1 | 8 | 54% | 100% | 1055297.2471 | 9463923.5564 | 81183.3932 | 67000 | 969890.8751 | 3883493.8693
Distribution Contract Markets | Custom - Agriculture | 1 | 11 | 54% | 100% | 28318.4154 | 0 | 0 | 29657.51 | 17479.7001 | 143291.1819
Distribution Contract Markets | Custom - DC | 1 | 8 | 54% | 100% | 7521370.9085 | 90233996.393 | 774048.938 | 3540000 | 5675011.0861 | 27678644.9433
Distribution Contract Markets | Custom - DC | 1 | 8 | 54% | 100% | 2004990.8192 | 24053909.3065 | 206340.5916 | 573000 | 1683308.8464 | 7378366.2147
Distribution Contract Markets | Custom - DC | 1 | 28 | 54% | 100% | 2389490.1966 | 0 | 9712164.76 | 14385756 | 1936313.2651 | 30776633.7322
Distribution Contract Markets | Custom - DC | 1 | 22 | 54% | 100% | 52679.8805 | 223355.1087 | 0 | 15258.75 | 78387.994 | 533120.3907
Distribution Contract Markets | Custom - Agriculture | 1 | 1 | 54% | 100% | 294462.9591 | 0 | 0 | 14650 | 31138.2902 | 135452.9612
Distribution Contract Markets | Custom - DC | 1 | 22 | 54% | 100% | 3832956.6181 | 0 | 0 | 638954.88 | 5762178.0191 | 38789520.9752
Distribution Contract Markets | Custom - DC | 1 | 22 | 54% | 100% | 572740.0069 | 0 | 0 | 33277.12 | 889625.592 | 5796128.8698
Distribution Contract Markets | Custom - DC | 1 | 28 | 54% | 100% | 745312.488 | 0 | 0 | 1850916 | 426166.6262 | 9599624.8454
Distribution Contract Markets | Custom - DC | 1 | 28 | 54% | 100% | 88307.955 | 0 | 935629.828 | 883458 | 174428.0013 | 1137406.4604
Distribution Contract Markets | Custom - DC | 1 | 22 | 54% | 100% | 270982.9105 | 357980.089 | 0 | 54895 | 406384.9998 | 2742347.0543
Distribution Contract Markets | Custom - DC | 1 | 22 | 54% | 100% | 270982.9105 | 357980.089 | 0 | 54895 | 406384.9998 | 2742347.0543
Distribution Contract Markets | Custom - DC | 1 | 8 | 54% | 100% | 129266.6591 | 731016.3168 | 0 | 5186.25 | 115485.8123 | 475701.3055
Distribution Contract Markets | Custom - DC | 1 | 22 | 54% | 100% | 270982.9105 | 357980.089 | 0 | 54895 | 406384.9998 | 2742347.0543
Distribution Contract Markets | Custom - DC | 1 | 22 | 54% | 100% | 875698.9341 | 0 | 1259415.2104 | 9036 | 1912707.2361 | 8862073.2131
Distribution Contract Markets | Custom - DC | 1 | 22 | 54% | 100% | 997830 | 0 | 0 | 34208.57 | 1560842.1762 | 10098039.6
Distribution Contract Markets | Custom - DC | 1 | 8 | 54% | 100% | 460443.11 | 5750439 | 0 | 21805 | 427028.9475 | 1694430.6448
Distribution Contract Markets | Custom - DC | 1 | 22 | 54% | 100% | 158092.8591 | 113864.3083 | 332390.8988 | 38015 | 374147.2196 | 1599899.7341
Distribution Contract Markets | Custom - Agriculture | 1 | 22 | 54% | 100% | 85706.9448 | 0 | 9637.3128 | 96300 | 95200.1196 | 867354.2814
Distribution Contract Markets | Custom - DC | 1 | 22 | 54% | 100% | 14612.666 | 0 | 0 | 14699 | 16326.5707 | 147880.1799
Distribution Contract Markets | Custom - DC | 1 | 1 | 54% | 100% | 95834.9193 | 0 | 0 | 1912.8 | 11447.5268 | 44084.0629
Distribution Contract Markets | Custom - DC | 1 | 11 | 54% | 100% | 10061.4525 | 0 | 0 | 3515 | 9440.7131 | 50910.9497
Distribution Contract Markets | Custom - DC | 1 | 22 | 54% | 100% | 299270.9253 | 102924.4461 | 1710487.1475 | 1033439 | 722712.8238 | 3028621.7645
Distribution Contract Markets | Custom - DC | 1 | 8 | 54% | 100% | 382281.2013 | 4730007.8498 | 0 | 15577 | 355459.3334 | 1406794.8208
Distribution Contract Markets | Custom - DC | 1 | 22 | 54% | 100% | 95258.3953 | 0 | 402884.5272 | 27588 | 308405.2319 | 964014.9604
Distribution Contract Markets | Custom - DC | 1 | 17 | 54% | 100% | 112891.1601 | 15345223.502 | 0 | 52246.77 | 268545.6299 | 882808.872
Distribution Contract Markets | Custom - DC | 1 | 17 | 54% | 100% | 153335.4274 | 4327299.3568 | 0 | 31200 | 239493.4019 | 1199083.0423
Distribution Contract Markets | Custom - Agriculture | 1 | 4 | 54% | 100% | 205875.6117 | 0 | 0 | 27689.1 | 90250.8792 | 378811.1255
Distribution Contract Markets | Custom - DC | 1 | 22 | 54% | 100% | 23190.6779 | 7741.7269 | 58289.1196 | 50259 | 38277.9953 | 234689.6603
Distribution Contract Markets | Custom - Agriculture | 1 | 4 | 54% | 100% | 16517.4126 | 0 | 0 | 4720.28 | 6091.3938 | 30392.0392
Distribution Contract Markets | Custom - Agriculture | 1 | 11 | 54% | 100% | 691427.4506 | 0 | 0 | 374930 | 587416.2469 | 3498622.9
Distribution Contract Markets | Custom - DC | 1 | 22 | 54% | 100% | 854643.6124 | 0 | 0 | 336400 | 1195598.6619 | 8648993.3575
Distribution Contract Markets | Custom - DC | 1 | 22 | 54% | 100% | 854643.6124 | 0 | 0 | 336400 | 1195598.6619 | 8648993.3575
Distribution Contract Markets | Custom - DC | 1 | 22 | 54% | 100% | 975079.476 | 0 | 0 | 122131.5 | 1484451.6473 | 9867804.2971
Distribution Contract Markets | Custom - DC | 1 | 22 | 54% | 100% | 975079.476 | 0 | 0 | 122131.5 | 1484451.6473 | 9867804.2971
Distribution Contract Markets | Custom - Agriculture | 1 | 4 | 54% | 100% | 622516.2021 | 0 | 0 | 70825.5 | 278829.7381 | 1145429.8119
Distribution Contract Markets | Custom - DC | 1 | 22 | 54% | 100% | 411095.9817 | 0 | 86348.2768 | 111050 | 635012.4576 | 4160291.3348
Distribution Contract Markets | Custom - DC | 1 | 22 | 54% | 100% | 224938.5995 | 0 | 73770 | 33860 | 371064.1263 | 2276378.6269
Distribution Contract Markets | Custom - Agriculture | 1 | 4 | 54% | 100% | 311773.0922 | 0 | 0 | 47255 | 134225.0548 | 573662.4896
Distribution Contract Markets | Custom - Agriculture | 1 | 4 | 54% | 100% | 242135.6452 | 0 | 0 | 24043.98 | 110066.468 | 445529.5872
Distribution Contract Markets | Custom - DC | 1 | 22 | 54% | 100% | 147526.9481 | 1542289.716 | 0 | 1500 | 247404.5806 | 1492972.7148
Distribution Contract Markets | Custom - DC | 1 | 22 | 54% | 100% | 177114.825 | 0 | 4452.7572 | 101368.01 | 235098.6896 | 1792402.029
Distribution Contract Markets | Custom - Agriculture | 1 | 4 | 54% | 100% | 162652.9422 | 0 | 0 | 17397 | 73363.4007 | 299281.4136
Distribution Contract Markets | Custom - DC | 1 | 22 | 54% | 100% | 103552.58 | 0 | 0 | 70000 | 131413.7736 | 1047952.1096
Distribution Contract Markets | Custom - DC | 1 | 22 | 54% | 100% | 120959.17 | 524987 | 0 | 162103.78 | 121654.8259 | 1224106.8004
Distribution Contract Markets | Custom - Agriculture | 1 | 4 | 54% | 100% | 57894.0966 | 0 | 0 | 6900 | 25787.1255 | 106525.1377
Distribution Contract Markets | Custom - Agriculture | 1 | 4 | 54% | 100% | 51526.8325 | 0 | 0 | 6750 | 22670.9452 | 94809.3718
Distribution Contract Markets | Custom - Agriculture | 1 | 1 | 54% | 100% | 239373.8735 | 0 | 0 | 32885.3 | 15663.8459 | 110111.9818
Distribution Contract Markets | Custom - DC | 1 | 3 | 54% | 100% | 34735.571 | 0 | 0 | 16079 | 5992.0573 | 47935.088
Distribution Contract Markets | Custom - DC | 1 | 3 | 54% | 100% | 28029.0447 | 0 | 0 | 11927 | 5317.0294 | 38680.0817
Distribution Contract Markets | Custom - Agriculture | 1 | 1 | 54% | 100% | 74932.5982 | 0 | 0 | 4406.46 | 7611.7408 | 34468.9952
Distribution Contract Markets | Custom - DC | 1 | 17 | 54% | 100% | 125855.1892 | 0 | 0 | 31006.46 | 163217.0635 | 984187.5795
Distribution Contract Markets | Custom - Agriculture | 1 | 4 | 54% | 100% | 68515.4426 | 0 | 0 | 7179.3 | 30971.9031 | 126068.4144
Distribution Contract Markets | Custom - DC | 1 | 22 | 54% | 100% | 3522.3399 | 0 | 27835.88 | 10861 | 12355.3522 | 35646.0798
Distribution Contract Markets | Custom - DC | 2 | 17 | 54% | 100% | 16174.8243 | 0 | 21693.298 | 10853.67 | 52050.5692 | 252974.2521
Distribution Contract Markets | Custom - DC | 1 | 17 | 54% | 100% | 19410.0109 | 0 | 28924.7252 | 10853.66 | 33323.7682 | 151786.2852
Distribution Contract Markets | Custom - Agriculture | 1 | 4 | 54% | 100% | 111881.1344 | 0 | 0 | 13692 | 49669.4515 | 205861.2873
Distribution Contract Markets | Custom - Agriculture | 1 | 4 | 54% | 100% | 109623.8212 | 0 | 0 | 16704 | 47154.726 | 201707.831
Distribution Contract Markets | Custom - Agriculture | 1 | 4 | 54% | 100% | 71033.3003 | 0 | 0 | 5364 | 33066.4822 | 130701.2726
Distribution Contract Markets | Custom - Agriculture | 1 | 4 | 54% | 100% | 53389.4485 | 0 | 0 | 5757 | 24059.4861 | 98236.5852
Distribution Contract Markets | Custom - Agriculture | 1 | 4 | 54% | 100% | 56092.4591 | 0 | 0 | 8821.5 | 24001.9786 | 103210.1247
Distribution Contract Markets | Custom - Agriculture | 1 | 4 | 54% | 100% | 40202.5707 | 0 | 0 | 4542 | 18021.7407 | 73972.7301
Distribution Contract Markets | Custom - Agriculture | 1 | 4 | 54% | 100% | 37887.6051 | 0 | 0 | 3832.71 | 17189.9685 | 69713.1934
Distribution Contract Markets | Custom - Agriculture | 1 | 4 | 54% | 100% | 33720.0018 | 0 | 0 | 3773.13 | 15132.5602 | 62044.8033
Distribution Contract Markets | Custom - Agriculture | 1 | 4 | 54% | 100% | 33655.6972 | 0 | 0 | 5730 | 14200.2321 | 61926.4828
Distribution Contract Markets | Custom - Agriculture | 1 | 4 | 54% | 100% | 26973.5623 | 0 | 0 | 4004.25 | 11651.3849 | 49631.3546
Distribution Contract Markets | Custom - Agriculture | 1 | 4 | 54% | 100% | 27514.6079 | 0 | 0 | 7866 | 10145.6342 | 50626.8785
Distribution Contract Markets | Custom - Agriculture | 1 | 4 | 54% | 100% | 14720.2099 | 0 | 0 | 3216 | 5884.3242 | 27085.1862
Distribution Contract Markets | Custom - Agriculture | 1 | 4 | 54% | 100% | 11721.1764 | 0 | 0 | 1233 | 5296.2582 | 21566.9646
Distribution Contract Markets | Custom - Agriculture | 1 | 4 | 54% | 100% | 9996.0392 | 0 | 0 | 1412.67 | 4350.622 | 18392.7121
Distribution Contract Markets | Custom - Agriculture | 1 | 4 | 54% | 100% | 15077.2113 | 0 | 0 | 7452.9 | 4113.9377 | 27742.0688
Distribution Contract Markets | Custom - Agriculture | 1 | 4 | 54% | 100% | 6852.8747 | 0 | 0 | 1023 | 2957.5237 | 12609.2894
Distribution Contract Markets | Custom - Agriculture | 1 | 4 | 54% | 100% | 5949.2842 | 0 | 0 | 921 | 2552.4287 | 10946.6829
Distribution Contract Markets | Custom - Agriculture | 1 | 4 | 54% | 100% | 8298.6195 | 0 | 0 | 4170 | 2233.1276 | 15269.4599
Distribution Contract Markets | Custom - Agriculture | 1 | 4 | 54% | 100% | 5532.413 | 0 | 0 | 3549 | 1135.0117 | 10179.6399
Distribution Contract Markets | Custom - Agriculture | 1 | 4 | 54% | 100% | 6598.9824 | 0 | 0 | 4854 | 1068.2558 | 12142.1276
Distribution Contract Markets | Custom - Agriculture | 1 | 4 | 54% | 100% | 4690.9097 | 0 | 0 | 3073.5 | 932.7855 | 8631.2738
Distribution Contract Markets | Custom - Agriculture | 1 | 4 | 54% | 100% | 7871.77 | 0 | 0 | 7207.5 | 622.349 | 14484.0568
Distribution Contract Markets | Custom - DC | 1 | 22 | 54% | 100% | 426807.3694 | 0 | 0 | 203571.6 | 580715.5814 | 4319290.5783
Distribution Contract Markets | Custom - DC | 2 | 22 | 54% | 100% | 99526.8903 | 0 | 0 | 50303 | 268227.5536 | 2014424.2597
Distribution Contract Markets | Custom - DC | 1 | 11 | 54% | 100% | 68455.5728 | 194243.9691 | 0 | 18923 | 67848.777 | 346385.1984
Distribution Contract Markets | Custom - DC | 1 | 8 | 54% | 100% | 1366446.1412 | 0 | 0 | 82567.71 | 1165756.5469 | 5028521.7996
Distribution Contract Markets | Custom - DC | 1 | 22 | 54% | 100% | 236463.536 | 0 | 0 | 40850 | 354822.979 | 2393010.9843
Distribution Contract Markets | Custom - Agriculture | 1 | 22 | 54% | 100% | 101623.442 | 0 | 0 | 29748 | 146881.6426 | 1028429.233
Distribution Contract Markets | Custom - DC | 1 | 10 | 54% | 100% | 392845.671 | 4658694.3483 | 0 | 3350 | 388435.2911 | 1807090.0866
Distribution Contract Markets | Custom - DC | 1 | 22 | 54% | 100% | 20554.1893 | 0 | 0 | 54716 | 7306.3975 | 208008.3957
Distribution Contract Markets | Custom - DC | 11 | 22 | 54% | 100% | 8244.2932 | 0 | 0 | 8211.18 | 101737.8556 | 917754.719
Distribution Contract Markets | Custom - DC | 1 | 22 | 54% | 100% | 526632.5 | 0 | 122831.968 | 100219 | 837990.887 | 5329520.9
Distribution Contract Markets | Custom - DC | 1 | 8 | 54% | 100% | 156491.8963 | 537029.5059 | 0 | 6923.08 | 137609.5779 | 575890.1784
Distribution Contract Markets | Custom - DC | 1 | 8 | 54% | 100% | 106803.2884 | 75593.2444 | 276.3916 | 4210 | 92628.3035 | 393036.1013
Distribution Contract Markets | Custom - DC | 1 | 22 | 54% | 100% | 522503.7012 | 0 | 0 | 36050 | 808976.3659 | 5287737.4561
Distribution Contract Markets | Custom - Agriculture | 1 | 4 | 54% | 100% | 33463.8921 | 0 | 0 | 8208 | 12964.4029 | 61573.5615
Distribution Contract Markets | Custom - Agriculture | 1 | 4 | 54% | 100% | 22690.6542 | 0 | 0 | 7185 | 8045.7444 | 41750.8037
Distribution Contract Markets | Custom - DC | 1 | 1 | 54% | 100% | 80935.1 | 0 | 0 | 2322 | 9342.7048 | 37230.146
Distribution Contract Markets | Custom - DC | 1 | 1 | 54% | 100% | 62285.6573 | 0 | 0 | 2337 | 6936.894 | 28651.4024
Distribution Contract Markets | Custom - Agriculture | 1 | 22 | 54% | 100% | 77686.609 | 0 | 0 | 63000 | 93765.3653 | 786188.4831
Distribution Contract Markets | Custom - DC | 1 | 8 | 54% | 100% | 1727282.5345 | 7323356.2134 | 0 | 47000 | 1540031.4196 | 6356399.727
Distribution Contract Markets | Custom - DC | 1 | 22 | 54% | 100% | 443480 | 0 | 0 | 197919.11 | 609658.5954 | 4488017.6
Distribution Contract Markets | Custom - DC | 1 | 1 | 54% | 100% | 4968045.8955 | 0 | 0 | 332898.6 | 485915.1564 | 2285301.1119
Distribution Contract Markets | Custom - DC | 1 | 22 | 54% | 100% | 204207.0182 | 0 | 0 | 8995 | 318510.7637 | 2066575.0242
Distribution Contract Markets | Custom - DC | 1 | 22 | 54% | 100% | 127500.5 | 0 | 0 | 400 | 201267.6485 | 1290305.06
Distribution Contract Markets | Custom - DC | 1 | 6 | 54% | 100% | 260033.3893 | 0 | 0 | 46536.63 | 161946.6123 | 717692.1545
Distribution Contract Markets | Custom - Agriculture | 1 | 4 | 54% | 100% | 63333.3788 | 0 | 0 | 8011.5 | 27996.7991 | 116533.417
Distribution Contract Markets | Custom - Agriculture | 3 | 22 | 54% | 100% | 2514.5316 | 0 | 0 | 5322.84 | 4573.4114 | 76341.1794
Distribution Contract Markets | Custom - DC | 1 | 22 | 54% | 100% | 219290.8817 | 2614678.2191 | 0 | 14360 | 365307.0158 | 2219223.7228
Distribution Contract Markets | Custom - DC | 1 | 22 | 54% | 100% | 193399.4106 | 18677308.6656 | 0 | 255445 | 369731.646 | 1957202.0353
Distribution Contract Markets | Custom - DC | 15 | 22 | 54% | 100% | 4138.7771 | 0 | 0 | 3953 | 70813.7353 | 628266.3638
Distribution Contract Markets | Custom - DC | 1 | 22 | 54% | 100% | 459959.7168 | 2437681.9043 | 0 | 57059.2 | 724202.2173 | 4654792.334
Distribution Contract Markets | Custom - DC | 1 | 22 | 54% | 100% | 7424727.7469 | 0 | 0 | 16055252 | 4345703.9109 | 75138244.7986
Distribution Contract Markets | Custom - DC | 1 | 22 | 54% | 100% | 1792525.0947 | 0 | 0 | 91136 | 2790279.1587 | 18140353.9584
Distribution Contract Markets | Custom - DC | 1 | 22 | 54% | 100% | 905159.3105 | 17011117.134 | 0 | 532461 | 1350683.5856 | 9160212.2223
Distribution Contract Markets | Custom - DC | 1 | 8 | 54% | 100% | 136627.3184 | 1930907.0696 | 0 | 8457.4 | 127026.2016 | 502788.5317
Distribution Contract Markets | Custom - DC | 1 | 22 | 54% | 100% | 353049.9932 | 0 | 0 | 100000 | 511821.3663 | 3572865.9312
Distribution Contract Markets | Custom - DC | 1 | 22 | 54% | 100% | 20346.6185 | 4325662.1299 | 0 | 41039 | 55343.206 | 205907.7791
Distribution Contract Markets | Custom - DC | 1 | 4 | 54% | 100% | 2025240.116 | 0 | 0 | 762325 | 662443.0024 | 3726441.8134
Distribution Contract Markets | Custom - DC | 1 | 17 | 54% | 100% | 117345.9167 | 5167511.7487 | 0 | 110468 | 159581.1235 | 917645.0686
Distribution Contract Markets | Custom - DC | 1 | 22 | 54% | 100% | 84628.1797 | 0 | 0 | 21000 | 124053.0937 | 856437.1786
Distribution Contract Markets | Custom - Agriculture | 1 | 4 | 54% | 100% | 49517.8681 | 0 | 0 | 6406.5 | 21823.9845 | 91112.8773
Distribution Contract Markets | Custom - DC | 1 | 22 | 54% | 100% | 399185.2176 | 0 | 0 | 50406 | 607528.5715 | 4039754.4021
Distribution Contract Markets | Custom - DC | 1 | 22 | 54% | 100% | 422746.2013 | 461263.3454 | 0 | 365840 | 504141.9009 | 4278191.5572
Distribution Contract Markets | Custom - Agriculture | 1 | 4 | 54% | 100% | 57657.9435 | 0 | 0 | 6336 | 25928.4315 | 106090.616
Distribution Contract Markets | Custom - Agriculture | 1 | 4 | 54% | 100% | 144389.3271 | 0 | 0 | 14688 | 65473.2923 | 265676.3619
Distribution Contract Markets | Custom - Agriculture | 1 | 4 | 54% | 100% | 91836.9471 | 0 | 0 | 10540.8 | 41092.036 | 168979.9827
Distribution Contract Markets | Custom - Agriculture | 1 | 4 | 54% | 100% | 60459.6284 | 0 | 0 | 5586 | 27674.9552 | 111245.7163
Distribution Contract Markets | Custom - DC | 1 | 22 | 54% | 100% | 290103.5507 | 0 | 0 | 39437.9 | 440224.1294 | 2935847.9331
Distribution Contract Markets | Custom - Agriculture | 1 | 22 | 54% | 100% | 463862.3408 | 0 | 0 | 64307 | 703324.4017 | 4694286.8889
Distribution Contract Markets | Custom - DC | 1 | 22 | 54% | 100% | 180416.5336 | 0 | 0 | 118279.54 | 230650.7494 | 1825815.32
Distribution Contract Markets | Custom - DC | 1 | 22 | 54% | 100% | 180415.4249 | 0 | 0 | 118279.54 | 230648.9977 | 1825804.1
Distribution Contract Markets | Custom - DC | 1 | 22 | 54% | 100% | 180415.4249 | 0 | 0 | 124046.13 | 227996.3663 | 1825804.1
Distribution Contract Markets | Custom - DC | 1 | 22 | 54% | 100% | 180415.4249 | 0 | 0 | 124046.13 | 227996.3663 | 1825804.1
Distribution Contract Markets | Custom - Agriculture | 1 | 4 | 54% | 100% | 158316.8165 | 0 | 0 | 18954 | 70478.0636 | 291302.9424
Distribution Contract Markets | Custom - Agriculture | 1 | 4 | 54% | 100% | 94514.4576 | 0 | 0 | 11115.3 | 42167.1723 | 173906.602
Distribution Contract Markets | Custom - DC | 1 | 11 | 54% | 100% | 573033.8124 | 0 | 0 | 62464.91 | 601034.676 | 2899551.0907
Distribution Contract Markets | Custom - Agriculture | 1 | 22 | 54% | 100% | 59534.9726 | 0 | 0 | 24729 | 82690.3176 | 602493.9227
Distribution Contract Markets | Custom - DC | 1 | 3 | 54% | 100% | 63699.2498 | 0 | 0 | 781.12 | 24192.7747 | 87904.9647
Distribution Contract Markets | Custom - DC | 1 | 3 | 54% | 100% | 54392.822 | 0 | 0 | 1255.12 | 20387.6869 | 75062.0944
Distribution Contract Markets | Custom - Agriculture | 1 | 4 | 54% | 100% | 24487.8569 | 0 | 0 | 3204 | 10776.0428 | 45057.6567
Distribution Contract Markets | Custom - DC | 1 | 6 | 54% | 100% | 6604015.898 | 0 | 0 | 1579011 | 3930246.0866 | 18227083.8785
Distribution Contract Markets | Custom - DC | 1 | 8 | 54% | 100% | 3171213.5013 | 4481783.4965 | 0 | 4183 | 2816185.7847 | 11670065.6848
Distribution Contract Markets | Custom - DC | 1 | 8 | 54% | 100% | 3188107.8719 | 12697670.1086 | 206856.9816 | 286839 | 2795209.0214 | 11732236.9686
Distribution Contract Markets | Custom - DC | 1 | 8 | 54% | 100% | 890174.1213 | 12909370.5059 | 0 | 43219.91 | 834883.7997 | 3275840.7664
Distribution Contract Markets | Custom - Agriculture | 1 | 4 | 54% | 100% | 118287.203 | 0 | 0 | 22380.9 | 48877.1495 | 217648.4535
Distribution Contract Markets | Custom - Agriculture | 1 | 4 | 54% | 100% | 36784.4486 | 0 | 0 | 8137.5 | 14657.9186 | 67683.3854
Distribution Contract Markets | Custom - DC | 1 | 11 | 54% | 100% | 2753091.6877 | 0 | 0 | 39132 | 3007668.0631 | 13930643.9398
Distribution Contract Markets | Custom - Agriculture | 1 | 4 | 54% | 100% | 44871.3064 | 0 | 0 | 6177 | 19605.1438 | 82563.2038
Distribution Contract Markets | Custom - DC | 1 | 22 | 54% | 100% | 1328110.6213 | 6707461.2802 | 0 | 48232.36 | 2141476.6488 | 13440479.4876
Distribution Contract Markets | Custom - DC | 1 | 22 | 54% | 100% | 267598.7146 | 0 | 0 | 4647.53 | 420669.907 | 2708098.992
Distribution Contract Markets | Custom - DC | 1 | 22 | 54% | 100% | 215430.3883 | 584888.0167 | 3613.7464 | 38223.1 | 330017.8337 | 2180155.5296
Distribution Contract Markets | Custom - DC | 1 | 22 | 54% | 100% | 88007.8077 | 0 | 0 | 1824.32 | 138213.7416 | 890639.0143
Distribution Contract Markets | Custom - Agriculture | 1 | 22 | 54% | 100% | 124717.663 | 0 | 0 | 170887.45 | 118446.5203 | 1262142.7496
Distribution Contract Markets | Custom - Agriculture | 1 | 4 | 54% | 100% | 140217.289 | 0 | 0 | 25242 | 58531.4188 | 257999.8118
Distribution Contract Markets | Custom - Agriculture | 1 | 4 | 54% | 100% | 130901.9916 | 0 | 0 | 26496 | 53294.6651 | 240859.6645
Distribution Contract Markets | Custom - Agriculture | 1 | 22 | 54% | 100% | 35755.575 | 0 | 0 | 29135 | 43091.9492 | 361846.419
Distribution Contract Markets | Custom - Agriculture | 1 | 4 | 54% | 100% | 97683.1222 | 0 | 0 | 22272 | 38620.1931 | 179736.9448
Distribution Contract Markets | Custom - Agriculture | 1 | 4 | 54% | 100% | 55004.8244 | 0 | 0 | 8424 | 23640.7468 | 101208.8769
Distribution Contract Markets | Custom - DC | 1 | 22 | 54% | 100% | 20992.1258 | 111253.2916 | 0 | 21271.93 | 24464.7123 | 212440.3131
Distribution Contract Markets | Custom - DC | 1 | 22 | 54% | 100% | 21701.6938 | 0 | 0 | 32033.91 | 19553.2237 | 219621.1413
Distribution Contract Markets | Custom - Agriculture | 1 | 4 | 54% | 100% | 46346.9861 | 0 | 0 | 15876 | 15881.8025 | 85278.4544
Distribution Contract Markets | Custom - Agriculture | 1 | 4 | 54% | 100% | 43454.3878 | 0 | 0 | 13800 | 15389.76 | 79956.0736
Distribution Contract Markets | Custom - DC | 1 | 28 | 54% | 100% | 10848.6295 | 0 | 0 | 11185 | 13451.2323 | 139730.348
Distribution Contract Markets | Custom - Agriculture | 1 | 22 | 54% | 100% | 21932.3034 | 0 | 0 | 46661.93 | 13188.6992 | 221954.9104
Distribution Contract Markets | Custom - Agriculture | 1 | 11 | 54% | 100% | 1271869.5964 | 0 | 0 | 1593424 | 664819.3565 | 6435660.1578
Distribution Contract Markets | Custom - Agriculture | 1 | 4 | 54% | 100% | 272011.7841 | 0 | 0 | 33504 | 120660.1927 | 500501.6827
Distribution Contract Markets | Custom - Agriculture | 1 | 4 | 54% | 100% | 54448.257 | 0 | 0 | 7776 | 23660.4078 | 100184.7929
Distribution Contract Markets | Custom - DC | 1 | 2 | 54% | 100% | 66707.2638 | 0 | 0 | 6271.1 | 14559.6648 | 61370.6827
Distribution Contract Markets | Custom - Agriculture | 1 | 4 | 54% | 100% | 31110.122 | 0 | 0 | 13500 | 9352.6255 | 57242.6245
Distribution Contract Markets | Custom - Agriculture | 1 | 4 | 54% | 100% | 43380.1049 | 0 | 0 | 27057 | 9254.3805 | 79819.393
Distribution Contract Markets | Custom - Agriculture | 1 | 4 | 54% | 100% | 19355.6846 | 0 | 0 | 5427 | 7186.1287 | 35614.4597
Distribution Contract Markets | Custom - Agriculture | 1 | 4 | 54% | 100% | 24099.8119 | 0 | 0 | 15300 | 5017.7659 | 44343.6539
Distribution Contract Markets | Custom - Agriculture | 1 | 4 | 54% | 100% | 9598.0159 | 0 | 0 | 3183 | 3337.1617 | 17660.3493
Distribution Contract Markets | Custom - Agriculture | 1 | 4 | 54% | 100% | 7134.4845 | 0 | 0 | 1452 | 2901.057 | 13127.4515
Distribution Contract Markets | Custom - Agriculture | 1 | 4 | 54% | 100% | 16138.2372 | 0 | 0 | 11301.76 | 2874.2331 | 29694.3564
Distribution Contract Markets | Custom - Agriculture | 1 | 4 | 54% | 100% | 3798.4062 | 0 | 0 | 2352 | 818.2067 | 6989.0674
Distribution Contract Markets | Custom - DC | 1 | 22 | 54% | 100% | 1504250.899 | 0 | 0 | 98323.2 | 2331497.8766 | 15223019.0979
Distribution Contract Markets | Custom - DC | 1 | 11 | 54% | 100% | 4902823.2919 | 0 | 0 | 5631299 | 2797842.6881 | 24808285.857
Distribution Contract Markets | Custom - DC | 1 | 8 | 54% | 100% | 297866.6681 | 252579.792 | 0 | 35327.25 | 247528.9948 | 1096149.3386
Distribution Contract Markets | Custom - DC | 4 | 22 | 54% | 100% | 27085.541 | 0 | 1753.7588 | 7500 | 160351.6102 | 1096422.6997
Distribution Contract Markets | Custom - Agriculture | 1 | 4 | 54% | 100% | 9024.818 | 0 | 0 | 2659.5 | 3291.2334 | 16605.6651
Distribution Contract Markets | Custom - DC | 1 | 8 | 54% | 100% | 4569225.4402 | 14690718.5464 | 156583.2184 | 485785.57 | 3919286.8728 | 16814749.6199
Distribution Contract Markets | Custom - DC | 1 | 22 | 54% | 100% | 2031159.6094 | 0 | 356994.6692 | 615547 | 3077250.6527 | 20555335.2474
Distribution Contract Markets | Custom - DC | 1 | 8 | 54% | 100% | 2036914.727 | 2878712.4949 | 0 | 38958 | 1792190.7153 | 7495846.1954
Distribution Contract Markets | Custom - DC | 1 | 8 | 54% | 100% | 1685296.0655 | 5418470.1855 | 57753.0576 | 178786.43 | 1445753.9263 | 6201889.521
Distribution Contract Markets | Custom - DC | 1 | 22 | 54% | 100% | 215392.6925 | 0 | 0 | 65300 | 310283.9044 | 2179774.0481
Distribution Contract Markets | Custom - DC | 1 | 8 | 54% | 100% | 342155.907 | 1934235.243 | 0 | 3419.75 | 310417.1602 | 1259133.7378
Distribution Contract Markets | Custom - DC | 1 | 8 | 54% | 100% | 371503.196 | 2009285.1869 | 0 | 15527 | 331110.9781 | 1367131.7613
Distribution Contract Markets | Custom - Agriculture | 1 | 4 | 54% | 100% | 381539.1484 | 0 | 0 | 42234 | 171434.7068 | 702032.0331
Distribution Contract Markets | Custom - Agriculture | 1 | 4 | 54% | 100% | 196948.3593 | 0 | 0 | 18792 | 89877.7484 | 362384.9811
Distribution Contract Markets | Custom - DC | 1 | 22 | 54% | 100% | 81018.2525 | 0 | 0 | 106462 | 79036.8644 | 819904.7153
Distribution Contract Markets | Custom - DC | 1 | 22 | 54% | 100% | 43120.6691 | 0 | 32139.13 | 39560 | 63541.4937 | 436381.1713
Distribution Contract Markets | Custom - Agriculture | 1 | 4 | 54% | 100% | 88743.6741 | 0 | 0 | 10608 | 39513.7354 | 163288.3603
Distribution Contract Markets | Custom - Agriculture | 1 | 4 | 54% | 100% | 94972.3507 | 0 | 0 | 18424.5 | 39033.9982 | 174749.1253
Distribution Contract Markets | Custom - Agriculture | 1 | 4 | 54% | 100% | 73630.9844 | 0 | 0 | 17062.5 | 28984.6458 | 135481.0113
Distribution Contract Markets | Custom - Agriculture | 1 | 4 | 54% | 100% | 67420.047 | 0 | 0 | 14097 | 27241.7969 | 124052.8865
Distribution Contract Markets | Custom - DC | 1 | 1 | 54% | 100% | 208073.0551 | 0 | 0 | 5495 | 24237.1043 | 95713.6053
Distribution Contract Markets | Custom - Agriculture | 1 | 4 | 54% | 100% | 47740.622 | 0 | 0 | 7896 | 20249.7593 | 87842.7445
Distribution Contract Markets | Custom - DC | 1 | 22 | 54% | 100% | 825.9815 | 0 | 0 | 2100 | 339.0563 | 8358.9328
Distribution Contract Markets | Custom - Agriculture | 1 | 22 | 54% | 100% | 139119.676 | 0 | 0 | 59235 | 192561.9248 | 1407891.1211
Distribution Contract Markets | Custom - Agriculture | 1 | 8 | 54% | 100% | 12684.6367 | 67254.4974 | 0 | 3310.6 | 10019.0912 | 46679.4631
Distribution Contract Markets | Custom - DC | 1 | 22 | 54% | 100% | 13159.1603 | 69737.808 | 0 | 17346.88 | 13490.2986 | 133170.7022
Distribution Contract Markets | Custom - DC | 1 | 8 | 54% | 100% | 15456.3867 | 0 | 0 | 6547 | 10604.3102 | 56879.5031
Distribution Contract Markets | Custom - Agriculture | 1 | 4 | 54% | 100% | 17052.9147 | 0 | 0 | 2031 | 7596.3438 | 31377.363
Distribution Contract Markets | Custom - Agriculture | 1 | 4 | 54% | 100% | 23576.5055 | 0 | 0 | 11850 | 6342.9855 | 43380.7701
Distribution Contract Markets | Custom - Agriculture | 1 | 4 | 54% | 100% | 21039.7999 | 0 | 0 | 10147.5 | 5857.1659 | 38713.2318
Distribution Contract Markets | Custom - DC | 1 | 11 | 54% | 100% | 5791413.0809 | 0 | 0 | 21312 | 6355003.6702 | 29304550.1894
Distribution Contract Markets | Custom - DC | 1 | 22 | 54% | 100% | 2037319.4025 | 0 | 3494617.0958 | 316800 | 4552918.9338 | 20617672.3533
Distribution Contract Markets | Custom - DC | 1 | 22 | 54% | 100% | 1664840.5505 | 0 | 1497693.294 | 408000 | 3076923.0551 | 16848186.3711
Distribution Contract Markets | Custom - DC | 1 | 8 | 54% | 100% | 1510276.6835 | 18494705.978 | 0 | 160177 | 1357888.1451 | 5557818.1953
Distribution Contract Markets | Custom - DC | 1 | 3 | 54% | 100% | 302484.4036 | 0 | 0 | 129682.78 | 56934.8024 | 417428.477
Distribution Contract Markets | Custom - DC | 1 | 22 | 54% | 100% | 16111.6284 | 0 | 0 | 30208 | 11560.8014 | 163049.6794
Distribution Contract Markets | Custom - Agriculture | 1 | 4 | 54% | 100% | 16658.2175 | 0 | 0 | 9943.5 | 3759.1493 | 30651.1202
Distribution Contract Markets | Custom - DC | 1 | 8 | 54% | 100% | 579845.6652 | 2458435.9834 | 0 | 17778 | 516065.7065 | 2133832.0479
Distribution Contract Markets | Custom - DC | 1 | 22 | 54% | 100% | 102555.8587 | 0 | 254033.3884 | 240800 | 158832.1501 | 1037865.29
Distribution Contract Markets | Custom - DC | 1 | 22 | 54% | 100% | 128101.4154 | 0 | 83047.3152 | 215200 | 138572.4652 | 1296386.3238
Distribution Contract Markets | Custom - Agriculture | 1 | 22 | 54% | 100% | 108297.816 | 0 | 0 | 132418 | 110198.9985 | 1095973.8979
Distribution Contract Markets | Custom - DC | 1 | 22 | 54% | 100% | 1436774.3083 | 0 | 0 | 244325.23 | 2157723.4751 | 14540156
Distribution Contract Markets | Custom - DC | 1 | 8 | 54% | 100% | 2309039.5985 | 24451651.6667 | 587474.772 | 155619 | 2236045.1235 | 8497265.7225
Distribution Contract Markets | Custom - DC | 1 | 22 | 54% | 100% | 948250.0447 | 0 | 3570569.3108 | 2610131.26 | 1809408.8403 | 9596290.4524
Distribution Contract Markets | Custom - DC | 1 | 22 | 54% | 100% | 238389.3479 | 0 | 1113643.7232 | 547500 | 596338.7222 | 2412500.2007
Distribution Contract Markets | Custom - DC | 1 | 22 | 54% | 100% | 434307.7249 | 0 | 40605.9588 | 183569 | 618960.5065 | 4395194.176
Distribution Contract Markets | Custom - DC | 1 | 22 | 54% | 100% | 373649.6392 | 0 | 0 | 139677.51 | 526117.2911 | 3781334.3487
Distribution Contract Markets | Custom - DC | 1 | 22 | 54% | 100% | 184669.5068 | 17156802.2474 | 0 | 102680.44 | 411420.9018 | 1868855.4088
Distribution Contract Markets | Custom - DC | 1 | 8 | 54% | 100% | 417686.0945 | 3736404.4755 | 0 | 19648 | 379342.8004 | 1537084.8278
Distribution Contract Markets | Custom - Agriculture | 1 | 33 | 54% | 100% | 271631.5 | 0 | 550816 | 310000 | 589488.7715 | 4123366.17
Distribution Contract Markets | Custom - Agriculture | 1 | 4 | 54% | 100% | 26808.366 | 0 | 0 | 2100 | 12444.7016 | 49327.3934
Distribution Contract Markets | Custom - Agriculture | 1 | 4 | 54% | 100% | 478958.4 | 0 | 0 | 60722.91 | 211663.1219 | 881283.456
Distribution Contract Markets | Custom - DC | 2 | 22 | 54% | 100% | 18315.724 | 0 | 0 | 39621.66 | 21426.0073 | 370710.2538
Distribution Contract Markets | Custom - DC | 1 | 22 | 54% | 100% | 27496.8687 | 0 | 27650.9632 | 89812 | 13839.5128 | 278268.3112
Distribution Contract Markets | Custom - DC | 1 | 11 | 54% | 100% | 2399120.3648 | 0 | 0 | 111620.8 | 2585306.0289 | 12139549.0459
Distribution Contract Markets | Custom - DC | 1 | 8 | 54% | 100% | 1034881.6453 | 11114852.6171 | 0 | 12255 | 966791.9477 | 3808364.4547
Distribution Contract Markets | Custom - DC | 1 | 8 | 54% | 100% | 900861.9893 | 8791975.6025 | 0 | 25418 | 829974.2534 | 3315172.1206
Distribution Contract Markets | Custom - DC | 1 | 8 | 54% | 100% | 923443.9909 | 4259657.8341 | 31633.5596 | 83679 | 805814.6163 | 3398273.8865
Distribution Contract Markets | Custom - DC | 1 | 8 | 54% | 100% | 798767.3498 | 4515501.0918 | 0 | 37647 | 711027.6283 | 2939463.8473
Distribution Contract Markets | Custom - DC | 1 | 8 | 54% | 100% | 677239.4167 | 7649514.7648 | 56806.8344 | 141374 | 586914.4838 | 2492241.0535
Distribution Contract Markets | Custom - Agriculture | 1 | 22 | 54% | 100% | 493324.9346 | 0 | 0 | 553000 | 525076.7182 | 4992448.3382
Distribution Contract Markets | Custom - Agriculture | 1 | 11 | 54% | 100% | 173105.7658 | 0 | 0 | 197653.2 | 99324.0862 | 875915.1749
Distribution Contract Markets | Custom - Agriculture | 1 | 4 | 54% | 100% | 101702.1597 | 0 | 0 | 13500 | 44665.8091 | 187131.9738
Distribution Contract Markets | Custom - DC | 1 | 22 | 54% | 100% | 48075.4494 | 0 | 0 | 59551 | 48566.0737 | 486523.5479
Distribution Contract Markets | Custom - Agriculture | 1 | 4 | 54% | 100% | 89458.7856 | 0 | 0 | 12288 | 39098.665 | 164604.1655
Distribution Contract Markets | Custom - DC | 1 | 22 | 54% | 100% | 582067.5 | 0 | 0 | 121204.63 | 863916.4393 | 5890523.1
Distribution Contract Markets | Custom - DC | 1 | 22 | 54% | 100% | 8554454.2424 | 0 | 0 | 14669628 | 6768066.4202 | 86571076.9331
Distribution Contract Markets | Custom - DC | 1 | 17 | 54% | 100% | 1750362.3424 | 0 | 0 | 100304 | 2422207.8846 | 13687833.5176
Distribution Contract Markets | Custom - DC | 1 | 22 | 54% | 100% | 629075.2713 | 0 | 0 | 11574 | 988619.1242 | 6366241.7456
Distribution Contract Markets | Custom - DC | 1 | 22 | 54% | 100% | 572368.5924 | 0 | 0 | 31581 | 889818.9698 | 5792370.1551
Distribution Contract Markets | Custom - DC | 1 | 8 | 54% | 100% | 751081.0541 | 863940.5834 | 48405.9068 | 54608.6 | 652772.8194 | 2763978.2791
Distribution Contract Markets | Custom - DC | 1 | 22 | 54% | 100% | 236585.493 | 6424547.9469 | 678654.492 | 408740 | 535625.9108 | 2394245.1892
Distribution Contract Markets | Custom - DC | 1 | 22 | 54% | 100% | 501330.8573 | 2047691.0382 | 0 | 746240 | 468752.5018 | 5073468.2759
Distribution Contract Markets | Custom - DC | 1 | 30 | 54% | 100% | 209110.7983 | 6251001.8955 | 556789.4028 | 517910 | 410965.3759 | 2885729.0165
Distribution Contract Markets | Custom - Agriculture | 1 | 4 | 54% | 100% | 46280.4641 | 0 | 0 | 7977 | 19482.0653 | 85156.0539
Distribution Contract Markets | Custom - DC | 1 | 8 | 54% | 100% | 16729532.4101 | 0 | 0 | 480396 | 14516494.971 | 61564679.2692
Distribution Contract Markets | Custom - DC | 1 | 8 | 54% | 100% | 4283605.4723 | 6810633.1539 | 0 | 38857.37 | 3792904.385 | 15763668.1381
Distribution Contract Markets | Custom - DC | 1 | 17 | 54% | 100% | 1516659.4694 | 38285440.0375 | 88735.474 | 590769.21 | 2233381.3391 | 11860277.0507
Distribution Contract Markets | Custom - Agriculture | 1 | 4 | 54% | 100% | 43090.7342 | 0 | 0 | 7002 | 18334.9248 | 79286.9509
Distribution Contract Markets | Custom - Agriculture | 1 | 17 | 54% | 100% | 1645276.0977 | 0 | 0 | 847454 | 1930327.0578 | 12866059.0839
Distribution Contract Markets | Custom - DC | 1 | 22 | 54% | 100% | 845892.6433 | 0 | 238752.1788 | 264871 | 1315766.342 | 8560433.5502
Distribution Contract Markets | Custom - DC | 1 | 22 | 54% | 100% | 584221.7041 | 2374279.3464 | 0 | 651116 | 646654.1838 | 5912323.6455
Distribution Contract Markets | Custom - DC | 1 | 18 | 54% | 100% | 383772.0702 | 0 | 0 | 342968 | 398527.1904 | 3177632.7413
Distribution Contract Markets | Custom - DC | 1 | 22 | 54% | 100% | 319028.4915 | 0 | 0 | 51364 | 480439.7246 | 3228568.3342
Distribution Contract Markets | Custom - Agriculture | 1 | 17 | 54% | 100% | 207299.1825 | 0 | 0 | 200656 | 200029.9779 | 1621079.6072
Distribution Contract Markets | Custom - DC | 1 | 22 | 54% | 100% | 7482866.8662 | 72472171.0461 | 0 | 215961 | 12428535.1758 | 75726612.6859
Distribution Contract Markets | Custom - Agriculture | 1 | 4 | 54% | 100% | 119596.5777 | 0 | 0 | 23424 | 49052.3292 | 220057.703
Distribution Contract Markets | Custom - DC | 3 | 22 | 54% | 100% | 16925.4142 | 0 | 0 | 24028.33 | 47067.7098 | 513855.5751
Distribution Contract Markets | Custom - Agriculture | 1 | 4 | 54% | 100% | 78656.7215 | 0 | 0 | 8784 | 35306.8464 | 144728.3676
Distribution Contract Markets | Custom - Agriculture | 1 | 4 | 54% | 100% | 85474.1178 | 0 | 0 | 14100 | 36271.8422 | 157272.3768
Distribution Contract Markets | Custom - Agriculture | 1 | 4 | 54% | 100% | 61084.9352 | 0 | 0 | 13254 | 24460.4806 | 112396.2808
Distribution Contract Markets | Custom - Agriculture | 1 | 4 | 54% | 100% | 54832.9759 | 0 | 0 | 13381.5 | 21274.3308 | 100892.6757
Distribution Contract Markets | Custom - DC | 1 | 22 | 54% | 100% | 33925.1113 | 0 | 0 | 68425 | 22126.4043 | 343322.1264
Distribution Contract Markets | Custom - Agriculture | 1 | 22 | 54% | 100% | 233892.4607 | 0 | 0 | 394345 | 188152.9627 | 2366991.7023
Distribution Contract Markets | Custom - Agriculture | 1 | 17 | 54% | 100% | 119025.5972 | 0 | 45893.7924 | 187570.41 | 98932.002 | 930780.1701
Distribution Contract Markets | Custom - Agriculture | 1 | 4 | 54% | 100% | 59583.7554 | 0 | 0 | 18254.26 | 21409.4061 | 109634.1099
Distribution Contract Markets | Custom - Agriculture | 1 | 22 | 54% | 100% | 14925.3194 | 0 | 0 | 17500 | 15532.1051 | 151044.2323
Distribution Contract Markets | Custom - Agriculture | 1 | 4 | 54% | 100% | 25330.4689 | 0 | 0 | 2293.49 | 11616.3882 | 46608.0628
Distribution Contract Markets | Custom - Agriculture | 1 | 4 | 54% | 100% | 20404.5148 | 0 | 0 | 5301.15 | 7768.6898 | 37544.3072
Distribution Contract Markets | Custom - DC | 1 | 33 | 54% | 100% | 21980823.4381 | 0 | 0 | 19695998.52 | 29336842.4788 | 333668899.7904
Distribution Contract Markets | Custom - Agriculture | 1 | 4 | 54% | 100% | 29073.4401 | 0 | 0 | 6773 | 11428.2094 | 53495.1298
Distribution Contract Markets | Custom - Agriculture | 1 | 4 | 54% | 100% | 6073.4586 | 0 | 0 | 3522 | 1418.0861 | 11175.1638
Distribution Contract Markets | Custom - Agriculture | 1 | 4 | 54% | 100% | 2147.5519 | 0 | 0 | 582.26 | 806.4585 | 3951.4955
Distribution Contract Markets | Custom - Agriculture | 1 | 4 | 54% | 100% | 2974.6421 | 0 | 0 | 1515 | 791.1443 | 5473.3415
Distribution Contract Markets | Custom - Agriculture | 1 | 4 | 54% | 100% | 1314.9182 | 0 | 0 | 906 | 241.0188 | 2419.4495
Distribution Contract Markets | Custom - DC | 1 | 6 | 54% | 100% | 7855139.5 | 0 | 0 | 251017 | 5423309.4355 | 21680185.02
| Total = | 446425 | [7 empty] | 289250838.5368 | 1815184070.7659

## 2009
Program | Measure | Units | Equipment Life | Free Rider Rate | Adjustment Factor | Gross Natural Gas Savings (m3)/Unit | Gross Water Savings (L)/Unit | Gross Electricity Savings (kWh)/Unit | Gross Incremental Cost ($)/Unit | Net LRAM TRC ($) | Net Cumulative Natural Gas Savings (m3)
Residential Existing Homes | ESK - Install - Faucet Aerator - Bath | 1984 | 10 | 33% | 100% | 6 | 2004 | 0 | 2 | 52136.8993 | 79756.8
Residential Existing Homes | ESK - Install - Faucet Aerator - Kitchen | 1984 | 10 | 33% | 100% | 23 | 7797 | 0 | 2 | 209338.2912 | 305734.4
Residential Existing Homes | ESK - Install - Pipe Insulation - 2m | 1984 | 10 | 4% | 100% | 18 | 0 | 0 | 2 | 85842.885 | 342835.2
Residential Existing Homes | ESK - Install - Showerhead - 1.25gpm | 1984 | 10 | 10% | 100% | 26.5696 | 10570 | 0 | 13 | 341310.6501 | 474426.7776
Residential Existing Homes | ESK - Pull - Faucet Aerator - Bath | 45331 | 10 | 33% | 59.47% | 6 | 2004 | 0 | 2 | 683810.359 | 1083725.4971
Residential Existing Homes | ESK - Pull - Faucet Aerator - Kitchen | 45331 | 10 | 33% | 70.53% | 23 | 7797 | 0 | 2 | 3355563.7369 | 4926878.1576
Residential Existing Homes | ESK - Pull - Pipe Insulation - 2m | 45331 | 10 | 4% | 65.79% | 18 | 0 | 0 | 2 | 1260605.7435 | 5153460.1747
Residential Existing Homes | ESK - Pull - Showerhead - 1.25gpm | 45267 | 10 | 10% | 73.68% | 26.5696 | 10570 | 0 | 13 | 5598324.9946 | 7975517.2029
Residential Existing Homes | ESK - Pull - Showerhead - 1.5gpm | 64 | 10 | 10% | 73.68% | 19.6384 | 6334 | 0 | 6 | 5258.6697 | 8334.4741
Residential Existing Homes | ESK - Push - Faucet Aerator - Bath | 35739 | 10 | 33% | 41.05% | 6 | 2004 | 0 | 2 | 357299.5007 | 589768.5519
Residential Existing Homes | ESK - Push - Faucet Aerator - Kitchen | 35739 | 10 | 33% | 58.42% | 23 | 7797 | 0 | 2 | 2183069.2672 | 3217411.3376
Residential Existing Homes | ESK - Push - Pipe Insulation - 2m | 35739 | 10 | 4% | 72.63% | 18 | 0 | 0 | 2 | 1104325.8674 | 4485410.329
Residential Existing Homes | ESK - Push - Showerhead - 1.25gpm | 35702 | 10 | 10% | 67.37% | 26.5696 | 10570 | 0 | 13 | 4001478.8707 | 5751572.7667
Residential Existing Homes | ESK - Push - Showerhead - 1.5gpm | 37 | 10 | 10% | 67.37% | 19.6384 | 6334 | 0 | 6 | 2762.6956 | 4405.7199
Residential Existing Homes | Furnace - High Efficiency | 14246 | 18 | 90% | 100% | 385 | 0 | 0 | 650 | 1083370.1761 | 9872478
Residential Existing Homes | Thermostat - Programmable | 17460 | 15 | 43% | 100% | 53 | 0 | 54 | 25 | 1910212.1975 | 7911999
Low Income | HHC - Faucet Aerator - Bath | 18478 | 10 | 1% | 41.05% | 6 | 2004 | 0 | 2 | 272963.9961 | 450562.0086
Low Income | HHC - Faucet Aerator - Kitchen | 18478 | 10 | 1% | 58.42% | 23 | 7797 | 0 | 2 | 1667786.5763 | 2457986.7985
Low Income | HHC - Pipe Insulation - 2m | 18667 | 10 | 1% | 100% | 18 | 0 | 0 | 2 | 832915.8495 | 3326459.4
Low Income | HHC - Showerhead - 1.25gpm exist 2.0-2.5 | 5963 | 10 | 5% | 100% | 46 | 10886 | 0 | 13 | 1393457.3243 | 2605831
Low Income | HHC - Showerhead - 1.25gpm exist 2.6+ | 14098 | 10 | 5% | 100% | 88 | 17168 | 0 | 13 | 5837372.7569 | 11785928
Low Income | Thermostat - Programmable - HHC | 11790 | 15 | 1% | 100% | 53 | 0 | 54 | 25 | 2240327.5447 | 9279319.5
Low Income | Weatherization | 1 | 23 | 0% | 100% | 1323 | 0 | 160 | 2450 | 3045.5907 | 30429
Low Income | Weatherization | 1 | 23 | 0% | 100% | 985 | 0 | 93 | 1209 | 2859.5345 | 22655
Low Income | Weatherization | 1 | 23 | 0% | 100% | 1032 | 0 | 114 | 1694 | 2583.2771 | 23736
Low Income | Weatherization | 1 | 23 | 0% | 100% | 997 | 0 | 138 | 2260 | 1896.7948 | 22931
Low Income | Weatherization | 1 | 23 | 0% | 100% | 998 | 0 | 140 | 2266 | 1896.6062 | 22954
Low Income | Weatherization | 1 | 23 | 0% | 100% | 1008 | 0 | 137 | 2350 | 1850.432 | 23184
Low Income | Weatherization | 1 | 23 | 0% | 100% | 709 | 0 | 80 | 1178 | 1762.0378 | 16307
Low Income | Weatherization | 1 | 23 | 0% | 100% | 900 | 0 | 134 | 2150 | 1610.6872 | 20700
Low Income | Weatherization | 1 | 23 | 0% | 100% | 816 | 0 | 87 | 1797 | 1582.2637 | 18768
Low Income | Weatherization | 1 | 23 | 0% | 100% | 865 | 0 | 127 | 2040 | 1572.8603 | 19895
Low Income | Weatherization | 1 | 23 | 0% | 100% | 904 | 0 | 112 | 2187 | 1570.4702 | 20792
Low Income | Weatherization | 1 | 23 | 0% | 100% | 736 | 0 | 89 | 1513 | 1544.2512 | 16928
Low Income | Weatherization | 1 | 23 | 0% | 100% | 765 | 0 | 67 | 1621 | 1534.2144 | 17595
Low Income | Weatherization | 1 | 23 | 0% | 100% | 696 | 0 | 86 | 1377 | 1515.7166 | 16008
Low Income | Weatherization | 1 | 23 | 0% | 100% | 612 | 0 | 37 | 1000 | 1509.5289 | 14076
Low Income | Weatherization | 1 | 23 | 0% | 100% | 681 | 0 | 80 | 1354 | 1472.7159 | 15663
Low Income | Weatherization | 1 | 23 | 0% | 100% | 706 | 0 | 70 | 1555 | 1364.0753 | 16238
Low Income | Weatherization | 1 | 23 | 0% | 100% | 815 | 0 | 110 | 2033 | 1362.5045 | 18745
Low Income | Weatherization | 1 | 23 | 0% | 100% | 705 | 0 | 93 | 1589 | 1346.3161 | 16215
Low Income | Weatherization | 1 | 23 | 0% | 100% | 689 | 0 | 113 | 1550 | 1338.2024 | 15847
Low Income | Weatherization | 1 | 23 | 0% | 100% | 697 | 0 | 95 | 1572 | 1332.7026 | 16031
Low Income | Weatherization | 1 | 23 | 0% | 100% | 582 | 0 | 87 | 1132 | 1300.2169 | 13386
Low Income | Weatherization | 1 | 23 | 0% | 100% | 682 | 0 | 71 | 1526 | 1296.8244 | 15686
Low Income | Weatherization | 1 | 23 | 0% | 100% | 737 | 0 | 56 | 1741 | 1291.1896 | 16951
Low Income | Weatherization | 1 | 23 | 0% | 100% | 668 | 0 | 95 | 1555 | 1232.3335 | 15364
Low Income | Weatherization | 1 | 23 | 0% | 100% | 557 | 0 | 95 | 1115 | 1223.0933 | 12811
Low Income | Weatherization | 1 | 23 | 0% | 100% | 592 | 0 | 81 | 1319 | 1148.3964 | 13616
Low Income | Weatherization | 1 | 23 | 0% | 100% | 628 | 0 | 85 | 1489 | 1127.6243 | 14444
Low Income | Weatherization | 1 | 23 | 0% | 100% | 637 | 0 | 93 | 1590 | 1070.1059 | 14651
Low Income | Weatherization | 1 | 23 | 0% | 100% | 549 | 0 | 80 | 1229 | 1063.4844 | 12627
Low Income | Weatherization | 1 | 23 | 0% | 100% | 581 | 0 | 90 | 1377 | 1053.8159 | 13363
Low Income | Weatherization | 1 | 23 | 0% | 100% | 524 | 0 | 71 | 1132 | 1051.3654 | 12052
Low Income | Weatherization | 1 | 23 | 0% | 100% | 526 | 0 | 66 | 1179 | 1008.0494 | 12098
Low Income | Weatherization | 1 | 23 | 0% | 100% | 534 | 0 | 93 | 1286 | 957.2434 | 12282
Low Income | Weatherization | 1 | 23 | 0% | 100% | 487 | 0 | 38 | 1050 | 954.5099 | 11201
Low Income | Weatherization | 1 | 23 | 0% | 100% | 581 | 0 | 92 | 1550 | 882.5801 | 13363
Low Income | Weatherization | 1 | 23 | 0% | 100% | 463 | 0 | 48 | 1050 | 866.1977 | 10649
Low Income | Weatherization | 1 | 23 | 0% | 100% | 435 | 0 | 65 | 984 | 833.8713 | 10005
Low Income | Weatherization | 1 | 23 | 0% | 100% | 434 | 0 | 84 | 1050 | 780.5837 | 9982
Low Income | Weatherization | 1 | 23 | 0% | 100% | 541 | 0 | 80 | 1489 | 771.1067 | 12443
Low Income | Weatherization | 1 | 23 | 0% | 100% | 452 | 0 | 83 | 1132 | 770.5514 | 10396
Low Income | Weatherization | 1 | 23 | 0% | 100% | 501 | 0 | 77 | 1366 | 729.5721 | 11523
Low Income | Weatherization | 1 | 23 | 0% | 100% | 421 | 0 | 36 | 1012 | 723.6299 | 9683
Low Income | Weatherization | 1 | 23 | 0% | 100% | 442 | 0 | 87 | 1164 | 701.6076 | 10166
Low Income | Weatherization | 1 | 23 | 0% | 100% | 449 | 0 | 55 | 1178 | 687.7114 | 10327
Low Income | Weatherization | 1 | 23 | 0% | 100% | 412 | 0 | 58 | 1050 | 668.6109 | 9476
Low Income | Weatherization | 1 | 23 | 0% | 100% | 405 | 0 | 71 | 1050 | 651.7476 | 9315
Low Income | Weatherization | 1 | 23 | 0% | 100% | 397 | 0 | 61 | 1037 | 623.549 | 9131
Low Income | Weatherization | 1 | 23 | 0% | 100% | 400 | 0 | 49 | 1050 | 612.1057 | 9200
Low Income | Weatherization | 1 | 23 | 0% | 100% | 421 | 0 | 79 | 1175 | 598.5596 | 9683
Low Income | Weatherization | 1 | 23 | 0% | 100% | 494 | 0 | 88 | 1489 | 587.9446 | 11362
Low Income | Weatherization | 1 | 23 | 0% | 100% | 404 | 0 | 49 | 1178 | 500.2945 | 9292
Low Income | Weatherization | 1 | 23 | 0% | 100% | 370 | 0 | 70 | 1132 | 427.2132 | 8510
Low Income | Weatherization | 1 | 23 | 0% | 100% | 337 | 0 | 61 | 1010 | 407.7165 | 7751
Low Income | Weatherization | 1 | 23 | 0% | 100% | 344 | 0 | 62 | 1050 | 396.9291 | 7912
Low Income | Weatherization | 1 | 23 | 0% | 100% | 401 | 0 | 98 | 1441 | 268.375 | 9223
Low Income | Weatherization | 1 | 23 | 0% | 100% | 291 | 0 | 76 | 1050 | 194.7762 | 6693
Low Income | Weatherization | 1 | 23 | 0% | 100% | 293 | 0 | 59 | 1050 | 187.8752 | 6739
Low Income | Weatherization | 1 | 23 | 0% | 100% | 254 | 0 | 80 | 1132 | -33.4422 | 5842
Low Income | Weatherization | 1 | 23 | 0% | 100% | 158 | 0 | 36 | 1050 | -378.786 | 3634
Low Income | Weatherization | 1 | 23 | 0% | 100% | 3454 | 0 | 489 | 5459 | 8951.3985 | 79442
Low Income | Weatherization | 1 | 23 | 0% | 100% | 3168 | 0 | 432 | 6028 | 7174.6179 | 72864
Low Income | Weatherization | 1 | 23 | 0% | 100% | 2811 | 0 | 516 | 5585 | 6246.8595 | 64653
Low Income | Weatherization | 1 | 23 | 0% | 100% | 2408 | 0 | 361 | 4542 | 5522.1113 | 55384
Low Income | Weatherization | 1 | 23 | 0% | 100% | 2192 | 0 | 396 | 4214 | 5006.7871 | 50416
Low Income | Weatherization | 1 | 23 | 0% | 100% | 2047 | 0 | 358 | 3705 | 4895.4226 | 47081
Low Income | Weatherization | 1 | 23 | 0% | 100% | 2299 | 0 | 462 | 5187 | 4525.056 | 52877
Low Income | Weatherization | 1 | 23 | 0% | 100% | 2199 | 0 | 313 | 4994 | 4181.9046 | 50577
Low Income | Weatherization | 1 | 23 | 0% | 100% | 1523 | 0 | 212 | 3306 | 3044.9009 | 35029
Low Income | Weatherization | 1 | 23 | 0% | 100% | 1928 | 0 | 280 | 5356 | 2694.0022 | 44344
Low Income | Weatherization | 1 | 23 | 0% | 100% | 794 | 0 | 127 | 829 | 2496.5085 | 18262
Low Income | Weatherization | 1 | 23 | 0% | 100% | 1059 | 0 | 173 | 2293 | 2145.5947 | 24357
Low Income | Weatherization | 1 | 23 | 0% | 100% | 1292 | 0 | 191 | 3381 | 2016.4719 | 29716
Low Income | Weatherization | 1 | 23 | 0% | 100% | 1045 | 0 | 158 | 2367 | 2001.7025 | 24035
Low Income | Weatherization | 1 | 23 | 0% | 100% | 912 | 0 | 137 | 2565 | 1246.9 | 20976
Commercial New Buildings | DCKV Fast Casual (< 5000 cfm) | 8 | 15 | 5% | 100% | 4801 | 0 | 13521 | 10000 | 121046.2078 | 547314
Commercial New Buildings | DCKV Full Menu (5000 - 9999 cfm) | 1 | 15 | 5% | 100% | 11486 | 0 | 30901 | 15000 | 43677.4785 | 163675.5
Commercial New Buildings | Rooftop Unit | 517 | 15 | 5% | 100% | 255 | 0 | 0 | 375 | 235660.2631 | 1878648.75
Commercial Existing Buildings | DCKV Dinner House (10000 - 15000 cfm) | 2 | 15 | 5% | 100% | 18924 | 0 | 49102 | 20000 | 150378.8078 | 539334
Commercial Existing Buildings | DCKV Fast Casual (< 5000 cfm) | 17 | 15 | 5% | 100% | 4801 | 0 | 13521 | 10000 | 257223.1916 | 1163042.25
Commercial Existing Buildings | DCKV Full Menu (5000 - 9999 cfm) | 14 | 15 | 5% | 100% | 11486 | 0 | 30901 | 15000 | 611484.6985 | 2291457
Commercial Existing Buildings | HWC - Faucet Aerator - Bath - 1.0gpm | 20290 | 10 | 10% | 100% | 11 | 2371 | 0 | 1.5 | 1049509.8773 | 2008710
Commercial Existing Buildings | HWC - Faucet Aerator - Bath - 1.5gpm | 28981 | 10 | 10% | 100% | 4 | 1382 | 0 | 2 | 679911.6 | 1043316
Commercial Existing Buildings | HWC - Faucet Aerator - Kitchen | 40471 | 10 | 10% | 100% | 16 | 5377 | 0 | 2 | 3946366.5458 | 5827824
Commercial Existing Buildings | HWC - Showerhead - 1.25gpm | 40946 | 10 | 10% | 100% | 45 | 8824 | 0 | 13 | 8000341.3254 | 16583130
Commercial Existing Buildings | HWC - Showerhead - 1.5gpm | 3790 | 10 | 10% | 100% | 33 | 5228 | 0 | 6 | 501084.7027 | 1125630
Commercial Existing Buildings | Pre-Rinse Spray Nozzle - Full - 0.64gpm | 569 | 5 | 0% | 100% | 1286 | 252000 | 0 | 88 | 2198024.831 | 3658670
Commercial Existing Buildings | Pre-Rinse Spray Nozzle - Full - 1.24gpm | 543 | 5 | 12.4% | 100% | 886 | 170326 | 0 | 60 | 1254392.6817 | 2107209.24
Commercial Existing Buildings | Pre-Rinse Spray Nozzle - Limited - 0.64gpm | 314 | 5 | 0% | 100% | 339 | 66400 | 0 | 88 | 299331.1265 | 532230
Commercial Existing Buildings | Pre-Rinse Spray Nozzle - Limited - 1.24gpm | 244 | 5 | 12.4% | 100% | 190 | 36484 | 0 | 60 | 110734.67 | 203056.8
Commercial Existing Buildings | Pre-Rinse Spray Nozzle - Other - 0.64gpm | 189 | 5 | 0% | 100% | 318 | 62200 | 0 | 88 | 167855.1904 | 300510
Commercial Existing Buildings | Pre-Rinse Spray Nozzle - Other - 1.24gpm | 128 | 5 | 12.4% | 100% | 200 | 38383 | 0 | 60 | 61483.7799 | 112128
Commercial Existing Buildings | Rooftop Unit | 707 | 15 | 5% | 100% | 255 | 0 | 0 | 375 | 322266.5493 | 2569061.25
Commercial Existing Buildings | Thermostat - Programmable - Warehouse, Industrial, Recreation, Agriculture | 4770 | 15 | 20% | 100% | 538 | 0 | 266 | 110 | 7200553.122 | 30795120
Commercial Existing Buildings | Thermostat - Programmable - Multifamily, Food Service | 321 | 15 | 20% | 100% | 223 | 0 | 156 | 110 | 192855.2344 | 858996
Commercial Existing Buildings | Thermostat - Programmable - Office, Institution, Education | 2521 | 15 | 20% | 100% | 211 | 0 | 112 | 110 | 1368939.901 | 6383172
Commercial Existing Buildings | Thermostat - Programmable - Retail, Hotel | 1708 | 15 | 20% | 100% | 82 | 0 | 63 | 110 | 287897.7609 | 1680672
Commercial Existing Buildings | Infrared Heating | 2 | 20 | 33% | 100% | 510 | 0 | 793 | 1220 | 1872.9414 | 13668
Commercial Existing Buildings | Infrared Heating | 1 | 20 | 33% | 100% | 765 | 0 | 559 | 1830 | 1052.0723 | 10251
Commercial Existing Buildings | Infrared Heating | 2 | 20 | 33% | 100% | 637.5 | 0 | 559 | 1525 | 1857.6686 | 17085
Commercial Existing Buildings | Infrared Heating | 1 | 20 | 33% | 100% | 510 | 0 | 559 | 1220 | 805.5963 | 6834
Commercial Existing Buildings | Infrared Heating | 1 | 20 | 33% | 100% | 408 | 0 | 559 | 976 | 707.0059 | 5467.2
Commercial Existing Buildings | Infrared Heating | 4 | 20 | 33% | 100% | 408 | 0 | 559 | 976 | 2828.0238 | 21868.8
Commercial Existing Buildings | Infrared Heating | 1 | 20 | 33% | 100% | 892.5 | 0 | 870 | 2135 | 1349.2502 | 11959.5
Commercial New Buildings | Infrared Heating | 9 | 20 | 33% | 100% | 173.4 | 0 | 245 | 414.8 | 2741.6724 | 20912.04
Commercial New Buildings | Infrared Heating | 5 | 20 | 33% | 100% | 306 | 0 | 559 | 732 | 3042.0778 | 20502
Commercial New Buildings | Infrared Heating | 2 | 20 | 33% | 100% | 204 | 0 | 245 | 488 | 668.4148 | 5467.2
Commercial New Buildings | Infrared Heating | 1 | 20 | 33% | 100% | 408 | 0 | 793 | 976 | 837.8803 | 5467.2
Commercial New Buildings | Infrared Heating | 1 | 20 | 33% | 100% | 663 | 0 | 559 | 1586 | 953.4819 | 8884.2
Commercial New Buildings | Infrared Heating | 2 | 20 | 33% | 100% | 637.5 | 0 | 559 | 1525 | 1857.6686 | 17085
Commercial New Buildings | Infrared Heating | 1 | 20 | 33% | 100% | 510 | 0 | 559 | 1220 | 805.5963 | 6834
Commercial New Buildings | Infrared Heating | 3 | 20 | 33% | 100% | 408 | 0 | 559 | 976 | 2121.0178 | 16401.6
Commercial New Buildings | Infrared Heating | 17 | 20 | 33% | 100% | 382.5 | 0 | 559 | 915 | 11600.0919 | 87133.5
Commercial New Buildings | Infrared Heating | 1 | 20 | 33% | 100% | 510 | 0 | 559 | 1220 | 805.5963 | 6834
Commercial New Buildings | Infrared Heating | 1 | 20 | 33% | 100% | 1045.5 | 0 | 793 | 2501 | 1454.0703 | 14009.7
Commercial New Buildings | Infrared Heating | 4 | 20 | 33% | 100% | 1045.5 | 0 | 793 | 2501 | 5816.2811 | 56038.8
Commercial Existing Buildings | Infrared Heating | 3 | 20 | 33% | 100% | 255 | 0 | 559 | 610 | 1677.3611 | 10251
Commercial Existing Buildings | Infrared Heating | 1 | 20 | 33% | 100% | 765 | 0 | 559 | 1830 | 1052.0723 | 10251
Commercial Existing Buildings | Infrared Heating | 2 | 20 | 33% | 100% | 510 | 0 | 559 | 1220 | 1611.1927 | 13668
Commercial Existing Buildings | Infrared Heating | 1 | 20 | 33% | 100% | 408 | 0 | 559 | 976 | 707.0059 | 5467.2
Commercial New Buildings | Infrared Heating | 1 | 20 | 33% | 100% | 637.5 | 0 | 559 | 1525 | 928.8343 | 8542.5
Commercial New Buildings | Infrared Heating | 3 | 20 | 33% | 100% | 510 | 0 | 559 | 1220 | 2416.789 | 20502
Commercial New Buildings | Infrared Heating | 2 | 20 | 33% | 100% | 510 | 0 | 559 | 1220 | 1611.1927 | 13668
Commercial New Buildings | Infrared Heating | 2 | 20 | 33% | 100% | 510 | 0 | 559 | 1220 | 1611.1927 | 13668
Commercial Existing Buildings | Infrared Heating | 3 | 20 | 33% | 100% | 204 | 0 | 245 | 488 | 1002.6222 | 8200.8
Commercial Existing Buildings | Infrared Heating | 2 | 20 | 33% | 100% | 382.5 | 0 | 559 | 915 | 1364.7167 | 10251
Commercial Existing Buildings | Infrared Heating | 1 | 20 | 33% | 100% | 382.5 | 0 | 559 | 915 | 682.3583 | 5125.5
Commercial Existing Buildings | Infrared Heating | 1 | 20 | 33% | 100% | 382.5 | 0 | 559 | 915 | 682.3583 | 5125.5
Commercial Existing Buildings | Infrared Heating | 1 | 20 | 33% | 100% | 382.5 | 0 | 559 | 915 | 682.3583 | 5125.5
Commercial Existing Buildings | Infrared Heating | 2 | 20 | 33% | 100% | 382.5 | 0 | 559 | 915 | 1364.7167 | 10251
Commercial Existing Buildings | Infrared Heating | 1 | 20 | 33% | 100% | 306 | 0 | 559 | 732 | 608.4156 | 4100.4
Commercial Existing Buildings | Infrared Heating | 1 | 20 | 33% | 100% | 306 | 0 | 559 | 732 | 608.4156 | 4100.4
Commercial Existing Buildings | Infrared Heating | 1 | 20 | 33% | 100% | 306 | 0 | 559 | 732 | 608.4156 | 4100.4
Commercial Existing Buildings | Infrared Heating | 1 | 20 | 33% | 100% | 306 | 0 | 559 | 732 | 608.4156 | 4100.4
Commercial Existing Buildings | Infrared Heating | 2 | 20 | 33% | 100% | 306 | 0 | 559 | 732 | 1216.8311 | 8200.8
Commercial Existing Buildings | Infrared Heating | 5 | 20 | 33% | 100% | 306 | 0 | 559 | 732 | 3042.0778 | 20502
Commercial Existing Buildings | Infrared Heating | 1 | 20 | 33% | 100% | 229.5 | 0 | 245 | 549 | 358.855 | 3075.3
Commercial Existing Buildings | Infrared Heating | 1 | 20 | 33% | 100% | 229.5 | 0 | 245 | 549 | 358.855 | 3075.3
Commercial Existing Buildings | Infrared Heating | 1 | 20 | 33% | 100% | 229.5 | 0 | 245 | 549 | 358.855 | 3075.3
Commercial Existing Buildings | Infrared Heating | 3 | 20 | 33% | 100% | 229.5 | 0 | 245 | 549 | 1076.565 | 9225.9
Commercial Existing Buildings | Infrared Heating | 2 | 20 | 33% | 100% | 229.5 | 0 | 245 | 549 | 717.71 | 6150.6
Commercial Existing Buildings | Infrared Heating | 4 | 20 | 33% | 100% | 229.5 | 0 | 245 | 549 | 1435.4199 | 12301.2
Commercial Existing Buildings | Infrared Heating | 1 | 20 | 33% | 100% | 790.5 | 0 | 793 | 1891 | 1207.5943 | 10592.7
Commercial Existing Buildings | Infrared Heating | 2 | 20 | 33% | 100% | 765 | 0 | 793 | 1830 | 2365.8934 | 20502
Commercial Existing Buildings | Infrared Heating | 1 | 20 | 33% | 100% | 790.5 | 0 | 559 | 1891 | 1076.7199 | 10592.7
Commercial Existing Buildings | Infrared Heating | 1 | 20 | 33% | 100% | 790.5 | 0 | 559 | 1891 | 1076.7199 | 10592.7
Commercial Existing Buildings | Infrared Heating | 5 | 20 | 33% | 100% | 765 | 0 | 559 | 1830 | 5260.3615 | 51255
Commercial Existing Buildings | Infrared Heating | 1 | 20 | 33% | 100% | 765 | 0 | 559 | 1830 | 1052.0723 | 10251
Commercial Existing Buildings | Infrared Heating | 1 | 20 | 33% | 100% | 765 | 0 | 559 | 1830 | 1052.0723 | 10251
Commercial Existing Buildings | Infrared Heating | 7 | 20 | 33% | 100% | 765 | 0 | 559 | 1830 | 7364.5062 | 71757
Commercial Existing Buildings | Infrared Heating | 3 | 20 | 33% | 100% | 765 | 0 | 559 | 1830 | 3156.2169 | 30753
Commercial Existing Buildings | Infrared Heating | 2 | 20 | 33% | 100% | 765 | 0 | 559 | 1830 | 2104.1446 | 20502
Commercial Existing Buildings | Infrared Heating | 2 | 20 | 33% | 100% | 765 | 0 | 559 | 1830 | 2104.1446 | 20502
Commercial Existing Buildings | Infrared Heating | 5 | 20 | 33% | 100% | 765 | 0 | 559 | 1830 | 5260.3615 | 51255
Commercial Existing Buildings | Infrared Heating | 7 | 20 | 33% | 100% | 765 | 0 | 559 | 1830 | 7364.5062 | 71757
Commercial Existing Buildings | Infrared Heating | 3 | 20 | 33% | 100% | 765 | 0 | 559 | 1830 | 3156.2169 | 30753
Commercial Existing Buildings | Infrared Heating | 2 | 20 | 33% | 100% | 765 | 0 | 559 | 1830 | 2104.1446 | 20502
Commercial Existing Buildings | Infrared Heating | 2 | 20 | 33% | 100% | 765 | 0 | 559 | 1830 | 2104.1446 | 20502
Commercial Existing Buildings | Infrared Heating | 1 | 20 | 33% | 100% | 765 | 0 | 559 | 1830 | 1052.0723 | 10251
Commercial Existing Buildings | Infrared Heating | 1 | 20 | 33% | 100% | 688.5 | 0 | 559 | 1647 | 978.1295 | 9225.9
Commercial Existing Buildings | Infrared Heating | 3 | 20 | 33% | 100% | 663 | 0 | 559 | 1586 | 2860.4458 | 26652.6
Commercial Existing Buildings | Infrared Heating | 2 | 20 | 33% | 100% | 663 | 0 | 559 | 1586 | 1906.9638 | 17768.4
Commercial Existing Buildings | Infrared Heating | 1 | 20 | 33% | 100% | 663 | 0 | 559 | 1586 | 953.4819 | 8884.2
Commercial Existing Buildings | Infrared Heating | 19 | 20 | 33% | 100% | 637.5 | 0 | 559 | 1525 | 17647.8521 | 162307.5
Commercial Existing Buildings | Infrared Heating | 3 | 20 | 33% | 100% | 637.5 | 0 | 559 | 1525 | 2786.503 | 25627.5
Commercial Existing Buildings | Infrared Heating | 2 | 20 | 33% | 100% | 637.5 | 0 | 559 | 1525 | 1857.6686 | 17085
Commercial Existing Buildings | Infrared Heating | 1 | 20 | 33% | 100% | 637.5 | 0 | 559 | 1525 | 928.8343 | 8542.5
Commercial Existing Buildings | Infrared Heating | 6 | 20 | 33% | 100% | 637.5 | 0 | 559 | 1525 | 5573.0059 | 51255
Commercial Existing Buildings | Infrared Heating | 1 | 20 | 33% | 100% | 637.5 | 0 | 559 | 1525 | 928.8343 | 8542.5
Commercial Existing Buildings | Infrared Heating | 5 | 20 | 33% | 100% | 637.5 | 0 | 559 | 1525 | 4644.1716 | 42712.5
Commercial Existing Buildings | Infrared Heating | 2 | 20 | 33% | 100% | 637.5 | 0 | 559 | 1525 | 1857.6686 | 17085
Commercial Existing Buildings | Infrared Heating | 1 | 20 | 33% | 100% | 637.5 | 0 | 559 | 1525 | 928.8343 | 8542.5
Commercial Existing Buildings | Infrared Heating | 1 | 20 | 33% | 100% | 637.5 | 0 | 559 | 1525 | 928.8343 | 8542.5
Commercial Existing Buildings | Infrared Heating | 3 | 20 | 33% | 100% | 637.5 | 0 | 559 | 2053.0015 | 1725.2199 | 25627.5
Commercial Existing Buildings | Infrared Heating | 4 | 20 | 33% | 100% | 637.5 | 0 | 559 | 1525 | 3715.3373 | 34170
Commercial Existing Buildings | Infrared Heating | 1 | 20 | 33% | 100% | 637.5 | 0 | 559 | 1525 | 928.8343 | 8542.5
Commercial Existing Buildings | Infrared Heating | 6 | 20 | 33% | 100% | 612 | 0 | 559 | 1464 | 5425.1203 | 49204.8
Commercial Existing Buildings | Infrared Heating | 1 | 20 | 33% | 100% | 612 | 0 | 559 | 1464 | 904.1867 | 8200.8
Commercial Existing Buildings | Infrared Heating | 1 | 20 | 33% | 100% | 612 | 0 | 559 | 1464 | 904.1867 | 8200.8
Commercial Existing Buildings | Infrared Heating | 1 | 20 | 33% | 100% | 561 | 0 | 559 | 1342 | 854.8915 | 7517.4
Commercial Existing Buildings | Infrared Heating | 1 | 20 | 33% | 100% | 561 | 0 | 559 | 1342 | 854.8915 | 7517.4
Commercial Existing Buildings | Infrared Heating | 2 | 20 | 33% | 100% | 510 | 0 | 559 | 1220 | 1611.1927 | 13668
Commercial Existing Buildings | Infrared Heating | 3 | 20 | 33% | 100% | 510 | 0 | 559 | 1220 | 2416.789 | 20502
Commercial Existing Buildings | Infrared Heating | 4 | 20 | 33% | 100% | 510 | 0 | 559 | 1220 | 3222.3853 | 27336
Commercial Existing Buildings | Infrared Heating | 1 | 20 | 33% | 100% | 510 | 0 | 559 | 1220 | 805.5963 | 6834
Commercial Existing Buildings | Infrared Heating | 1 | 20 | 33% | 100% | 510 | 0 | 559 | 1220 | 805.5963 | 6834
Commercial Existing Buildings | Infrared Heating | 1 | 20 | 33% | 100% | 510 | 0 | 559 | 1220 | 805.5963 | 6834
Commercial Existing Buildings | Infrared Heating | 3 | 20 | 33% | 100% | 510 | 0 | 559 | 1220 | 2416.789 | 20502
Commercial Existing Buildings | Infrared Heating | 1 | 20 | 33% | 100% | 510 | 0 | 559 | 1220 | 805.5963 | 6834
Commercial Existing Buildings | Infrared Heating | 2 | 20 | 33% | 100% | 510 | 0 | 559 | 1220 | 1611.1927 | 13668
Commercial Existing Buildings | Infrared Heating | 2 | 20 | 33% | 100% | 510 | 0 | 559 | 1220 | 1611.1927 | 13668
Commercial Existing Buildings | Infrared Heating | 2 | 20 | 33% | 100% | 510 | 0 | 559 | 1220 | 1611.1927 | 13668
Commercial Existing Buildings | Infrared Heating | 2 | 20 | 33% | 100% | 510 | 0 | 559 | 1220 | 1611.1927 | 13668
Commercial Existing Buildings | Infrared Heating | 1 | 20 | 33% | 100% | 510 | 0 | 559 | 1220 | 805.5963 | 6834
Commercial Existing Buildings | Infrared Heating | 14 | 20 | 33% | 100% | 510 | 0 | 559 | 1220 | 11278.3487 | 95676
Commercial Existing Buildings | Infrared Heating | 2 | 20 | 33% | 100% | 510 | 0 | 559 | 1220 | 1611.1927 | 13668
Commercial Existing Buildings | Infrared Heating | 1 | 20 | 33% | 100% | 510 | 0 | 559 | 1220 | 805.5963 | 6834
Commercial Existing Buildings | Infrared Heating | 6 | 20 | 33% | 100% | 510 | 0 | 559 | 1220 | 4833.578 | 41004
Commercial Existing Buildings | Infrared Heating | 1 | 20 | 33% | 100% | 510 | 0 | 559 | 1220 | 805.5963 | 6834
Commercial Existing Buildings | Infrared Heating | 1 | 20 | 33% | 100% | 510 | 0 | 559 | 1220 | 805.5963 | 6834
Commercial Existing Buildings | Infrared Heating | 1 | 20 | 33% | 100% | 510 | 0 | 559 | 1220 | 805.5963 | 6834
Commercial Existing Buildings | Infrared Heating | 8 | 20 | 33% | 100% | 510 | 0 | 559 | 1220 | 6444.7707 | 54672
Commercial Existing Buildings | Infrared Heating | 1 | 20 | 33% | 100% | 510 | 0 | 559 | 1220 | 805.5963 | 6834
Commercial Existing Buildings | Infrared Heating | 2 | 20 | 33% | 100% | 510 | 0 | 559 | 1220 | 1611.1927 | 13668
Commercial Existing Buildings | Infrared Heating | 4 | 20 | 33% | 100% | 510 | 0 | 559 | 1220 | 3222.3853 | 27336
Commercial Existing Buildings | Infrared Heating | 4 | 20 | 33% | 100% | 510 | 0 | 559 | 1220 | 3222.3853 | 27336
Commercial Existing Buildings | Infrared Heating | 1 | 20 | 33% | 100% | 510 | 0 | 559 | 1220 | 805.5963 | 6834
Commercial Existing Buildings | Infrared Heating | 1 | 20 | 33% | 100% | 510 | 0 | 559 | 1220 | 805.5963 | 6834
Commercial Existing Buildings | Infrared Heating | 1 | 20 | 33% | 100% | 433.5 | 0 | 559 | 1037 | 731.6535 | 5808.9
Commercial Existing Buildings | Infrared Heating | 1 | 20 | 33% | 100% | 408 | 0 | 559 | 975 | 707.6759 | 5467.2
Commercial Existing Buildings | Infrared Heating | 6 | 20 | 33% | 100% | 408 | 0 | 559 | 976 | 4242.0357 | 32803.2
Commercial Existing Buildings | Infrared Heating | 2 | 20 | 33% | 100% | 408 | 0 | 559 | 976 | 1414.0119 | 10934.4
Commercial Existing Buildings | Infrared Heating | 2 | 20 | 33% | 100% | 408 | 0 | 559 | 976 | 1414.0119 | 10934.4
Commercial Existing Buildings | Infrared Heating | 2 | 20 | 33% | 100% | 408 | 0 | 559 | 976 | 1414.0119 | 10934.4
Commercial Existing Buildings | Infrared Heating | 2 | 20 | 33% | 100% | 408 | 0 | 559 | 976 | 1414.0119 | 10934.4
Commercial Existing Buildings | Infrared Heating | 1 | 20 | 33% | 100% | 408 | 0 | 559 | 976 | 707.0059 | 5467.2
Commercial Existing Buildings | Infrared Heating | 1 | 20 | 33% | 100% | 408 | 0 | 559 | 976 | 707.0059 | 5467.2
Commercial Existing Buildings | Infrared Heating | 2 | 20 | 33% | 100% | 408 | 0 | 559 | 976 | 1414.0119 | 10934.4
Commercial Existing Buildings | Infrared Heating | 1 | 20 | 33% | 100% | 408 | 0 | 559 | 976 | 707.0059 | 5467.2
Commercial Existing Buildings | Infrared Heating | 1 | 20 | 33% | 100% | 408 | 0 | 559 | 976 | 707.0059 | 5467.2
Commercial Existing Buildings | Infrared Heating | 1 | 20 | 33% | 100% | 408 | 0 | 559 | 976 | 707.0059 | 5467.2
Commercial Existing Buildings | Infrared Heating | 2 | 20 | 33% | 100% | 408 | 0 | 559 | 976 | 1414.0119 | 10934.4
Commercial Existing Buildings | Infrared Heating | 2 | 20 | 33% | 100% | 408 | 0 | 559 | 976 | 1414.0119 | 10934.4
Commercial Existing Buildings | Infrared Heating | 2 | 20 | 33% | 100% | 408 | 0 | 559 | 976 | 1414.0119 | 10934.4
Commercial Existing Buildings | Infrared Heating | 1 | 20 | 33% | 100% | 408 | 0 | 559 | 976 | 707.0059 | 5467.2
Commercial Existing Buildings | Infrared Heating | 1 | 20 | 33% | 100% | 408 | 0 | 559 | 976 | 707.0059 | 5467.2
Commercial Existing Buildings | Infrared Heating | 2 | 20 | 33% | 100% | 408 | 0 | 559 | 976 | 1414.0119 | 10934.4
Commercial Existing Buildings | Infrared Heating | 1 | 20 | 33% | 100% | 408 | 0 | 559 | 1200 | 556.9259 | 5467.2
Commercial Existing Buildings | Infrared Heating | 1 | 20 | 33% | 100% | 408 | 0 | 559 | 976 | 707.0059 | 5467.2
Commercial Existing Buildings | Infrared Heating | 2 | 20 | 33% | 100% | 382.5 | 0 | 559 | 915 | 1364.7167 | 10251
Commercial Existing Buildings | Infrared Heating | 1 | 20 | 33% | 100% | 306 | 0 | 559 | 732 | 608.4156 | 4100.4
Commercial Existing Buildings | Infrared Heating | 3 | 20 | 33% | 100% | 1122 | 0 | 870 | 2684 | 4713.2357 | 45104.4
Commercial Existing Buildings | Infrared Heating | 3 | 20 | 33% | 100% | 1020 | 0 | 870 | 2440 | 4417.4645 | 41004
Commercial Existing Buildings | Infrared Heating | 10 | 20 | 33% | 100% | 1020 | 0 | 870 | 2440 | 14724.8818 | 136680
Commercial Existing Buildings | Infrared Heating | 1 | 20 | 33% | 100% | 1020 | 0 | 870 | 2440 | 1472.4882 | 13668
Commercial Existing Buildings | Infrared Heating | 3 | 20 | 33% | 100% | 1020 | 0 | 870 | 2440 | 4417.4645 | 41004
Commercial Existing Buildings | Infrared Heating | 3 | 20 | 33% | 100% | 892.5 | 0 | 870 | 2135 | 4047.7506 | 35878.5
Commercial Existing Buildings | Infrared Heating | 2 | 20 | 33% | 100% | 892.5 | 0 | 870 | 2135 | 2698.5004 | 23919
Commercial Existing Buildings | Infrared Heating | 1 | 20 | 33% | 100% | 892.5 | 0 | 870 | 2135 | 1349.2502 | 11959.5
Commercial Existing Buildings | Infrared Heating | 1 | 20 | 33% | 100% | 841.5 | 0 | 870 | 2013 | 1299.955 | 11276.1
Commercial Existing Buildings | Infrared Heating | 2 | 20 | 33% | 100% | 1020 | 0 | 870 | 2440 | 2944.9764 | 27336
Commercial Existing Buildings | Infrared Heating | 1 | 20 | 33% | 100% | 408 | 0 | 559 | 976 | 707.0059 | 5467.2
Commercial Existing Buildings | Infrared Heating | 1 | 20 | 33% | 100% | 790.5 | 0 | 559 | 1891 | 1076.7199 | 10592.7
Commercial Existing Buildings | Infrared Heating | 1 | 20 | 33% | 100% | 765 | 0 | 559 | 1830 | 1052.0723 | 10251
Commercial Existing Buildings | Infrared Heating | 3 | 20 | 33% | 100% | 637.5 | 0 | 559 | 1525 | 2786.503 | 25627.5
Commercial Existing Buildings | Infrared Heating | 1 | 20 | 33% | 100% | 637.5 | 0 | 559 | 1525 | 928.8343 | 8542.5
Commercial Existing Buildings | Infrared Heating | 1 | 20 | 33% | 100% | 510 | 0 | 559 | 1220 | 805.5963 | 6834
Commercial Existing Buildings | Infrared Heating | 2 | 20 | 33% | 100% | 433.5 | 0 | 559 | 1037 | 1463.3071 | 11617.8
Commercial Existing Buildings | Infrared Heating | 1 | 20 | 33% | 100% | 1020 | 0 | 624 | 2440 | 1334.9023 | 13668
Commercial Existing Buildings | Infrared Heating | 8 | 20 | 33% | 100% | 1020 | 0 | 559 | 2440 | 10388.3863 | 109344
Commercial New Buildings | Infrared Heating | 1 | 20 | 33% | 100% | 306 | 0 | 559 | 732 | 608.4156 | 4100.4
Commercial New Buildings | Infrared Heating | 1 | 20 | 33% | 100% | 306 | 0 | 559 | 732 | 608.4156 | 4100.4
Commercial New Buildings | Infrared Heating | 3 | 20 | 33% | 100% | 306 | 0 | 559 | 732 | 1825.2467 | 12301.2
Commercial New Buildings | Infrared Heating | 1 | 20 | 33% | 100% | 306 | 0 | 559 | 732 | 608.4156 | 4100.4
Commercial New Buildings | Infrared Heating | 4 | 20 | 33% | 100% | 255 | 0 | 559 | 610 | 2236.4814 | 13668
Commercial New Buildings | Infrared Heating | 1 | 20 | 33% | 100% | 255 | 0 | 559 | 610 | 559.1204 | 3417
Commercial New Buildings | Infrared Heating | 1 | 20 | 33% | 100% | 204 | 0 | 245 | 488 | 334.2074 | 2733.6
Commercial New Buildings | Infrared Heating | 1 | 20 | 33% | 100% | 248.88 | 0 | 559 | 732 | 461.6561 | 3334.992
Commercial New Buildings | Infrared Heating | 2 | 20 | 33% | 100% | 586.5 | 0 | 624 | 1403 | 1831.7862 | 15718.2
Commercial New Buildings | Infrared Heating | 3 | 20 | 33% | 100% | 765 | 0 | 559 | 1830 | 3156.2169 | 30753
Commercial New Buildings | Infrared Heating | 2 | 20 | 33% | 100% | 765 | 0 | 559 | 1830 | 2104.1446 | 20502
Commercial New Buildings | Infrared Heating | 2 | 20 | 33% | 100% | 765 | 0 | 559 | 1830 | 2104.1446 | 20502
Commercial New Buildings | Infrared Heating | 3 | 20 | 33% | 100% | 765 | 0 | 559 | 1830 | 3156.2169 | 30753
Commercial New Buildings | Infrared Heating | 2 | 20 | 33% | 100% | 765 | 0 | 559 | 1830 | 2104.1446 | 20502
Commercial New Buildings | Infrared Heating | 2 | 20 | 33% | 100% | 765 | 0 | 559 | 1830 | 2104.1446 | 20502
Commercial New Buildings | Infrared Heating | 7 | 20 | 33% | 100% | 765 | 0 | 559 | 1830 | 7364.5062 | 71757
Commercial New Buildings | Infrared Heating | 2 | 20 | 33% | 100% | 765 | 0 | 559 | 1830 | 2104.1446 | 20502
Commercial New Buildings | Infrared Heating | 1 | 20 | 33% | 100% | 714 | 0 | 559 | 1708 | 1002.7771 | 9567.6
Commercial New Buildings | Infrared Heating | 3 | 20 | 33% | 100% | 714 | 0 | 559 | 1708 | 3008.3313 | 28702.8
Commercial New Buildings | Infrared Heating | 2 | 20 | 33% | 100% | 663 | 0 | 559 | 1586 | 1906.9638 | 17768.4
Commercial New Buildings | Infrared Heating | 3 | 20 | 33% | 100% | 663 | 0 | 559 | 1586 | 2860.4458 | 26652.6
Commercial New Buildings | Infrared Heating | 7 | 20 | 33% | 100% | 637.5 | 0 | 559 | 1525 | 6501.8402 | 59797.5
Commercial New Buildings | Infrared Heating | 2 | 20 | 33% | 100% | 637.5 | 0 | 559 | 1525 | 1857.6686 | 17085
Commercial New Buildings | Infrared Heating | 1 | 20 | 33% | 100% | 637.5 | 0 | 559 | 1525 | 928.8343 | 8542.5
Commercial New Buildings | Infrared Heating | 1 | 20 | 33% | 100% | 637.5 | 0 | 559 | 1525 | 928.8343 | 8542.5
Commercial New Buildings | Infrared Heating | 2 | 20 | 33% | 100% | 637.5 | 0 | 559 | 1525 | 1857.6686 | 17085
Commercial New Buildings | Infrared Heating | 1 | 20 | 33% | 100% | 637.5 | 0 | 559 | 1525 | 928.8343 | 8542.5
Commercial New Buildings | Infrared Heating | 1 | 20 | 33% | 100% | 637.5 | 0 | 559 | 1525 | 928.8343 | 8542.5
Commercial New Buildings | Infrared Heating | 2 | 20 | 33% | 100% | 612 | 0 | 559 | 1464 | 1808.3734 | 16401.6
Commercial New Buildings | Infrared Heating | 1 | 20 | 33% | 100% | 612 | 0 | 559 | 1464 | 904.1867 | 8200.8
Commercial New Buildings | Infrared Heating | 2 | 20 | 33% | 100% | 612 | 0 | 559 | 1464 | 1808.3734 | 16401.6
Commercial New Buildings | Infrared Heating | 2 | 20 | 33% | 100% | 612 | 0 | 559 | 1464 | 1808.3734 | 16401.6
Commercial New Buildings | Infrared Heating | 1 | 20 | 33% | 100% | 612 | 0 | 559 | 1464 | 904.1867 | 8200.8
Commercial New Buildings | Infrared Heating | 2 | 20 | 33% | 100% | 586.5 | 0 | 559 | 1403 | 1759.0783 | 15718.2
Commercial New Buildings | Infrared Heating | 4 | 20 | 33% | 100% | 561 | 0 | 559 | 1342 | 3419.5661 | 30069.6
Commercial New Buildings | Infrared Heating | 2 | 20 | 33% | 100% | 510 | 0 | 559 | 1220 | 1611.1927 | 13668
Commercial New Buildings | Infrared Heating | 4 | 20 | 33% | 100% | 510 | 0 | 559 | 1220 | 3222.3853 | 27336
Commercial New Buildings | Infrared Heating | 1 | 20 | 33% | 100% | 510 | 0 | 559 | 1220 | 805.5963 | 6834
Commercial New Buildings | Infrared Heating | 2 | 20 | 33% | 100% | 510 | 0 | 559 | 1220 | 1611.1927 | 13668
Commercial New Buildings | Infrared Heating | 1 | 20 | 33% | 100% | 510 | 0 | 559 | 1220 | 805.5963 | 6834
Commercial New Buildings | Infrared Heating | 1 | 20 | 33% | 100% | 510 | 0 | 559 | 1220 | 805.5963 | 6834
Commercial New Buildings | Infrared Heating | 2 | 20 | 33% | 100% | 510 | 0 | 559 | 1220 | 1611.1927 | 13668
Commercial New Buildings | Infrared Heating | 6 | 20 | 33% | 100% | 459 | 0 | 559 | 1098 | 4537.8068 | 36903.6
Commercial New Buildings | Infrared Heating | 2 | 20 | 33% | 100% | 433.5 | 0 | 559 | 1037 | 1463.3071 | 11617.8
Commercial New Buildings | Infrared Heating | 1 | 20 | 33% | 100% | 408 | 0 | 559 | 976 | 707.0059 | 5467.2
Commercial New Buildings | Infrared Heating | 1 | 20 | 33% | 100% | 408 | 0 | 559 | 976 | 707.0059 | 5467.2
Commercial New Buildings | Infrared Heating | 2 | 20 | 33% | 100% | 408 | 0 | 559 | 976 | 1414.0119 | 10934.4
Commercial New Buildings | Infrared Heating | 1 | 20 | 33% | 100% | 408 | 0 | 559 | 976 | 707.0059 | 5467.2
Commercial New Buildings | Infrared Heating | 1 | 20 | 33% | 100% | 408 | 0 | 559 | 976 | 707.0059 | 5467.2
Commercial New Buildings | Infrared Heating | 3 | 20 | 33% | 100% | 408 | 0 | 559 | 976 | 2121.0178 | 16401.6
Commercial New Buildings | Infrared Heating | 1 | 20 | 33% | 100% | 1122 | 0 | 870 | 2684 | 1571.0786 | 15034.8
Commercial New Buildings | Infrared Heating | 15 | 20 | 33% | 100% | 1122 | 0 | 870 | 2684 | 23566.1786 | 225522
Commercial New Buildings | Infrared Heating | 1 | 20 | 33% | 100% | 1122 | 0 | 870 | 2684 | 1571.0786 | 15034.8
Commercial New Buildings | Infrared Heating | 3 | 20 | 33% | 100% | 1020 | 0 | 870 | 2440 | 4417.4645 | 41004
Commercial New Buildings | Infrared Heating | 1 | 20 | 33% | 100% | 1020 | 0 | 870 | 2440 | 1472.4882 | 13668
Commercial New Buildings | Infrared Heating | 6 | 20 | 33% | 100% | 892.5 | 0 | 870 | 2135 | 8095.5012 | 71757
Commercial New Buildings | Infrared Heating | 1 | 20 | 33% | 100% | 892.5 | 0 | 870 | 2135 | 1349.2502 | 11959.5
Commercial New Buildings | Infrared Heating | 7 | 20 | 33% | 100% | 892.5 | 0 | 870 | 2135 | 9444.7514 | 83716.5
Commercial New Buildings | Infrared Heating | 1 | 20 | 33% | 100% | 765 | 0 | 559 | 1830 | 1052.0723 | 10251
Commercial New Buildings | Infrared Heating | 1 | 20 | 33% | 100% | 637.5 | 0 | 559 | 1525 | 928.8343 | 8542.5
Commercial New Buildings | Infrared Heating | 1 | 20 | 33% | 100% | 637.5 | 0 | 559 | 1525 | 928.8343 | 8542.5
Commercial New Buildings | Infrared Heating | 1 | 20 | 33% | 100% | 1122 | 0 | 793 | 2684 | 1528.0131 | 15034.8
Commercial Existing Buildings | Infrared Heating | 1 | 20 | 33% | 100% | 255 | 0 | 559 | 610 | 559.1204 | 3417
Commercial Existing Buildings | Infrared Heating | 2 | 20 | 33% | 100% | 765 | 0 | 559 | 1830 | 2104.1446 | 20502
Commercial Existing Buildings | Infrared Heating | 2 | 20 | 33% | 100% | 765 | 0 | 559 | 1830 | 2104.1446 | 20502
Commercial Existing Buildings | Infrared Heating | 1 | 20 | 33% | 100% | 663 | 0 | 559 | 1586 | 953.4819 | 8884.2
Commercial Existing Buildings | Infrared Heating | 1 | 20 | 33% | 100% | 663 | 0 | 559 | 1586 | 953.4819 | 8884.2
Commercial Existing Buildings | Infrared Heating | 1 | 20 | 33% | 100% | 637.5 | 0 | 559 | 1525 | 928.8343 | 8542.5
Commercial Existing Buildings | Infrared Heating | 2 | 20 | 33% | 100% | 637.5 | 0 | 559 | 1525 | 1857.6686 | 17085
Commercial Existing Buildings | Infrared Heating | 2 | 20 | 33% | 100% | 637.5 | 0 | 559 | 1525 | 1857.6686 | 17085
Commercial Existing Buildings | Infrared Heating | 3 | 20 | 33% | 100% | 612 | 0 | 559 | 1464 | 2712.5602 | 24602.4
Commercial Existing Buildings | Infrared Heating | 1 | 20 | 33% | 100% | 561 | 0 | 559 | 1342 | 854.8915 | 7517.4
Commercial Existing Buildings | Infrared Heating | 1 | 20 | 33% | 100% | 510 | 0 | 559 | 1220 | 805.5963 | 6834
Commercial Existing Buildings | Infrared Heating | 3 | 20 | 33% | 100% | 510 | 0 | 559 | 1220 | 2416.789 | 20502
Commercial Existing Buildings | Infrared Heating | 2 | 20 | 33% | 100% | 510 | 0 | 559 | 1220 | 1611.1927 | 13668
Commercial Existing Buildings | Infrared Heating | 2 | 20 | 33% | 100% | 510 | 0 | 559 | 1220 | 1611.1927 | 13668
Commercial Existing Buildings | Infrared Heating | 1 | 20 | 33% | 100% | 510 | 0 | 559 | 1220 | 805.5963 | 6834
Commercial Existing Buildings | Infrared Heating | 1 | 20 | 33% | 100% | 510 | 0 | 559 | 1220 | 805.5963 | 6834
Commercial Existing Buildings | Infrared Heating | 1 | 20 | 33% | 100% | 408 | 0 | 559 | 976 | 707.0059 | 5467.2
Commercial Existing Buildings | Infrared Heating | 1 | 20 | 33% | 100% | 408 | 0 | 559 | 976 | 707.0059 | 5467.2
Commercial Existing Buildings | Infrared Heating | 1 | 20 | 33% | 100% | 408 | 0 | 559 | 976 | 707.0059 | 5467.2
Commercial Existing Buildings | Infrared Heating | 2 | 20 | 33% | 100% | 1020 | 0 | 870 | 2440 | 2944.9764 | 27336
Commercial Existing Buildings | Infrared Heating | 1 | 20 | 33% | 100% | 1020 | 0 | 870 | 2440 | 1472.4882 | 13668
Commercial Existing Buildings | Infrared Heating | 2 | 20 | 33% | 100% | 892.5 | 0 | 870 | 2135 | 2698.5004 | 23919
Commercial Existing Buildings | Infrared Heating | 6 | 20 | 33% | 100% | 892.5 | 0 | 870 | 2135 | 8095.5012 | 71757
Commercial Existing Buildings | Infrared Heating | 5 | 20 | 33% | 100% | 892.5 | 0 | 870 | 2135 | 6746.251 | 59797.5
Commercial New Buildings | Infrared Heating | 4 | 20 | 33% | 100% | 637.5 | 559 | 624 | 1525 | 3888.7226 | 34170
Commercial New Buildings | Infrared Heating | 3 | 20 | 33% | 100% | 637.5 | 0 | 624 | 1525 | 2895.565 | 25627.5
Commercial New Buildings | Infrared Heating | 12 | 20 | 33% | 100% | 765 | 0 | 559 | 1830 | 12624.8677 | 123012
Commercial New Buildings | Infrared Heating | 2 | 20 | 33% | 100% | 561 | 0 | 559 | 1342 | 1709.7831 | 15034.8
Commercial New Buildings | Infrared Heating | 1 | 20 | 33% | 100% | 510 | 0 | 559 | 1220 | 805.5963 | 6834
Commercial New Buildings | Infrared Heating | 9 | 20 | 33% | 100% | 510 | 0 | 559 | 1220 | 7250.367 | 61506
Commercial New Buildings | Infrared Heating | 1 | 20 | 33% | 100% | 510 | 0 | 559 | 1220 | 805.5963 | 6834
Commercial New Buildings | Infrared Heating | 1 | 20 | 33% | 100% | 1020 | 0 | 870 | 2440 | 1472.4882 | 13668
Commercial Existing Buildings | Infrared Heating | 4 | 20 | 33% | 100% | 229.5 | 0 | 793 | 549 | 2661.3886 | 12301.2
Commercial Existing Buildings | Infrared Heating | 4 | 20 | 33% | 100% | 204 | 0 | 793 | 488 | 2562.7982 | 10934.4
Commercial Existing Buildings | Infrared Heating | 2 | 20 | 33% | 100% | 306 | 0 | 559 | 732 | 1216.8311 | 8200.8
Commercial Existing Buildings | Infrared Heating | 2 | 20 | 33% | 100% | 306 | 0 | 559 | 732 | 1216.8311 | 8200.8
Commercial Existing Buildings | Infrared Heating | 7 | 20 | 33% | 100% | 306 | 0 | 559 | 732 | 4258.9089 | 28702.8
Commercial Existing Buildings | Infrared Heating | 2 | 20 | 33% | 100% | 306 | 0 | 559 | 732 | 1216.8311 | 8200.8
Commercial Existing Buildings | Infrared Heating | 2 | 20 | 33% | 100% | 229.5 | 0 | 245 | 549 | 717.71 | 6150.6
Commercial Existing Buildings | Infrared Heating | 16 | 20 | 33% | 100% | 204 | 0 | 245 | 488 | 5347.3182 | 43737.6
Commercial Existing Buildings | Infrared Heating | 4 | 20 | 33% | 100% | 204 | 0 | 245 | 488 | 1336.8296 | 10934.4
Commercial Existing Buildings | Infrared Heating | 5 | 20 | 33% | 100% | 510 | 0 | 793 | 1220 | 4682.3536 | 34170
Commercial Existing Buildings | Infrared Heating | 2 | 20 | 33% | 100% | 790.5 | 0 | 559 | 1891 | 2153.4398 | 21185.4
Commercial Existing Buildings | Infrared Heating | 4 | 20 | 33% | 100% | 790.5 | 0 | 559 | 1891 | 4306.8796 | 42370.8
Commercial Existing Buildings | Infrared Heating | 9 | 20 | 33% | 100% | 663 | 0 | 559 | 1586 | 8581.3373 | 79957.8
Commercial Existing Buildings | Infrared Heating | 3 | 20 | 33% | 100% | 663 | 0 | 559 | 1586 | 2860.4458 | 26652.6
Commercial Existing Buildings | Infrared Heating | 5 | 20 | 33% | 100% | 637.5 | 0 | 559 | 1525 | 4644.1716 | 42712.5
Commercial Existing Buildings | Infrared Heating | 3 | 20 | 33% | 100% | 637.5 | 0 | 559 | 1525 | 2786.503 | 25627.5
Commercial Existing Buildings | Infrared Heating | 6 | 20 | 33% | 100% | 637.5 | 0 | 559 | 1525 | 5573.0059 | 51255
Commercial Existing Buildings | Infrared Heating | 1 | 20 | 33% | 100% | 637.5 | 0 | 559 | 1525 | 928.8343 | 8542.5
Commercial Existing Buildings | Infrared Heating | 1 | 20 | 33% | 100% | 561 | 0 | 559 | 1342 | 854.8915 | 7517.4
Commercial Existing Buildings | Infrared Heating | 2 | 20 | 33% | 100% | 510 | 0 | 559 | 1220 | 1611.1927 | 13668
Commercial Existing Buildings | Infrared Heating | 2 | 20 | 33% | 100% | 510 | 0 | 559 | 1220 | 1611.1927 | 13668
Commercial Existing Buildings | Infrared Heating | 1 | 20 | 33% | 100% | 510 | 0 | 559 | 1220 | 805.5963 | 6834
Commercial Existing Buildings | Infrared Heating | 3 | 20 | 33% | 100% | 408 | 0 | 559 | 976 | 2121.0178 | 16401.6
Commercial Existing Buildings | Infrared Heating | 4 | 20 | 33% | 100% | 408 | 0 | 559 | 976 | 2828.0238 | 21868.8
Commercial Existing Buildings | Infrared Heating | 1 | 20 | 33% | 100% | 1020 | 0 | 870 | 2440 | 1472.4882 | 13668
Commercial Existing Buildings | Infrared Heating | 4 | 20 | 33% | 100% | 1020 | 0 | 870 | 2440 | 5889.9527 | 54672
Commercial Existing Buildings | Infrared Heating | 1 | 20 | 33% | 100% | 1020 | 0 | 870 | 2440 | 1472.4882 | 13668
Commercial Existing Buildings | Infrared Heating | 2 | 20 | 33% | 100% | 1020 | 0 | 870 | 2440 | 2944.9764 | 27336
Commercial Existing Buildings | Infrared Heating | 5 | 20 | 33% | 100% | 892.5 | 0 | 870 | 2135 | 6746.251 | 59797.5
Commercial New Buildings | Infrared Heating | 4 | 20 | 33% | 100% | 790.5 | 0 | 559 | 1891 | 4306.8796 | 42370.8
Commercial New Buildings | Infrared Heating | 5 | 20 | 33% | 100% | 765 | 0 | 559 | 1830 | 5260.3615 | 51255
Commercial New Buildings | Infrared Heating | 12 | 20 | 33% | 100% | 510 | 0 | 559 | 1220 | 9667.156 | 82008
Commercial New Buildings | Infrared Heating | 1 | 20 | 33% | 100% | 510 | 0 | 559 | 1220 | 805.5963 | 6834
Commercial New Buildings | Infrared Heating | 2 | 20 | 33% | 100% | 892.5 | 0 | 870 | 2135 | 2698.5004 | 23919
Commercial New Buildings | Infrared Heating | 5 | 20 | 33% | 100% | 867 | 0 | 870 | 2074 | 6623.013 | 58089
Commercial New Buildings | Infrared Heating | 1 | 20 | 33% | 100% | 1122 | 0 | 624 | 2684 | 1433.4927 | 15034.8
Commercial Existing Buildings | Infrared Heating | 2 | 20 | 33% | 100% | 765 | 0 | 793 | 1830 | 2365.8934 | 20502
Commercial Existing Buildings | Infrared Heating | 2 | 20 | 33% | 100% | 510 | 0 | 793 | 1220 | 1872.9414 | 13668
Commercial Existing Buildings | Infrared Heating | 2 | 20 | 33% | 100% | 765 | 0 | 559 | 1830 | 2104.1446 | 20502
Commercial Existing Buildings | Infrared Heating | 26 | 20 | 33% | 100% | 765 | 0 | 559 | 1830 | 27353.88 | 266526
Commercial Existing Buildings | Infrared Heating | 1 | 20 | 33% | 100% | 765 | 0 | 559 | 1830 | 1052.0723 | 10251
Commercial Existing Buildings | Infrared Heating | 3 | 20 | 33% | 100% | 663 | 0 | 559 | 1586 | 2860.4458 | 26652.6
Commercial Existing Buildings | Infrared Heating | 1 | 20 | 33% | 100% | 637.5 | 0 | 559 | 1525 | 928.8343 | 8542.5
Commercial Existing Buildings | Infrared Heating | 4 | 20 | 33% | 100% | 637.5 | 0 | 559 | 1525 | 3715.3373 | 34170
Commercial Existing Buildings | Infrared Heating | 1 | 20 | 33% | 100% | 637.5 | 0 | 559 | 1525 | 928.8343 | 8542.5
Commercial Existing Buildings | Infrared Heating | 2 | 20 | 33% | 100% | 637.5 | 0 | 559 | 1525 | 1857.6686 | 17085
Commercial Existing Buildings | Infrared Heating | 1 | 20 | 33% | 100% | 612 | 0 | 559 | 1464 | 904.1867 | 8200.8
Commercial Existing Buildings | Infrared Heating | 1 | 20 | 33% | 100% | 612 | 0 | 559 | 1461 | 906.1967 | 8200.8
Commercial Existing Buildings | Infrared Heating | 4 | 20 | 33% | 100% | 510 | 0 | 559 | 1220 | 3222.3853 | 27336
Commercial Existing Buildings | Infrared Heating | 24 | 20 | 33% | 100% | 510 | 0 | 559 | 1220 | 19334.312 | 164016
Commercial Existing Buildings | Infrared Heating | 1 | 20 | 33% | 100% | 382.5 | 0 | 559 | 915 | 682.3583 | 5125.5
Commercial Existing Buildings | Infrared Heating | 1 | 20 | 33% | 100% | 1020 | 0 | 870 | 2440 | 1472.4882 | 13668
Commercial Existing Buildings | Infrared Heating | 2 | 20 | 33% | 100% | 1020 | 0 | 870 | 2440 | 2944.9764 | 27336
Commercial Existing Buildings | Infrared Heating | 9 | 20 | 33% | 100% | 1020 | 0 | 870 | 2440 | 13252.3936 | 123012
Commercial Existing Buildings | Infrared Heating | 5 | 20 | 33% | 100% | 1020 | 0 | 870 | 2440 | 7362.4409 | 68340
Commercial Existing Buildings | Infrared Heating | 3 | 20 | 33% | 100% | 1020 | 0 | 870 | 2440 | 4417.4645 | 41004
Commercial Existing Buildings | Infrared Heating | 1 | 20 | 33% | 100% | 1020 | 0 | 870 | 2440 | 1472.4882 | 13668
Commercial Existing Buildings | Infrared Heating | 4 | 20 | 33% | 100% | 841.5 | 0 | 870 | 2013 | 5199.82 | 45104.4
Commercial Existing Buildings | Infrared Heating | 1 | 20 | 33% | 100% | 841.5 | 0 | 870 | 2013 | 1299.955 | 11276.1
Commercial Existing Buildings | Infrared Heating | 2 | 20 | 33% | 100% | 612 | 0 | 559 | 1464 | 1808.3734 | 16401.6
Commercial Existing Buildings | Infrared Heating | 12 | 20 | 33% | 100% | 1020 | 0 | 793 | 2440 | 17153.0721 | 164016
Commercial Existing Buildings | Infrared Heating | 12 | 20 | 33% | 100% | 841.5 | 0 | 793 | 2013 | 15082.6739 | 135313.2
Commercial New Buildings | Infrared Heating | 1 | 20 | 33% | 100% | 765 | 0 | 559 | 1830 | 1052.0723 | 10251
Commercial New Buildings | Infrared Heating | 2 | 20 | 33% | 100% | 867 | 0 | 870 | 2074 | 2649.2052 | 23235.6
Commercial New Buildings | Infrared Heating | 28 | 20 | 33% | 100% | 1020 | 0 | 870 | 2440 | 41229.6691 | 382704
Commercial Existing Buildings | Infrared Heating | 8 | 20 | 33% | 100% | 637.5 | 0 | 559 | 1525 | 7430.6746 | 68340
Commercial Existing Buildings | Infrared Heating | 2 | 20 | 33% | 100% | 364.82 | 0 | 559 | 872.3 | 1331.0836 | 9777.176
Commercial Existing Buildings | Infrared Heating | 2 | 20 | 33% | 100% | 510 | 0 | 793 | 1220 | 1872.9414 | 13668
Commercial Existing Buildings | Infrared Heating | 1 | 20 | 33% | 100% | 765 | 0 | 559 | 1830 | 1052.0723 | 10251
Commercial Existing Buildings | Infrared Heating | 1 | 20 | 33% | 100% | 510 | 0 | 559 | 1220 | 805.5963 | 6834
Commercial New Buildings | Infrared Heating | 2 | 20 | 33% | 100% | 790.5 | 0 | 559 | 1891 | 2153.4398 | 21185.4
Commercial New Buildings | Infrared Heating | 1 | 20 | 33% | 100% | 663 | 0 | 559 | 1586 | 953.4819 | 8884.2
Commercial New Buildings | Infrared Heating | 2 | 20 | 33% | 100% | 408 | 0 | 559 | 976 | 1414.0119 | 10934.4
Commercial New Buildings | Infrared Heating | 7 | 20 | 33% | 100% | 1020 | 0 | 870 | 2440 | 10307.4173 | 95676
Commercial New Buildings | Infrared Heating | 5 | 20 | 33% | 100% | 892.5 | 0 | 870 | 2135 | 6746.251 | 59797.5
Commercial Existing Buildings | HRV | 1 | 14 | 5% | 100% | 600.6 | 0 | 0 | 540.6 | 2328.0185 | 7987.98
Commercial Existing Buildings | HRV | 9 | 14 | 5% | 100% | 1888.04 | 0 | 0 | 3400 | 51325.0967 | 225998.388
Commercial Existing Buildings | HRV | 2 | 14 | 5% | 100% | 500.5 | 0 | 0 | 901 | 3024.0809 | 13313.3
Commercial Existing Buildings | HRV | 2 | 14 | 5% | 100% | 500.5 | 0 | 0 | 901 | 3024.0809 | 13313.3
Commercial Existing Buildings | HRV | 2 | 14 | 5% | 100% | 500.5 | 0 | 0 | 901 | 3024.0809 | 13313.3
Commercial Existing Buildings | HRV | 2 | 14 | 5% | 100% | 500.5 | 0 | 0 | 901 | 3024.0809 | 13313.3
Commercial Existing Buildings | HRV | 3 | 14 | 5% | 100% | 500.5 | 0 | 0 | 901 | 4536.1213 | 19969.95
Commercial Existing Buildings | HRV | 1 | 14 | 5% | 100% | 500.5 | 0 | 0 | 901 | 1512.0404 | 6656.65
Commercial Existing Buildings | HRV | 4 | 14 | 5% | 100% | 500.5 | 0 | 0 | 901 | 6048.1617 | 26626.6
Commercial Existing Buildings | HRV | 2 | 14 | 5% | 100% | 1416.03 | 0 | 0 | 2550 | 8554.1828 | 37666.398
Commercial Existing Buildings | HRV | 1 | 14 | 5% | 100% | 283.36 | 0 | 0 | 510 | 856.1469 | 3768.688
Commercial Existing Buildings | HRV | 1 | 14 | 5% | 100% | 944.02 | 0 | 0 | 1700 | 2851.3943 | 12555.466
Commercial Existing Buildings | HRV | 1 | 14 | 5% | 100% | 1577.73 | 0 | 0 | 3978 | 3685.5345 | 20983.809
Commercial Existing Buildings | HRV | 1 | 14 | 5% | 100% | 445.06 | 0 | 0 | 1122 | 1039.79 | 5919.298
Commercial Existing Buildings | HRV | 2 | 14 | 5% | 100% | 472.01 | 0 | 0 | 1190 | 2205.3943 | 12555.466
Commercial Existing Buildings | HRV | 1 | 14 | 5% | 100% | 1078.77 | 0 | 0 | 2720 | 2519.9301 | 14347.641
Commercial Existing Buildings | HRV | 1 | 14 | 5% | 100% | 443.52 | 0 | 0 | 799 | 1339.3538 | 5898.816
Commercial Existing Buildings | HRV | 1 | 14 | 5% | 100% | 1321.32 | 0 | 0 | 2380 | 3990.4947 | 17573.556
Commercial Existing Buildings | HRV | 1 | 14 | 5% | 100% | 7173.32 | 0 | 0 | 12920 | 21664.7675 | 95405.156
Commercial Existing Buildings | HRV | 1 | 14 | 5% | 100% | 269.5 | 0 | 0 | 680 | 629.0718 | 3584.35
Commercial Existing Buildings | HRV | 1 | 14 | 5% | 100% | 269.5 | 0 | 0 | 680 | 629.0718 | 3584.35
Commercial Existing Buildings | HRV | 1 | 14 | 5% | 100% | 3775.31 | 0 | 0 | 6800 | 11401.934 | 50211.623
Commercial Existing Buildings | HRV | 1 | 14 | 5% | 100% | 930.16 | 0 | 0 | 2346 | 2172.1191 | 12371.128
Commercial Existing Buildings | HRV | 3 | 14 | 5% | 100% | 803.88 | 0 | 0 | 1448 | 7283.2708 | 32074.812
Commercial Existing Buildings | HRV | 1 | 14 | 5% | 100% | 539 | 0 | 0 | 1360 | 1258.1435 | 7168.7
Commercial New Buildings | HRV | 1 | 14 | 5% | 100% | 1064.91 | 0 | 0 | 958.8 | 4127.495 | 14163.303
Commercial New Buildings | HRV | 1 | 14 | 5% | 100% | 937.86 | 0 | 0 | 2550 | 2014.7498 | 12473.538
Commercial New Buildings | HRV | 1 | 14 | 5% | 100% | 3150.84 | 0 | 0 | 6120 | 9093.4105 | 41906.172
Commercial New Buildings | HRV | 1 | 14 | 5% | 100% | 374.99 | 0 | 0 | 1020 | 805.1713 | 4987.367
Commercial New Buildings | HRV | 1 | 14 | 5% | 100% | 7001.61 | 0 | 0 | 6800 | 26666.3646 | 93121.413
Commercial Existing Buildings | HRV | 10 | 14 | 5% | 100% | 1888.04 | 0 | 0 | 3400 | 57027.8852 | 251109.32
Commercial Existing Buildings | HRV | 1 | 14 | 5% | 100% | 21709.38 | 0 | 0 | 39100 | 65567.4958 | 288734.754
Commercial Existing Buildings | HRV | 1 | 14 | 5% | 100% | 755.37 | 0 | 0 | 1360 | 2281.844 | 10046.421
Commercial Existing Buildings | HRV | 1 | 14 | 5% | 100% | 809.27 | 0 | 0 | 2040 | 1890.8584 | 10763.291
Commercial Existing Buildings | HRV | 2 | 14 | 5% | 100% | 1064.91 | 0 | 0 | 958.8 | 8254.9901 | 28326.606
Commercial Existing Buildings | HRV | 1 | 14 | 5% | 100% | 2265.34 | 0 | 0 | 2040 | 8779.889 | 30129.022
Commercial Existing Buildings | HRV | 1 | 14 | 5% | 100% | 660.66 | 0 | 0 | 1190 | 1995.2474 | 8786.778
Commercial Existing Buildings | HRV | 1 | 14 | 5% | 100% | 443.52 | 0 | 0 | 799 | 1339.3538 | 5898.816
Commercial Existing Buildings | HRV | 1 | 14 | 5% | 100% | 1321.32 | 0 | 0 | 2380 | 3990.4947 | 17573.556
Commercial Existing Buildings | HRV | 1 | 14 | 5% | 100% | 490.49 | 0 | 0 | 884 | 1480.8306 | 6523.517
Commercial Existing Buildings | HRV | 1 | 14 | 5% | 100% | 2831.29 | 0 | 0 | 5100 | 8550.5397 | 37656.157
Commercial New Buildings | HRV | 1 | 14 | 5% | 100% | 500.5 | 0 | 0 | 1360 | 1075.9904 | 6656.65
Commercial New Buildings | HRV | 1 | 14 | 5% | 100% | 1400.63 | 0 | 0 | 2720 | 4042.7301 | 18628.379
Commercial New Buildings | HRV | 1 | 14 | 5% | 100% | 1050.28 | 0 | 0 | 2040 | 3031.1368 | 13968.724
Commercial Existing Buildings | HRV | 1 | 14 | 5% | 100% | 620.62 | 0 | 0 | 1564 | 1450.5081 | 8254.246
Commercial Existing Buildings | HRV | 1 | 14 | 5% | 100% | 1208.13 | 0 | 0 | 2346 | 3487.2646 | 16068.129
Commercial Existing Buildings | HRV | 2 | 14 | 5% | 100% | 728.42 | 0 | 0 | 1020 | 4954.6737 | 19375.972
Commercial Existing Buildings | HRV | 1 | 14 | 5% | 100% | 505.12 | 0 | 0 | 707.2 | 1718.0088 | 6718.096
Commercial Existing Buildings | HRV | 1 | 14 | 5% | 100% | 755.37 | 0 | 0 | 680 | 2927.844 | 10046.421
Commercial Existing Buildings | HRV | 1 | 14 | 5% | 100% | 755.37 | 0 | 0 | 1904 | 1765.044 | 10046.421
Commercial Existing Buildings | HRV | 1 | 14 | 5% | 100% | 361.9 | 0 | 0 | 506.6 | 1230.9692 | 4813.27
Commercial Existing Buildings | HRV | 1 | 14 | 5% | 100% | 809.27 | 0 | 0 | 2040 | 1890.8584 | 10763.291
Commercial Existing Buildings | HRV | 1 | 14 | 5% | 100% | 27089.37 | 0 | 0 | 48790 | 81816.0714 | 360288.621
Commercial Existing Buildings | HRV | 1 | 14 | 5% | 100% | 11326.7 | 0 | 0 | 20400 | 34209.445 | 150645.11
Commercial Existing Buildings | HRV | 1 | 14 | 5% | 100% | 427.35 | 0 | 0 | 598.4 | 1453.4195 | 5683.755
Commercial Existing Buildings | HRV | 1 | 14 | 5% | 100% | 4530.68 | 0 | 0 | 4080 | 17559.778 | 60258.044
Commercial Existing Buildings | HRV | 1 | 14 | 5% | 100% | 461.23 | 0 | 0 | 646 | 1568.4943 | 6134.359
Commercial Existing Buildings | HRV | 1 | 14 | 5% | 100% | 461.23 | 0 | 0 | 646 | 1568.4943 | 6134.359
Commercial Existing Buildings | HRV | 2 | 14 | 5% | 100% | 1674.75 | 0 | 0 | 2346 | 11389.9206 | 44548.35
Commercial Existing Buildings | HRV | 23 | 14 | 5% | 100% | 2265.34 | 0 | 0 | 4080 | 157363.4471 | 692967.506
Commercial Existing Buildings | HRV | 1 | 14 | 5% | 100% | 2265.34 | 0 | 0 | 4080 | 6841.889 | 30129.022
Commercial Existing Buildings | HRV | 1 | 14 | 5% | 100% | 606.76 | 0 | 0 | 850 | 2063.233 | 8069.908
Commercial Existing Buildings | HRV | 2 | 14 | 5% | 100% | 622.93 | 0 | 0 | 1122 | 3762.6746 | 16569.938
Commercial Existing Buildings | HRV | 1 | 14 | 5% | 100% | 443.52 | 0 | 0 | 799 | 1339.3538 | 5898.816
Commercial Existing Buildings | HRV | 2 | 14 | 5% | 100% | 314.93 | 0 | 0 | 612 | 1817.2249 | 8377.138
Commercial Existing Buildings | HRV | 1 | 14 | 5% | 100% | 22518.65 | 0 | 0 | 61234 | 48369.0541 | 299498.045
Commercial Existing Buildings | HRV | 1 | 14 | 5% | 100% | 1509.97 | 0 | 0 | 1360 | 5852.045 | 20082.601
Commercial Existing Buildings | HRV | 1 | 14 | 5% | 100% | 39739.7 | 0 | 0 | 108062.2 | 85359.3503 | 528538.01
Commercial Existing Buildings | HRV | 4 | 14 | 5% | 100% | 377.3 | 0 | 0 | 680 | 4556.4019 | 20072.36
Commercial Existing Buildings | HRV | 1 | 14 | 5% | 100% | 393.47 | 0 | 0 | 992.8 | 918.4448 | 5233.151
Commercial Existing Buildings | HRV | 1 | 14 | 5% | 100% | 699.93 | 0 | 0 | 680 | 2665.5435 | 9309.069
Commercial Existing Buildings | HRV | 1 | 14 | 5% | 100% | 485.1 | 0 | 0 | 680 | 1649.1292 | 6451.83
Commercial Existing Buildings | HRV | 1 | 14 | 5% | 100% | 565.95 | 0 | 0 | 1020 | 1708.6507 | 7527.135
Commercial Existing Buildings | HRV | 2 | 14 | 5% | 100% | 112.42 | 0 | 0 | 496.4 | 120.6142 | 2990.372
Commercial New Buildings | HRV | 2 | 14 | 5% | 100% | 3491.95 | 0 | 0 | 7174 | 19411.9742 | 92885.87
Commercial New Buildings | HRV | 1 | 14 | 5% | 100% | 3491.95 | 0 | 0 | 7174 | 9705.9871 | 46442.935
Commercial New Buildings | HRV | 1 | 14 | 5% | 100% | 3826.9 | 0 | 0 | 3716.2 | 14575.6292 | 50897.77
Commercial New Buildings | HRV | 1 | 14 | 5% | 100% | 1500.73 | 0 | 0 | 4080 | 3224.3282 | 19959.709
Commercial New Buildings | HRV | 1 | 14 | 5% | 100% | 1238.16 | 0 | 0 | 1870 | 4081.544 | 16467.528
Commercial New Buildings | HRV | 1 | 14 | 5% | 100% | 1500.73 | 0 | 0 | 4080 | 3224.3282 | 19959.709
Commercial New Buildings | HRV | 1 | 14 | 5% | 100% | 875.49 | 0 | 0 | 1700 | 2527.1617 | 11644.017
Commercial New Buildings | HRV | 1 | 14 | 5% | 100% | 2450.91 | 0 | 0 | 2380 | 9334.867 | 32597.103
Commercial New Buildings | HRV | 2 | 14 | 5% | 100% | 735.35 | 0 | 0 | 1428 | 4245.0488 | 19560.31
Commercial New Buildings | HRV | 1 | 14 | 5% | 100% | 511.28 | 0 | 0 | 496.4 | 1947.4133 | 6800.024
Commercial New Buildings | HRV | 1 | 14 | 5% | 100% | 1050.28 | 0 | 0 | 2040 | 3031.1368 | 13968.724
Commercial New Buildings | HRV | 1 | 14 | 5% | 100% | 2100.56 | 0 | 0 | 4080 | 6062.2737 | 27937.448
Commercial New Buildings | HRV | 1 | 14 | 5% | 100% | 749.98 | 0 | 0 | 2040 | 1610.3426 | 9974.734
Commercial New Buildings | HRV | 2 | 14 | 5% | 100% | 699.93 | 0 | 0 | 680 | 5331.0871 | 18618.138
Commercial New Buildings | HRV | 4 | 14 | 5% | 100% | 1225.07 | 0 | 0 | 2380 | 14140.4479 | 65173.724
Commercial New Buildings | HRV | 2 | 14 | 5% | 100% | 2275.35 | 0 | 0 | 2210 | 17331.4976 | 60524.31
Commercial New Buildings | HRV | 1 | 14 | 5% | 100% | 629.86 | 0 | 0 | 1224 | 1817.2249 | 8377.138
Commercial New Buildings | HRV | 34 | 14 | 5% | 100% | 335.72 | 0 | 0 | 326.4 | 43462.0341 | 151812.584
Commercial New Buildings | HRV | 1 | 14 | 5% | 100% | 335.72 | 0 | 0 | 326.4 | 1278.2951 | 4465.076
Commercial New Buildings | HRV | 1 | 14 | 5% | 100% | 1123.43 | 0 | 0 | 1091.4 | 4278.3978 | 14941.619
Commercial New Buildings | HRV | 1 | 14 | 5% | 100% | 201.74 | 0 | 0 | 890.8 | 108.2223 | 2683.142
Commercial Existing Buildings | HRV | 1 | 14 | 5% | 100% | 2265.34 | 0 | 0 | 4080 | 6841.889 | 30129.022
Commercial Existing Buildings | HRV | 1 | 14 | 5% | 100% | 2265.34 | 0 | 0 | 2040 | 8779.889 | 30129.022
Commercial Existing Buildings | HRV | 1 | 14 | 5% | 100% | 1132.67 | 0 | 0 | 2040 | 3420.9445 | 15064.511
Commercial Existing Buildings | HRV | 1 | 14 | 5% | 100% | 28315.98 | 0 | 0 | 51000 | 85519.9695 | 376602.534
Commercial Existing Buildings | HRV | 1 | 14 | 5% | 100% | 331.87 | 0 | 0 | 598.4 | 1001.6798 | 4413.871
Commercial New Buildings | HRV | 1 | 14 | 5% | 100% | 54703.11 | 0 | 0 | 106250 | 157876.5681 | 727551.363
Commercial New Buildings | HRV | 1 | 14 | 5% | 100% | 55490.82 | 0 | 0 | 107780 | 160149.9208 | 738027.906
Commercial New Buildings | HRV | 2 | 14 | 5% | 100% | 795.41 | 0 | 0 | 2162.4 | 3418.0065 | 21157.906
Commercial New Buildings | HRV | 1 | 14 | 5% | 100% | 1456.84 | 0 | 0 | 3961 | 3129.7237 | 19375.972
Commercial New Buildings | HRV | 2 | 14 | 5% | 100% | 937.86 | 0 | 0 | 2550 | 4029.4995 | 24947.076
Commercial Existing Buildings | HRV | 1 | 14 | 5% | 100% | 2541 | 0 | 0 | 3400 | 8792.1053 | 33795.3
Commercial New Buildings | HRV | 4 | 14 | 5% | 100% | 412.72 | 0 | 0 | 1122 | 3547.1254 | 21956.704
Commercial Existing Buildings | Furnace Enhanced (up to 299 Mbtu/h) - NG | 1 | 18 | 30% | 100% | 337 | 0 | 0 | 650 | 409.2354 | 4246.2
Commercial Existing Buildings | Furnace Enhanced (up to 299 Mbtu/h) - NG | 2 | 18 | 30% | 100% | 510 | 0 | 0 | 650 | 1705.7867 | 12852
Commercial Existing Buildings | Furnace Enhanced (up to 299 Mbtu/h) - NG | 1 | 18 | 30% | 100% | 204 | 0 | 0 | 650 | 68.1573 | 2570.4
Commercial Existing Buildings | Furnace Enhanced (up to 299 Mbtu/h) - NG | 2 | 18 | 30% | 100% | 408 | 0 | 0 | 650 | 1182.6294 | 10281.6
Commercial Existing Buildings | Furnace Enhanced (up to 299 Mbtu/h) - NG | 1 | 18 | 30% | 100% | 408 | 0 | 0 | 650 | 591.3147 | 5140.8
Commercial Existing Buildings | Furnace Enhanced (up to 299 Mbtu/h) - NG | 1 | 18 | 30% | 100% | 536 | 0 | 0 | 650 | 919.5703 | 6753.6
Commercial Existing Buildings | Furnace Enhanced (up to 299 Mbtu/h) - NG | 1 | 18 | 30% | 100% | 689 | 0 | 0 | 650 | 1311.9383 | 8681.4
Commercial Existing Buildings | Furnace - High Efficiency | 1 | 18 | 17.5% | 100% | 383 | 0 | 0 | 650 | 621.3455 | 5687.55
Commercial Existing Buildings | Furnace - High Efficiency | 1 | 18 | 17.5% | 100% | 383 | 0 | 0 | 650 | 621.3455 | 5687.55
Commercial Existing Buildings | Furnace - High Efficiency | 1 | 18 | 17.5% | 100% | 638 | 0 | 0 | 650 | 1392.0684 | 9474.3
Commercial Existing Buildings | Furnace - High Efficiency | 1 | 18 | 17.5% | 100% | 536 | 0 | 0 | 650 | 1083.7793 | 7959.6
Commercial Existing Buildings | Furnace - High Efficiency | 1 | 18 | 17.5% | 100% | 337 | 0 | 0 | 650 | 482.3132 | 5004.45
Commercial Existing Buildings | Furnace - High Efficiency | 2 | 18 | 17.5% | 100% | 357 | 0 | 0 | 650 | 1085.5241 | 10602.9
Commercial Existing Buildings | Furnace - High Efficiency | 1 | 18 | 17.5% | 100% | 357 | 0 | 0 | 650 | 542.762 | 5301.45
Commercial Existing Buildings | Furnace - High Efficiency | 2 | 18 | 17.5% | 100% | 571.2 | 0 | 0 | 650 | 2380.3385 | 16964.64
Commercial Existing Buildings | Furnace - High Efficiency | 3 | 18 | 17.5% | 100% | 510 | 0 | 0 | 650 | 3015.5873 | 22720.5
Commercial Existing Buildings | Furnace - High Efficiency | 3 | 18 | 17.5% | 100% | 510 | 0 | 0 | 650 | 3015.5873 | 22720.5
Commercial Existing Buildings | Furnace - High Efficiency | 1 | 18 | 17.5% | 100% | 510 | 0 | 0 | 650 | 1005.1958 | 7573.5
Commercial Existing Buildings | Furnace - High Efficiency | 1 | 18 | 17.5% | 100% | 448.8 | 0 | 0 | 650 | 820.2223 | 6664.68
Commercial Existing Buildings | Furnace - High Efficiency | 1 | 18 | 17.5% | 100% | 204 | 0 | 0 | 650 | 80.3283 | 3029.4
Commercial Existing Buildings | Furnace - High Efficiency | 1 | 18 | 17.5% | 100% | 459 | 0 | 0 | 650 | 851.0512 | 6816.15
Commercial Existing Buildings | Furnace - High Efficiency | 1 | 18 | 17.5% | 100% | 459 | 0 | 0 | 650 | 851.0512 | 6816.15
Commercial Existing Buildings | Furnace - High Efficiency | 1 | 18 | 17.5% | 100% | 459 | 0 | 0 | 650 | 851.0512 | 6816.15
Commercial Existing Buildings | Furnace - High Efficiency | 1 | 18 | 17.5% | 100% | 408 | 0 | 0 | 650 | 696.9066 | 6058.8
Commercial Existing Buildings | Furnace - High Efficiency | 1 | 18 | 17.5% | 100% | 408 | 0 | 0 | 650 | 696.9066 | 6058.8
Commercial Existing Buildings | Furnace - High Efficiency | 1 | 18 | 17.5% | 100% | 408 | 0 | 0 | 650 | 696.9066 | 6058.8
Commercial Existing Buildings | Furnace - High Efficiency | 1 | 18 | 17.5% | 100% | 408 | 0 | 0 | 650 | 696.9066 | 6058.8
Commercial Existing Buildings | Furnace - High Efficiency | 1 | 18 | 17.5% | 100% | 494.7 | 0 | 0 | 650 | 958.9524 | 7346.295
Commercial Existing Buildings | Furnace - High Efficiency | 1 | 18 | 17.5% | 100% | 650 | 0 | 0 | 650 | 1428.3377 | 9652.5
Commercial Existing Buildings | Furnace - High Efficiency | 1 | 18 | 17.5% | 100% | 383 | 0 | 0 | 650 | 621.3455 | 5687.55
Commercial Existing Buildings | Furnace - High Efficiency | 1 | 18 | 17.5% | 100% | 383 | 0 | 0 | 650 | 621.3455 | 5687.55
Commercial Existing Buildings | Furnace - High Efficiency | 1 | 18 | 17.5% | 100% | 383 | 0 | 0 | 650 | 621.3455 | 5687.55
Commercial Existing Buildings | Furnace - High Efficiency | 1 | 18 | 17.5% | 100% | 383 | 0 | 0 | 650 | 621.3455 | 5687.55
Commercial Existing Buildings | Furnace - High Efficiency | 1 | 18 | 17.5% | 100% | 383 | 0 | 0 | 650 | 621.3455 | 5687.55
Commercial Existing Buildings | Furnace - High Efficiency | 1 | 18 | 17.5% | 100% | 638 | 0 | 0 | 650 | 1392.0684 | 9474.3
Commercial Existing Buildings | Furnace - High Efficiency | 1 | 18 | 17.5% | 100% | 587 | 0 | 0 | 650 | 1237.9238 | 8716.95
Commercial Existing Buildings | Furnace - High Efficiency | 1 | 18 | 17.5% | 100% | 536 | 0 | 0 | 650 | 1083.7793 | 7959.6
Commercial Existing Buildings | Furnace - High Efficiency | 1 | 18 | 17.5% | 100% | 230 | 0 | 0 | 650 | 158.9118 | 3415.5
Commercial Existing Buildings | Furnace - High Efficiency | 1 | 18 | 17.5% | 100% | 230 | 0 | 0 | 650 | 158.9118 | 3415.5
Commercial Existing Buildings | Furnace - High Efficiency | 1 | 18 | 17.5% | 100% | 485 | 0 | 0 | 650 | 929.6347 | 7202.25
Commercial Existing Buildings | Furnace - High Efficiency | 1 | 18 | 17.5% | 100% | 485 | 0 | 0 | 650 | 929.6347 | 7202.25
Commercial Existing Buildings | Furnace - High Efficiency | 1 | 18 | 17.5% | 100% | 485 | 0 | 0 | 650 | 929.6347 | 7202.25
Commercial Existing Buildings | Furnace - High Efficiency | 1 | 18 | 17.5% | 100% | 485 | 0 | 0 | 650 | 929.6347 | 7202.25
Commercial Existing Buildings | Furnace - High Efficiency | 1 | 18 | 17.5% | 100% | 485 | 0 | 0 | 650 | 929.6347 | 7202.25
Commercial Existing Buildings | Furnace - High Efficiency | 1 | 18 | 17.5% | 100% | 485 | 0 | 0 | 650 | 929.6347 | 7202.25
Commercial Existing Buildings | Furnace - High Efficiency | 1 | 18 | 17.5% | 100% | 485 | 0 | 0 | 650 | 929.6347 | 7202.25
Commercial Existing Buildings | Furnace - High Efficiency | 1 | 18 | 17.5% | 100% | 485 | 0 | 0 | 650 | 929.6347 | 7202.25
Commercial Existing Buildings | Furnace - High Efficiency | 1 | 18 | 17.5% | 100% | 485 | 0 | 0 | 650 | 929.6347 | 7202.25
Commercial Existing Buildings | Furnace - High Efficiency | 1 | 18 | 17.5% | 100% | 485 | 0 | 0 | 650 | 929.6347 | 7202.25
Commercial Existing Buildings | Furnace - High Efficiency | 1 | 18 | 17.5% | 100% | 485 | 0 | 0 | 650 | 929.6347 | 7202.25
Commercial Existing Buildings | Furnace - High Efficiency | 1 | 18 | 17.5% | 100% | 485 | 0 | 0 | 650 | 929.6347 | 7202.25
Commercial Existing Buildings | Furnace - High Efficiency | 1 | 18 | 17.5% | 100% | 485 | 0 | 0 | 650 | 929.6347 | 7202.25
Commercial Existing Buildings | Furnace - High Efficiency | 1 | 18 | 17.5% | 100% | 485 | 0 | 0 | 650 | 929.6347 | 7202.25
Commercial Existing Buildings | Furnace - High Efficiency | 1 | 18 | 17.5% | 100% | 485 | 0 | 0 | 650 | 929.6347 | 7202.25
Commercial Existing Buildings | Furnace - High Efficiency | 1 | 18 | 17.5% | 100% | 485 | 0 | 0 | 650 | 929.6347 | 7202.25
Commercial Existing Buildings | Furnace - High Efficiency | 1 | 18 | 17.5% | 100% | 485 | 0 | 0 | 650 | 929.6347 | 7202.25
Commercial Existing Buildings | Furnace - High Efficiency | 1 | 18 | 17.5% | 100% | 485 | 0 | 0 | 650 | 929.6347 | 7202.25
Commercial Existing Buildings | Furnace - High Efficiency | 1 | 18 | 17.5% | 100% | 485 | 0 | 0 | 650 | 929.6347 | 7202.25
Commercial Existing Buildings | Furnace - High Efficiency | 1 | 18 | 17.5% | 100% | 485 | 0 | 0 | 650 | 929.6347 | 7202.25
Commercial Existing Buildings | Furnace - High Efficiency | 1 | 18 | 17.5% | 100% | 485 | 0 | 0 | 650 | 929.6347 | 7202.25
Commercial Existing Buildings | Furnace - High Efficiency | 1 | 18 | 17.5% | 100% | 485 | 0 | 0 | 650 | 929.6347 | 7202.25
Commercial Existing Buildings | Furnace - High Efficiency | 1 | 18 | 17.5% | 100% | 485 | 0 | 0 | 650 | 929.6347 | 7202.25
Commercial Existing Buildings | Furnace - High Efficiency | 1 | 18 | 17.5% | 100% | 485 | 0 | 0 | 650 | 929.6347 | 7202.25
Commercial Existing Buildings | Furnace - High Efficiency | 1 | 18 | 17.5% | 100% | 485 | 0 | 0 | 650 | 929.6347 | 7202.25
Commercial Existing Buildings | Furnace - High Efficiency | 1 | 18 | 17.5% | 100% | 485 | 0 | 0 | 650 | 929.6347 | 7202.25
Commercial Existing Buildings | Furnace - High Efficiency | 1 | 18 | 17.5% | 100% | 485 | 0 | 0 | 650 | 929.6347 | 7202.25
Commercial Existing Buildings | Furnace - High Efficiency | 1 | 18 | 17.5% | 100% | 485 | 0 | 0 | 650 | 929.6347 | 7202.25
Commercial Existing Buildings | Furnace - High Efficiency | 1 | 18 | 17.5% | 100% | 485 | 0 | 0 | 650 | 929.6347 | 7202.25
Commercial Existing Buildings | Furnace - High Efficiency | 1 | 18 | 17.5% | 100% | 485 | 0 | 0 | 650 | 929.6347 | 7202.25
Commercial Existing Buildings | Furnace - High Efficiency | 1 | 18 | 17.5% | 100% | 485 | 0 | 0 | 650 | 929.6347 | 7202.25
Commercial Existing Buildings | Furnace - High Efficiency | 1 | 18 | 17.5% | 100% | 485 | 0 | 0 | 650 | 929.6347 | 7202.25
Commercial Existing Buildings | Furnace - High Efficiency | 1 | 18 | 17.5% | 100% | 485 | 0 | 0 | 650 | 929.6347 | 7202.25
Commercial Existing Buildings | Furnace - High Efficiency | 1 | 18 | 17.5% | 100% | 485 | 0 | 0 | 650 | 929.6347 | 7202.25
Commercial Existing Buildings | Furnace - High Efficiency | 1 | 18 | 17.5% | 100% | 485 | 0 | 0 | 650 | 929.6347 | 7202.25
Commercial Existing Buildings | Furnace - High Efficiency | 1 | 18 | 17.5% | 100% | 485 | 0 | 0 | 650 | 929.6347 | 7202.25
Commercial Existing Buildings | Furnace - High Efficiency | 1 | 18 | 17.5% | 100% | 485 | 0 | 0 | 650 | 929.6347 | 7202.25
Commercial Existing Buildings | Furnace - High Efficiency | 1 | 18 | 17.5% | 100% | 485 | 0 | 0 | 650 | 929.6347 | 7202.25
Commercial Existing Buildings | Furnace - High Efficiency | 1 | 18 | 17.5% | 100% | 485 | 0 | 0 | 650 | 929.6347 | 7202.25
Commercial Existing Buildings | Furnace - High Efficiency | 1 | 18 | 17.5% | 100% | 485 | 0 | 0 | 650 | 929.6347 | 7202.25
Commercial Existing Buildings | Furnace - High Efficiency | 1 | 18 | 17.5% | 100% | 485 | 0 | 0 | 650 | 929.6347 | 7202.25
Commercial Existing Buildings | Furnace - High Efficiency | 1 | 18 | 17.5% | 100% | 485 | 0 | 0 | 650 | 929.6347 | 7202.25
Commercial Existing Buildings | Furnace - High Efficiency | 1 | 18 | 17.5% | 100% | 485 | 0 | 0 | 650 | 929.6347 | 7202.25
Commercial Existing Buildings | Furnace - High Efficiency | 1 | 18 | 17.5% | 100% | 485 | 0 | 0 | 650 | 929.6347 | 7202.25
Commercial Existing Buildings | Furnace - High Efficiency | 1 | 18 | 17.5% | 100% | 485 | 0 | 0 | 650 | 929.6347 | 7202.25
Commercial Existing Buildings | Furnace - High Efficiency | 1 | 18 | 17.5% | 100% | 485 | 0 | 0 | 650 | 929.6347 | 7202.25
Commercial Existing Buildings | Furnace - High Efficiency | 1 | 18 | 17.5% | 100% | 485 | 0 | 0 | 650 | 929.6347 | 7202.25
Commercial Existing Buildings | Furnace - High Efficiency | 1 | 18 | 17.5% | 100% | 485 | 0 | 0 | 650 | 929.6347 | 7202.25
Commercial Existing Buildings | Furnace - High Efficiency | 1 | 18 | 17.5% | 100% | 485 | 0 | 0 | 650 | 929.6347 | 7202.25
Commercial Existing Buildings | Furnace - High Efficiency | 1 | 18 | 17.5% | 100% | 485 | 0 | 0 | 650 | 929.6347 | 7202.25
Commercial Existing Buildings | Furnace - High Efficiency | 1 | 18 | 17.5% | 100% | 485 | 0 | 0 | 650 | 929.6347 | 7202.25
Commercial Existing Buildings | Furnace - High Efficiency | 1 | 18 | 17.5% | 100% | 485 | 0 | 0 | 650 | 929.6347 | 7202.25
Commercial Existing Buildings | Furnace - High Efficiency | 1 | 18 | 17.5% | 100% | 485 | 0 | 0 | 650 | 929.6347 | 7202.25
Commercial Existing Buildings | Furnace - High Efficiency | 1 | 18 | 17.5% | 100% | 485 | 0 | 0 | 650 | 929.6347 | 7202.25
Commercial Existing Buildings | Furnace - High Efficiency | 1 | 18 | 17.5% | 100% | 485 | 0 | 0 | 650 | 929.6347 | 7202.25
Commercial Existing Buildings | Furnace - High Efficiency | 1 | 18 | 17.5% | 100% | 485 | 0 | 0 | 650 | 929.6347 | 7202.25
Commercial Existing Buildings | Furnace - High Efficiency | 1 | 18 | 17.5% | 100% | 485 | 0 | 0 | 650 | 929.6347 | 7202.25
Commercial Existing Buildings | Furnace - High Efficiency | 1 | 18 | 17.5% | 100% | 485 | 0 | 0 | 650 | 929.6347 | 7202.25
Commercial Existing Buildings | Furnace - High Efficiency | 1 | 18 | 17.5% | 100% | 485 | 0 | 0 | 650 | 929.6347 | 7202.25
Commercial Existing Buildings | Furnace - High Efficiency | 1 | 18 | 17.5% | 100% | 485 | 0 | 0 | 650 | 929.6347 | 7202.25
Commercial Existing Buildings | Furnace - High Efficiency | 1 | 18 | 17.5% | 100% | 485 | 0 | 0 | 650 | 929.6347 | 7202.25
Commercial Existing Buildings | Furnace - High Efficiency | 1 | 18 | 17.5% | 100% | 485 | 0 | 0 | 650 | 929.6347 | 7202.25
Commercial Existing Buildings | Furnace - High Efficiency | 1 | 18 | 17.5% | 100% | 485 | 0 | 0 | 650 | 929.6347 | 7202.25
Commercial Existing Buildings | Furnace - High Efficiency | 1 | 18 | 17.5% | 100% | 485 | 0 | 0 | 650 | 929.6347 | 7202.25
Commercial Existing Buildings | Furnace - High Efficiency | 1 | 18 | 17.5% | 100% | 485 | 0 | 0 | 650 | 929.6347 | 7202.25
Commercial Existing Buildings | Furnace - High Efficiency | 1 | 18 | 17.5% | 100% | 485 | 0 | 0 | 650 | 929.6347 | 7202.25
Commercial Existing Buildings | Furnace - High Efficiency | 4 | 18 | 17.5% | 100% | 337 | 0 | 0 | 650 | 1929.2527 | 20017.8
Commercial Existing Buildings | Furnace - High Efficiency | 1 | 18 | 17.5% | 100% | 449 | 0 | 0 | 650 | 820.8268 | 6667.65
Commercial Existing Buildings | Furnace - High Efficiency | 2 | 18 | 17.5% | 100% | 449 | 0 | 0 | 650 | 1641.6535 | 13335.3
Commercial Existing Buildings | Furnace - High Efficiency | 1 | 18 | 17.5% | 100% | 663 | 0 | 0 | 650 | 1467.6295 | 9845.55
Commercial Existing Buildings | Furnace - High Efficiency | 1 | 18 | 17.5% | 100% | 357 | 0 | 0 | 650 | 542.762 | 5301.45
Commercial Existing Buildings | Furnace - High Efficiency | 1 | 18 | 17.5% | 100% | 357 | 0 | 0 | 650 | 542.762 | 5301.45
Commercial Existing Buildings | Furnace - High Efficiency | 1 | 18 | 17.5% | 100% | 357 | 0 | 0 | 650 | 542.762 | 5301.45
Commercial Existing Buildings | Furnace - High Efficiency | 1 | 18 | 17.5% | 100% | 357 | 0 | 0 | 650 | 542.762 | 5301.45
Commercial Existing Buildings | Furnace - High Efficiency | 1 | 18 | 17.5% | 100% | 357 | 0 | 0 | 650 | 542.762 | 5301.45
Commercial Existing Buildings | Furnace - High Efficiency | 1 | 18 | 17.5% | 100% | 357 | 0 | 0 | 650 | 542.762 | 5301.45
Commercial Existing Buildings | Furnace - High Efficiency | 1 | 18 | 17.5% | 100% | 357 | 0 | 0 | 650 | 542.762 | 5301.45
Commercial Existing Buildings | Furnace - High Efficiency | 1 | 18 | 17.5% | 100% | 357 | 0 | 0 | 650 | 542.762 | 5301.45
Commercial Existing Buildings | Furnace - High Efficiency | 1 | 18 | 17.5% | 100% | 357 | 0 | 0 | 650 | 542.762 | 5301.45
Commercial Existing Buildings | Furnace - High Efficiency | 1 | 18 | 17.5% | 100% | 357 | 0 | 0 | 650 | 542.762 | 5301.45
Commercial Existing Buildings | Furnace - High Efficiency | 1 | 18 | 17.5% | 100% | 357 | 0 | 0 | 650 | 542.762 | 5301.45
Commercial Existing Buildings | Furnace - High Efficiency | 1 | 18 | 17.5% | 100% | 357 | 0 | 0 | 650 | 542.762 | 5301.45
Commercial Existing Buildings | Furnace - High Efficiency | 1 | 18 | 17.5% | 100% | 357 | 0 | 0 | 650 | 542.762 | 5301.45
Commercial Existing Buildings | Furnace - High Efficiency | 1 | 18 | 17.5% | 100% | 357 | 0 | 0 | 650 | 542.762 | 5301.45
Commercial Existing Buildings | Furnace - High Efficiency | 1 | 18 | 17.5% | 100% | 357 | 0 | 0 | 650 | 542.762 | 5301.45
Commercial Existing Buildings | Furnace - High Efficiency | 1 | 18 | 17.5% | 100% | 357 | 0 | 0 | 650 | 542.762 | 5301.45
Commercial Existing Buildings | Furnace - High Efficiency | 1 | 18 | 17.5% | 100% | 357 | 0 | 0 | 650 | 542.762 | 5301.45
Commercial Existing Buildings | Furnace - High Efficiency | 1 | 18 | 17.5% | 100% | 357 | 0 | 0 | 650 | 542.762 | 5301.45
Commercial Existing Buildings | Furnace - High Efficiency | 1 | 18 | 17.5% | 100% | 357 | 0 | 0 | 650 | 542.762 | 5301.45
Commercial Existing Buildings | Furnace - High Efficiency | 1 | 18 | 17.5% | 100% | 357 | 0 | 0 | 650 | 542.762 | 5301.45
Commercial Existing Buildings | Furnace - High Efficiency | 1 | 18 | 17.5% | 100% | 357 | 0 | 0 | 650 | 542.762 | 5301.45
Commercial Existing Buildings | Furnace - High Efficiency | 1 | 18 | 17.5% | 100% | 357 | 0 | 0 | 650 | 542.762 | 5301.45
Commercial Existing Buildings | Furnace - High Efficiency | 1 | 18 | 17.5% | 100% | 357 | 0 | 0 | 650 | 542.762 | 5301.45
Commercial Existing Buildings | Furnace - High Efficiency | 1 | 18 | 17.5% | 100% | 357 | 0 | 0 | 650 | 542.762 | 5301.45
Commercial Existing Buildings | Furnace - High Efficiency | 1 | 18 | 17.5% | 100% | 357 | 0 | 0 | 650 | 542.762 | 5301.45
Commercial Existing Buildings | Furnace - High Efficiency | 2 | 18 | 17.5% | 100% | 612 | 0 | 0 | 650 | 2626.9698 | 18176.4
Commercial Existing Buildings | Furnace - High Efficiency | 1 | 18 | 17.5% | 100% | 612 | 0 | 0 | 650 | 1313.4849 | 9088.2
Commercial Existing Buildings | Furnace - High Efficiency | 3 | 18 | 17.5% | 100% | 612 | 0 | 0 | 650 | 3940.4547 | 27264.6
Commercial Existing Buildings | Furnace - High Efficiency | 1 | 18 | 17.5% | 100% | 612 | 0 | 0 | 650 | 1313.4849 | 9088.2
Commercial Existing Buildings | Furnace - High Efficiency | 2 | 18 | 17.5% | 100% | 612 | 0 | 0 | 650 | 2626.9698 | 18176.4
Commercial Existing Buildings | Furnace - High Efficiency | 4 | 18 | 17.5% | 100% | 612 | 0 | 0 | 650 | 5253.9396 | 36352.8
Commercial Existing Buildings | Furnace - High Efficiency | 1 | 18 | 17.5% | 100% | 612 | 0 | 0 | 650 | 1313.4849 | 9088.2
Commercial Existing Buildings | Furnace - High Efficiency | 1 | 18 | 17.5% | 100% | 612 | 0 | 0 | 650 | 1313.4849 | 9088.2
Commercial Existing Buildings | Furnace - High Efficiency | 1 | 18 | 17.5% | 100% | 612 | 0 | 0 | 650 | 1313.4849 | 9088.2
Commercial Existing Buildings | Furnace - High Efficiency | 1 | 18 | 17.5% | 100% | 612 | 0 | 0 | 650 | 1313.4849 | 9088.2
Commercial Existing Buildings | Furnace - High Efficiency | 1 | 18 | 17.5% | 100% | 612 | 0 | 0 | 650 | 1313.4849 | 9088.2
Commercial Existing Buildings | Furnace - High Efficiency | 1 | 18 | 17.5% | 100% | 612 | 0 | 0 | 650 | 1313.4849 | 9088.2
Commercial Existing Buildings | Furnace - High Efficiency | 1 | 18 | 17.5% | 100% | 612 | 0 | 0 | 650 | 1313.4849 | 9088.2
Commercial Existing Buildings | Furnace - High Efficiency | 1 | 18 | 17.5% | 100% | 612 | 0 | 0 | 650 | 1313.4849 | 9088.2
Commercial Existing Buildings | Furnace - High Efficiency | 3 | 18 | 17.5% | 100% | 612 | 0 | 0 | 650 | 3940.4547 | 27264.6
Commercial Existing Buildings | Furnace - High Efficiency | 1 | 18 | 17.5% | 100% | 306 | 0 | 0 | 650 | 388.6175 | 4544.1
Commercial Existing Buildings | Furnace - High Efficiency | 1 | 18 | 17.5% | 100% | 306 | 0 | 0 | 650 | 388.6175 | 4544.1
Commercial Existing Buildings | Furnace - High Efficiency | 1 | 18 | 17.5% | 100% | 306 | 0 | 0 | 650 | 388.6175 | 4544.1
Commercial Existing Buildings | Furnace - High Efficiency | 2 | 18 | 17.5% | 100% | 306 | 0 | 0 | 650 | 777.2349 | 9088.2
Commercial Existing Buildings | Furnace - High Efficiency | 2 | 18 | 17.5% | 100% | 306 | 0 | 0 | 650 | 777.2349 | 9088.2
Commercial Existing Buildings | Furnace - High Efficiency | 1 | 18 | 17.5% | 100% | 306 | 0 | 0 | 650 | 388.6175 | 4544.1
Commercial Existing Buildings | Furnace - High Efficiency | 1 | 18 | 17.5% | 100% | 306 | 0 | 0 | 650 | 388.6175 | 4544.1
Commercial Existing Buildings | Furnace - High Efficiency | 1 | 18 | 17.5% | 100% | 306 | 0 | 0 | 650 | 388.6175 | 4544.1
Commercial Existing Buildings | Furnace - High Efficiency | 1 | 18 | 17.5% | 100% | 306 | 0 | 0 | 650 | 388.6175 | 4544.1
Commercial Existing Buildings | Furnace - High Efficiency | 1 | 18 | 17.5% | 100% | 306 | 0 | 0 | 650 | 388.6175 | 4544.1
Commercial Existing Buildings | Furnace - High Efficiency | 1 | 18 | 17.5% | 100% | 306 | 0 | 0 | 650 | 388.6175 | 4544.1
Commercial Existing Buildings | Furnace - High Efficiency | 1 | 18 | 17.5% | 100% | 306 | 0 | 0 | 650 | 388.6175 | 4544.1
Commercial Existing Buildings | Furnace - High Efficiency | 1 | 18 | 17.5% | 100% | 306 | 0 | 0 | 650 | 388.6175 | 4544.1
Commercial Existing Buildings | Furnace - High Efficiency | 1 | 18 | 17.5% | 100% | 306 | 0 | 0 | 650 | 388.6175 | 4544.1
Commercial Existing Buildings | Furnace - High Efficiency | 1 | 18 | 17.5% | 100% | 306 | 0 | 0 | 650 | 388.6175 | 4544.1
Commercial Existing Buildings | Furnace - High Efficiency | 1 | 18 | 17.5% | 100% | 306 | 0 | 0 | 650 | 388.6175 | 4544.1
Commercial Existing Buildings | Furnace - High Efficiency | 1 | 18 | 17.5% | 100% | 306 | 0 | 0 | 650 | 388.6175 | 4544.1
Commercial Existing Buildings | Furnace - High Efficiency | 1 | 18 | 17.5% | 100% | 306 | 0 | 0 | 650 | 388.6175 | 4544.1
Commercial Existing Buildings | Furnace - High Efficiency | 1 | 18 | 17.5% | 100% | 306 | 0 | 0 | 650 | 388.6175 | 4544.1
Commercial Existing Buildings | Furnace - High Efficiency | 1 | 18 | 17.5% | 100% | 306 | 0 | 0 | 650 | 388.6175 | 4544.1
Commercial Existing Buildings | Furnace - High Efficiency | 1 | 18 | 17.5% | 100% | 306 | 0 | 0 | 650 | 388.6175 | 4544.1
Commercial Existing Buildings | Furnace - High Efficiency | 1 | 18 | 17.5% | 100% | 306 | 0 | 0 | 650 | 388.6175 | 4544.1
Commercial Existing Buildings | Furnace - High Efficiency | 1 | 18 | 17.5% | 100% | 306 | 0 | 0 | 650 | 388.6175 | 4544.1
Commercial Existing Buildings | Furnace - High Efficiency | 1 | 18 | 17.5% | 100% | 306 | 0 | 0 | 650 | 388.6175 | 4544.1
Commercial Existing Buildings | Furnace - High Efficiency | 1 | 18 | 17.5% | 100% | 306 | 0 | 0 | 650 | 388.6175 | 4544.1
Commercial Existing Buildings | Furnace - High Efficiency | 1 | 18 | 17.5% | 100% | 306 | 0 | 0 | 650 | 388.6175 | 4544.1
Commercial Existing Buildings | Furnace - High Efficiency | 1 | 18 | 17.5% | 100% | 306 | 0 | 0 | 650 | 388.6175 | 4544.1
Commercial Existing Buildings | Furnace - High Efficiency | 1 | 18 | 17.5% | 100% | 306 | 0 | 0 | 650 | 388.6175 | 4544.1
Commercial Existing Buildings | Furnace - High Efficiency | 1 | 18 | 17.5% | 100% | 306 | 0 | 0 | 650 | 388.6175 | 4544.1
Commercial Existing Buildings | Furnace - High Efficiency | 1 | 18 | 17.5% | 100% | 306 | 0 | 0 | 650 | 388.6175 | 4544.1
Commercial Existing Buildings | Furnace - High Efficiency | 1 | 18 | 17.5% | 100% | 306 | 0 | 0 | 650 | 388.6175 | 4544.1
Commercial Existing Buildings | Furnace - High Efficiency | 1 | 18 | 17.5% | 100% | 306 | 0 | 0 | 650 | 388.6175 | 4544.1
Commercial Existing Buildings | Furnace - High Efficiency | 1 | 18 | 17.5% | 100% | 306 | 0 | 0 | 650 | 388.6175 | 4544.1
Commercial Existing Buildings | Furnace - High Efficiency | 1 | 18 | 17.5% | 100% | 306 | 0 | 0 | 650 | 388.6175 | 4544.1
Commercial Existing Buildings | Furnace - High Efficiency | 1 | 18 | 17.5% | 100% | 306 | 0 | 0 | 650 | 388.6175 | 4544.1
Commercial Existing Buildings | Furnace - High Efficiency | 1 | 18 | 17.5% | 100% | 306 | 0 | 0 | 650 | 388.6175 | 4544.1
Commercial Existing Buildings | Furnace - High Efficiency | 1 | 18 | 17.5% | 100% | 306 | 0 | 0 | 650 | 388.6175 | 4544.1
Commercial Existing Buildings | Furnace - High Efficiency | 1 | 18 | 17.5% | 100% | 306 | 0 | 0 | 650 | 388.6175 | 4544.1
Commercial Existing Buildings | Furnace - High Efficiency | 1 | 18 | 17.5% | 100% | 306 | 0 | 0 | 650 | 388.6175 | 4544.1
Commercial Existing Buildings | Furnace - High Efficiency | 1 | 18 | 17.5% | 100% | 306 | 0 | 0 | 650 | 388.6175 | 4544.1
Commercial Existing Buildings | Furnace - High Efficiency | 1 | 18 | 17.5% | 100% | 306 | 0 | 0 | 650 | 388.6175 | 4544.1
Commercial Existing Buildings | Furnace - High Efficiency | 1 | 18 | 17.5% | 100% | 306 | 0 | 0 | 650 | 388.6175 | 4544.1
Commercial Existing Buildings | Furnace - High Efficiency | 1 | 18 | 17.5% | 100% | 306 | 0 | 0 | 650 | 388.6175 | 4544.1
Commercial Existing Buildings | Furnace - High Efficiency | 1 | 18 | 17.5% | 100% | 306 | 0 | 0 | 650 | 388.6175 | 4544.1
Commercial Existing Buildings | Furnace - High Efficiency | 1 | 18 | 17.5% | 100% | 306 | 0 | 0 | 650 | 388.6175 | 4544.1
Commercial Existing Buildings | Furnace - High Efficiency | 1 | 18 | 17.5% | 100% | 306 | 0 | 0 | 650 | 388.6175 | 4544.1
Commercial Existing Buildings | Furnace - High Efficiency | 1 | 18 | 17.5% | 100% | 306 | 0 | 0 | 650 | 388.6175 | 4544.1
Commercial Existing Buildings | Furnace - High Efficiency | 1 | 18 | 17.5% | 100% | 306 | 0 | 0 | 650 | 388.6175 | 4544.1
Commercial Existing Buildings | Furnace - High Efficiency | 1 | 18 | 17.5% | 100% | 306 | 0 | 0 | 650 | 388.6175 | 4544.1
Commercial Existing Buildings | Furnace - High Efficiency | 1 | 18 | 17.5% | 100% | 306 | 0 | 0 | 650 | 388.6175 | 4544.1
Commercial Existing Buildings | Furnace - High Efficiency | 1 | 18 | 17.5% | 100% | 306 | 0 | 0 | 650 | 388.6175 | 4544.1
Commercial Existing Buildings | Furnace - High Efficiency | 1 | 18 | 17.5% | 100% | 306 | 0 | 0 | 650 | 388.6175 | 4544.1
Commercial Existing Buildings | Furnace - High Efficiency | 1 | 18 | 17.5% | 100% | 306 | 0 | 0 | 650 | 388.6175 | 4544.1
Commercial Existing Buildings | Furnace - High Efficiency | 1 | 18 | 17.5% | 100% | 306 | 0 | 0 | 650 | 388.6175 | 4544.1
Commercial Existing Buildings | Furnace - High Efficiency | 1 | 18 | 17.5% | 100% | 306 | 0 | 0 | 650 | 388.6175 | 4544.1
Commercial Existing Buildings | Furnace - High Efficiency | 1 | 18 | 17.5% | 100% | 306 | 0 | 0 | 650 | 388.6175 | 4544.1
Commercial Existing Buildings | Furnace - High Efficiency | 1 | 18 | 17.5% | 100% | 306 | 0 | 0 | 650 | 388.6175 | 4544.1
Commercial Existing Buildings | Furnace - High Efficiency | 1 | 18 | 17.5% | 100% | 306 | 0 | 0 | 650 | 388.6175 | 4544.1
Commercial Existing Buildings | Furnace - High Efficiency | 1 | 18 | 17.5% | 100% | 306 | 0 | 0 | 650 | 388.6175 | 4544.1
Commercial Existing Buildings | Furnace - High Efficiency | 1 | 18 | 17.5% | 100% | 306 | 0 | 0 | 650 | 388.6175 | 4544.1
Commercial Existing Buildings | Furnace - High Efficiency | 1 | 18 | 17.5% | 100% | 306 | 0 | 0 | 650 | 388.6175 | 4544.1
Commercial Existing Buildings | Furnace - High Efficiency | 1 | 18 | 17.5% | 100% | 306 | 0 | 0 | 650 | 388.6175 | 4544.1
Commercial Existing Buildings | Furnace - High Efficiency | 1 | 18 | 17.5% | 100% | 306 | 0 | 0 | 650 | 388.6175 | 4544.1
Commercial Existing Buildings | Furnace - High Efficiency | 1 | 18 | 17.5% | 100% | 306 | 0 | 0 | 650 | 388.6175 | 4544.1
Commercial Existing Buildings | Furnace - High Efficiency | 1 | 18 | 17.5% | 100% | 306 | 0 | 0 | 650 | 388.6175 | 4544.1
Commercial Existing Buildings | Furnace - High Efficiency | 1 | 18 | 17.5% | 100% | 306 | 0 | 0 | 650 | 388.6175 | 4544.1
Commercial Existing Buildings | Furnace - High Efficiency | 1 | 18 | 17.5% | 100% | 306 | 0 | 0 | 650 | 388.6175 | 4544.1
Commercial Existing Buildings | Furnace - High Efficiency | 2 | 18 | 17.5% | 100% | 561 | 0 | 0 | 650 | 2318.6807 | 16661.7
Commercial Existing Buildings | Furnace - High Efficiency | 1 | 18 | 17.5% | 100% | 510 | 0 | 0 | 650 | 1005.1958 | 7573.5
Commercial Existing Buildings | Furnace - High Efficiency | 1 | 18 | 17.5% | 100% | 357 | 0 | 0 | 650 | 542.762 | 5301.45
Commercial Existing Buildings | Furnace - High Efficiency | 1 | 18 | 17.5% | 100% | 357 | 0 | 0 | 650 | 542.762 | 5301.45
Commercial Existing Buildings | Furnace - High Efficiency | 1 | 18 | 17.5% | 100% | 357 | 0 | 0 | 650 | 542.762 | 5301.45
Commercial Existing Buildings | Furnace - High Efficiency | 1 | 18 | 17.5% | 100% | 357 | 0 | 0 | 650 | 542.762 | 5301.45
Commercial Existing Buildings | Furnace - High Efficiency | 1 | 18 | 17.5% | 100% | 357 | 0 | 0 | 650 | 542.762 | 5301.45
Commercial Existing Buildings | Furnace - High Efficiency | 1 | 18 | 17.5% | 100% | 357 | 0 | 0 | 650 | 542.762 | 5301.45
Commercial Existing Buildings | Furnace - High Efficiency | 1 | 18 | 17.5% | 100% | 357 | 0 | 0 | 650 | 542.762 | 5301.45
Commercial Existing Buildings | Furnace - High Efficiency | 1 | 18 | 17.5% | 100% | 357 | 0 | 0 | 650 | 542.762 | 5301.45
Commercial Existing Buildings | Furnace - High Efficiency | 1 | 18 | 17.5% | 100% | 357 | 0 | 0 | 650 | 542.762 | 5301.45
Commercial Existing Buildings | Furnace - High Efficiency | 1 | 18 | 17.5% | 100% | 357 | 0 | 0 | 650 | 542.762 | 5301.45
Commercial Existing Buildings | Furnace - High Efficiency | 1 | 18 | 17.5% | 100% | 357 | 0 | 0 | 650 | 542.762 | 5301.45
Commercial Existing Buildings | Furnace - High Efficiency | 1 | 18 | 17.5% | 100% | 357 | 0 | 0 | 650 | 542.762 | 5301.45
Commercial Existing Buildings | Furnace - High Efficiency | 1 | 18 | 17.5% | 100% | 357 | 0 | 0 | 650 | 542.762 | 5301.45
Commercial Existing Buildings | Furnace - High Efficiency | 1 | 18 | 17.5% | 100% | 357 | 0 | 0 | 650 | 542.762 | 5301.45
Commercial Existing Buildings | Furnace - High Efficiency | 1 | 18 | 17.5% | 100% | 357 | 0 | 0 | 650 | 542.762 | 5301.45
Commercial Existing Buildings | Furnace - High Efficiency | 1 | 18 | 17.5% | 100% | 357 | 0 | 0 | 650 | 542.762 | 5301.45
Commercial Existing Buildings | Furnace - High Efficiency | 1 | 18 | 17.5% | 100% | 357 | 0 | 0 | 650 | 542.762 | 5301.45
Commercial Existing Buildings | Furnace - High Efficiency | 1 | 18 | 17.5% | 100% | 357 | 0 | 0 | 650 | 542.762 | 5301.45
Commercial Existing Buildings | Furnace - High Efficiency | 1 | 18 | 17.5% | 100% | 357 | 0 | 0 | 650 | 542.762 | 5301.45
Commercial Existing Buildings | Furnace - High Efficiency | 1 | 18 | 17.5% | 100% | 357 | 0 | 0 | 650 | 542.762 | 5301.45
Commercial Existing Buildings | Furnace - High Efficiency | 1 | 18 | 17.5% | 100% | 357 | 0 | 0 | 650 | 542.762 | 5301.45
Commercial Existing Buildings | Furnace - High Efficiency | 1 | 18 | 17.5% | 100% | 357 | 0 | 0 | 650 | 542.762 | 5301.45
Commercial Existing Buildings | Furnace - High Efficiency | 1 | 18 | 17.5% | 100% | 357 | 0 | 0 | 650 | 542.762 | 5301.45
Commercial Existing Buildings | Furnace - High Efficiency | 1 | 18 | 17.5% | 100% | 510 | 0 | 0 | 650 | 1005.1958 | 7573.5
Commercial Existing Buildings | Furnace - High Efficiency | 1 | 18 | 17.5% | 100% | 510 | 0 | 0 | 650 | 1005.1958 | 7573.5
Commercial Existing Buildings | Furnace - High Efficiency | 1 | 18 | 17.5% | 100% | 510 | 0 | 0 | 650 | 1005.1958 | 7573.5
Commercial Existing Buildings | Furnace - High Efficiency | 1 | 18 | 17.5% | 100% | 510 | 0 | 0 | 650 | 1005.1958 | 7573.5
Commercial Existing Buildings | Furnace - High Efficiency | 1 | 18 | 17.5% | 100% | 510 | 0 | 0 | 650 | 1005.1958 | 7573.5
Commercial Existing Buildings | Furnace - High Efficiency | 1 | 18 | 17.5% | 100% | 510 | 0 | 0 | 650 | 1005.1958 | 7573.5
Commercial Existing Buildings | Furnace - High Efficiency | 1 | 18 | 17.5% | 100% | 510 | 0 | 0 | 650 | 1005.1958 | 7573.5
Commercial Existing Buildings | Furnace - High Efficiency | 1 | 18 | 17.5% | 100% | 510 | 0 | 0 | 650 | 1005.1958 | 7573.5
Commercial Existing Buildings | Furnace - High Efficiency | 1 | 18 | 17.5% | 100% | 510 | 0 | 0 | 650 | 1005.1958 | 7573.5
Commercial Existing Buildings | Furnace - High Efficiency | 1 | 18 | 17.5% | 100% | 510 | 0 | 0 | 650 | 1005.1958 | 7573.5
Commercial Existing Buildings | Furnace - High Efficiency | 1 | 18 | 17.5% | 100% | 510 | 0 | 0 | 650 | 1005.1958 | 7573.5
Commercial Existing Buildings | Furnace - High Efficiency | 1 | 18 | 17.5% | 100% | 510 | 0 | 0 | 650 | 1005.1958 | 7573.5
Commercial Existing Buildings | Furnace - High Efficiency | 1 | 18 | 17.5% | 100% | 510 | 0 | 0 | 650 | 1005.1958 | 7573.5
Commercial Existing Buildings | Furnace - High Efficiency | 1 | 18 | 17.5% | 100% | 510 | 0 | 0 | 650 | 1005.1958 | 7573.5
Commercial Existing Buildings | Furnace - High Efficiency | 1 | 18 | 17.5% | 100% | 510 | 0 | 0 | 650 | 1005.1958 | 7573.5
Commercial Existing Buildings | Furnace - High Efficiency | 1 | 18 | 17.5% | 100% | 510 | 0 | 0 | 650 | 1005.1958 | 7573.5
Commercial Existing Buildings | Furnace - High Efficiency | 1 | 18 | 17.5% | 100% | 510 | 0 | 0 | 650 | 1005.1958 | 7573.5
Commercial Existing Buildings | Furnace - High Efficiency | 1 | 18 | 17.5% | 100% | 448.8 | 0 | 0 | 650 | 820.2223 | 6664.68
Commercial Existing Buildings | Furnace - High Efficiency | 1 | 18 | 17.5% | 100% | 204 | 0 | 0 | 650 | 80.3283 | 3029.4
Commercial Existing Buildings | Furnace - High Efficiency | 1 | 18 | 17.5% | 100% | 204 | 0 | 0 | 650 | 80.3283 | 3029.4
Commercial Existing Buildings | Furnace - High Efficiency | 16 | 18 | 17.5% | 100% | 204 | 0 | 0 | 650 | 1285.2528 | 48470.4
Commercial Existing Buildings | Furnace - High Efficiency | 1 | 18 | 17.5% | 100% | 204 | 0 | 0 | 650 | 80.3283 | 3029.4
Commercial Existing Buildings | Furnace - High Efficiency | 1 | 18 | 17.5% | 100% | 204 | 0 | 0 | 650 | 80.3283 | 3029.4
Commercial Existing Buildings | Furnace - High Efficiency | 1 | 18 | 17.5% | 100% | 459 | 0 | 0 | 650 | 851.0512 | 6816.15
Commercial Existing Buildings | Furnace - High Efficiency | 1 | 18 | 17.5% | 100% | 459 | 0 | 0 | 650 | 851.0512 | 6816.15
Commercial Existing Buildings | Furnace - High Efficiency | 1 | 18 | 17.5% | 100% | 459 | 0 | 0 | 650 | 851.0512 | 6816.15
Commercial Existing Buildings | Furnace - High Efficiency | 1 | 18 | 17.5% | 100% | 459 | 0 | 0 | 650 | 851.0512 | 6816.15
Commercial Existing Buildings | Furnace - High Efficiency | 1 | 18 | 17.5% | 100% | 459 | 0 | 0 | 650 | 851.0512 | 6816.15
Commercial Existing Buildings | Furnace - High Efficiency | 1 | 18 | 17.5% | 100% | 459 | 0 | 0 | 650 | 851.0512 | 6816.15
Commercial Existing Buildings | Furnace - High Efficiency | 1 | 18 | 17.5% | 100% | 714 | 0 | 0 | 650 | 1621.7741 | 10602.9
Commercial Existing Buildings | Furnace - High Efficiency | 1 | 18 | 17.5% | 100% | 336.6 | 0 | 0 | 650 | 481.1042 | 4998.51
Commercial Existing Buildings | Furnace - High Efficiency | 1 | 18 | 17.5% | 100% | 336.6 | 0 | 0 | 650 | 481.1042 | 4998.51
Commercial Existing Buildings | Furnace - High Efficiency | 1 | 18 | 17.5% | 100% | 336.6 | 0 | 0 | 650 | 481.1042 | 4998.51
Commercial Existing Buildings | Furnace - High Efficiency | 1 | 18 | 17.5% | 100% | 408 | 0 | 0 | 650 | 696.9066 | 6058.8
Commercial Existing Buildings | Furnace - High Efficiency | 5 | 18 | 17.5% | 100% | 408 | 0 | 0 | 650 | 3484.533 | 30294
Commercial Existing Buildings | Furnace - High Efficiency | 1 | 18 | 17.5% | 100% | 408 | 0 | 0 | 650 | 696.9066 | 6058.8
Commercial Existing Buildings | Furnace - High Efficiency | 1 | 18 | 17.5% | 100% | 408 | 0 | 0 | 650 | 696.9066 | 6058.8
Commercial Existing Buildings | Furnace - High Efficiency | 1 | 18 | 17.5% | 100% | 408 | 0 | 0 | 650 | 696.9066 | 6058.8
Commercial Existing Buildings | Furnace - High Efficiency | 1 | 18 | 17.5% | 100% | 408 | 0 | 0 | 650 | 696.9066 | 6058.8
Commercial Existing Buildings | Furnace - High Efficiency | 1 | 18 | 17.5% | 100% | 408 | 0 | 0 | 650 | 696.9066 | 6058.8
Commercial Existing Buildings | Furnace - High Efficiency | 1 | 18 | 17.5% | 100% | 408 | 0 | 0 | 650 | 696.9066 | 6058.8
Commercial Existing Buildings | Furnace - High Efficiency | 1 | 18 | 17.5% | 100% | 408 | 0 | 0 | 650 | 696.9066 | 6058.8
Commercial Existing Buildings | Furnace - High Efficiency | 1 | 18 | 17.5% | 100% | 408 | 0 | 0 | 650 | 696.9066 | 6058.8
Commercial Existing Buildings | Furnace - High Efficiency | 1 | 18 | 17.5% | 100% | 408 | 0 | 0 | 650 | 696.9066 | 6058.8
Commercial Existing Buildings | Furnace - High Efficiency | 1 | 18 | 17.5% | 100% | 408 | 0 | 0 | 650 | 696.9066 | 6058.8
Commercial Existing Buildings | Furnace - High Efficiency | 1 | 18 | 17.5% | 100% | 408 | 0 | 0 | 650 | 696.9066 | 6058.8
Commercial Existing Buildings | Furnace - High Efficiency | 1 | 18 | 17.5% | 100% | 408 | 0 | 0 | 650 | 696.9066 | 6058.8
Commercial Existing Buildings | Furnace - High Efficiency | 1 | 18 | 17.5% | 100% | 408 | 0 | 0 | 650 | 696.9066 | 6058.8
Commercial Existing Buildings | Furnace - High Efficiency | 1 | 18 | 17.5% | 100% | 408 | 0 | 0 | 650 | 696.9066 | 6058.8
Commercial Existing Buildings | Furnace - High Efficiency | 1 | 18 | 17.5% | 100% | 408 | 0 | 0 | 650 | 696.9066 | 6058.8
Commercial Existing Buildings | Furnace - High Efficiency | 3 | 18 | 17.5% | 100% | 408 | 0 | 0 | 650 | 2090.7198 | 18176.4
Commercial Existing Buildings | Furnace - High Efficiency | 1 | 18 | 17.5% | 100% | 408 | 0 | 0 | 650 | 696.9066 | 6058.8
Commercial Existing Buildings | Furnace - High Efficiency | 1 | 18 | 17.5% | 100% | 408 | 0 | 0 | 650 | 696.9066 | 6058.8
Commercial Existing Buildings | Furnace - High Efficiency | 2 | 18 | 17.5% | 100% | 673 | 0 | 0 | 650 | 2995.7078 | 19988.1
Commercial Existing Buildings | Furnace - High Efficiency | 1 | 18 | 17.5% | 100% | 367 | 0 | 0 | 650 | 572.9865 | 5449.95
Commercial Existing Buildings | Furnace - High Efficiency | 1 | 18 | 17.5% | 100% | 367 | 0 | 0 | 650 | 572.9865 | 5449.95
Commercial Existing Buildings | Furnace - High Efficiency | 1 | 18 | 17.5% | 100% | 224 | 0 | 0 | 650 | 140.7772 | 3326.4
Commercial Existing Buildings | Furnace - High Efficiency | 1 | 18 | 17.5% | 100% | 383 | 0 | 0 | 650 | 621.3455 | 5687.55
Commercial Existing Buildings | Furnace - High Efficiency | 1 | 18 | 17.5% | 100% | 408 | 0 | 0 | 650 | 696.9066 | 6058.8
Commercial Existing Buildings | Furnace - High Efficiency | 1 | 18 | 17.5% | 100% | 536 | 0 | 0 | 650 | 1083.7793 | 7959.6
Commercial Existing Buildings | Furnace - High Efficiency | 1 | 18 | 17.5% | 100% | 536 | 0 | 0 | 650 | 1083.7793 | 7959.6
Commercial Existing Buildings | Furnace - High Efficiency | 1 | 18 | 17.5% | 100% | 306 | 0 | 0 | 650 | 388.6175 | 4544.1
Commercial Existing Buildings | Furnace - High Efficiency | 4 | 18 | 17.5% | 100% | 510 | 0 | 0 | 650 | 4020.783 | 30294
Commercial Existing Buildings | Furnace - High Efficiency | 1 | 18 | 17.5% | 100% | 459 | 0 | 0 | 650 | 851.0512 | 6816.15
Commercial Existing Buildings | Furnace - High Efficiency | 1 | 18 | 17.5% | 100% | 408 | 0 | 0 | 650 | 696.9066 | 6058.8
Commercial Existing Buildings | Furnace - High Efficiency | 1 | 18 | 17.5% | 100% | 586.5 | 0 | 0 | 650 | 1236.4126 | 8709.525
Commercial Existing Buildings | ERV | 1 | 14 | 5% | 100% | 17049.6 | 0 | 0 | 20736 | 45001.5847 | 226759.68
Commercial Existing Buildings | ERV | 1 | 14 | 5% | 100% | 7893.12 | 0 | 0 | 9600 | 20833.2574 | 104978.496
Commercial Existing Buildings | ERV | 1 | 14 | 5% | 100% | 22199.04 | 0 | 0 | 27000 | 58592.1704 | 295247.232
Commercial Existing Buildings | ERV | 3 | 14 | 5% | 100% | 413.76 | 0 | 0 | 705 | 2701.2294 | 16509.024
Commercial New Buildings | ERV | 1 | 14 | 5% | 100% | 2698.56 | 0 | 0 | 3450 | 6963.1479 | 35890.848
Commercial New Buildings | ERV | 1 | 14 | 5% | 100% | 22289.28 | 0 | 0 | 28500 | 57509.6182 | 296447.424
Commercial New Buildings | ERV | 1 | 14 | 5% | 100% | 11764.8 | 0 | 0 | 11700 | 33530.7273 | 156471.84
Commercial New Buildings | ERV | 1 | 14 | 5% | 100% | 4458.24 | 0 | 0 | 2850 | 14210.8809 | 59294.592
Commercial New Buildings | ERV | 1 | 14 | 5% | 100% | 2112 | 0 | 0 | 1350 | 6732.2368 | 28089.6
Commercial New Buildings | ERV | 1 | 14 | 5% | 100% | 3191.04 | 0 | 0 | 2040 | 10171.5388 | 42440.832
Commercial New Buildings | ERV | 1 | 14 | 5% | 100% | 2768.64 | 0 | 0 | 1770 | 8825.0914 | 36822.912
Commercial New Buildings | ERV | 1 | 14 | 5% | 100% | 1173.12 | 0 | 0 | 750 | 3739.322 | 15602.496
Commercial New Buildings | ERV | 1 | 14 | 5% | 100% | 1876.8 | 0 | 0 | 1200 | 5982.1866 | 24961.44
Commercial New Buildings | ERV | 1 | 14 | 5% | 100% | 1079.04 | 0 | 0 | 690 | 3439.3019 | 14351.232
Commercial Existing Buildings | ERV | 1 | 14 | 5% | 100% | 7597.44 | 0 | 0 | 9240 | 20053.1943 | 101045.952
Commercial Existing Buildings | ERV | 1 | 14 | 5% | 100% | 49332.48 | 0 | 0 | 30000 | 158709.6805 | 656121.984
Commercial Existing Buildings | ERV | 2 | 14 | 5% | 100% | 4933.44 | 0 | 0 | 6000 | 26043.3933 | 131229.504
Commercial Existing Buildings | ERV | 2 | 14 | 5% | 100% | 4933.44 | 0 | 0 | 6000 | 26043.3933 | 131229.504
Commercial Existing Buildings | ERV | 1 | 14 | 5% | 100% | 8633.28 | 0 | 0 | 10500 | 22787.0584 | 114822.624
Commercial Existing Buildings | ERV | 1 | 14 | 5% | 100% | 5969.28 | 0 | 0 | 7260 | 15755.5608 | 79391.424
Commercial Existing Buildings | ERV | 1 | 14 | 5% | 100% | 7646.4 | 0 | 0 | 9300 | 20181.9905 | 101697.12
Commercial Existing Buildings | ERV | 2 | 14 | 5% | 100% | 6166.08 | 0 | 0 | 7500 | 32548.7771 | 164017.728
Commercial Existing Buildings | ERV | 2 | 14 | 5% | 100% | 653.76 | 0 | 0 | 795 | 3451.3507 | 17390.016
Commercial Existing Buildings | ERV | 1 | 14 | 5% | 100% | 4193.28 | 0 | 0 | 2550 | 13490.3957 | 55770.624
Commercial Existing Buildings | ERV | 2 | 14 | 5% | 100% | 270.72 | 0 | 0 | 846 | 447.2871 | 7201.152
Commercial New Buildings | ERV | 1 | 14 | 5% | 100% | 29375.04 | 0 | 0 | 18780 | 93633.0604 | 390688.032
Commercial New Buildings | ERV | 2 | 14 | 5% | 100% | 7038.72 | 0 | 0 | 9000 | 36321.8642 | 187229.952
Commercial New Buildings | ERV | 3 | 14 | 5% | 100% | 9351.36 | 0 | 0 | 9300 | 79956.2068 | 373119.264
Commercial New Buildings | ERV | 1 | 14 | 5% | 100% | 29656.32 | 0 | 0 | 18960 | 94529.4776 | 394429.056
Commercial New Buildings | ERV | 1 | 14 | 5% | 100% | 21772.8 | 0 | 0 | 13920 | 69400.6508 | 289578.24
Commercial New Buildings | ERV | 1 | 14 | 5% | 100% | 13138.56 | 0 | 0 | 8400 | 41878.9493 | 174742.848
Commercial New Buildings | ERV | 1 | 14 | 5% | 100% | 2580.48 | 0 | 0 | 3300 | 6657.5512 | 34320.384
Commercial New Buildings | ERV | 1 | 14 | 5% | 100% | 3351.36 | 0 | 0 | 6000 | 7017.9302 | 44573.088
Commercial New Buildings | ERV | 1 | 14 | 5% | 100% | 2524.8 | 0 | 0 | 1614 | 8047.9536 | 33579.84
Commercial New Buildings | ERV | 1 | 14 | 5% | 100% | 1351.68 | 0 | 0 | 864 | 4308.6316 | 17977.344
Commercial New Buildings | ERV | 1 | 14 | 5% | 100% | 1769.28 | 0 | 0 | 1131 | 5639.7136 | 23531.424
Commercial New Buildings | ERV | 1 | 14 | 5% | 100% | 924.48 | 0 | 0 | 591 | 2946.8189 | 12295.584
Commercial New Buildings | ERV | 1 | 14 | 5% | 100% | 2346.24 | 0 | 0 | 1500 | 7478.644 | 31204.992
Commercial New Buildings | ERV | 1 | 14 | 5% | 100% | 2130.24 | 0 | 0 | 1362 | 6790.055 | 28332.192
Commercial New Buildings | ERV | 1 | 14 | 5% | 100% | 1290.24 | 0 | 0 | 825 | 4112.5256 | 17160.192
Commercial New Buildings | ERV | 2 | 14 | 5% | 100% | 2580.48 | 0 | 0 | 1650 | 16450.1024 | 68640.768
Commercial New Buildings | ERV | 1 | 14 | 5% | 100% | 89626.56 | 0 | 0 | 57300 | 285684.9304 | 1192033.248
Commercial New Buildings | ERV | 1 | 14 | 5% | 100% | 77895.36 | 0 | 0 | 49800 | 248291.7103 | 1036008.288
Commercial New Buildings | ERV | 1 | 14 | 5% | 100% | 75549.12 | 0 | 0 | 48300 | 240813.0662 | 1004803.296
Commercial New Buildings | ERV | 1 | 14 | 5% | 100% | 63817.92 | 0 | 0 | 40800 | 203419.8461 | 848778.336
Commercial New Buildings | ERV | 1 | 14 | 5% | 100% | 61471.68 | 0 | 0 | 39300 | 195941.2021 | 817573.344
Commercial New Buildings | ERV | 1 | 14 | 5% | 100% | 61471.68 | 0 | 0 | 39300 | 195941.2021 | 817573.344
Commercial New Buildings | ERV | 1 | 14 | 5% | 100% | 22055.04 | 0 | 0 | 14100 | 70300.7111 | 293332.032
Commercial New Buildings | ERV | 1 | 14 | 5% | 100% | 52086.72 | 0 | 0 | 33300 | 166026.626 | 692753.376
Commercial New Buildings | ERV | 1 | 14 | 5% | 100% | 77425.92 | 0 | 0 | 49500 | 246795.2529 | 1029764.736
Commercial New Buildings | ERV | 1 | 14 | 5% | 100% | 35663.04 | 0 | 0 | 22800 | 113676.1178 | 474318.432
Commercial New Buildings | ERV | 1 | 14 | 5% | 100% | 33316.8 | 0 | 0 | 21300 | 106197.4738 | 443113.44
Commercial New Buildings | ERV | 1 | 14 | 5% | 100% | 42232.32 | 0 | 0 | 27000 | 134615.5925 | 561689.856
Commercial New Buildings | ERV | 1 | 14 | 5% | 100% | 48801.6 | 0 | 0 | 31200 | 155555.0671 | 649061.28
Commercial New Buildings | ERV | 1 | 14 | 5% | 100% | 81179.52 | 0 | 0 | 51900 | 258759.6261 | 1079687.616
Commercial New Buildings | ERV | 1 | 14 | 5% | 100% | 46455.36 | 0 | 0 | 29700 | 148076.4231 | 617856.288
Commercial New Buildings | ERV | 1 | 14 | 5% | 100% | 9384.96 | 0 | 0 | 6000 | 29914.5761 | 124819.968
Commercial New Buildings | ERV | 1 | 14 | 5% | 100% | 41762.88 | 0 | 0 | 26700 | 133119.135 | 555446.304
Commercial New Buildings | ERV | 1 | 14 | 5% | 100% | 34724.16 | 0 | 0 | 22200 | 110683.203 | 461831.328
Commercial New Buildings | ERV | 1 | 14 | 5% | 100% | 30031.68 | 0 | 0 | 19200 | 95725.9149 | 399421.344
Commercial New Buildings | ERV | 1 | 14 | 5% | 100% | 62409.6 | 0 | 0 | 39900 | 198930.4739 | 830047.68
Commercial New Buildings | ERV | 1 | 14 | 5% | 100% | 87748.8 | 0 | 0 | 56100 | 279699.1007 | 1167059.04
Commercial New Buildings | ERV | 1 | 14 | 5% | 100% | 57247.68 | 0 | 0 | 36600 | 182476.7284 | 761394.144
Commercial New Buildings | ERV | 1 | 14 | 5% | 100% | 52555.2 | 0 | 0 | 33600 | 167519.4403 | 698984.16
Commercial New Buildings | ERV | 1 | 14 | 5% | 100% | 45516.48 | 0 | 0 | 29100 | 145083.5083 | 605369.184
Commercial New Buildings | ERV | 2 | 14 | 5% | 100% | 33785.28 | 0 | 0 | 21600 | 215380.5763 | 898688.448
Commercial Existing Buildings | ERV | 1 | 14 | 5% | 100% | 5920.32 | 0 | 0 | 3600 | 19046.7646 | 78740.256
Commercial Existing Buildings | ERV | 6 | 14 | 5% | 100% | 5426.88 | 0 | 0 | 6600 | 85945.3838 | 433065.024
Commercial Existing Buildings | ERV | 2 | 14 | 5% | 100% | 2815.68 | 0 | 0 | 3600 | 14530.2029 | 74897.088
Commercial Existing Buildings | ERV | 1 | 14 | 5% | 100% | 3552 | 0 | 0 | 4320 | 9375.3302 | 47241.6
Commercial Existing Buildings | ERV | 15 | 14 | 5% | 100% | 2664 | 0 | 0 | 3240 | 105472.4642 | 531468
Commercial Existing Buildings | ERV | 11 | 14 | 5% | 100% | 4459.2 | 0 | 0 | 3697 | 147508.6133 | 652380.96
Commercial Existing Buildings | ERV | 4 | 14 | 5% | 100% | 3946.56 | 0 | 0 | 4800 | 41666.5149 | 209956.992
Commercial Existing Buildings | ERV | 1 | 14 | 5% | 100% | 7893.12 | 0 | 0 | 9600 | 20833.2574 | 104978.496
Commercial Existing Buildings | ERV | 1 | 14 | 5% | 100% | 3699.84 | 0 | 0 | 4500 | 9765.3617 | 49207.872
Commercial Existing Buildings | ERV | 1 | 14 | 5% | 100% | 19732.8 | 0 | 0 | 24000 | 52083.1436 | 262446.24
Commercial Existing Buildings | ERV | 1 | 14 | 5% | 100% | 3206.4 | 0 | 0 | 3900 | 8462.8278 | 42645.12
Commercial Existing Buildings | ERV | 1 | 14 | 5% | 100% | 2959.68 | 0 | 0 | 3600 | 7811.5608 | 39363.744
Commercial Existing Buildings | ERV | 1 | 14 | 5% | 100% | 5376.96 | 0 | 0 | 3270 | 17298.2914 | 71513.568
Commercial Existing Buildings | ERV | 1 | 14 | 5% | 100% | 2959.68 | 0 | 0 | 3600 | 7811.5608 | 39363.744
Commercial Existing Buildings | ERV | 2 | 14 | 5% | 100% | 1843.2 | 0 | 0 | 3300 | 7719.3589 | 49029.12
Commercial Existing Buildings | ERV | 1 | 14 | 5% | 100% | 2712.96 | 0 | 0 | 3300 | 7160.2938 | 36082.368
Commercial Existing Buildings | ERV | 1 | 14 | 5% | 100% | 2712.96 | 0 | 0 | 3300 | 7160.2938 | 36082.368
Commercial Existing Buildings | ERV | 1 | 14 | 5% | 100% | 19868.16 | 0 | 0 | 24165 | 52440.0654 | 264246.528
Commercial Existing Buildings | ERV | 1 | 14 | 5% | 100% | 2145.6 | 0 | 0 | 3654 | 4670.944 | 28536.48
Commercial Existing Buildings | ERV | 1 | 14 | 5% | 100% | 2466.24 | 0 | 0 | 4200 | 5369.0268 | 32800.992
Commercial Existing Buildings | ERV | 1 | 14 | 5% | 100% | 19495.68 | 0 | 0 | 23712 | 51456.9072 | 259292.544
Commercial Existing Buildings | ERV | 2 | 14 | 5% | 100% | 7011.84 | 0 | 0 | 11940 | 30531.8527 | 186514.944
Commercial Existing Buildings | ERV | 1 | 14 | 5% | 100% | 33483.84 | 0 | 0 | 40725 | 88377.6166 | 445335.072
Commercial Existing Buildings | ERV | 1 | 14 | 5% | 100% | 4069.44 | 0 | 0 | 6930 | 8859.4407 | 54123.552
Commercial Existing Buildings | ERV | 1 | 14 | 5% | 100% | 979.2 | 0 | 0 | 3060 | 808.9234 | 13023.36
Commercial Existing Buildings | ERV | 1 | 14 | 5% | 100% | 1480.32 | 0 | 0 | 1800 | 3907.6019 | 19688.256
Commercial Existing Buildings | ERV | 1 | 14 | 5% | 100% | 881.28 | 0 | 0 | 1500 | 1919.3311 | 11721.024
Commercial Existing Buildings | ERV | 1 | 14 | 5% | 100% | 881.28 | 0 | 0 | 1500 | 1919.3311 | 11721.024
Commercial Existing Buildings | ERV | 1 | 14 | 5% | 100% | 912.96 | 0 | 0 | 1110 | 2410.0522 | 12142.368
Commercial Existing Buildings | ERV | 6 | 14 | 5% | 100% | 1233.6 | 0 | 0 | 1500 | 19538.0096 | 98441.28
Commercial Existing Buildings | ERV | 1 | 14 | 5% | 100% | 1233.6 | 0 | 0 | 1500 | 3256.3349 | 16406.88
Commercial Existing Buildings | ERV | 1 | 14 | 5% | 100% | 986.88 | 0 | 0 | 1200 | 2605.0679 | 13125.504
Commercial Existing Buildings | ERV | 3 | 14 | 5% | 100% | 1307.52 | 0 | 0 | 1590 | 10354.0522 | 52170.048
Commercial Existing Buildings | ERV | 6 | 14 | 5% | 100% | 838.08 | 0 | 0 | 1500 | 10532.3598 | 66878.784
Commercial Existing Buildings | ERV | 1 | 14 | 5% | 100% | 792.96 | 0 | 0 | 1350 | 1726.6694 | 10546.368
Commercial Existing Buildings | ERV | 1 | 14 | 5% | 100% | 792.96 | 0 | 0 | 1350 | 1726.6694 | 10546.368
Commercial Existing Buildings | ERV | 1 | 14 | 5% | 100% | 2910.72 | 0 | 0 | 1770 | 9364.2646 | 38712.576
Commercial Existing Buildings | ERV | 1 | 14 | 5% | 100% | 1295.04 | 0 | 0 | 1575 | 3418.2409 | 17224.032
Commercial Existing Buildings | ERV | 2 | 14 | 5% | 100% | 2639.04 | 0 | 0 | 1605 | 16980.056 | 70198.464
Commercial Existing Buildings | ERV | 2 | 14 | 5% | 100% | 3847.68 | 0 | 0 | 2340 | 24756.7866 | 102348.288
Commercial Existing Buildings | ERV | 1 | 14 | 5% | 100% | 1149.12 | 0 | 0 | 1398 | 3032.6455 | 15283.296
Commercial Existing Buildings | ERV | 1 | 14 | 5% | 100% | 616.32 | 0 | 0 | 750 | 1626.3459 | 8197.056
Commercial Existing Buildings | ERV | 1 | 14 | 5% | 100% | 2466.24 | 0 | 0 | 3000 | 6509.0268 | 32800.992
Commercial Existing Buildings | ERV | 1 | 14 | 5% | 100% | 2466.24 | 0 | 0 | 3000 | 6509.0268 | 32800.992
Commercial Existing Buildings | ERV | 1 | 14 | 5% | 100% | 3107.52 | 0 | 0 | 1890 | 9997.0924 | 41330.016
Commercial Existing Buildings | ERV | 1 | 14 | 5% | 100% | 2219.52 | 0 | 0 | 2700 | 5857.7598 | 29519.616
Commercial New Buildings | ERV | 1 | 14 | 5% | 100% | 15418.56 | 0 | 0 | 27600 | 32291.2221 | 205066.848
Commercial New Buildings | ERV | 3 | 14 | 5% | 100% | 8379.84 | 0 | 0 | 15000 | 52650.8699 | 334355.616
Commercial New Buildings | ERV | 2 | 14 | 5% | 100% | 6033.6 | 0 | 0 | 6000 | 34393.2919 | 160493.76
Commercial New Buildings | ERV | 1 | 14 | 5% | 100% | 3285.12 | 0 | 0 | 4200 | 8476.5589 | 43692.096
Commercial New Buildings | ERV | 3 | 14 | 5% | 100% | 18099.84 | 0 | 0 | 18000 | 154758.8844 | 722183.616
Commercial New Buildings | ERV | 4 | 14 | 5% | 100% | 5426.88 | 0 | 0 | 6600 | 57296.9226 | 288710.016
Commercial New Buildings | ERV | 2 | 14 | 5% | 100% | 18099.84 | 0 | 0 | 18000 | 103172.5896 | 481455.744
Commercial New Buildings | ERV | 1 | 14 | 5% | 100% | 3258.24 | 0 | 0 | 3240 | 9286.5531 | 43334.592
Commercial New Buildings | ERV | 1 | 14 | 5% | 100% | 1676.16 | 0 | 0 | 3000 | 3510.7866 | 22292.928
Commercial New Buildings | ERV | 1 | 14 | 5% | 100% | 5394.24 | 0 | 0 | 6897 | 13918.2165 | 71743.392
Commercial New Buildings | ERV | 1 | 14 | 5% | 100% | 42232.32 | 0 | 0 | 54000 | 108965.5925 | 561689.856
Commercial New Buildings | ERV | 1 | 14 | 5% | 100% | 11614.08 | 0 | 0 | 14850 | 29966.2665 | 154467.264
Commercial New Buildings | ERV | 2 | 14 | 5% | 100% | 2815.68 | 0 | 0 | 3600 | 14530.2029 | 74897.088
Commercial New Buildings | ERV | 1 | 14 | 5% | 100% | 35193.6 | 0 | 0 | 45000 | 90804.6604 | 468074.88
Commercial New Buildings | ERV | 1 | 14 | 5% | 100% | 6703.68 | 0 | 0 | 12000 | 14039.5034 | 89158.944
Commercial New Buildings | ERV | 1 | 14 | 5% | 100% | 7672.32 | 0 | 0 | 9810 | 19795.8531 | 102041.856
Commercial New Buildings | ERV | 1 | 14 | 5% | 100% | 6485.76 | 0 | 0 | 6450 | 18485.0282 | 86260.608
Commercial New Buildings | ERV | 2 | 14 | 5% | 100% | 11764.8 | 0 | 0 | 11700 | 67061.4546 | 312943.68
Commercial New Buildings | ERV | 1 | 14 | 5% | 100% | 6289.92 | 0 | 0 | 7650 | 16601.8436 | 83655.936
Commercial New Buildings | ERV | 1 | 14 | 5% | 100% | 5865.6 | 0 | 0 | 7500 | 15134.1101 | 78012.48
Commercial New Buildings | ERV | 1 | 14 | 5% | 100% | 9971.52 | 0 | 0 | 12750 | 25727.9871 | 132621.216
Commercial New Buildings | ERV | 1 | 14 | 5% | 100% | 5279.04 | 0 | 0 | 5250 | 15045.6991 | 70211.232
Commercial New Buildings | ERV | 2 | 14 | 5% | 100% | 3519.36 | 0 | 0 | 4500 | 18160.9321 | 93614.976
Commercial New Buildings | ERV | 2 | 14 | 5% | 100% | 3519.36 | 0 | 0 | 4500 | 18160.9321 | 93614.976
Commercial New Buildings | ERV | 1 | 14 | 5% | 100% | 6848.64 | 0 | 0 | 8757 | 17670.4558 | 91086.912
Commercial New Buildings | ERV | 1 | 14 | 5% | 100% | 1726.08 | 0 | 0 | 3090 | 3614.7258 | 22956.864
Commercial New Buildings | ERV | 2 | 14 | 5% | 100% | 7646.4 | 0 | 0 | 9300 | 40363.9809 | 203394.24
Commercial New Buildings | ERV | 1 | 14 | 5% | 100% | 12066.24 | 0 | 0 | 12000 | 34389.6488 | 160480.992
Commercial New Buildings | ERV | 1 | 14 | 5% | 100% | 12066.24 | 0 | 0 | 12000 | 34389.6488 | 160480.992
Commercial New Buildings | ERV | 1 | 14 | 5% | 100% | 10675.2 | 0 | 0 | 13650 | 27543.3517 | 141980.16
Commercial New Buildings | ERV | 1 | 14 | 5% | 100% | 5396.16 | 0 | 0 | 6900 | 13922.6526 | 71768.928
Commercial New Buildings | ERV | 1 | 14 | 5% | 100% | 7742.4 | 0 | 0 | 9900 | 19976.2967 | 102973.92
Commercial New Buildings | ERV | 1 | 14 | 5% | 100% | 10458.24 | 0 | 0 | 12720 | 27603.5196 | 139094.592
Commercial New Buildings | ERV | 1 | 14 | 5% | 100% | 4189.44 | 0 | 0 | 7500 | 8773.3235 | 55719.552
Commercial New Buildings | ERV | 1 | 14 | 5% | 100% | 16289.28 | 0 | 0 | 16200 | 46425.4795 | 216647.424
Commercial New Buildings | ERV | 1 | 14 | 5% | 100% | 10205.76 | 0 | 0 | 13050 | 26331.8943 | 135736.608
Commercial New Buildings | ERV | 2 | 14 | 5% | 100% | 1809.6 | 0 | 0 | 3240 | 7578.3445 | 48135.36
Commercial New Buildings | ERV | 1 | 14 | 5% | 100% | 3167.04 | 0 | 0 | 4050 | 8170.9622 | 42121.632
Commercial New Buildings | ERV | 1 | 14 | 5% | 100% | 3167.04 | 0 | 0 | 4050 | 8170.9622 | 42121.632
Commercial New Buildings | ERV | 1 | 14 | 5% | 100% | 3167.04 | 0 | 0 | 4050 | 8170.9622 | 42121.632
Commercial New Buildings | ERV | 1 | 14 | 5% | 100% | 31841.28 | 0 | 0 | 57000 | 66683.0872 | 423489.024
Commercial New Buildings | ERV | 1 | 14 | 5% | 100% | 3351.36 | 0 | 0 | 6000 | 7017.9302 | 44573.088
Commercial New Buildings | ERV | 1 | 14 | 5% | 100% | 3351.36 | 0 | 0 | 6000 | 7017.9302 | 44573.088
Commercial New Buildings | ERV | 1 | 14 | 5% | 100% | 4652.16 | 0 | 0 | 5949 | 12002.7294 | 61873.728
Commercial New Buildings | ERV | 1 | 14 | 5% | 100% | 6744.96 | 0 | 0 | 8625 | 17402.405 | 89707.968
Commercial New Buildings | ERV | 1 | 14 | 5% | 100% | 754.56 | 0 | 0 | 1350 | 1580.9469 | 10035.648
Commercial New Buildings | ERV | 1 | 14 | 5% | 100% | 1525.44 | 0 | 0 | 1950 | 3936.3258 | 20288.352
Commercial New Buildings | ERV | 1 | 14 | 5% | 100% | 1525.44 | 0 | 0 | 1950 | 3936.3258 | 20288.352
Commercial New Buildings | ERV | 1 | 14 | 5% | 100% | 1525.44 | 0 | 0 | 1950 | 3936.3258 | 20288.352
Commercial New Buildings | ERV | 1 | 14 | 5% | 100% | 938.88 | 0 | 0 | 600 | 2992.9148 | 12487.104
Commercial New Buildings | ERV | 1 | 14 | 5% | 100% | 938.88 | 0 | 0 | 600 | 2992.9148 | 12487.104
Commercial New Buildings | ERV | 1 | 14 | 5% | 100% | 1314.24 | 0 | 0 | 1680 | 3391.3522 | 17479.392
Commercial New Buildings | ERV | 1 | 14 | 5% | 100% | 1676.16 | 0 | 0 | 3000 | 3510.7866 | 22292.928
Commercial New Buildings | ERV | 1 | 14 | 5% | 100% | 503.04 | 0 | 0 | 900 | 1053.9646 | 6690.432
Commercial New Buildings | ERV | 1 | 14 | 5% | 100% | 1056 | 0 | 0 | 1350 | 2724.8684 | 14044.8
Commercial New Buildings | ERV | 1 | 14 | 5% | 100% | 1056 | 0 | 0 | 1350 | 2724.8684 | 14044.8
Commercial New Buildings | ERV | 1 | 14 | 5% | 100% | 1056 | 0 | 0 | 1350 | 2724.8684 | 14044.8
Commercial New Buildings | ERV | 1 | 14 | 5% | 100% | 2413.44 | 0 | 0 | 2400 | 6878.6584 | 32098.752
Commercial New Buildings | ERV | 4 | 14 | 5% | 100% | 1206.72 | 0 | 0 | 1200 | 13757.3168 | 64197.504
Commercial New Buildings | ERV | 1 | 14 | 5% | 100% | 4692.48 | 0 | 0 | 3000 | 14957.2881 | 62409.984
Commercial New Buildings | ERV | 1 | 14 | 5% | 100% | 2346.24 | 0 | 0 | 3000 | 6053.644 | 31204.992
Commercial New Buildings | ERV | 1 | 14 | 5% | 100% | 1173.12 | 0 | 0 | 1500 | 3026.822 | 15602.496
Commercial New Buildings | ERV | 1 | 14 | 5% | 100% | 921.6 | 0 | 0 | 1650 | 1929.8397 | 12257.28
Commercial New Buildings | ERV | 1 | 14 | 5% | 100% | 1290.24 | 0 | 0 | 1650 | 3328.7756 | 17160.192
Commercial New Buildings | ERV | 1 | 14 | 5% | 100% | 1290.24 | 0 | 0 | 1650 | 3328.7756 | 17160.192
Commercial New Buildings | ERV | 1 | 14 | 5% | 100% | 1290.24 | 0 | 0 | 1650 | 3328.7756 | 17160.192
Commercial New Buildings | ERV | 1 | 14 | 5% | 100% | 1382.4 | 0 | 0 | 2475 | 2894.7596 | 18385.92
Commercial New Buildings | ERV | 1 | 14 | 5% | 100% | 1256.64 | 0 | 0 | 2250 | 2631.2684 | 16713.312
Commercial New Buildings | ERV | 1 | 14 | 5% | 100% | 820.8 | 0 | 0 | 1050 | 2117.3182 | 10916.64
Commercial New Buildings | ERV | 1 | 14 | 5% | 100% | 1407.36 | 0 | 0 | 1800 | 3630.7292 | 18717.888
Commercial Existing Buildings | ERV | 1 | 14 | 5% | 100% | 2113.92 | 0 | 0 | 3600 | 4602.023 | 28115.136
Commercial Existing Buildings | ERV | 1 | 14 | 5% | 100% | 4933.44 | 0 | 0 | 3000 | 15871.6967 | 65614.752
Commercial New Buildings | ERV | 1 | 14 | 5% | 100% | 7038.72 | 0 | 0 | 4500 | 22435.9321 | 93614.976
Commercial Existing Buildings | ERV | 2 | 14 | 5% | 100% | 9866.88 | 0 | 0 | 12000 | 52086.7867 | 262459.008
Commercial Existing Buildings | ERV | 1 | 14 | 5% | 100% | 5074.56 | 0 | 0 | 4800 | 14697.2268 | 67491.648
Commercial Existing Buildings | ERV | 1 | 14 | 5% | 100% | 5426.88 | 0 | 0 | 6600 | 14324.2306 | 72177.504
Commercial Existing Buildings | ERV | 2 | 14 | 5% | 100% | 5426.88 | 0 | 0 | 6600 | 28648.4613 | 144355.008
Commercial Existing Buildings | ERV | 1 | 14 | 5% | 100% | 24912.96 | 0 | 0 | 30300 | 65756.1072 | 331342.368
Commercial Existing Buildings | ERV | 1 | 14 | 5% | 100% | 24912.96 | 0 | 0 | 30300 | 65756.1072 | 331342.368
Commercial Existing Buildings | ERV | 1 | 14 | 5% | 100% | 16773.12 | 0 | 0 | 20400 | 44271.5828 | 223082.496
Commercial Existing Buildings | ERV | 1 | 14 | 5% | 100% | 16773.12 | 0 | 0 | 20400 | 44271.5828 | 223082.496
Commercial Existing Buildings | ERV | 2 | 14 | 5% | 100% | 12333.12 | 0 | 0 | 7500 | 79354.8403 | 328060.992
Commercial Existing Buildings | ERV | 1 | 14 | 5% | 100% | 3503.04 | 0 | 0 | 2905 | 10533.784 | 46590.432
Commercial Existing Buildings | ERV | 1 | 14 | 5% | 100% | 3699.84 | 0 | 0 | 4500 | 9765.3617 | 49207.872
Commercial Existing Buildings | ERV | 2 | 14 | 5% | 100% | 7646.4 | 0 | 0 | 9300 | 40363.9809 | 203394.24
Commercial Existing Buildings | ERV | 1 | 14 | 5% | 100% | 7047.36 | 0 | 0 | 12000 | 15343.7196 | 93729.888
Commercial Existing Buildings | ERV | 1 | 14 | 5% | 100% | 5549.76 | 0 | 0 | 3375 | 17854.2926 | 73811.808
Commercial Existing Buildings | ERV | 2 | 14 | 5% | 100% | 5708.16 | 0 | 0 | 5400 | 33063.2957 | 151837.056
Commercial Existing Buildings | ERV | 1 | 14 | 5% | 100% | 1296 | 0 | 0 | 4050 | 1070.634 | 17236.8
Commercial Existing Buildings | ERV | 2 | 14 | 5% | 100% | 1566.72 | 0 | 0 | 1905 | 8271.455 | 41674.752
Commercial Existing Buildings | ERV | 1 | 14 | 5% | 100% | 174.72 | 0 | 0 | 297 | 380.8873 | 2323.776
Commercial Existing Buildings | ERV | 1 | 14 | 5% | 100% | 986.88 | 0 | 0 | 1200 | 2605.0679 | 13125.504
Commercial Existing Buildings | ERV | 2 | 14 | 5% | 100% | 1109.76 | 0 | 0 | 1350 | 5857.7598 | 29519.616
Commercial Existing Buildings | ERV | 2 | 14 | 5% | 100% | 2466.24 | 0 | 0 | 3000 | 13018.0536 | 65601.984
Commercial Existing Buildings | ERV | 1 | 14 | 5% | 100% | 2466.24 | 0 | 0 | 3000 | 6509.0268 | 32800.992
Commercial New Buildings | ERV | 1 | 14 | 5% | 100% | 6033.6 | 0 | 0 | 10800 | 12636.646 | 80246.88
Commercial New Buildings | ERV | 2 | 14 | 5% | 100% | 6033.6 | 0 | 0 | 6000 | 34393.2919 | 160493.76
Commercial New Buildings | ERV | 2 | 14 | 5% | 100% | 18099.84 | 0 | 0 | 18000 | 103172.5896 | 481455.744
Commercial New Buildings | ERV | 1 | 14 | 5% | 100% | 4022.4 | 0 | 0 | 7200 | 8424.4306 | 53497.92
Commercial New Buildings | ERV | 1 | 14 | 5% | 100% | 7508.16 | 0 | 0 | 4800 | 23932.3895 | 99858.528
Commercial New Buildings | ERV | 1 | 14 | 5% | 100% | 32847.36 | 0 | 0 | 21000 | 104701.0164 | 436869.888
Commercial New Buildings | ERV | 1 | 14 | 5% | 100% | 28154.88 | 0 | 0 | 18000 | 89743.7283 | 374459.904
Commercial New Buildings | ERV | 1 | 14 | 5% | 100% | 21116.16 | 0 | 0 | 13500 | 67307.7962 | 280844.928
Commercial New Buildings | ERV | 1 | 14 | 5% | 100% | 6485.76 | 0 | 0 | 6450 | 18485.0282 | 86260.608
Commercial New Buildings | ERV | 1 | 14 | 5% | 100% | 7038.72 | 0 | 0 | 4500 | 22435.9321 | 93614.976
Commercial New Buildings | ERV | 2 | 14 | 5% | 100% | 13936.32 | 0 | 0 | 8910 | 88843.668 | 370706.112
Commercial New Buildings | ERV | 1 | 14 | 5% | 100% | 2580.48 | 0 | 0 | 3300 | 6657.5512 | 34320.384
Commercial New Buildings | ERV | 1 | 14 | 5% | 100% | 8043.84 | 0 | 0 | 14400 | 16845.2182 | 106983.072
Commercial New Buildings | ERV | 1 | 14 | 5% | 100% | 3285.12 | 0 | 0 | 2100 | 10471.5589 | 43692.096
Commercial New Buildings | ERV | 51 | 14 | 5% | 100% | 469.44 | 0 | 0 | 300 | 76319.3283 | 318421.152
Commercial New Buildings | ERV | 60 | 14 | 5% | 100% | 469.44 | 0 | 0 | 300 | 89787.4451 | 374613.12
Commercial New Buildings | ERV | 23 | 14 | 5% | 100% | 2346.24 | 0 | 0 | 3000 | 139233.8126 | 717714.816
Commercial New Buildings | ERV | 16 | 14 | 5% | 100% | 4459.2 | 0 | 0 | 3697 | 214557.983 | 948917.76
Commercial New Buildings | ERV | 1 | 14 | 5% | 100% | 3753.6 | 0 | 0 | 2400 | 11964.3732 | 49922.88
Commercial New Buildings | ERV | 1 | 14 | 5% | 100% | 6217.92 | 0 | 0 | 3975 | 19819.8639 | 82698.336
Commercial New Buildings | ERV | 1 | 14 | 5% | 100% | 11825.28 | 0 | 0 | 7560 | 37693.2402 | 157276.224
Commercial Existing Buildings | ERV | 2 | 14 | 5% | 100% | 138130.56 | 0 | 0 | 84000 | 888771.2965 | 3674272.896
Commercial Existing Buildings | Destratification Fan | 1 | 15 | 10% | 100% | 2800 | 0 | -19 | 7021 | 2116.2299 | 37800
Commercial Existing Buildings | Destratification Fan | 1 | 15 | 10% | 100% | 3350 | 0 | -23 | 7021 | 3772.9551 | 45225
Commercial Existing Buildings | Destratification Fan | 1 | 15 | 10% | 100% | 4500 | 0 | -31 | 7021 | 7237.2549 | 60750
Commercial Existing Buildings | Destratification Fan | 1 | 15 | 10% | 100% | 10000 | 0 | -68 | 7021 | 23806.4705 | 135000
Commercial Existing Buildings | Destratification Fan | 2 | 15 | 10% | 100% | 9000 | 0 | -61 | 7021 | 41588.1287 | 243000
Commercial Existing Buildings | Destratification Fan | 2 | 15 | 10% | 100% | 26000 | 0 | -177 | 7021 | 144013.8649 | 702000
Commercial New Buildings | Destratification Fan | 2 | 15 | 10% | 100% | 7020 | 0 | -123 | 7021 | 29559.6955 | 189540
Commercial Existing Buildings | Destratification Fan | 1 | 15 | 10% | 100% | 7020 | 0 | -123 | 7021 | 14779.8478 | 94770
Commercial Existing Buildings | Destratification Fan | 1 | 15 | 10% | 100% | 7020 | 0 | -123 | 7021 | 14779.8478 | 94770
Commercial Existing Buildings | Destratification Fan | 1 | 15 | 10% | 100% | 8250 | 0 | -56 | 7021 | 18534.5961 | 111375
Commercial Existing Buildings | Condensing Boiler | 3 | 25 | 5% | 100% | 4162 | 0 | 0 | 4800 | 35712.4092 | 296542.5
Commercial Existing Buildings | Condensing Boiler | 3 | 25 | 5% | 100% | 5202 | 0 | 0 | 6000 | 44634.5778 | 370642.5
Commercial Existing Buildings | Condensing Boiler | 2 | 25 | 5% | 100% | 5202 | 0 | 0 | 6000 | 29756.3852 | 247095
Commercial Existing Buildings | Condensing Boiler | 1 | 25 | 5% | 100% | 4151 | 0 | 0 | 4788 | 11872.0223 | 98586.25
Commercial Existing Buildings | Condensing Boiler | 2 | 25 | 5% | 100% | 4151 | 0 | 0 | 4788 | 23744.0447 | 197172.5
Commercial Existing Buildings | Condensing Boiler | 1 | 25 | 5% | 100% | 4151 | 0 | 0 | 4788 | 11872.0223 | 98586.25
Commercial Existing Buildings | Condensing Boiler | 1 | 25 | 5% | 100% | 4151 | 0 | 0 | 4788 | 11872.0223 | 98586.25
Commercial Existing Buildings | Condensing Boiler | 3 | 25 | 5% | 100% | 3224 | 0 | 0 | 3720 | 27658.7226 | 229710
Commercial Existing Buildings | Condensing Boiler | 3 | 25 | 5% | 100% | 3224 | 0 | 0 | 3720 | 27658.7226 | 229710
Commercial Existing Buildings | Condensing Boiler | 3 | 25 | 5% | 100% | 3224 | 0 | 0 | 3720 | 27658.7226 | 229710
Commercial Existing Buildings | Condensing Boiler | 2 | 25 | 5% | 100% | 4680 | 0 | 0 | 5400 | 26766.5057 | 222300
Commercial Existing Buildings | Condensing Boiler | 1 | 25 | 5% | 100% | 4680 | 0 | 0 | 5400 | 13383.2529 | 111150
Commercial Existing Buildings | Condensing Boiler | 3 | 25 | 5% | 100% | 8320 | 0 | 0 | 9600 | 71377.3485 | 592800
Commercial Existing Buildings | Condensing Boiler | 3 | 25 | 5% | 100% | 4160 | 0 | 0 | 4800 | 35688.6743 | 296400
Commercial Existing Buildings | Condensing Boiler | 1 | 25 | 5% | 100% | 4160 | 0 | 0 | 4800 | 11896.2248 | 98800
Commercial Existing Buildings | Condensing Boiler | 1 | 25 | 5% | 100% | 4160 | 0 | 0 | 4800 | 11896.2248 | 98800
Commercial Existing Buildings | Condensing Boiler | 2 | 25 | 5% | 100% | 7800 | 0 | 0 | 9000 | 44610.8428 | 370500
Commercial Existing Buildings | Condensing Boiler | 1 | 25 | 5% | 100% | 3120 | 0 | 0 | 3600 | 8922.1686 | 74100
Commercial Existing Buildings | Condensing Boiler | 2 | 25 | 5% | 100% | 20807 | 0 | 0 | 24000.01 | 119017.6101 | 988332.5
Commercial Existing Buildings | Condensing Boiler | 2 | 25 | 5% | 100% | 2601 | 0 | 0 | 3000 | 14878.1926 | 123547.5
Commercial Existing Buildings | Condensing Boiler | 1 | 25 | 5% | 100% | 2601 | 0 | 0 | 3000 | 7439.0963 | 61773.75
Commercial Existing Buildings | Condensing Boiler | 1 | 25 | 5% | 100% | 2081 | 0 | 0 | 2400 | 5952.0682 | 49423.75
Commercial Existing Buildings | Condensing Boiler | 1 | 25 | 5% | 100% | 2081 | 0 | 0 | 2400 | 5952.0682 | 49423.75
Commercial Existing Buildings | Condensing Boiler | 1 | 25 | 5% | 100% | 1561 | 0 | 0 | 1800 | 4465.0401 | 37073.75
Commercial Existing Buildings | Condensing Boiler | 1 | 25 | 5% | 100% | 1561 | 0 | 0 | 1800 | 4465.0401 | 37073.75
Commercial Existing Buildings | Condensing Boiler | 1 | 25 | 5% | 100% | 1561 | 0 | 0 | 1800 | 4465.0401 | 37073.75
Commercial Existing Buildings | Condensing Boiler | 2 | 25 | 5% | 100% | 2393 | 0 | 0 | 2760 | 13688.5701 | 113667.5
Commercial Existing Buildings | Condensing Boiler | 2 | 25 | 5% | 100% | 2548 | 0 | 0 | 2940 | 14572.8753 | 121030
Commercial Existing Buildings | Condensing Boiler | 1 | 25 | 5% | 100% | 2600 | 0 | 0 | 3000 | 7435.1405 | 61750
Commercial Existing Buildings | Condensing Boiler | 1 | 25 | 5% | 100% | 2600 | 0 | 0 | 3000 | 7435.1405 | 61750
Commercial Existing Buildings | Condensing Boiler | 1 | 25 | 5% | 100% | 2600 | 0 | 0 | 3000 | 7435.1405 | 61750
Commercial Existing Buildings | Condensing Boiler | 1 | 25 | 5% | 100% | 2080 | 0 | 0 | 2400 | 5948.1124 | 49400
Commercial Existing Buildings | Condensing Boiler | 1 | 25 | 5% | 100% | 1560 | 0 | 0 | 1800 | 4461.0843 | 37050
Commercial Existing Buildings | Condensing Boiler | 2 | 25 | 5% | 100% | 1560 | 0 | 0 | 1800 | 8922.1686 | 74100
Commercial Existing Buildings | Condensing Boiler | 2 | 25 | 5% | 100% | 1560 | 0 | 0 | 1800 | 8922.1686 | 74100
Commercial Existing Buildings | Condensing Boiler | 3 | 25 | 5% | 100% | 2392 | 0 | 0 | 2760 | 20520.9877 | 170430
Commercial Existing Buildings | Condensing Boiler | 1 | 25 | 5% | 100% | 1289.6 | 0 | 0 | 1488 | 3687.8297 | 30628
Commercial Existing Buildings | Condensing Boiler | 2 | 25 | 5% | 100% | 1040 | 0 | 0 | 1200 | 5948.1124 | 49400
Commercial Existing Buildings | Condensing Boiler | 1 | 25 | 5% | 100% | 1820 | 0 | 0 | 2100 | 5204.5983 | 43225
Commercial Existing Buildings | Condensing Boiler | 3 | 25 | 5% | 100% | 1820 | 0 | 0 | 2100 | 15613.795 | 129675
Commercial Existing Buildings | Condensing Boiler | 1 | 25 | 5% | 100% | 1144 | 0 | 0 | 1320 | 3271.4618 | 27170
Commercial Existing Buildings | Condensing Boiler | 1 | 25 | 5% | 100% | 1144 | 0 | 0 | 1320 | 3271.4618 | 27170
Commercial Existing Buildings | Condensing Boiler | 1 | 25 | 5% | 100% | 1144 | 0 | 0 | 1320 | 3271.4618 | 27170
Commercial New Buildings | Condensing Boiler | 3 | 25 | 5% | 100% | 4151 | 0 | 0 | 4788 | 35616.067 | 295758.75
Commercial New Buildings | Condensing Boiler | 2 | 25 | 5% | 100% | 2393 | 0 | 0 | 2760 | 13688.5701 | 113667.5
Commercial New Buildings | Condensing Boiler | 2 | 25 | 5% | 100% | 2548 | 0 | 0 | 2940 | 14572.8753 | 121030
Commercial New Buildings | Condensing Boiler | 2 | 25 | 5% | 100% | 1768 | 0 | 0 | 2040 | 10111.791 | 83980
Commercial Existing Buildings | Condensing Boiler | 3 | 25 | 5% | 100% | 4162 | 0 | 0 | 4800 | 35712.4092 | 296542.5
Commercial Existing Buildings | Condensing Boiler | 2 | 25 | 5% | 100% | 4151 | 0 | 0 | 4788 | 23744.0447 | 197172.5
Commercial Existing Buildings | Condensing Boiler | 4 | 25 | 5% | 100% | 4151 | 0 | 0 | 4788 | 47488.0894 | 394345
Commercial Existing Buildings | Condensing Boiler | 1 | 25 | 5% | 100% | 4151 | 0 | 0 | 4788 | 11872.0223 | 98586.25
Commercial Existing Buildings | Condensing Boiler | 5 | 25 | 5% | 100% | 4150 | 0 | 0 | 4788 | 59340.3326 | 492812.5
Commercial Existing Buildings | Condensing Boiler | 2 | 25 | 5% | 100% | 4150 | 0 | 0 | 4788 | 23736.133 | 197125
Commercial Existing Buildings | Condensing Boiler | 1 | 25 | 5% | 100% | 7800 | 0 | 0 | 9000 | 22305.4214 | 185250
Commercial Existing Buildings | Condensing Boiler | 3 | 25 | 5% | 100% | 7800 | 0 | 0 | 9000 | 66916.2643 | 555750
Commercial Existing Buildings | Condensing Boiler | 3 | 25 | 5% | 100% | 7800 | 0 | 0 | 9000 | 66916.2643 | 555750
Commercial Existing Buildings | Condensing Boiler | 2 | 25 | 5% | 100% | 7800 | 0 | 0 | 9000 | 44610.8428 | 370500
Commercial Existing Buildings | Condensing Boiler | 3 | 25 | 5% | 100% | 10920 | 0 | 0 | 12600 | 93682.77 | 778050
Commercial Existing Buildings | Condensing Boiler | 1 | 25 | 5% | 100% | 15600 | 0 | 0 | 18000 | 44610.8428 | 370500
Commercial Existing Buildings | Condensing Boiler | 1 | 25 | 5% | 100% | 20800 | 0 | 0 | 24000 | 59481.1238 | 494000
Commercial Existing Buildings | Condensing Boiler | 3 | 25 | 5% | 100% | 2601 | 0 | 0 | 3000 | 22317.2889 | 185321.25
Commercial Existing Buildings | Condensing Boiler | 3 | 25 | 5% | 100% | 2393 | 0 | 0 | 2760 | 20532.8552 | 170501.25
Commercial Existing Buildings | Condensing Boiler | 3 | 25 | 5% | 100% | 1612 | 0 | 0 | 1860 | 13829.3613 | 114855
Commercial New Buildings | Condensing Boiler | 2 | 25 | 5% | 100% | 3720 | 0 | 0 | 3720 | 22363.325 | 176700
Commercial New Buildings | Condensing Boiler | 2 | 25 | 5% | 100% | 5202 | 0 | 0 | 6000 | 29756.3852 | 247095
Commercial New Buildings | Condensing Boiler | 3 | 25 | 5% | 100% | 4151 | 0 | 0 | 4788 | 35616.067 | 295758.75
Commercial New Buildings | Condensing Boiler | 2 | 25 | 5% | 100% | 4680 | 0 | 0 | 5400 | 26766.5057 | 222300
Commercial New Buildings | Condensing Boiler | 3 | 25 | 5% | 100% | 15605 | 0 | 0 | 18000.01 | 133891.8374 | 1111856.25
Commercial New Buildings | Condensing Boiler | 1 | 25 | 5% | 100% | 2081 | 0 | 0 | 2400 | 5952.0682 | 49423.75
Commercial New Buildings | Condensing Boiler | 2 | 25 | 5% | 100% | 2548 | 0 | 0 | 2940 | 14572.8753 | 121030
Commercial Existing Buildings | Condensing Boiler | 4 | 25 | 5% | 100% | 4160 | 0 | 0 | 12522.34 | 18240.007 | 395200
Commercial Existing Buildings | Condensing Boiler | 2 | 25 | 5% | 100% | 20800 | 0 | 0 | 24000 | 118962.2476 | 988000
Commercial Existing Buildings | Condensing Boiler | 1 | 25 | 5% | 100% | 10577 | 0 | 0 | 12204 | 30246.9426 | 251203.75
Commercial Existing Buildings | Condensing Boiler | 1 | 25 | 5% | 100% | 7803 | 0 | 0 | 9000 | 22317.2889 | 185321.25
Commercial Existing Buildings | Condensing Boiler | 1 | 25 | 5% | 100% | 7803 | 0 | 0 | 9000 | 22317.2889 | 185321.25
Commercial Existing Buildings | Condensing Boiler | 3 | 25 | 5% | 100% | 7803 | 0 | 0 | 9000 | 66951.8667 | 555963.75
Commercial Existing Buildings | Condensing Boiler | 1 | 25 | 5% | 100% | 4162 | 0 | 0 | 4800 | 11904.1364 | 98847.5
Commercial Existing Buildings | Condensing Boiler | 1 | 25 | 5% | 100% | 5202 | 0 | 0 | 6000 | 14878.1926 | 123547.5
Commercial Existing Buildings | Condensing Boiler | 1 | 25 | 5% | 100% | 6710 | 0 | 0 | 7740 | 19190.5741 | 159362.5
Commercial Existing Buildings | Condensing Boiler | 1 | 25 | 5% | 100% | 4151 | 0 | 0 | 4788 | 11872.0223 | 98586.25
Commercial Existing Buildings | Condensing Boiler | 1 | 25 | 5% | 100% | 4151 | 0 | 0 | 4788 | 11872.0223 | 98586.25
Commercial Existing Buildings | Condensing Boiler | 2 | 25 | 5% | 100% | 4151 | 0 | 0 | 4788 | 23744.0447 | 197172.5
Commercial Existing Buildings | Condensing Boiler | 1 | 25 | 5% | 100% | 4151 | 0 | 0 | 4788 | 11872.0223 | 98586.25
Commercial Existing Buildings | Condensing Boiler | 1 | 25 | 5% | 100% | 4151 | 0 | 0 | 4788 | 11872.0223 | 98586.25
Commercial Existing Buildings | Condensing Boiler | 1 | 25 | 5% | 100% | 4151 | 0 | 0 | 4788 | 11872.0223 | 98586.25
Commercial Existing Buildings | Condensing Boiler | 2 | 25 | 5% | 100% | 4151 | 0 | 0 | 4788 | 23744.0447 | 197172.5
Commercial Existing Buildings | Condensing Boiler | 1 | 25 | 5% | 100% | 4151 | 0 | 0 | 4788 | 11872.0223 | 98586.25
Commercial Existing Buildings | Condensing Boiler | 1 | 25 | 5% | 100% | 3225 | 0 | 0 | 3720 | 9223.53 | 76593.75
Commercial Existing Buildings | Condensing Boiler | 1 | 25 | 5% | 100% | 3121 | 0 | 0 | 3600 | 8926.1244 | 74123.75
Commercial Existing Buildings | Condensing Boiler | 1 | 25 | 5% | 100% | 4150 | 0 | 0 | 4788 | 11868.0665 | 98562.5
Commercial Existing Buildings | Condensing Boiler | 2 | 25 | 5% | 100% | 4150 | 0 | 0 | 4788 | 23736.133 | 197125
Commercial Existing Buildings | Condensing Boiler | 1 | 25 | 5% | 100% | 4150 | 0 | 0 | 4788 | 11868.0665 | 98562.5
Commercial Existing Buildings | Condensing Boiler | 4 | 25 | 5% | 100% | 4150 | 0 | 0 | 4788 | 47472.2661 | 394250
Commercial Existing Buildings | Condensing Boiler | 2 | 25 | 5% | 100% | 4150 | 0 | 0 | 4788 | 23736.133 | 197125
Commercial Existing Buildings | Condensing Boiler | 2 | 25 | 5% | 100% | 4150 | 0 | 0 | 4788 | 23736.133 | 197125
Commercial Existing Buildings | Condensing Boiler | 3 | 25 | 5% | 100% | 4150 | 0 | 0 | 4788 | 35604.1996 | 295687.5
Commercial Existing Buildings | Condensing Boiler | 2 | 25 | 5% | 100% | 4150 | 0 | 0 | 4788 | 23736.133 | 197125
Commercial Existing Buildings | Condensing Boiler | 2 | 25 | 5% | 100% | 4150 | 0 | 0 | 4788 | 23736.133 | 197125
Commercial Existing Buildings | Condensing Boiler | 1 | 25 | 5% | 100% | 3224 | 0 | 0 | 3720 | 9219.5742 | 76570
Commercial Existing Buildings | Condensing Boiler | 1 | 25 | 5% | 100% | 3224 | 0 | 0 | 3720 | 9219.5742 | 76570
Commercial Existing Buildings | Condensing Boiler | 2 | 25 | 5% | 100% | 3224 | 0 | 0 | 3720 | 18439.1484 | 153140
Commercial Existing Buildings | Condensing Boiler | 4 | 25 | 5% | 100% | 3224 | 0 | 0 | 3720 | 36878.2967 | 306280
Commercial Existing Buildings | Condensing Boiler | 2 | 25 | 5% | 100% | 3224 | 0 | 0 | 3720 | 18439.1484 | 153140
Commercial Existing Buildings | Condensing Boiler | 2 | 25 | 5% | 100% | 4680 | 0 | 0 | 5400 | 26766.5057 | 222300
Commercial Existing Buildings | Condensing Boiler | 1 | 25 | 5% | 100% | 4680 | 0 | 0 | 5400 | 13383.2529 | 111150
Commercial Existing Buildings | Condensing Boiler | 2 | 25 | 5% | 100% | 4680 | 0 | 0 | 5400 | 26766.5057 | 222300
Commercial Existing Buildings | Condensing Boiler | 2 | 25 | 5% | 100% | 6240 | 0 | 0 | 7200 | 35688.6743 | 296400
Commercial Existing Buildings | Condensing Boiler | 4 | 25 | 5% | 100% | 6240 | 0 | 0 | 7200 | 71377.3485 | 592800
Commercial Existing Buildings | Condensing Boiler | 2 | 25 | 5% | 100% | 7800 | 0 | 0 | 9000 | 44610.8428 | 370500
Commercial Existing Buildings | Condensing Boiler | 2 | 25 | 5% | 100% | 7800 | 0 | 0 | 9000 | 44610.8428 | 370500
Commercial Existing Buildings | Condensing Boiler | 2 | 25 | 5% | 100% | 5200 | 0 | 0 | 6000 | 29740.5619 | 247000
Commercial Existing Buildings | Condensing Boiler | 1 | 25 | 5% | 100% | 5200 | 0 | 0 | 6000 | 14870.2809 | 123500
Commercial Existing Buildings | Condensing Boiler | 1 | 25 | 5% | 100% | 5200 | 0 | 0 | 6000 | 14870.2809 | 123500
Commercial Existing Buildings | Condensing Boiler | 2 | 25 | 5% | 100% | 5200 | 0 | 0 | 6000 | 29740.5619 | 247000
Commercial Existing Buildings | Condensing Boiler | 1 | 25 | 5% | 100% | 5200 | 0 | 0 | 6000 | 14870.2809 | 123500
Commercial Existing Buildings | Condensing Boiler | 2 | 25 | 5% | 100% | 5200 | 0 | 0 | 6000 | 29740.5619 | 247000
Commercial Existing Buildings | Condensing Boiler | 1 | 25 | 5% | 100% | 5200 | 0 | 0 | 6000 | 14870.2809 | 123500
Commercial Existing Buildings | Condensing Boiler | 2 | 25 | 5% | 100% | 3120 | 0 | 0 | 3600 | 17844.3371 | 148200
Commercial Existing Buildings | Condensing Boiler | 1 | 25 | 5% | 100% | 3120 | 0 | 0 | 3600 | 8922.1686 | 74100
Commercial Existing Buildings | Condensing Boiler | 1 | 25 | 5% | 100% | 3848 | 0 | 0 | 4440 | 11004.0079 | 91390
Commercial Existing Buildings | Condensing Boiler | 1 | 25 | 5% | 100% | 3848 | 0 | 0 | 4440 | 11004.0079 | 91390
Commercial Existing Buildings | Condensing Boiler | 1 | 25 | 5% | 100% | 3848 | 0 | 0 | 4440 | 11004.0079 | 91390
Commercial Existing Buildings | Condensing Boiler | 1 | 25 | 5% | 100% | 3848 | 0 | 0 | 4440 | 11004.0079 | 91390
Commercial Existing Buildings | Condensing Boiler | 1 | 25 | 5% | 100% | 34966 | 0 | 0 | 40332.01 | 100003.9066 | 830442.5
Commercial Existing Buildings | Condensing Boiler | 2 | 25 | 5% | 100% | 35142 | 0 | 0 | 40536.01 | 201012.6629 | 1669245
Commercial Existing Buildings | Condensing Boiler | 2 | 25 | 5% | 100% | 15605 | 0 | 0 | 18000.01 | 89261.2249 | 741237.5
Commercial Existing Buildings | Condensing Boiler | 1 | 25 | 5% | 100% | 13260 | 0 | 0 | 15300 | 37919.2164 | 314925
Commercial Existing Buildings | Condensing Boiler | 3 | 25 | 5% | 100% | 10400 | 0 | 0 | 12000 | 89221.6857 | 741000
Commercial Existing Buildings | Condensing Boiler | 1 | 25 | 5% | 100% | 15600 | 0 | 0 | 18000 | 44610.8428 | 370500
Commercial Existing Buildings | Condensing Boiler | 4 | 25 | 5% | 100% | 12600 | 0 | 0 | 12600 | 151493.4923 | 1197000
Commercial Existing Buildings | Condensing Boiler | 1 | 25 | 5% | 100% | 15600 | 0 | 0 | 18000 | 44610.8428 | 370500
Commercial Existing Buildings | Condensing Boiler | 2 | 25 | 5% | 100% | 15600 | 0 | 0 | 18000 | 89221.6857 | 741000
Commercial Existing Buildings | Condensing Boiler | 2 | 25 | 5% | 100% | 20800 | 0 | 0 | 24000 | 118962.2476 | 988000
Commercial Existing Buildings | Condensing Boiler | 3 | 25 | 5% | 100% | 28100.8 | 0 | 0 | 32424 | 241076.9947 | 2002182
Commercial Existing Buildings | Condensing Boiler | 1 | 25 | 5% | 100% | 10920 | 0 | 0 | 12600 | 31227.59 | 259350
Commercial Existing Buildings | Condensing Boiler | 1 | 25 | 5% | 100% | 10920 | 0 | 0 | 12600 | 31227.59 | 259350
Commercial Existing Buildings | Condensing Boiler | 2 | 25 | 5% | 100% | 10920 | 0 | 0 | 12600 | 62455.18 | 518700
Commercial Existing Buildings | Condensing Boiler | 1 | 25 | 5% | 100% | 2081 | 0 | 0 | 2400 | 5952.0682 | 49423.75
Commercial Existing Buildings | Condensing Boiler | 3 | 25 | 5% | 100% | 2081 | 0 | 0 | 2400 | 17856.2046 | 148271.25
Commercial Existing Buildings | Condensing Boiler | 1 | 25 | 5% | 100% | 2965 | 0 | 0 | 3420 | 8480.016 | 70418.75
Commercial Existing Buildings | Condensing Boiler | 2 | 25 | 5% | 100% | 1561 | 0 | 0 | 1800 | 8930.0802 | 74147.5
Commercial Existing Buildings | Condensing Boiler | 1 | 25 | 5% | 100% | 2393 | 0 | 0 | 2760 | 6844.2851 | 56833.75
Commercial Existing Buildings | Condensing Boiler | 3 | 25 | 5% | 100% | 2393 | 0 | 0 | 2760 | 20532.8552 | 170501.25
Commercial Existing Buildings | Condensing Boiler | 2 | 25 | 5% | 100% | 2393 | 0 | 0 | 2760 | 13688.5701 | 113667.5
Commercial Existing Buildings | Condensing Boiler | 1 | 25 | 5% | 100% | 2070 | 0 | 0 | 2388 | 5919.9541 | 49162.5
Commercial Existing Buildings | Condensing Boiler | 1 | 25 | 5% | 100% | 2070 | 0 | 0 | 2388 | 5919.9541 | 49162.5
Commercial Existing Buildings | Condensing Boiler | 1 | 25 | 5% | 100% | 2070 | 0 | 0 | 2388 | 5919.9541 | 49162.5
Commercial Existing Buildings | Condensing Boiler | 2 | 25 | 5% | 100% | 2234 | 0 | 0 | 2577.6 | 12777.1783 | 106115
Commercial Existing Buildings | Condensing Boiler | 1 | 25 | 5% | 100% | 1820 | 0 | 0 | 2100 | 5204.5983 | 43225
Commercial Existing Buildings | Condensing Boiler | 1 | 25 | 5% | 100% | 1820 | 0 | 0 | 2100 | 5204.5983 | 43225
Commercial Existing Buildings | Condensing Boiler | 1 | 25 | 5% | 100% | 1144 | 0 | 0 | 1320 | 3271.4618 | 27170
Commercial Existing Buildings | Condensing Boiler | 1 | 25 | 5% | 100% | 2080 | 0 | 0 | 2400 | 5948.1124 | 49400
Commercial Existing Buildings | Condensing Boiler | 1 | 25 | 5% | 100% | 2184 | 0 | 0 | 2520 | 6245.518 | 51870
Commercial Existing Buildings | Condensing Boiler | 1 | 25 | 5% | 100% | 2184 | 0 | 0 | 2520 | 6245.518 | 51870
Commercial Existing Buildings | Condensing Boiler | 2 | 25 | 5% | 100% | 2184 | 0 | 0 | 2520 | 12491.036 | 103740
Commercial Existing Buildings | Condensing Boiler | 1 | 25 | 5% | 100% | 2964 | 0 | 0 | 3420 | 8476.0601 | 70395
Commercial Existing Buildings | Condensing Boiler | 1 | 25 | 5% | 100% | 2964 | 0 | 0 | 3420 | 8476.0601 | 70395
Commercial Existing Buildings | Condensing Boiler | 1 | 25 | 5% | 100% | 832 | 0 | 0 | 960 | 2379.245 | 19760
Commercial Existing Buildings | Condensing Boiler | 2 | 25 | 5% | 100% | 1560 | 0 | 0 | 1800 | 8922.1686 | 74100
Commercial Existing Buildings | Condensing Boiler | 1 | 25 | 5% | 100% | 1560 | 0 | 0 | 1800 | 4461.0843 | 37050
Commercial Existing Buildings | Condensing Boiler | 2 | 25 | 5% | 100% | 1560 | 0 | 0 | 1800 | 8922.1686 | 74100
Commercial Existing Buildings | Condensing Boiler | 2 | 25 | 5% | 100% | 1612 | 0 | 0 | 1860 | 9219.5742 | 76570
Commercial Existing Buildings | Condensing Boiler | 1 | 25 | 5% | 100% | 1612 | 0 | 0 | 1860 | 4609.7871 | 38285
Commercial Existing Buildings | Condensing Boiler | 3 | 25 | 5% | 100% | 2392 | 0 | 0 | 2760 | 20520.9877 | 170430
Commercial Existing Buildings | Condensing Boiler | 4 | 25 | 5% | 100% | 2392 | 0 | 0 | 2760 | 27361.3169 | 227240
Commercial Existing Buildings | Condensing Boiler | 4 | 25 | 5% | 100% | 2392 | 0 | 0 | 2760 | 27361.3169 | 227240
Commercial Existing Buildings | Condensing Boiler | 2 | 25 | 5% | 100% | 2392 | 0 | 0 | 2760 | 13680.6585 | 113620
Commercial Existing Buildings | Condensing Boiler | 4 | 25 | 5% | 100% | 1040 | 0 | 0 | 1200 | 11896.2248 | 98800
Commercial Existing Buildings | Condensing Boiler | 1 | 25 | 5% | 100% | 1040 | 0 | 0 | 1200 | 2974.0562 | 24700
Commercial Existing Buildings | Condensing Boiler | 5 | 25 | 5% | 100% | 1040 | 0 | 0 | 1200 | 14870.2809 | 123500
Commercial Existing Buildings | Condensing Boiler | 1 | 25 | 5% | 100% | 1092 | 0 | 0 | 1260 | 3122.759 | 25935
Commercial Existing Buildings | Condensing Boiler | 1 | 25 | 5% | 100% | 1092 | 0 | 0 | 1260 | 3122.759 | 25935
Commercial Existing Buildings | Condensing Boiler | 1 | 25 | 5% | 100% | 1820 | 0 | 0 | 2100 | 5204.5983 | 43225
Commercial New Buildings | Condensing Boiler | 1 | 25 | 5% | 100% | 5202 | 0 | 0 | 6000 | 14878.1926 | 123547.5
Commercial New Buildings | Condensing Boiler | 2 | 25 | 5% | 100% | 5264 | 0 | 0 | 6072 | 30110.1073 | 250040
Commercial New Buildings | Condensing Boiler | 2 | 25 | 5% | 100% | 5264 | 0 | 0 | 6072 | 30110.1073 | 250040
Commercial New Buildings | Condensing Boiler | 3 | 25 | 5% | 100% | 4151 | 0 | 0 | 4788 | 35616.067 | 295758.75
Commercial New Buildings | Condensing Boiler | 3 | 25 | 5% | 100% | 4151 | 0 | 0 | 4788 | 35616.067 | 295758.75
Commercial New Buildings | Condensing Boiler | 2 | 25 | 5% | 100% | 3225 | 0 | 0 | 3720 | 18447.06 | 153187.5
Commercial New Buildings | Condensing Boiler | 2 | 25 | 5% | 100% | 4150 | 0 | 0 | 4788 | 23736.133 | 197125
Commercial New Buildings | Condensing Boiler | 1 | 25 | 5% | 100% | 4150 | 0 | 0 | 4788 | 11868.0665 | 98562.5
Commercial New Buildings | Condensing Boiler | 1 | 25 | 5% | 100% | 4150 | 0 | 0 | 4788 | 11868.0665 | 98562.5
Commercial New Buildings | Condensing Boiler | 4 | 25 | 5% | 100% | 3224 | 0 | 0 | 3720 | 36878.2967 | 306280
Commercial New Buildings | Condensing Boiler | 1 | 25 | 5% | 100% | 6240 | 0 | 0 | 7200 | 17844.3371 | 148200
Commercial New Buildings | Condensing Boiler | 2 | 25 | 5% | 100% | 6240 | 0 | 0 | 7200 | 35688.6743 | 296400
Commercial New Buildings | Condensing Boiler | 1 | 25 | 5% | 100% | 9547 | 0 | 0 | 11016 | 27301.0447 | 226741.25
Commercial New Buildings | Condensing Boiler | 2 | 25 | 5% | 100% | 31210 | 0 | 0 | 36000.01 | 178522.4688 | 1482475
Commercial New Buildings | Condensing Boiler | 2 | 25 | 5% | 100% | 15605 | 0 | 0 | 18000.01 | 89261.2249 | 741237.5
Commercial New Buildings | Condensing Boiler | 2 | 25 | 5% | 100% | 15605 | 0 | 0 | 18000.01 | 89261.2249 | 741237.5
Commercial New Buildings | Condensing Boiler | 2 | 25 | 5% | 100% | 15605 | 0 | 0 | 18000.01 | 89261.2249 | 741237.5
Commercial New Buildings | Condensing Boiler | 2 | 25 | 5% | 100% | 10923 | 0 | 0 | 12600 | 62478.9149 | 518842.5
Commercial New Buildings | Condensing Boiler | 2 | 25 | 5% | 100% | 10403 | 0 | 0 | 12000 | 59504.8587 | 494142.5
Commercial New Buildings | Condensing Boiler | 2 | 25 | 5% | 100% | 10577 | 0 | 0 | 12204 | 60493.8852 | 502407.5
Commercial New Buildings | Condensing Boiler | 1 | 25 | 5% | 100% | 10400 | 0 | 0 | 12000 | 29740.5619 | 247000
Commercial New Buildings | Condensing Boiler | 2 | 25 | 5% | 100% | 10400 | 0 | 0 | 12000 | 59481.1238 | 494000
Commercial New Buildings | Condensing Boiler | 1 | 25 | 5% | 100% | 2081 | 0 | 0 | 2400 | 5952.0682 | 49423.75
Commercial New Buildings | Condensing Boiler | 1 | 25 | 5% | 100% | 2185 | 0 | 0 | 2520 | 6249.4738 | 51893.75
Commercial New Buildings | Condensing Boiler | 1 | 25 | 5% | 100% | 2185 | 0 | 0 | 2520 | 6249.4738 | 51893.75
Commercial New Buildings | Condensing Boiler | 3 | 25 | 5% | 100% | 2965 | 0 | 0 | 3420 | 25440.0479 | 211256.25
Commercial New Buildings | Condensing Boiler | 1 | 25 | 5% | 100% | 1092 | 0 | 0 | 1260 | 3122.759 | 25935
Commercial New Buildings | Condensing Boiler | 1 | 25 | 5% | 100% | 520 | 0 | 0 | 600 | 1487.0281 | 12350
Commercial New Buildings | Condensing Boiler | 1 | 25 | 5% | 100% | 2080 | 0 | 0 | 2400 | 5948.1124 | 49400
Commercial New Buildings | Condensing Boiler | 1 | 25 | 5% | 100% | 2080 | 0 | 0 | 2400 | 5948.1124 | 49400
Commercial New Buildings | Condensing Boiler | 1 | 25 | 5% | 100% | 2184 | 0 | 0 | 2520 | 6245.518 | 51870
Commercial New Buildings | Condensing Boiler | 1 | 25 | 5% | 100% | 2964 | 0 | 0 | 3420 | 8476.0601 | 70395
Commercial New Buildings | Condensing Boiler | 1 | 25 | 5% | 100% | 2964 | 0 | 0 | 3420 | 8476.0601 | 70395
Commercial New Buildings | Condensing Boiler | 1 | 25 | 5% | 100% | 2964 | 0 | 0 | 3420 | 8476.0601 | 70395
Commercial New Buildings | Condensing Boiler | 4 | 25 | 5% | 100% | 1560 | 0 | 0 | 1800 | 17844.3371 | 148200
Commercial New Buildings | Condensing Boiler | 4 | 25 | 5% | 100% | 1560 | 0 | 0 | 1800 | 17844.3371 | 148200
Commercial New Buildings | Condensing Boiler | 3 | 25 | 5% | 100% | 1560 | 0 | 0 | 1800 | 13383.2529 | 111150
Commercial New Buildings | Condensing Boiler | 2 | 25 | 5% | 100% | 2392 | 0 | 0 | 2760 | 13680.6585 | 113620
Commercial New Buildings | Condensing Boiler | 1 | 25 | 5% | 100% | 2392 | 0 | 0 | 2760 | 6840.3292 | 56810
Commercial New Buildings | Condensing Boiler | 1 | 25 | 5% | 100% | 1040 | 0 | 0 | 1200 | 2974.0562 | 24700
Commercial New Buildings | Condensing Boiler | 1 | 25 | 5% | 100% | 1820 | 0 | 0 | 2100 | 5204.5983 | 43225
Commercial Existing Buildings | Condensing Boiler | 1 | 25 | 5% | 100% | 3224 | 0 | 0 | 3720 | 9219.5742 | 76570
Commercial Existing Buildings | Condensing Boiler | 2 | 25 | 5% | 100% | 2518 | 0 | 0 | 2904 | 14403.9259 | 119605
Commercial Existing Buildings | Condensing Boiler | 2 | 25 | 5% | 100% | 9363 | 0 | 0 | 10800 | 53556.7463 | 444742.5
Commercial Existing Buildings | Condensing Boiler | 2 | 25 | 5% | 100% | 5202 | 0 | 0 | 6000 | 29756.3852 | 247095
Commercial Existing Buildings | Condensing Boiler | 2 | 25 | 5% | 100% | 7426 | 0 | 0 | 8568 | 42472.687 | 352735
Commercial Existing Buildings | Condensing Boiler | 2 | 25 | 5% | 100% | 8320 | 0 | 0 | 9600 | 47584.899 | 395200
Commercial Existing Buildings | Condensing Boiler | 3 | 25 | 5% | 100% | 4680 | 0 | 0 | 5400 | 40149.7586 | 333450
Commercial Existing Buildings | Condensing Boiler | 1 | 25 | 5% | 100% | 4680 | 0 | 0 | 5400 | 13383.2529 | 111150
Commercial Existing Buildings | Condensing Boiler | 2 | 25 | 5% | 100% | 4680 | 0 | 0 | 5400 | 26766.5057 | 222300
Commercial Existing Buildings | Condensing Boiler | 2 | 25 | 5% | 100% | 8320 | 0 | 0 | 9600 | 47584.899 | 395200
Commercial Existing Buildings | Condensing Boiler | 2 | 25 | 5% | 100% | 6240 | 0 | 0 | 7200 | 35688.6743 | 296400
Commercial Existing Buildings | Condensing Boiler | 3 | 25 | 5% | 100% | 4160 | 0 | 0 | 4800 | 35688.6743 | 296400
Commercial Existing Buildings | Condensing Boiler | 2 | 25 | 5% | 100% | 7800 | 0 | 0 | 9000 | 44610.8428 | 370500
Commercial Existing Buildings | Condensing Boiler | 6 | 25 | 5% | 100% | 6448 | 0 | 0 | 7440 | 110634.8902 | 918840
Commercial Existing Buildings | Condensing Boiler | 1 | 25 | 5% | 100% | 3640 | 0 | 0 | 4200 | 10409.1967 | 86450
Commercial Existing Buildings | Condensing Boiler | 3 | 25 | 5% | 100% | 5200 | 0 | 0 | 6000 | 44610.8428 | 370500
Commercial Existing Buildings | Condensing Boiler | 4 | 25 | 5% | 100% | 3848 | 0 | 0 | 4440 | 44016.0316 | 365560
Commercial Existing Buildings | Condensing Boiler | 4 | 25 | 5% | 100% | 3848 | 0 | 0 | 4440 | 44016.0316 | 365560
Commercial Existing Buildings | Condensing Boiler | 3 | 25 | 5% | 100% | 26009 | 0 | 0 | 30000.01 | 223160.9929 | 1853141.25
Commercial Existing Buildings | Condensing Boiler | 2 | 25 | 5% | 100% | 26009 | 0 | 0 | 30000.01 | 148773.9953 | 1235427.5
Commercial Existing Buildings | Condensing Boiler | 2 | 25 | 5% | 100% | 10923 | 0 | 0 | 12600 | 62478.9149 | 518842.5
Commercial Existing Buildings | Condensing Boiler | 1 | 25 | 5% | 100% | 15600 | 0 | 0 | 18000 | 44610.8428 | 370500
Commercial Existing Buildings | Condensing Boiler | 2 | 25 | 5% | 100% | 15600 | 0 | 0 | 18000 | 89221.6857 | 741000
Commercial Existing Buildings | Condensing Boiler | 3 | 25 | 5% | 100% | 20800 | 0 | 0 | 24000 | 178443.3714 | 1482000
Commercial Existing Buildings | Condensing Boiler | 1 | 25 | 5% | 100% | 10920 | 0 | 0 | 12600 | 31227.59 | 259350
Commercial Existing Buildings | Condensing Boiler | 1 | 25 | 5% | 100% | 10920 | 0 | 0 | 12600 | 31227.59 | 259350
Commercial Existing Buildings | Condensing Boiler | 1 | 25 | 5% | 100% | 35131 | 0 | 0 | 40536 | 100462.8269 | 834361.25
Commercial Existing Buildings | Condensing Boiler | 1 | 25 | 5% | 100% | 21226 | 0 | 0 | 24492 | 60698.9045 | 504117.5
Commercial Existing Buildings | Condensing Boiler | 2 | 25 | 5% | 100% | 10577 | 0 | 0 | 12204 | 60493.8852 | 502407.5
Commercial Existing Buildings | Condensing Boiler | 2 | 25 | 5% | 100% | 10400 | 0 | 0 | 12000 | 59481.1238 | 494000
Commercial Existing Buildings | Condensing Boiler | 3 | 25 | 5% | 100% | 10400 | 0 | 0 | 12000 | 89221.6857 | 741000
Commercial Existing Buildings | Condensing Boiler | 2 | 25 | 5% | 100% | 10400 | 0 | 0 | 12000 | 59481.1238 | 494000
Commercial Existing Buildings | Condensing Boiler | 2 | 25 | 5% | 100% | 15600 | 0 | 0 | 18000 | 89221.6857 | 741000
Commercial Existing Buildings | Condensing Boiler | 2 | 25 | 5% | 100% | 15600 | 0 | 0 | 18000 | 89221.6857 | 741000
Commercial Existing Buildings | Condensing Boiler | 2 | 25 | 5% | 100% | 20800 | 0 | 0 | 24000 | 118962.2476 | 988000
Commercial Existing Buildings | Condensing Boiler | 1 | 25 | 5% | 100% | 20800 | 0 | 0 | 24000 | 59481.1238 | 494000
Commercial Existing Buildings | Condensing Boiler | 1 | 25 | 5% | 100% | 20800 | 0 | 0 | 24000 | 59481.1238 | 494000
Commercial Existing Buildings | Condensing Boiler | 1 | 25 | 5% | 100% | 20800 | 0 | 0 | 24000 | 59481.1238 | 494000
Commercial Existing Buildings | Condensing Boiler | 2 | 25 | 5% | 100% | 20800 | 0 | 0 | 24000 | 118962.2476 | 988000
Commercial Existing Buildings | Condensing Boiler | 1 | 25 | 5% | 100% | 20800 | 0 | 0 | 24000 | 59481.1238 | 494000
Commercial Existing Buildings | Condensing Boiler | 1 | 25 | 5% | 100% | 10920 | 0 | 0 | 12600 | 31227.59 | 259350
Commercial Existing Buildings | Condensing Boiler | 2 | 25 | 5% | 100% | 10920 | 0 | 0 | 12600 | 62455.18 | 518700
Commercial Existing Buildings | Condensing Boiler | 2 | 25 | 5% | 100% | 35131 | 0 | 0 | 40536 | 200925.6538 | 1668722.5
Commercial Existing Buildings | Condensing Boiler | 2 | 25 | 5% | 100% | 34954 | 0 | 0 | 40332 | 199912.8924 | 1660315
Commercial Existing Buildings | Condensing Boiler | 2 | 25 | 5% | 100% | 2965 | 0 | 0 | 3420 | 16960.0319 | 140837.5
Commercial Existing Buildings | Condensing Boiler | 1 | 25 | 5% | 100% | 2600 | 0 | 0 | 3000 | 7435.1405 | 61750
Commercial Existing Buildings | Condensing Boiler | 1 | 25 | 5% | 100% | 2184 | 0 | 0 | 2520 | 6245.518 | 51870
Commercial Existing Buildings | Condensing Boiler | 1 | 25 | 5% | 100% | 832 | 0 | 0 | 960 | 2379.245 | 19760
Commercial Existing Buildings | Condensing Boiler | 1 | 25 | 5% | 100% | 1560 | 0 | 0 | 1800 | 4461.0843 | 37050
Commercial Existing Buildings | Condensing Boiler | 4 | 25 | 5% | 100% | 2392 | 0 | 0 | 2760 | 27361.3169 | 227240
Commercial New Buildings | Condensing Boiler | 3 | 25 | 5% | 100% | 7803 | 0 | 0 | 9000 | 66951.8667 | 555963.75
Commercial New Buildings | Condensing Boiler | 2 | 25 | 5% | 100% | 7800 | 0 | 0 | 9000 | 44610.8428 | 370500
Commercial New Buildings | Condensing Boiler | 2 | 25 | 5% | 100% | 20790 | 0 | 0 | 23988 | 118905.9311 | 987525
Commercial New Buildings | Condensing Boiler | 2 | 25 | 5% | 100% | 10400 | 0 | 0 | 12000 | 59481.1238 | 494000
Commercial New Buildings | Condensing Boiler | 2 | 25 | 5% | 100% | 10920 | 0 | 0 | 12600 | 62455.18 | 518700
Commercial New Buildings | Condensing Boiler | 1 | 25 | 5% | 100% | 10920 | 0 | 0 | 12600 | 31227.59 | 259350
Commercial Existing Buildings | Condensing Boiler | 2 | 25 | 5% | 100% | 4150 | 0 | 0 | 4788 | 23736.133 | 197125
Commercial Existing Buildings | Condensing Boiler | 1 | 25 | 5% | 100% | 5200 | 0 | 0 | 6000 | 14870.2809 | 123500
Commercial Existing Buildings | Condensing Boiler | 2 | 25 | 5% | 100% | 20800 | 0 | 0 | 23999.99 | 118962.2666 | 988000
Commercial Existing Buildings | Condensing Boiler | 1 | 25 | 5% | 100% | 2340 | 0 | 0 | 2700 | 6691.6264 | 55575
Commercial Existing Buildings | Condensing Boiler | 1 | 25 | 5% | 100% | 8704.8 | 0 | 0 | 10044 | 24892.8503 | 206739
Commercial New Buildings | Condensing Boiler | 1 | 25 | 5% | 100% | 14445.6 | 0 | 0 | 16668 | 41309.6405 | 343083
Commercial New Buildings | Condensing Boiler | 4 | 25 | 5% | 100% | 2392 | 0 | 0 | 2760 | 27361.3169 | 227240
Commercial Existing Buildings | Custom - Retrofit | 1 | 15 | 54% | 100% | 250.5 | 27216 | 0 | 273.78 | 408.5504 | 1728.45
Commercial Existing Buildings | Custom - Retrofit | 1 | 15 | 54% | 100% | 250.5 | 27216 | 0 | 273.78 | 408.5504 | 1728.45
Commercial Existing Buildings | Custom - Retrofit | 1 | 15 | 54% | 100% | 532.5 | 57834 | 0 | 273.78 | 1010.1117 | 3674.25
Commercial Existing Buildings | Custom - Retrofit | 1 | 15 | 54% | 100% | 250.5 | 27216 | 0 | 273.78 | 408.5504 | 1728.45
Commercial Existing Buildings | Custom - Retrofit | 1 | 15 | 54% | 100% | 313 | 34020 | 0 | 273.78 | 541.9987 | 2159.7
Commercial Existing Buildings | Custom - Retrofit | 1 | 1 | 54% | 100% | 5954 | 0 | 0 | 1277.64 | 448.9639 | 2738.84
Commercial Existing Buildings | Custom - Retrofit | 1 | 1 | 54% | 100% | 785 | 0 | 0 | 593.19 | -136.1874 | 361.1
Commercial Existing Buildings | Custom - Retrofit | 1 | 1 | 54% | 100% | 6460 | 0 | 0 | 1277.64 | 537.0658 | 2971.6
Commercial Existing Buildings | Custom - Retrofit | 1 | 1 | 54% | 100% | 998.5 | 0 | 0 | 752.895 | -172.4783 | 459.31
Commercial Existing Buildings | Custom - Retrofit | 1 | 1 | 54% | 100% | 238 | 0 | 0 | 159.705 | -32.025 | 109.48
Commercial Existing Buildings | Custom - Retrofit | 2 | 25 | 54% | 100% | 686.25 | 0 | 0 | 958.23 | 1517.6144 | 15783.75
Commercial Existing Buildings | Custom - Retrofit | 1 | 15 | 54% | 100% | 3276.5 | 493480 | 0 | 0 | 7929.8809 | 22607.85
Commercial Existing Buildings | Custom - Retrofit | 1 | 10 | 54% | 100% | 1638.5 | 246740 | 0 | 0 | 3118.363 | 7537.1
Commercial Existing Buildings | Custom - Retrofit | 1 | 25 | 54% | 100% | 37730 | 0 | 0 | 130501.8 | 5922.7522 | 433895
Commercial Existing Buildings | Custom - Retrofit | 1 | 15 | 54% | 100% | 282 | 30618 | 0 | 273.78 | 475.6225 | 1945.8
Commercial Existing Buildings | Custom - Retrofit | 1 | 15 | 54% | 100% | 438.5 | 47628 | 0 | 273.78 | 809.5913 | 3025.65
Commercial Existing Buildings | Custom - Retrofit | 1 | 15 | 54% | 100% | 391.5 | 42525 | 0 | 273.78 | 709.3311 | 2701.35
Commercial Existing Buildings | Custom - Retrofit | 1 | 15 | 54% | 100% | 626.5 | 68040 | 0 | 273.78 | 1210.6322 | 4322.85
Commercial Existing Buildings | Custom - Retrofit | 1 | 15 | 54% | 100% | 282 | 30618 | 0 | 273.78 | 475.6225 | 1945.8
Commercial Existing Buildings | Custom - Retrofit | 1 | 15 | 54% | 100% | 438.5 | 47628 | 0 | 273.78 | 809.5913 | 3025.65
Commercial Existing Buildings | Custom - Retrofit | 1 | 10 | 54% | 100% | 6144 | 925275 | 0 | 0 | 11693.4497 | 28262.4
Commercial Existing Buildings | Custom - Retrofit | 1 | 10 | 54% | 100% | 3072 | 462637.5 | 0 | 0 | 5846.7249 | 14131.2
Commercial Existing Buildings | Custom - Retrofit | 1 | 1 | 54% | 100% | 2424 | 0 | 0 | 1277.64 | -165.6606 | 1115.04
Commercial Existing Buildings | Custom - Retrofit | 1 | 1 | 54% | 100% | 25470 | 0 | 0 | 1277.64 | 3846.9842 | 11716.2
Commercial Existing Buildings | Custom - Retrofit | 1 | 10 | 54% | 100% | 3232 | 486720 | 0 | 0 | 6151.1712 | 14867.2
Commercial Existing Buildings | Custom - Retrofit | 1 | 15 | 54% | 100% | 438.5 | 47628 | 0 | 273.78 | 809.5913 | 3025.65
Commercial Existing Buildings | Custom - Retrofit | 1 | 15 | 54% | 100% | 282 | 30618 | 0 | 273.78 | 475.6225 | 1945.8
Commercial Existing Buildings | Custom - Retrofit | 1 | 1 | 54% | 100% | 178 | 0 | 0 | 114.075 | -21.4821 | 81.88
Commercial Existing Buildings | Custom - Retrofit | 1 | 1 | 54% | 100% | 18199.5 | 0 | 0 | 1277.64 | 2581.0841 | 8371.77
Commercial Existing Buildings | Custom - Retrofit | 1 | 1 | 54% | 100% | 18828 | 0 | 0 | 1277.64 | 2690.5151 | 8660.88
Commercial Existing Buildings | Custom - Retrofit | 1 | 1 | 54% | 100% | 7900 | 0 | 0 | 1277.64 | 787.7909 | 3634
Commercial Existing Buildings | Custom - Retrofit | 1 | 1 | 54% | 100% | 2530 | 0 | 0 | 1277.64 | -147.2045 | 1163.8
Commercial Existing Buildings | Custom - Retrofit | 1 | 1 | 54% | 100% | 13708.5 | 0 | 0 | 1277.64 | 1799.1354 | 6305.91
Commercial Existing Buildings | Custom - Retrofit | 1 | 1 | 54% | 100% | 13650 | 0 | 0 | 1277.64 | 1788.9497 | 6279
Commercial Existing Buildings | Custom - Retrofit | 1 | 1 | 54% | 100% | 106447.5 | 0 | 0 | 2190.24 | 17526.5523 | 48965.85
Commercial Existing Buildings | Custom - Retrofit | 1 | 1 | 54% | 100% | 30662 | 0 | 0 | 1277.64 | 4750.9871 | 14104.52
Commercial Existing Buildings | Custom - Retrofit | 1 | 1 | 54% | 100% | 73067 | 0 | 0 | 1277.64 | 12134.3163 | 33610.82
Commercial Existing Buildings | Custom - Retrofit | 1 | 1 | 54% | 100% | 2001.5 | 0 | 0 | 1277.64 | -239.2241 | 920.69
Commercial Existing Buildings | Custom - Retrofit | 1 | 1 | 54% | 100% | 4903.5 | 0 | 0 | 1277.64 | 266.0565 | 2255.61
Commercial Existing Buildings | Custom - Retrofit | 1 | 1 | 54% | 100% | 2583 | 0 | 0 | 1277.64 | -137.9764 | 1188.18
Commercial Existing Buildings | Custom - Retrofit | 1 | 1 | 54% | 100% | 9122.5 | 0 | 0 | 1277.64 | 1000.6459 | 4196.35
Commercial Existing Buildings | Custom - Retrofit | 1 | 1 | 54% | 100% | 1143.5 | 0 | 0 | 844.155 | -189.2113 | 526.01
Commercial Existing Buildings | Custom - Retrofit | 1 | 10 | 54% | 100% | 3276.5 | 493480 | 0 | 0 | 6236.1772 | 15071.9
Commercial Existing Buildings | Custom - Retrofit | 4 | 25 | 54% | 100% | 3750 | 0 | 0 | 16851.159 | -4785.5202 | 172500
Commercial Existing Buildings | Custom - Retrofit | 1 | 25 | 54% | 100% | 11416.5 | 0 | 0 | 47843.9676 | -2051.7171 | 131289.75
Commercial New Buildings | Custom - New Construction | 3 | 15 | 54% | 100% | 567.5 | 0 | 0 | 3041.9988 | -1828.3393 | 11747.25
Commercial Existing Buildings | Custom - Retrofit | 1 | 10 | 54% | 100% | 6144 | 925275 | 0 | 0 | 11693.4497 | 28262.4
Commercial Existing Buildings | Custom - Retrofit | 1 | 18 | 54% | 100% | 1757 | 0 | 0 | 4563 | 603.1994 | 14547.96
Commercial Existing Buildings | Custom - Retrofit | 1 | 15 | 54% | 100% | 391.5 | 42525 | 0 | 273.78 | 709.3311 | 2701.35
Commercial Existing Buildings | Custom - Retrofit | 1 | 15 | 54% | 100% | 282 | 30618 | 0 | 273.78 | 475.6225 | 1945.8
Commercial Existing Buildings | Custom - Retrofit | 1 | 15 | 54% | 100% | 626.5 | 68040 | 0 | 273.78 | 1210.6322 | 4322.85
Commercial Existing Buildings | Custom - Retrofit | 1 | 15 | 54% | 100% | 250.5 | 27216 | 0 | 273.78 | 408.5504 | 1728.45
Commercial Existing Buildings | Custom - Retrofit | 1 | 15 | 54% | 100% | 282 | 30663 | 0 | 273.78 | 475.9298 | 1945.8
Commercial Existing Buildings | Custom - Retrofit | 1 | 15 | 54% | 100% | 282 | 30618 | 0 | 273.78 | 475.6225 | 1945.8
Commercial Existing Buildings | Custom - Retrofit | 1 | 15 | 54% | 100% | 235 | 25515 | 0 | 273.78 | 375.3623 | 1621.5
Commercial Existing Buildings | Custom - Retrofit | 1 | 15 | 54% | 100% | 282 | 30618 | 0 | 273.78 | 475.6225 | 1945.8
Commercial Existing Buildings | Custom - Retrofit | 1 | 15 | 54% | 100% | 313 | 34020 | 0 | 273.78 | 541.9987 | 2159.7
Commercial Existing Buildings | Custom - Retrofit | 1 | 20 | 54% | 100% | 2525.5 | 0 | 0 | 1724.814 | 3272.223 | 23234.6
Commercial Existing Buildings | Custom - Retrofit | 1 | 10 | 54% | 100% | 2042 | 307580 | 0 | 0 | 3886.7105 | 9393.2
Commercial Existing Buildings | Custom - Retrofit | 2 | 25 | 54% | 100% | 1068.5 | 0 | 0 | 1140.75 | 2686.0732 | 24575.5
Commercial New Buildings | Custom - New Construction | 1 | 20 | 54% | 100% | 2234.5 | 0 | 0 | 4563 | 1498.1956 | 20557.4
Commercial New Buildings | Custom - New Construction | 1 | 20 | 54% | 100% | 2632.5 | 0 | 0 | 8213.4 | 459.7258 | 24219
Commercial New Buildings | Custom - New Construction | 2 | 20 | 54% | 100% | 2082.5 | 0 | 0 | 5475.6 | 1667.4094 | 38318
Commercial New Buildings | Custom - New Construction | 1 | 20 | 54% | 100% | 3509.5 | 0 | 0 | 13689 | -647.2252 | 32287.4
Commercial New Buildings | Custom - New Construction | 2 | 20 | 54% | 100% | 2193.5 | 0 | 0 | 7300.8 | 345.6087 | 40360.4
Commercial Existing Buildings | Custom - Retrofit | 2 | 20 | 54% | 100% | 11000 | 0 | 237000 | 146016 | 67185.8579 | 202400
Commercial Existing Buildings | Custom - Retrofit | 1 | 15 | 54% | 100% | 1557 | 0 | 0 | 6388.2 | -747.4934 | 10743.3
Commercial Existing Buildings | Custom - Retrofit | 1 | 25 | 54% | 100% | 9939.5 | 0 | 0 | 18252 | 8978.7317 | 114304.25
Commercial Existing Buildings | Custom - Retrofit | 1 | 15 | 54% | 100% | 391.5 | 42525 | 0 | 273.78 | 709.3311 | 2701.35
Commercial Existing Buildings | Custom - Retrofit | 1 | 15 | 54% | 100% | 219.5 | 23814 | 0 | 273.78 | 342.1742 | 1514.55
Commercial Existing Buildings | Custom - Retrofit | 1 | 15 | 54% | 100% | 250.5 | 27216 | 0 | 273.78 | 408.5504 | 1728.45
Commercial Existing Buildings | Custom - Retrofit | 1 | 15 | 54% | 100% | 470 | 51030 | 0 | 273.78 | 876.6634 | 3243
Commercial Existing Buildings | Custom - Retrofit | 1 | 10 | 54% | 100% | 1756.5 | 262800 | 0 | 0 | 3333.7954 | 8079.9
Commercial Existing Buildings | Custom - Multifamily | 1 | 20 | 54% | 100% | 35119.5 | 0 | 0 | 73008 | 22952.9089 | 323099.4
Commercial Existing Buildings | Custom - Retrofit | 1 | 15 | 54% | 100% | 7498.5 | 0 | 0 | 7818.2442 | 6840.3704 | 51739.65
Commercial Existing Buildings | Custom - Retrofit | 1 | 10 | 54% | 100% | 1309.5 | 208780 | 0 | 0 | 2554.1706 | 6023.7
Commercial New Buildings | Custom - New Construction | 10 | 15 | 54% | 100% | 4081 | 0 | 0 | 2737.8 | 44835.7397 | 281589
Commercial New Buildings | Custom - New Construction | 2 | 15 | 54% | 100% | 2053.25 | 0 | 0 | 9126 | -2680.3014 | 28334.85
Commercial New Buildings | Custom - New Construction | 2 | 20 | 54% | 100% | 1285.5 | 0 | 0 | 2737.8 | 1620.1089 | 23653.2
Commercial Existing Buildings | Custom - Retrofit | 1 | 20 | 54% | 100% | 5711 | 0 | 0 | 2737.8 | 7835.1508 | 52541.2
Commercial New Buildings | Custom - New Construction | 1 | 25 | 54% | 100% | 28483 | 0 | 0 | 74924.46 | 15324.1951 | 327554.5
Commercial Existing Buildings | Custom - Retrofit | 2 | 10 | 54% | 100% | 522.5 | 91615 | 0 | 0 | 2127.158 | 4807
Commercial Existing Buildings | Custom - Retrofit | 3 | 25 | 54% | 100% | 3763.835 | 0 | 0 | 13080.597 | 1475.3672 | 129852.3075
Commercial Existing Buildings | Custom - Retrofit | 2 | 20 | 54% | 100% | 2163.5 | 0 | 17330.5 | 29659.5 | -8174.7022 | 39808.4
Commercial Existing Buildings | Custom - Retrofit | 1 | 15 | 54% | 100% | 470 | 51030 | 0 | 273.78 | 876.6634 | 3243
Commercial Existing Buildings | Custom - Multifamily | 2 | 25 | 54% | 100% | 10442.5 | 0 | 0 | 9126 | 28111.9126 | 240177.5
Commercial Existing Buildings | Custom - Multifamily | 1 | 20 | 54% | 100% | 16786 | 0 | 47934 | 20332.728 | 34467.1815 | 154431.2
Commercial Existing Buildings | Custom - Multifamily | 1 | 20 | 54% | 100% | 16297 | 0 | 47207.75 | 18617.04 | 34214.6885 | 149932.4
Commercial Existing Buildings | Custom - Retrofit | 1 | 10 | 54% | 100% | 59991 | 0 | 0 | 81123.7518 | 28539.7451 | 275958.6
Commercial Existing Buildings | Custom - Multifamily | 3 | 20 | 54% | 100% | 779 | 0 | 0 | 2129.397 | 823.6158 | 21500.4
Commercial Existing Buildings | Custom - Multifamily | 2 | 20 | 54% | 100% | 1912.25 | 0 | 0 | 2737.8 | 3638.0367 | 35185.4
Commercial Existing Buildings | Custom - Retrofit | 1 | 15 | 54% | 100% | 15870.5 | 0 | 0 | 1958.4396 | 21432.7806 | 109506.45
Commercial Existing Buildings | Custom - Retrofit | 1 | 10 | 54% | 100% | 3493.5 | 494940 | 0 | 0 | 6482.2032 | 16070.1
Commercial Existing Buildings | Custom - Multifamily | 2 | 15 | 54% | 100% | 877 | 0 | 0 | 4563 | -1729.6544 | 12102.6
Commercial Existing Buildings | Custom - Multifamily | 1 | 20 | 54% | 100% | 18693 | 0 | 0 | 27378 | 17498.7596 | 171975.6
Commercial Existing Buildings | Custom - Multifamily | 1 | 20 | 54% | 100% | 21109.5 | 0 | 0 | 27378 | 21388.9251 | 194207.4
Commercial Existing Buildings | Custom - Retrofit | 1 | 10 | 54% | 100% | 8002 | 638820 | 0 | 0 | 12201.0493 | 36809.2
Commercial Existing Buildings | Custom - Retrofit | 1 | 10 | 54% | 100% | 4389 | 771062.5 | 0 | 0 | 8942.0673 | 20189.4
Commercial Existing Buildings | Custom - Retrofit | 1 | 10 | 54% | 100% | 2809 | 493480 | 0 | 0 | 5722.967 | 12921.4
Commercial Existing Buildings | Custom - Retrofit | 1 | 10 | 54% | 100% | 3276.5 | 493480 | 0 | 0 | 6236.1772 | 15071.9
Commercial Existing Buildings | Custom - Retrofit | 2 | 20 | 54% | 100% | 1235 | 0 | 0 | 3650.4 | 617.9236 | 22724
Commercial Existing Buildings | Custom - Retrofit | 1 | 20 | 54% | 100% | 9448 | 0 | 0 | 8332.9506 | 11212.4043 | 86921.6
Commercial Existing Buildings | Custom - Agriculture | 1 | 20 | 54% | 100% | 2016.5 | 165000 | 0 | 3650.4 | 2825.1889 | 18551.8
Commercial Existing Buildings | Custom - Retrofit | 1 | 15 | 54% | 100% | 7498.5 | 0 | 0 | 7818.2442 | 6840.3704 | 51739.65
Commercial Existing Buildings | Custom - Retrofit | 1 | 15 | 54% | 100% | 7498.5 | 0 | 0 | 7818.2442 | 6840.3704 | 51739.65
Commercial Existing Buildings | Custom - Agriculture | 1 | 20 | 54% | 100% | 9150 | 501410 | 0 | 6388.2 | 15562.2068 | 84180
Commercial Existing Buildings | Custom - Retrofit | 1 | 15 | 54% | 100% | 7498.5 | 0 | 0 | 7818.2442 | 6840.3704 | 51739.65
Commercial Existing Buildings | Custom - Retrofit | 1 | 15 | 54% | 100% | 60799 | 10732800 | 0 | 80420.1372 | 120913.4824 | 419513.1
Commercial Existing Buildings | Custom - Retrofit | 1 | 15 | 54% | 100% | 1187.5 | 0 | 0 | 0 | 1652.818 | 8193.75
Commercial Existing Buildings | Custom - Retrofit | 1 | 10 | 54% | 100% | 9089.5 | 1368900 | 0 | 0 | 17299.62 | 41811.7
Commercial Existing Buildings | Custom - Retrofit | 1 | 10 | 54% | 100% | 7579.5 | 233600 | 0 | 0 | 9569.9717 | 34865.7
Commercial Existing Buildings | Custom - Retrofit | 4 | 15 | 54% | 100% | 2557.875 | 0 | 3675.875 | 1825.2 | 15528.7905 | 70597.35
Commercial Existing Buildings | Custom - Retrofit | 4 | 15 | 54% | 100% | 2188.5 | 0 | 4411 | 3650.4 | 10988.9474 | 60402.6
Commercial Existing Buildings | Custom - Retrofit | 1 | 15 | 54% | 100% | 7112.5 | 0 | 7351.5 | 4563 | 10154.437 | 49076.25
Commercial Existing Buildings | Custom - Retrofit | 1 | 20 | 54% | 100% | 2738.5 | 0 | 0 | 12456.99 | -1369.2638 | 25194.2
Commercial New Buildings | Custom - New Construction | 1 | 20 | 54% | 100% | 26202.5 | 0 | 0 | 32204.7414 | 26912.2507 | 241063
Commercial Existing Buildings | Custom - Agriculture | 1 | 20 | 54% | 100% | 77225 | 0 | 0 | 182520 | 39018.5195 | 710470
Commercial Existing Buildings | Custom - Retrofit | 3 | 15 | 54% | 100% | 2772 | 0 | 3430.665 | 4563 | 8547.821 | 57380.4
Commercial Existing Buildings | Custom - Retrofit | 1 | 15 | 54% | 100% | 6515.5 | 0 | 7352 | 7300.8 | 8055.0771 | 44956.95
Commercial Existing Buildings | Custom - Retrofit | 1 | 20 | 54% | 100% | 26202.5 | 0 | 0 | 36504 | 24934.5918 | 241063
Commercial Existing Buildings | Custom - Retrofit | 1 | 20 | 54% | 100% | 10506.5 | 0 | 0 | 7665.84 | 13387.4416 | 96659.8
Commercial Existing Buildings | Custom - Retrofit | 1 | 10 | 54% | 100% | 1225.5 | 184548 | 0 | 0 | 2332.3557 | 5637.3
Commercial Existing Buildings | Custom - Multifamily | 2 | 15 | 54% | 100% | 2193.75 | 0 | 0 | 2737.8 | 3655.5062 | 30273.75
Commercial Existing Buildings | Custom - Retrofit | 1 | 20 | 54% | 100% | 7222336.1304 | 0 | 0 | 514773.9324 | 11264485.0219 | 66445492.4
Commercial Existing Buildings | Custom - Retrofit | 1 | 20 | 54% | 100% | 4275180.8043 | 0 | 0 | 293013.9576 | 6673267.7721 | 39331663.4
Commercial Existing Buildings | Custom - Retrofit | 2 | 25 | 54% | 100% | 11345 | 0 | 0 | 20816.406 | 20087.1081 | 260935
Commercial Existing Buildings | Custom - Retrofit | 5 | 15 | 54% | 100% | 3067.4 | 0 | 0 | 8541.936 | 1936.4455 | 105825.3
Commercial Existing Buildings | Custom - Retrofit | 2 | 25 | 54% | 100% | 15007 | 0 | 0 | 27378 | 26715.9589 | 345161
Commercial Existing Buildings | Custom - Agriculture | 1 | 30 | 54% | 100% | 66909.5 | 0 | 35000 | 264654 | 14291.6303 | 923351.1
Commercial Existing Buildings | Custom - Retrofit | 1 | 10 | 54% | 100% | 5120 | 771062.5 | 0 | 0 | 9744.5414 | 23552
Commercial Existing Buildings | Custom - Retrofit | 4 | 20 | 54% | 100% | 1280.655 | 0 | 19346 | 26009.1 | -12492.4331 | 47128.104
Commercial Existing Buildings | Custom - Retrofit | 1 | 10 | 54% | 100% | 1298 | 174260 | 0 | 0 | 2356.9204 | 5970.8
Commercial Existing Buildings | Custom - Retrofit | 1 | 20 | 54% | 100% | 101370 | 0 | 0 | 40176.3024 | 144707.8419 | 932604
Commercial Existing Buildings | Custom - Retrofit | 2 | 10 | 54% | 100% | 702.25 | 123370 | 0 | 0 | 2861.4835 | 6460.7
Commercial Existing Buildings | Custom - Agriculture | 1 | 20 | 54% | 100% | 13101 | 0 | 0 | 20989.8 | 11207.5098 | 120529.2
Commercial Existing Buildings | Custom - Retrofit | 3 | 10 | 54% | 100% | 1640.835 | 245560 | 0 | 0 | 9343.8458 | 22643.523
Commercial Existing Buildings | Custom - Retrofit | 2 | 10 | 54% | 100% | 2387.75 | 337196.25 | 0 | 0 | 8849.3305 | 21967.3
Commercial Existing Buildings | Custom - Retrofit | 1 | 10 | 54% | 100% | 2886 | 504000 | 0 | 0 | 5863.7606 | 13275.6
Commercial Existing Buildings | Custom - Multifamily | 1 | 15 | 54% | 100% | 8255.5 | 0 | 0 | 7300.8 | 8259.1332 | 56962.95
Commercial Existing Buildings | Custom - Retrofit | 2 | 25 | 54% | 100% | 8243.5 | 0 | 0 | 6388.2 | 22942.805 | 189600.5
Commercial New Buildings | Custom - Agriculture | 1 | 30 | 54% | 100% | 64729.5 | 0 | 0 | 0 | 117981.1579 | 893267.1
Commercial Existing Buildings | Custom - Retrofit | 1 | 15 | 54% | 100% | 27000 | 0 | 0 | 6379.074 | 34645.4879 | 186300
Commercial Existing Buildings | Custom - Retrofit | 1 | 10 | 54% | 100% | 44993.5 | 0 | 0 | 73804.6998 | 15442.6158 | 206970.1
Commercial Existing Buildings | Custom - Retrofit | 1 | 15 | 54% | 100% | 2507 | 0 | 0 | 9126 | -669.9998 | 17298.3
Distribution Contract Markets | Custom - DC | 1 | 15 | 54% | 100% | 2931865.6 | 0 | 0 | 276593.2344 | 4109300.3359 | 20229872.64
Distribution Contract Markets | Custom - DC | 1 | 7 | 54% | 100% | 29520.9632 | 207078.2384 | 0 | 8859.2112 | 23213.0868 | 95057.5015
Distribution Contract Markets | Custom - DC | 1 | 20 | 54% | 100% | 36656.7936 | 0 | 0 | 2436.9447 | 59475.7064 | 337242.5011
Distribution Contract Markets | Custom - DC | 1 | 20 | 54% | 100% | 63975.68 | 0 | 0 | 16801.497 | 98028.3831 | 588576.256
Distribution Contract Markets | Custom - DC | 1 | 7 | 54% | 100% | 159655.3344 | 0 | 0 | 55119.6805 | 117123.7822 | 514090.1768
Distribution Contract Markets | Custom - DC | 1 | 20 | 54% | 100% | 329879.3664 | 0 | 0 | 333215.0013 | 392038.8799 | 3034890.1709
Distribution Contract Markets | Custom - DC | 1 | 20 | 54% | 100% | 340936.3552 | 0 | 0 | 224923.524 | 460131.0732 | 3136614.4678
Distribution Contract Markets | Custom - DC | 1 | 20 | 54% | 100% | 120859.62 | 0 | 44175 | 15036 | 203109.3713 | 1111908.504
Distribution Contract Markets | Custom - DC | 1 | 18 | 54% | 100% | 1402380.8 | 0 | 0 | 300168.68 | 2076630.0466 | 11611713.024
Distribution Contract Markets | Custom - DC | 1 | 20 | 54% | 100% | 212369.6 | 0 | 0 | 68010.6548 | 319779.5506 | 1953800.32
Distribution Contract Markets | Custom - DC | 1 | 15 | 54% | 100% | 40885.12 | 0 | 0 | 15825.8912 | 51798.9132 | 282107.328
Distribution Contract Markets | Custom - DC | 1 | 20 | 54% | 100% | 4859921.0048 | 22227785.52 | 0 | 565137.9737 | 7965237.5972 | 44711273.2442
Distribution Contract Markets | Custom - DC | 1 | 20 | 54% | 100% | 1557693.4144 | 7932796.2325 | 0 | 134421.3989 | 2581452.3736 | 14330779.4125
Distribution Contract Markets | Custom - DC | 16 | 20 | 54% | 100% | 1340258.4375 | 34976265.625 | 626762.5 | 542505.7765 | 42910665.4927 | 197286042
Distribution Contract Markets | Custom - DC | 1 | 20 | 54% | 100% | 2622.5792 | 0 | 0 | 1958.85 | 3434.2686 | 24127.7286
Distribution Contract Markets | Custom - DC | 1 | 10 | 54% | 100% | 13479.3792 | 191599.6385 | 0 | 11044.7339 | 11411.088 | 62005.1443
Distribution Contract Markets | Custom - DC | 1 | 20 | 54% | 100% | 16564.8288 | 56507.8615 | 0 | 8542.4528 | 23939.955 | 152396.425
Distribution Contract Markets | Custom - DC | 1 | 7 | 54% | 100% | 44396.368 | 631043.2317 | 0 | 3069.86 | 41082.6481 | 142956.305
Distribution Contract Markets | Custom - DC | 1 | 7 | 54% | 100% | 53513.9616 | 182546.4715 | 0 | 1205.2457 | 48033.8682 | 172314.9564
Distribution Contract Markets | Custom - DC | 1 | 20 | 54% | 100% | 94112.0384 | 0 | 0 | 108706.2704 | 105570.0716 | 865830.7533
Distribution Contract Markets | Custom - DC | 1 | 20 | 54% | 100% | 165427.9744 | 0 | 0 | 25816.3108 | 261590.5729 | 1521937.3645
Distribution Contract Markets | Custom - DC | 1 | 7 | 54% | 100% | 385290.3552 | 643482.7904 | 0 | 4294.7828 | 344794.8039 | 1240634.9437
Distribution Contract Markets | Custom - DC | 1 | 10 | 54% | 100% | 243376.6208 | 0 | 0 | 328993.6944 | 126104.8809 | 1119532.4557
Distribution Contract Markets | Custom - DC | 1 | 7 | 54% | 100% | 740293.9456 | 3956425.8488 | 0 | 32299.3328 | 663815.7956 | 2383746.5048
Distribution Contract Markets | Custom - DC | 1 | 20 | 54% | 100% | 487943.7824 | 0 | 0 | 517845.5036 | 568402.3558 | 4489082.7981
Distribution Contract Markets | Custom - DC | 1 | 20 | 54% | 100% | 1254581.0912 | 35620211.5494 | 0 | 1184369.7117 | 1835757.6106 | 11542146.039
Distribution Contract Markets | Custom - DC | 1 | 20 | 54% | 100% | 1072449.5328 | 13791659.6671 | 0 | 40227.9158 | 1873070.1189 | 9866535.7018
Distribution Contract Markets | Custom - DC | 1 | 20 | 54% | 100% | 1209741.9776 | 4126444.5456 | 0 | 1968.2725 | 2034420.8813 | 11129626.1939
Distribution Contract Markets | Custom - DC | 1 | 20 | 54% | 100% | 1579910.1344 | 0 | 0 | 7137.088 | 2608438.604 | 14535173.2365
Distribution Contract Markets | Custom - DC | 1 | 10 | 54% | 100% | 2224320 | 0 | 0 | 3479317.1984 | 935171.5554 | 10231872
Distribution Contract Markets | Custom - DC | 1 | 10 | 54% | 100% | 251451.9616 | 0 | 0 | 459113.2336 | 75455.537 | 1156679.0234
Distribution Contract Markets | Custom - DC | 1 | 20 | 54% | 100% | 41092.7232 | 0 | 124146 | 15804.4298 | 108445.0657 | 378053.0534
Distribution Contract Markets | Custom - Agriculture | 1 | 15 | 54% | 100% | 12201.984 | 0 | 0 | 13274.7832 | 11525.4143 | 84193.6896
Distribution Contract Markets | Custom - DC | 2 | 3 | 54% | 100% | 342545.28 | 0 | 0 | 12757.7954 | 303599.65 | 945424.9728
Distribution Contract Markets | Custom - DC | 1 | 20 | 54% | 100% | 40518.6368 | 0 | 0 | 34664.9968 | 51034.7475 | 372771.4586
Distribution Contract Markets | Custom - DC | 1 | 20 | 54% | 100% | 51853.136 | 0 | 0 | 28726.7792 | 72503.189 | 477048.8512
Distribution Contract Markets | Custom - DC | 1 | 20 | 54% | 100% | 117875.1904 | 0 | 0 | 114410.9288 | 142228.3775 | 1084451.7517
Distribution Contract Markets | Custom - DC | 1 | 7 | 54% | 100% | 232545.2416 | 738891.7025 | 0 | 10297.555 | 206156.1258 | 748795.678
Distribution Contract Markets | Custom - DC | 1 | 20 | 54% | 100% | 149557.9808 | 0 | 0 | 154017.7576 | 176383.5 | 1375933.4234
Distribution Contract Markets | Custom - DC | 1 | 20 | 54% | 100% | 158349.3408 | 0 | 0 | 54888.4168 | 236515.8394 | 1456813.9354
Distribution Contract Markets | Custom - DC | 1 | 20 | 54% | 100% | 229698.112 | 0 | 0 | 38492.16 | 362003.5167 | 2113222.6304
Distribution Contract Markets | Custom - DC | 1 | 20 | 54% | 100% | 275869.6992 | 0 | 0 | 341471.5696 | 298958.4273 | 2538001.2326
Distribution Contract Markets | Custom - DC | 1 | 20 | 54% | 100% | 317625.4816 | 0 | 0 | 161741.2496 | 450660.1242 | 2922154.4307
Distribution Contract Markets | Custom - DC | 1 | 7 | 54% | 100% | 672968.016 | 0 | 0 | 70062.748 | 568337.9724 | 2166957.0115
Distribution Contract Markets | Custom - DC | 1 | 7 | 54% | 100% | 1066419.5072 | 14248431.0881 | 0 | 27847.3637 | 1003789.5544 | 3433870.8132
Distribution Contract Markets | Custom - DC | 1 | 20 | 54% | 100% | 688903.68 | 0 | 0 | 352768.2968 | 976541.1443 | 6337913.856
Distribution Contract Markets | Custom - DC | 1 | 20 | 54% | 100% | 1204557.1936 | 7840709.7555 | 0 | 71398.9472 | 2025886.6841 | 11081926.1811
Distribution Contract Markets | Custom - DC | 1 | 10 | 54% | 100% | 1702515.712 | 0 | 0 | 77822.6873 | 1905017.938 | 7831572.2752
Distribution Contract Markets | Custom - DC | 1 | 7 | 54% | 100% | 781187.857 | 5218724.0306 | 0 | 44110.2912 | 700627.6511 | 2515424.8994
Distribution Contract Markets | Custom - DC | 1 | 20 | 54% | 100% | 2296459.2 | 0 | 0 | 283546.8832 | 3656715.6067 | 21127424.64
Distribution Contract Markets | Custom - Agriculture | 3 | 20 | 54% | 100% | 13519.6288 | 0 | 0 | 24644.004 | 33038.4565 | 373141.7549
Distribution Contract Markets | Custom - Agriculture | 3 | 20 | 54% | 100% | 33850.9728 | 332400.0934 | 0 | 44840.69 | 114579.7343 | 934286.8493
Distribution Contract Markets | Custom - Agriculture | 1 | 10 | 54% | 100% | 228303.62 | 0 | 0 | 255872.8646 | 141934.5714 | 1050196.652
Distribution Contract Markets | Custom - Agriculture | 1 | 20 | 54% | 100% | 2200404.3232 | 0 | 9234 | 348646.7488 | 3480626.4831 | 20243719.7734
Distribution Contract Markets | Custom - Agriculture | 1 | 20 | 54% | 100% | 2200404.3232 | 0 | 9234 | 348646.7488 | 3480626.4831 | 20243719.7734
Distribution Contract Markets | Custom - DC | 1 | 5 | 54% | 100% | 264800 | 0 | 0 | 20872.9752 | 173863.6091 | 609040
Distribution Contract Markets | Custom - DC | 1 | 15 | 54% | 100% | 125821.2522 | 0 | 0 | 75345.396 | 146716.9971 | 868166.64
Distribution Contract Markets | Custom - DC | 2 | 20 | 54% | 100% | 109234.2368 | 0 | 37406.0125 | 65156 | 329999.0151 | 2009909.9571
Distribution Contract Markets | Custom - DC | 2 | 1 | 54% | 100% | 60875.4016 | 0 | 0 | 7360.7836 | 15209.6109 | 56005.3695
Distribution Contract Markets | Custom - DC | 1 | 15 | 54% | 100% | 8155.84 | 0 | 0 | 6180.2972 | 8942.2171 | 56275.296
Distribution Contract Markets | Custom - DC | 1 | 25 | 54% | 100% | 36754.24 | 632288.18 | 0 | 114874.7794 | 19054.2412 | 422673.76
Distribution Contract Markets | Custom - DC | 1 | 20 | 54% | 100% | 57934.0032 | 286702 | 0 | 35084 | 82099.1576 | 532992.8294
Distribution Contract Markets | Custom - DC | 1 | 7 | 54% | 100% | 6766533.3 | 136268324.819 | 0 | 198977.4024 | 6409947.8139 | 21788237.226
Distribution Contract Markets | Custom - DC | 1 | 20 | 54% | 100% | 393153.856 | 0 | 0 | 100029.496 | 603902.1586 | 3617015.4752
Distribution Contract Markets | Custom - DC | 1 | 20 | 54% | 100% | 1838750.016 | 0 | 178146.375 | 442154.6304 | 2904785.0988 | 16916500.1472
Distribution Contract Markets | Custom - DC | 1 | 20 | 54% | 100% | 913625.55 | 0 | 223050.5 | 336004.48 | 1483750.058 | 8405355.06
Distribution Contract Markets | Custom - Agriculture | 1 | 20 | 54% | 100% | 2200404.3232 | 0 | 9234 | 348646.7488 | 3480626.4831 | 20243719.7734
Distribution Contract Markets | Custom - Agriculture | 1 | 20 | 54% | 100% | 2200404.3232 | 0 | 9234 | 348646.7488 | 3480626.4831 | 20243719.7734
Distribution Contract Markets | Custom - DC | 3 | 20 | 54% | 100% | 289121.28 | 0 | 95842.3317 | 125635.804 | 1367421.5479 | 7979747.328
Distribution Contract Markets | Custom - Agriculture | 1 | 20 | 54% | 100% | 89023.6416 | 0 | 0 | 203959.5509 | 53342.0232 | 819017.5027
Distribution Contract Markets | Custom - DC | 52 | 20 | 54% | 100% | 1472.288 | 0 | 282.15 | 1439.4464 | 97774.11 | 704342.5792
Distribution Contract Markets | Custom - DC | 1 | 20 | 54% | 100% | 49138.4064 | 0 | 0 | 19045.6 | 72468.8596 | 452073.3389
Distribution Contract Markets | Custom - DC | 1 | 15 | 54% | 100% | 94268.8 | 0 | 30400 | 96425.868 | 102056.4168 | 650454.72
Distribution Contract Markets | Custom - DC | 1 | 15 | 54% | 100% | 279416.96 | 0 | 125305 | 297701.3325 | 308833.344 | 1927977.024
Distribution Contract Markets | Custom - DC | 1 | 20 | 54% | 100% | 26994.7712 | 0 | 119963.625 | 6859.0523 | 87645.011 | 248351.895
Distribution Contract Markets | Custom - DC | 1 | 20 | 54% | 100% | 338723.6864 | 48125774.5633 | 0 | 171989.7872 | 895120.548 | 3116257.9149
Distribution Contract Markets | Custom - DC | 1 | 20 | 54% | 100% | 136503.3408 | 0 | 117284.15 | 299506.3442 | 133022.5822 | 1255830.7354
Distribution Contract Markets | Custom - DC | 2 | 12 | 54% | 100% | 46795.456 | 0 | 0 | 7603.1739 | 112437.9032 | 516621.8342
Distribution Contract Markets | Custom - DC | 1 | 20 | 54% | 100% | 125317.1296 | 11717290.2 | 0 | 1603.84 | 307291.7618 | 1152917.5923
Distribution Contract Markets | Custom - DC | 1 | 1 | 54% | 100% | 5221.856 | 0 | 0 | 1319.1584 | 335.9685 | 2402.0538
Distribution Contract Markets | Custom - DC | 6 | 20 | 54% | 100% | 736.144 | 0 | 141.075 | 1439.4464 | 3654.378 | 40635.1488
Distribution Contract Markets | Custom - DC | 1 | 20 | 54% | 100% | 7052.1536 | 0 | 0 | 4313.3272 | 9673.6606 | 64879.8131
Distribution Contract Markets | Custom - DC | 1 | 20 | 54% | 100% | 8614.4736 | 0 | 0 | 5002.9784 | 11939.0648 | 79253.1571
Distribution Contract Markets | Custom - DC | 1 | 20 | 54% | 100% | 8614.4736 | 0 | 0 | 3329.9728 | 12708.6474 | 79253.1571
Distribution Contract Markets | Custom - DC | 3 | 20 | 54% | 100% | 15086.1856 | 0 | 0 | 18564.448 | 49197.1863 | 416378.7226
Distribution Contract Markets | Custom - DC | 1 | 7 | 54% | 100% | 56349.44 | 0 | 0 | 1316.1512 | 49681.663 | 181445.1968
Distribution Contract Markets | Custom - DC | 1 | 20 | 54% | 100% | 38286.9024 | 0 | 0 | 55132 | 37930.6852 | 352239.5021
Distribution Contract Markets | Custom - DC | 3 | 20 | 54% | 100% | 42754.608 | 0 | 0 | 25769.3634 | 176468.9508 | 1180027.1808
Distribution Contract Markets | Custom - DC | 1 | 20 | 54% | 100% | 48554.7872 | 146111.0581 | 0 | 10024 | 76911.8432 | 446704.0422
Distribution Contract Markets | Custom - DC | 1 | 20 | 54% | 100% | 53147.4784 | 0 | 0 | 124768.728 | 30463.5472 | 488956.8013
Distribution Contract Markets | Custom - DC | 1 | 20 | 54% | 100% | 63753.248 | 0 | 0 | 120105.5632 | 50140.8143 | 586529.8816
Distribution Contract Markets | Custom - DC | 1 | 20 | 54% | 100% | 81477.9008 | 0 | 0 | 56693.0776 | 108610.8695 | 749596.6874
Distribution Contract Markets | Custom - DC | 1 | 20 | 54% | 100% | 83140.8448 | 0 | 0 | 92125.572 | 95060.9056 | 764895.7722
Distribution Contract Markets | Custom - DC | 1 | 20 | 54% | 100% | 98139.1168 | 0 | 0 | 55132 | 136871.3285 | 902879.8746
Distribution Contract Markets | Custom - DC | 2 | 20 | 54% | 100% | 103705.2128 | 0 | 0 | 20488.0536 | 324017.5185 | 1908175.9155
Distribution Contract Markets | Custom - DC | 1 | 20 | 54% | 100% | 104402.1664 | 0 | 0 | 34574.7808 | 156680.9865 | 960499.9309
Distribution Contract Markets | Custom - DC | 1 | 20 | 54% | 100% | 143419.9168 | 0 | 0 | 48575.3016 | 214740.3041 | 1319463.2346
Distribution Contract Markets | Custom - DC | 1 | 7 | 54% | 100% | 264579.6864 | 2957916.6637 | 0 | 44696.5449 | 229029.6489 | 851946.5902
Distribution Contract Markets | Custom - DC | 1 | 7 | 54% | 100% | 318822.3776 | 2945087.8519 | 0 | 6675.2322 | 294868.0076 | 1026608.0559
Distribution Contract Markets | Custom - DC | 1 | 18 | 54% | 100% | 254181.52 | 0 | 0 | 178281.0601 | 319406.472 | 2104622.9856
Distribution Contract Markets | Custom - DC | 1 | 20 | 54% | 100% | 216054.5568 | 0 | 0 | 55132 | 331795.2691 | 1987701.9226
Distribution Contract Markets | Custom - DC | 1 | 20 | 54% | 100% | 651979.968 | 0 | 7657 | 29699.1072 | 1067062.3134 | 5998215.7056
Distribution Contract Markets | Custom - DC | 1 | 20 | 54% | 100% | 714854.08 | 0 | 0 | 174815.7232 | 1101297.4781 | 6576657.536
Distribution Contract Markets | Custom - DC | 1 | 20 | 54% | 100% | 846745.664 | 10377408.2516 | 0 | 68656.3808 | 1457493.8516 | 7790060.1088
Distribution Contract Markets | Custom - DC | 1 | 2 | 54% | 100% | 116704.7744 | 0 | 0 | 5902.1312 | 35793.3852 | 107368.3924
Distribution Contract Markets | Custom - Agriculture | 3 | 1 | 54% | 100% | 6024.7296 | 0 | 0 | 674.535 | 2332.351 | 8314.1268
Distribution Contract Markets | Custom - Agriculture | 5 | 1 | 54% | 100% | 6782.0364 | 0 | 0 | 690.6536 | 4533.8197 | 15598.6838
Distribution Contract Markets | Custom - Agriculture | 5 | 1 | 54% | 100% | 4524.9024 | 0 | 0 | 656.171 | 2575.5553 | 10407.2755
Distribution Contract Markets | Custom - Agriculture | 2 | 1 | 54% | 100% | 10284.832 | 0 | 0 | 692.2875 | 3076.8511 | 9462.0454
Distribution Contract Markets | Custom - Agriculture | 1 | 10 | 54% | 100% | 14416.4852 | 0 | 0 | 18782.49 | 7794.4113 | 66315.832
Distribution Contract Markets | Custom - Agriculture | 1 | 1 | 54% | 100% | 34302.192 | 0 | 0 | 731.752 | 5856.4926 | 15779.0083
Distribution Contract Markets | Custom - Agriculture | 1 | 20 | 54% | 100% | 378094.1504 | 0 | 16623.1 | 33881.12 | 615833.9291 | 3478466.1837
Distribution Contract Markets | Custom - Agriculture | 1 | 20 | 54% | 100% | 214325.9424 | 0 | 0 | 65156 | 324326.687 | 1971798.6701
Distribution Contract Markets | Custom - Agriculture | 1 | 20 | 54% | 100% | 248624.9568 | 0 | 0 | 61647.6 | 382639.6487 | 2287349.6026
Distribution Contract Markets | Custom - DC | 1 | 7 | 54% | 100% | 739315.2448 | 2184717.7588 | 80360.975 | 45419.7464 | 665204.7199 | 2380595.0883
Distribution Contract Markets | Custom - DC | 1 | 15 | 54% | 100% | 11657.5552 | 164004.571 | 0 | 4855.6256 | 15841.5485 | 80437.1309
Distribution Contract Markets | Custom - DC | 1 | 15 | 54% | 100% | 16115.0925 | 0 | 0 | 15501.3241 | 16155.6305 | 111194.1381
Distribution Contract Markets | Custom - DC | 1 | 15 | 54% | 100% | 25568.0288 | 0 | 0 | 53307.632 | 12424.1813 | 176419.3987
Distribution Contract Markets | Custom - DC | 1 | 20 | 54% | 100% | 26808.352 | 2183268.811 | 0 | 20189.1279 | 53824.4013 | 246636.8384
Distribution Contract Markets | Custom - DC | 1 | 15 | 54% | 100% | 126706.8 | 0 | 0 | 205051.9464 | 88766.8875 | 874276.92
Distribution Contract Markets | Custom - DC | 1 | 20 | 54% | 100% | 7188.7904 | 0 | 0 | 2963.4152 | 10520.492 | 66136.8717
Distribution Contract Markets | Custom - DC | 1 | 20 | 54% | 100% | 52075.568 | 1102.7 | 12981.75 | 89233.648 | 50044.0686 | 479095.2256
Distribution Contract Markets | Custom - DC | 1 | 20 | 54% | 100% | 38750.832 | 0 | 0 | 29069.6 | 50686.303 | 356507.6544
Distribution Contract Markets | Custom - DC | 1 | 7 | 54% | 100% | 115806.5728 | 1314597.0705 | 0 | 2412.7768 | 108226.4651 | 372897.1644
Distribution Contract Markets | Custom - DC | 1 | 20 | 54% | 100% | 97805.4688 | 0 | 0 | 40096 | 143236.3408 | 899810.313
Distribution Contract Markets | Custom - DC | 1 | 20 | 54% | 100% | 164455.6288 | 4149214.1979 | 0 | 10392.8832 | 302797.0917 | 1512991.785
Distribution Contract Markets | Custom - DC | 1 | 20 | 54% | 100% | 118797.7536 | 0 | 0 | 248595.2 | 82028.6857 | 1092939.3331
Distribution Contract Markets | Custom - DC | 1 | 7 | 54% | 100% | 225037.632 | 2547685.7989 | 0 | 8641.4298 | 208458.2183 | 724621.175
Distribution Contract Markets | Custom - DC | 1 | 20 | 54% | 100% | 133459.2 | 0 | 0 | 175420 | 139925.857 | 1227824.64
Distribution Contract Markets | Custom - DC | 1 | 20 | 54% | 100% | 152227.1648 | 1017280.4472 | 0 | 106454.88 | 211432.2104 | 1400489.9162
Distribution Contract Markets | Custom - DC | 1 | 7 | 54% | 100% | 310588.1568 | 0 | 0 | 116767.5712 | 223460.4862 | 1000093.8649
Distribution Contract Markets | Custom - DC | 1 | 7 | 54% | 100% | 310588.1568 | 0 | 0 | 14434.56 | 270533.6713 | 1000093.8649
Distribution Contract Markets | Custom - DC | 1 | 20 | 54% | 100% | 243809.8336 | 0 | 0 | 220678.36 | 301525.7036 | 2243050.4691
Distribution Contract Markets | Custom - DC | 1 | 20 | 54% | 100% | 268924.5248 | 0 | 0 | 114679.572 | 391801.8005 | 2474105.6282
Distribution Contract Markets | Custom - DC | 1 | 10 | 54% | 100% | 229748.9536 | 0 | 0 | 76590.3167 | 226675.3066 | 1056845.1866
Distribution Contract Markets | Custom - DC | 3 | 20 | 54% | 100% | 323808.032 | 0 | 0 | 240500.82 | 1273952.9615 | 8937101.6832
Distribution Contract Markets | Custom - DC | 1 | 7 | 54% | 100% | 598061.392 | 550502.3986 | 0 | 46410.6789 | 514877.9998 | 1925757.6822
Distribution Contract Markets | Custom - DC | 1 | 7 | 54% | 100% | 626178.9152 | 1096090.9896 | 0 | 38172.3944 | 546245.6082 | 2016296.1069
Distribution Contract Markets | Custom - DC | 1 | 20 | 54% | 100% | 830097.92 | 0 | 0 | 151697.2016 | 1299154.1201 | 7636900.864
Distribution Contract Markets | Custom - DC | 2 | 10 | 54% | 100% | 512861.992 | 0 | 0 | 54646.8384 | 1119019.2003 | 4718330.3264
Distribution Contract Markets | Custom - DC | 1 | 7 | 54% | 100% | 4034125.2576 | 34529779.9691 | 255057.1352 | 342765.4976 | 3651700.1397 | 12989883.3295
Distribution Contract Markets | Custom - DC | 1 | 20 | 54% | 100% | 1436022.0512 | 0 | 0 | 79565.6002 | 2337262.628 | 13211402.871
Distribution Contract Markets | Custom - DC | 1 | 20 | 54% | 100% | 207142.448 | 0 | 0 | 312636.6314 | 198610.6883 | 1905710.5216
Distribution Contract Markets | Custom - DC | 1 | 20 | 54% | 100% | 160098.08 | 0 | 0 | 297851.1312 | 127643.8008 | 1472902.336
Distribution Contract Markets | Custom - DC | 1 | 20 | 54% | 100% | 123301.472 | 139736128.86 | 0 | 257438.874 | 1288344.2566 | 1134373.5424
Distribution Contract Markets | Custom - DC | 1 | 20 | 54% | 100% | 209993.8144 | 136732853.7345 | 0 | 314576.1752 | 1379516.5575 | 1931943.0925
Distribution Contract Markets | Custom - DC | 1 | 15 | 54% | 100% | 280336.3456 | 18283978.97 | 950 | 33007.0272 | 527348.2959 | 1934320.7846
Distribution Contract Markets | Custom - DC | 1 | 15 | 54% | 100% | 47946.8064 | 0 | 0 | 17035.788 | 61446.4672 | 330832.9642
Distribution Contract Markets | Custom - DC | 1 | 20 | 54% | 100% | 38374.816 | 0 | 0 | 4154.9079 | 61525.476 | 353048.3072
Distribution Contract Markets | Custom - DC | 1 | 7 | 54% | 100% | 347468.4416 | 4091107.4214 | 0 | 10233.0605 | 324016.4175 | 1118848.382
Distribution Contract Markets | Custom - DC | 1 | 10 | 54% | 100% | 259614.1568 | 0 | 0 | 1848.4256 | 295102.0041 | 1194225.1213
Distribution Contract Markets | Custom - DC | 1 | 7 | 54% | 100% | 750498.2784 | 2434841.1929 | 0 | 41667.7632 | 661681.0564 | 2416604.4564
Distribution Contract Markets | Custom - DC | 1 | 4 | 54% | 100% | 590672.4128 | 0 | 0 | 315211.8472 | 198188.8099 | 1086837.2396
Distribution Contract Markets | Custom - Agriculture | 1 | 20 | 54% | 100% | 182902 | 0 | 0 | 116888.8616 | 247859.2964 | 1682698.4
Distribution Contract Markets | Custom - Agriculture | 2 | 20 | 54% | 100% | 139178.88 | 0 | 0 | 145674.181 | 326128.0724 | 2560891.392
Distribution Contract Markets | Custom - Agriculture | 1 | 10 | 54% | 100% | 506357.9744 | 0 | 0 | 528640.7 | 334058.0406 | 2329246.6822
Distribution Contract Markets | Custom - Agriculture | 1 | 20 | 54% | 100% | 145110.4 | 0 | 0 | 116788.7319 | 186156.6342 | 1335015.68
Distribution Contract Markets | Custom - Agriculture | 1 | 10 | 54% | 100% | 180800.1016 | 0 | 0 | 166164.8408 | 129670.816 | 831680.4675
Distribution Contract Markets | Custom - Agriculture | 3 | 1 | 54% | 100% | 4045.0848 | 0 | 0 | 639.03 | 1309.1014 | 5582.217
Distribution Contract Markets | Custom - DC | 1 | 20 | 54% | 100% | 61203.7536 | 517722.0608 | 0 | 31844.3735 | 90983.3223 | 563074.5331
Distribution Contract Markets | Custom - DC | 1 | 20 | 54% | 100% | 40100.2528 | 0 | 0 | 64993.11 | 36392.1922 | 368922.3258
Distribution Contract Markets | Custom - DC | 1 | 20 | 54% | 100% | 46316.6976 | 391789.31 | 0 | 36954.0373 | 62939.2361 | 426113.6179
Distribution Contract Markets | Custom - DC | 1 | 20 | 54% | 100% | 1992604.112 | 0 | 3536937.875 | 332453.9792 | 4502424.3822 | 18331957.8304
Distribution Contract Markets | Custom - DC | 3 | 20 | 54% | 100% | 11368.1818 | 0 | 21406.6682 | 5052.1561 | 74124.7819 | 313761.8166
Distribution Contract Markets | Custom - DC | 1 | 1 | 54% | 100% | 566762.032 | 0 | 0 | 108043.684 | 52626.1101 | 260710.5347
Distribution Contract Markets | Custom - DC | 1 | 1 | 54% | 100% | 26542.281 | 0 | 0 | 6487.5027 | 1807.8321 | 12209.4492
Distribution Contract Markets | Custom - DC | 2 | 1 | 54% | 100% | 3091747.6032 | 0 | 0 | 111785.1019 | 1013558.5253 | 2844407.7949
Distribution Contract Markets | Custom - DC | 1 | 15 | 54% | 100% | 85689.28 | 0 | 0 | 11076.52 | 118725.4431 | 591256.032
Distribution Contract Markets | Custom - DC | 1 | 20 | 54% | 100% | 4491.008 | 0 | 0 | 10119.228 | 2769.1615 | 41317.2736
Distribution Contract Markets | Custom - DC | 1 | 20 | 54% | 100% | 599389.98 | 0 | 167919.359 | 207044.7176 | 1028974.7561 | 5514387.816
Distribution Contract Markets | Custom - DC | 1 | 15 | 54% | 100% | 493821.2832 | 0 | 0 | 307045.0137 | 572328.931 | 3407366.8541
Distribution Contract Markets | Custom - DC | 3 | 20 | 54% | 100% | 25212.1376 | 0 | 0 | 20699.56 | 96467.8313 | 695854.9978
Distribution Contract Markets | Custom - DC | 2 | 20 | 54% | 100% | 31056.8032 | 0 | 0 | 44900.2526 | 61370.6782 | 571445.1789
Distribution Contract Markets | Custom - DC | 1 | 20 | 54% | 100% | 38007.2736 | 0 | 0 | 34763.7633 | 46837.8246 | 349666.9171
Distribution Contract Markets | Custom - DC | 2 | 20 | 54% | 100% | 40093.8976 | 0 | 0 | 105324.1728 | 35658.7954 | 737727.7158
Distribution Contract Markets | Custom - DC | 1 | 20 | 54% | 100% | 45920.5568 | 0 | 0 | 51322.3588 | 52302.18 | 422469.1226
Distribution Contract Markets | Custom - DC | 1 | 20 | 54% | 100% | 50206.08 | 0 | 0 | 11957.3289 | 77494.4168 | 461895.936
Distribution Contract Markets | Custom - DC | 1 | 20 | 54% | 100% | 58705.1008 | 0 | 0 | 4867.6544 | 94805.2489 | 540086.9274
Distribution Contract Markets | Custom - DC | 3 | 20 | 54% | 100% | 79369.3831 | 0 | 0 | 11514.8996 | 377721.8338 | 2190594.9746
Distribution Contract Markets | Custom - DC | 1 | 7 | 54% | 100% | 280969.7472 | 16214452.5613 | 0 | 70944.86 | 291973.9075 | 904722.586
Distribution Contract Markets | Custom - DC | 3 | 20 | 54% | 100% | 82193.92 | 0 | 0 | 40823.4016 | 351283.6778 | 2268552.192
Distribution Contract Markets | Custom - DC | 1 | 10 | 54% | 100% | 121526.2528 | 7013172 | 0 | 36680.2719 | 162863.2744 | 559020.7629
Distribution Contract Markets | Custom - DC | 1 | 20 | 54% | 100% | 121578.1536 | 0 | 0 | 25060 | 189451.1081 | 1118519.0131
Distribution Contract Markets | Custom - DC | 3 | 10 | 54% | 100% | 111035.936 | 0 | 0 | 13017.838 | 361768.201 | 1532295.9168
Distribution Contract Markets | Custom - DC | 1 | 20 | 54% | 100% | 165975.5808 | 0 | 0 | 58339.68 | 247535.0616 | 1526975.3434
Distribution Contract Markets | Custom - DC | 1 | 7 | 54% | 100% | 353963.456 | 3461215.4085 | 0 | 2576.148 | 330465.2975 | 1139762.3283
Distribution Contract Markets | Custom - DC | 1 | 20 | 54% | 100% | 211974.5184 | 0 | 0 | 197378.6045 | 259617.1913 | 1950165.5693
Distribution Contract Markets | Custom - DC | 4 | 20 | 54% | 100% | 224730.464 | 0 | 0 | 59263.7424 | 1376946.6288 | 8270081.0752
Distribution Contract Markets | Custom - DC | 1 | 20 | 54% | 100% | 263280.048 | 0 | 0 | 31377.6861 | 420789.8826 | 2422176.4416
Distribution Contract Markets | Custom - DC | 1 | 20 | 54% | 100% | 336934.6976 | 2853006.8884 | 0 | 17657.5266 | 573418.884 | 3099799.2179
Distribution Contract Markets | Custom - DC | 1 | 20 | 54% | 100% | 368562.4096 | 0 | 0 | 10313.4731 | 604519.8415 | 3390774.1683
Distribution Contract Markets | Custom - DC | 1 | 20 | 54% | 100% | 560036.112 | 0 | 0 | 406581.0883 | 738758.5493 | 5152332.2304
Distribution Contract Markets | Custom - DC | 1 | 20 | 54% | 100% | 570908.8 | 0 | 0 | 693.6608 | 943440.2153 | 5252360.96
Distribution Contract Markets | Custom - DC | 1 | 20 | 54% | 100% | 624968.2496 | 0 | 0 | 8762.9808 | 1029093.0538 | 5749707.8963
Distribution Contract Markets | Custom - DC | 1 | 20 | 54% | 100% | 2520266.4 | 0 | 0 | 208712.7112 | 4060225.2668 | 23186450.88
Distribution Contract Markets | Custom - DC | 1 | 7 | 54% | 100% | 1655850.5376 | 15217060.4113 | 16056.425 | 24177.4369 | 1539178.1732 | 5331838.7311
Distribution Contract Markets | Custom - DC | 1 | 20 | 54% | 100% | 978369.2704 | 8255569.7549 | 0 | 1070427.876 | 1195997.4802 | 9000997.2877
Distribution Contract Markets | Custom - DC | 1 | 20 | 54% | 100% | 3961447.1904 | 0 | 948575 | 6558703.2 | 3896714.3495 | 36445314.1517
Distribution Contract Markets | Custom - DC | 1 | 7 | 54% | 100% | 4330197.0784 | 50204828.3 | 0 | 402533.768 | 3907881.9758 | 13943234.5924
Distribution Contract Markets | Custom - DC | 1 | 10 | 54% | 100% | 2222795.8112 | 0 | 0 | 542874.78 | 2284197.5388 | 10224860.7315
Distribution Contract Markets | Custom - DC | 1 | 10 | 54% | 100% | 2222795.8112 | 0 | 0 | 542874.78 | 2284197.5388 | 10224860.7315
Distribution Contract Markets | Custom - DC | 1 | 20 | 54% | 100% | 134448.5 | 0 | 5386.5 | 292700.8 | 89148.3212 | 1236926.2
Distribution Contract Markets | Custom - Agriculture | 1 | 20 | 54% | 100% | 50711.3184 | 0 | 0 | 83277.3872 | 45522.3907 | 466544.1293
Distribution Contract Markets | Custom - DC | 1 | 20 | 54% | 100% | 5617683.2768 | 0 | 645984.325 | 2178510.2063 | 8533026.7085 | 51682686.1466
Distribution Contract Markets | Custom - DC | 1 | 20 | 54% | 100% | 29966.8864 | 0 | 0 | 2663.0761 | 48312.718 | 275695.3549
Distribution Contract Markets | Custom - DC | 1 | 20 | 54% | 100% | 72782.928 | 615669.3883 | 0 | 50974.8166 | 102167.8417 | 669602.9376
Distribution Contract Markets | Custom - DC | 2 | 20 | 54% | 100% | 124932.64 | 0 | 0 | 6362.734 | 407194.1858 | 2298760.576
Distribution Contract Markets | Custom - DC | 1 | 20 | 54% | 100% | 54974.5984 | 0 | 0 | 17121.9944 | 83001.4246 | 505766.3053
Distribution Contract Markets | Custom - DC | 1 | 15 | 54% | 100% | 163918.6144 | 0 | 14867.5 | 69163.5952 | 210032.0932 | 1131038.4394
Distribution Contract Markets | Custom - DC | 1 | 20 | 54% | 100% | 19888.5984 | 0 | 0 | 20348.72 | 23517.0811 | 182975.1053
Distribution Contract Markets | Custom - DC | 1 | 20 | 54% | 100% | 192228.912 | 0 | 9025 | 106165.1162 | 272408.1235 | 1768505.9904
| Total = | 601533 | [7 empty] | 295944877.3051 | 1417557891.5618

## 2008
Program | Measure | Units | Equipment Life | Free Rider Rate | Adjustment Factor | Gross Natural Gas Savings (m3)/Unit | Gross Water Savings (L)/Unit | Gross Electricity Savings (kWh)/Unit | Gross Incremental Cost ($)/Unit | Net LRAM TRC ($) | Net Cumulative Natural Gas Savings (m3)
Residential Existing Homes | RAM CP Install-Faucet Aerator-Bath | 1403 | 10 | 33% | 100% | 6 | 2004 | 0 | 2 | 34803.6649 | 56400.6
Residential Existing Homes | RAM CP Install-Faucet Aerator-Kitchen | 1403 | 10 | 33% | 100% | 23 | 7797 | 0 | 2 | 140063.2419 | 216202.3
Residential Existing Homes | RAM CP Install-Pipe Insulation - 2 m | 1403 | 10 | 4% | 100% | 18 | 0 | 0 | 2 | 55930.1889 | 242438.4
Residential Existing Homes | RAM CP Install-Showerhead - 1.25gpm | 1403 | 10 | 10% | 100% | 63 | 10570 | 0 | 13 | 339223.8452 | 795501
Residential Existing Homes | 3rd Party Install-Faucet Aerator-Bath | 111 | 10 | 33% | 100% | 6 | 2004 | 0 | 2 | 2753.533 | 4462.2
Residential Existing Homes | 3rd Party Install-Faucet Aerator-Kitchen | 111 | 10 | 33% | 100% | 23 | 7797 | 0 | 2 | 11081.2686 | 17105.1
Residential Existing Homes | 3rd Party Install-Pipe Insulation - 2 m | 111 | 10 | 4% | 100% | 18 | 0 | 0 | 2 | 4424.9829 | 19180.8
Residential Existing Homes | 3rd Party Install-Shead-1.25 exist 2.0 | 8 | 10 | 10% | 100% | 63 | 10570 | 0 | 13 | 1934.2771 | 4536
Residential Existing Homes | 3rd Party Install-Shead-1.25 exist 2.1-2.5 | 22 | 10 | 10% | 100% | 63 | 10570 | 0 | 13 | 5319.262 | 12474
Residential Existing Homes | 3rd Party Install-Shead-1.25 exist 2.6+ | 81 | 10 | 10% | 100% | 63 | 10570 | 0 | 13 | 19584.5556 | 45927
Residential Existing Homes | HD/SB/Cust Initiated-Faucet Aerator-Bath | 49143 | 10 | 33% | 62.48% | 6 | 2004 | 0 | 2 | 761675.5118 | 1234322.7653
Residential Existing Homes | HD/SB/Cust Initiated-Faucet Aerator-Kitchen | 49143 | 10 | 33% | 78.2% | 23 | 7797 | 0 | 2 | 3836497.5154 | 5922036.1866
Residential Existing Homes | HD/SB/Cust Initiated-Pipe Insulation - 2 m | 49143 | 10 | 4% | 71.28% | 18 | 0 | 0 | 2 | 1396426.1437 | 6053033.7331
Residential Existing Homes | HD/SB/Cust Initiated-Showerhead - 1.25 gpm | 47123 | 10 | 10% | 74.1% | 63 | 10570 | 0 | 13 | 8442670.5173 | 19798587.081
Residential Existing Homes | HD/SB/Cust Initiated-Showerhead - 1.5 gpm | 2020 | 10 | 10% | 74.1% | 46 | 6334 | 0 | 6 | 246149.4345 | 619683.48
Residential Existing Homes | RAM CP/RAM Event/3rd Party Dist-Faucet Aerator-Bath | 46095 | 10 | 33% | 42.3% | 6 | 2004 | 0 | 2 | 483683.7466 | 783827.037
Residential Existing Homes | RAM CP/RAM Event/3rd Party Dist-Faucet Aerator-Kitchen | 46095 | 10 | 33% | 57.85% | 23 | 7797 | 0 | 2 | 2662095.834 | 4109224.0507
Residential Existing Homes | RAM CP/RAM Event/3rd Party Dist-Pipe Insulation - 2 m | 46095 | 10 | 4% | 72.52% | 18 | 0 | 0 | 2 | 1332601.2911 | 5776374.6432
Residential Existing Homes | RAM CP/RAM Event/3rd Party Dist-Showerhead - 1.25 gpm | 31696 | 10 | 10% | 66.64% | 63 | 10570 | 0 | 13 | 5107026.9337 | 11976295.5648
Residential Existing Homes | RAM CP/RAM Event/3rd Party Dist-Showerhead - 1.5 gpm | 14337 | 10 | 10% | 66.64% | 46 | 6334 | 0 | 6 | 1571167.6863 | 3955429.1952
Residential Existing Homes | Furnace - High Efficiency | 8407 | 18 | 90% | 100% | 385 | 0 | 0 | 650 | 534869.1091 | 5826051
Residential Existing Homes | Thermostat - Programmable | 9296 | 15 | 43% | 84.7% | 53 | 0 | 54 | 25 | 785996.7661 | 3567972.5928
Low Income | HHC-Faucet Aerator-Bath | 7694 | 10 | 1% | 100% | 6 | 2004 | 0 | 2 | 282019.9823 | 457023.6
Low Income | HHC-Faucet Aerator-Kitchen | 7694 | 10 | 1% | 100% | 23 | 7797 | 0 | 2 | 1134956.1357 | 1751923.8
Low Income | HHC-Pipe Insulation - 2 m | 7291 | 10 | 1% | 100% | 18 | 0 | 0 | 2 | 299736.5297 | 1299256.2
Low Income | HHC-Showerhead-1.25 gpm existing 2.0 | 537 | 10 | 1% | 100% | 63 | 10570 | 0 | 13 | 142822.1849 | 334926.9
Low Income | HHC-Showerhead-1.25 gpm existing 2.1 to 2.5 | 2219 | 10 | 1% | 100% | 63 | 10570 | 0 | 13 | 590172.1196 | 1383990.3
Low Income | HHC-Showerhead-1.25 gpm existing 2.6+ | 5132 | 10 | 1% | 100% | 63 | 10570 | 0 | 13 | 1364922.6307 | 3200828.4
Low Income | Thermostat - Programmable - HHC | 5132 | 15 | 1% | 100% | 53 | 0 | 54 | 25 | 889791.4339 | 4039140.6
Commercial New Buildings | Condensing Boiler | 40 | 25 | 5% | 100% | 8423.8488 | 0 | 0 | 9720 | 851794.3586 | 8002656.3982
Commercial New Buildings | DCKV Dinner House (10000 - 15000 cfm) | 1 | 15 | 5% | 100% | 18924 | 0 | 49102 | 20000 | 344406.2241 | 269667
Commercial New Buildings | DCKV Fast Casual (< 5000 cfm) | 5 | 15 | 5% | 100% | 4801 | 0 | 13521 | 10000 | 40526.2008 | 342071.25
Commercial New Buildings | DCKV Full Menu (5000 - 9999 cfm) | 3 | 15 | 5% | 100% | 11486 | 0 | 30901 | 15000 | 1712532.8149 | 491026.5
Commercial New Buildings | ERV | 43 | 20 | 5% | 100% | 5214.4346 | 0 | 0 | 5880.7696 | 504654.4536 | 4260193.0314
Commercial New Buildings | Infrared Heating | 342 | 20 | 33% | 100% | 1685.6385 | 0 | 559 | 2247.5179 | 321688.8294 | 7724943.9037
Commercial New Buildings | HRV | 10 | 20 | 5% | 100% | 1590.36 | 0 | 0 | 2559.18 | 28521.1646 | 302168.4
Commercial New Buildings | Rooftop Unit | 199 | 15 | 5% | 100% | 255 | 0 | 0 | 375 | 106834.4836 | 723116.25
Commercial Existing Buildings | Condensing Boiler | 278 | 25 | 5% | 100% | 8423.8488 | 0 | 0 | 9720 | 5919970.7921 | 55618461.9678
Commercial Existing Buildings | DCKV Dinner House (10000 - 15000 cfm) | 2 | 15 | 5% | 100% | 18924 | 0 | 49102 | 20000 | 68881.2448 | 539334
Commercial Existing Buildings | DCKV Fast Casual (< 5000 cfm) | 1 | 15 | 5% | 100% | 4801 | 0 | 13521 | 10000 | 108069.8687 | 68414.25
Commercial Existing Buildings | DCKV Full Menu (5000 - 9999 cfm) | 8 | 15 | 5% | 100% | 11486 | 0 | 30901 | 15000 | 5894298.9908 | 1309404
Commercial Existing Buildings | ERV | 148 | 20 | 5% | 100% | 5214.4346 | 0 | 0 | 5880.7696 | 1736950.2123 | 14662989.9686
Commercial Existing Buildings | Furnace - High Efficiency | 117 | 18 | 18% | 100% | 459 | 0 | 0 | 650 | 16661.6789 | 792656.28
Commercial Existing Buildings | HRV | 40 | 20 | 5% | 100% | 1590.36 | 0 | 0 | 2559.18 | 114084.6583 | 1208673.6
Commercial Existing Buildings | HWC:ESK/MFP/SHP-Faucet Aerator-Bath | 30655 | 10 | 10% | 100% | 4 | 1382 | 0 | 2 | 489279.8277 | 1103580
Commercial Existing Buildings | HWC:ESK/MFP/SHP-Faucet Aerator-Kitchen | 22118 | 10 | 10% | 100% | 16 | 5377 | 0 | 2 | 978576.2853 | 3184992
Commercial Existing Buildings | HWC:ESK/MFP/SHP-Shower Head - 1.25 gpm | 10611 | 10 | 10% | 100% | 45 | 8824 | 0 | 13 | 2258600.9288 | 4297455
Commercial Existing Buildings | HWC:ESK/MFP/SHP-Shower Head - 1.5 gpm | 12316 | 10 | 10% | 100% | 33 | 5228 | 0 | 6 | 73023.7273 | 3657852
Commercial Existing Buildings | Infrared Heating | 589 | 20 | 33% | 100% | 1685.6385 | 0 | 559 | 2247.5179 | 2235737.3646 | 13304070.0563
Commercial Existing Buildings | Pre-Rinse Low-Flow Spray Nozzle - FULL Service | 1722 | 5 | 12.4% | 100% | 886 | 170326 | 0 | 60 | 3735651.9741 | 6682530.96
Commercial Existing Buildings | Pre-Rinse Low-Flow Spray Nozzle - LIMITED Service | 800 | 5 | 12.4% | 100% | 190 | 36484 | 0 | 60 | 338927.0769 | 665760
Commercial Existing Buildings | Pre-Rinse Low-Flow Spray Nozzle - OTHER | 827 | 5 | 12.4% | 100% | 200 | 38383 | 0 | 60 | 370982.1694 | 724452
Commercial Existing Buildings | Rooftop Unit | 631 | 15 | 5% | 100% | 255 | 0 | 0 | 375 | 242491.2199 | 2292896.25
Commercial Existing Buildings | Thermostat - Programmable (Warehouse, Industrial, Recreation, Agriculture) | 741 | 15 | 20% | 100% | 538 | 0 | 266 | 110 | 1021030.7133 | 4783896
Commercial Existing Buildings | Thermostat - Programmable (Multifamily, Food Services) | 346 | 15 | 20% | 100% | 223 | 0 | 156 | 110 | 188724.213 | 925896
Commercial Existing Buildings | Thermostat - Programmable (Office, Institutional) | 1570 | 15 | 20% | 100% | 211 | 0 | 112 | 110 | 771269.3424 | 3975240
Commercial Existing Buildings | Thermostat - Programmable (Retail, Hotels/Motels) | 650 | 15 | 20% | 100% | 82 | 0 | 63 | 110 | 96270.8665 | 639600
Commercial New Buildings | Custom New Const | 4 | 15 | 33% | 100% | 1151102 | 0 | 0 | 500000 | 8090555.3814 | 32392010.28
Commercial Existing Buildings | Custom Multifamily Retrofit | 1 | 25 | 42% | 100% | 28244 | 0 | 0 | 4100 | 59824.4637 | 286676.6
Commercial Existing Buildings | Custom Application | 1 | 25 | 59% | 100% | 189384 | 0 | 0 | 55000 | 272286.0143 | 1358830.2
Commercial Existing Buildings | Custom Application | 1 | 15 | 59% | 100% | 139868 | 0 | 435575 | 288290 | 183152.7842 | 602131.74
Commercial Existing Buildings | Custom Multifamily Retrofit | 2 | 25 | 42% | 100% | 43599 | 0 | 0 | 16650 | 172724.3241 | 885059.7
Commercial Existing Buildings | Custom Application | 1 | 15 | 59% | 100% | 315369 | 0 | 73535 | 200000 | 334547.67 | 1357663.545
Commercial Existing Buildings | Custom Application | 1 | 15 | 59% | 100% | 183396 | 0 | 0 | 55342 | 207169.2406 | 789519.78
Commercial Existing Buildings | Custom Application | 1 | 25 | 59% | 100% | 130000 | 0 | 0 | 40000 | 185986.0614 | 932750
Commercial New Buildings | Custom Agriculture Comm Weather | 1 | 25 | 0% | 100% | 12225 | 0 | 0 | 32754 | 13665.6923 | 213937.5
Commercial Existing Buildings | Custom Multifamily Retrofit | 1 | 25 | 42% | 100% | 14972 | 0 | 0 | 3000 | 31233.208 | 151965.8
Commercial Existing Buildings | Custom Application | 1 | 15 | 59% | 100% | 6500 | 0 | 0 | 10000 | 4046.778 | 27982.5
Commercial Existing Buildings | Custom Application | 1 | 15 | 59% | 100% | 6500 | 0 | 0 | 10000 | 4046.778 | 27982.5
Commercial Existing Buildings | Custom Multifamily Retrofit | 2 | 25 | 42% | 100% | 14836 | 0 | 0 | 3500 | 61287.3836 | 301170.8
Commercial Existing Buildings | Custom Application | 2 | 25 | 59% | 100% | 14887 | 0 | 0 | 3000 | 43892.6353 | 213628.45
Commercial New Buildings | Custom New Const | 1 | 15 | 33% | 100% | 693900 | 0 | 3737500 | 1840000 | 1955859.716 | 4881586.5
Commercial Existing Buildings | Custom Application | 1 | 15 | 59% | 100% | 6500 | 0 | 0 | 10000 | 4046.778 | 27982.5
Commercial Existing Buildings | Custom Application | 1 | 25 | 59% | 100% | 3455 | 0 | 0 | 3000 | 4148.7988 | 24789.625
Commercial Existing Buildings | Custom Application | 1 | 15 | 59% | 100% | 12000 | 0 | 0 | 2500 | 14015.2055 | 51660
Commercial New Buildings | Custom New Const | 1 | 25 | 33% | 100% | 42633 | 0 | 410400 | 35000 | 327350.6535 | 499871.925
Commercial New Buildings | Custom New Const | 4 | 25 | 33% | 100% | 7744 | 0 | 0 | 7500 | 58704.9555 | 363193.6
Commercial New Buildings | Custom New Const | 2 | 15 | 33% | 100% | 36076 | 0 | 0 | 38500 | 96188.7007 | 507589.32
Commercial Existing Buildings | Custom Application | 1 | 15 | 59% | 100% | 15980 | 0 | 0 | 4000 | 18388.5403 | 68793.9
Commercial Existing Buildings | Custom Application | 1 | 15 | 59% | 100% | 15980 | 0 | 0 | 4000 | 18388.5403 | 68793.9
Commercial New Buildings | Custom New Const | 2 | 15 | 33% | 100% | 10233 | 0 | 0 | 10000 | 28517.603 | 143978.31
Commercial New Buildings | Custom New Const | 1 | 25 | 33% | 100% | 13507 | 1061000 | 898501 | 280000 | 391187.3497 | 158369.575
Commercial New Buildings | Custom New Const | 2 | 18 | 33% | 100% | 11225 | 0 | 46519 | 31000 | 56904.6055 | 189522.9
Commercial Existing Buildings | Custom Multifamily Retrofit | 1 | 15 | 42% | 100% | 7146 | 0 | 0 | 5000 | 9770.0892 | 43519.14
Commercial Existing Buildings | Custom Multifamily Retrofit | 1 | 15 | 42% | 100% | 46419 | 0 | 0 | 10000 | 76502.3889 | 282691.71
Commercial New Buildings | Custom New Const | 1 | 15 | 33% | 100% | 58508 | 0 | 0 | 55000 | 82983.6321 | 411603.78
Commercial New Buildings | Custom New Const | 1 | 15 | 33% | 100% | 58508 | 0 | 0 | 55000 | 82983.6321 | 411603.78
Commercial Existing Buildings | Custom Multifamily Retrofit | 2 | 15 | 42% | 100% | 6617 | 0 | 0 | 3750 | 19114.3102 | 80595.06
Commercial Existing Buildings | Custom Application | 1 | 10 | 59% | 100% | 28252 | 0 | 17418 | 9700 | 27909.9102 | 81083.24
Commercial New Buildings | Custom Agriculture Comm Weather | 1 | 25 | 0% | 100% | 27998 | 0 | 0 | 69799 | 36512.5375 | 489965
Commercial New Buildings | Custom Agriculture Comm Weather | 1 | 25 | 0% | 100% | 31148 | 0 | 0 | 76442 | 41830.4398 | 545090
Commercial New Buildings | Custom New Const | 1 | 25 | 33% | 100% | 7429 | 0 | 0 | 4000 | 16219.8584 | 87105.025
Commercial New Buildings | Custom Agriculture Comm Weather | 1 | 30 | 0% | 100% | 80873 | 0 | 144400 | 196000 | 261921.2526 | 1698333
Commercial Existing Buildings | Custom Application | 1 | 20 | 59% | 100% | 18941 | 0 | 0 | 8000 | 23876.6417 | 108721.34
Commercial Existing Buildings | Custom Application | 1 | 20 | 59% | 100% | 8526 | 0 | 5000 | 14900 | 7775.9632 | 48939.24
Commercial Existing Buildings | Custom Application | 1 | 20 | 59% | 100% | 22498 | 0 | 12000 | 10000 | 32142.4513 | 129138.52
Commercial Existing Buildings | Custom Application | 1 | 15 | 59% | 100% | 29364 | 0 | 0 | 27675 | 25456.6328 | 126412.02
Commercial Existing Buildings | Custom Application | 1 | 20 | 59% | 100% | 14530 | 0 | 0 | 25577 | 10345.8044 | 83402.2
Commercial Existing Buildings | Custom Application | 1 | 20 | 59% | 100% | 5908 | 0 | 0 | 7000 | 5600.5897 | 33911.92
Commercial Existing Buildings | Custom Application | 1 | 20 | 59% | 100% | 1600 | 0 | 2500 | 6481 | 467.1977 | 9184
Commercial Existing Buildings | Custom Application | 1 | 20 | 59% | 100% | 7562 | 0 | 0 | 9356 | 7006.0507 | 43405.88
Commercial Existing Buildings | Custom Application | 1 | 20 | 59% | 100% | 7300 | 0 | 2500 | 20000 | 3096.7776 | 41902
Commercial Existing Buildings | Custom Retrofit Comm Base load | 1 | 15 | 59% | 100% | 14997 | 0 | 0 | 8567 | 15354.8284 | 64562.085
Commercial Existing Buildings | Custom Multifamily Retrofit | 1 | 25 | 42% | 100% | 17392 | 0 | 0 | 36417 | 17180.9742 | 176528.8
Commercial Existing Buildings | Custom Application | 2 | 25 | 59% | 100% | 3139 | 0 | 0 | 7950 | 3254.69 | 45044.65
Commercial Existing Buildings | Custom Application | 3 | 25 | 59% | 100% | 14583 | 0 | 0 | 8333 | 57859.5469 | 313899.075
Commercial New Buildings | Custom New Const | 2 | 15 | 33% | 100% | 47758 | 0 | 0 | 40000 | 142031.8658 | 671955.06
Commercial New Buildings | Custom New Const | 1 | 15 | 33% | 100% | 56571 | 0 | 0 | 50000 | 82366.3499 | 397976.985
Commercial Existing Buildings | Custom Application | 1 | 25 | 59% | 100% | 29950 | 0 | 0 | 24750 | 36479.1349 | 214891.25
Commercial New Buildings | Custom New Const | 1 | 15 | 33% | 100% | 69363 | 0 | 0 | 50000 | 108566.3879 | 487968.705
Commercial Existing Buildings | Custom Application | 1 | 15 | 59% | 100% | 23690 | 0 | 0 | 18300 | 22188.8723 | 101985.45
Commercial Existing Buildings | Custom Application | 1 | 15 | 59% | 100% | 43073 | 0 | 0 | 22000 | 44965.5643 | 185429.265
Commercial New Buildings | Custom New Const | 1 | 15 | 33% | 100% | 27223 | 0 | 0 | 32000 | 34317.007 | 191513.805
Commercial Existing Buildings | Custom Application | 1 | 15 | 59% | 100% | 14168 | 0 | 0 | 18000 | 10377.4693 | 60993.24
Commercial New Buildings | Custom New Const | 1 | 15 | 33% | 100% | 50398 | 0 | 0 | 26000 | 85803.0702 | 354549.93
Commercial Existing Buildings | Custom Application | 1 | 15 | 59% | 100% | 16123 | 0 | 0 | 15000 | 14057.7694 | 69409.515
Commercial New Buildings | Custom New Const | 1 | 15 | 33% | 100% | 28111 | 0 | 0 | 23000 | 42165.7714 | 197760.885
Commercial Existing Buildings | Custom Application | 1 | 10 | 59% | 100% | 159882 | 0 | 0 | 8129 | 154776.2261 | 458861.34
Commercial Existing Buildings | Custom Application | 1 | 10 | 59% | 100% | 107495 | 0 | 0 | 10333 | 102066.49 | 308510.65
Commercial Existing Buildings | Custom Application | 1 | 25 | 59% | 100% | 19087 | 0 | 0 | 8000 | 26434.9443 | 136949.225
Commercial New Buildings | Custom New Const | 1 | 25 | 33% | 100% | 193352 | 0 | 1230960 | -87000 | 1277066.9239 | 2267052.2
Commercial New Buildings | Custom New Const | 1 | 15 | 33% | 100% | 13348 | 0 | 0 | 8000 | 21978.8139 | 93903.18
Commercial Existing Buildings | Custom Retrofit Comm Base load | 1 | 15 | 59% | 100% | 12420 | 534000 | 0 | 9000 | 15354.6823 | 53468.1
Commercial Existing Buildings | Custom Application | 5 | 25 | 59% | 100% | 6676 | 0 | 0 | 6200 | 39256.5133 | 239501.5
Commercial Existing Buildings | Custom Application | 1 | 25 | 59% | 100% | 1332 | 0 | 0 | 1700 | 1376.6787 | 9557.1
Commercial Existing Buildings | Custom Application | 1 | 25 | 59% | 100% | 4143 | 0 | 0 | 4000 | 4809.8881 | 29726.025
Commercial Existing Buildings | Custom Application | 4 | 25 | 59% | 100% | 5007 | 0 | 0 | 6000 | 21339.908 | 143700.9
Commercial Existing Buildings | Custom Multifamily Retrofit | 1 | 25 | 42% | 100% | 4349 | 0 | 0 | 4000 | 7257.9109 | 44142.35
Commercial Existing Buildings | Custom Multifamily Retrofit | 6 | 25 | 42% | 100% | 19000 | 0 | 0 | 9333 | 218586.1953 | 1157100
Commercial Existing Buildings | Custom Application | 2 | 25 | 59% | 100% | 5007 | 0 | 0 | 6000 | 10669.954 | 71850.45
Commercial Existing Buildings | Custom Retrofit Comm Base load | 1 | 15 | 59% | 100% | 783 | 85050 | 0 | 300 | 1406.6821 | 3370.815
Commercial Existing Buildings | Custom Retrofit Comm Base load | 1 | 15 | 59% | 100% | 815 | 88452 | 0 | 300 | 1468.7249 | 3508.575
Commercial Existing Buildings | Custom Retrofit Comm Base load | 1 | 15 | 59% | 100% | 564 | 61236 | 0 | 300 | 978.6731 | 2428.02
Commercial Existing Buildings | Custom Retrofit Comm Base load | 1 | 15 | 59% | 100% | 752 | 81648 | 0 | 300 | 1345.8974 | 3237.36
Commercial Existing Buildings | Custom Retrofit Comm Base load | 1 | 15 | 59% | 100% | 752 | 81648 | 0 | 300 | 1345.8974 | 3237.36
Commercial Existing Buildings | Custom Retrofit Comm Base load | 1 | 15 | 59% | 100% | 690 | 74844 | 0 | 300 | 1224.328 | 2970.45
Commercial Existing Buildings | Custom Retrofit Comm Base load | 1 | 15 | 59% | 100% | 1096 | 119070 | 0 | 300 | 2018.3034 | 4718.28
Commercial New Buildings | Custom New Const Baseload | 1 | 15 | 33% | 100% | 984187 | 0 | 0 | 500000 | 1688363.4376 | 6923755.545
Commercial Existing Buildings | Custom Multifamily Retrofit | 1 | 20 | 42% | 100% | 44003 | 0 | 0 | 41363 | 65257.6838 | 357304.36
Commercial New Buildings | Custom New Const | 1 | 15 | 33% | 100% | 5148 | 0 | 0 | 3000 | 8533.9177 | 36216.18
Commercial New Buildings | Custom New Const | 1 | 15 | 33% | 100% | 8581 | 0 | 0 | 6000 | 13555.2444 | 60367.335
Commercial New Buildings | Custom New Const | 1 | 15 | 33% | 100% | 2575 | 0 | 0 | 3000 | 3264.007 | 18115.125
Commercial New Buildings | Custom New Const | 1 | 15 | 33% | 100% | 13348 | 0 | 0 | 6000 | 23318.8139 | 93903.18
Commercial New Buildings | Custom New Const | 1 | 15 | 33% | 100% | 13348 | 0 | 0 | 6000 | 23318.8139 | 93903.18
Commercial New Buildings | Custom New Const | 1 | 15 | 33% | 100% | 13348 | 0 | 0 | 6000 | 23318.8139 | 93903.18
Commercial New Buildings | Custom New Const | 1 | 15 | 33% | 100% | 13348 | 0 | 0 | 6000 | 23318.8139 | 93903.18
Commercial New Buildings | Custom New Const | 1 | 15 | 33% | 100% | 13348 | 0 | 0 | 6000 | 23318.8139 | 93903.18
Commercial New Buildings | Custom New Const Baseload | 1 | 20 | 33% | 100% | 294163 | 34068706 | 0 | 37000 | 1076618.666 | 2759248.94
Commercial Existing Buildings | Custom Multifamily Retrofit | 6 | 15 | 42% | 100% | 17308 | 0 | 0 | 11667 | 143524.704 | 632434.32
Commercial Existing Buildings | Custom Multifamily Retrofit | 6 | 15 | 42% | 100% | 32947 | 0 | 0 | 11667 | 309895.422 | 1203883.38
Commercial Existing Buildings | Custom Application | 1 | 15 | 59% | 100% | 940 | 102060 | 0 | 300 | 1708.684 | 4046.7
Commercial Existing Buildings | Custom Application | 2 | 15 | 59% | 100% | 3159 | 0 | 0 | 5188 | 3664.5082 | 27198.99
Commercial Existing Buildings | Custom Application | 1 | 15 | 59% | 100% | 9872 | 0 | 0 | 17350 | 5259.5757 | 42498.96
Commercial Existing Buildings | Custom Application | 1 | 15 | 59% | 100% | 9088 | 0 | 0 | 17000 | 4420.449 | 39123.84
Commercial New Buildings | Custom New Const | 2 | 25 | 33% | 100% | 7866 | 0 | 0 | 5000 | 33323.2296 | 184457.7
Commercial New Buildings | Custom New Const | 2 | 25 | 33% | 100% | 7866 | 0 | 0 | 5000 | 33323.2296 | 184457.7
Commercial New Buildings | Custom New Const | 2 | 25 | 33% | 100% | 7866 | 0 | 0 | 5000 | 33323.2296 | 184457.7
Commercial New Buildings | Custom New Const | 2 | 25 | 33% | 100% | 7866 | 0 | 0 | 5000 | 33323.2296 | 184457.7
Commercial New Buildings | Custom New Const | 2 | 25 | 33% | 100% | 7866 | 0 | 0 | 5000 | 33323.2296 | 184457.7
Commercial New Buildings | Custom New Const | 1 | 25 | 33% | 100% | 9966 | 0 | 0 | 5000 | 22004.1512 | 116851.35
Commercial New Buildings | Custom New Const | 2 | 25 | 33% | 100% | 3364 | 0 | 0 | 2000 | 14436.4689 | 78885.8
Commercial New Buildings | Custom New Const | 1 | 25 | 33% | 100% | 1709 | 0 | 0 | 3000 | 2337.807 | 20038.025
Commercial New Buildings | Custom New Const | 2 | 25 | 33% | 100% | 3364 | 0 | 0 | 2500 | 13766.4689 | 78885.8
Commercial New Buildings | Custom New Const | 1 | 25 | 33% | 100% | 1164 | 0 | 0 | 3000 | 951.2916 | 13647.9
Commercial New Buildings | Custom New Const | 1 | 25 | 33% | 100% | 1709 | 0 | 0 | 3000 | 2337.807 | 20038.025
Commercial New Buildings | Custom New Const | 2 | 25 | 33% | 100% | 3364 | 0 | 0 | 2500 | 13766.4689 | 78885.8
Commercial New Buildings | Custom New Const | 1 | 25 | 33% | 100% | 1164 | 0 | 0 | 3000 | 951.2916 | 13647.9
Commercial New Buildings | Custom New Const | 2 | 25 | 33% | 100% | 3364 | 0 | 0 | 2500 | 13766.4689 | 78885.8
Commercial New Buildings | Custom New Const | 1 | 25 | 33% | 100% | 1164 | 0 | 0 | 3000 | 951.2916 | 13647.9
Commercial New Buildings | Custom New Const | 2 | 25 | 33% | 100% | 3364 | 0 | 0 | 2500 | 13766.4689 | 78885.8
Commercial Existing Buildings | Custom Multifamily Retrofit | 1 | 15 | 42% | 100% | 7981 | 0 | 0 | 5000 | 11250.5712 | 48604.29
Commercial New Buildings | Custom New Const | 1 | 25 | 33% | 100% | 2551 | 0 | 0 | 3000 | 4479.9097 | 29910.475
Commercial New Buildings | Custom New Const | 1 | 25 | 33% | 100% | 39926 | 0 | 178389 | 150543 | 106048.5066 | 468132.35
Commercial Existing Buildings | Custom Application | 1 | 25 | 59% | 100% | 57797 | 0 | 0 | 52500 | 68454.2861 | 414693.475
Commercial Existing Buildings | Custom Application | 1 | 20 | 59% | 100% | 112757 | 0 | 0 | 51900 | 140386.2472 | 647225.18
Commercial Existing Buildings | Custom Multifamily Retrofit | 2 | 20 | 42% | 100% | 29364 | 0 | 0 | 15000 | 101713.9169 | 476871.36
Commercial Existing Buildings | Custom Application | 1 | 20 | 59% | 100% | 20370 | 0 | 0 | 8832 | 25584.3492 | 116923.8
Commercial Existing Buildings | Custom Multifamily Retrofit | 1 | 20 | 42% | 100% | 55238 | 0 | 0 | 10000 | 106235.3927 | 448532.56
Commercial Existing Buildings | Custom Application | 1 | 10 | 59% | 100% | 81089 | 0 | 0 | 68420 | 52137.6282 | 232725.43
Commercial Existing Buildings | Custom Retrofit Comm Base load | 1 | 25 | 59% | 100% | 3941 | 0 | 0 | 1000 | 5754.0242 | 28276.675
Commercial Existing Buildings | Custom Retrofit Comm Base load | 1 | 15 | 59% | 100% | 877 | 95256 | 0 | 300 | 1590.2943 | 3775.485
Commercial Existing Buildings | Custom Retrofit Comm Base load | 1 | 15 | 59% | 100% | 783 | 85050 | 0 | 300 | 1406.6821 | 3370.815
Commercial Existing Buildings | Custom Retrofit Comm Base load | 1 | 15 | 59% | 100% | 470 | 51030 | 0 | 300 | 795.0609 | 2023.35
Commercial Existing Buildings | Custom Retrofit Comm Base load | 1 | 15 | 59% | 100% | 1002 | 108864 | 0 | 300 | 1834.6912 | 4313.61
Commercial Existing Buildings | Custom Application | 3 | 20 | 59% | 100% | 1518 | 0 | 833 | 3204 | 3418.4504 | 26139.96
Commercial Existing Buildings | Custom Application | 1 | 20 | 59% | 100% | 58800 | 0 | 6000 | 10000 | 82197.4291 | 337512
Commercial Existing Buildings | Custom Application | 1 | 20 | 59% | 100% | 4138 | 0 | 2500 | 9215 | 2985.1129 | 23752.12
Commercial New Buildings | Custom New Const | 1 | 20 | 33% | 100% | 22354 | 0 | 446835 | 84000 | 238638.2803 | 209680.52
Commercial Existing Buildings | Custom Application | 1 | 20 | 59% | 100% | 9675 | 0 | 0 | 12800 | 8623.5225 | 55534.5
Commercial Existing Buildings | Custom Multifamily Retrofit | 2 | 15 | 42% | 100% | 57449 | 0 | 0 | 12500 | 189217.8715 | 699728.82
Commercial Existing Buildings | Custom Application | 1 | 20 | 59% | 100% | 15680 | 0 | 0 | 26800 | 11493.1859 | 90003.2
Commercial Existing Buildings | Custom Application | 1 | 20 | 59% | 100% | 5664 | 0 | 0 | 6598 | 5415.5749 | 32511.36
Commercial Existing Buildings | Custom Application | 1 | 20 | 59% | 100% | 14300 | 0 | 0 | 8000 | 17222.6121 | 82082
Commercial Existing Buildings | Custom Application | 1 | 20 | 59% | 100% | 65730 | 0 | 0 | 51900 | 72961.3283 | 377290.2
Commercial New Buildings | Custom New Const Baseload | 3 | 15 | 33% | 100% | 8899 | 0 | 0 | 1667 | 51534.9703 | 187813.395
Commercial Existing Buildings | Custom Multifamily Retrofit | 1 | 15 | 42% | 100% | 119996 | 0 | 0 | 20000 | 201156.7905 | 730775.64
Commercial New Buildings | Custom New Const | 2 | 25 | 33% | 100% | 5149 | 0 | 0 | 2250 | 23183.7807 | 120744.05
Commercial New Buildings | Custom New Const | 2 | 25 | 33% | 100% | 4871 | 0 | 0 | 2250 | 21769.2806 | 114224.95
Commercial Existing Buildings | Custom Multifamily Retrofit | 1 | 20 | 42% | 100% | 5266 | 0 | 0 | 3300 | 8766.6615 | 42759.92
Commercial Existing Buildings | Custom Multifamily Retrofit | 1 | 20 | 42% | 100% | 5266 | 0 | 0 | 3300 | 8766.6615 | 42759.92
Commercial Existing Buildings | Custom Multifamily Retrofit | 1 | 20 | 42% | 100% | 5266 | 0 | 0 | 3300 | 8766.6615 | 42759.92
Commercial Existing Buildings | Custom Multifamily Retrofit | 2 | 20 | 42% | 100% | 5266 | 0 | 0 | 3500 | 17301.3229 | 85519.84
Commercial Existing Buildings | Custom Multifamily Retrofit | 2 | 20 | 42% | 100% | 3549 | 0 | 0 | 2200 | 11844.3796 | 57635.76
Commercial Existing Buildings | Custom Multifamily Retrofit | 2 | 20 | 42% | 100% | 11221 | 0 | 0 | 4000 | 40877.5474 | 182229.04
Commercial Existing Buildings | Custom Multifamily Retrofit | 2 | 20 | 42% | 100% | 7021 | 0 | 0 | 3500 | 24420.4118 | 114021.04
Commercial Existing Buildings | Custom Multifamily Retrofit | 1 | 20 | 42% | 100% | 9465 | 0 | 0 | 2500 | 17747.2011 | 76855.8
Commercial Existing Buildings | Custom Multifamily Retrofit | 1 | 20 | 42% | 100% | 2137 | 0 | 0 | 1500 | 3464.3284 | 17352.44
Commercial New Buildings | Custom New Const | 3 | 20 | 33% | 100% | 5775 | 0 | 0 | 2500 | 35566.71 | 162508.5
Commercial Existing Buildings | Custom Multifamily Retrofit | 1 | 20 | 42% | 100% | 6101 | 0 | 0 | 2500 | 10924.2339 | 49540.12
Commercial Existing Buildings | Custom Multifamily Retrofit | 1 | 20 | 42% | 100% | 3688 | 0 | 0 | 2500 | 6030.1138 | 29946.56
Commercial Existing Buildings | Custom Multifamily Retrofit | 2 | 20 | 42% | 100% | 4425 | 0 | 0 | 2000 | 15629.8393 | 71862
Commercial Existing Buildings | Custom Multifamily Retrofit | 1 | 20 | 42% | 100% | 4916 | 0 | 0 | 4000 | 7650.7808 | 39917.92
Commercial Existing Buildings | Custom Multifamily Retrofit | 1 | 20 | 42% | 100% | 4916 | 0 | 0 | 4000 | 7650.7808 | 39917.92
Commercial Existing Buildings | Custom Multifamily Retrofit | 1 | 20 | 42% | 100% | 14989 | 0 | 0 | 4000 | 28081.146 | 121710.68
Commercial Existing Buildings | Custom Application | 1 | 20 | 59% | 100% | 3688 | 0 | 0 | 3500 | 3852.6667 | 21169.12
Commercial Existing Buildings | Custom Multifamily Retrofit | 2 | 20 | 42% | 100% | 4916 | 0 | 0 | 2500 | 17041.5616 | 79835.84
Commercial Existing Buildings | Custom Multifamily Retrofit | 1 | 20 | 42% | 100% | 19965 | 0 | 0 | 18767 | 29608.7606 | 162115.8
Commercial Existing Buildings | Custom Multifamily Retrofit | 1 | 20 | 42% | 100% | 23528 | 0 | 0 | 22116 | 34892.9256 | 191047.36
Commercial Existing Buildings | Custom Multifamily Retrofit | 1 | 20 | 42% | 100% | 30952 | 0 | 0 | 29095 | 45902.6884 | 251330.24
Commercial Existing Buildings | Custom Multifamily Retrofit | 1 | 20 | 42% | 100% | 44003 | 0 | 0 | 41363 | 65257.6838 | 357304.36
Commercial Existing Buildings | Custom Application | 1 | 20 | 59% | 100% | 4465 | 0 | 0 | 5000 | 4351.6897 | 25629.1
Commercial Existing Buildings | Custom Multifamily Retrofit | 1 | 25 | 42% | 100% | 10660 | 0 | 0 | 3000 | 21736.7831 | 108199
Commercial Existing Buildings | Custom Multifamily Retrofit | 2 | 20 | 42% | 100% | 37373 | 0 | 0 | 2250 | 148992.112 | 606937.52
Commercial Existing Buildings | Custom Application | 1 | 30 | 59% | 100% | 160628 | 0 | 13307 | 162176 | 202135.0311 | 1383007.08
Commercial New Buildings | Custom New Const | 3 | 25 | 33% | 100% | 15876 | 0 | 88284 | 16787 | 243820.8851 | 558438.3
Commercial Existing Buildings | Custom Application | 1 | 25 | 59% | 100% | 122823 | 0 | 7878 | 127060 | 141964.8956 | 881255.025
Commercial New Buildings | Custom New Const | 1 | 25 | 33% | 100% | 37969 | 0 | 0 | 64104 | 53645.9216 | 445186.525
Commercial New Buildings | Custom New Const | 1 | 25 | 33% | 100% | 39216 | 0 | 0 | 67919 | 54262.3206 | 459807.6
Commercial New Buildings | Custom New Const | 1 | 25 | 33% | 100% | 32147 | 0 | 0 | 64563 | 38526.8455 | 376923.575
Commercial Existing Buildings | Custom Multifamily Retrofit | 2 | 25 | 42% | 100% | 3166 | 0 | 0 | 2000 | 11625.1211 | 64269.8
Commercial Existing Buildings | Custom Multifamily Retrofit | 2 | 25 | 42% | 100% | 9920 | 0 | 0 | 6500 | 36154.1254 | 201376
Commercial Existing Buildings | Custom Multifamily Retrofit | 1 | 10 | 42% | 100% | 22321 | 0 | 65365 | 12500 | 44935.7996 | 90623.26
Commercial Existing Buildings | Custom Multifamily Retrofit | 1 | 10 | 42% | 100% | 12666 | 0 | 45755 | 12500 | 25140.8328 | 51423.96
Commercial Existing Buildings | Custom Multifamily Retrofit | 1 | 10 | 42% | 100% | 33021 | 0 | 118383 | 15300 | 75281.249 | 134065.26
Commercial Existing Buildings | Custom Multifamily Retrofit | 1 | 10 | 42% | 100% | 15805 | 0 | 68996 | 15000 | 35534.57 | 64168.3
Commercial Existing Buildings | Custom Multifamily Retrofit | 1 | 10 | 42% | 100% | 22607 | 0 | 68996 | 15000 | 45050.2122 | 91784.42
Commercial Existing Buildings | Custom Multifamily Retrofit | 1 | 10 | 42% | 100% | 17714 | 0 | 58102 | 12300 | 36277.8999 | 71918.84
Commercial Existing Buildings | Custom Multifamily Retrofit | 8 | 25 | 42% | 100% | 7385 | 0 | 0 | 2436 | 118810.3134 | 599662
Commercial Existing Buildings | Custom Multifamily Retrofit | 1 | 25 | 42% | 100% | 9224 | 0 | 0 | 10000 | 14514.2446 | 93623.6
Commercial Existing Buildings | Custom Multifamily Retrofit | 1 | 25 | 42% | 100% | 2137 | 0 | 0 | 2000 | 3546.3682 | 21690.55
Commercial Existing Buildings | Custom Multifamily Retrofit | 3 | 25 | 42% | 100% | 3207 | 0 | 0 | 1500 | 18578.5676 | 97653.15
Commercial Existing Buildings | Custom Application | 1 | 20 | 59% | 100% | 16120 | 0 | 0 | 15000 | 16962.0355 | 92528.8
Commercial Existing Buildings | Custom Retrofit Comm Base load | 1 | 25 | 59% | 100% | 14756 | 0 | 35795 | 9270 | 32213.2691 | 105874.3
Commercial Existing Buildings | Custom Application | 2 | 25 | 59% | 100% | 15682 | 0 | 0 | 15000 | 36527.9725 | 225036.7
Commercial Existing Buildings | Custom Application | 3 | 25 | 59% | 100% | 11772 | 0 | 0 | 400 | 54488.5088 | 253392.3
Commercial New Buildings | Custom New Const | 1 | 30 | 33% | 100% | 38854 | 0 | 552300 | 434000 | 157497.7237 | 546675.78
Commercial Existing Buildings | Custom Application | 2 | 25 | 59% | 100% | 2395 | 0 | 0 | 4000 | 4177.148 | 34368.25
Commercial Existing Buildings | Custom Application | 1 | 25 | 59% | 100% | 3950 | 0 | 61500 | 5000 | 26322.3407 | 28341.25
Commercial Existing Buildings | Custom Multifamily Retrofit | 1 | 10 | 42% | 100% | 21470 | 0 | 79890 | 17000 | 45792.8699 | 87168.2
Commercial Existing Buildings | Custom Multifamily Retrofit | 1 | 10 | 42% | 100% | 6531 | 0 | 18883 | 13800 | 7187.5349 | 26515.86
Commercial Existing Buildings | Custom Multifamily Retrofit | 1 | 10 | 42% | 100% | 13228 | 0 | 43576 | 12500 | 25228.3251 | 53705.68
Commercial Existing Buildings | Custom Multifamily Retrofit | 1 | 10 | 42% | 100% | 19959 | 0 | 69722 | 17000 | 40418.5972 | 81033.54
Commercial Existing Buildings | Custom Retrofit Comm Base load | 1 | 20 | 59% | 100% | 60300 | 0 | 98500 | 13200 | 114136.8944 | 346122
Commercial Existing Buildings | Custom Application | 1 | 15 | 59% | 100% | 32790 | 0 | 0 | 10000 | 36997.3615 | 141160.95
Commercial Existing Buildings | Custom Application | 1 | 15 | 59% | 100% | 35174 | 0 | 0 | 10000 | 39985.349 | 151424.07
Commercial Existing Buildings | Custom Multifamily Retrofit | 2 | 15 | 42% | 100% | 2558 | 0 | 0 | 4000 | 4430.8335 | 31156.44
Commercial New Buildings | Custom New Const | 2 | 15 | 33% | 100% | 24143 | 0 | 0 | 10000 | 85497.3603 | 339692.01
Commercial Existing Buildings | Custom Application | 1 | 15 | 59% | 100% | 48853 | 0 | 0 | 13000 | 55899.9299 | 210312.165
Commercial Existing Buildings | Custom Multifamily Retrofit | 1 | 15 | 42% | 100% | 1560 | 0 | 0 | 678 | 2372.6905 | 9500.4
Commercial Existing Buildings | Custom Retrofit Comm Base load | 1 | 15 | 59% | 100% | 2061 | 0 | 0 | 1450 | 1998.3854 | 8872.605
Commercial New Buildings | Custom New Const Baseload | 1 | 15 | 33% | 100% | 2425 | 0 | 0 | 354 | 4748.3119 | 17059.875
Commercial Existing Buildings | Custom Retrofit Comm Base load | 1 | 15 | 59% | 100% | 1167 | 0 | 0 | 302 | 1344.3495 | 5023.935
Commercial Existing Buildings | Custom Multifamily Retrofit | 1 | 15 | 42% | 100% | 2080 | 0 | 0 | 330 | 3496.5073 | 12667.2
Commercial Existing Buildings | Custom Retrofit Comm Base load | 1 | 15 | 59% | 100% | 2080 | 0 | 0 | 338 | 2478.2087 | 8954.4
Commercial Existing Buildings | Custom Application | 1 | 15 | 59% | 100% | 3010 | 0 | 0 | 424 | 3598.7449 | 12958.05
Commercial Existing Buildings | Custom Application | 1 | 20 | 59% | 100% | 1223 | 0 | 0 | 3000 | 523.4751 | 7020.02
Commercial Existing Buildings | Custom Application | 1 | 20 | 59% | 100% | 19662 | 0 | 82289 | 8000 | 52243.791 | 112859.88
Commercial Existing Buildings | Custom Application | 1 | 20 | 59% | 100% | 2856 | 0 | 0 | 3000 | 2864.7874 | 16393.44
Commercial Existing Buildings | Custom Application | 1 | 20 | 59% | 100% | 2142 | 0 | 0 | 3000 | 1841.0906 | 12295.08
Commercial Existing Buildings | Custom Multifamily Retrofit | 1 | 10 | 42% | 100% | 13129 | 0 | 65364 | 40500 | 15836.3518 | 53303.74
Commercial Existing Buildings | Custom Multifamily Retrofit | 1 | 10 | 42% | 100% | 22459 | 0 | 63912 | 14700 | 43386.9366 | 91183.54
Commercial Existing Buildings | Custom Multifamily Retrofit | 1 | 10 | 42% | 100% | 18828 | 0 | 63912 | 13900 | 38771.3575 | 76441.68
Commercial Existing Buildings | Custom Multifamily Retrofit | 1 | 10 | 42% | 100% | 14868 | 0 | 43576 | 14000 | 26652.5993 | 60364.08
Commercial Existing Buildings | Custom Application | 1 | 25 | 59% | 100% | 32634 | 0 | 148705 | 158667 | 39485.9518 | 234148.95
Commercial New Buildings | Custom New Const | 1 | 30 | 33% | 100% | 4416 | 0 | 0 | 8000 | 6480.4452 | 62133.12
Commercial Existing Buildings | Custom Application | 1 | 30 | 59% | 100% | 15542 | 0 | 80800 | 100000 | 15306.4956 | 133816.62
Commercial Existing Buildings | Custom Application | 1 | 25 | 59% | 100% | 12640 | 0 | 0 | 8000 | 16398.1524 | 90692
Commercial New Buildings | Custom New Const | 1 | 20 | 33% | 100% | 5612 | 0 | 0 | 5000 | 9798.6682 | 52640.56
Commercial New Buildings | Custom New Const | 2 | 25 | 33% | 100% | 8722 | 0 | 0 | 6000 | 36338.6688 | 204530.9
Commercial New Buildings | Custom New Const | 2 | 25 | 33% | 100% | 2273 | 0 | 0 | 6000 | 3525.3192 | 53301.85
Commercial New Buildings | Custom New Const | 2 | 25 | 33% | 100% | 1988 | 0 | 0 | 6000 | 2075.2022 | 46618.6
Commercial New Buildings | Custom New Const | 2 | 25 | 33% | 100% | 4077 | 0 | 0 | 6000 | 12704.3055 | 95605.65
Commercial New Buildings | Custom New Const | 2 | 25 | 33% | 100% | 5869 | 0 | 0 | 6000 | 21822.2342 | 137628.05
Commercial New Buildings | Custom New Const | 2 | 25 | 33% | 100% | 10167 | 0 | 0 | 6000 | 43691.0164 | 238416.15
Commercial New Buildings | Custom New Const | 2 | 25 | 33% | 100% | 2321 | 0 | 0 | 5000 | 5109.5494 | 54427.45
Distribution Contract Markets | Custom Agriculture Ind Baseload | 1 | 20 | 0% | 100% | 52500 | 0 | 0 | 59219.86 | 114973.1369 | 1050000
Distribution Contract Markets | Custom Application | 1 | 20 | 56% | 100% | 47321.4 | 0 | 0 | 52737 | 45880.3839 | 416428.32
Distribution Contract Markets | Custom Application | 2 | 20 | 56% | 100% | 38109.75 | 0 | 0 | 14384 | 98615.1729 | 670731.6
Distribution Contract Markets | Custom Application | 1 | 15 | 56% | 100% | 556920 | 0 | 0 | 31423.37 | 696341.8658 | 3675672
Distribution Contract Markets | Custom Application | 1 | 15 | 56% | 100% | 932872.5 | 0 | 0 | 103273.98 | 1144131.2656 | 6156958.5
Distribution Contract Markets | Custom Application | 2 | 20 | 56% | 100% | 23537.85 | 0 | 0 | 16750 | 53985.9656 | 414266.16
Distribution Contract Markets | Custom Application | 1 | 7 | 56% | 100% | 143200.05 | 0 | 0 | 25344 | 101204.6053 | 441056.154
Distribution Contract Markets | Custom Application | 1 | 20 | 56% | 100% | 10830.75 | 0 | 0 | 13121 | 10038.6067 | 95310.6
Distribution Contract Markets | Custom Application | 1 | 20 | 56% | 100% | 36104.25 | 0 | 0 | 8089.95 | 49149.1326 | 317717.4
Distribution Contract Markets | Custom Application | 1 | 20 | 56% | 100% | 56299.95 | 0 | 0 | 16472.85 | 74944.4239 | 495439.56
Distribution Contract Markets | Custom Application | 1 | 20 | 56% | 100% | 155591.1 | 0 | 0 | 70479.82 | 196136.8259 | 1369201.68
Distribution Contract Markets | Custom Application | 1 | 20 | 56% | 100% | 236137.65 | 0 | 0 | 85326 | 307194.6738 | 2078011.32
Distribution Contract Markets | Custom Application | 1 | 20 | 56% | 100% | 4021761.45 | 0 | 0 | 2619000 | 4719022.4597 | 35391500.76
Distribution Contract Markets | Custom Application | 1 | 20 | 56% | 100% | 5895799.35 | 23769406.4 | 0 | 232197 | 8692620.1346 | 51883034.28
Distribution Contract Markets | Custom Application | 3 | 20 | 56% | 100% | 2836734.6 | 2683920700 | 0 | 188072.06 | 75687212.7741 | 74889793.44
Distribution Contract Markets | Custom Application | 1 | 20 | 56% | 100% | 160783.35 | 0 | 0 | 180338.56 | 155379.1627 | 1414893.48
Distribution Contract Markets | Custom Application | 1 | 15 | 56% | 100% | 951108.9 | 0 | 0 | 89989.95 | 1173230.7644 | 6277318.74
Distribution Contract Markets | Custom Application | 1 | 15 | 56% | 100% | 951108.9 | 0 | 0 | 108793.62 | 1164957.1496 | 6277318.74
Distribution Contract Markets | Custom Application | 1 | 20 | 56% | 100% | 869607.9 | 0 | 0 | 13440 | 1263629.7666 | 7652549.52
Distribution Contract Markets | Custom Application | 1 | 1 | 56% | 100% | 83126.4 | 0 | 0 | 3390 | 11210.3799 | 36575.616
Distribution Contract Markets | Custom Application | 1 | 10 | 56% | 100% | 421456.35 | 26182359 | 0 | 21282.84 | 554871.8504 | 1854407.94
Distribution Contract Markets | Custom Application | 1 | 20 | 56% | 100% | 685917.75 | 0 | 0 | 431251.23 | 811622.9854 | 6036076.2
Distribution Contract Markets | Custom Application | 1 | 20 | 56% | 100% | 239563.8 | 0 | 0 | 12185.9 | 344378.1652 | 2108161.44
Distribution Contract Markets | Custom Application | 1 | 10 | 56% | 100% | 732841.2 | 5463749.26 | 0 | 8569.5 | 761690.0359 | 3224501.28
Distribution Contract Markets | Custom Application | 1 | 20 | 56% | 100% | 343206.15 | 0 | 0 | 499987 | 281053.4808 | 3020214.12
Distribution Contract Markets | Custom Application | 6 | 5 | 56% | 100% | 22312.5 | 0 | 0 | 1252.67 | 78013.4714 | 294525
Distribution Contract Markets | Custom Application | 1 | 7 | 56% | 100% | 12202.05 | 0 | 0 | 14876 | 3028.3912 | 37582.314
Distribution Contract Markets | Custom Application | 1 | 20 | 56% | 100% | 105000 | 0 | 0 | 37186 | 136927.9973 | 924000
Distribution Contract Markets | Custom Application | 1 | 20 | 56% | 100% | 669595.5 | 0 | 0 | 402158 | 800595.1014 | 5892440.4
Distribution Contract Markets | Custom Application | 1 | 20 | 56% | 100% | 467993.4 | 0 | 0 | 484816.29 | 469905.9004 | 4118341.92
Distribution Contract Markets | Custom Application | 1 | 7 | 56% | 100% | 76098.75 | 0 | 0 | 2206 | 58737.0802 | 234384.15
Distribution Contract Markets | Custom Agriculture Ind Baseload | 2 | 20 | 0% | 100% | 26250 | 0 | 0 | 25036 | 124120.9969 | 1050000
Distribution Contract Markets | Custom Agriculture Ind Baseload | 6 | 20 | 0% | 100% | 20855.1 | 0 | 0 | 17296 | 311402.5566 | 2502612
Distribution Contract Markets | Custom Agriculture Ind Baseload | 2 | 20 | 0% | 100% | 71591.1 | 0 | 0 | 35195 | 404683.0766 | 2863644
Distribution Contract Markets | Custom Application | 1 | 20 | 56% | 100% | 39375 | 0 | 0 | 27000 | 45603.689 | 346500
Distribution Contract Markets | Custom Application | 4 | 20 | 56% | 100% | 31075.8 | 0 | 0 | 84000 | 33630.641 | 1093868.16
Distribution Contract Markets | Custom Application | 1 | 10 | 56% | 100% | 125457.15 | 0 | 0 | 126212.49 | 70473.0384 | 552011.46
Distribution Contract Markets | Custom Application | 1 | 10 | 56% | 100% | 72784.95 | 0 | 0 | 62036.95 | 45807.4214 | 320253.78
Distribution Contract Markets | Custom Application | 1 | 20 | 56% | 100% | 308280 | 0 | 0 | 65411.52 | 421277.8935 | 2712864
Distribution Contract Markets | Custom Application | 2 | 20 | 56% | 100% | 32772.6 | 0 | 0 | 24034 | 74539.728 | 576797.76
Distribution Contract Markets | Custom Application | 3 | 20 | 56% | 100% | 15783.6 | 0 | 0 | 8048 | 58504.225 | 416687.04
Distribution Contract Markets | Custom Application | 1 | 20 | 56% | 100% | 55793.85 | 942337.76 | 0 | 17520 | 81177.8751 | 490985.88
Distribution Contract Markets | Custom Application | 3 | 20 | 56% | 100% | 11254.95 | 169137.14 | 0 | 3220 | 49045.4172 | 297130.68
Distribution Contract Markets | Custom Application | 1 | 10 | 56% | 100% | 226170 | 0 | 0 | 102640 | 181998.8113 | 995148
Distribution Contract Markets | Custom Application | 2 | 20 | 56% | 100% | 301592.55 | 0 | 514907.8 | 68176 | 1187693.63 | 5308028.88
Distribution Contract Markets | Custom Application | 1 | 10 | 56% | 100% | 226170 | 0 | 0 | 115745 | 176232.6113 | 995148
Distribution Contract Markets | Custom Application | 2 | 10 | 56% | 100% | 141361.5 | 2136232.2 | 0 | 30209 | 280374.9561 | 1243981.2
Distribution Contract Markets | Custom Application | 1 | 20 | 56% | 100% | 413700 | 0 | 0 | 99825 | 560038.9589 | 3640560
Distribution Contract Markets | Custom Application | 3 | 10 | 56% | 100% | 68329.8 | 0 | 0 | 134691.67 | 28094.0559 | 901953.36
Distribution Contract Markets | Custom Application | 1 | 7 | 56% | 100% | 71346.45 | 398965.62 | 0 | 2082.6 | 56728.0447 | 219747.066
Distribution Contract Markets | Custom Application | 1 | 20 | 56% | 100% | 378000 | 0 | 0 | 198337 | 464575.1342 | 3326400
Distribution Contract Markets | Custom Application | 2 | 20 | 56% | 100% | 209644.05 | 0 | 0 | 149996 | 480123.564 | 3689735.28
Distribution Contract Markets | Custom Application | 1 | 20 | 56% | 100% | 531361.95 | 0 | 0 | 78200 | 741329.0177 | 4675985.16
Distribution Contract Markets | Custom Application | 1 | 20 | 56% | 100% | 222143.25 | 0 | 0 | 191207.42 | 240176.3795 | 1954860.6
Distribution Contract Markets | Custom Application | 1 | 20 | 56% | 100% | 115104.15 | 0 | 0 | 60000 | 141640.9183 | 1012916.52
Distribution Contract Markets | Custom Application | 1 | 20 | 56% | 100% | 341842.2 | 0 | 0 | 23611.09 | 488667.6463 | 3008211.36
Distribution Contract Markets | Custom Application | 1 | 20 | 56% | 100% | 298098.15 | 0 | 0 | 918847.38 | 30901.5995 | 2623263.72
Distribution Contract Markets | Custom Application | 1 | 20 | 56% | 100% | 676342.8 | 0 | 0 | 72926.9 | 955307.1903 | 5951816.64
Distribution Contract Markets | Custom Application | 1 | 20 | 56% | 100% | 117030.9 | 0 | 0 | 153350 | 103379.7868 | 1029871.92
Distribution Contract Markets | Custom Application | 4 | 15 | 56% | 100% | 1565027.1 | 0 | 0 | 3633320.75 | 1588063.2162 | 41316715.44
Distribution Contract Markets | Custom Application | 1 | 20 | 56% | 100% | 19678.05 | 0 | 0 | 19074 | 20335.4884 | 173166.84
Distribution Contract Markets | Custom Application | 1 | 20 | 56% | 100% | 2235.45 | 206552.1 | 0 | 3263.02 | 3457.0716 | 19671.96
Distribution Contract Markets | Custom Application | 3 | 10 | 56% | 100% | 149029.65 | 0 | 0 | 66481.23 | 361291.5544 | 1967191.38
Distribution Contract Markets | Custom Application | 1 | 2 | 56% | 100% | 43720.95 | 0 | 0 | 8072 | 8921.1725 | 38474.436
Distribution Contract Markets | Custom Application | 1 | 15 | 56% | 100% | 8156.4 | 0 | 0 | 1831 | 9595.1635 | 53832.24
Distribution Contract Markets | Custom Application | 1 | 5 | 56% | 100% | 4433.1 | 0 | 0 | 3286 | 1246.9854 | 9752.82
Distribution Contract Markets | Custom Agriculture Ind Baseload | 1 | 20 | 0% | 100% | 98910 | 0 | 0 | 193922 | 134257.6062 | 1978200
Distribution Contract Markets | Custom Agriculture Ind Baseload | 1 | 20 | 0% | 100% | 282425.85 | 0 | 0 | 229874 | 707204.1946 | 5648517
Distribution Contract Markets | Custom Agriculture Ind Baseload | 1 | 20 | 0% | 100% | 114856.35 | 0 | 0 | 145439 | 235649.9871 | 2297127
Distribution Contract Markets | Custom Agriculture Ind Baseload | 1 | 20 | 0% | 100% | 289775.85 | 0 | 95040 | 358438 | 680024.373 | 5795517
Distribution Contract Markets | Custom Agriculture Ind Baseload | 1 | 15 | 0% | 100% | 214083.45 | 0 | 0 | 140837 | 479601.5783 | 3211251.75
Distribution Contract Markets | Custom Agriculture Ind Baseload | 1 | 20 | 0% | 100% | 7025.55 | 0 | 14764.2 | 13950 | 21321.8016 | 140511
Distribution Contract Markets | Custom Application | 1 | 5 | 56% | 100% | 239400 | 0 | 0 | 8150 | 141834.2243 | 526680
Distribution Contract Markets | Custom Application | 1 | 20 | 56% | 100% | 2004744 | 0 | 0 | 1516247 | 2259583.5253 | 17641747.2
Distribution Contract Markets | Custom Application | 1 | 20 | 56% | 100% | 1564843.35 | 0 | 0 | 322654 | 2142552.0733 | 13770621.48
Distribution Contract Markets | Custom Application | 3 | 20 | 56% | 100% | 824216.4 | 0 | 0 | 260781 | 3265597.5898 | 21759312.96
Distribution Contract Markets | Custom Application | 1 | 10 | 56% | 100% | 10631.25 | 0 | 0 | 10960.63 | 5855.1276 | 46777.5
Distribution Contract Markets | Custom Application | 1 | 20 | 56% | 100% | 51266.25 | 2440000 | 0 | 33330 | 79425.0087 | 451143
Distribution Contract Markets | Custom Application | 1 | 7 | 56% | 100% | 9746.1 | 0 | 0 | 12064.28 | 2338.5889 | 30017.988
Distribution Contract Markets | Custom Application | 3 | 20 | 56% | 100% | 108360 | 0 | 0 | 33664 | 430148.8562 | 2860704
Distribution Contract Markets | Custom Application | 1 | 20 | 56% | 100% | 142869.3 | 0 | 317372 | 49654 | 299860.6562 | 1257249.84
Distribution Contract Markets | Custom Application | 5 | 20 | 56% | 100% | 2452.8 | 0 | 1533.4 | 4000 | 11837.2957 | 107923.2
Distribution Contract Markets | Custom Application | 1 | 7 | 56% | 100% | 191648.1 | 0 | 0 | 12339.7 | 144939.2453 | 590276.148
Distribution Contract Markets | Custom Application | 3 | 1 | 56% | 100% | 40021.8 | 0 | 0 | 2493 | 15055.6173 | 52828.776
Distribution Contract Markets | Custom Application | 1 | 20 | 56% | 100% | 11970 | 944036 | 0 | 39400 | 7585.4913 | 105336
Distribution Contract Markets | Custom Application | 2 | 20 | 56% | 100% | 40425 | 0 | 0 | 62201 | 63296.2947 | 711480
Distribution Contract Markets | Custom Application | 1 | 20 | 56% | 100% | 3496.5 | 276574 | 0 | 13179.88 | 1486.989 | 30769.2
Distribution Contract Markets | Custom Application | 1 | 10 | 56% | 100% | 99582 | 0 | 0 | 51260 | 77463.6752 | 438160.8
Distribution Contract Markets | Custom Application | 1 | 15 | 56% | 100% | 159033 | 0 | 0 | 138000 | 142074.2454 | 1049617.8
Distribution Contract Markets | Custom Application | 1 | 20 | 56% | 100% | 365295 | 0 | 3850000 | 172700 | 1829710.4063 | 3214596
Distribution Contract Markets | Custom Application | 1 | 20 | 56% | 100% | 52590.3 | 0 | 0 | 14916.47 | 70213.5011 | 462794.64
Distribution Contract Markets | Custom Application | 1 | 20 | 56% | 100% | 52590.3 | 0 | 0 | 13310 | 70920.3479 | 462794.64
Distribution Contract Markets | Custom Application | 1 | 20 | 56% | 100% | 1944810 | 0 | 0 | 4817336 | 719606.5262 | 17114328
Distribution Contract Markets | Custom Application | 1 | 20 | 56% | 100% | 66402 | 0 | 0 | 49800 | 75028.4931 | 584337.6
Distribution Contract Markets | Custom Application | 1 | 10 | 56% | 100% | 7490.7 | 0 | 0 | 4160 | 5693.1022 | 32959.08
Distribution Contract Markets | Custom Application | 1 | 20 | 56% | 100% | 190555.05 | 0 | 384397.2 | 172629.02 | 339260.5879 | 1676884.44
Distribution Contract Markets | Custom Application | 1 | 10 | 56% | 100% | 12365677.8 | 0 | 616000 | 334177.44 | 12422637.0922 | 54408982.32
Distribution Contract Markets | Custom Application | 1 | 20 | 56% | 100% | 2758416.15 | 0 | 0 | 2071423.96 | 3115594.0557 | 24274062.12
Distribution Contract Markets | Custom Application | 10 | 20 | 56% | 100% | 120130.5 | 0 | 0 | 19435 | 1668275.0284 | 10571484
Distribution Contract Markets | Custom Application | 1 | 20 | 56% | 100% | 2356200 | 0 | 0 | 894130.28 | 3046406.6255 | 20734560
Distribution Contract Markets | Custom Application | 1 | 10 | 56% | 100% | 232318.8 | 2903657.34 | 0 | 17697 | 241179.2603 | 1022202.72
Distribution Contract Markets | Custom Application | 3 | 10 | 56% | 100% | 582977.85 | 0 | 0 | 270333.33 | 1399752.234 | 7695307.62
Distribution Contract Markets | Custom Application | 1 | 10 | 56% | 100% | 115766.7 | 0 | 0 | 75784.8 | 82928.337 | 509373.48
Distribution Contract Markets | Custom Application | 1 | 10 | 56% | 100% | 94669.05 | 0 | 0 | 35705 | 79373.4112 | 416543.82
Distribution Contract Markets | Custom Application | 1 | 7 | 56% | 100% | 878158.05 | 0 | 0 | 27215 | 677035.6018 | 2704726.794
Distribution Contract Markets | Custom Application | 1 | 15 | 56% | 100% | 44137.8 | 0 | 0 | 44850 | 36549.2358 | 291309.48
Distribution Contract Markets | Custom Application | 2 | 20 | 56% | 100% | 1809103.8 | 0 | 0 | 1159665 | 4261727.6978 | 31840226.88
Distribution Contract Markets | Custom Application | 1 | 20 | 56% | 100% | 91770 | 0 | 0 | 22900 | 123899.3178 | 807576
Distribution Contract Markets | Custom Application | 1 | 20 | 56% | 100% | 1186402.35 | 0 | 0 | 610572.5 | 1463380.7018 | 10440340.68
Distribution Contract Markets | Custom Application | 1 | 20 | 56% | 100% | 1186402.35 | 0 | 0 | 610572.5 | 1463380.7018 | 10440340.68
Distribution Contract Markets | Custom Application | 1 | 20 | 56% | 100% | 1186402.35 | 0 | 0 | 610572.5 | 1463380.7018 | 10440340.68
Distribution Contract Markets | Custom Application | 1 | 20 | 56% | 100% | 1186402.35 | 0 | 0 | 610572.5 | 1463380.7018 | 10440340.68
Distribution Contract Markets | Custom Application | 1 | 20 | 56% | 100% | 1186402.35 | 0 | 0 | 610572.5 | 1463380.7018 | 10440340.68
Distribution Contract Markets | Custom Application | 1 | 20 | 56% | 100% | 1186402.35 | 0 | 0 | 610572.5 | 1463380.7018 | 10440340.68
Distribution Contract Markets | Custom Application | 1 | 20 | 56% | 100% | 1186402.35 | 0 | 0 | 610572.5 | 1463380.7018 | 10440340.68
Distribution Contract Markets | Custom Application | 1 | 20 | 56% | 100% | 1186402.35 | 0 | 0 | 610572.5 | 1463380.7018 | 10440340.68
Distribution Contract Markets | Custom Application | 1 | 7 | 56% | 100% | 684666.15 | 8919793.32 | 0 | 26862 | 562608.5674 | 2108771.742
Distribution Contract Markets | Custom Application | 1 | 7 | 56% | 100% | 669781.35 | 8725885.3 | 0 | 58631.92 | 536141.6519 | 2062926.558
Distribution Contract Markets | Custom Application | 4 | 20 | 56% | 100% | 67516.05 | 0 | 0 | 152000 | 126747.5931 | 2376564.96
Distribution Contract Markets | Custom Application | 2 | 20 | 56% | 100% | 79301.25 | 0 | 264576.4 | 229881 | 217875.233 | 1395702
Distribution Contract Markets | Custom Application | 1 | 20 | 56% | 100% | 169620.15 | 9052154.78 | 0 | 110076.48 | 270597.7296 | 1492657.32
Distribution Contract Markets | Custom Application | 2 | 20 | 56% | 100% | 90978.3 | 0 | 0 | 25942.65 | 242809.4928 | 1601218.08
Distribution Contract Markets | Custom Application | 1 | 10 | 56% | 100% | 498958.95 | 0 | 0 | 136454.82 | 441103.7989 | 2195419.38
Distribution Contract Markets | Custom Application | 1 | 20 | 56% | 100% | 1021708.8 | 0 | 0 | 1125907 | 996196.8791 | 8991037.44
Distribution Contract Markets | Custom Application | 1 | 10 | 56% | 100% | 311301.9 | 0 | 0 | 196860 | 226046.7088 | 1369728.36
Distribution Contract Markets | Custom Application | 1 | 10 | 56% | 100% | 72931.95 | 489394.46 | 0 | 11713.55 | 70731.673 | 320900.58
Distribution Contract Markets | Custom Application | 1 | 10 | 56% | 100% | 22365 | 0 | 0 | 36467.36 | 6417.2992 | 98406
| Total = | 525672 | [7 empty] | 254285831.5001 | 1012338118.6628