## Exibit 3 Tables
Table 3.2.1: R Square and Adjusted R Square Values for Individual Class Regression Analysis
Class |  | R Square | Adjusted R Square
Residential |  | 86.04% | 85.36%
GS<50 |  | 70.79% | 69.36%
GS>50 |  | 71.22% | 70.1%
Table 3.2.2: Summary of Load and Customer/Connection Forecast
Year |  | Billed (GWh) | Growth (GWh) | Percent Change | Customer/ Connection Count | Growth | Percent Change (%)
Billed Energy (GWh) and Customer Count / Connections
2009 Board Approved |  | 218.596 |  |  | 8448 |  |  |  | Yes confirmed per Phil
2003 Actual |  | 224.2453 |  |  | 7734
2004 Actual |  | 227.2076 | 2.9623 | 1.321% | 7872 | 138 | 1.784%
2005 Actual |  | 233.2399 | 6.0323 | 2.655% | 8013 | 141 | 1.791%
2006 Actual |  | 225.6661 | -7.5737 | -3.247% | 8090 | 77 | 0.9609%
2007 Actual |  | 221.4492 | -4.2169 | -1.869% | 8224 | 134 | 1.656%
2008 Actual |  | 211.1828 | -10.2664 | -4.636% | 8284 | 60 | 0.7296%
2009 Actual |  | 205.1369 | -6.0459 | -2.863% | 8419 | 135 | 1.63%
2010 Actual |  | 205.7454 | 0.60852 | 0.2966% | 8832 | 413 | 4.906%
2011 Actual |  | 200.6335 | -5.1119 | -2.485% | 8861 | 29 | 0.3284%
2012 Bridge |  | 198.973 | -1.6605 | -0.8276% | 9019.198 | 158.198 | 1.785%
2013 Test |  | 191.6847 | -7.2882 | -3.663% | 9181.5684 | 162.3704 | 1.8%
Table 3.2.3: Billed Energy and Number of Customers / Connections by Rate Class
Year |  | Residential | GS<50 | GS>50 | Street Lighting | Sentinels | USL | Total
Billed Energy (GWh)
2009 Board Approved |  | 49.7917 | 27.6509 | 139.4281 | 1.1958 | 0.015948 | 0.51355 | 218.596 | Yes confirmed per Phil
2003 Actual |  | 46.6275 | 27.0366 | 148.8563 | 1.69 | 0.034979 | 0 | 224.2453
2004 Actual |  | 46.6041 | 26.7884 | 152.507 | 1.2547 | 0.053429 | 0 | 227.2076
2005 Actual |  | 48.3702 | 26.7681 | 156.9583 | 1.1002 | 0.042991 | 0 | 233.2399
2006 Actual |  | 46.7336 | 26.0847 | 151.7051 | 1.1172 | 0.025505 | 0 | 225.6661
2007 Actual |  | 47.949 | 26.8696 | 145.0138 | 1.0725 | 0.016505 | 0.52775 | 221.4492
2008 Actual |  | 48.3241 | 25.8087 | 135.3371 | 1.1784 | 0.015516 | 0.51904 | 211.1828
2009 Actual |  | 48.0756 | 25.3575 | 129.9984 | 1.1696 | 0 | 0.529 | 205.1301
2010 Actual |  | 48.093 | 25.0802 | 130.7394 | 1.3702 | 0 | 0.46267 | 205.7454
2011 Actual |  | 47.6123 | 23.3843 | 127.7815 | 1.4023 | 0 | 0.45311 | 200.6335
2012 Bridge |  | 48.3619 | 23.2645 | 125.5563 | 1.3579 | 0 | 0.43235 | 198.973
2013 Test |  | 49.0231 | 23.0982 | 117.8364 | 1.3146 | 1.2e-05 | 0.4124 | 191.6848
Number of Customers/Connections
2009 Board Approved |  | 6018 | 729 | 103 | 1564 | 22 | 12 | 8448 | Yes confirmed per Phil
2003 Actual |  | 5531 | 689 | 114 | 1384 | 16 | 0 | 7734
2004 Actual |  | 5533 | 718 | 114 | 1469 | 38 | 0 | 7872
2005 Actual |  | 5661 | 715 | 114 | 1487 | 36 | 0 | 8013
2006 Actual |  | 5727 | 709 | 106 | 1523 | 25 | 0 | 8090
2007 Actual |  | 5828 | 730 | 107 | 1525 | 22 | 12 | 8224
2008 Actual |  | 5896 | 719 | 110 | 1525 | 22 | 12 | 8284
2009 Actual |  | 6031 | 720 | 111 | 1525 | 20 | 12 | 8419
2010 Actual |  | 6053 | 740 | 112 | 1915 | 0 | 12 | 8832
2011 Actual |  | 6084 | 741 | 113 | 1911 | 0 | 12 | 8861
2012 Bridge |  | 6156.9042 | 747.7701 | 112.8756 | 1989.6481 | 0 | 12 | 9019.198
2013 Test |  | 6230.6821 | 754.602 | 112.7514 | 2071.5329 | 0 | 12 | 9181.5684
Table 3.2.4: Annual Usage per Customer/Connection by Rate Class
Year |  | Residential | GS<50 | GS>50 | Street Lighting | Sentinels | USL
Energy Usage per Customer/Connection (kWh per customer/connection)
2009 Board Approved |  | 8273.8014 | 37929.8738 | 1353670.5825 | 764.5671 | 724.9091 | 42795.8333
2003 Actual |  | 8430.207 | 39240.3208 | 1305756.7018 | 1221.1134 | 2186.1875
2004 Actual |  | 8422.9413 | 37309.6838 | 1337780.7719 | 854.1205 | 1406.0263
2005 Actual |  | 8544.4648 | 37437.9217 | 1376827.5526 | 739.8917 | 1194.1944
2006 Actual |  | 8160.2249 | 36790.8942 | 1431180.2736 | 733.5305 | 1020.2
2007 Actual |  | 8227.3583 | 36807.6162 | 1355269.434 | 703.2986 | 750.2455 | 43979.1367
2008 Actual |  | 8196.0801 | 35895.2966 | 1230337.2022 | 772.6944 | 705.2782 | 43253.5425
2009 Actual |  | 7971.4094 | 35218.7637 | 1171156.8459 | 766.952 | 0 | 44082.98
2010 Actual |  | 7945.313 | 33892.1888 | 1167315.759 | 715.4975 |  | 38555.84
2011 Actual |  | 7825.826 | 31557.7363 | 1130809.3828 | 733.7941 |  | 37759.4542
2012 Bridge |  | 7854.8995 | 31111.8943 | 1112341.6587 | 682.5062 |  | 36028.8599
2013 Test |  | 7868.0103 | 30609.8294 | 1045099.9003 | 634.5965 |  | 34366.4047
Annual Growth Rate in Usage per Customer/Connection
2009 Board App. Vs. 2009 Actual |  | 3.793% | 7.698% | 15.58% | -0.311% |  | -2.92%
2003 Actual
2004 Actual |  | -0.08619% | -4.92% | 2.453% | -30.05% | -35.69%
2005 Actual |  | 1.443% | 0.3437% | 2.919% | -13.37% | -15.07%
2006 Actual |  | -4.497% | -1.728% | 3.948% | -0.8597% | -14.57%
2007 Actual |  | 0.8227% | 0.04545% | -5.304% | -4.121% | -26.46%
2008 Actual |  | -0.3802% | -2.479% | -9.218% | 9.867% | -5.994% | -1.65%
2009 Actual |  | -2.741% | -1.885% | -4.81% | -0.7432% |  | 1.918%
2010 Actual |  | -0.3274% | -3.767% | -0.328% | -6.709% |  | -12.54%
2011 Actual |  | -1.504% | -6.888% | -3.127% | 2.557% |  | -2.066%
2012 Bridge |  | 0.3715% | -1.413% | -1.633% | -6.989% |  | -4.583%
2013 Test |  | 0.1669% | -1.614% | -6.045% | -7.02% |  | -4.614%
Table 3.2.5: 2011 Preliminary Results and Persistent Impact plus OPA 2010 Final Results and Persistent Impact
Midland Power 4 Year 2011 to 2014 target
10820000
|  | 2011 | 2012 | 2013 | 2014 | Total
|  | 9.544% | 10.03% | 10.03% | 10.03% | 39.63%
kWh savings from 2011 programs with presistent impact
|  | 1032668.873 | 1084939.5414 | 1084939.5414 | 1084939.5414 | 4287487.4973
OPA 2010 Final Results - kWh
|  | 2006 | 2007 | 2008 | 2009
|  | 437952.3099 | 765816.0988 | 1191886.472 | 2539168.7562
|  | 2010 | 2011 | 2012 | 2013
|  | 2887747.9216 | 2590840.9165 | 2554142.7572 | 2535176.0002
Table 3.2.6: Statistcial Results
Statistic |  | Value
R Square |  | 89.83%
Adjusted R Square |  | 89.33%
F Test |  | 180.2266
T-stats by Coefficient
Intercept |  | 2.544
Heating Degree Days |  | 22.1431
Cooling Degree Days |  | 15.1215
Number of Days in Month |  | 4.8378
CDM Activity |  | -17.8512
Number of Peak Hours |  | 3.9736
Table 3.2.7: Total System Purchases
Year |  | Actual | Predicted | % Difference
Purchased Energy (GWh)
2003 |  | 239.3485 | 242.2322 | 1.205%
2004 |  | 241.2973 | 239.8458 | -0.6015%
2005 |  | 246.2267 | 245.181 | -0.4247%
2006 |  | 237.5735 | 236.6223 | -0.4004%
2007 |  | 240.1542 | 237.2508 | -1.209%
2008 |  | 230.112 | 231.4579 | 0.5849%
2009 |  | 217.3206 | 219.5492 | 1.026%
2010 |  | 220.9751 | 220.0824 | -0.4039%
2011 |  | 214.5504 | 215.3366 | 0.3664%
2012 Weather Normal |  |  | 214.4137
2013 Weather Normal |  |  | 214.2543
2013 Weather Normal - 10 year average |  |  | 214.515
2013 Weather Normal - 20 year trend |  |  | 214.9833
Table 3.2.8: Historical Customer/Connection Data
Year |  | Residential | GS<50 | GS>50 | Street Lighting | Sentinels | USL | Total
Number of Customers/Connections
2003 |  | 5531 | 689 | 114 | 1384 | 16 | 0 | 7734
2004 |  | 5533 | 718 | 114 | 1469 | 38 | 0 | 7872
2005 |  | 5661 | 715 | 114 | 1487 | 36 | 0 | 8013
2006 |  | 5727 | 709 | 106 | 1523 | 25 | 0 | 8090
2007 |  | 5828 | 730 | 107 | 1525 | 22 | 12 | 8224
2008 |  | 5896 | 719 | 110 | 1525 | 22 | 12 | 8284
2009 |  | 6031 | 720 | 111 | 1525 | 20 | 12 | 8419
2010 |  | 6053 | 740 | 112 | 1915 | 0 | 12 | 8832
2011 |  | 6084 | 741 | 113 | 1911 | 0 | 12 | 8861
Table 3.2.9: Growth Rate in Customer/Connections
Year |  | Residential | GS<50 | GS>50 | Street Lighting | Sentinels | USL
Growth Rate in Customers/Connections
2003
2004 |  | 0.03616% | 4.209% | 0% | 6.142% | 137.5%
2005 |  | 2.313% | -0.4178% | 0% | 1.225% | -5.263%
2006 |  | 1.166% | -0.8392% | -7.018% | 2.421% | -30.56%
2007 |  | 1.764% | 2.962% | 0.9434% | 0.1313% | -12%
2008 |  | 1.167% | -1.507% | 2.804% | 0% | 0% | 0%
2009 |  | 2.29% | 0.1391% | 0.9091% | 0% | -9.091% | 0%
2010 |  | 0.3648% | 2.778% | 0.9009% | 25.57% |  | 0%
2011 |  | 0.5121% | 0.1351% | 0.8929% | -0.2089% |  | 0%
Geometric Mean |  | 1.198% | 0.9136% | -0.1101% | 4.116% |  | 0%
Table 3.2.10: Customer/Connection Forecast
Year |  | Residential | GS<50 | GS>50 | Street Lighting | USL | Total
Forecast Number of Customers/Connections
2012 |  | 6156.9042 | 747.7701 | 112.8756 | 1989.6481 | 12 | 9019.198
2013 |  | 6230.6821 | 754.602 | 112.7514 | 2071.5329 | 12 | 9181.5684
Table 3.2.11: Historical Annual Usage per Customer
Year |  | Residential | GS<50 | GS>50 | Street Lighting | USL
Annual kWh Usage Per Customer/Connection
2003 |  | 8430.207 | 39240.3208 | 1305756.7018 | 1221.1134 | 0
2004 |  | 8422.9413 | 37309.6838 | 1337780.7719 | 854.1205 | 0
2005 |  | 8544.4648 | 37437.9217 | 1376827.5526 | 739.8917 | 0
2006 |  | 8160.2249 | 36790.8942 | 1431180.2736 | 733.5305 | 0
2007 |  | 8227.3583 | 36807.6162 | 1355269.434 | 703.2986 | 43979.1367
2008 |  | 8196.0801 | 35895.2966 | 1230337.2022 | 772.6944 | 43253.5425
2009 |  | 7971.4094 | 35218.7637 | 1171156.8459 | 766.952 | 44082.98
2010 |  | 7945.313 | 33892.1888 | 1167315.759 | 715.4975 | 38555.84
2011 |  | 7825.826 | 31557.7363 | 1130809.3828 | 733.7941 | 37759.4542
Table 3.2.12: Growth Rate in Usage Per Customer/Connection
Year |  | Residential | GS<50 | GS>50 | Street Lighting | USL
Growth Rate in Customer/Connection
2003
2004 |  | -0.08619% | -4.92% | 2.453% | -30.05%
2005 |  | 1.443% | 0.3437% | 2.919% | -13.37%
2006 |  | -4.497% | -1.728% | 3.948% | -0.8597%
2007 |  | 0.8227% | 0.04545% | -5.304% | -4.121%
2008 |  | -0.3802% | -2.479% | -9.218% | 9.867% | -1.65%
2009 |  | -2.741% | -1.885% | -4.81% | -0.7432% | 1.918%
2010 |  | -0.3274% | -3.767% | -0.328% | -6.709% | -12.54%
2011 |  | -1.504% | -6.888% | -3.127% | 2.557% | -2.066%
Geometric Mean |  | -0.9256% | -2.687% | -1.782% | -6.168% | -3.74%
Table 3.2.13: Forecast Annual kWh Usage per Customer/Connection
Year |  | Residential | GS<50 | GS>50 | Street Lighting | USL
Forecast Annual kWh Usage per Customers/Connection
2012 |  | 7753.3909 | 30709.8365 | 1110657.8637 | 688.5358 | 36347.1581
2013 |  | 7681.6263 | 29884.7183 | 1090865.4535 | 646.0689 | 34987.6853
Table 3.2.14: Non-normalized Weather Billed Energy Forecast
Year |  | Residential | GS<50 | GS>50 | Street Lighting | USL | Total
NON-normalized Weather Billed Energy Forecast (GWh)
2012 (Not Normalized) |  | 47.7369 | 22.9639 | 125.3662 | 1.3699 | 0.43617 | 197.8731
2013 (Not Normalized) |  | 47.8618 | 22.5511 | 122.9966 | 1.3384 | 0.41985 | 195.1676
Table 3.2.15: Weather Sensitivity by Rate Class
|  | Residential | GS<50 | GS>50 | Street Lighting | USL
Weather Sensitivity
|  | 65.37% | 65.37% | 30.73% | 0% | 0%
Table 3.2.16: Average Net to Gross Percentage
|  |  | OPA 2006-2010 Final CDM Results (Gross) | OPA 2006-2010 Final CDM Results (Net) | # Difference | % Difference of Net
|  | 2006 | 489106.7512 | 437952.3099 | 51154.4412 | 11.68%
|  | 2007 | 1595096.5241 | 765816.0988 | 829280.4253 | 108.3%
|  | 2008 | 1939592.0351 | 1191886.472 | 747705.5631 | 62.73%
|  | 2009 | 3910930.9848 | 2539168.7562 | 1371762.2286 | 54.02%
|  | 2010 | 4457229.1126 | 2887747.9216 | 1569481.1911 | 54.35%
|  | 2011 | 4162575.1429 | 2590840.9165 | 1571734.2264 | 60.67%
|  | 2012 | 4078027.9126 | 2554142.7572 | 1523885.1554 | 59.66%
|  | 2013 | 4040876.6594 | 2535176.0002 | 1505700.6592 | 59.39%
|  | Total | 24673435.1228 | 15502731.2324 | 9170703.8904 | 59.16%
Table 3.2.17: Schedule to Achieve 4 Year kWh CDM Target
4 Year 2011 to 2014 kWh target
10820000
|  | 2011 | 2012 | 2013 | 2014 | Total
| 2011 Programs | 9.544% | 10.03% | 10.03% | 10.03% | 39.63%
| 2012 Programs |  | 10.06% | 10.06% | 10.06% | 30.19%
| 2013 Programs |  |  | 10.06% | 10.06% | 20.12%
| 2014 Programs |  |  |  | 10.06% | 10.06%
|  | 9.544% | 20.09% | 30.15% | 40.21% | 100%
kWh
| 2011 Programs | 1032668.873 | 1084939.5414 | 1084939.5414 | 1084939.5414 | 4287487.4973
| 2012 Programs |  | 1088752.0838 | 1088752.0838 | 1088752.0838 | 3266256.2514
| 2013 Programs |  |  | 1088752.0838 | 1088752.0838 | 2177504.1676
| 2014 Programs |  |  |  | 1088752.0838 | 1088752.0838
|  | 1032668.873 | 2173691.6252 | 3262443.709 | 4351195.7928 | 10820000
Table 3.2.18: 2013 Expected Savings for LRAM Variance Account
|  | Residential | GS<50 | GS>50 | Street Lighting | USL | Total
| kWh | 800062.6967 | 376966.1675 | 2056024.4925 | 22372.0558 | 7018.2965 | 3262443.709
| kW where applicable |  |  | 5130.8336 | 61.175 |  | 5192.0086
Table 3.2.19: Alignment of Non-normal to Weather Normal Forecast
Year |  | Residential | GS<50 | GS>50 | Street Lighting | USL | Total
Non-normalized Weather Billed Energy Forecast (GWh)
2012 Non-Normalized Bridge |  | 47.7369 | 22.9639 | 125.3662 | 1.3699 | 0.43617 | 197.8731
2013 Non-Normalized Test |  | 47.8618 | 22.5511 | 122.9966 | 1.3384 | 0.41985 | 195.1676
Weather Adjustment (GWh)
2012 |  | 1.043 | 0.50175 | 1.2879 | 0 | 0 | 2.8327
2013 |  | 2.0112 | 0.94761 | 2.4301 | 0 | 0 | 5.3889
Loss of Load Adjustment (GWh)
2012 | [6 empty] | 0
2013 |  |  |  | -5.4062 |  |  | -5.4062
CDM Adjustment (GWh)
2012 |  | -0.41804 | -0.2011 | -1.0979 | -0.011997 | -0.0038196 | -1.729
2013 |  | -0.84989 | -0.40044 | -2.1841 | -0.023765 | -0.0074554 | -3.4656
Weather Normalized Billed Energy Forecast (GWh)
2012 Normalized Bridge |  | 48.3619 | 23.2645 | 125.5563 | 1.3579 | 0.43235 | 198.973
2013 Normalized Test |  | 49.0231 | 23.0982 | 117.8364 | 1.3146 | 0.4124 | 191.6847
Table 3.2.20: Historical Annual kW per Applicable Rate Class
Year |  | GS>50 | Street Lighting | Total
Billed Annual kW
2004 |  | 385768.79 | 2840.8 | 388609.59
2005 |  | 370122.17 | 3110.72 | 373232.89
2006 |  | 362602.37 | 3129.71 | 365732.08
2007 |  | 360797.7 | 3190.8 | 363988.5
2008 |  | 346096 | 3190.8 | 349286.8
2009 |  | 330382.7 | 3148.5 | 333531.2
2010 |  | 332209.9 | 3938.74 | 336148.64
2011 |  | 326935.6 | 3832.6 | 330768.2
Table 3.2.21: Historical kW/KWh Ratio per Applicable Rate Class
Year |  | GS>50 | Street Lighting
Ratio of kW to kWh
2004 |  | 0.253% | 0.2264%
2005 |  | 0.2358% | 0.2827%
2006 |  | 0.239% | 0.2801%
2007 |  | 0.2488% | 0.2975%
2008 |  | 0.2557% | 0.2708%
2009 |  | 0.2541% | 0.2692%
2010 |  | 0.2541% | 0.2875%
2011 |  | 0.2559% | 0.2733%
Average 2004 to 2011 |  | 0.2496% | 0.2734%
Table 3.2.22: kW Forecast by Applicable Rate Class
Year |  | GS>50 | Street Lighting | Total
Predicted Billed kW
2012 Normalized Bridge |  | 313327.1252 | 3713.2199 | 317040.345
2013 Normalized Test |  | 294062.2642 | 3594.6561 | 297656.9203
Adjustment for Loss of Load - Add back |  | 13491.1517 |  | 13491.1517
Adjustment for Loss of Load - Deduct |  | -20312 |  | -20312
2013 Normalized Test - Adjusted |  | 287241.4159 | 3594.6561 | 290836.072
Table 3.2.23: Summary of Forecast
|  | 2009 Board Approved | 2009 | 2010 | 2011 | 2012 Weather Normalized Bridge | 2013 Weather Normalized Test
ACTUAL AND PREDICTED KWH PURCHASES
Actual kWh Purchases |  |  | 217320554.3 | 220975055.51 | 214550355.02
Predicted kWh Purchases |  |  | 219549212.6326 | 220082432.2979 | 215336558.4088 | 214413708.5872 | 214254279.3653
% Difference of actual and predicted purchases |  |  | 1.026% | -0.4039% | 0.3664%
BILLING DETERMINANTS BY CLASS
Residential
Customers |  | 6018 | 6031 | 6053 | 6084 | 6156.9042 | 6230.6821
kWh |  | 49791737 | 48075570.12 | 48092979.56 | 47612325.47 | 48361863.9299 | 49023070.6404
GS<50
Customers |  | 729 | 720 | 740 | 741 | 747.7701 | 754.602
kWh |  | 27650878 | 25357509.88 | 25080219.72 | 23384282.57 | 23264543.5107 | 23098238.5932
GS>50
Customers |  | 103 | 111 | 112 | 113 | 112.8756 | 112.7514
kWh |  | 139428070 | 129998409.89 | 130739365.01 | 127781460.26 | 125556252.5531 | 117836449.3405
kW |  | 332681 | 330382.7 | 332209.9 | 326935.6 | 313327.1252 | 287241.4159
Sentinels
Connections |  | 22 | 20 | 0 | 0 | 0 | 0
kWh |  | 15948 | 6809.27 | 0 | 0 | 0 | 0
kW |  | 44 | 0 | 0 | 0 | 0 | 0
Street Lighting
Connections |  | 1564 | 1525 | 1915 | 1911 | 1989.6481 | 2071.5329
kWh |  | 1195783 | 1169601.79 | 1370177.68 | 1402280.62 | 1357947.0805 | 1314587.5879
kW |  | 3052 | 3148.5 | 3938.74 | 3832.6 | 3713.2199 | 3594.6561
USL
Connections |  | 12 | 12 | 12 | 12 | 12 | 12
kWh |  | 513550 | 528995.76 | 462670.08 | 453113.45 | 432346.3189 | 412396.8558
Total
Customer/Connections |  | 8448 | 8419 | 8832 | 8861 | 9019.198 | 9181.5684
kWh |  | 218595966 | 205136896.71 | 205745412.05 | 200633462.37 | 198972953.3931 | 191684743.0178
kW from applicable classes |  | 335777 | 333531.2 | 336148.64 | 330768.2 | 317040.345 | 290836.072

## Summary
MPUC Load Forecast for 2013 Rate Application
| 2003 Actual | 2004 Actual | 2005 Actual | 2006 Actual | 2007 Actual | 2008 Actual | 2009 Actual | 2010 Actual | 2011 Actual | 2012 Weather Normal | 2013 Weather Normal | 2013 Weather Normal - Class Specific
Actual kWh Purchases | 239348509.6 | 241297273.9 | 246226714.1 | 237573474 | 240154176.7 | 230112011 | 217320554.3 | 220975055.51 | 214550355.02
Predicted kWh Purchases | 242232171.4251 | 239845838.5661 | 245180991.1967 | 236622277.2586 | 237250769.6298 | 231457872.7145 | 219549212.6326 | 220082432.2979 | 215336558.4088 | 214413708.5872 | 214254279.3653
% Difference | 1.205% | -0.6015% | -0.4247% | -0.4004% | -1.209% | 0.5849% | 1.026% | -0.4039% | 0.3664%
Billed kWh | 224245320 | 227207627 | 233239880 | 225666133 | 221449218.68 | 211182816.72 | 205136896.71 | 205745412.05 | 200633462.37 | 198972953.3931 | 191684743.0178 | 191288789.0828
By Class
Residential
Customers | 5531 | 5533 | 5661 | 5727 | 5828 | 5896 | 6031 | 6053 | 6084 | 6156.9042 | 6230.6821 | 6230.6821
kWh | 46627475 | 46604134 | 48370215 | 46733608 | 47949044.01 | 48324088.55 | 48075570.12 | 48092979.56 | 47612325.47 | 48361863.9299 | 49023070.6404 | 47888256.9105
GS<50
Customers | 689 | 718 | 715 | 709 | 730 | 719 | 720 | 740 | 741 | 747.7701 | 754.602 | 754.602
kWh | 27036581 | 26788353 | 26768114 | 26084744 | 26869559.8 | 25808718.29 | 25357509.88 | 25080219.72 | 23384282.57 | 23264543.5107 | 23098238.5932 | 23813154.5783
GS>50
Customers | 114 | 114 | 114 | 106 | 107 | 110 | 111 | 112 | 113 | 112.8756 | 112.7514 | 112.7514
kWh | 148856264 | 152507008 | 156958341 | 151705109 | 145013829.44 | 135337092.24 | 129998409.89 | 130739365.01 | 127781460.26 | 125556252.5531 | 117836449.3405 | 117859614.3597
kW |  | 385768.79 | 370122.17 | 362602.37 | 360797.7 | 346096 | 330382.7 | 332209.9 | 326935.6 | 313327.1252 | 287241.4159 | 287299.2245
Sentinels
Connections | 16 | 38 | 36 | 25 | 22 | 22 | 20 | 0 | 0 | 0 | 0 | 0
kWh | 34979 | 53429 | 42991 | 25505 | 16505.4 | 15516.12 | 6809.27 | 0 | 0 | 0 | 0 | 0
kW |  | 110.22 | 104.46 | 66.53 | 0 | 0 | 0 | 0 | 0 | 0 | 0 | 0
Streetlights
Connections | 1384 | 1469 | 1487 | 1523 | 1525 | 1525 | 1525 | 1915 | 1911 | 1989.6481 | 2071.5329 | 2071.5329
kWh | 1690021 | 1254703 | 1100219 | 1117167 | 1072530.39 | 1178359.01 | 1169601.79 | 1370177.68 | 1402280.62 | 1357947.0805 | 1314587.5879 | 1315180.4064
kW |  | 2840.8 | 3110.72 | 3129.71 | 3190.8 | 3190.8 | 3148.5 | 3938.74 | 3832.6 | 3713.2199 | 3594.6561 | 3596.2771
USL
Connections | 0 | 0 | 0 | 0 | 12 | 12 | 12 | 12 | 12 | 12 | 12 | 12
kWh | 0 | 0 | 0 | 0 | 527749.64 | 519042.51 | 528995.76 | 462670.08 | 453113.45 | 432346.3189 | 412396.8558 | 412582.8278
Total of Above
Customer/Connections | 7734 | 7872 | 8013 | 8090 | 8224 | 8284 | 8419 | 8832 | 8861 | 9019.198 | 9181.5684 | 9181.5684
kWh | 224245320 | 227207627 | 233239880 | 225666133 | 221449218.68 | 211182816.72 | 205136896.71 | 205745412.05 | 200633462.37 | 198972953.3931 | 191684743.0178 | 191288789.0828
kW from applicable classes | 0 | 388719.81 | 373337.35 | 365798.61 | 363988.5 | 349286.8 | 333531.2 | 336148.64 | 330768.2 | 317040.345 | 290836.072 | 290895.5016
Total from Model
Customer/Connections | 7734 | 7872 | 8013 | 8090 | 8224 | 8284 | 8419 | 8832 | 8861 | 9019.198 | 9181.5684 | 9181.5684
kWh | 224245320 | 227207627 | 233239880 | 225666133 | 221449218.68 | 211182816.72 | 205136896.71 | 205745412.05 | 200633462.37 | 198972953.3931 | 191684743.0178 | 191288789.0828
kW from applicable classes |  | 388719.81 | 373337.35 | 365798.61 | 363988.5 | 349286.8 | 333531.2 | 336148.64 | 330768.2 | 317040.345 | 290836.072 | 290895.5016
Check should all be zero
Customer/Connections | 0 | 0 | 0 | 0 | 0 | 0 | 0 | 0 | 0 | 0 | 0 | 0
kWh | 0 | 0 | 0 | 0 | 0 | 0 | 0 | 0 | 0 | 0 | 0 | 0
kW from applicable classes | 0 | 0 | 0 | 0 | 0 | 0 | 0 | 0 | 0 | 0 | 0 | 0
| 2003 | 2004 | 2005 | 2006 | 2007 | 2008 | 2009 | 2010 | 2011
Actual | 239348.5096 | 241297.2739 | 246226.7141 | 237573.474 | 240154.1767 | 230112.011 | 217320.5543 | 220975.0555 | 214550.355
Predicted | 242232.1714 | 239845.8386 | 245180.9912 | 236622.2773 | 237250.7696 | 231457.8727 | 219549.2126 | 220082.4323 | 215336.5584

## Stats Sum
MPUC Load Forecast for 2013 Rate Application
Power Purchased |  |  | Residential
R Square | 89.83% |  | R Square | 86.04%
Adjusted R Square | 89.33% |  | Adjusted R Square | 85.36%
| Coefficients | t Stat |  | Coefficients | t Stat
Intercept | 4655458.1023 | 2.544 | Intercept | -2090944.3665 | -2.1127
Heating Degree Days | 5403.4635 | 22.1431 | Heating Degree Days | 2212.5635 | 16.5229
Cooling Degree Days | 19682.1542 | 15.1215 | Cooling Degree Days | 4746.6995 | 5.8926
Number of Days in Month | 301263.5781 | 4.8378 | Spring Fall Flag | -265424.1458 | -4.5302
CDM Activity | -7.478 | -17.8512 | Number of Days in Month | 131457.9141 | 5.0073
Number of Peak Hours | 12022.2091 | 3.9736 | Number of Customers | 233.7435 | 2.2545
GS < 50 kW |  |  | GS > 50 kW
R Square | 70.79% |  | R Square | 71.22%
Adjusted R Square | 69.36% |  | Adjusted R Square | 70.1%
| Coefficients | t Stat |  | Coefficients | t Stat
Intercept | -185999.0453 | -0.32634 | Intercept | 4461825.842 | 2.1487
Heating Degree Days | 844.1049 | 8.7231 | Heating Degree Days | 1240.2228 | 4.3904
Cooling Degree Days | 1994.9124 | 3.429 | Cooling Degree Days | 6161.4878 | 4.0829
Spring Fall Flag | -158185.2377 | -3.7399 | Number of Days in Month | 248371.1583 | 3.6484
Number of Days in Month | 71537.0711 | 3.7752 | CDM Activity | -7.0718 | -14.5507
CDM Activity | -0.70691 | -5.3302

## Purchased Power Model
MPUC Load Forecast for 2013 Rate Application
Not Used
| Purchased | Heating Degree Days | Cooling Degree Days | Number of Days in Month | CDM Activity | Number of Peak Hours | Spring Fall Flag | Ontario Real GDP Monthly % | Number of Customers - 3 Main Classes | Predicted Purchases | Variances (kWh) |  | SUMMARY OUTPUT
2003-01-01 | 22785320 | 814.5 | 0 | 31 | 0 | 351.912 | 0 | 125.6602 | 6334 | 22626509.7195
2003-02-01 | 20768814.1 | 699 | 0 | 28 | 0 | 319.872 | 0 | 125.8059 | 6334 | 20713427.3681 |  |  | Regression Statistics
2003-03-01 | 20855428.6 | 581.1 | 0 | 31 | 0 | 336.288 | 1 | 125.9518 | 6334 | 21177506.3381 |  |  | Multiple R | 94.78%
2003-04-01 | 19283297.4 | 372.5 | 2.4 | 30 | 0 | 336.24 | 1 | 126.0978 | 6334 | 19795740.3733 |  |  | R Square | 89.83%
2003-05-01 | 18690470.9 | 177.9 | 0 | 31 | 0 | 336.288 | 1 | 126.2439 | 6334 | 18998829.8461 |  |  | Adjusted R Square | 89.33%
2003-06-01 | 18815344.3 | 43.4 | 52.9 | 30 | 0 | 336.24 | 0 | 126.3903 | 6334 | 19011409.3139 |  |  | Standard Error | 487558.1945
2003-07-01 | 19760007.2 | 0.2 | 118.3 | 31 | 0 | 351.912 | 0 | 126.5368 | 6340 | 20554868.2119 |  |  | Observations | 108
2003-08-01 | 18996004.1 | 2 | 128 | 31 | 0 | 319.92 | 0 | 126.6835 | 6347 | 20370896.8274
2003-09-01 | 18762927.9 | 54.9 | 24 | 30 | 0 | 336.24 | 1 | 126.8304 | 6355 | 18504734.8889 |  |  | ANOVA
2003-10-01 | 20060840.3 | 276 | 0 | 31 | 0 | 351.912 | 1 | 126.9774 | 6357 | 19716744.613 |  |  |  | df | SS | MS | F | Significance F
2003-11-01 | 19874256.1 | 398.5 | 0 | 30 | 0 | 319.68 | 1 | 127.1246 | 6358 | 19689905.4718 |  |  | Regression | 5 | 214211073164500 | 4.2842e+13 | 180.2266 | 5.6802e-49
2003-12-01 | 20695798.7 | 561.5 | 0 | 31 | 0 | 336.288 | 0 | 127.272 | 6363 | 21071598.4531 |  |  | Residual | 102 | 2.4247e+13 | 237712993070.901
2004-01-01 | 23262820 | 849.1 | 0 | 31 | 0 | 336.288 | 0 | 127.5341 | 6363 | 22625634.562 |  |  | Total | 107 | 238457798457732
2004-02-01 | 20428074 | 631.7 | 0 | 29 | 0 | 320.16 | 0 | 127.7968 | 6364 | 20654500.2474
2004-03-01 | 20893227.4 | 487.3 | 0 | 31 | 0 | 368.28 | 1 | 128.0601 | 6363 | 21055275.9741 |  |  |  | Coefficients | Standard Error | t Stat | P-value | Lower 95% | Upper 95% | Lower 95.0% | Upper 95.0%
2004-04-01 | 18810339.2 | 331.5 | 0 | 30 | 0 | 336.24 | 1 | 128.3238 | 6363 | 19526961.1989 |  |  | Intercept | 4655458.1023 | 1829996.7237 | 2.544 | 0.01246 | 1025668.3764 | 8285247.8283 | 1025668.3764 | 8285247.8283 |  | Heating Degree Days | Cooling Degree Days | Number of Days in Month | CDM Activity | Number of Peak Hours
2004-05-01 | 18658326.2 | 158.9 | 8.6 | 31 | 0 | 319.92 | 1 | 128.5882 | 6363 | 18868651.0461 |  |  | Heating Degree Days | 5403.4635 | 244.0246 | 22.1431 | 9.4424e-41 | 4919.4419 | 5887.4852 | 4919.4419 | 5887.4852 | Heating Degree Days | 100%
2004-06-01 | 18844588.8 | 44.2 | 31.6 | 30 | 0 | 352.08 | 0 | 128.853 | 6365 | 18786933.9934 |  |  | Cooling Degree Days | 19682.1542 | 1301.6039 | 15.1215 | 8.4152e-28 | 17100.429 | 22263.8793 | 17100.429 | 22263.8793 | Cooling Degree Days | -67.76% | 100%
2004-07-01 | 19695447.7 | 3.6 | 86.4 | 31 | 0 | 336.288 | 0 | 129.1184 | 6374 | 19757544.2745 |  |  | Number of Days in Month | 301263.5781 | 62272.6458 | 4.8378 | 4.6677e-06 | 177746.0838 | 424781.0724 | 177746.0838 | 424781.0724 | Number of Days in Month | -18.5% | 20.93% | 100%
2004-08-01 | 19917220 | 12.8 | 59.6 | 31 | 0 | 336.288 | 0 | 129.3844 | 6382 | 19279774.4072 |  |  | CDM Activity | -7.478 | 0.41891 | -17.8512 | 3.7448e-33 | -8.309 | -6.6471 | -8.309 | -6.6471 | CDM Activity | -5.633% | 1.248% | 1.486% | 100%
2004-09-01 | 19428366.1 | 30 | 41.2 | 30 | 0 | 336.24 | 1 | 129.6509 | 6392 | 18708721.6989 |  |  | Number of Peak Hours | 12022.2091 | 3025.5322 | 3.9736 | 0.00013225 | 6021.0804 | 18023.3378 | 6021.0804 | 18023.3378 | Number of Peak Hours | -11.36% | 7.26% | 34.6% | -2.268% | 100%
2004-10-01 | 19403814.1 | 226.3 | 1.5 | 31 | 0 | 319.92 | 1 | 129.918 | 6415 | 19093101.1929
2004-11-01 | 20293300 | 379.1 | 0 | 30 | 0 | 352.08 | 1 | 130.1856 | 6438 | 19974597.8551
2004-12-01 | 21661750.4 | 643.4 | 0 | 31 | 0 | 336.288 | 0 | 130.4538 | 6464 | 21514142.1156
2005-01-01 | 23259548.9 | 770 | 0 | 31 | 0 | 319.92 | 0 | 130.7437 | 6455 | 22001441.0785
2005-02-01 | 20377420.5 | 616.4 | 0 | 28 | 0 | 319.872 | 0 | 131.0343 | 6463 | 20267101.2812
2005-03-01 | 21345969 | 608.6 | 0 | 31 | 0 | 351.912 | 1 | 131.3255 | 6463 | 21513936.5803
2005-04-01 | 18877708.3 | 306.8 | 0 | 30 | 0 | 336.24 | 1 | 131.6174 | 6463 | 19393495.6499 |  |  | Regression Statistics
2005-05-01 | 18671477.3 | 189.4 | 0.8 | 31 | 0 | 336.288 | 1 | 131.91 | 6468 | 19076715.4 |  |  | Multiple R | 93.71%
2005-06-01 | 20632122.1 | 8.9 | 146.3 | 30 | 0 | 352.08 | 0 | 132.2031 | 6490 | 20853734.8143 |  |  | R Square | 87.81%
2005-07-01 | 21248207.3 | 0 | 188.7 | 31 | 0 | 319.92 | 0 | 132.497 | 6492 | 21554796.6585 |  |  | Adjusted R Square | 87.02%
2005-08-01 | 21038905.6 | 0.2 | 140.7 | 31 | 0 | 351.912 | 0 | 132.7915 | 6492 | 20995748.4653 |  |  | Standard Error | 524561.7091
2005-09-01 | 19417528 | 22.6 | 52.1 | 30 | 0 | 336.24 | 1 | 133.0866 | 6503 | 18883271.5493 |  |  | Observations | 116
2005-10-01 | 19638993.9 | 220.2 | 7.6 | 31 | 0 | 319.92 | 1 | 133.3824 | 6499 | 19180201.2059
2005-11-01 | 20308385.5 | 388.4 | 0 | 30 | 0 | 352.08 | 1 | 133.6789 | 6502 | 20024850.0658 |  |  | ANOVA
2005-12-01 | 21410447.7 | 665.3 | 0 | 31 | 0 | 319.92 | 0 | 133.976 | 6516 | 21435698.4478 |  |  |  | df | SS | MS | F | Significance F
2006-01-01 | 21748047.4 | 551.8 | 0 | 31 | 5614.7732 | 336.288 | 0 | 134.252 | 6522 | 20977197.3025 |  |  | Regression | 7 | 214147840879345 | 3.0593e+13 | 111.1789 | 2.1998e-46
2006-02-01 | 20180939 | 604.3 | 0 | 28 | 11229.5464 | 319.872 | 0 | 134.5285 | 6521 | 20117744.2636 |  |  | Residual | 108 | 2.9718e+13 | 275164986606.45
2006-03-01 | 21466113.2 | 516.6 | 0 | 31 | 16844.3196 | 368.28 | 1 | 134.8056 | 6526 | 21087634.7918 |  |  | Total | 115 | 243865659432842
2006-04-01 | 18096529.2 | 293.3 | 0 | 30 | 22459.0928 | 303.84 | 1 | 135.0833 | 6536 | 18763079.0989
2006-05-01 | 18755945.4 | 136.9 | 26 | 31 | 28073.866 | 351.912 | 1 | 135.3615 | 6539 | 19266921.0731 |  |  |  | Coefficients | Standard Error | t Stat | P-value | Lower 95% | Upper 95%
2006-06-01 | 19278924.3 | 19.5 | 73.6 | 30 | 33688.6392 | 352.08 | 0 | 135.6404 | 6542 | 19228193.5926 |  |  | Intercept | 6719743.2814 | 5507585.0301 | 1.2201 | 0.22509 | -4197245.397 | 17636731.9597
2006-07-01 | 20503638.1 | 0 | 167.3 | 31 | 39303.4124 | 319.92 | 0 | 135.9198 | 6567 | 20839685.6779 |  |  | Heating Degree Days | 4997.1982 | 318.2771 | 15.7008 | 1.2192e-29 | 4366.3177 | 5628.0787
2006-08-01 | 19883252.6 | 4.2 | 101.6 | 31 | 44918.1856 | 351.912 | 0 | 136.1997 | 6587 | 19911889.6555 |  |  | Cooling Degree Days | 16625.5141 | 1823.3429 | 9.1181 | 4.697e-15 | 13011.3322 | 20239.696
2006-09-01 | 18180886.6 | 80.9 | 12.9 | 30 | 50532.9588 | 319.68 | 1 | 136.4803 | 6598 | 17849777.2558 |  |  | Number of Days in Month | 392623.9321 | 63187.5866 | 6.2136 | 9.9019e-09 | 267375.1772 | 517872.687
2006-10-01 | 18826743.5 | 288.3 | 1.1 | 31 | 56147.732 | 336.288 | 1 | 136.7614 | 6608 | 19197147.0438 |  |  | Spring Fall Flag | -204419.5021 | 136709.9458 | -1.4953 | 0.13776 | -475402.3234 | 66563.3193
2006-11-01 | 20237847.3 | 382.2 | 0 | 30 | 61762.5052 | 352.08 | 1 | 137.0431 | 6614 | 19529485.4928 |  |  | Number of Customers - 3 Main Classes | -623.9668 | 1181.9554 | -0.52791 | 0.59864 | -2966.8075 | 1718.8739
2006-12-01 | 20414607.4 | 500.5 | 0 | 31 | 67377.2785 | 304.296 | 0 | 137.3254 | 6621 | 19853522.0103 |  |  | Ontario Real GDP Monthly % | 26452.3789 | 23988.2966 | 1.1027 | 0.2726 | -21096.585 | 74001.3429
2007-01-01 | 22474388.8 | 647.1 | 0 | 31 | 66829.6984 | 351.912 | 0 | 137.5859 | 6640 | 21222214.1031 |  |  | CDM Activity | -6.9674 | 1.5511 | -4.4918 | 1.7781e-05 | -10.042 | -3.8928
2007-02-01 | 20926382.6 | 740.1 | 0 | 28 | 66282.1184 | 319.872 | 0 | 137.8468 | 6628 | 20439848.7268
2007-03-01 | 21292238.3 | 546.7 | 0 | 31 | 65734.5384 | 351.912 | 1 | 138.1083 | 6643 | 20687896.0272
2007-04-01 | 18821017.6 | 356.4 | 0 | 30 | 65186.9583 | 319.68 | 1 | 138.3703 | 6650 | 18974948.3272 |  |  | SUMMARY OUTPUT
2007-05-01 | 19052206.6 | 136.4 | 22.4 | 31 | 64639.3783 | 351.912 | 1 | 138.6327 | 6657 | 18919924.8592
2007-06-01 | 19756752.2 | 16.5 | 99.2 | 30 | 64091.7983 | 336.24 | 0 | 138.8957 | 6665 | 19298058.2145 |  |  | Regression Statistics
2007-07-01 | 19704369.6 | 3.2 | 106.1 | 31 | 63544.2182 | 336.288 | 0 | 139.1591 | 6672 | 19667934.4884 |  |  | Multiple R | 93.59%
2007-08-01 | 20438453.8 | 5.2 | 141 | 31 | 62996.6382 | 351.912 | 0 | 139.4231 | 6668 | 20557578.4222 |  |  | R Square | 87.6%
2007-09-01 | 18405018.2 | 36.9 | 47.5 | 30 | 62449.0581 | 303.84 | 1 | 139.6875 | 6674 | 18013486.4167 |  |  | Adjusted R Square | 87.03%
2007-10-01 | 19047460.4 | 137.7 | 19.8 | 31 | 61901.4781 | 351.912 | 1 | 139.9525 | 6678 | 18896249.9152 |  |  | Standard Error | 524389.7318
2007-11-01 | 19941321.4 | 462.5 | 0 | 30 | 61353.8981 | 352.08 | 1 | 140.2179 | 6690 | 19966439.1984 |  |  | Observations | 116
2007-12-01 | 20294567.2 | 630.7 | 0 | 31 | 60806.318 | 304.296 | 0 | 140.4839 | 6697 | 20606190.931
2008-01-01 | 21313448.8 | 623.5 | 0 | 31 | 66732.0957 | 352 | 0 | 140.4252 | 6700 | 21096480.1965 |  |  | ANOVA
2008-02-01 | 20093547.2 | 674.7 | 0 | 29 | 72657.8733 | 320 | 0 | 140.3666 | 6711 | 20341586.4195 |  |  |  | df | SS | MS | F | Significance F
2008-03-01 | 20433659.1 | 610.2 | 0 | 31 | 78583.651 | 304 | 1 | 140.308 | 6722 | 20358921.5715 |  |  | Regression | 5 | 213617354448144 | 4.2723e+13 | 155.3668 | 3.6491e-48
2008-04-01 | 18173874.2 | 253.9 | 0 | 30 | 84509.4286 | 352 | 1 | 140.2494 | 6720 | 18665156.7173 |  |  | Residual | 110 | 3.0248e+13 | 274984590769.983
2008-05-01 | 17667198.5 | 193.5 | 2.5 | 31 | 90435.2062 | 336 | 1 | 140.1908 | 6723 | 18452587.877 |  |  | Total | 115 | 243865659432842
2008-06-01 | 18711079.4 | 22.7 | 71.5 | 30 | 96360.9839 | 336 | 0 | 140.1322 | 6725 | 18542168.1059
2008-07-01 | 19677800.5 | 1 | 111 | 31 | 102286.7615 | 352 | 0 | 140.0737 | 6726 | 19651663.7001 |  |  |  | Coefficients | Standard Error | t Stat | P-value | Lower 95% | Upper 95%
2008-08-01 | 19059244 | 12.7 | 64 | 31 | 108212.5391 | 320 | 0 | 140.0152 | 6735 | 18360799.0243 |  |  | Intercept | 6164701.1343 | 1903031.0041 | 3.2394 | 0.0015843 | 2393340.4752 | 9936061.7933
2008-09-01 | 18058635 | 59 | 26.7 | 30 | 114138.3168 | 336 | 1 | 139.9567 | 6736 | 17723613.5416 |  |  | Heating Degree Days | 4985.4066 | 317.7293 | 15.6907 | 7.8024e-30 | 4355.7417 | 5615.0714
2008-10-01 | 18400532.5 | 278.6 | 0 | 31 | 120064.0944 | 352 | 1 | 139.8983 | 6742 | 18834006.2776 |  |  | Cooling Degree Days | 16508.0625 | 1820.4887 | 9.0679 | 5.3257e-15 | 12900.2814 | 20115.8436
2008-11-01 | 18807350.8 | 451.6 | 0 | 30 | 125989.872 | 304 | 1 | 139.8399 | 6754 | 18846162.5897 |  |  | Number of Days in Month | 393027.3555 | 63163.0761 | 6.2224 | 9.0906e-09 | 267852.968 | 518201.7431
2008-12-01 | 19715641 | 654.6 | 0 | 31 | 131915.6497 | 336 | 0 | 139.7815 | 6761 | 20584726.6936 |  |  | Spring Fall Flag | -207652.4135 | 136643.1622 | -1.5197 | 0.13146 | -478447.08 | 63142.253
2009-01-01 | 20784437 | 830.2 | 0 | 31 | 144174.3799 | 336 | 0 | 139.3791 | 6765 | 21441903.4908 |  |  | CDM Activity | -7.2182 | 0.43423 | -16.6228 | 8.8336e-32 | -8.0787 | -6.3576
2009-02-01 | 17971853.4 | 606.4 | 0 | 28 | 156433.1102 | 304 | 0 | 138.9779 | 6768 | 18852435.5311
2009-03-01 | 19066950.8 | 533.8 | 0 | 31 | 168691.8404 | 352 | 1 | 138.5779 | 6784 | 19849329.4545
2009-04-01 | 17089676.6 | 305.8 | 1.2 | 30 | 180950.5707 | 320 | 1 | 138.179 | 6805 | 17863312.6892 |  |  | SUMMARY OUTPUT
2009-05-01 | 16617656.2 | 158.8 | 6.9 | 31 | 193209.301 | 320 | 1 | 137.7812 | 6853 | 17390784.0112
2009-06-01 | 17052759.2 | 49.3 | 34.2 | 30 | 205468.0312 | 352 | 0 | 137.3846 | 6862 | 17328203.281 |  |  | Regression Statistics
2009-07-01 | 17788587.8 | 6.2 | 43.7 | 31 | 217726.7615 | 352 | 0 | 136.9892 | 6874 | 17491886.6487 |  |  | Multiple R | 93.5%
2009-08-01 | 18640723.5 | 9.8 | 91 | 31 | 229985.4917 | 320 | 0 | 136.5949 | 6873 | 17965922.9205 |  |  | R Square | 87.42%
2009-09-01 | 17199410.4 | 55.2 | 20.9 | 30 | 242244.222 | 336 | 1 | 136.2017 | 6880 | 16630941.5278 |  |  | Adjusted R Square | 86.85%
2009-10-01 | 17690863.4 | 287.8 | 0 | 31 | 254502.9523 | 336 | 1 | 135.8096 | 6877 | 17686022.3017 |  |  | Standard Error | 528092.0504
2009-11-01 | 17709543.3 | 361.2 | 0 | 30 | 266761.6825 | 320 | 1 | 135.4187 | 6880 | 17497346.2029 |  |  | Observations | 116
2009-12-01 | 19708092.7 | 631.3 | 0 | 31 | 279020.4128 | 352 | 0 | 135.0289 | 6893 | 19551124.573
2010-01-01 | 20632804.9 | 720 | 0 | 31 | 273116.6047 | 320 | 0 | 135.329 | 6899 | 19689850.0674 |  |  | ANOVA
2010-02-01 | 18505311.8 | 598.3 | 0 | 28 | 267212.7966 | 304 | 0 | 135.6298 | 6902 | 17980251.4483 |  |  |  | df | SS | MS | F | Significance F
2010-03-01 | 18433777.5 | 422.8 | 0 | 31 | 261308.9885 | 368 | 1 | 135.9313 | 6903 | 18749304.6903 |  |  | Regression | 5 | 213188725929646 | 4.2638e+13 | 152.8886 | 7.8886e-48
2010-04-01 | 16541730.7 | 225.1 | 0 | 30 | 255405.1804 | 320 | 1 | 136.2334 | 6905 | 16846859.3079 |  |  | Residual | 110 | 3.0677e+13 | 278881213665.417
2010-05-01 | 17814846.6 | 107.9 | 45.7 | 31 | 249501.3723 | 320 | 1 | 136.5362 | 6903 | 17458460.3786 |  |  | Total | 115 | 243865659432842
2010-06-01 | 17553228.6 | 21.7 | 58.7 | 30 | 243597.5642 | 352 | 0 | 136.8396 | 6905 | 17376145.9129
2010-07-01 | 19798892.7 | 1.8 | 164.9 | 31 | 237693.7561 | 336 | 0 | 137.1438 | 6902 | 19511918.9657 |  |  |  | Coefficients | Standard Error | t Stat | P-value | Lower 95% | Upper 95%
2010-08-01 | 19524656.04 | 2.1 | 138.8 | 31 | 231789.948 | 336 | 0 | 137.4486 | 6901 | 19043984.7528 |  |  | Intercept | 3105391.4598 | 4321340.8507 | 0.71862 | 0.4739 | -5458491.5478 | 11669274.4674
2010-09-01 | 17319540.14 | 78.1 | 31.5 | 30 | 225886.1399 | 336 | 1 | 137.7541 | 6899 | 17085638.2318 |  |  | Heating Degree Days | 5263.3305 | 258.0461 | 20.3969 | 3.5572e-39 | 4751.9438 | 5774.7172
2010-10-01 | 17192204.46 | 241.6 | 0 | 31 | 219982.3318 | 320 | 1 | 138.0603 | 6914 | 17502173.8653 |  |  | Cooling Degree Days | 18444.4633 | 1313.1063 | 14.0464 | 2.7215e-26 | 15842.1949 | 21046.7317
2010-11-01 | 18120753.36 | 405.3 | 0 | 30 | 214078.5237 | 336 | 1 | 138.3671 | 6909 | 18321961.5835 |  |  | Number of Days in Month | 375963.8827 | 62546.0662 | 6.011 | 2.4444e-08 | 252012.264 | 499915.5014
2010-12-01 | 19537308.71 | 676.2 | 0 | 31 | 208174.7156 | 368 | 0 | 138.6747 | 6914 | 20515883.0935 |  |  | Number of Customers - 3 Main Classes | 515.3936 | 599.0642 | 0.86033 | 0.39148 | -671.811 | 1702.5981
2011-01-01 | 20299144.21 | 775.3 | 0 | 31 | 222603.09 | 336 | 0 | 139.0392 | 6915 | 20558759.5322 |  |  | CDM Activity | -8.1101 | 1.1571 | -7.009 | 2.0329e-10 | -10.4032 | -5.817
2011-02-01 | 18184464.24 | 654.2 | 0 | 28 | 237031.4644 | 304 | 0 | 139.4046 | 6916 | 18508002.569
2011-03-01 | 19484270.12 | 572.8 | 0 | 31 | 251459.8388 | 368 | 1 | 139.771 | 6927 | 19633476.6522
2011-04-01 | 16794726.42 | 332.3 | 0 | 30 | 265888.2131 | 320 | 1 | 140.1384 | 6930 | 17347717.9548 |  |  | SUMMARY OUTPUT
2011-05-01 | 16740138.92 | 134.1 | 13 | 31 | 280316.5875 | 336 | 1 | 140.5067 | 6930 | 16918342.3087
2011-06-01 | 16821046.97 | 19 | 52.2 | 30 | 294744.9619 | 352 | 0 | 140.876 | 6938 | 16851139.7642 |  |  | Regression Statistics
2011-07-01 | 19127628.25 | 0 | 198.5 | 31 | 309173.3363 | 320 | 0 | 141.2463 | 6942 | 19436629.8941 |  |  | Multiple R | 93.56%
2011-08-01 | 18487864.75 | 0 | 122.2 | 31 | 323601.7107 | 352 | 0 | 141.6175 | 6941 | 18211696.1185 |  |  | R Square | 87.53%
2011-09-01 | 16740312.69 | 48.2 | 39.7 | 30 | 338030.0851 | 336 | 1 | 141.9897 | 6942 | 16246850.3128 |  |  | Adjusted R Square | 86.96%
2011-10-01 | 16580769.53 | 235.5 | 2.4 | 31 | 352458.4595 | 320 | 1 | 142.3629 | 6947 | 16525786.8077 |  |  | Standard Error | 525792.0426
2011-11-01 | 17060831.35 | 342.1 | 0 | 30 | 366886.8339 | 352 | 1 | 142.7371 | 6951 | 17030109.8585 |  |  | Observations | 116
2011-12-01 | 18229157.57 | 534 | 0 | 31 | 381315.2083 | 336 | 0 | 143.1123 | 6951 | 18068046.6361
2012-01-01 |  | 731.2778 | 0 | 31 | 369306.2313 | 336 |  |  |  | 19223833.6414 |  |  | ANOVA
2012-02-01 |  | 647.2333 | 0 | 29 | 357297.2544 | 320 |  |  |  | 18064623.7787 |  |  |  | df | SS | MS | F | Significance F
2012-03-01 |  | 542.2111 | 0 | 31 | 345288.2775 | 352 |  |  |  | 18574181.6095 |  |  | Regression | 5 | 213455359509848 | 4.2691e+13 | 154.422 | 4.8897e-48
2012-04-01 |  | 308.6222 | 0.4 | 30 | 333279.3005 | 320 |  |  |  | 16723694.8902 |  |  | Residual | 110 | 3.041e+13 | 276457272027.215
2012-05-01 |  | 154.8667 | 13.9889 | 31 | 321270.3236 | 352 |  |  |  | 16936118.96 |  |  | Total | 115 | 243865659432842
2012-06-01 |  | 27.2444 | 68.9111 | 30 | 309261.3467 | 336 |  |  |  | 16923689.388
2012-07-01 |  | 1.7778 | 131.6556 | 31 | 297252.3698 | 336 |  |  |  | 18412094.3199 |  |  |  | Coefficients | Standard Error | t Stat | P-value | Lower 95% | Upper 95%
2012-08-01 |  | 5.4444 | 109.6556 | 31 | 285243.3928 | 352 |  |  |  | 18281058.7031 |  |  | Intercept | 4353462.1553 | 2480945.9133 | 1.7548 | 0.082085 | -563190.1718 | 9270114.4825
2012-09-01 |  | 51.7556 | 32.9444 | 30 | 273234.4159 | 304 |  |  |  | 16232933.3005 |  |  | Heating Degree Days | 5269.903 | 256.7611 | 20.5245 | 2.0629e-39 | 4761.0629 | 5778.7432
2012-10-01 |  | 243.5556 | 3.6 | 31 | 261225.439 | 352 |  |  |  | 17659889.0698 |  |  | Cooling Degree Days | 18495.2004 | 1308.0828 | 14.1392 | 1.7042e-26 | 15902.8873 | 21087.5134
2012-11-01 |  | 396.7667 | 0 | 30 | 249216.462 | 352 |  |  |  | 18205444.116 |  |  | Number of Days in Month | 375767.8316 | 62271.9477 | 6.0343 | 2.1935e-08 | 252359.4515 | 499176.2117
2012-12-01 |  | 610.8333 | 0 | 31 | 237207.4851 | 304 |  |  |  | 19176146.8102 |  |  | Ontario Real GDP Monthly % | 15834.1601 | 12104.703 | 1.3081 | 0.19357 | -8154.5192 | 39822.8395
2013-01-01 |  | 731.2778 | 0 | 31 | 247125.7636 | 352 |  |  |  | 20329860.6282 |  |  | CDM Activity | -7.7065 | 0.58832 | -13.0992 | 3.4126e-24 | -8.8724 | -6.5406
2013-02-01 |  | 647.2333 | 0 | 28 | 257044.042 | 304 |  |  |  | 18320703.3844
2013-03-01 |  | 542.2111 | 0 | 31 | 266962.3205 | 320 |  |  |  | 18775196.3362
2013-04-01 |  | 308.6222 | 0.4 | 30 | 276880.599 | 352 |  |  |  | 17530157.8897
2013-05-01 |  | 154.8667 | 13.9889 | 31 | 286798.8774 | 352 |  |  |  | 17193898.1564
2013-06-01 |  | 27.2444 | 68.9111 | 30 | 296717.1559 | 320 |  |  |  | 16825140.1272
2013-07-01 |  | 1.7778 | 131.6556 | 31 | 306635.4344 | 352 |  |  |  | 18534282.64
2013-08-01 |  | 5.4444 | 109.6556 | 31 | 316553.7128 | 336 |  |  |  | 17854563.2201
2013-09-01 |  | 51.7556 | 32.9444 | 30 | 326471.9913 | 320 |  |  |  | 16027175.3983
2013-10-01 |  | 243.5556 | 3.6 | 31 | 336390.2698 | 352 |  |  |  | 17097802.7105
2013-11-01 |  | 396.7667 | 0 | 30 | 346308.5482 | 336 |  |  |  | 17287029.2997
2013-12-01 |  | 610.8333 | 0 | 31 | 356226.8267 | 320 |  |  |  | 18478469.5746
|  |  | Weather Normal | [6 empty] | 2516226112.0825
2003 | 239348509.6 | [8 empty] | 242232171.4251 | 2883661.8251 | 1.205%
2004 | 241297273.9 | [8 empty] | 239845838.5661 | -1451435.3339 | -0.6015%
2005 | 246226714.1 | [8 empty] | 245180991.1967 | -1045722.9033 | -0.4247%
2006 | 237573474 | [8 empty] | 236622277.2586 | -951196.7414 | -0.4004%
2007 | 240154176.7 | [8 empty] | 237250769.6298 | -2903407.0702 | -1.209%
2008 | 230112011 | [8 empty] | 231457872.7145 | 1345861.7145 | 0.5849%
2009 | 217320554.3 | [8 empty] | 219549212.6326 | 2228658.3326 | 1.026%
2010 | 220975055.51 | [8 empty] | 220082432.2979 | -892623.2121 | -0.4039%
2011 | 214550355.02 | [8 empty] | 215336558.4088 | 786203.3888 | 0.3664%
2012 | [9 empty] | 214413708.5872
2013 | [9 empty] | 214254279.3653
Total to 2011 | 2087558124.13 | [8 empty] | 2087558124.13 | 0
[10 empty] | 2516226112.0825 | 0
Check totals above sould be zero
10 Year Average
2013-01-01 |  | 715.37 | 0 | 31 | 247125.7636 | 352 |  |  |  | 20243903.5313
2013-02-01 |  | 636.53 | 0 | 28 | 257044.042 | 304 |  |  |  | 18262868.3132
2013-03-01 |  | 542.55 | 0 | 31 | 266962.3205 | 320 |  |  |  | 18777027.5099
2013-04-01 |  | 310.71 | 1.19 | 30 | 276880.599 | 352 |  |  |  | 17556988.0225
2013-05-01 |  | 162.13 | 13.37 | 31 | 286798.8774 | 352 |  |  |  | 17220964.2465
2013-06-01 |  | 28.14 | 69.02 | 30 | 296717.1559 | 320 |  |  |  | 16832122.3969
2013-07-01 |  | 1.6 | 137.73 | 31 | 306635.4344 | 352 |  |  |  | 18652880.1763
2013-08-01 |  | 4.92 | 112.96 | 31 | 316553.7128 | 336 |  |  |  | 17916767.9887
2013-09-01 |  | 48.76 | 38.41 | 30 | 326471.9913 | 320 |  |  |  | 16118562.9302
2013-10-01 |  | 248.42 | 4.24 | 31 | 336390.2698 | 352 |  |  |  | 17136684.1373
2013-11-01 |  | 401.59 | 0 | 30 | 346308.5482 | 336 |  |  |  | 17313092.0054
2013-12-01 |  | 611.69 | 0 | 31 | 356226.8267 | 320 |  |  |  | 18483098.5417 | 214514959.7999
20 Year Trend
2013-01-01 |  | 715.55 | 0 | 31 | 247125.7636 | 352 |  |  |  | 20244876.1547
2013-02-01 |  | 620.5946 | 0 | 28 | 257044.042 | 304 |  |  |  | 18176761.8875
2013-03-01 |  | 524.8576 | 0 | 31 | 266962.3205 | 320 |  |  |  | 18681427.2394
2013-04-01 |  | 282.7304 | 0.90271 | 30 | 276880.599 | 352 |  |  |  | 17400146.5948
2013-05-01 |  | 137.9462 | 20.2065 | 31 | 286798.8774 | 352 |  |  |  | 17224845.6394
2013-06-01 |  | 20.1779 | 77.7435 | 30 | 296717.1559 | 320 |  |  |  | 16960797.3894
2013-07-01 |  | -1.4313 | 157.1814 | 31 | 306635.4344 | 352 |  |  |  | 19019345.3113
2013-08-01 |  | -0.59496 | 130.7056 | 31 | 316553.7128 | 336 |  |  |  | 18236239.0152
2013-09-01 |  | 35.3341 | 42.468 | 30 | 326471.9913 | 320 |  |  |  | 16125887.4235
2013-10-01 |  | 239.2526 | 4.6859 | 31 | 336390.2698 | 352 |  |  |  | 17095925.6533
2013-11-01 |  | 383.5716 | 0 | 30 | 346308.5482 | 336 |  |  |  | 17215730.1245
2013-12-01 |  | 633.568 | 0 | 31 | 356226.8267 | 320 |  |  |  | 18601315.7604 | 214983298.1934

## Residential
Not Used
| Consumed | Heating Degree Days | Cooling Degree Days | Spring Fall Flag | Number of Days in Month | Number of Customers | CDM Activity | Employment | Number of Peak Hours | Ontario Real GDP Monthly % | Predicted Consumed |  | SUMMARY OUTPUT
2003-01-01 | 4841272 | 814.5 | 0 | 0 | 31 | 5531 | 0 | 591.3 | 351.912 | 125.6602 | 5079219.3907
2003-02-01 | 4384044 | 699 | 0 | 0 | 28 | 5531 | 0 | 588.4 | 319.872 | 125.8059 | 4429294.5606 |  | Regression Statistics
2003-03-01 | 4179051 | 581.1 | 0 | 1 | 31 | 5531 | 0 | 584.5 | 336.288 | 125.9518 | 4297382.9168 |  | Multiple R | 92.76%
2003-04-01 | 3680376 | 372.5 | 2.4 | 1 | 30 | 5531 | 0 | 587.8 | 336.24 | 126.0978 | 3715776.3289 |  | R Square | 86.04%
2003-05-01 | 3477670 | 177.9 | 0 | 1 | 31 | 5531 | 0 | 596.4 | 336.288 | 126.2439 | 3405277.3012 |  | Adjusted R Square | 85.36%
2003-06-01 | 3580507 | 43.4 | 52.9 | 0 | 30 | 5531 | 0 | 601.7 | 336.24 | 126.3903 | 3492754.1404 |  | Standard Error | 213923.5375
2003-07-01 | 3807256 | 0.2 | 118.3 | 0 | 31 | 5535 | 0 | 605.7 | 351.912 | 126.5368 | 3839998.4299 |  | Observations | 108
2003-08-01 | 3643930 | 2 | 128 | 0 | 31 | 5539 | 0 | 607.6 | 319.92 | 126.6835 | 3890959.0033
2003-09-01 | 3418299 | 54.9 | 24 | 1 | 30 | 5544 | 0 | 607.6 | 336.24 | 126.8304 | 3118633.5261 |  | ANOVA
2003-10-01 | 3609069 | 276 | 0 | 1 | 31 | 5539 | 0 | 609.5 | 351.912 | 126.9774 | 3624199.7317 |  |  | df | SS | MS | F | Significance F
2003-11-01 | 3761244 | 398.5 | 0 | 1 | 30 | 5534 | 0 | 609 | 319.68 | 127.1246 | 3762612.1326 |  | Regression | 5 | 2.8773e+13 | 5.7545e+12 | 125.745 | 5.5555e-42
2003-12-01 | 4244757 | 561.5 | 0 | 0 | 31 | 5533 | 0 | 609.2 | 336.288 | 127.272 | 4519908.3044 |  | Residual | 102 | 4.6679e+12 | 45763279914.1085
2004-01-01 | 5006940 | 849.1 | 0 | 0 | 31 | 5533 | 0 | 605 | 336.288 | 127.5341 | 5156241.5759 |  | Total | 107 | 3.344e+13
2004-02-01 | 4253891 | 631.7 | 0 | 0 | 29 | 5532 | 0 | 599.4 | 320.16 | 127.7968 | 4412080.6926
2004-03-01 | 4140939 | 487.3 | 0 | 1 | 31 | 5531 | 0 | 595.4 | 368.28 | 128.0601 | 4089844.4576 |  |  | Coefficients | Standard Error | t Stat | P-value | Lower 95% | Upper 95% | Lower 95.0% | Upper 95.0%
2004-04-01 | 3577813 | 331.5 | 0 | 1 | 30 | 5531 | 0 | 597.7 | 336.24 | 128.3238 | 3613669.1454 |  | Intercept | -2090944.3665 | 989693.0604 | -2.1127 | 0.037066 | -4053995.8057 | -127892.9272 | -4053995.8057 | -127892.9272
2004-05-01 | 3486849 | 158.9 | 8.6 | 1 | 31 | 5532 | 0 | 605.6 | 319.92 | 128.5882 | 3404293.9531 |  | Heating Degree Days | 2212.5635 | 133.9091 | 16.5229 | 1.3386e-30 | 1946.9555 | 2478.1716 | 1946.9555 | 2478.1716
2004-06-01 | 3456136 | 44.2 | 31.6 | 0 | 30 | 5533 | 0 | 615.4 | 352.08 | 128.853 | 3393886.9794 |  | Cooling Degree Days | 4746.6995 | 805.5418 | 5.8926 | 4.9373e-08 | 3148.9112 | 6344.4877 | 3148.9112 | 6344.4877
2004-07-01 | 3734535 | 3.6 | 86.4 | 0 | 31 | 5541 | 0 | 623.8 | 336.288 | 129.1184 | 3697503.8937 |  | Spring Fall Flag | -265424.1458 | 58589.7062 | -4.5302 | 1.6045e-05 | -381636.5471 | -149211.7445 | -381636.5471 | -149211.7445
2004-08-01 | 3611403 | 12.8 | 59.6 | 0 | 31 | 5549 | 0 | 625.7 | 336.288 | 129.3844 | 3592517.8804 |  | Number of Days in Month | 131457.9141 | 26253.0312 | 5.0073 | 2.3185e-06 | 79385.1525 | 183530.6756 | 79385.1525 | 183530.6756
2004-09-01 | 3493403 | 30 | 41.2 | 1 | 30 | 5558 | 0 | 626.7 | 336.24 | 129.6509 | 3148456.3345 |  | Number of Customers | 233.7435 | 103.6767 | 2.2545 | 0.0263 | 28.1013 | 439.3857 | 28.1013 | 439.3857
2004-10-01 | 3514526 | 226.3 | 1.5 | 1 | 31 | 5583 | 0 | 625.1 | 319.92 | 129.918 | 3531640.0885
2004-11-01 | 3814209 | 379.1 | 0 | 1 | 30 | 5608 | 0 | 625.2 | 352.08 | 130.1856 | 3736985.4208
2004-12-01 | 4513490 | 643.4 | 0 | 0 | 31 | 5635 | 0 | 628.4 | 336.288 | 130.4538 | 4724959.0969
2005-01-01 | 4957181 | 770 | 0 | 0 | 31 | 5623 | 0 | 629.5 | 319.92 | 130.7437 | 5002264.7177
2005-02-01 | 4199374 | 616.4 | 0 | 0 | 28 | 5631 | 0 | 630.9 | 319.872 | 131.0343 | 4269911.1653
2005-03-01 | 4348092 | 608.6 | 0 | 1 | 31 | 5632 | 0 | 628.1 | 351.912 | 131.3255 | 4381836.5097
2005-04-01 | 3615802 | 306.8 | 0 | 1 | 30 | 5632 | 0 | 631.3 | 336.24 | 131.6174 | 3582626.922
2005-05-01 | 3509661 | 189.4 | 0.8 | 1 | 31 | 5637 | 0 | 638.6 | 336.288 | 131.91 | 3459295.9548
2005-06-01 | 4042974 | 8.9 | 146.3 | 0 | 30 | 5661 | 0 | 648.1 | 352.08 | 132.2031 | 3890149.0879
2005-07-01 | 4361361 | 0 | 188.7 | 0 | 31 | 5662 | 0 | 653.1 | 319.92 | 132.497 | 4203408.9879
2005-08-01 | 4038389 | 0.2 | 140.7 | 0 | 31 | 5666 | 0 | 655.6 | 351.912 | 132.7915 | 3976944.8998
2005-09-01 | 3536463 | 22.6 | 52.1 | 1 | 30 | 5677 | 0 | 652.2 | 336.24 | 133.0866 | 3211637.8679
2005-10-01 | 3609914 | 220.2 | 7.6 | 1 | 31 | 5677 | 0 | 649.8 | 319.92 | 133.3824 | 3569070.2089
2005-11-01 | 3945619 | 388.4 | 0 | 1 | 30 | 5681 | 0 | 643.8 | 352.08 | 133.6789 | 3774625.5388
2005-12-01 | 4205385 | 665.3 | 0 | 0 | 31 | 5695 | 0 | 644.6 | 319.92 | 133.976 | 4787438.8496
2006-01-01 | 4543139 | 551.8 | 0 | 0 | 31 | 5702 | 5614.7732 | 643.6 | 336.288 | 134.252 | 4537949.0935
2006-02-01 | 4240836 | 604.3 | 0 | 0 | 28 | 5701 | 11229.5464 | 642.9 | 319.872 | 134.5285 | 4259501.1931
2006-03-01 | 4295069 | 516.6 | 0 | 1 | 31 | 5707 | 16844.3196 | 641 | 368.28 | 134.8056 | 4195811.4291
2006-04-01 | 3364835 | 293.3 | 0 | 1 | 30 | 5716 | 22459.0928 | 643.6 | 303.84 | 135.0833 | 3572391.7703
2006-05-01 | 3304805 | 136.9 | 26 | 1 | 31 | 5728 | 28073.866 | 652.3 | 351.912 | 135.3615 | 3484023.8569
2006-06-01 | 3536646 | 19.5 | 73.6 | 0 | 30 | 5727 | 33688.6392 | 660 | 352.08 | 135.6404 | 3583944.2817
2006-07-01 | 4019090 | 0 | 167.3 | 0 | 31 | 5748 | 39303.4124 | 665.1 | 319.92 | 135.9198 | 4121931.562
2006-08-01 | 3594080 | 4.2 | 101.6 | 0 | 31 | 5769 | 44918.1856 | 667.3 | 351.912 | 136.1997 | 3824274.7871
2006-09-01 | 3158854 | 80.9 | 12.9 | 1 | 30 | 5778 | 50532.9588 | 664.9 | 319.68 | 136.4803 | 3178167.798
2006-10-01 | 3253495 | 288.3 | 1.1 | 1 | 31 | 5787 | 56147.732 | 667 | 336.288 | 136.7614 | 3714604.0263
2006-11-01 | 3499622 | 382.2 | 0 | 1 | 30 | 5790 | 61762.5052 | 666.2 | 352.08 | 137.0431 | 3786385.6889
2006-12-01 | 5923137 | 500.5 | 0 | 0 | 31 | 5795 | 67377.2785 | 667.7 | 304.296 | 137.3254 | 4446182.732
2007-01-01 | 4667193 | 647.1 | 0 | 0 | 31 | 5814 | 66829.6984 | 662.2 | 351.912 | 137.5859 | 4774985.6726
2007-02-01 | 4516294 | 740.1 | 0 | 0 | 28 | 5809 | 66282.1184 | 656.8 | 319.872 | 137.8468 | 4585211.6211
2007-03-01 | 4329790 | 546.7 | 0 | 1 | 31 | 5818 | 65734.5384 | 652.2 | 351.912 | 138.1083 | 4288355.1224
2007-04-01 | 3739418 | 356.4 | 0 | 1 | 30 | 5817 | 65186.9583 | 647.4 | 319.68 | 138.3703 | 3735612.6249
2007-05-01 | 3460659.82 | 136.4 | 22.4 | 1 | 31 | 5819 | 64639.3783 | 646.9 | 351.912 | 138.6327 | 3487100.1175
2007-06-01 | 3595312.85 | 16.5 | 99.2 | 0 | 30 | 5828 | 64091.7983 | 652.3 | 336.24 | 138.8957 | 3722430.1936
2007-07-01 | 4057317.14 | 3.2 | 106.1 | 0 | 31 | 5837 | 63544.2182 | 659.9 | 336.288 | 139.1591 | 3859316.9308
2007-08-01 | 3843514.49 | 5.2 | 141 | 0 | 31 | 5843 | 62996.6382 | 662.1 | 351.912 | 139.4231 | 4030804.3308
2007-09-01 | 3289131.7 | 36.9 | 47.5 | 1 | 30 | 5848 | 62449.0581 | 660.7 | 303.84 | 139.6875 | 3261412.8512
2007-10-01 | 3460010.02 | 137.7 | 19.8 | 1 | 31 | 5853 | 61901.4781 | 662.5 | 351.912 | 139.9525 | 3485582.3113
2007-11-01 | 4075358.1 | 462.5 | 0 | 1 | 30 | 5860 | 61353.8981 | 666.7 | 352.08 | 140.2179 | 3980416.587
2007-12-01 | 4915044.89 | 630.7 | 0 | 0 | 31 | 5865 | 60806.318 | 668.5 | 304.296 | 140.4839 | 4750620.5503
2008-01-01 | 4995190.68 | 623.5 | 0 | 0 | 31 | 5866 | 66732.0957 | 661.4 | 352 | 140.4252 | 4734923.8364
2008-02-01 | 4573680.65 | 674.7 | 0 | 0 | 29 | 5879 | 72657.8733 | 656.3 | 320 | 140.3666 | 4588329.9268
2008-03-01 | 4536274.48 | 610.2 | 0 | 1 | 31 | 5893 | 78583.651 | 647 | 304 | 140.308 | 4446383.6708
2008-04-01 | 3543495.6 | 253.9 | 0 | 1 | 30 | 5893 | 84509.4286 | 647.2 | 352 | 140.2494 | 3526589.3707
2008-05-01 | 3422617.69 | 193.5 | 2.5 | 1 | 31 | 5895 | 90435.2062 | 648.8 | 336 | 140.1908 | 3536742.6833
2008-06-01 | 3510661.94 | 22.7 | 71.5 | 0 | 30 | 5896 | 96360.9839 | 656.8 | 336 | 140.1322 | 3620559.0714
2008-07-01 | 3848106.61 | 1 | 111 | 0 | 31 | 5902 | 102286.7615 | 663.6 | 352 | 140.0737 | 3892901.4474
2008-08-01 | 3700519.92 | 12.7 | 64 | 0 | 31 | 5910 | 108212.5391 | 666.6 | 320 | 140.0152 | 3697563.5134
2008-09-01 | 3313631.68 | 59 | 26.7 | 1 | 30 | 5911 | 114138.3168 | 669.7 | 336 | 139.9567 | 3226304.998
2008-10-01 | 3664008.61 | 278.6 | 0 | 1 | 31 | 5919 | 120064.0944 | 673 | 352 | 139.8983 | 3718774.9356
2008-11-01 | 4103202.3 | 451.6 | 0 | 1 | 30 | 5928 | 125989.872 | 676.9 | 304 | 139.8399 | 3972194.204
2008-12-01 | 5112698.39 | 654.6 | 0 | 0 | 31 | 5935 | 131915.6497 | 673.6 | 336 | 139.7815 | 4819862.8653
2009-01-01 | 5353228.79 | 830.2 | 0 | 0 | 31 | 5939 | 144174.3799 | 662.3 | 336 | 139.3791 | 5209323.9954
2009-02-01 | 4463662.81 | 606.4 | 0 | 0 | 28 | 5942 | 156433.1102 | 649.3 | 304 | 138.9779 | 4320479.7655
2009-03-01 | 4673657.41 | 533.8 | 0 | 1 | 31 | 5958 | 168691.8404 | 636.3 | 352 | 138.5779 | 4292537.146
2009-04-01 | 3731701.07 | 305.8 | 1.2 | 1 | 30 | 5979 | 180950.5707 | 632.2 | 320 | 138.179 | 3667219.4003
2009-05-01 | 3341237.66 | 158.8 | 6.9 | 1 | 31 | 6026 | 193209.301 | 631.7 | 320 | 137.7812 | 3511472.6079
2009-06-01 | 3331386.48 | 49.3 | 34.2 | 0 | 30 | 6031 | 205468.0312 | 642.7 | 352 | 137.3846 | 3533916.7464
2009-07-01 | 3601089.28 | 6.2 | 43.7 | 0 | 31 | 6042 | 217726.7615 | 650 | 352 | 136.9892 | 3617677.9961
2009-08-01 | 3754123.83 | 9.8 | 91 | 0 | 31 | 6038 | 229985.4917 | 655.3 | 320 | 136.5949 | 3849227.136
2009-09-01 | 3352405.3 | 55.2 | 20.9 | 1 | 30 | 6044 | 242244.222 | 654.9 | 336 | 136.2017 | 3221454.2882
2009-10-01 | 3696931.16 | 287.8 | 0 | 1 | 31 | 6042 | 254502.9523 | 656.6 | 336 | 135.8096 | 3767880.9734
2009-11-01 | 3866718.05 | 361.2 | 0 | 1 | 30 | 6043 | 266761.6825 | 654.8 | 320 | 135.4187 | 3799058.966
2009-12-01 | 4909428.28 | 631.3 | 0 | 0 | 31 | 6052 | 279020.4128 | 652.3 | 352 | 135.0289 | 4795658.1272
2010-01-01 | 5084680.57 | 720 | 0 | 0 | 31 | 6053 | 273116.6047 | 646 | 320 | 135.329 | 4992146.2559
2010-02-01 | 4300410.76 | 598.3 | 0 | 0 | 28 | 6050 | 267212.7966 | 642.3 | 304 | 135.6298 | 4327802.3014
2010-03-01 | 3992040.44 | 422.8 | 0 | 1 | 31 | 6049 | 261308.9885 | 639.5 | 368 | 135.9313 | 4068213.2547
2010-04-01 | 3346348.71 | 225.1 | 0 | 1 | 30 | 6052 | 255405.1804 | 643.8 | 320 | 136.2334 | 3500032.7611
2010-05-01 | 3456028.33 | 107.9 | 45.7 | 1 | 31 | 6050 | 249501.3723 | 653.4 | 320 | 136.5362 | 3588634.9085
2010-06-01 | 3570493.66 | 21.7 | 58.7 | 0 | 30 | 6053 | 243597.5642 | 668.5 | 352 | 136.8396 | 3594286.4877
2010-07-01 | 4313783.81 | 1.8 | 164.9 | 0 | 31 | 6048 | 237693.7561 | 680.1 | 336 | 137.1438 | 4184645.1545
2010-08-01 | 4095525.07 | 2.1 | 138.8 | 0 | 31 | 6048 | 231789.948 | 683.1 | 336 | 137.4486 | 4061420.0672
2010-09-01 | 3492358.37 | 78.1 | 31.5 | 1 | 30 | 6048 | 225886.1399 | 677.1 | 336 | 137.7541 | 3323371.9816
2010-10-01 | 3500518.35 | 241.6 | 0 | 1 | 31 | 6062 | 219982.3318 | 670.2 | 320 | 138.0603 | 3670335.4087
2010-11-01 | 3991887.04 | 405.3 | 0 | 1 | 30 | 6059 | 214078.5237 | 668.1 | 336 | 138.3671 | 3900372.9141
2010-12-01 | 4948904.45 | 676.2 | 0 | 0 | 31 | 6063 | 208174.7156 | 666.9 | 368 | 138.6747 | 4897573.4085
2011-01-01 | 5085244.36 | 775.3 | 0 | 0 | 31 | 6065 | 222603.09 | 663.9 | 336 | 139.0392 | 5117305.9415
2011-02-01 | 4346206.39 | 654.2 | 0 | 0 | 28 | 6067 | 237031.4644 | 666.1 | 304 | 139.4046 | 4455458.2427
2011-03-01 | 4268480.37 | 572.8 | 0 | 1 | 31 | 6075 | 251459.8388 | 671.2 | 368 | 139.771 | 4406175.1159
2011-04-01 | 3554084.25 | 332.3 | 0 | 1 | 30 | 6078 | 265888.2131 | 679.9 | 320 | 140.1384 | 3743296.9032
2011-05-01 | 3307084.77 | 134.1 | 13 | 1 | 31 | 6079 | 280316.5875 | 685.8 | 336 | 140.5067 | 3498165.5623
2011-06-01 | 3478382.04 | 19 | 52.2 | 0 | 30 | 6084 | 294744.9619 | 697.1 | 352 | 140.876 | 3564705.0687
2011-07-01 | 4319308.25 | 0 | 198.5 | 0 | 31 | 6086 | 309173.3363 | 707.5 | 320 | 141.2463 | 4349033.8965
2011-08-01 | 4034311.54 | 0 | 122.2 | 0 | 31 | 6086 | 323601.7107 | 708.3 | 352 | 141.6175 | 3986860.7263
2011-09-01 | 3319390.31 | 48.2 | 39.7 | 1 | 30 | 6087 | 338030.0851 | 700.8 | 336 | 141.9897 | 3305255.2651
2011-10-01 | 3529861.86 | 235.5 | 2.4 | 1 | 31 | 6091 | 352458.4595 | 693.6 | 320 | 142.3629 | 3675009.4121
2011-11-01 | 3777447.24 | 342.1 | 0 | 1 | 30 | 6092 | 366886.8339 | 690.2 | 352 | 142.7371 | 3768252.4352
2011-12-01 | 4592524.09 | 534 | 0 | 0 | 31 | 6092 | 381315.2083 | 690.4 | 336 | 143.1123 | 4589725.4366
2012-01-01 |  | 731.2778 | 0 | 0 | 31 | 6102.8174 | 369306.2313 |  | 336 |  | 5028743.544
2012-02-01 |  | 647.2333 | 0 | 0 | 29 | 6113.6347 | 357297.2544 |  | 320 |  | 4582402.5339
2012-03-01 |  | 542.2111 | 0 | 1 | 31 | 6124.4521 | 345288.2775 |  | 352 |  | 4350054.3683
2012-04-01 |  | 308.6222 | 0.4 | 1 | 30 | 6135.2695 | 333279.3005 |  | 320 |  | 3706193.3681
2012-05-01 |  | 154.8667 | 13.9889 | 1 | 31 | 6146.0869 | 321270.3236 |  | 352 |  | 3564488.21
2012-06-01 |  | 27.2444 | 68.9111 | 0 | 30 | 6156.9042 | 309261.3467 |  | 336 |  | 3679309.9415
2012-07-01 |  | 1.7778 | 131.6556 | 0 | 31 | 6163.0524 | 297252.3698 |  | 336 |  | 4053687.3505
2012-08-01 |  | 5.4444 | 109.6556 | 0 | 31 | 6169.2005 | 285243.3928 |  | 352 |  | 3958809.786
2012-09-01 |  | 51.7556 | 32.9444 | 1 | 30 | 6175.3487 | 273234.4159 |  | 304 |  | 3301706.5016
2012-10-01 |  | 243.5556 | 3.6 | 1 | 31 | 6181.4969 | 261225.439 |  | 352 |  | 3719681.9329
2012-11-01 |  | 396.7667 | 0 | 1 | 30 | 6187.645 | 249216.462 |  | 352 |  | 3911562.3088
2012-12-01 |  | 610.8333 | 0 | 0 | 31 | 6193.7932 | 237207.4851 |  | 304 |  | 4783517.5596
2013-01-01 |  | 731.2778 | 0 | 0 | 31 | 6199.9413 | 247125.7636 |  | 352 |  | 5051445.6359
2013-02-01 |  | 647.2333 | 0 | 0 | 28 | 6206.0895 | 257044.042 |  | 304 |  | 4472555.3121
2013-03-01 |  | 542.2111 | 0 | 1 | 31 | 6212.2376 | 266962.3205 |  | 320 |  | 4370573.6608
2013-04-01 |  | 308.6222 | 0.4 | 1 | 30 | 6218.3858 | 276880.599 |  | 352 |  | 3725621.2609
2013-05-01 |  | 154.8667 | 13.9889 | 1 | 31 | 6224.5339 | 286798.8774 |  | 352 |  | 3582824.703
2013-06-01 |  | 27.2444 | 68.9111 | 0 | 30 | 6230.6821 | 296717.1559 |  | 320 |  | 3696555.0348
2013-07-01 |  | 1.7778 | 131.6556 | 0 | 31 | 6236.8302 | 306635.4344 |  | 352 |  | 4070932.4438
2013-08-01 |  | 5.4444 | 109.6556 | 0 | 31 | 6242.9784 | 316553.7128 |  | 336 |  | 3976054.8793
2013-09-01 |  | 51.7556 | 32.9444 | 1 | 30 | 6249.1265 | 326471.9913 |  | 320 |  | 3318951.595
2013-10-01 |  | 243.5556 | 3.6 | 1 | 31 | 6255.2747 | 336390.2698 |  | 352 |  | 3736927.0262
2013-11-01 |  | 396.7667 | 0 | 1 | 30 | 6261.4229 | 346308.5482 |  | 336 |  | 3928807.4021
2013-12-01 |  | 610.8333 | 0 | 0 | 31 | 6267.571 | 356226.8267 |  | 320 |  | 4800762.6529
|  |  | Weatther Normal | [7 empty] | 525761608.7218
2003 | 46627475 | [9 empty] | 47176015.7667 | 548540.7667 | 1.176%
2004 | 46604134 | [9 empty] | 46502079.5188 | -102054.4812 | -0.219%
2005 | 48370215 | [9 empty] | 48109210.7102 | -261004.2898 | -0.5396%
2006 | 46733608 | [9 empty] | 46705168.2189 | -28439.7811 | -0.06086%
2007 | 47949044.01 | [9 empty] | 47961848.9134 | 12804.9034 | 0.02671%
2008 | 48324088.55 | [9 empty] | 47781130.5234 | -542958.0266 | -1.124%
2009 | 48075570.12 | [9 empty] | 47585907.1485 | -489662.9715 | -1.019%
2010 | 48092979.56 | [9 empty] | 48108834.9039 | 15855.3439 | 0.03297%
2011 | 47612325.47 | [9 empty] | 48459244.006 | 846918.536 | 1.779%
2012 | [10 empty] | 48640157.4051
2013 | [10 empty] | 48732011.6067
Total to 2011 | 428389439.71 | [9 empty] | 428389439.71 | 0
[11 empty] | 525761608.7218 | 0
Check totals above sould be zero

## GS < 50 kW
Not used
| Consumed | Heating Degree Days | Cooling Degree Days | Spring Fall Flag | Number of Days in Month | CDM Activity | Number of Customers | Employment | Number of Peak Hours | Ontario Real GDP Monthly % | Predicted Consumed | Variances (kWh) | % Variance | SUMMARY OUTPUT
2003-01-01 | 2807174 | 814.5 | 0 | 0 | 31 | 0 | 689 | 591.3 | 351.912 | 125.6602 | 2719173.5921
2003-02-01 | 2542054 | 699 | 0 | 0 | 28 | 0 | 689 | 588.4 | 319.872 | 125.8059 | 2407068.264 |  |  | Regression Statistics
2003-03-01 | 2423191 | 581.1 | 0 | 1 | 31 | 0 | 689 | 584.5 | 336.288 | 125.9518 | 2363974.273 |  |  | Multiple R | 84.14%
2003-04-01 | 2134038 | 372.5 | 2.4 | 1 | 30 | 0 | 689 | 587.8 | 336.24 | 126.0978 | 2121144.7116 |  |  | R Square | 70.79%
2003-05-01 | 2016500 | 177.9 | 0 | 1 | 31 | 0 | 689 | 596.4 | 336.288 | 126.2439 | 2023631.1812 |  |  | Adjusted R Square | 69.36%
2003-06-01 | 2076129 | 43.4 | 52.9 | 0 | 30 | 0 | 689 | 601.7 | 336.24 | 126.3903 | 2102278.1067 |  |  | Standard Error | 154403.7274
2003-07-01 | 2207608 | 0.2 | 118.3 | 0 | 31 | 0 | 691 | 605.7 | 351.912 | 126.5368 | 2267817.1185 |  |  | Observations | 108
2003-08-01 | 2112904 | 2 | 128 | 0 | 31 | 0 | 693 | 607.6 | 319.92 | 126.6835 | 2288687.1577
2003-09-01 | 1982074 | 54.9 | 24 | 1 | 30 | 0 | 696 | 607.6 | 336.24 | 126.8304 | 1896147.1065 |  |  | ANOVA
2003-10-01 | 2092691 | 276 | 0 | 1 | 31 | 0 | 702 | 609.5 | 351.912 | 126.9774 | 2106437.871 |  |  |  | df | SS | MS | F | Significance F
2003-11-01 | 2180929 | 398.5 | 0 | 1 | 30 | 0 | 708 | 609 | 319.68 | 127.1246 | 2138303.6489 |  |  | Regression | 5 | 5.8934e+12 | 1.1787e+12 | 49.4402 | 9.4484e-26
2003-12-01 | 2461289 | 561.5 | 0 | 0 | 31 | 0 | 713 | 609.2 | 336.288 | 127.272 | 2505615.0549 |  |  | Residual | 102 | 2.4317e+12 | 23840511039.2138
2004-01-01 | 2878021 | 849.1 | 0 | 0 | 31 | 0 | 713 | 605 | 336.288 | 127.5341 | 2748379.6213 |  |  | Total | 107 | 8.3251e+12
2004-02-01 | 2445164 | 631.7 | 0 | 0 | 29 | 0 | 714 | 599.4 | 320.16 | 127.7968 | 2421797.076
2004-03-01 | 2380238 | 487.3 | 0 | 1 | 31 | 0 | 714 | 595.4 | 368.28 | 128.0601 | 2284797.2343 |  |  |  | Coefficients | Standard Error | t Stat | P-value | Lower 95% | Upper 95% | Lower 95.0% | Upper 95.0%
2004-04-01 | 2056550 | 331.5 | 0 | 1 | 30 | 0 | 715 | 597.7 | 336.24 | 128.3238 | 2081748.6213 |  |  | Intercept | -185999.0453 | 569947.5528 | -0.32634 | 0.74483 | -1316487.2832 | 944489.1926 | -1316487.2832 | 944489.1926
2004-05-01 | 2004263 | 158.9 | 8.6 | 1 | 31 | 0 | 716 | 605.6 | 319.92 | 128.5882 | 2024749.435 |  |  | Heating Degree Days | 844.1049 | 96.7665 | 8.7231 | 5.3883e-14 | 652.1691 | 1036.0407 | 652.1691 | 1036.0407
2004-06-01 | 1986609 | 44.2 | 31.6 | 0 | 30 | 0 | 718 | 615.4 | 352.08 | 128.853 | 2060461.7562 |  |  | Cooling Degree Days | 1994.9124 | 581.7722 | 3.429 | 0.00087521 | 840.97 | 3148.8548 | 840.97 | 3148.8548
2004-07-01 | 2146634 | 3.6 | 86.4 | 0 | 31 | 0 | 719 | 623.8 | 336.288 | 129.1184 | 2207049.3691 |  |  | Spring Fall Flag | -158185.2377 | 42296.0851 | -3.7399 | 0.0003042 | -242079.3197 | -74291.1557 | -242079.3197 | -74291.1557
2004-08-01 | 2075857 | 12.8 | 59.6 | 0 | 31 | 0 | 720 | 625.7 | 336.288 | 129.3844 | 2161351.4814 |  |  | Number of Days in Month | 71537.0711 | 18949.1935 | 3.7752 | 0.00026883 | 33951.4367 | 109122.7055 | 33951.4367 | 109122.7055
2004-09-01 | 2008030 | 30 | 41.2 | 1 | 30 | 0 | 721 | 626.7 | 336.24 | 129.6509 | 1909441.3883 |  |  | CDM Activity | -0.70691 | 0.13262 | -5.3302 | 5.905e-07 | -0.96997 | -0.44385 | -0.96997 | -0.44385
2004-10-01 | 2020172 | 226.3 | 1.5 | 1 | 31 | 0 | 719 | 625.1 | 319.92 | 129.918 | 2067478.2265
2004-11-01 | 2192432 | 379.1 | 0 | 1 | 30 | 0 | 718 | 625.2 | 352.08 | 130.1856 | 2121928.0141
2004-12-01 | 2594383 | 643.4 | 0 | 0 | 31 | 0 | 717 | 628.4 | 336.288 | 130.4538 | 2574747.2454
2005-01-01 | 2743308 | 770 | 0 | 0 | 31 | 0 | 718 | 629.5 | 319.92 | 130.7437 | 2681610.9245
2005-02-01 | 2323937 | 616.4 | 0 | 0 | 28 | 0 | 719 | 630.9 | 319.872 | 131.0343 | 2337345.2
2005-03-01 | 2406238 | 608.6 | 0 | 1 | 31 | 0 | 718 | 628.1 | 351.912 | 131.3255 | 2387187.1575
2005-04-01 | 2000988 | 306.8 | 0 | 1 | 30 | 0 | 718 | 631.3 | 336.24 | 131.6174 | 2060899.2305
2005-05-01 | 1942249 | 189.4 | 0.8 | 1 | 31 | 0 | 719 | 638.6 | 336.288 | 131.91 | 2034934.3174
2005-06-01 | 2237385 | 8.9 | 146.3 | 0 | 30 | 0 | 715 | 648.1 | 352.08 | 132.2031 | 2259481.3075
2005-07-01 | 2413580 | 0 | 188.7 | 0 | 31 | 0 | 718 | 653.1 | 319.92 | 132.497 | 2408090.1315
2005-08-01 | 2234847 | 0.2 | 140.7 | 0 | 31 | 0 | 715 | 655.6 | 351.912 | 132.7915 | 2312503.1566
2005-09-01 | 1957081 | 22.6 | 52.1 | 1 | 30 | 0 | 715 | 652.2 | 336.24 | 133.0866 | 1924939.5574
2005-10-01 | 1997729 | 220.2 | 7.6 | 1 | 31 | 0 | 712 | 649.8 | 319.92 | 133.3824 | 2074498.1524 |  |  | SUMMARY OUTPUT
2005-11-01 | 2183509 | 388.4 | 0 | 1 | 30 | 0 | 714 | 643.8 | 352.08 | 133.6789 | 2129778.1895
2005-12-01 | 2327263 | 665.3 | 0 | 0 | 31 | 0 | 714 | 644.6 | 319.92 | 133.976 | 2593233.1425 |  |  | Regression Statistics
2006-01-01 | 2535790 | 551.8 | 0 | 0 | 31 | 5614.7732 | 717 | 643.6 | 336.288 | 134.252 | 2493458.1044 |  |  | Multiple R | 0.85197
2006-02-01 | 2367057 | 604.3 | 0 | 0 | 28 | 11229.5464 | 717 | 642.9 | 319.872 | 134.5285 | 2319193.2649 |  |  | R Square | 0.72586
2006-03-01 | 2397328 | 516.6 | 0 | 1 | 31 | 16844.3196 | 716 | 641 | 368.28 | 134.8056 | 2297622.1086 |  |  | Adjusted R Square | 0.70068
2006-04-01 | 1878110 | 293.3 | 0 | 1 | 30 | 22459.0928 | 717 | 643.6 | 303.84 | 135.0833 | 2033627.2825 |  |  | Standard Error | 152605.7137
2006-05-01 | 1844604 | 136.9 | 26 | 1 | 31 | 28073.866 | 708 | 652.3 | 351.912 | 135.3615 | 2021044.9385 |  |  | Observations | 108
2006-06-01 | 1974008 | 19.5 | 73.6 | 0 | 30 | 33688.6392 | 709 | 660 | 352.08 | 135.6404 | 2099583.8888
2006-07-01 | 2243288 | 0 | 167.3 | 0 | 31 | 39303.4124 | 710 | 665.1 | 319.92 | 135.9198 | 2337615.0748 |  |  | ANOVA
2006-08-01 | 2006065 | 4.2 | 101.6 | 0 | 31 | 44918.1856 | 709 | 667.3 | 351.912 | 136.1997 | 2206125.4367 |  |  |  | df | SS | MS | F | Significance F
2006-09-01 | 1763140 | 80.9 | 12.9 | 1 | 30 | 50532.9588 | 712 | 664.9 | 319.68 | 136.4803 | 1860228.1089 |  |  | Regression | 9 | 6.0429e+12 | 671428676925.42 | 28.8309 | 8.0055e-24
2006-10-01 | 1815965 | 288.3 | 1.1 | 1 | 31 | 56147.732 | 713 | 667 | 336.288 | 136.7614 | 2079323.4348 |  |  | Residual | 98 | 2.2823e+12 | 23288503858.9672
2006-11-01 | 1953342 | 382.2 | 0 | 1 | 30 | 61762.5052 | 716 | 666.2 | 352.08 | 137.0431 | 2080884.2762 |  |  | Total | 107 | 8.3251e+12
2006-12-01 | 3306047 | 500.5 | 0 | 0 | 31 | 67377.2785 | 718 | 667.7 | 304.296 | 137.3254 | 2406495.0605
2007-01-01 | 2638388 | 647.1 | 0 | 0 | 31 | 66829.6984 | 718 | 662.2 | 351.912 | 137.5859 | 2530627.9267 |  |  |  | Coefficients | Standard Error | t Stat | P-value | Lower 95% | Upper 95% | Lower 95.0% | Upper 95.0%
2007-02-01 | 2553084 | 740.1 | 0 | 0 | 28 | 66282.1184 | 712 | 656.8 | 319.872 | 137.8468 | 2394905.5573 |  |  | Intercept | -1128466.6313 | 1452911.1352 | -0.77669 | 0.43921 | -4011721.4201 | 1754788.1575 | -4011721.4201 | 1754788.1575
2007-03-01 | 2447653 | 546.7 | 0 | 1 | 31 | 65734.5384 | 719 | 652.2 | 351.912 | 138.1083 | 2288468.7363 |  |  | Heating Degree Days | 882.4013 | 95.7937 | 9.2115 | 6.2277e-15 | 692.3019 | 1072.5008 | 692.3019 | 1072.5008
2007-04-01 | 2113912 | 356.4 | 0 | 1 | 30 | 65186.9583 | 728 | 647.4 | 319.68 | 138.3703 | 2056685.5938 |  |  | Cooling Degree Days | 2392.3657 | 592.305 | 4.0391 | 0.00010669 | 1216.9557 | 3567.7757 | 1216.9557 | 3567.7757
2007-05-01 | 2188071.58 | 136.4 | 22.4 | 1 | 31 | 64639.3783 | 732 | 646.9 | 351.912 | 138.6327 | 1987592.7163 |  |  | Spring Fall Flag | -147307.6417 | 41816.8555 | -3.5227 | 0.00065058 | -230291.8283 | -64323.4551 | -230291.8283 | -64323.4551
2007-06-01 | 2219723.41 | 16.5 | 99.2 | 0 | 30 | 64091.7983 | 730 | 652.3 | 336.24 | 138.8957 | 2126629.0691 |  |  | Number of Days in Month | 62790.0798 | 19905.4281 | 3.1544 | 0.0021356 | 23288.4066 | 102291.753 | 23288.4066 | 102291.753
2007-07-01 | 2219823.5 | 3.2 | 106.1 | 0 | 31 | 63544.2182 | 728 | 659.9 | 336.288 | 139.1591 | 2201091.53 |  |  | Number of Customers | 1879.1206 | 2053.9884 | 0.91486 | 0.36251 | -2196.9524 | 5955.1936 | -2196.9524 | 5955.1936
2007-08-01 | 2326810.49 | 5.2 | 141 | 0 | 31 | 62996.6382 | 718 | 662.1 | 351.912 | 139.4231 | 2272789.2722 |  |  | Employment | -1556.1262 | 1458.365 | -1.067 | 0.28858 | -4450.2041 | 1337.9516 | -4450.2041 | 1337.9516
2007-09-01 | 1635220 | 36.9 | 47.5 | 1 | 30 | 62449.0581 | 719 | 660.7 | 303.84 | 139.6875 | 1883687.8669 |  |  | CDM Activity | -0.93879 | 0.27463 | -3.4184 | 0.00091894 | -1.4838 | -0.3938 | -1.4838 | -0.3938
2007-10-01 | 2037849.64 | 137.7 | 19.8 | 1 | 31 | 61901.4781 | 718 | 662.5 | 351.912 | 139.9525 | 1985438.7263 |  |  | Number of Peak Hours | 1200.8126 | 948.7794 | 1.2656 | 0.20864 | -682.0091 | 3083.6344 | -682.0091 | 3083.6344
2007-11-01 | 2127736.65 | 462.5 | 0 | 1 | 30 | 61353.8981 | 723 | 666.7 | 352.08 | 140.2179 | 2148954.7469 |  |  | Ontario Real GDP Monthly % | 3155.0863 | 7373.7948 | 0.42788 | 0.66968 | -11477.9692 | 17788.1417 | -11477.9692 | 17788.1417
2007-12-01 | 2361287.53 | 630.7 | 0 | 0 | 31 | 60806.318 | 724 | 668.5 | 304.296 | 140.4839 | 2521042.5875
2008-01-01 | 2347772.43 | 623.5 | 0 | 0 | 31 | 66732.0957 | 726 | 661.4 | 352 | 140.4252 | 2510776.0475
2008-02-01 | 2211007.34 | 674.7 | 0 | 0 | 29 | 72657.8733 | 724 | 656.3 | 320 | 140.3666 | 2406731.0909
2008-03-01 | 2291500.53 | 610.2 | 0 | 1 | 31 | 78583.651 | 722 | 647 | 304 | 140.308 | 2332986.2452
2008-04-01 | 1995394.38 | 253.9 | 0 | 1 | 30 | 84509.4286 | 718 | 647.2 | 352 | 140.2494 | 1956505.6168
2008-05-01 | 1969596.58 | 193.5 | 2.5 | 1 | 31 | 90435.2062 | 718 | 648.8 | 336 | 140.1908 | 1977857.0488
2008-06-01 | 2076182.15 | 22.7 | 71.5 | 0 | 30 | 96360.9839 | 719 | 656.8 | 336 | 140.1322 | 2053792.0719
2008-07-01 | 2219226.29 | 1 | 111 | 0 | 31 | 102286.7615 | 714 | 663.6 | 352 | 140.0737 | 2181622.1225
2008-08-01 | 2182308.87 | 12.7 | 64 | 0 | 31 | 108212.5391 | 714 | 666.6 | 320 | 140.0152 | 2093548.2814
2008-09-01 | 1970745.1 | 59 | 26.7 | 1 | 30 | 114138.3168 | 715 | 669.7 | 336 | 139.9567 | 1824308.8112
2008-10-01 | 2102780.39 | 278.6 | 0 | 1 | 31 | 120064.0944 | 714 | 673 | 352 | 139.8983 | 2023758.17
2008-11-01 | 2107048.76 | 451.6 | 0 | 1 | 30 | 125989.872 | 715 | 676.9 | 304 | 139.8399 | 2094062.2601
2008-12-01 | 2335155.47 | 654.6 | 0 | 0 | 31 | 131915.6497 | 715 | 673.6 | 336 | 139.7815 | 2490948.8769
2009-01-01 | 2651364.1 | 830.2 | 0 | 0 | 31 | 144174.3799 | 715 | 662.3 | 336 | 139.3791 | 2630507.8904
2009-02-01 | 2253931.5 | 606.4 | 0 | 0 | 28 | 156433.1102 | 715 | 649.3 | 304 | 138.9779 | 2218320.1975
2009-03-01 | 2365454.19 | 533.8 | 0 | 1 | 31 | 168691.8404 | 715 | 636.3 | 352 | 138.5779 | 2204798.3528
2009-04-01 | 1926324.31 | 305.8 | 1.2 | 1 | 30 | 180950.5707 | 715 | 632.2 | 320 | 138.179 | 1934533.4564
2009-05-01 | 1914142.43 | 158.8 | 6.9 | 1 | 31 | 193209.301 | 716 | 631.7 | 320 | 137.7812 | 1884692.3042
2009-06-01 | 2008271.84 | 49.3 | 34.2 | 0 | 30 | 205468.0312 | 720 | 642.7 | 352 | 137.3846 | 1924706.289
2009-07-01 | 2090961.64 | 6.2 | 43.7 | 0 | 31 | 217726.7615 | 721 | 650 | 352 | 136.9892 | 1970148.302
2009-08-01 | 2121722.52 | 9.8 | 91 | 0 | 31 | 229985.4917 | 724 | 655.3 | 320 | 136.5949 | 2058880.6317
2009-09-01 | 1927775.5 | 55.2 | 20.9 | 1 | 30 | 242244.222 | 725 | 654.9 | 336 | 136.2017 | 1718971.5194
2009-10-01 | 1919424.19 | 287.8 | 0 | 1 | 31 | 254502.9523 | 724 | 656.6 | 336 | 135.8096 | 1936487.9134
2009-11-01 | 1927957.76 | 361.2 | 0 | 1 | 30 | 266761.6825 | 726 | 654.8 | 320 | 135.4187 | 1918242.3361
2009-12-01 | 2250179.9 | 631.3 | 0 | 0 | 31 | 279020.4128 | 729 | 652.3 | 352 | 135.0289 | 2367291.5706
2010-01-01 | 2360553.4 | 720 | 0 | 0 | 31 | 273116.6047 | 734 | 646 | 320 | 135.329 | 2446337.1287
2010-02-01 | 2091365.38 | 598.3 | 0 | 0 | 28 | 267212.7966 | 740 | 642.3 | 304 | 135.6298 | 2133171.8045
2010-03-01 | 2176326.91 | 422.8 | 0 | 1 | 31 | 261308.9885 | 742 | 639.5 | 368 | 135.9313 | 2045630.8262
2010-04-01 | 1818080.7 | 225.1 | 0 | 1 | 30 | 255405.1804 | 741 | 643.8 | 320 | 136.2334 | 1811387.6726
2010-05-01 | 1938199.03 | 107.9 | 45.7 | 1 | 31 | 249501.3723 | 741 | 653.4 | 320 | 136.5362 | 1879336.6022
2010-06-01 | 2026194.65 | 21.7 | 58.7 | 0 | 30 | 243597.5642 | 740 | 668.5 | 352 | 136.8396 | 1923330.243
2010-07-01 | 2289559.3 | 1.8 | 164.9 | 0 | 31 | 237693.7561 | 742 | 680.1 | 336 | 137.1438 | 2194102.7795
2010-08-01 | 2226123.41 | 2.1 | 138.8 | 0 | 31 | 231789.948 | 741 | 683.1 | 336 | 137.4486 | 2146462.2513
2010-09-01 | 1897327 | 78.1 | 31.5 | 1 | 30 | 225886.1399 | 741 | 677.1 | 336 | 137.7541 | 1771011.2664
2010-10-01 | 1879845.91 | 241.6 | 0 | 1 | 31 | 219982.3318 | 739 | 670.2 | 320 | 138.0603 | 1921893.2004
2010-11-01 | 1970924.25 | 405.3 | 0 | 1 | 30 | 214078.5237 | 737 | 668.1 | 336 | 138.3671 | 1992709.5542
2010-12-01 | 2405719.78 | 676.2 | 0 | 0 | 31 | 208174.7156 | 738 | 666.9 | 368 | 138.6747 | 2455273.3321
2011-01-01 | 2362042.13 | 775.3 | 0 | 0 | 31 | 222603.09 | 737 | 663.9 | 336 | 139.0392 | 2528724.5809
2011-02-01 | 2093161.06 | 654.2 | 0 | 0 | 28 | 237031.4644 | 736 | 666.1 | 304 | 139.4046 | 2201692.7195
2011-03-01 | 2258624.43 | 572.8 | 0 | 1 | 31 | 251459.8388 | 738 | 671.2 | 368 | 139.771 | 2179209.0111
2011-04-01 | 1160036.13 | 332.3 | 0 | 1 | 30 | 265888.2131 | 738 | 679.9 | 320 | 140.1384 | 1894465.168
2011-05-01 | 1787099.28 | 134.1 | 13 | 1 | 31 | 280316.5875 | 738 | 685.8 | 336 | 140.5067 | 1814434.9653
2011-06-01 | 1875943.36 | 19 | 52.2 | 0 | 30 | 294744.9619 | 741 | 697.1 | 352 | 140.876 | 1871927.6798
2011-07-01 | 2233252.3 | 0 | 198.5 | 0 | 31 | 309173.3363 | 742 | 707.5 | 320 | 141.2463 | 2209082.8983
2011-08-01 | 2097419.77 | 0 | 122.2 | 0 | 31 | 323601.7107 | 739 | 708.3 | 352 | 141.6175 | 2046671.5352
2011-09-01 | 1802246.29 | 48.2 | 39.7 | 1 | 30 | 338030.0851 | 739 | 700.8 | 336 | 141.9897 | 1682855.262
2011-10-01 | 1790631.6 | 235.5 | 2.4 | 1 | 31 | 352458.4595 | 740 | 693.6 | 320 | 142.3629 | 1827883.4002
2011-11-01 | 1855618.87 | 342.1 | 0 | 1 | 30 | 366886.8339 | 741 | 690.2 | 352 | 142.7371 | 1831340.5747
2011-12-01 | 2068207.35 | 534 | 0 | 0 | 31 | 381315.2083 | 741 | 690.4 | 336 | 143.1123 | 2212847.0661
2012-01-01 |  | 731.2778 | 0 | 0 | 31 | 369306.2313 |  |  | 336 |  | 2387859.4554
2012-02-01 |  | 647.2333 | 0 | 0 | 29 | 357297.2544 |  |  | 320 |  | 2182332.239
2012-03-01 |  | 542.2111 | 0 | 1 | 31 | 345288.2775 |  |  | 352 |  | 2087060.6245
2012-04-01 |  | 308.6222 | 0.4 | 1 | 30 | 333279.3005 |  |  | 320 |  | 1827637.2473
2012-05-01 |  | 154.8667 | 13.9889 | 1 | 31 | 321270.3236 |  |  | 352 |  | 1804986.3975
2012-06-01 |  | 27.2444 | 68.9111 | 0 | 30 | 309261.3467 |  |  | 336 |  | 1901962.2975
2012-07-01 |  | 1.7778 | 131.6556 | 0 | 31 | 297252.3698 |  |  | 336 |  | 2085661.7542
2012-08-01 |  | 5.4444 | 109.6556 | 0 | 31 | 285243.3928 |  |  | 352 |  | 2053357.9847
2012-09-01 |  | 51.7556 | 32.9444 | 1 | 30 | 273234.4159 |  |  | 304 |  | 1718184.4157
2012-10-01 |  | 243.5556 | 3.6 | 1 | 31 | 261225.439 |  |  | 352 |  | 1901570.4607
2012-11-01 |  | 396.7667 | 0 | 1 | 30 | 249216.462 |  |  | 352 |  | 1960667.2054
2012-12-01 |  | 610.8333 | 0 | 0 | 31 | 237207.4851 |  |  | 304 |  | 2379573.4867
2013-01-01 |  | 731.2778 | 0 | 0 | 31 | 247125.7636 |  |  | 352 |  | 2474229.9123
2013-02-01 |  | 647.2333 | 0 | 0 | 28 | 257044.042 |  |  | 304 |  | 2181665.0533
2013-03-01 |  | 542.2111 | 0 | 1 | 31 | 266962.3205 |  |  | 320 |  | 2142429.9385
2013-04-01 |  | 308.6222 | 0.4 | 1 | 30 | 276880.599 |  |  | 352 |  | 1867505.9899
2013-05-01 |  | 154.8667 | 13.9889 | 1 | 31 | 286798.8774 |  |  | 352 |  | 1829354.5687
2013-06-01 |  | 27.2444 | 68.9111 | 0 | 30 | 296717.1559 |  |  | 320 |  | 1910829.8972
2013-07-01 |  | 1.7778 | 131.6556 | 0 | 31 | 306635.4344 |  |  | 352 |  | 2079028.7826
2013-08-01 |  | 5.4444 | 109.6556 | 0 | 31 | 316553.7128 |  |  | 336 |  | 2031224.4416
2013-09-01 |  | 51.7556 | 32.9444 | 1 | 30 | 326471.9913 |  |  | 320 |  | 1680550.3013
2013-10-01 |  | 243.5556 | 3.6 | 1 | 31 | 336390.2698 |  |  | 352 |  | 1848435.7748
2013-11-01 |  | 396.7667 | 0 | 1 | 30 | 346308.5482 |  |  | 336 |  | 1892031.9481
2013-12-01 |  | 610.8333 | 0 | 0 | 31 | 356226.8267 |  |  | 320 |  | 2295437.658
|  |  | Weatther Normal | [7 empty] | 281701660.0948
2003 | 27036581 | [9 empty] | 26940278.0861 | -96302.9139 | -0.3562%
2004 | 26788353 | [9 empty] | 26663929.4689 | -124423.5311 | -0.4645%
2005 | 26768114 | [9 empty] | 27204500.4674 | 436386.4674 | 1.63%
2006 | 26084744 | [9 empty] | 26235200.9796 | 150456.9796 | 0.5768%
2007 | 26869559.8 | [9 empty] | 26397914.3293 | -471645.4707 | -1.755%
2008 | 25808718.29 | [9 empty] | 25946896.6431 | 138178.3531 | 0.5354%
2009 | 25357509.88 | [9 empty] | 24767580.7635 | -589929.1165 | -2.326%
2010 | 25080219.72 | [9 empty] | 24720646.6612 | -359573.0588 | -1.434%
2011 | 23384282.57 | [9 empty] | 24301134.861 | 916852.291 | 3.921%
2012 | [10 empty] | 24290853.5686
2013 | [10 empty] | 24232724.2663
Total to 2011 | 233178082.26 | [9 empty] | 233178082.26 | 0
[11 empty] | 281701660.0948 | 0
Check totals above sould be zero

## GS > 50 kW
Not Used
| Consumed | Heating Degree Days | Cooling Degree Days | Number of Days in Month | CDM Activity | Employment | Number of Peak Hours | Ontario Real GDP Monthly % | Spring Fall Flag | Number of Customers | Predicted Consumed | Variances (kWh) | % Variance | SUMMARY OUTPUT
2003-01-01 | 13460902 | 814.5 | 0 | 31 | 0 | 591.3 | 351.912 | 125.6602 | 0 | 114 | 13171493.181
2003-02-01 | 12328009 | 699 | 0 | 28 | 0 | 588.4 | 319.872 | 125.8059 | 0 | 114 | 12283133.9782 |  |  | Regression Statistics
2003-03-01 | 12768880 | 581.1 | 0 | 31 | 0 | 584.5 | 336.288 | 125.9518 | 1 | 114 | 12882025.1906 |  |  | Multiple R | 84.39%
2003-04-01 | 12133776 | 372.5 | 2.4 | 30 | 0 | 587.8 | 336.24 | 126.0978 | 1 | 114 | 12389731.1369 |  |  | R Square | 71.22%
2003-05-01 | 11920955 | 177.9 | 0 | 31 | 0 | 596.4 | 336.288 | 126.2439 | 1 | 114 | 12381967.377 |  |  | Adjusted R Square | 70.1%
2003-06-01 | 11868733 | 43.4 | 52.9 | 30 | 0 | 601.7 | 336.24 | 126.3903 | 0 | 114 | 12292728.9626 |  |  | Standard Error | 565947.7475
2003-07-01 | 12381610 | 0.2 | 118.3 | 31 | 0 | 605.7 | 351.912 | 126.5368 | 0 | 114 | 12890483.7995 |  |  | Observations | 108
2003-08-01 | 11919807 | 2 | 128 | 31 | 0 | 607.6 | 319.92 | 126.6835 | 0 | 115 | 12952482.632
2003-09-01 | 12077803 | 54.9 | 24 | 30 | 0 | 607.6 | 336.24 | 126.8304 | 1 | 115 | 12128924.5271 |  |  | ANOVA
2003-10-01 | 12985948 | 276 | 0 | 31 | 0 | 609.5 | 351.912 | 126.9774 | 1 | 116 | 12503633.229 |  |  |  | df | SS | MS | F | Significance F
2003-11-01 | 12533678 | 398.5 | 0 | 30 | 0 | 609 | 319.68 | 127.1246 | 1 | 116 | 12407189.3578 |  |  | Regression | 4 | 81643886139867 | 2.0411e+13 | 63.7252 | 5.2293e-27
2003-12-01 | 12476163 | 561.5 | 0 | 31 | 0 | 609.2 | 336.288 | 127.272 | 0 | 117 | 12857716.8247 |  |  | Residual | 103 | 3.2991e+13 | 320296852847.121
2004-01-01 | 13816237 | 849.1 | 0 | 31 | 0 | 605 | 336.288 | 127.5341 | 0 | 117 | 13214404.8882 |  |  | Total | 107 | 114634461983120
2004-02-01 | 12377874 | 631.7 | 0 | 29 | 0 | 599.4 | 320.16 | 127.7968 | 0 | 118 | 12448038.1453
2004-03-01 | 13025439 | 487.3 | 0 | 31 | 0 | 595.4 | 368.28 | 128.0601 | 1 | 118 | 12765692.2965 |  |  |  | Coefficients | Standard Error | t Stat | P-value | Lower 95% | Upper 95% | Lower 95.0% | Upper 95.0%
2004-04-01 | 11988491 | 331.5 | 0 | 30 | 0 | 597.7 | 336.24 | 128.3238 | 1 | 117 | 12324094.4334 |  |  | Intercept | 4461825.842 | 2076512.6288 | 2.1487 | 0.034 | 343552.913 | 8580098.7711 | 343552.913 | 8580098.7711
2004-05-01 | 12003852 | 158.9 | 8.6 | 31 | 0 | 605.6 | 319.92 | 128.5882 | 1 | 115 | 12411391.9397 |  |  | Heating Degree Days | 1240.2228 | 282.4877 | 4.3904 | 2.7476e-05 | 679.9751 | 1800.4704 | 679.9751 | 1800.4704
2004-06-01 | 12243823 | 44.2 | 31.6 | 30 | 0 | 615.4 | 352.08 | 128.853 | 0 | 114 | 12162481.4509 |  |  | Cooling Degree Days | 6161.4878 | 1509.081 | 4.0829 | 8.8036e-05 | 3168.5816 | 9154.394 | 3168.5816 | 9154.394
2004-07-01 | 12585859 | 3.6 | 86.4 | 31 | 0 | 623.8 | 336.288 | 129.1184 | 0 | 114 | 12698149.0963 |  |  | Number of Days in Month | 248371.1583 | 68076.6264 | 3.6484 | 0.00041613 | 113357.2298 | 383385.0868 | 113357.2298 | 383385.0868
2004-08-01 | 13002336 | 12.8 | 59.6 | 31 | 0 | 625.7 | 336.288 | 129.3844 | 0 | 113 | 12544431.2729 |  |  | CDM Activity | -7.0718 | 0.48601 | -14.5507 | 9.9189e-27 | -8.0357 | -6.1079 | -8.0357 | -6.1079
2004-09-01 | 12720385 | 30 | 41.2 | 30 | 0 | 626.7 | 336.24 | 129.6509 | 1 | 113 | 12204020.5706
2004-10-01 | 12646336 | 226.3 | 1.5 | 31 | 0 | 625.1 | 319.92 | 129.918 | 1 | 113 | 12451236.3899
2004-11-01 | 12987079 | 379.1 | 0 | 30 | 0 | 625.2 | 352.08 | 130.1856 | 1 | 112 | 12383129.0364
2004-12-01 | 13109297 | 643.4 | 0 | 31 | 0 | 628.4 | 336.288 | 130.4538 | 0 | 112 | 12959291.0681
2005-01-01 | 14195773 | 770 | 0 | 31 | 0 | 629.5 | 319.92 | 130.7437 | 0 | 114 | 13116303.2685
2005-02-01 | 12656348 | 616.4 | 0 | 28 | 0 | 630.9 | 319.872 | 131.0343 | 0 | 113 | 12180691.5789
2005-03-01 | 13348007 | 608.6 | 0 | 31 | 0 | 628.1 | 351.912 | 131.3255 | 1 | 113 | 12916131.3163
2005-04-01 | 12188282 | 306.8 | 0 | 30 | 0 | 631.3 | 336.24 | 131.6174 | 1 | 113 | 12293460.9314
2005-05-01 | 12172319 | 189.4 | 0.8 | 31 | 0 | 638.6 | 336.288 | 131.91 | 1 | 112 | 12401159.1289
2005-06-01 | 13193785 | 8.9 | 146.3 | 30 | 0 | 648.1 | 352.08 | 132.2031 | 0 | 114 | 12825424.2373
2005-07-01 | 13256799 | 0 | 188.7 | 31 | 0 | 653.1 | 319.92 | 132.497 | 0 | 112 | 13324004.4954
2005-08-01 | 13580278 | 0.2 | 140.7 | 31 | 0 | 655.6 | 351.912 | 132.7915 | 0 | 111 | 13028501.126
2005-09-01 | 12834571 | 22.6 | 52.1 | 30 | 0 | 652.2 | 336.24 | 133.0866 | 1 | 111 | 12262003.1391
2005-10-01 | 12912241 | 220.2 | 7.6 | 31 | 0 | 649.8 | 319.92 | 133.3824 | 1 | 110 | 12481256.1066
2005-11-01 | 12996686 | 388.4 | 0 | 30 | 0 | 643.8 | 352.08 | 133.6789 | 1 | 107 | 12394663.108
2005-12-01 | 13623252 | 665.3 | 0 | 31 | 0 | 644.6 | 319.92 | 133.976 | 0 | 107 | 12986451.9464
2006-01-01 | 12928350 | 551.8 | 0 | 31 | 5614.7732 | 643.6 | 336.288 | 134.252 | 0 | 103 | 12805980.305
2006-02-01 | 11964101 | 604.3 | 0 | 28 | 11229.5464 | 642.9 | 319.872 | 134.5285 | 0 | 103 | 12086272.1656
2006-03-01 | 13112920 | 516.6 | 0 | 31 | 16844.3196 | 641 | 368.28 | 134.8056 | 1 | 103 | 12682911.7461
2006-04-01 | 11504391 | 293.3 | 0 | 30 | 22459.0928 | 643.6 | 303.84 | 135.0833 | 1 | 103 | 12117892.4883
2006-05-01 | 12255385 | 136.9 | 26 | 31 | 28073.866 | 652.3 | 351.912 | 135.3615 | 1 | 103 | 12292785.1317
2006-06-01 | 12361960 | 19.5 | 73.6 | 30 | 33688.6392 | 660 | 352.08 | 135.6404 | 0 | 106 | 12152392.2821
2006-07-01 | 12692601 | 0 | 167.3 | 31 | 39303.4124 | 665.1 | 319.92 | 135.9198 | 0 | 109 | 12914204.1437
2006-08-01 | 12826847 | 4.2 | 101.6 | 31 | 44918.1856 | 667.3 | 351.912 | 136.1997 | 0 | 109 | 12474896.9725
2006-09-01 | 11936836 | 80.9 | 12.9 | 30 | 50532.9588 | 664.9 | 319.68 | 136.4803 | 1 | 108 | 11735420.5733
2006-10-01 | 12379787 | 288.3 | 1.1 | 31 | 56147.732 | 667 | 336.288 | 136.7614 | 1 | 108 | 12128602.0155
2006-11-01 | 13305400 | 382.2 | 0 | 30 | 61762.5052 | 666.2 | 352.08 | 137.0431 | 1 | 108 | 11950203.778
2006-12-01 | 14436531 | 500.5 | 0 | 31 | 67377.2785 | 667.7 | 304.296 | 137.3254 | 0 | 108 | 12305586.9289
2007-01-01 | 13509400 | 647.1 | 0 | 31 | 66829.6984 | 662.2 | 351.912 | 137.5859 | 0 | 108 | 12491275.9419
2007-02-01 | 12293868 | 740.1 | 0 | 28 | 66282.1184 | 656.8 | 319.872 | 137.8468 | 0 | 107 | 11865375.5405
2007-03-01 | 12970872 | 546.7 | 0 | 31 | 65734.5384 | 652.2 | 351.912 | 138.1083 | 1 | 106 | 12374502.2927
2007-04-01 | 11621315 | 356.4 | 0 | 30 | 65186.9583 | 647.4 | 319.68 | 138.3703 | 1 | 105 | 11893989.1022
2007-05-01 | 12066982.18 | 136.4 | 22.4 | 31 | 64639.3783 | 646.9 | 351.912 | 138.6327 | 1 | 106 | 12011400.9391
2007-06-01 | 12333773.58 | 16.5 | 99.2 | 30 | 64091.7983 | 652.3 | 336.24 | 138.8957 | 0 | 107 | 12091401.6927
2007-07-01 | 12046691.89 | 3.2 | 106.1 | 31 | 63544.2182 | 659.9 | 336.288 | 139.1591 | 0 | 107 | 12369664.5117
2007-08-01 | 12542248.82 | 5.2 | 141 | 31 | 62996.6382 | 662.1 | 351.912 | 139.4231 | 0 | 107 | 12591053.2386
2007-09-01 | 10951887.16 | 36.9 | 47.5 | 30 | 62449.0581 | 660.7 | 303.84 | 139.6875 | 1 | 107 | 11809770.3907
2007-10-01 | 12048723.73 | 137.7 | 19.8 | 31 | 61901.4781 | 662.5 | 351.912 | 139.9525 | 1 | 107 | 12016355.1482
2007-11-01 | 11576793.49 | 462.5 | 0 | 30 | 61353.8981 | 666.7 | 352.08 | 140.2179 | 1 | 107 | 12052683.2391
2007-12-01 | 11051273.59 | 630.7 | 0 | 31 | 60806.318 | 668.5 | 304.296 | 140.4839 | 0 | 108 | 12513532.2218
2008-01-01 | 11781995.52 | 623.5 | 0 | 31 | 66732.0957 | 661.4 | 352 | 140.4252 | 0 | 108 | 12462696.9086
2008-02-01 | 10864303.29 | 674.7 | 0 | 29 | 72657.8733 | 656.3 | 320 | 140.3666 | 0 | 108 | 11987548.2876
2008-03-01 | 11511381.45 | 610.2 | 0 | 31 | 78583.651 | 647 | 304 | 140.308 | 1 | 107 | 12362390.5273
2008-04-01 | 11019378.67 | 253.9 | 0 | 30 | 84509.4286 | 647.2 | 352 | 140.2494 | 1 | 109 | 11630222.2931
2008-05-01 | 11172378.84 | 193.5 | 2.5 | 31 | 90435.2062 | 648.8 | 336 | 140.1908 | 1 | 110 | 11777182.0073
2008-06-01 | 11806594.14 | 22.7 | 71.5 | 30 | 96360.9839 | 656.8 | 336 | 140.1322 | 0 | 110 | 11700217.7511
2008-07-01 | 12014558.75 | 1 | 111 | 31 | 102286.7615 | 663.6 | 352 | 140.0737 | 0 | 110 | 12123149.134
2008-08-01 | 11733206.27 | 12.7 | 64 | 31 | 108212.5391 | 666.6 | 320 | 140.0152 | 0 | 111 | 11806164.1047
2008-09-01 | 10754108.07 | 59 | 26.7 | 30 | 114138.3168 | 669.7 | 336 | 139.9567 | 1 | 110 | 11343486.0559
2008-10-01 | 10777699.22 | 278.6 | 0 | 31 | 120064.0944 | 673 | 352 | 139.8983 | 1 | 109 | 11657792.6972
2008-11-01 | 11086366.91 | 451.6 | 0 | 30 | 125989.872 | 676.9 | 304 | 139.8399 | 1 | 111 | 11582074.3657
2008-12-01 | 10815121.11 | 654.6 | 0 | 31 | 131915.6497 | 673.6 | 336 | 139.7815 | 0 | 111 | 12040305.0333
2009-01-01 | 11400937.31 | 830.2 | 0 | 31 | 144174.3799 | 662.3 | 336 | 139.3791 | 0 | 111 | 12171397.2838
2009-02-01 | 10374029.8 | 606.4 | 0 | 28 | 156433.1102 | 649.3 | 304 | 138.9779 | 0 | 111 | 11062031.0922
2009-03-01 | 11087311.82 | 533.8 | 0 | 31 | 168691.8404 | 636.3 | 352 | 138.5779 | 1 | 111 | 11630413.5306
2009-04-01 | 10328291.54 | 305.8 | 1.2 | 30 | 180950.5707 | 632.2 | 320 | 138.179 | 1 | 111 | 11019974.5054
2009-05-01 | 10319011.99 | 158.8 | 6.9 | 31 | 193209.301 | 631.7 | 320 | 137.7812 | 1 | 111 | 11034462.5348
2009-06-01 | 10509550.48 | 49.3 | 34.2 | 30 | 205468.0312 | 642.7 | 352 | 137.3846 | 0 | 111 | 10731804.737
2009-07-01 | 11044937.75 | 6.2 | 43.7 | 31 | 217726.7615 | 650 | 352 | 136.9892 | 0 | 111 | 10898565.564
2009-08-01 | 11359212.38 | 9.8 | 91 | 31 | 229985.4917 | 655.3 | 320 | 136.5949 | 0 | 111 | 11107777.8736
2009-09-01 | 10831016.06 | 55.2 | 20.9 | 30 | 242244.222 | 654.9 | 336 | 136.2017 | 1 | 111 | 10397101.6694
2009-10-01 | 10769792.39 | 287.8 | 0 | 31 | 254502.9523 | 656.6 | 336 | 135.8096 | 1 | 111 | 10718482.6803
2009-11-01 | 10867514.85 | 361.2 | 0 | 30 | 266761.6825 | 654.8 | 320 | 135.4187 | 1 | 111 | 10474453.0072
2009-12-01 | 11106803.52 | 631.3 | 0 | 31 | 279020.4128 | 652.3 | 352 | 135.0289 | 0 | 112 | 10971117.4661
2010-01-01 | 11577069.96 | 720 | 0 | 31 | 273116.6047 | 646 | 320 | 135.329 | 0 | 112 | 11122875.5702
2010-02-01 | 10768569.14 | 598.3 | 0 | 28 | 267212.7966 | 642.3 | 304 | 135.6298 | 0 | 112 | 10268577.3323
2010-03-01 | 11055795.94 | 422.8 | 0 | 31 | 261308.9885 | 639.5 | 368 | 135.9313 | 1 | 112 | 10837782.0602
2010-04-01 | 10227773.2 | 225.1 | 0 | 30 | 255405.1804 | 643.8 | 320 | 136.2334 | 1 | 112 | 10385969.2098
2010-05-01 | 11199643.48 | 107.9 | 45.7 | 31 | 249501.3723 | 653.4 | 320 | 136.5362 | 1 | 112 | 10812316.5995
2010-06-01 | 10951432.47 | 21.7 | 58.7 | 30 | 243597.5642 | 668.5 | 352 | 136.8396 | 0 | 112 | 10578887.9272
2010-07-01 | 10858866.64 | 1.8 | 164.9 | 31 | 237693.7561 | 680.1 | 336 | 137.1438 | 0 | 112 | 11498679.002
2010-08-01 | 11822350.74 | 2.1 | 138.8 | 31 | 231789.948 | 683.1 | 336 | 137.4486 | 0 | 112 | 11379986.5835
2010-09-01 | 10170675.31 | 78.1 | 31.5 | 30 | 225886.1399 | 677.1 | 336 | 137.7541 | 1 | 110 | 10606495.0605
2010-10-01 | 10733748.1 | 241.6 | 0 | 31 | 219982.3318 | 670.2 | 320 | 138.0603 | 1 | 113 | 10905306.1193
2010-11-01 | 10951523.53 | 405.3 | 0 | 30 | 214078.5237 | 668.1 | 336 | 138.3671 | 1 | 113 | 10901709.7715
2010-12-01 | 10421916.5 | 676.2 | 0 | 31 | 208174.7156 | 666.9 | 368 | 138.6747 | 0 | 113 | 11527807.6193
2011-01-01 | 11250846.45 | 775.3 | 0 | 31 | 222603.09 | 663.9 | 336 | 139.0392 | 0 | 113 | 11548679.615
2011-02-01 | 10412532.89 | 654.2 | 0 | 28 | 237031.4644 | 666.1 | 304 | 139.4046 | 0 | 113 | 10551341.0857
2011-03-01 | 11523188.87 | 572.8 | 0 | 31 | 251459.8388 | 671.2 | 368 | 139.771 | 1 | 114 | 11093466.3495
2011-04-01 | 10279484.91 | 332.3 | 0 | 30 | 265888.2131 | 679.9 | 320 | 140.1384 | 1 | 114 | 10444787.5402
2011-05-01 | 10472892.25 | 134.1 | 13 | 31 | 280316.5875 | 685.8 | 336 | 140.5067 | 1 | 113 | 10425411.8112
2011-06-01 | 10381866.05 | 19 | 52.2 | 30 | 294744.9619 | 697.1 | 352 | 140.876 | 0 | 113 | 10173787.2564
2011-07-01 | 11004503.95 | 0 | 198.5 | 31 | 309173.3363 | 707.5 | 320 | 141.2463 | 0 | 114 | 11197985.7671
2011-08-01 | 11314728.32 | 0 | 122.2 | 31 | 323601.7107 | 708.3 | 352 | 141.6175 | 0 | 116 | 10625830.1696
2011-09-01 | 10542033.85 | 48.2 | 39.7 | 30 | 338030.0851 | 700.8 | 336 | 141.9897 | 1 | 116 | 9826880.9261
2011-10-01 | 10236434.79 | 235.5 | 2.4 | 31 | 352458.4595 | 693.6 | 320 | 142.3629 | 1 | 116 | 9975688.2323
2011-11-01 | 10231814.53 | 342.1 | 0 | 30 | 366886.8339 | 690.2 | 352 | 142.7371 | 1 | 118 | 9742703.1695
2011-12-01 | 10131133.4 | 534 | 0 | 31 | 381315.2083 | 690.4 | 336 | 143.1123 | 0 | 118 | 10127038.9949
2012-01-01 |  | 731.2778 | 0 | 31 | 369306.2313 |  | 336 |  | 0 |  | 10456632.0512
2012-02-01 |  | 647.2333 | 0 | 29 | 357297.2544 |  | 320 |  | 0 |  | 9940580.5702
2012-03-01 |  | 542.2111 | 0 | 31 | 345288.2775 |  | 352 |  | 1 |  | 10391996.6051
2012-04-01 |  | 308.6222 | 0.4 | 30 | 333279.3005 |  | 320 |  | 1 |  | 9941312.4551
2012-05-01 |  | 154.8667 | 13.9889 | 31 | 321270.3236 |  | 352 |  | 1 |  | 10167644.9159
2012-06-01 |  | 27.2444 | 68.9111 | 30 | 309261.3467 |  | 336 |  | 0 |  | 10184321.0433
2012-07-01 |  | 1.7778 | 131.6556 | 31 | 297252.3698 |  | 336 |  | 0 |  | 10872631.6584
2012-08-01 |  | 5.4444 | 109.6556 | 31 | 285243.3928 |  | 352 |  | 0 |  | 10826551.0782
2012-09-01 |  | 51.7556 | 32.9444 | 30 | 273234.4159 |  | 304 |  | 1 |  | 10247886.1069
2012-10-01 |  | 243.5556 | 3.6 | 31 | 261225.439 |  | 352 |  | 1 |  | 10638251.2207
2012-11-01 |  | 396.7667 | 0 | 30 | 249216.462 |  | 352 |  | 1 |  | 10642639.28
2012-12-01 |  | 610.8333 | 0 | 31 | 237207.4851 |  | 304 |  | 0 |  | 11241425.4566
2013-01-01 |  | 731.2778 | 0 | 31 | 247125.7636 |  | 352 |  | 0 |  | 11320663.6583
2013-02-01 |  | 647.2333 | 0 | 28 | 257044.042 |  | 304 |  | 0 |  | 10401176.6125
2013-03-01 |  | 542.2111 | 0 | 31 | 266962.3205 |  | 320 |  | 1 |  | 10945899.3992
2013-04-01 |  | 308.6222 | 0.4 | 30 | 276880.599 |  | 352 |  | 1 |  | 10340150.8427
2013-05-01 |  | 154.8667 | 13.9889 | 31 | 286798.8774 |  | 352 |  | 1 |  | 10411418.897
2013-06-01 |  | 27.2444 | 68.9111 | 30 | 296717.1559 |  | 320 |  | 0 |  | 10273030.6179
2013-07-01 |  | 1.7778 | 131.6556 | 31 | 306635.4344 |  | 352 |  | 0 |  | 10806276.8265
2013-08-01 |  | 5.4444 | 109.6556 | 31 | 316553.7128 |  | 336 |  | 0 |  | 10605131.8398
2013-09-01 |  | 51.7556 | 32.9444 | 30 | 326471.9913 |  | 320 |  | 1 |  | 9871402.462
2013-10-01 |  | 243.5556 | 3.6 | 31 | 336390.2698 |  | 352 |  | 1 |  | 10106703.1693
2013-11-01 |  | 396.7667 | 0 | 30 | 346308.5482 |  | 336 |  | 1 |  | 9956026.8221
2013-12-01 |  | 610.8333 | 0 | 31 | 356226.8267 |  | 320 |  | 0 |  | 10399748.5922
|  |  | Weatther Normal | [7 empty] | 1529886381.0209
2003 | 148856264 | [9 empty] | 151141510.1963 | 2285246.1963 | 1.535%
2004 | 152507008 | [9 empty] | 150566360.588 | -1940647.412 | -1.272%
2005 | 156958341 | [9 empty] | 152210050.3826 | -4748290.6174 | -3.025%
2006 | 151705109 | [9 empty] | 147647148.5309 | -4057960.4691 | -2.675%
2007 | 145013829.44 | [9 empty] | 146081004.2592 | 1067174.8192 | 0.7359%
2008 | 135337092.24 | [9 empty] | 142473229.1657 | 7136136.9257 | 5.273%
2009 | 129998409.89 | [9 empty] | 132217581.9443 | 2219172.0543 | 1.707%
2010 | 130739365.01 | [9 empty] | 130826392.8555 | 87027.8455 | 0.06657%
2011 | 127781460.26 | [9 empty] | 125733600.9175 | -2047859.3425 | -1.603%
2012 | [10 empty] | 125551872.4415
2013 | [10 empty] | 125437629.7394
Total to 2011 | 1278896878.84 | [9 empty] | 1278896878.84 | 0
[11 empty] | 1529886381.0209 | 0
Check totals above sould be zero

## Rate Class Energy Model
| Purchases | Modeled Purchases | Difference | % Difference | Loss Factor | Total Billed | Residential | GS<50 | GS>50 | Sentinels | Streetlights | USL
Weatther Normal Projection
2003 | 239348509.6 | 242232171.4251 | 2883661.8251 | 1.205% | 1.0674 | 224245320 | 46627475 | 27036581 | 148856264 | 34979 | 1690021 | 0
2004 | 241297273.9 | 239845838.5661 | -1451435.3339 | -0.6015% | 1.062 | 227207627 | 46604134 | 26788353 | 152507008 | 53429 | 1254703 | 0
2005 | 246226714.1 | 245180991.1967 | -1045722.9033 | -0.4247% | 1.0557 | 233239880 | 48370215 | 26768114 | 156958341 | 42991 | 1100219 | 0
2006 | 237573474 | 236622277.2586 | -951196.7414 | -0.4004% | 1.0528 | 225666133 | 46733608 | 26084744 | 151705109 | 25505 | 1117167 | 0
2007 | 240154176.7 | 237250769.6298 | -2903407.0702 | -1.209% | 1.0845 | 221449218.68 | 47949044.01 | 26869559.8 | 145013829.44 | 16505.4 | 1072530.39 | 527749.64
2008 | 230112011 | 231457872.7145 | 1345861.7145 | 0.5849% | 1.0896 | 211182816.72 | 48324088.55 | 25808718.29 | 135337092.24 | 15516.12 | 1178359.01 | 519042.51
2009 | 217320554.3 | 219549212.6326 | 2228658.3326 | 1.026% | 1.0594 | 205136896.71 | 48075570.12 | 25357509.88 | 129998409.89 | 6809.27 | 1169601.79 | 528995.76
2010 | 220975055.51 | 220082432.2979 | -892623.2121 | -0.4039% | 1.074 | 205745412.05 | 48092979.56 | 25080219.72 | 130739365.01 | 0 | 1370177.68 | 462670.08
2011 | 214550355.02 | 215336558.4088 | 786203.3888 | 0.3664% | 1.0694 | 200633462.37 | 47612325.47 | 23384282.57 | 127781460.26 | 0 | 1402280.62 | 453113.45
2012 |  | 214413708.5872 |  |  |  | 200705761.2126
2013 |  | 214254279.3653 |  |  |  | 200556524.657
Average |  |  |  |  | 1.0683
Usage Per Customer
#REF!
2003 | [6 empty] | 8430.207 | 39240.3208 | 1305756.7018 | 2186.1875 | 1221.1134
2004 | [6 empty] | 8422.9413 | 37309.6838 | 1337780.7719 | 1406.0263 | 854.1205
2005 | [6 empty] | 8544.4648 | 37437.9217 | 1376827.5526 | 1194.1944 | 739.8917
2006 | [6 empty] | 8160.2249 | 36790.8942 | 1431180.2736 | 1020.2 | 733.5305
2007 | [6 empty] | 8227.3583 | 36807.6162 | 1355269.434 | 750.2455 | 703.2986 | 43979.1367
2008 | [6 empty] | 8196.0801 | 35895.2966 | 1230337.2022 | 705.2782 | 772.6944 | 43253.5425
2009 | [6 empty] | 7971.4094 | 35218.7637 | 1171156.8459 | 340.4635 | 766.952 | 44082.98
2010 | [6 empty] | 7945.313 | 33892.1888 | 1167315.759 |  | 715.4975 | 38555.84
2011 | [6 empty] | 7825.826 | 31557.7363 | 1130809.3828 |  | 733.7941 | 37759.4542
2012 | [6 empty] | 7753.3909 | 30709.8365 | 1110657.8637 |  | 688.5358 | 36347.1581
2013 | [6 empty] | 7681.6263 | 29884.7183 | 1090865.4535 |  | 646.0689 | 34987.6853
1999
2000
2001
2002
2003
2004 | [6 empty] | 0.99914 | 0.9508 | 1.0245 | 0.64314 | 0.69946
2005 | [6 empty] | 1.0144 | 1.0034 | 1.0292 | 0.84934 | 0.86626
2006 | [6 empty] | 0.95503 | 0.98272 | 1.0395 | 0.8543 | 0.9914
2007 | [6 empty] | 1.0082 | 1.0005 | 0.94696 | 0.73539 | 0.95879
2008 | [6 empty] | 0.9962 | 0.97521 | 0.90782 | 0.94006 | 1.0987 | 0.9835
2009 | [6 empty] | 0.97259 | 0.98115 | 0.9519 | 0.48274 | 0.99257 | 1.0192
2010 | [6 empty] | 0.99673 | 0.96233 | 0.99672 | 0 | 0.93291 | 0.87462
2011 | [6 empty] | 0.98496 | 0.93112 | 0.96873 | #DIV/0! | 1.0256 | 0.97934
Used | [6 empty] | 0.99074 | 0.97313 | 0.98218 | 0 | 0.93832 | 0.9626
Geomean | [6 empty] | 0.99074 | 0.97313 | 0.98218 | 0 | 0.93832 | 0.9626
Non Weather Corrected Forecast
2012 | 2012 | 2012 |  |  |  | 197873085.1684 | 47736885.4755 | 22963896.7353 | 125366193.1516 | 0 | 1369943.9092 | 436165.8969
2013 | [5 empty] | 195167623.0755 | 47861771.3461 | 22551068.2951 | 122996578.3247 | 0 | 1338352.8858 | 419852.2237
Weather Corrected Forecast | [12 empty] | Total
2012 | [5 empty] | 200705761.2126 | 48361863.9299 | 23264543.5107 | 125556252.5531 | 0 | 1357947.0805 | 432346.3189 | 198972953.3931 | -1732807.8196
2013 | [5 empty] | 200556524.657 | 49023070.6404 | 23098238.5932 | 117836449.3405 | 0 | 1314587.5879 | 412396.8558 | 191684743.0178 | -8871781.6391 | -3465615.6391 | -5406166
% Weather Sensitive | [6 empty] | 65.37% | 65.37% | 30.73% |  |  |  | Total
2012 | [5 empty] | 2832676.0442 | 31204333.4869 | 15010889.0588 | 38530904.8731 | 0 | 0 | 0 | 84746127.4189
2013 | [5 empty] | 5388901.5815 | 31285968.0619 | 14741034.0779 | 37802611.2145 | 0 | 0 | 0 | 83829613.3542
Allocation of Weather Sensitive Amount
2012 | [6 empty] | 1043018.3731 | 501745.4736 | 1287912.1975 | 0 | 0 | 0 | 2832676.0442
2013 | [6 empty] | 2011186.6919 | 947612.409 | 2430102.4806 | 0 | 0 | 0 | 5388901.5815
CDM
2012 | [5 empty] | -1732807.8196 | -418039.9187 | -201098.6982 | -1097852.796 | 0 | -11996.8288 | -3819.578 | -1732807.8196
2013 | [5 empty] | -3465615.6391 | -849887.3977 | -400442.1109 | -2184065.4648 | 0 | -23765.2978 | -7455.3679 | -3465615.6391
Class Specific
2013 | [6 empty] | 48732011.6067 | 24232724.2663 | 125437629.7394 |  | 1338352.8858 | 419852.2237 | 200160570.7219
[6 empty] | -3465615.6391 | -843754.6963 | -419569.6879 | -2171849.3797 | 0 | -23172.4793 | -7269.3959 | -3465615.6391
-5406166
[7 empty] | 47888256.9105 | 23813154.5783 | 117859614.3597 | 0 | 1315180.4064 | 412582.8278 | 191288789.0828
Adjustment for loss of Load | [7 empty] | kWh | 5406166
[8 empty] | kW | 20312
123265780.3597
0.2496%
307611.2245
287299.2245

## Rate Class Customer Model
| Residential | GS<50 | GS>50 | Sentinels | Streetlights | USL | Total
2003 | 5531 | 689 | 114 | 16 | 1384 | 0 | 7734
2004 | 5533 | 718 | 114 | 38 | 1469 | 0 | 7872
2005 | 5661 | 715 | 114 | 36 | 1487 | 0 | 8013
2006 | 5727 | 709 | 106 | 25 | 1523 | 0 | 8090
2007 | 5828 | 730 | 107 | 22 | 1525 | 12 | 8224
2008 | 5896 | 719 | 110 | 22 | 1525 | 12 | 8284
2009 | 6031 | 720 | 111 | 20 | 1525 | 12 | 8419
2010 | 6053 | 740 | 112 | 0 | 1915 | 12 | 8832
2011 | 6084 | 741 | 113 | 0 | 1911 | 12 | 8861
2012 | 6156.9042 | 747.7701 | 112.8756 | 0 | 1989.6481 | 12 | 9019.198
2013 | 6230.6821 | 754.602 | 112.7514 | 0 | 2071.5329 | 12 | 9181.5684
Growth Rate in Customer Numbers
2002
2003
2004 | 1.0004 | 1.0421 | 1 | 2.375 | 1.0614
2005 | 1.0231 | 0.99582 | 1 | 0.94737 | 1.0123
2006 | 1.0117 | 0.99161 | 0.92982 | 0.69444 | 1.0242
2007 | 1.0176 | 1.0296 | 1.0094 | 0.88 | 1.0013
2008 | 1.0117 | 0.98493 | 1.028 | 1 | 1 | 1
2009 | 1.0229 | 1.0014 | 1.0091 | 0.90909 | 1 | 1
2010 | 1.0036 | 1.0278 | 1.009 | 0 | 1.2557 | 1
2011 | 1.0051 | 1.0014 | 1.0089 | 0 | 0.99791 | 1
Used | 1.012 | 1.0091 | 0.9989 | 0 | 1.0412 | 1
Geomean | 1.012 | 1.0091 | 0.9989 | 0 | 1.0412 | 1

## Rate Class Load Model
| GS>50 | Sentinels | Streetlights | Total
2004 | 385768.79 | 110.22 | 2840.8 | 388719.81
2005 | 370122.17 | 104.46 | 3110.72 | 373337.35
2006 | 362602.37 | 66.53 | 3129.71 | 365798.61
2007 | 360797.7 |  | 3190.8 | 363988.5
2008 | 346096 |  | 3190.8 | 349286.8
2009 | 330382.7 |  | 3148.5 | 333531.2
2010 | 332209.9 |  | 3938.74 | 336148.64
2011 | 326935.6 |  | 3832.6 | 330768.2
2012 | 313327.1252 | 0 | 3713.2199 | 317040.345
2013 | 287241.4159 | 0 | 3594.6561 | 290836.072
kW/kWh
2004 | 0.253% |  | 0.2264%
2005 | 0.2358% |  | 0.2827%
2006 | 0.239% |  | 0.2801%
2007 | 0.2488% |  | 0.2975%
2008 | 0.2557% |  | 0.2708%
2009 | 0.2541% |  | 0.2692%
2010 | 0.2541% |  | 0.2875%
2011 | 0.2559% |  | 0.2733%
Average | 0.2496% |  | 0.2734%

## Weather Analysis - Pearson
Summary of Degree Day Information |  |  |  | Station Name |  | TORONTO LESTER B. PEARSON INT'L A
Summary of All Heating Degree Days
Month | 1992 | 1993 | 1994 | 1995 | 1996 | 1997 | 1998 | 1999 | 2000 | 2001 | 2002 | 2003 | 2004 | 2005 | 2006 | 2007 | 2008 | 2009 | 2010 | 2011 | 10 Year Avg | 20 Year Trend
January | 687.9 | 635.1 | 941.4 | 653.2 | 765.2 | 756.6 | 624.8 | 749.8 | 738.9 | 684.9 | 572.2 | 814.5 | 849.1 | 770 | 551.8 | 647.1 | 623.5 | 830.2 | 720 | 775.3 | 715.37 | 715.55
February | 635.7 | 686.8 | 737.5 | 707 | 689.8 | 593 | 512.2 | 548.1 | 612.7 | 587.6 | 540.2 | 699 | 631.7 | 616.4 | 604.3 | 740.1 | 674.7 | 606.4 | 598.3 | 654.2 | 636.53 | 620.5946
March | 593 | 530.1 | 581.5 | 498.1 | 645.6 | 600 | 492.3 | 550.6 | 418.6 | 566.6 | 545.6 | 581.1 | 487.3 | 608.6 | 516.6 | 546.7 | 610.2 | 533.8 | 422.8 | 572.8 | 542.55 | 524.8576
April | 372.8 | 280.3 | 320.2 | 417.6 | 408.2 | 366.8 | 282 | 296.7 | 339.2 | 293.8 | 329.5 | 372.5 | 331.5 | 306.8 | 293.3 | 356.4 | 253.9 | 305.8 | 225.1 | 332.3 | 310.71 | 282.7304
May | 179.2 | 182 | 199.7 | 149.2 | 205.9 | 260.8 | 59.1 | 97.1 | 139.6 | 111.5 | 227.5 | 177.9 | 158.9 | 189.4 | 136.9 | 136.4 | 193.5 | 158.8 | 107.9 | 134.1 | 162.13 | 137.9462
June | 67.1 | 46.5 | 35.6 | 20 | 20.9 | 20.6 | 54.7 | 25 | 34.5 | 29.8 | 36.2 | 43.4 | 44.2 | 8.9 | 19.5 | 16.5 | 22.7 | 49.3 | 21.7 | 19 | 28.14 | 20.1779
July | 23.7 | 0.6 | 2.4 | 10.3 | 10.3 | 12.4 | 1 | 0 | 6.6 | 9.3 | 0 | 0.2 | 3.6 | 0 | 0 | 3.2 | 1 | 6.2 | 1.8 | 0 | 1.6 | -1.4313
August | 35.3 | 9.7 | 24.5 | 4.6 | 2.5 | 17 | 3.4 | 8.4 | 11.5 | 0 | 0.2 | 2 | 12.8 | 0.2 | 4.2 | 5.2 | 12.7 | 9.8 | 2.1 | 0 | 4.92 | -0.59496
September | 123.5 | 77.2 | 76.2 | 133.7 | 71.6 | 87.1 | 39.7 | 49.3 | 99.5 | 73.6 | 21.8 | 54.9 | 30 | 22.6 | 80.9 | 36.9 | 59 | 55.2 | 78.1 | 48.2 | 48.76 | 35.3341
October | 328.5 | 200.8 | 249.3 | 219.4 | 273.1 | 266.9 | 223.4 | 267.6 | 212.7 | 232.5 | 292.2 | 276 | 226.3 | 220.2 | 288.3 | 137.7 | 278.6 | 287.8 | 241.6 | 235.5 | 248.42 | 239.2526
November | 456.2 | 312.5 | 379 | 511.4 | 512.1 | 466.5 | 392.6 | 367.5 | 432 | 325.8 | 445 | 398.5 | 379.1 | 388.4 | 382.2 | 462.5 | 451.6 | 361.2 | 405.3 | 342.1 | 401.59 | 383.5716
December | 518.1 | 503.5 | 562.5 | 717.5 | 571.6 | 586.2 | 535.1 | 579.3 | 780.3 | 505 | 619.4 | 561.5 | 643.4 | 665.3 | 500.5 | 630.7 | 654.6 | 631.3 | 676.2 | 534 | 611.69 | 633.568
Total | 4021 | 3465.1 | 4109.8 | 4042 | 4176.8 | 4033.9 | 3220.3 | 3539.4 | 3826.1 | 3420.4 | 3629.8 | 3981.5 | 3797.9 | 3796.8 | 3378.5 | 3719.4 | 3836 | 3835.8 | 3500.9 | 3647.5
Summary of All Cooling Degree Days
Month | 1992 | 1993 | 1994 | 1995 | 1996 | 1997 | 1998 | 1999 | 2000 | 2001 | 2002 | 2003 | 2004 | 2005 | 2006 | 2007 | 2008 | 2009 | 2010 | 2011 | 10 Year Avg | 20 Year Trend
January | 0 | 0 | 0 | 0 | 0 | 0 | 0 | 0 | 0 | 0 | 0 | 0 | 0 | 0 | 0 | 0 | 0 | 0 | 0 | 0 | 0 | 0
February | 0 | 0 | 0 | 0 | 0 | 0 | 0 | 0 | 0 | 0 | 0 | 0 | 0 | 0 | 0 | 0 | 0 | 0 | 0 | 0 | 0 | 0
March | 0 | 0 | 0 | 0 | 0 | 0 | 0 | 0 | 0 | 0 | 0 | 0 | 0 | 0 | 0 | 0 | 0 | 0 | 0 | 0 | 0 | 0
April | 0 | 0 | 0.5 | 0 | 0 | 0 | 0 | 0 | 0 | 1.4 | 8.3 | 2.4 | 0 | 0 | 0 | 0 | 0 | 1.2 | 0 | 0 | 1.19 | 0.90271
May | 3.3 | 4.3 | 8.2 | 3.5 | 8.6 | 0 | 28.6 | 19.4 | 23.7 | 12.2 | 7.8 | 0 | 8.6 | 0.8 | 26 | 22.4 | 2.5 | 6.9 | 45.7 | 13 | 13.37 | 20.2065
June | 18.5 | 17.9 | 67.7 | 77.9 | 38.3 | 73.2 | 82.4 | 96 | 41.1 | 79.7 | 70 | 52.9 | 31.6 | 146.3 | 73.6 | 99.2 | 71.5 | 34.2 | 58.7 | 52.2 | 69.02 | 77.7435
July | 24.5 | 107.8 | 111.2 | 130.9 | 59.6 | 103 | 101.3 | 196.5 | 71.8 | 100.9 | 192.4 | 118.3 | 86.4 | 188.7 | 167.3 | 106.1 | 111 | 43.7 | 164.9 | 198.5 | 137.73 | 157.1814
August | 32.5 | 103.5 | 46.4 | 122.9 | 87.1 | 46.8 | 117.7 | 79.1 | 92.5 | 160 | 142.7 | 128 | 59.6 | 140.7 | 101.6 | 141 | 64 | 91 | 138.8 | 122.2 | 112.96 | 130.7056
September | 23.3 | 15.7 | 13.7 | 12.7 | 27.1 | 11.7 | 45 | 48.9 | 35.2 | 35.7 | 87.6 | 24 | 41.2 | 52.1 | 12.9 | 47.5 | 26.7 | 20.9 | 31.5 | 39.7 | 38.41 | 42.468
October | 0 | 2.5 | 0 | 3.2 | 0 | 2.8 | 0 | 0 | 1.2 | 2 | 10 | 0 | 1.5 | 7.6 | 1.1 | 19.8 | 0 | 0 | 0 | 2.4 | 4.24 | 4.6859
November | 0 | 0 | 0 | 0 | 0 | 0 | 0 | 0 | 0 | 0 | 0 | 0 | 0 | 0 | 0 | 0 | 0 | 0 | 0 | 0 | 0 | 0
December | 0 | 0 | 0 | 0 | 0 | 0 | 0 | 0 | 0 | 0 | 0 | 0 | 0 | 0 | 0 | 0 | 0 | 0 | 0 | 0 | 0 | 0
Total | 102.1 | 251.7 | 247.7 | 351.1 | 220.7 | 237.5 | 375 | 439.9 | 265.5 | 391.9 | 518.8 | 325.6 | 228.9 | 536.2 | 382.5 | 436 | 275.7 | 197.9 | 439.6 | 428

## CDM Activity
MPUC Load Forecast for 2013 Rate Application
| Total OPA Annual CDM Results (Gross) | Total OPA Annual CDM Results (Net) | # Difference | % Difference of Net | Total Annual CDM Results | Increase over previous year | [5 empty] | 4 Year 2011 to 2014 target
2005 | [5 empty] | 0 | 0 | Check |  | Jan | 1 | 10820000
2006 | 489106.7512 | 437952.3099 | 51154.4412 | 11.68% | 437952.3099 | 437952.3099 | 5614.7732 | 437952.3099 | 0 | Feb | 2
2007 | 1595096.5241 | 765816.0988 | 829280.4253 | 108.3% | 765816.0988 | -42711.2426 | -547.58 | 765816.0988 | 0 | Mar | 3 | 2013 Proposed Cost of Service Method
2008 | 1939592.0351 | 1191886.472 | 747705.5631 | 62.73% | 1191886.472 | 462210.6554 | 5925.7776 | 1191886.472 | 0 | Apr | 4 | 2011 | 2012 | 2013 | 2014 | Total
2009 | 3910930.9848 | 2539168.7562 | 1371762.2286 | 54.02% | 2539168.7562 | 956180.9603 | 12258.7303 | 2539168.7562 | 0 | May | 5 | 9.544% | 10.03% | 10.03% | 10.03% | 39.63%
2010 | 4457229.1126 | 2887747.9216 | 1569481.1911 | 54.35% | 2887747.9216 | -460497.0318 | -5903.8081 | 2887747.9216 | 0 | Jun | 6 |  | 10.06% | 10.06% | 10.06% | 30.19%
2011 | 4162575.1429 | 2590840.9165 | 1571734.2264 | 60.67% | 3623509.7895 | 1125413.2025 | 14428.3744 | 3623509.7895 | 0 | Jul | 7 |  |  | 10.06% | 10.06% | 20.12%
2012 | 4078027.9126 | 2554142.7572 | 1523885.1554 | 59.66% | 3639082.2986 | -936700.2007 | -12008.9769 | 3639082.2986 | 0 | Aug | 8 |  |  |  | 10.06% | 10.06%
2013 | 4040876.6594 | 2535176.0002 | 1505700.6592 | 59.39% | 3620115.5416 | 773625.7205 | 9918.2785 | 3620115.5416 | 0 | Sep | 9 | 9.544% | 20.09% | 30.15% | 40.21% | 100%
Total | 24673435.1228 | 15502731.2324 | 9170703.8904 | 59.16% | 18705279.1882 |  |  |  |  | Oct | 10
[10 empty] | Nov | 11 | 1032668.873 | 1084939.5414 | 1084939.5414 | 1084939.5414 | 4287487.4973
[5 empty] | CDM Activity Variable |  |  |  |  | Dec | 12 |  | 1088752.0838 | 1088752.0838 | 1088752.0838 | 3266256.2514
[10 empty] | Total | 78 |  |  | 1088752.0838 | 1088752.0838 | 2177504.1676
2006-01-01 |  |  |  |  | 5614.7732 | [9 empty] | 1088752.0838 | 1088752.0838
2006-02-01 |  |  |  |  | 11229.5464 | [6 empty] | 1032668.873 | 2173691.6252 | 3262443.709 | 4351195.7928 | 10820000
2006-03-01 |  |  |  |  | 16844.3196
2006-04-01 |  |  |  |  | 22459.0928 | [9 empty] | Gross | NTG% | NTG Impact | 2011 | 2012
2006-05-01 |  |  |  |  | 28073.866 | [6 empty] | 4th Quarter 2011 OPA results | [5 empty] | 859834 | 859834
2006-06-01 |  |  |  |  | 33688.6392 | [6 empty] | ERIP #1 - completed April 2011 |  |  | 326691.678 | 52% | 169879.6726 | 104541.337 | 156812.0054
2006-07-01 |  |  |  |  | 39303.4124 | [6 empty] | ERIP #2 - completed Dec 2010 |  |  | 142278.2 | 52% | 73984.664 | 68293.536 | 68293.536
2006-08-01 |  |  |  |  | 44918.1856 | [12 empty] | 1032668.873 | 1084939.5414
2006-09-01 |  |  |  |  | 50532.9588
2006-10-01 |  |  |  |  | 56147.732 | [8 empty] | 3262443.709 | Net
2006-11-01 |  |  |  |  | 61762.5052 | Check | [6 empty] | times | 59.16% | Historical Gross Up Value
2006-12-01 |  |  |  |  | 67377.2785 | 437952.3099 | 808527.3414 | [5 empty] | Gross-up | 1929911.8824 | Free ridership amount
2007-01-01 |  |  |  |  | 66829.6984 | [8 empty] | 5192355.5914 | Could be the amount in the LRAM variance account
2007-02-01 |  |  |  |  | 66282.1184
2007-03-01 |  |  |  |  | 65734.5384
2007-04-01 |  |  |  |  | 65186.9583
2007-05-01 |  |  |  |  | 64639.3783
2007-06-01 |  |  |  |  | 64091.7983
2007-07-01 |  |  |  |  | 63544.2182
2007-08-01 |  |  |  |  | 62996.6382
2007-09-01 |  |  |  |  | 62449.0581
2007-10-01 |  |  |  |  | 61901.4781
2007-11-01 |  |  |  |  | 61353.8981 | Check
2007-12-01 |  |  |  |  | 60806.318 | 765816.0988 | 729675.8166
2008-01-01 |  |  |  |  | 66732.0957
2008-02-01 |  |  |  |  | 72657.8733
2008-03-01 |  |  |  |  | 78583.651
2008-04-01 |  |  |  |  | 84509.4286
2008-05-01 |  |  |  |  | 90435.2062
2008-06-01 |  |  |  |  | 96360.9839
2008-07-01 |  |  |  |  | 102286.7615
2008-08-01 |  |  |  |  | 108212.5391
2008-09-01 |  |  |  |  | 114138.3168
2008-10-01 |  |  |  |  | 120064.0944
2008-11-01 |  |  |  |  | 125989.872
2008-12-01 |  |  |  |  | 131915.6497 | 1191886.472 | 1582987.7959
2009-01-01 |  |  |  |  | 144174.3799
2009-02-01 |  |  |  |  | 156433.1102
2009-03-01 |  |  |  |  | 168691.8404
2009-04-01 |  |  |  |  | 180950.5707
2009-05-01 |  |  |  |  | 193209.301
2009-06-01 |  |  |  |  | 205468.0312
2009-07-01 |  |  |  |  | 217726.7615
2009-08-01 |  |  |  |  | 229985.4917
2009-09-01 |  |  |  |  | 242244.222
2009-10-01 |  |  |  |  | 254502.9523
2009-11-01 |  |  |  |  | 266761.6825
2009-12-01 |  |  |  |  | 279020.4128 | 2539168.7562 | 3348244.9534
2010-01-01 |  |  |  |  | 273116.6047
2010-02-01 |  |  |  |  | 267212.7966
2010-03-01 |  |  |  |  | 261308.9885
2010-04-01 |  |  |  |  | 255405.1804
2010-05-01 |  |  |  |  | 249501.3723
2010-06-01 |  |  |  |  | 243597.5642
2010-07-01 |  |  |  |  | 237693.7561
2010-08-01 |  |  |  |  | 231789.948
2010-09-01 |  |  |  |  | 225886.1399
2010-10-01 |  |  |  |  | 219982.3318
2010-11-01 |  |  |  |  | 214078.5237
2010-12-01 |  |  |  |  | 208174.7156 | 2887747.9216 | 2498096.5869
2011-01-01 |  |  |  |  | 222603.09
2011-02-01 |  |  |  |  | 237031.4644
2011-03-01 |  |  |  |  | 251459.8388
2011-04-01 |  |  |  |  | 265888.2131
2011-05-01 |  |  |  |  | 280316.5875
2011-06-01 |  |  |  |  | 294744.9619
2011-07-01 |  |  |  |  | 309173.3363
2011-08-01 |  |  |  |  | 323601.7107
2011-09-01 |  |  |  |  | 338030.0851
2011-10-01 |  |  |  |  | 352458.4595
2011-11-01 |  |  |  |  | 366886.8339
2011-12-01 |  |  |  |  | 381315.2083 | 3623509.7895 | 4575782.4993
2012-01-01 |  |  |  |  | 369306.2313
2012-02-01 |  |  |  |  | 357297.2544
2012-03-01 |  |  |  |  | 345288.2775
2012-04-01 |  |  |  |  | 333279.3005
2012-05-01 |  |  |  |  | 321270.3236
2012-06-01 |  |  |  |  | 309261.3467
2012-07-01 |  |  |  |  | 297252.3698
2012-08-01 |  |  |  |  | 285243.3928
2012-09-01 |  |  |  |  | 273234.4159
2012-10-01 |  |  |  |  | 261225.439
2012-11-01 |  |  |  |  | 249216.462
2012-12-01 |  |  |  |  | 237207.4851 | 3639082.2986 | 2846489.8211
2013-01-01 |  |  |  |  | 247125.7636
2013-02-01 |  |  |  |  | 257044.042
2013-03-01 |  |  |  |  | 266962.3205
2013-04-01 |  |  |  |  | 276880.599
2013-05-01 |  |  |  |  | 286798.8774
2013-06-01 |  |  |  |  | 296717.1559
2013-07-01 |  |  |  |  | 306635.4344
2013-08-01 |  |  |  |  | 316553.7128
2013-09-01 |  |  |  |  | 326471.9913
2013-10-01 |  |  |  |  | 336390.2698
2013-11-01 |  |  |  |  | 346308.5482
2013-12-01 |  |  |  |  | 356226.8267 | 3620115.5416 | 4274721.9205

## 2012 COP Forecast
2012 Load Foreacst | kWh | kW | 2011 %RPP
Residential | 48361863.9299 |  | 84.78%
General Service < 50 kW | 23264543.5107 |  | 86.93% |  |  | Table 2.4.2
General Service 50 to 4,999 kW | 125556252.5531 | 313327.1252 | 6.395%
Street Lighting | 1357947.0805 | 3713.2199 | 0%
Sentinel Lighting | 0 | 0 | 0%
Unmetered Scattered Load | 432346.3189 |  | 98.14%
TOTAL | 198972953.3931 | 317040.345
Electricity - Commodity RPP | 2012 Forecasted Metered kWhs | 2012 Loss Factor
Class per Load Forecast RPP |  |  | 2012
Residential | 40998880.9168 | 1.0651 | 43667908.0645 | 0.08069 | 3523563.5017 |  | Commodity Charge from Apr 2012 RPP Report
General Service < 50 kW | 20224004.4333 | 1.0651 | 21540587.1219 | 0.08069 | 1738109.9749
General Service 50 to 4,999 kW | 8028739.6751 | 1.0651 | 8551410.628 | 0.08069 | 690013.3236
Street Lighting | 0 | 1.0651 | 0 | 0.08069 | 0
Sentinel Lighting | 0 | 1.0651 | 0 | 0.08069 | 0
Unmetered Scattered Load | 424313.0994 | 1.0651 | 451935.8821 | 0.08069 | 36466.7063
TOTAL | 69675938.1246 |  | 74211841.6965 |  | 5988153.5065
Electricity - Commodity Non-RPP | 2012 Forecasted Metered kWhs | 2012 Loss Factor
Class per Load Forecast |  |  | 2012
Residential | 7362983.0131 | 1.0651 | 7842313.2072 | 0.07877 | 617739.0113 |  | Email from Dave - non-RPP use Wholesale electricity price plus the impact of the GA
General Service < 50 kW | 3040539.0774 | 1.0651 | 3238478.1713 | 0.07877 | 255094.9256 |  |  | Wholesale Elect. Price | 21.05
General Service 50 to 4,999 kW | 117527512.878 | 1.0651 | 125178553.9663 | 0.07877 | 9860314.6959 |  |  | Impact of GA | 57.72
Street Lighting | 1357947.0805 | 1.0651 | 1446349.4354 | 0.07877 | 113928.945 |  |  |  | 78.77
Sentinel Lighting | 0 | 1.0651 | 0 | 0.07877 | 0 |  |  |  | 0.07877
Unmetered Scattered Load | 8033.2195 | 1.0651 | 8556.1821 | 0.07877 | 673.9705
TOTAL | 129297015.2684 |  | 137714250.9624 |  | 10847751.5483
Transmission - Network |  | Volume
Class per Load Forecast |  | Metric | 2012
Residential |  | kWh | 51510221.2717 | 0.0057 | 293608.2612
General Service < 50 kW |  | kW | 24779065.2932 | 0.0052 | 128851.1395
General Service 50 to 4,999 kW |  | kW | 313327.1252 | 2.1368 | 669517.4011
Street Lighting |  | kWh | 3713.2199 | 1.6116 | 5984.2252
Sentinel Lighting |  | kW | 0 | 0 | 0
Unmetered Scattered Load |  | kW | 460492.0643 | 0.0052 | 2394.5587
TOTAL |  |  |  |  | 1100355.5857
Transmission - Connection |  | Volume
Class per Load Forecast |  | Metric | 2012
Residential |  | kWh | 51510221.2717 | 0.0047 | 242098.04
General Service < 50 kW |  | kW | 24779065.2932 | 0.0043 | 106549.9808
General Service 50 to 4,999 kW |  | kW | 313327.1252 | 1.6983 | 532123.4567
Street Lighting |  | kWh | 3713.2199 | 1.3129 | 4875.0864
Sentinel Lighting |  | kW | 0 | 0 | 0
Unmetered Scattered Load |  | kW | 460492.0643 | 0.0043 | 1980.1159
TOTAL |  |  |  |  | 887626.6797
Wholesale Market Service
Class per Load Forecast |  |  | 2012
Residential |  |  | 51510221.2717 | 0.0052 | 267853.1506
General Service < 50 kW |  |  | 24779065.2932 | 0.0052 | 128851.1395
General Service 50 to 4,999 kW |  |  | 133729964.5943 | 0.0052 | 695395.8159
Street Lighting |  |  | 1446349.4354 | 0.0052 | 7521.0171
Sentinel Lighting |  |  | 0 | 0.0052 | 0
Unmetered Scattered Load |  |  | 460492.0643 | 0.0052 | 2394.5587
TOTAL |  |  | 211926092.659 |  | 1102015.6818
Rural Rate Assistance
Class per Load Forecast |  |  | 2012
Residential |  |  | 51510221.2717 | 0.0011 | 56661.2434
General Service < 50 kW |  |  | 24779065.2932 | 0.0011 | 27256.9718
General Service 50 to 4,999 kW |  |  | 133729964.5943 | 0.0011 | 147102.9611
Street Lighting |  |  | 1446349.4354 | 0.0011 | 1590.9844
Sentinel Lighting |  |  | 0 | 0.0011 | 0
Unmetered Scattered Load |  |  | 460492.0643 | 0.0011 | 506.5413
TOTAL |  |  | 211926092.659 |  | 233118.7019
| 2012 |  |  |  |  | Table 2.4.3
4705-Power Purchased | 16835905.0548
4708-Charges-WMS | 1102015.6818
4714-Charges-NW | 1100355.5857
4716-Charges-CN | 887626.6797
4730-Rural Rate Assistance | 233118.7019
4750-Low Voltage | 268554.4417
TOTAL | 20427576.1456
Low Voltage
Class per Load Forecast |  |  | 2012
Residential |  |  | 51510221.2717 | 0.0015 | 77265.3319
General Service < 50 kW |  |  | 24779065.2932 | 0.0013 | 32212.7849
General Service 50 to 4,999 kW |  |  | 313327.1252 | 0.5012 | 157039.5551
Street Lighting |  |  | 3713.2199 | 0.3873 | 1438.1301
Sentinel Lighting |  |  | 0 | 0.3864 | 0
Unmetered Scattered Load |  |  | 460492.0643 | 0.0013 | 598.6397
TOTAL |  |  | 77066818.9743 |  | 268554.4417
Note on B1: Linked to load forecast model
Note on C1: Linked to load forecast model

## 2013 COP Forecast
2013 Load Foreacst | kWh | kW | 2011 %RPP
Residential | 49023070.6404 |  | 84.78% |  |  | Table 2.4.4
General Service < 50 kW | 23098238.5932 |  | 86.93%
General Service 50 to 4,999 kW | 117836449.3405 | 287241.4159 | 6.395%
Street Lighting | 1314587.5879 | 3594.6561 | 0%
Sentinel Lighting | 0 | 0 | 0%
Unmetered Scattered Load | 412396.8558 |  | 98.14%
TOTAL | 191684743.0178 | 290836.072
Electricity - Commodity RPP | 2013 Forecasted Metered kWhs | 2013 Loss Factor
Class per Load Forecast RPP |  |  | 2013
Residential | 41559420.4201 | 1.0682 | 44395776.3752 | 0.08069 | 3582295.1957
General Service < 50 kW | 20079434.5909 | 1.0682 | 21449820.0125 | 0.08069 | 1730785.9768
General Service 50 to 4,999 kW | 7535094.0854 | 1.0682 | 8049350.7513 | 0.08069 | 649502.1121
Street Lighting | 0 | 1.0682 | 0 | 0.08069 | 0
Sentinel Lighting | 0 | 1.0682 | 0 | 0.08069 | 0
Unmetered Scattered Load | 404734.3077 | 1.0682 | 432356.6988 | 0.08069 | 34886.862
TOTAL | 69578683.4041 |  | 74327303.8378 |  | 5997470.1467
Electricity - Commodity Non-RPP | 2013 Forecasted Metered kWhs | 2013 Loss Factor
Class per Load Forecast |  |  | 2013
Residential | 7463650.2203 | 1.0682 | 7973030.9704 | 0.07877 | 628035.6495
General Service < 50 kW | 3018804.0023 | 1.0682 | 3224831.9647 | 0.07877 | 254020.0139
General Service 50 to 4,999 kW | 110301355.2551 | 1.0682 | 117829225.0539 | 0.07877 | 9281408.0575
Street Lighting | 1314587.5879 | 1.0682 | 1404305.8346 | 0.07877 | 110617.1706
Sentinel Lighting | 0 | 1.0682 | 0 | 0.07877 | 0
Unmetered Scattered Load | 7662.5481 | 1.0682 | 8185.5033 | 0.07877 | 644.7721
TOTAL | 122106059.6138 |  | 130439579.3269 |  | 10274725.6636
Transmission - Network |  | Volume
Class per Load Forecast |  | Metric | 2013
Residential |  | kWh | 52368807.3456 | 0.0054817 | 287068.43
General Service < 50 kW |  | kW | 24674651.9773 | 0.0050008 | 123393.4977
General Service 50 to 4,999 kW |  | kW | 287241.4159 | 2.055 | 590267.442
Street Lighting |  | kWh | 3594.6561 | 1.5499 | 5571.2482
Sentinel Lighting |  | kW | 0 | 0 | 0
Unmetered Scattered Load |  | kW | 440542.2021 | 0.0050008 | 2203.0723
TOTAL |  |  |  |  | 1008503.6902
Transmission - Connection |  | Volume
Class per Load Forecast |  | Metric | 2013
Residential |  | kWh | 52368807.3456 | 0.0045264 | 237043.4005
General Service < 50 kW |  | kW | 24674651.9773 | 0.0041412 | 102182.5694
General Service 50 to 4,999 kW |  | kW | 287241.4159 | 1.6356 | 469806.2562
Street Lighting |  | kWh | 3594.6561 | 1.2644 | 4545.1302
Sentinel Lighting |  | kW | 0 | 0 | 0
Unmetered Scattered Load |  | kW | 440542.2021 | 0.0041412 | 1824.3716
TOTAL |  |  |  |  | 815401.7279
Wholesale Market Service
Class per Load Forecast |  |  | 2013
Residential |  |  | 52368807.3456 | 0.0052 | 272317.7982
General Service < 50 kW |  |  | 24674651.9773 | 0.0052 | 128308.1903
General Service 50 to 4,999 kW |  |  | 125878575.8051 | 0.0052 | 654568.5942
Street Lighting |  |  | 1404305.8346 | 0.0052 | 7302.3903
Sentinel Lighting |  |  | 0 | 0.0052 | 0
Unmetered Scattered Load |  |  | 440542.2021 | 0.0052 | 2290.8195
TOTAL |  |  | 204766883.1647 |  | 1064787.7925
Rural Rate Assistance
Class per Load Forecast |  |  | 2013
Residential |  |  | 52368807.3456 | 0.0011 | 57605.6881
General Service < 50 kW |  |  | 24674651.9773 | 0.0011 | 27142.1172
General Service 50 to 4,999 kW |  |  | 125878575.8051 | 0.0011 | 138466.4334
Street Lighting |  |  | 1404305.8346 | 0.0011 | 1544.7364
Sentinel Lighting |  |  | 0 | 0.0011 | 0
Unmetered Scattered Load |  |  | 440542.2021 | 0.0011 | 484.5964
TOTAL |  |  | 204766883.1647 |  | 225243.5715
2013
Table 2.4.5
4705-Power Purchased | 16272195.8103
4708-Charges-WMS | 1064787.7925
4714-Charges-NW | 1008503.6902
4716-Charges-CN | 815401.7279
4730-Rural Rate Assistance | 225243.5715
4750-Low Voltage | 353365.9004
4708 - Smart Meter Entity | 72088.1318
TOTAL | 19811586.6245
Low Voltage
Class per Load Forecast |  |  | 2013
Residential |  |  | 52368807.3456 | 0.002066 | 108192.8762 |  | 0.485 | 2011 LV Rate | 37.73%
General Service < 50 kW |  |  | 24674651.9773 | 0.0017905 | 44180.3459 |  | 0.68 | May - Dec 2011 | Updated the LV costs based on increased charges from Hydro One
General Service 50 to 4,999 kW |  |  | 287241.4159 | 0.69031 | 198286.3621 |  | 0.668 | 2012-01-01
Street Lighting |  |  | 3594.6561 | 0.53344 | 1917.5185
Sentinel Lighting |  |  | 0 | 0.5322 | 0
Unmetered Scattered Load |  |  | 440542.2021 | 0.0017905 | 788.7976
TOTAL |  |  | 77774837.597 |  | 353365.9004
Smart Meter Entity
Class per Load Forecast |  | # Customers | 2013
Residential |  | 6230.6821 |  | 0.86 | 64300.6391
General Service < 50 kW |  | 754.602 |  | 0.86 | 7787.4927
General Service 50 to 4,999 kW |  |  |  | 0 | 0
Street Lighting |  |  |  | 0 | 0
Sentinel Lighting |  |  |  | 0 | 0
Unmetered Scattered Load |  |  |  | 0 | 0
TOTAL |  |  |  |  | 72088.1318
Note on B1: Linked to load forecast model
Note on C1: Linked to load forecast model

## App.2-P_Loss Factors
Appendix 2-P
Loss Factors
|  | Historical Years |  |  |  |  | 5-Year Average
|  | 2007 | 2008 | 2009 | 2010 | 2011
Losses Within Distributor's System
A(1) | "Wholesale" kWh delivered to distributor (higher value) | 240154176.7 | 230112011 | 217320554.3 | 220975055.51 | 214550355.02 | 224622430.506
A(2) | "Wholesale" kWh delivered to distributor (lower value) | 232327828.4 | 222551885.2 | 210025260.2 | 213537360.7 | 207396158.55 | 217167698.61
B | Portion of "Wholesale" kWh delivered to distributor for its Large Use Customer(s) | [5 empty] | 0
C | Net "Wholesale" kWh delivered to distributor = A(2) - B | 232327828.4 | 222551885.2 | 210025260.2 | 213537360.7 | 207396158.55 | 217167698.61
D | "Retail" kWh delivered by distributor | 221449218.68 | 211182816.72 | 205136896.71 | 205745412.05 | 200633462.37 | 208829561.306
E | Portion of "Retail" kWh delivered by distributor to its Large Use Customer(s) | [5 empty] | 0
F | Net "Retail" kWh delivered by distributor = D - E | 221449218.68 | 211182816.72 | 205136896.71 | 205745412.05 | 200633462.37 | 208829561.306
G | Loss Factor in Distributor's system = C / F | 1.0491 | 1.0538 | 1.0238 | 1.0379 | 1.0337 | 1.0399
Losses Upstream of Distributor's System
H | Supply Facilities Loss Factor | 1.034 | 1.034 | 1.0349 | 1.0348 | 1.0349 | 1.0345
Total Losses
I | Total Loss Factor = G x H | 1.0848 | 1.0897 | 1.0596 | 1.074 | 1.0698 | 1.0758
Notes
A(1) | If directly connected to the IESO-controlled grid, kWh pertains to the virtual meter on the primary or high voltage side of the transformer at the interface with the transmission grid. This corresponds to the "With Losses" kWh value provided by the IESO'
If fully embedded within a host distributor, kWh pertains to the virtual meter on the primary or high voltage side of the transformer, at the interface between the host distributor and the transmission grid. For example, if the host distributor is Hydro
If partially embedded, kWh pertains to the sum of the above.
A(2) | If directly connected to the IESO-controlled grid, kWh pertains to a metering installation on the secondary or low voltage side of the transformer at the interface with the transmission grid. This corresponds to the "Without Losses" kWh value provided by
If fully embedded with the host distributor, kWh pertains to an actual or virtual meter at the interface between the embedded distributor and the host distributor. For example, if the host distributor is Hydro One Networks Inc., kWh from the Hydro One Ne
If partially embedded, kWh pertains to the sum of the above.
Additionally, kWh pertaining to distributed generation directly connected to the distributor's own distribution network should be included in A(2).
B | If a Large Use Customer is metered on the secondary or low voltage side of the transformer, the default loss is 1% (i.e., B = 1.01 X E).
D | kWh corresponding to D should equal "total billed energy sales in kWhs for each rate class" in item 1 of Section 2.1.3 of the "Electricity Reporting and Record-keeping Requirements" dated May 1, 2010 or in any successor document.
G and I | These loss factors pertain to secondary-metered customers with demand less than 5,000 kW.
H | If directly connected to the IESO-controlled grid, SFLF = 1.0045.
If fully embedded within a host distributor, SFLF = loss factor re losses in transformer at grid interface X loss factor re losses in host distributor's system. If the host distributor is Hydro One Networks Inc., SFLF = 1.0060 X 1.0278 = 1.0340. If parti
Distributors that wish to propose a different SFLF should provide appropriate justification for any such proposal including supporting
calculations and any other relevant material.