## Exibit 3 Tables
Table 3-1: R Square and Adjusted R Square Values for Individual Class Regression Analysis
Class |  | R Square | Adjusted R Square
Residential |  | 97.35% | 97.2%
GS<50 |  | 78.47% | 76.84%
GS>50 |  | 8.126% | 2.641%
Table 3-2: Summary of Load and Customer/Connection Forecast
Year |  | Billed (GWh) | Growth (GWh) | Percent Change | Customer/ Connection Count | Growth | Percent Change (%)
Billed Energy (GWh) and Customer Count / Connections
2009 Board Approved |  | 227.2 |  |  | 17499
2002 Actual |  | 202.2277 |  |  | 15267
2003 Actual |  | 213.8415 | 11.6138 | 5.743% | 15600 | 333 | 2.181%
2004 Actual |  | 214.6379 | 0.79635 | 0.3724% | 15990 | 390 | 2.5%
2005 Actual |  | 225.9987 | 11.3609 | 5.293% | 16287 | 297 | 1.857%
2006 Actual |  | 219.3815 | -6.6173 | -2.928% | 16394 | 107 | 0.657%
2007 Actual |  | 219.7527 | 0.37128 | 0.1692% | 16645 | 251 | 1.531%
2008 Actual |  | 226.8362 | 7.0834 | 3.223% | 17044 | 399 | 2.397%
2009 Actual |  | 229.1351 | 2.2989 | 1.013% | 17361 | 317 | 1.86%
2010 Actual |  | 231.8502 | 2.7152 | 1.185% | 17552 | 191 | 1.1%
2011 Actual |  | 233.5771 | 1.7269 | 0.7448% | 17776 | 224 | 1.276%
2012 Bridge |  | 231.9463 | -1.6308 | -0.6982% | 18069.7908 | 293.7908 | 1.653%
2013 Test |  | 231.1194 | -0.82687 | -0.3565% | 18369.1565 | 299.3657 | 1.657%
Table 3-3: Billed Energy and Number of Customers / Connections by Rate Class
Year |  | Residential | GS<50 | GS>50 | Street Lighting | Sentinels | USL | Hydro One Load Transfers | Total
Billed Energy (GWh)
2009 Board Approved |  | 153.8 | 31 | 40 | 1.6 | 0.1 | 0.6 |  | 227.1
2002 Actual |  | 138.6815 | 22.2848 | 38.8543 | 1.1719 | 0.13246 | 0 | 1.1027 | 202.2277
2003 Actual |  | 147.3835 | 24.9574 | 38.764 | 0.94663 | 0.13602 | 0 | 1.6541 | 213.8415
2004 Actual |  | 148.79 | 26.9297 | 36.3036 | 1.2387 | 0.1353 | 0 | 1.2406 | 214.6379
2005 Actual |  | 154.8181 | 28.3019 | 39.8249 | 1.4632 | 0.13164 | 0 | 1.459 | 225.9987
2006 Actual |  | 149.104 | 27.1914 | 39.8309 | 1.4455 | 0.13187 | 0.29178 | 1.3861 | 219.3815
2007 Actual |  | 148.6909 | 28.4634 | 39.3206 | 1.4959 | 0.12637 | 0.51969 | 1.1358 | 219.7527
2008 Actual |  | 149.9606 | 28.3997 | 45.2694 | 1.5339 | 0.12421 | 0.50821 | 1.0402 | 226.8362
2009 Actual |  | 150.3738 | 28.1134 | 47.4733 | 1.5769 | 0.12202 | 0.49368 | 0.98197 | 229.1351
2010 Actual |  | 148.3404 | 29.1889 | 51.1288 | 1.5801 | 0.1167 | 0.49368 | 1.0018 | 231.8502
2011 Actual |  | 150.0981 | 30.5487 | 49.9217 | 1.4574 | 0.11024 | 0.48931 | 0.95172 | 233.5771
2012 Bridge |  | 147.7499 | 30.8708 | 50.2629 | 1.4811 | 0.10715 | 0.53826 | 0.93627 | 231.9463
2013 Test |  | 146.5629 | 31.4375 | 50.9171 | 1.5055 | 0.10416 | 0.59222 | 0 | 231.1194
Number of Customers/Connections
2009 Board Approved |  | 13512 | 827 | 72 | 2810 | 193 | 85 |  | 17499
2002 Actual |  | 12075 | 837 | 71 | 2107 | 177 | 0 |  | 15267
2003 Actual |  | 12299 | 852 | 72 | 2196 | 181 | 0 |  | 15600
2004 Actual |  | 12539 | 886 | 73 | 2309 | 183 | 0 |  | 15990
2005 Actual |  | 12748 | 907 | 72 | 2371 | 189 | 0 |  | 16287
2006 Actual |  | 12867 | 797 | 80 | 2371 | 189 | 90 |  | 16394
2007 Actual |  | 12991 | 819 | 71 | 2489 | 186 | 89 |  | 16645
2008 Actual |  | 13277 | 836 | 73 | 2588 | 186 | 84 |  | 17044
2009 Actual |  | 13533 | 855 | 72 | 2625 | 193 | 83 |  | 17361
2010 Actual |  | 13651 | 865 | 68 | 2685 | 201 | 82 |  | 17552
2011 Actual |  | 13779 | 896 | 67 | 2728 | 225 | 81 |  | 17776
2012 Bridge |  | 13982.5945 | 902.8071 | 66.5697 | 2807.4291 | 231.0794 | 79.311 |  | 18069.7908
2013 Test |  | 14189.1972 | 909.6659 | 66.1422 | 2889.1708 | 237.3232 | 77.6573 |  | 18369.1565
Table 3-4: Annual Usage per Customer/Connection by Rate Class
Year |  | Residential | GS<50 | GS>50 | Street Lighting | Sentinels | USL
Energy Usage per Customer/Connection (kWh per customer/connection)
2009 Board Approved |  | 11382.4748 | 37484.8851 | 555555.5556 | 569.395 | 518.1347 | 7058.8235
2002 Actual |  | 11485.0115 | 26624.6595 | 547243.3944 | 556.1875 | 748.3571
2003 Actual |  | 11983.369 | 29292.6749 | 538388.8333 | 431.0715 | 751.5138
2004 Actual |  | 11866.1776 | 30394.6885 | 497310.0959 | 536.4695 | 739.3333
2005 Actual |  | 12144.4984 | 31203.8953 | 553123.2639 | 617.1274 | 696.5238
2006 Actual |  | 11588.0898 | 34117.1568 | 497886.4375 | 609.666 | 697.7196 | 3241.9667
2007 Actual |  | 11445.6856 | 34753.873 | 553810.8451 | 601.0233 | 679.414 | 5839.2584
2008 Actual |  | 11294.767 | 33970.9103 | 620128.8434 | 592.6966 | 667.8044 | 6050.1786
2009 Actual |  | 11111.6365 | 32881.2082 | 659350.8085 | 600.7282 | 632.2337 | 5947.9518
2010 Actual |  | 10866.6293 | 33744.363 | 751893.6929 | 588.476 | 580.6105 | 6020.4878
2011 Actual |  | 10893.2513 | 34094.526 | 745099.7828 | 534.2263 | 489.9592 | 6040.8889
2012 Bridge |  | 10566.698 | 34194.2032 | 755041.2978 | 527.5675 | 463.6795 | 6786.6595
2013 Test |  | 10329.1889 | 34559.3421 | 769813.3862 | 521.0993 | 438.9 | 7626.073
Annual Growth Rate in Usage per Customer/Connection
2009 Board App. Vs. 2009 Actual |  | 2.437% | 14% | -15.74% | -5.216% | -18.05% | 18.68%
2002 Actual
2003 Actual |  | 4.339% | 10.02% | -1.618% | -22.5% | 0.4218%
2004 Actual |  | -0.978% | 3.762% | -7.63% | 24.45% | -1.621%
2005 Actual |  | 2.345% | 2.662% | 11.22% | 15.03% | -5.79%
2006 Actual |  | -4.582% | 9.336% | -9.986% | -1.209% | 0.1717%
2007 Actual |  | -1.229% | 1.866% | 11.23% | -1.418% | -2.624% | 80.11%
2008 Actual |  | -1.319% | -2.253% | 11.97% | -1.385% | -1.709% | 3.612%
2009 Actual |  | -1.621% | -3.208% | 6.325% | 1.355% | -5.327% | -1.69%
2010 Actual |  | -2.205% | 2.625% | 14.04% | -2.04% | -8.165% | 1.22%
2011 Actual |  | 0.245% | 1.038% | -0.9036% | -9.219% | -15.61% | 0.3389%
2012 Bridge |  | -2.998% | 0.2924% | 1.334% | -1.246% | -5.364% | 12.35%
2013 Test |  | -2.248% | 1.068% | 1.956% | -1.226% | -5.344% | 12.37%
Table 3-5: Statistcial Results
Statistic |  | Value
R Square |  | 97.57%
Adjusted R Square |  | 97.47%
F Test |  | 916.7457
T-stats by Coefficient
Heating Degree Days |  | 46.977
Cooling Degree Days |  | 16.3541
Number of Days in Month |  | 10.3894
Spring Fall Flag |  | -8.1438
Number of Customers - 3 Main Classes |  | 13.7778
Intercept |  | -8.7395
Table 3-6: Total System Purchases
Year |  | Actual | Predicted | % Difference
Purchased Energy (GWh)
2002 |  | 229.9528 | 231.4019 | 0.6302%
2003 |  | 234.4808 | 234.0829 | -0.1697%
2004 |  | 234.4126 | 232.6729 | -0.7421%
2005 |  | 242.6873 | 243.3916 | 0.2902%
2006 |  | 234.3989 | 234.0833 | -0.1346%
2007 |  | 241.1546 | 241.9531 | 0.3311%
2008 |  | 245.623 | 243.4258 | -0.8946%
2009 |  | 247.2392 | 246.6728 | -0.2291%
2010 |  | 250.2394 | 247.8419 | -0.9581%
2011 |  | 246.7582 | 251.4206 | 1.889%
2012 Weather Normal |  |  | 254.0279
2013 Weather Normal |  |  | 256.1946
2013 Weather Normal - 20 year trend |  |  | 256.123
Table 3-7: Historical Customer/Connection Data
Year |  | Residential | GS<50 | GS>50 | Street Lighting | Sentinels | USL | Total
Number of Customers/Connections
2002 |  | 12075 | 837 | 71 | 2107 | 177 | 0 | 15267
2003 |  | 12299 | 852 | 72 | 2196 | 181 | 0 | 15600
2004 |  | 12539 | 886 | 73 | 2309 | 183 | 0 | 15990
2005 |  | 12748 | 907 | 72 | 2371 | 189 | 0 | 16287
2006 |  | 12867 | 797 | 80 | 2371 | 189 | 90 | 16394
2007 |  | 12991 | 819 | 71 | 2489 | 186 | 89 | 16645
2008 |  | 13277 | 836 | 73 | 2588 | 186 | 84 | 17044
2009 |  | 13533 | 855 | 72 | 2625 | 193 | 83 | 17361
2010 |  | 13651 | 865 | 68 | 2685 | 201 | 82 | 17552
2011 |  | 13779 | 896 | 67 | 2728 | 225 | 81 | 17776
Table 3-8: Growth Rate in Customer/Connections
Year |  | Residential | GS<50 | GS>50 | Street Lighting | Sentinels | USL
Growth Rate in Customers/Connections
2002
2003 |  | 1.855% | 1.792% | 1.408% | 4.224% | 2.26%
2004 |  | 1.951% | 3.991% | 1.389% | 5.146% | 1.105%
2005 |  | 1.667% | 2.37% | -1.37% | 2.685% | 3.279%
2006 |  | 0.9335% | -12.13% | 11.11% | 0% | 0%
2007 |  | 0.9637% | 2.76% | -11.25% | 4.977% | -1.587% | -1.111%
2008 |  | 2.202% | 2.076% | 2.817% | 3.978% | 0% | -5.618%
2009 |  | 1.928% | 2.273% | -1.37% | 1.43% | 3.763% | -1.19%
2010 |  | 0.8719% | 1.17% | -5.556% | 2.286% | 4.145% | -1.205%
2011 |  | 0.9377% | 3.584% | -1.471% | 1.601% | 11.94% | -1.22%
Geometric Mean |  | 1.478% | 0.7597% | -0.6422% | 2.912% | 2.702% | -2.085%
Table 3-9: Customer/Connection Forecast
Year |  | Residential | GS<50 | GS>50 | Street Lighting | Sentinels | USL | Total
Forecast Number of Customers/Connections
2012 |  | 13982.5945 | 902.8071 | 66.5697 | 2807.4291 | 231.0794 | 79.311 | 18069.7908
2013 |  | 14189.1972 | 909.6659 | 66.1422 | 2889.1708 | 237.3232 | 77.6573 | 18369.1565
Table 3-10: Historical Annual Usage per Customer
Year |  | Residential | GS<50 | GS>50 | Street Lighting | Sentinels | USL | Hydro One Load Transfers
Annual kWh Usage Per Customer/Connection
2002 |  | 11485.0115 | 26624.6595 | 547243.3944 | 556.1875 | 748.3571 | 0 | 1102713.6
2003 |  | 11983.369 | 29292.6749 | 538388.8333 | 431.0715 | 751.5138 | 0 | 1654070.4
2004 |  | 11866.1776 | 30394.6885 | 497310.0959 | 536.4695 | 739.3333 | 0 | 1240552.8
2005 |  | 12144.4984 | 31203.8953 | 553123.2639 | 617.1274 | 696.5238 | 0 | 1459018
2006 |  | 11588.0898 | 34117.1568 | 497886.4375 | 609.666 | 697.7196 | 3241.9667 | 1386067.1
2007 |  | 11445.6856 | 34753.873 | 553810.8451 | 601.0233 | 679.414 | 5839.2584 | 1135841.4
2008 |  | 11294.767 | 33970.9103 | 620128.8434 | 592.6966 | 667.8044 | 6050.1786 | 1040152.96
2009 |  | 11111.6365 | 32881.2082 | 659350.8085 | 600.7282 | 632.2337 | 5947.9518 | 981974.602
2010 |  | 10866.6293 | 33744.363 | 751893.6929 | 588.476 | 580.6105 | 6020.4878 | 1001806.84
2011 |  | 10893.2513 | 34094.526 | 745099.7828 | 534.2263 | 489.9592 | 6040.8889 | 951716.498
Table 3-11: Growth Rate in Usage Per Customer/Connection
Year |  | Residential | GS<50 | GS>50 | Street Lighting | Sentinels | USL | Hydro One Load Transfers
Growth Rate in Customer/Connection
2002
2003 |  | 4.339% | 10.02% | -1.618% | -22.5% | 0.4218% |  | 50%
2004 |  | -0.978% | 3.762% | -7.63% | 24.45% | -1.621% |  | -25%
2005 |  | 2.345% | 2.662% | 11.22% | 15.03% | -5.79% |  | 17.61%
2006 |  | -4.582% | 9.336% | -9.986% | -1.209% | 0.1717% |  | -5%
2007 |  | -1.229% | 1.866% | 11.23% | -1.418% | -2.624% | 80.11% | -18.05%
2008 |  | -1.319% | -2.253% | 11.97% | -1.385% | -1.709% | 3.612% | -8.424%
2009 |  | -1.621% | -3.208% | 6.325% | 1.355% | -5.327% | -1.69% | -5.593%
2010 |  | -2.205% | 2.625% | 14.04% | -2.04% | -8.165% | 1.22% | 2.02%
2011 |  | 0.245% | 1.038% | -0.9036% | -9.219% | -15.61% | 0.3389% | -5%
Geometric Mean |  | -0.586% | 2.786% | 3.489% | -0.4466% | -4.597% | 13.26% | -1.623%
Table 3-12: Forecast Annual kWh Usage per Customer/Connection
Year |  | Residential | GS<50 | GS>50 | Street Lighting | Sentinels | USL | Hydro One Load Transfers
Forecast Annual kWh Usage per Customers/Connection
2012 |  | 10829.4117 | 35044.3538 | 771093.5908 | 531.8404 | 467.4349 | 6841.6257 | 936270.7848
2013 |  | 10765.9463 | 36020.6426 | 797994.2277 | 529.4651 | 445.9461 | 7748.5023 | 921075.7451
Table 3-13: Non-normalized Weather Billed Energy Forecast
Year |  | Residential | GS<50 | GS>50 | Street Lighting | Sentinels | USL | Hydro One Load Transfers | Total
NON-normalized Weather Billed Energy Forecast (GWh)
2012 (Not Normalized) |  | 151.4233 | 31.6383 | 51.3315 | 1.4931 | 0.10801 | 0.54262 | 0.93627 | 237.473
2013 (Not Normalized) |  | 152.7601 | 32.7667 | 52.7811 | 1.5297 | 0.10583 | 0.60173 | 0.92108 | 241.4663
Table 3-14: Weather Sensitivity by Rate Class
|  | Residential | GS<50 | GS>50 | Street Lighting | Sentinels | USL | Hydro One Load Transfers
Weather Sensitivity
|  | 82.5% | 82.5% | 65% | 0% | 0% | 0% | 0%
Table 3-15: Average Net to Gross Percentage
|  |  | OPA 2006-2010 Final CDM Results (Gross) | OPA 2006-2010 Final CDM Results (Net) | # Difference | % Difference of Net
|  | 2006 | 1644593.0165 | 1472589.1817 | 172003.8348 | 11.68%
|  | 2007 | 4964101.0883 | 2455328.8262 | 2508772.2621 | 102.2%
|  | 2008 | 5013598.2927 | 3143863.0678 | 1869735.2249 | 59.47%
|  | 2009 | 7236398.8691 | 4589194.1661 | 2647204.7031 | 57.68%
|  | 2010 | 6830132.2485 | 4029539.6024 | 2800592.6461 | 69.5%
|  | 2011 | 6668005.1079 | 3859190.3683 | 2808814.7395 | 72.78%
|  | 2012 | 6394406.2921 | 3742775.6197 | 2651630.6725 | 70.85%
|  | 2013 | 6307311.1246 | 3698821.8318 | 2608489.2928 | 70.52%
|  | Total | 45058546.0396 | 26991302.664 | 18067243.3756 | 66.94%
Table 3-16: Schedule to Achieve 4 Year kWh CDM Target
4 Year 2011 to 2014 kWh target
9200000
|  | 2011 | 2012 | 2013 | 2014 | Total
| 2011 Programs | 6.44% | 6.44% | 6.44% | 6.44% | 25.76%
| 2012 Programs |  | 12.37% | 12.37% | 12.37% | 37.12%
| 2013 Programs |  |  | 12.37% | 12.37% | 24.75%
| 2014 Programs |  |  |  | 12.37% | 12.37%
|  | 6.44% | 18.81% | 31.19% | 43.56% | 100%
kWh
| 2011 Programs | 592453.68 | 592453.68 | 592453.68 | 592453.68 | 2369814.72
| 2012 Programs |  | 1138364.2133 | 1138364.2133 | 1138364.2133 | 3415092.64
| 2013 Programs |  |  | 1138364.2133 | 1138364.2133 | 2276728.4267
| 2014 Programs |  |  |  | 1138364.2133 | 1138364.2133
|  | 592453.68 | 1730817.8933 | 2869182.1067 | 4007546.32 | 9200000
Table 3-17: 2013 Expected Savings for LRAM Variance Account
|  | Residential | GS<50 | GS>50 | Street Lighting | Sentinels | USL | Total
| kWh | 1822096.5784 | 390836.1492 | 629563.5395 | 18246.1768 | 1262.3619 | 7177.3008 | 2869182.1067
| kW where applicable |  |  | 1811.1451 | 53.3269 | 3.5069 |  | 1867.9789
Table 3-18: Alignment of Non-normal to Weather Normal Forecast
Year |  | Residential | GS<50 | GS>50 | Street Lighting | Sentinels | USL | Hydro One Load Transfers | Total
Non-normalized Weather Billed Energy Forecast (GWh)
2012 Non-Normalized Bridge |  | 151.4233 | 31.6383 | 51.3315 | 1.4931 | 0.10801 | 0.54262 | 0.93627 | 237.473
2013 Non-Normalized Test |  | 152.7601 | 32.7667 | 52.7811 | 1.5297 | 0.10583 | 0.60173 | 0.92108 | 241.4663
Weather Adjustment (GWh)
2012 |  | -2.4569 | -0.51334 | -0.6562 | 0 | 0 | 0 | 0 | -3.6264
2013 |  | -3.7836 | -0.81157 | -1.03 | 0 | 0 | 0 | 0 | -5.6251
Hydro One Load Tranfer Adjustment (GWh)
2012
2013 | [7 empty] | -0.92108 | -0.92108
CDM Adjustment (GWh)
2012 |  | -1.2165 | -0.25418 | -0.4124 | -0.011996 | -0.0008678 | -0.0043594 | 0 | -1.9004
2013 |  | -2.4137 | -0.51773 | -0.83396 | -0.02417 | -0.0016722 | -0.0095075 | 0 | -3.8007
Weather Normalized Billed Energy Forecast (GWh)
2012 Normalized Bridge |  | 147.7499 | 30.8708 | 50.2629 | 1.4811 | 0.10715 | 0.53826 | 0.93627 | 231.9463
2013 Normalized Test |  | 146.5629 | 31.4375 | 50.9171 | 1.5055 | 0.10416 | 0.59222 | 0 | 231.1194
Table 3-19: Historical Annual kW per Applicable Rate Class
Year |  | GS>50 | Street Lighting | Sentinels | Total
Billed Annual kW
2002 |  | 88877.8111 | 3254.6028 | 367.845 | 92500.2589
2003 |  | 118748 | 3639 | 378 | 122765
2004 |  | 112828 | 3745 | 375.825 | 116948.825
2005 |  | 115611 | 3909 | 365.225 | 119885.225
2006 |  | 118310 | 4014 | 367 | 122691
2007 |  | 116956 | 4153 | 351 | 121460
2008 |  | 134692.85 | 4260.83 | 345.0323 | 139298.7123
2009 |  | 136122.29 | 4370.32 | 338.9475 | 140831.5575
2010 |  | 144502.21 | 4389.05 | 324.1742 | 149215.4342
2011 |  | 139425.36 | 4416 | 306.3189 | 144147.6789
Table 3-20: Historical kW/KWh Ratio per Applicable Rate Class
Year |  | GS>50 | Street Lighting | Sentinels
Ratio of kW to kWh
2002 |  | 0.2287% | 0.2777% | 0.2777%
2003 |  | 0.3063% | 0.3844% | 0.2779%
2004 |  | 0.3108% | 0.3023% | 0.2778%
2005 |  | 0.2903% | 0.2672% | 0.2774%
2006 |  | 0.297% | 0.2777% | 0.2783%
2007 |  | 0.2974% | 0.2776% | 0.2778%
2008 |  | 0.2975% | 0.2778% | 0.2778%
2009 |  | 0.2867% | 0.2771% | 0.2778%
2010 |  | 0.2826% | 0.2778% | 0.2778%
2011 |  | 0.2793% | 0.303% | 0.2779%
Average 2002 to 2011 |  | 0.2877% | 0.2923% | 0.2778%
Table 3-21: kW Forecast by Applicable Rate Class
Year |  | GS>50 | Street Lighting | Sentinels | Total
Predicted Billed kW
2012 Normalized Bridge |  | 144597.5744 | 4328.741 | 297.6608 | 149223.9762
2013 Normalized Test |  | 146479.7493 | 4400.1601 | 289.3664 | 151169.2758
Table 3-22: Summary of Forecast
|  | 2009 Board Approved | 2009 Actual | 2010 Actual | 2011 Actual | 2012 Weather Normalized Bridge | 2013 Weather Normalized Test
ACTUAL AND PREDICTED KWH PURCHASES
Actual kWh Purchases |  |  | 247239189.2 | 250239378.8 | 246758167.2
Predicted kWh Purchases |  |  | 246672819.6049 | 247841894.2826 | 251420561.4636 | 254027867.8394 | 256194557.7385
% Difference of actual and predicted purchases |  |  | -0.2291% | -0.9581% | 1.889%
BILLING DETERMINANTS BY CLASS
Residential
Customers |  | 13512 | 13533 | 13651 | 13779 | 13982.5945 | 14189.1972
kWh |  | 153846698 | 150373777 | 148340356.23 | 150098109.57 | 147749853.4129 | 146562898.0275
GS<50
Customers |  | 827 | 855 | 865 | 896 | 902.8071 | 909.6659
kWh |  | 31019894 | 28113433 | 29188874 | 30548695.32 | 30870768.9622 | 31437454.723
GS>50
Customers |  | 72 | 72 | 68 | 67 | 66.5697 | 66.1422
kWh |  | 39978179 | 47473258.21 | 51128771.12 | 49921685.45 | 50262876.2875 | 50917130.1963
kW |  | 115534 | 136122.29 | 144502.21 | 139425.36 | 144597.5744 | 146479.7493
Sentinels
Connections |  | 193 | 193 | 201 | 225 | 231.0794 | 237.3232
kWh |  | 123512 | 122021.1 | 116702.72 | 110240.82 | 107146.8044 | 104161.1322
kW |  | 344 | 338.9475 | 324.1742 | 306.3189 | 297.6608 | 289.3664
Street Lighting
Connections |  | 2810 | 2625 | 2685 | 2728 | 2807.4291 | 2889.1708
kWh |  | 1652371 | 1576911.6 | 1580058 | 1457369.41 | 1481108.3764 | 1505544.8849
kW |  | 4924 | 4370.32 | 4389.05 | 4416 | 4328.741 | 4400.1601
USL
Connections |  | 85 | 83 | 82 | 81 | 79.311 | 77.6573
kWh |  | 562039 | 493680 | 493680 | 489312 | 538256.8715 | 592219.8774
Hydro One Load Transfers |  |  | 981974.602 | 1001806.84 | 951716.498 | 936270.7848 | -0.25486
kWh
Customer/Connections |  | 17499 | 17361 | 17552 | 17776 | 18069.7908 | 18369.1565
kWh |  | 227182693 | 229135055.512 | 231850248.91 | 233577129.068 | 231946281.4998 | 231119408.5864
kW from applicable classes |  | 120802 | 140831.5575 | 149215.4342 | 144147.6789 | 149223.9762 | 151169.2758

## Summary
Innisfil Hydro Forecast for 2013 Rate Application
| 2002 Actual | 2003 Actual | 2004 Actual | 2005 Actual | 2006 Actual | 2007 Actual | 2008 Actual | 2009 Actual | 2010 Actual | 2011 Actual | 2012 Weather Normal | 2013 Weather Normal | 2013 Rate Class Specific (WN - Res and GS<50kW)
Actual kWh Purchases | 229952804.31 | 234480796 | 234412600 | 242687327.8302 | 234398898.7 | 241154636.1 | 245623027.8 | 247239189.2 | 250239378.8 | 246758167.2
Predicted kWh Purchases | 231401930.835 | 234082855.7803 | 232672948.2208 | 243391567.2734 | 234083312.8305 | 241953147.3509 | 243425788.2981 | 246672819.6049 | 247841894.2826 | 251420561.4636 | 254027867.8394 | 256194557.7385
% Difference | 0.6302% | -0.1697% | -0.7421% | 0.2902% | -0.1346% | 0.3311% | -0.8946% | -0.2291% | -0.9581% | 1.889%
Billed kWh | 202227694.8 | 213841537.4 | 214637890.8 | 225998743 | 219381471.1 | 219752747.4 | 226836185.95 | 229135055.512 | 231850248.91 | 233577129.068 | 231946281.4998 | 231119408.5864 | 229513316.3107
By Class
Residential
Customers | 12075 | 12299 | 12539 | 12748 | 12867 | 12991 | 13277 | 13533 | 13651 | 13779 | 13982.5945 | 14189.1972 | 14189.1972
kWh | 138681514 | 147383455 | 148790001 | 154818065 | 149103951 | 148690902 | 149960621 | 150373777 | 148340356.23 | 150098109.57 | 147749853.4129 | 146562898.0275 | 146329876.5298
GS<50
Customers | 837 | 852 | 886 | 907 | 797 | 819 | 836 | 855 | 865 | 896 | 902.8071 | 909.6659 | 909.6659
kWh | 22284840 | 24957359 | 26929694 | 28301933 | 27191374 | 28463422 | 28399681 | 28113433 | 29188874 | 30548695.32 | 30870768.9622 | 31437454.723 | 29061346.3342
GS>50
Customers | 71 | 72 | 73 | 72 | 80 | 71 | 73 | 72 | 68 | 67 | 66.5697 | 66.1422 | 66.1422
kWh | 38854281 | 38763996 | 36303637 | 39824875 | 39830915 | 39320570 | 45269405.57 | 47473258.21 | 51128771.12 | 49921685.45 | 50262876.2875 | 50917130.1963 | 51921263.4204
kW | 88877.8111 | 118748 | 112828 | 115611 | 118310 | 116956 | 134692.85 | 136122.29 | 144502.21 | 139425.36 | 144597.5744 | 146479.7493 | 149368.4664
Sentinels
Connections | 177 | 181 | 183 | 189 | 189 | 186 | 186 | 193 | 201 | 225 | 231.0794 | 237.3232 | 237.3232
kWh | 132459.2 | 136024 | 135298 | 131643 | 131869 | 126371 | 124211.62 | 122021.1 | 116702.72 | 110240.82 | 107146.8044 | 104161.1322 | 104109.3047
kW | 367.845 | 378 | 375.825 | 365.225 | 367 | 351 | 345.0323 | 338.9475 | 324.1742 | 306.3189 | 297.6608 | 289.3664 | 289.2224
Streetlights
Connections | 2107 | 2196 | 2309 | 2371 | 2371 | 2489 | 2588 | 2625 | 2685 | 2728 | 2807.4291 | 2889.1708 | 2889.1708
kWh | 1171887 | 946633 | 1238708 | 1463209 | 1445518 | 1495947 | 1533898.8 | 1576911.6 | 1580058 | 1457369.41 | 1481108.3764 | 1505544.8849 | 1504795.7702
kW | 3254.6028 | 3639 | 3745 | 3909 | 4014 | 4153 | 4260.83 | 4370.32 | 4389.05 | 4416 | 4328.741 | 4400.1601 | 4397.9707
USL
Connections | 0 | 0 | 0 | 0 | 90 | 89 | 84 | 83 | 82 | 81 | 79.311 | 77.6573 | 77.6573
kWh | 0 | 0 | 0 | 0 | 291777 | 519694 | 508215 | 493680 | 493680 | 489312 | 538256.8715 | 592219.8774 | 591925.2063
Hydro One Load Transfers
kWh | 1102713.6 | 1654070.4 | 1240552.8 | 1459018 | 1386067.1 | 1135841.4 | 1040152.96 | 981974.602 | 1001806.84 | 951716.498 | 936270.7848 | -0.25486 | -0.25486
Total of Above
Customer/Connections | 15267 | 15600 | 15990 | 16287 | 16394 | 16645 | 17044 | 17361 | 17552 | 17776 | 18069.7908 | 18369.1565 | 18369.1565
kWh | 202227694.8 | 213841537.4 | 214637890.8 | 225998743 | 219381471.1 | 219752747.4 | 226836185.95 | 229135055.512 | 231850248.91 | 233577129.068 | 231946281.4998 | 231119408.5864 | 229513316.3107
kW from applicable classes | 92500.2589 | 122765 | 116948.825 | 119885.225 | 122691 | 121460 | 139298.7123 | 140831.5575 | 149215.4342 | 144147.6789 | 149223.9762 | 151169.2758 | 154055.6595
Total from Model
Customer/Connections | 15267 | 15600 | 15990 | 16287 | 16394 | 16645 | 17044 | 17361 | 17552 | 17776 | 18069.7908 | 18369.1565 | 18369.1565
kWh | 202227694.8 | 213841537.4 | 214637890.8 | 225998743 | 219381471.1 | 219752747.4 | 226836185.95 | 229135055.512 | 231850248.91 | 233577129.068 | 231946281.4998 | 231119408.5864 | 229513316.3107
kW from applicable classes | 92500.2589 | 122765 | 116948.825 | 119885.225 | 122691 | 121460 | 139298.7123 | 140831.5575 | 149215.4342 | 144147.6789 | 149223.9762 | 151169.2758 | 154055.6595
231010010.715
Check should all be zero
Customer/Connections | 0 | 0 | 0 | 0 | 0 | 0 | 0 | 0 | 0 | 0 | 0 | 0 | 0
kWh | 0 | 0 | 0 | 0 | 0 | 0 | 0 | 0 | 0 | 0 | 0 | 0 | 0
kW from applicable classes | 0 | 0 | 0 | 0 | 0 | 0 | 0 | 0 | 0 | 0 | 0 | 0 | 0
| 2002 | 2003 | 2004 | 2005 | 2006 | 2007 | 2008 | 2009 | 2010 | 2011
Actual | 229952.8043 | 234480.796 | 234412.6 | 242687.3278 | 234398.8987 | 241154.6361 | 245623.0278 | 247239.1892 | 250239.3788 | 246758.1672
Predicted | 231401.9308 | 234082.8558 | 232672.9482 | 243391.5673 | 234083.3128 | 241953.1474 | 243425.7883 | 246672.8196 | 247841.8943 | 251420.5615
Total customers for appendix 2-L | 12983 | 13223 | 13498 | 13727 | 13744 | 13881 | 14186 | 14460 | 14584 | 14742 | 14951.9713 | 15165.0053 | 15165.0053

## Stats Sum
Innisfil Hydro Forecast for 2013 Rate Application
| Power Purchased |  | Residential
R Square | 97.57% |  | 97.35%
Adjusted R Square | 97.47% |  | 97.2%
| Coefficients | t Stat |  | Coefficients | t Stat
Intercept | -17443142.7572 | -8.7395 | Intercept | -2622940.2977 | -1.5238
Heating Degree Days | 13944.8433 | 46.977 | Heating Degree Days | 10248.0798 | 33.8851
Cooling Degree Days | 27827.6067 | 16.3541 | Cooling Degree Days | 19541.7457 | 10.7718
Number of Days in Month | 593130.7971 | 10.3894 | Spring Fall Flag | -850720.0978 | -6.632
Spring Fall Flag | -1023894.429 | -8.1438 | Number of Days in Month | 385923.9046 | 6.7375
Number of Customers - 3 Main Classes | 1059.4144 | 13.7778
| GS < 50 kW |  | GS > 50 kW
R Square | 78.47% |  | 8.126%
Adjusted R Square | 76.84% |  | 2.641%
| Coefficients | t Stat |  | Coefficients | t Stat
Intercept | -946949.8611 | -1.7645 | Intercept | 497646.6504 | 0.26983
Heating Degree Days | 790.9835 | 10.4161 | Heating Degree Days | 481.3367 | 1.5611
Cooling Degree Days | 2794.1619 | 6.141 | Cooling Degree Days | 909.0793 | 0.49912
Spring Fall Flag | -64003.3203 | -1.9857 | Number of Days in Month | 102362.1096 | 1.6734
Number of Days in Month | 65145.3552 | 4.5354 | Spring Fall Flag | 35740.8573 | 0.26839
Number of Customers | 1247.0193 | 3.3133

## Purchased Power Model
Innisfil Hydro Forecast for 2013 Rate Application | [6 empty] | Not Used
| Purchased | Heating Degree Days | Cooling Degree Days | Number of Days in Month | Spring Fall Flag | Number of Customers - 3 Main Classes | CDM Activity | Ontario Real GDP Monthly % | Predicted Purchases | Variances (kWh) | % Variance | SUMMARY OUTPUT
2002-01-19 | 22119629 | 572.2 | 0 | 31 | 0 | 12928 | 0 | 121.5045 | 22619260.2447
2002-02-21 | 20006640 | 540.2 | 0 | 28 | 0 | 12847 | 0 | 121.8637 | 20307820.3028 |  |  | Regression Statistics
2002-03-26 | 20650604 | 545.6 | 0 | 31 | 1 | 12951 | 0 | 122.224 | 21248799.5133 |  |  | Multiple R | 98.78%
2002-04-28 | 17267599 | 329.5 | 8.3 | 30 | 1 | 12956 | 0 | 122.5853 | 17878454.2774 |  |  | R Square | 97.57%
2002-05-31 | 17046489 | 227.5 | 7.8 | 31 | 1 | 12956 | 0 | 122.9477 | 17035297.2503 |  |  | Adjusted R Square | 97.47%
2002-06-01 | 16519857 | 36.2 | 70 | 30 | 0 | 12983 | 0 | 123.3112 | 16557893.6752 |  |  | Standard Error | 492854.1453
2002-07-03 | 19592994 | 0 | 192.4 | 31 | 0 | 13015 | 0 | 123.6758 | 20086221.4623 |  |  | Observations | 120
2002-08-05 | 18262722 | 0.2 | 142.7 | 31 | 0 | 13031 | 0 | 124.0414 | 18722929.0081
2002-09-07 | 16184889 | 21.8 | 87.6 | 30 | 1 | 13047 | 0 | 124.4081 | 15890761.8993 |  |  | ANOVA
2002-10-10 | 18054189 | 292.2 | 10 | 31 | 1 | 13084 | 0 | 124.7759 | 18134354.3882 |  |  |  | df | SS | MS | F | Significance F
2002-11-12 | 20152102.31 | 445 | 0 | 30 | 1 | 13106 | 0 | 125.1448 | 19417026.7028 |  |  | Regression | 5 | 1.1134e+15 | 2.2268e+14 | 916.7457 | 2.848e-90
2002-12-15 | 24095090 | 619.4 | 0 | 31 | 0 | 13141 | 0 | 125.5147 | 23503112.1105 |  |  | Residual | 114 | 2.7691e+13 | 242905208545.0661
2003-01-01 | 26337081 | 814.5 | 0 | 31 | 0 | 13161 | 0 | 125.6602 | 26244939.3338 |  |  | Total | 119 | 1.1411e+15
2003-02-01 | 23542374 | 699 | 0 | 28 | 0 | 13181 | 0 | 125.8059 | 22876105.8239
2003-03-01 | 22443297 | 581.1 | 0 | 31 | 1 | 13194 | 0 | 125.9518 | 22001279.143 |  |  |  | Coefficients | Standard Error | t Stat | P-value | Lower 95% | Upper 95%
2003-04-01 | 18675852 | 372.5 | 2.4 | 30 | 1 | 13214 | 0 | 126.0978 | 18587228.5682 |  |  | Intercept | -17443142.7572 | 1995906.1863 | -8.7395 | 2.3488e-14 | -21397017.4119 | -13489268.1025 | Heating Degree Days | Cooling Degree Days | Number of Days in Month | Spring Fall Flag | Number of Customers - 3 Main Classes
2003-05-01 | 16161438 | 177.9 | 0 | 31 | 1 | 13225 | 0 | 126.2439 | 16411560.153 |  |  | Heating Degree Days | 13944.8433 | 296.8441 | 46.977 | 1.928e-76 | 13356.7975 | 14532.8892 | 100%
2003-06-01 | 16030617 | 43.4 | 52.9 | 30 | 0 | 13223 | 0 | 126.3903 | 16436703.9208 |  |  | Cooling Degree Days | 27827.6067 | 1701.5694 | 16.3541 | 1.1202e-31 | 24456.811 | 31198.4024 | -68.18% | 100%
2003-07-01 | 17815329 | 0.2 | 118.3 | 31 | 0 | 13244 | 0 | 126.5368 | 18269590.6649 |  |  | Number of Days in Month | 593130.7971 | 57089.8481 | 10.3894 | 3.4144e-18 | 480036.2514 | 706225.3428 | -18.36% | 20.39% | 100%
2003-08-01 | 17334894 | 2 | 128 | 31 | 0 | 13264 | 0 | 126.6835 | 18585807.4552 |  |  | Spring Fall Flag | -1023894.429 | 125727.0959 | -8.1438 | 5.4003e-13 | -1272958.8296 | -774830.0284 | -8.36% | -42.88% | 8.091% | 100%
2003-09-01 | 15290001 | 54.9 | 24 | 30 | 1 | 13286 | 0 | 126.8304 | 14835700.4619 |  |  | Number of Customers - 3 Main Classes | 1059.4144 | 76.8927 | 13.7778 | 5.0841e-26 | 907.0905 | 1211.7383 | -4.673% | -2.846% | 2.874% | 2.665% | 100%
2003-10-01 | 17925927 | 276 | 0 | 31 | 1 | 13327 | 0 | 126.9774 | 17887609.5502
2003-11-01 | 19568559 | 398.5 | 0 | 30 | 1 | 13340 | 0 | 127.1246 | 19016494.4493
2003-12-01 | 23355427 | 561.5 | 0 | 31 | 0 | 13362 | 0 | 127.272 | 22929836.2561
2004-01-01 | 27645690 | 849.1 | 0 | 31 | 0 | 13405 | 0 | 127.5341 | 26985928.0189
2004-02-01 | 22842144 | 631.7 | 0 | 29 | 0 | 13415 | 0 | 127.7968 | 22778651.6259
2004-03-01 | 21475552 | 487.3 | 0 | 31 | 1 | 13436 | 0 | 128.0601 | 20949631.1143 |  |  | Multiple R | 98.78%
2004-04-01 | 17912215 | 331.5 | 0 | 30 | 1 | 13455 | 0 | 128.3238 | 18204022.5975 |  |  | R Square | 97.58%
2004-05-01 | 16456492 | 158.9 | 8.6 | 31 | 1 | 13471 | 0 | 128.5882 | 16646541.4813 |  |  | Adjusted R Square | 97.45%
2004-06-01 | 15766963 | 44.2 | 31.6 | 30 | 0 | 13498 | 0 | 128.853 | 16146470.7237 |  |  | Standard Error | 494549.692
2004-07-01 | 17509022 | 3.6 | 86.4 | 31 | 0 | 13510 | 0 | 129.1184 | 17711106.7003 |  |  | Observations | 120
2004-08-01 | 17156978 | 12.8 | 59.6 | 31 | 0 | 13525 | 0 | 129.3844 | 17109510.6152
2004-09-01 | 16118218 | 30 | 41.2 | 30 | 1 | 13556 | 0 | 129.6509 | 15253150.5768 |  |  | ANOVA
2004-10-01 | 17179546 | 226.3 | 1.5 | 31 | 1 | 13575 | 0 | 129.918 | 17499027.0091 |  |  |  | df | SS | MS | F | Significance F
2004-11-01 | 19264875 | 379.1 | 0 | 30 | 1 | 13609 | 0 | 130.1856 | 19030946.9531 |  |  | Regression | 6 | 1.1135e+15 | 1.8558e+14 | 758.7619 | 8.1411e-89
2004-12-01 | 25084905 | 643.4 | 0 | 31 | 0 | 13632 | 0 | 130.4538 | 24357960.8048 |  |  | Residual | 113 | 2.7637e+13 | 244579397881.2653
2005-01-01 | 27046364.4704 | 770 | 0 | 31 | 0 | 13643 | 0 | 130.7437 | 26135031.5298 |  |  | Total | 119 | 1.1411e+15
2005-02-01 | 22591240.2232 | 616.4 | 0 | 28 | 0 | 13652 | 0 | 131.0343 | 22223245.9306
2005-03-01 | 22726877.1378 | 608.6 | 0 | 31 | 1 | 13665 | 0 | 131.3255 | 22883746.5016 |  |  |  | Coefficients | Standard Error | t Stat | P-value | Lower 95% | Upper 95%
2005-04-01 | 17649090.602 | 306.8 | 0 | 30 | 1 | 13678 | 0 | 131.6174 | 18095834.3707 |  |  | Intercept | -18464357.5886 | 3040161.0908 | -6.0735 | 1.7228e-08 | -24487464.8388 | -12441250.3384
2005-05-01 | 16489823.1564 | 189.4 | 0.8 | 31 | 1 | 13691 | 0 | 131.91 | 17087875.0317 |  |  | Heating Degree Days | 13938.978 | 298.2064 | 46.7427 | 9.3136e-76 | 13348.1773 | 14529.7787
2005-06-01 | 18724231.911 | 8.9 | 146.3 | 30 | 0 | 13727 | 0 | 132.2031 | 19088650.1314 |  |  | Cooling Degree Days | 27788.5644 | 1709.9108 | 16.2515 | 2.3914e-31 | 24400.9227 | 31176.206
2005-07-01 | 20388287.7132 | 0 | 188.7 | 31 | 0 | 13742 | 0 | 132.497 | 20753453.562 |  |  | Number of Days in Month | 592738.9147 | 57288.955 | 10.3465 | 4.7155e-18 | 479239.1658 | 706238.6636
2005-08-01 | 18991999.5496 | 0.2 | 140.7 | 31 | 0 | 13774 | 0 | 132.7915 | 19454418.6692 |  |  | Spring Fall Flag | -1026530.8279 | 126363.1128 | -8.1237 | 6.287e-13 | -1276878.9371 | -776182.7188
2005-09-01 | 16294844.9818 | 22.6 | 52.1 | 30 | 1 | 13777 | 0 | 133.0866 | 15687410.2241 |  |  | Number of Customers - 3 Main Classes | 1137.5876 | 190.6262 | 5.9676 | 2.8261e-08 | 759.9226 | 1515.2525
2005-10-01 | 17508332.9058 | 220.2 | 7.6 | 31 | 1 | 13783 | 0 | 133.3824 | 17804070.0538 |  |  | CDM Activity | -0.30732 | 0.68738 | -0.4471 | 0.65566 | -1.6691 | 1.0545
2005-11-01 | 19503982.8918 | 388.4 | 0 | 30 | 1 | 13782 | 0 | 133.6789 | 19343912.6816
2005-12-01 | 24772252.2872 | 665.3 | 0 | 31 | 0 | 13793 | 0 | 133.976 | 24833918.587
2006-01-01 | 23275097 | 551.8 | 0 | 31 | 0 | 13803 | 18879.3485 | 134.252 | 23261773.0114
2006-02-01 | 21949172.8 | 604.3 | 0 | 28 | 0 | 13808 | 37758.697 | 134.5285 | 22219781.9673
2006-03-01 | 22008625.1 | 516.6 | 0 | 31 | 1 | 13817 | 56638.0454 | 134.8056 | 21761851.8979
2006-04-01 | 17506649 | 293.3 | 0 | 30 | 1 | 13833 | 75517.3939 | 135.0833 | 18071788.2125
2006-05-01 | 16720482.4 | 136.9 | 26 | 31 | 1 | 13832 | 94396.7424 | 135.3615 | 17206403.8706
2006-06-01 | 17643644.8 | 19.5 | 73.6 | 30 | 0 | 13744 | 113276.0909 | 135.6404 | 17231408.5085
2006-07-01 | 20377984.8 | 0 | 167.3 | 31 | 0 | 13764 | 132155.4394 | 135.9198 | 20181249.8949
2006-08-01 | 18444800.6 | 4.2 | 101.6 | 31 | 0 | 13786 | 151034.7879 | 136.1997 | 18434851.5932
2006-09-01 | 15835529.3 | 80.9 | 12.9 | 30 | 1 | 13796 | 169914.1363 | 136.4803 | 15429681.2815
2006-10-01 | 18304413.9 | 288.3 | 1.1 | 31 | 1 | 13814 | 188793.4848 | 136.7614 | 18605676.2872
2006-11-01 | 19538670.8 | 382.2 | 0 | 30 | 1 | 13635 | 207672.8333 | 137.0431 | 19101720.7409
2006-12-01 | 22793828.2 | 500.5 | 0 | 31 | 0 | 13832 | 226552.1818 | 137.3254 | 22577125.5646
2007-01-01 | 24279309.5 | 647.1 | 0 | 31 | 0 | 13849 | 223176.5747 | 137.5859 | 24639449.6427
2007-02-01 | 23881688.1 | 740.1 | 0 | 28 | 0 | 13861 | 219800.9676 | 137.8468 | 24169640.6546
2007-03-01 | 22297189.8 | 546.7 | 0 | 31 | 1 | 13865 | 216425.3604 | 138.1083 | 22232443.5721
2007-04-01 | 18569417.1 | 356.4 | 0 | 30 | 1 | 13869 | 213049.7533 | 138.3703 | 18989846.7445
2007-05-01 | 16382762.4 | 136.4 | 22.4 | 31 | 1 | 13873 | 209674.1462 | 138.6327 | 17142688.0538
2007-06-01 | 17880105.4 | 16.5 | 99.2 | 30 | 0 | 13881 | 206298.5391 | 138.8957 | 18047100.478
2007-07-01 | 18476519.9 | 3.2 | 106.1 | 31 | 0 | 13905 | 202922.932 | 139.1591 | 18672201.2897
2007-08-01 | 19239333.7 | 5.2 | 141 | 31 | 0 | 13925 | 199547.3248 | 139.4231 | 19692462.7373
2007-09-01 | 16489843.2 | 36.9 | 47.5 | 30 | 1 | 13949 | 196171.7177 | 139.6875 | 15941033.7641
2007-10-01 | 17241374.9 | 137.7 | 19.8 | 31 | 1 | 13987 | 192796.1106 | 139.9525 | 17209237.8106
2007-11-01 | 20822608.4 | 462.5 | 0 | 30 | 1 | 14001 | 189420.5035 | 140.2179 | 20609237.3195
2007-12-01 | 25594483.7 | 630.7 | 0 | 31 | 0 | 14035 | 186044.8964 | 140.4839 | 24607805.2841
2008-01-01 | 25337707.8 | 623.5 | 0 | 31 | 0 | 14052 | 197728.5414 | 140.4252 | 24525412.4562
2008-02-01 | 23919251.4 | 674.7 | 0 | 29 | 0 | 14069 | 209412.1864 | 140.3666 | 24071136.8854
2008-03-01 | 23324392.2 | 610.2 | 0 | 31 | 1 | 14091 | 221095.8314 | 140.308 | 23357368.7711
2008-04-01 | 17845472.6 | 253.9 | 0 | 30 | 1 | 14109 | 232779.4764 | 140.2494 | 17814759.75
2008-05-01 | 17203594.7 | 193.5 | 2.5 | 31 | 1 | 14151 | 244463.1215 | 140.1908 | 17679686.4294
2008-06-01 | 17657148.2 | 22.7 | 71.5 | 30 | 0 | 14186 | 256146.7665 | 140.1322 | 17685855.1832
2008-07-01 | 19399005.7 | 1 | 111 | 31 | 0 | 14218 | 267830.4115 | 140.0737 | 19109474.6039
2008-08-01 | 18496934.8 | 12.7 | 64 | 31 | 0 | 14260 | 279514.0565 | 140.0152 | 18009227.1598
2008-09-01 | 16944225 | 59 | 26.7 | 30 | 1 | 14297 | 291197.7015 | 139.9567 | 16039076.7823
2008-10-01 | 18736114.3 | 278.6 | 0 | 31 | 1 | 14337 | 302881.3466 | 139.8983 | 18993874.6532
2008-11-01 | 20914295.9 | 451.6 | 0 | 30 | 1 | 14348 | 314564.9916 | 139.8399 | 20824855.3123
2008-12-01 | 25844885.2 | 654.6 | 0 | 31 | 0 | 14388 | 326248.6366 | 139.7815 | 25315060.3114
2009-01-01 | 27698757.9 | 830.2 | 0 | 31 | 0 | 14411 | 334892.3613 | 139.3791 | 27788141.3326
2009-02-01 | 22854686.9 | 606.4 | 0 | 28 | 0 | 14426 | 343536.086 | 138.9779 | 22903784.217
2009-03-01 | 22750703.8 | 533.8 | 0 | 31 | 1 | 14438 | 352179.8107 | 138.5779 | 22659599.525
2009-04-01 | 18949041.9 | 305.8 | 1.2 | 30 | 1 | 14448 | 360823.5354 | 138.179 | 18931031.7178
2009-05-01 | 17348781.3 | 158.8 | 6.9 | 31 | 1 | 14455 | 369467.2601 | 137.7812 | 17640303.8023
2009-06-01 | 17392957.3 | 49.3 | 34.2 | 30 | 0 | 14460 | 378110.9848 | 137.3846 | 17309097.8229
2009-07-01 | 18006297.3 | 6.2 | 43.7 | 31 | 0 | 14710 | 386754.7095 | 136.9892 | 17830421.7272
2009-08-01 | 20135392.3 | 9.8 | 91 | 31 | 0 | 14976 | 395398.4342 | 136.5949 | 19478673.1813
2009-09-01 | 17368091.4 | 55.2 | 20.9 | 30 | 1 | 15073 | 404042.1589 | 136.2017 | 16646791.8073
2009-10-01 | 19458169 | 287.8 | 0 | 31 | 1 | 15110 | 412685.8836 | 135.8096 | 19941094.5174
2009-11-01 | 19998429.5 | 361.2 | 0 | 30 | 1 | 15107 | 421329.6083 | 135.4187 | 20368336.9785
2009-12-01 | 25277880.6 | 631.3 | 0 | 31 | 0 | 14563 | 429973.333 | 135.0289 | 25175542.9757
2010-01-01 | 26451955.6 | 720 | 0 | 31 | 0 | 14554 | 415484.3536 | 135.329 | 26402915.8508
2010-02-01 | 22355017.9 | 598.3 | 0 | 28 | 0 | 14553 | 400995.3742 | 135.6298 | 22925376.6104
2010-03-01 | 21335193 | 422.8 | 0 | 31 | 1 | 14566 | 386506.3948 | 135.9313 | 21247326.953
2010-04-01 | 17366211 | 225.1 | 0 | 30 | 1 | 14576 | 372017.4154 | 136.2334 | 17907894.771
2010-05-01 | 18594842.1 | 107.9 | 45.7 | 31 | 1 | 14570 | 357528.436 | 136.5362 | 18132055.0681
2010-06-01 | 18232281.3 | 21.7 | 58.7 | 30 | 0 | 14584 | 343039.4566 | 136.8396 | 17737363.8921
2010-07-01 | 22225961.8 | 1.8 | 164.9 | 31 | 0 | 14599 | 328550.4772 | 137.1438 | 21024175.353
2010-08-01 | 21301864.9 | 2.1 | 138.8 | 31 | 0 | 14633 | 314061.4977 | 137.4486 | 20338078.3598
2010-09-01 | 17785837.5 | 78.1 | 31.5 | 30 | 1 | 14646 | 299572.5183 | 137.7541 | 16808731.4163
2010-10-01 | 18734173.2 | 241.6 | 0 | 31 | 1 | 14664 | 285083.5389 | 138.0603 | 18824343.9475
2010-11-01 | 20451455.4 | 405.3 | 0 | 30 | 1 | 14688 | 270594.5595 | 138.3671 | 20539409.9502
2010-12-01 | 25404585.1 | 676.2 | 0 | 31 | 0 | 14707 | 256105.5801 | 138.6747 | 25954222.1105
2011-01-01 | 26274474 | 775.3 | 0 | 31 | 0 | 14713 | 273777.0812 | 139.0392 | 27342512.5719
2011-02-01 | 22971970.3 | 654.2 | 0 | 28 | 0 | 14716 | 291448.5823 | 139.4046 | 23877577.895
2011-03-01 | 22951605.2 | 572.8 | 0 | 31 | 1 | 14728 | 309120.0835 | 139.771 | 23510678.5817
2011-04-01 | 18914566.7 | 332.3 | 0 | 30 | 1 | 14729 | 326791.5846 | 140.1384 | 19564872.3753
2011-05-01 | 17615740 | 134.1 | 13 | 31 | 1 | 14733 | 344463.0857 | 140.5067 | 17760131.7666
2011-06-01 | 17571916.3 | 19 | 52.2 | 30 | 0 | 14742 | 362134.5868 | 140.876 | 17686220.8415
2011-07-01 | 22292830.3 | 0 | 198.5 | 31 | 0 | 14759 | 379806.0879 | 141.2463 | 22103588.5185
2011-08-01 | 19354570.3 | 0 | 122.2 | 31 | 0 | 14772 | 397477.589 | 141.6175 | 19994114.5146
2011-09-01 | 17323768.1 | 48.2 | 39.7 | 30 | 1 | 14772 | 415149.0902 | 141.9897 | 16753453.1854
2011-10-01 | 18576164 | 235.5 | 2.4 | 31 | 1 | 14794 | 432820.5913 | 142.3629 | 18943790.5268
2011-11-01 | 19598868 | 342.1 | 0 | 30 | 1 | 14809 | 450492.0924 | 142.7371 | 19786284.9894
2011-12-01 | 23311694 | 534 | 0 | 31 | 0 | 14826 | 468163.5935 | 143.1123 | 24097335.6969
2012-01-01 |  | 715.37 | 0 | 31 | 0 | 14846.9952 | 466312.7011 | 143.4884 | 26648754.5626
2012-02-01 |  | 636.53 | 0 | 29 | 0 | 14867.9904 | 464461.8087 | 143.8656 | 24385324.1481
2012-03-01 |  | 542.55 | 0 | 31 | 1 | 14888.9856 | 462610.9162 | 144.2437 | 23259397.5649
2012-04-01 |  | 310.71 | 1.19 | 30 | 1 | 14909.9808 | 460760.0238 | 144.6228 | 19488651.7682
2012-05-01 |  | 162.13 | 13.37 | 31 | 1 | 14930.9761 | 458909.1314 | 145.0029 | 18371040.6199
2012-06-01 |  | 28.14 | 69.02 | 30 | 0 | 14951.9713 | 457058.239 | 145.384 | 18504183.6337
2012-07-01 |  | 1.6 | 137.73 | 31 | 0 | 14969.7241 | 455207.3465 | 145.7662 | 20658060.751
2012-08-01 |  | 4.92 | 112.96 | 31 | 0 | 14987.4769 | 453356.4541 | 146.1493 | 20033875.4199
2012-09-01 |  | 48.76 | 38.41 | 30 | 1 | 15005.2298 | 451505.5617 | 146.5334 | 16972451.6536
2012-10-01 |  | 248.42 | 4.24 | 31 | 1 | 15022.9826 | 449654.6693 | 146.9185 | 19417748.1583
2012-11-01 |  | 401.59 | 0 | 30 | 1 | 15040.7354 | 447803.7768 | 147.3047 | 20861367.5702
2012-12-01 |  | 611.69 | 0 | 31 | 0 | 15058.4883 | 445952.8844 | 147.6919 | 25427011.989
2013-01-01 |  | 715.37 | 0 | 31 | 0 | 15076.2411 | 461549.9271 | 147.8842 | 26891620.9534
2013-02-01 |  | 636.53 | 0 | 28 | 0 | 15093.9939 | 477146.9697 | 148.0766 | 24031624.7198
2013-03-01 |  | 542.55 | 0 | 31 | 1 | 15111.7468 | 492744.0123 | 148.2689 | 23495393.9115
2013-04-01 |  | 310.71 | 1.19 | 30 | 1 | 15129.4996 | 508341.055 | 148.4612 | 19721213.0928
2013-05-01 |  | 162.13 | 13.37 | 31 | 1 | 15147.2524 | 523938.0976 | 148.6536 | 18600166.9224
2013-06-01 |  | 28.14 | 69.02 | 30 | 0 | 15165.0053 | 539535.1402 | 148.8459 | 18729874.9141
2013-07-01 |  | 1.6 | 137.73 | 31 | 0 | 15182.7581 | 555132.1829 | 149.0383 | 20883752.0315
2013-08-01 |  | 4.92 | 112.96 | 31 | 0 | 15200.5109 | 570729.2255 | 149.2306 | 20259566.7003
2013-09-01 |  | 48.76 | 38.41 | 30 | 1 | 15218.2638 | 586326.2681 | 149.423 | 17198142.9341
2013-10-01 |  | 248.42 | 4.24 | 31 | 1 | 15236.0166 | 601923.3108 | 149.6153 | 19643439.4387
2013-11-01 |  | 401.59 | 0 | 30 | 1 | 15253.7694 | 617520.3534 | 149.8077 | 21087058.8506
2013-12-01 |  | 611.69 | 0 | 31 | 0 | 15271.5223 | 633117.396 | 150 | 25652703.2695
|  |  | Weather Normal | [5 empty] | 2917169251.5181
2002 | 229952804.31 | [7 empty] | 231401930.835 | 1449126.525 | 0.6302%
2003 | 234480796 | [7 empty] | 234082855.7803 | -397940.2197 | -0.1697%
2004 | 234412600 | [7 empty] | 232672948.2208 | -1739651.7792 | -0.7421%
2005 | 242687327.8302 | [7 empty] | 243391567.2734 | 704239.4432 | 0.2902%
2006 | 234398898.7 | [7 empty] | 234083312.8305 | -315585.8695 | -0.1346%
2007 | 241154636.1 | [7 empty] | 241953147.3509 | 798511.2509 | 0.3311%
2008 | 245623027.8 | [7 empty] | 243425788.2981 | -2197239.5019 | -0.8946%
2009 | 247239189.2 | [7 empty] | 246672819.6049 | -566369.5951 | -0.2291%
2010 | 250239378.8 | [7 empty] | 247841894.2826 | -2397484.5174 | -0.9581%
2011 | 246758167.2 | [7 empty] | 251420561.4636 | 4662394.2636 | 1.889%
2012 | [8 empty] | 254027867.8394
2013 | [8 empty] | 256194557.7385
Total to 2011 | 2406946825.9402 | [7 empty] | 2406946825.9402 | 0
[9 empty] | 2917169251.5181 | 0
Check totals above sould be zero
20 Year Trend
2013-01-01 |  | 715.55 | 0 | 31 | 0 | 15076.2411 | 461549.9271 | 147.8842 | 26894131.0252
2013-02-01 |  | 620.5946 | 0 | 28 | 0 | 15093.9939 | 477146.9697 | 148.0766 | 23809407.8745
2013-03-01 |  | 524.8576 | 0 | 31 | 1 | 15111.7468 | 492744.0123 | 148.2689 | 23248676.0813
2013-04-01 |  | 282.7304 | 0.90271 | 30 | 1 | 15129.4996 | 508341.055 | 148.4612 | 19323046.9354
2013-05-01 |  | 137.9462 | 20.2065 | 31 | 1 | 15147.2524 | 523938.0976 | 148.6536 | 18453171.7216
2013-06-01 |  | 20.1779 | 77.7435 | 30 | 0 | 15165.0053 | 539535.1402 | 148.8459 | 18861599.6721
2013-07-01 |  | 0 | 157.1814 | 31 | 0 | 15182.7581 | 555132.1829 | 149.0383 | 21402724.8937
2013-08-01 |  | 0 | 130.7056 | 31 | 0 | 15200.5109 | 570729.2255 | 149.2306 | 20684774.6441
2013-09-01 |  | 35.3341 | 42.468 | 30 | 1 | 15218.2638 | 586326.2681 | 149.423 | 17123845.9895
2013-10-01 |  | 239.2526 | 4.6859 | 31 | 1 | 15236.0166 | 601923.3108 | 149.6153 | 19528011.361
2013-11-01 |  | 383.5716 | 0 | 30 | 1 | 15253.7694 | 617520.3534 | 149.8077 | 20835794.7918
2013-12-01 |  | 633.568 | 0 | 31 | 0 | 15271.5223 | 633117.396 | 150 | 25957789.1812 | 256122974.1712

## Residential
Not Used
| Consumed | Heating Degree Days | Cooling Degree Days | Spring Fall Flag | Number of Days in Month | Number of Customers | CDM Activity | Predicted Consumed | Variances (kWh) | % Variance | SUMMARY OUTPUT
2006-01-01 | 15656721 | 551.8 | 0 | 0 | 31 | 12828 | 18879.3485 | 14995591.2007
2006-02-01 | 14305197 | 604.3 | 0 | 0 | 28 | 12835 | 37758.697 | 14375843.6783 |  |  | Regression Statistics
2006-03-01 | 14164560 | 516.6 | 0 | 1 | 31 | 12843 | 56638.0454 | 13784138.6926 |  |  | Multiple R | 98.67%
2006-04-01 | 10773864 | 293.3 | 0 | 1 | 30 | 12856 | 75517.3939 | 11109818.5602 |  |  | R Square | 97.35%
2006-05-01 | 9989674 | 136.9 | 26 | 1 | 31 | 12861 | 94396.7424 | 10401028.1664 |  |  | Adjusted R Square | 97.2%
2006-06-01 | 10480487 | 19.5 | 73.6 | 0 | 30 | 12867 | 113276.0909 | 10592886.882 |  |  | Standard Error | 383516.3459
2006-07-01 | 12380113 | 0 | 167.3 | 0 | 31 | 12888 | 132155.4394 | 12610034.8019 |  |  | Observations | 72
2006-08-01 | 11213160 | 4.2 | 101.6 | 0 | 31 | 12905 | 151034.7879 | 11369184.0447
2006-09-01 | 9420147 | 80.9 | 12.9 | 1 | 30 | 12911 | 169914.1363 | 9185214.9222 |  |  | ANOVA
2006-10-01 | 11103931 | 288.3 | 1.1 | 1 | 31 | 12926 | 188793.4848 | 11465997.9859 |  |  |  | df | SS | MS | F | Significance F
2006-11-01 | 12426249 | 382.2 | 0 | 1 | 30 | 12757 | 207672.8333 | 12020872.8578 |  |  | Regression | 4 | 3.6253e+14 | 9.0632e+13 | 616.1878 | 4.8463e-52
2006-12-01 | 14468915 | 500.5 | 0 | 0 | 31 | 12949 | 226552.1818 | 14469864.7051 |  |  | Residual | 67 | 9.8547e+12 | 147084787554.2155
2007-01-01 | 16249963 | 647.1 | 0 | 0 | 31 | 12963 | 223176.5747 | 15972233.2093 |  |  | Total | 71 | 3.7238e+14
2007-02-01 | 15687569 | 740.1 | 0 | 0 | 28 | 12973 | 219800.9676 | 15767532.9203
2007-03-01 | 14688141 | 546.7 | 0 | 1 | 31 | 12975 | 216425.3604 | 14092605.8958 |  |  |  | Coefficients | Standard Error | t Stat | P-value | Lower 95% | Upper 95% | Lower 95.0% | Upper 95.0%
2007-04-01 | 11526759 | 356.4 | 0 | 1 | 30 | 12979 | 213049.7533 | 11756472.398 |  |  | Intercept | -2622940.2977 | 1721359.302 | -1.5238 | 0.13227 | -6058787.8046 | 812907.2092 | -6058787.8046 | 812907.2092
2007-05-01 | 9949931 | 136.4 | 22.4 | 1 | 31 | 12984 | 209674.1462 | 10325553.842 |  |  | Heating Degree Days | 10248.0798 | 302.4363 | 33.8851 | 6.8714e-44 | 9644.4145 | 10851.7452 | 9644.4145 | 10851.7452
2007-06-01 | 10346267 | 16.5 | 99.2 | 0 | 30 | 12991 | 206298.5391 | 11062411.3324 |  |  | Cooling Degree Days | 19541.7457 | 1814.1576 | 10.7718 | 2.8945e-16 | 15920.672 | 23162.8194 | 15920.672 | 23162.8194
2007-07-01 | 11498005 | 3.2 | 106.1 | 0 | 31 | 13011 | 202922.932 | 11446873.8205 |  |  | Spring Fall Flag | -850720.0978 | 128274.8905 | -6.632 | 6.8626e-09 | -1106757.8479 | -594682.3477 | -1106757.8479 | -594682.3477
2007-08-01 | 11423707 | 5.2 | 141 | 0 | 31 | 13034 | 199547.3248 | 12149376.9052 |  |  | Number of Days in Month | 385923.9046 | 57279.6059 | 6.7375 | 4.455e-09 | 271593.334 | 500254.4753 | 271593.334 | 500254.4753
2007-09-01 | 9689281 | 36.9 | 47.5 | 1 | 30 | 13055 | 196171.7177 | 9410443.8106
2007-10-01 | 10253643 | 137.7 | 19.8 | 1 | 31 | 13090 | 192796.1106 | 10288067.807
2007-11-01 | 12917037 | 462.5 | 0 | 1 | 30 | 13090 | 189420.5035 | 12843793.6688
2007-12-01 | 16029153 | 630.7 | 0 | 0 | 31 | 13132 | 186044.8964 | 15804164.6999
2008-01-01 | 16108836 | 623.5 | 0 | 0 | 31 | 13149 | 197728.5414 | 15730378.5251
2008-02-01 | 15111865 | 674.7 | 0 | 0 | 29 | 13164 | 209412.1864 | 15483232.4035
2008-03-01 | 14824395 | 610.2 | 0 | 1 | 31 | 13185 | 221095.8314 | 14743358.9655
2008-04-01 | 10995224 | 253.9 | 0 | 1 | 30 | 13202 | 232779.4764 | 10706044.2146
2008-05-01 | 10238538 | 193.5 | 2.5 | 1 | 31 | 13240 | 244463.1215 | 10521838.4613
2008-06-01 | 10371805 | 22.7 | 71.5 | 0 | 30 | 13277 | 256146.7665 | 10584643.0715
2008-07-01 | 11432740 | 1 | 111 | 0 | 31 | 13308 | 267830.4115 | 11520082.5988
2008-08-01 | 10970422 | 12.7 | 64 | 0 | 31 | 13349 | 279514.0565 | 10721523.085
2008-09-01 | 9784362 | 59 | 26.7 | 1 | 30 | 13384 | 291197.7015 | 9230458.0644
2008-10-01 | 10926030 | 278.6 | 0 | 1 | 31 | 13423 | 302881.3466 | 11345095.6912
2008-11-01 | 13094794 | 451.6 | 0 | 1 | 30 | 13431 | 314564.9916 | 12732089.5985
2008-12-01 | 16764512 | 654.6 | 0 | 0 | 31 | 13472 | 326248.6366 | 16049093.8081
2009-01-01 | 17810584 | 830.2 | 0 | 0 | 31 | 13491 | 334892.3613 | 17848656.6276
2009-02-01 | 14875943 | 606.4 | 0 | 0 | 28 | 13506 | 343536.086 | 14397364.646
2009-03-01 | 14168411 | 533.8 | 0 | 1 | 31 | 13518 | 352179.8107 | 13960405.6658
2009-04-01 | 11457915 | 305.8 | 1.2 | 1 | 30 | 13525 | 360823.5354 | 11261369.653
2009-05-01 | 10081810 | 158.8 | 6.9 | 1 | 31 | 13530 | 369467.2601 | 10252213.772
2009-06-01 | 9854813 | 49.3 | 34.2 | 0 | 30 | 13533 | 378110.9848 | 10128334.8806
2009-07-01 | 10889246 | 6.2 | 43.7 | 0 | 31 | 13781 | 386754.7095 | 10258213.1283
2009-08-01 | 11628804 | 9.8 | 91 | 0 | 31 | 14047 | 395398.4342 | 11219430.7874
2009-09-01 | 9993074 | 55.2 | 20.9 | 1 | 30 | 14145 | 404042.1589 | 9078173.236
2009-10-01 | 11313182 | 287.8 | 0 | 1 | 31 | 14177 | 412685.8836 | 11439378.0258
2009-11-01 | 12003176 | 361.2 | 0 | 1 | 30 | 14179 | 421329.6083 | 11805663.1812
2009-12-01 | 15992024 | 631.3 | 0 | 0 | 31 | 13636 | 429973.333 | 15810313.5478
2010-01-01 | 16758847 | 720 | 0 | 0 | 31 | 13627 | 415484.3536 | 16719318.2295
2010-02-01 | 14108588 | 598.3 | 0 | 0 | 28 | 13628 | 400995.3742 | 14314355.1993
2010-03-01 | 12565986 | 422.8 | 0 | 1 | 31 | 13641 | 386506.3948 | 12822868.8039
2010-04-01 | 10254608 | 225.1 | 0 | 1 | 30 | 13641 | 372017.4154 | 10410899.5153
2010-05-01 | 10319214 | 107.9 | 45.7 | 1 | 31 | 13637 | 357528.436 | 10488806.2414
2010-06-01 | 10886710 | 21.7 | 58.7 | 0 | 30 | 13651 | 343039.4566 | 10324260.6467
2010-07-01 | 12945230 | 1.8 | 164.9 | 0 | 31 | 13662 | 328550.4772 | 12581581.156
2010-08-01 | 12216023 | 2.1 | 138.8 | 0 | 31 | 13688 | 314061.4977 | 12074616.0171
2010-09-01 | 10068692 | 78.1 | 31.5 | 1 | 30 | 13700 | 299572.5183 | 9519996.7687
2010-10-01 | 10537708 | 241.6 | 0 | 1 | 31 | 13713 | 285083.5389 | 10965916.7372
2010-11-01 | 12377930 | 405.3 | 0 | 1 | 30 | 13730 | 270594.5595 | 12257603.5021
2010-12-01 | 15852526 | 676.2 | 0 | 0 | 31 | 13747 | 256105.5801 | 16270452.3326
2011-01-01 | 16696145 | 775.3 | 0 | 0 | 31 | 13752 | 273777.0812 | 17286037.0445
2011-02-01 | 14407275 | 654.2 | 0 | 0 | 28 | 13757 | 291448.5823 | 14887222.8622
2011-03-01 | 14015514 | 572.8 | 0 | 1 | 31 | 13766 | 309120.0835 | 14360080.7795
2011-04-01 | 11306265 | 332.3 | 0 | 1 | 30 | 13767 | 326791.5846 | 11509493.6739
2011-05-01 | 9737594 | 134.1 | 13 | 1 | 31 | 13771 | 344463.0857 | 10118290.8488
2011-06-01 | 9716476 | 19 | 52.2 | 0 | 30 | 13779 | 362134.5868 | 10169569.4841
2011-07-01 | 13535935 | 0 | 198.5 | 0 | 31 | 13793 | 379806.0879 | 13219737.2678
2011-08-01 | 11675437 | 0 | 122.2 | 0 | 31 | 13804 | 397477.589 | 11728702.0708
2011-09-01 | 9553832 | 48.2 | 39.7 | 1 | 30 | 13800 | 415149.0902 | 9373821.4963
2011-10-01 | 10426163 | 235.5 | 2.4 | 1 | 31 | 13820 | 432820.5913 | 10950303.6399
2011-11-01 | 11200470 | 342.1 | 0 | 1 | 30 | 13839 | 450492.0924 | 11609924.8563
2011-12-01 | 14406250 | 534 | 0 | 0 | 31 | 13854 | 468163.5935 | 14813175.3796
2012-01-01 |  | 691.3167 | 0 | 0 | 31 |  | 466312.7011 | 16425369.1394
2012-02-01 |  | 646.3333 | 0 | 0 | 29 |  | 464461.8087 | 15192528.5388
2012-03-01 |  | 533.8167 | 0 | 1 | 31 |  | 462610.9162 | 13960576.4672
2012-04-01 |  | 294.4667 | 0.2 | 1 | 30 |  | 460760.0238 | 11125683.0025
2012-05-01 |  | 144.6 | 19.4167 | 1 | 31 |  | 458909.1314 | 10351288.5553
2012-06-01 |  | 24.7833 | 64.9 | 0 | 30 |  | 457058.239 | 10477017.7162
2012-07-01 |  | 2.0333 | 131.9167 | 0 | 31 |  | 455207.3465 | 11939420.4622
2012-08-01 |  | 5.6667 | 109.7667 | 0 | 31 |  | 453356.4541 | 11543805.485
2012-09-01 |  | 59.7167 | 29.8667 | 1 | 30 |  | 451505.5617 | 9299684.7164
2012-10-01 |  | 244.9167 | 3.8833 | 1 | 31 |  | 449654.6693 | 11075793.3145
2012-11-01 |  | 400.8167 | 0 | 1 | 30 |  | 447803.7768 | 12211657.9441
2012-12-01 |  | 604.55 | 0 | 0 | 31 |  | 445952.8844 | 15536177.4122
2013-01-01 |  | 691.3167 | 0 | 0 | 31 |  | 461549.9271 | 16425369.1394
2013-02-01 |  | 646.3333 | 0 | 0 | 28 |  | 477146.9697 | 14806604.6341
2013-03-01 |  | 533.8167 | 0 | 1 | 31 |  | 492744.0123 | 13960576.4672
2013-04-01 |  | 294.4667 | 0.2 | 1 | 30 |  | 508341.055 | 11125683.0025
2013-05-01 |  | 144.6 | 19.4167 | 1 | 31 |  | 523938.0976 | 10351288.5553
2013-06-01 |  | 24.7833 | 64.9 | 0 | 30 |  | 539535.1402 | 10477017.7162
2013-07-01 |  | 2.0333 | 131.9167 | 0 | 31 |  | 555132.1829 | 11939420.4622
2013-08-01 |  | 5.6667 | 109.7667 | 0 | 31 |  | 570729.2255 | 11543805.485
2013-09-01 |  | 59.7167 | 29.8667 | 1 | 30 |  | 586326.2681 | 9299684.7164
2013-10-01 |  | 244.9167 | 3.8833 | 1 | 31 |  | 601923.3108 | 11075793.3145
2013-11-01 |  | 400.8167 | 0 | 1 | 30 |  | 617520.3534 | 12211657.9441
2013-12-01 |  | 604.55 | 0 | 0 | 31 |  | 633117.396 | 15536177.4122
|  |  | Weatther Normal |  |  |  |  | 1190796478.6031
2002 | [8 empty] | 0 | #DIV/0!
2003 | [8 empty] | 0 | #DIV/0!
2004 | [8 empty] | 0 | #DIV/0!
2005 | [8 empty] | 0 | #DIV/0!
2006 | 146383018 | [6 empty] | 146380476.498 | -2541.502 | -0.001736%
2007 | 150259456 | [6 empty] | 150919530.3096 | 660074.3096 | 0.4393%
2008 | 150623523 | [6 empty] | 149367838.4876 | -1255684.5124 | -0.8337%
2009 | 150068982 | [6 empty] | 147459517.1515 | -2609464.8485 | -1.739%
2010 | 148892062 | [6 empty] | 148750675.1496 | -141386.8504 | -0.09496%
2011 | 146677356 | [6 empty] | 150026359.4037 | 3349003.4037 | 2.283%
2012 | [7 empty] | 149139002.7539
2013 | [7 empty] | 148753078.8492
Total to 2011 | 892904397 | [6 empty] | 892904397 | 0
[8 empty] | 1190796478.6031 | 0
Check totals above sould be zero

## GS < 50 kW
Not Used
| Consumed | Heating Degree Days | Cooling Degree Days | Spring Fall Flag | Number of Days in Month | Number of Customers | CDM Activity | Predicted Consumed | Variances (kWh) | % Variance | SUMMARY OUTPUT
2006-01-01 | 2405185 | 551.8 | 0 | 0 | 31 | 894 | 18879.3485 | 2623856.0802
2006-02-01 | 2220986 | 604.3 | 0 | 0 | 28 | 893 | 37758.697 | 2468699.6302 |  |  | Regression Statistics
2006-03-01 | 2311304 | 516.6 | 0 | 1 | 31 | 894 | 56638.0454 | 2532010.14 |  |  | Multiple R | 0.88582
2006-04-01 | 1970759 | 293.3 | 0 | 1 | 30 | 897 | 75517.3939 | 2293979.2221 |  |  | R Square | 0.78468
2006-05-01 | 1991763 | 136.9 | 26 | 1 | 31 | 891 | 94396.7424 | 2300580.8495 |  |  | Adjusted R Square | 0.76837
2006-06-01 | 2203302 | 19.5 | 73.6 | 0 | 30 | 797 | 113276.0909 | 2222359.6467 |  |  | Standard Error | 96172.5962
2006-07-01 | 2484696 | 0 | 167.3 | 0 | 31 | 811 | 132155.4394 | 2551352.0669 |  |  | Observations | 72
2006-08-01 | 2359413 | 4.2 | 101.6 | 0 | 31 | 815 | 151034.7879 | 2376085.8352
2006-09-01 | 2127231 | 80.9 | 12.9 | 1 | 30 | 818 | 169914.1363 | 2063504.4893 |  |  | ANOVA
2006-10-01 | 2278439 | 288.3 | 1.1 | 1 | 31 | 821 | 188793.4848 | 2263469.7738 |  |  |  | df | SS | MS | F | Significance F
2006-11-01 | 2340246 | 382.2 | 0 | 1 | 30 | 811 | 207672.8333 | 2257054.0005 |  |  | Regression | 5 | 2.2246e+12 | 444916005898.798 | 48.1034 | 1.0413e-20
2006-12-01 | 2439858 | 500.5 | 0 | 0 | 31 | 816 | 226552.1818 | 2486011.123 |  |  | Residual | 66 | 610445105435.6628 | 9249168264.1767
2007-01-01 | 2566158 | 647.1 | 0 | 0 | 31 | 816 | 223176.5747 | 2601969.3072 |  |  | Total | 71 | 2.835e+12
2007-02-01 | 2449930 | 740.1 | 0 | 0 | 28 | 818 | 219800.9676 | 2482588.7476
2007-03-01 | 2503057 | 546.7 | 0 | 1 | 31 | 820 | 216425.3604 | 2463539.3184 |  |  |  | Coefficients | Standard Error | t Stat | P-value | Lower 95% | Upper 95% | Lower 95.0% | Upper 95.0%
2007-04-01 | 2150206 | 356.4 | 0 | 1 | 30 | 819 | 213049.7533 | 2246622.7797 |  |  | Intercept | -946949.8611 | 536676.3814 | -1.7645 | 0.08228 | -2018458.8165 | 124559.0944 | -2018458.8165 | 124559.0944
2007-05-01 | 2173559 | 136.4 | 22.4 | 1 | 31 | 818 | 209674.1462 | 2199093.9684 |  |  | Heating Degree Days | 790.9835 | 75.9382 | 10.4161 | 1.432e-15 | 639.3679 | 942.5991 | 639.3679 | 942.5991
2007-06-01 | 2286735 | 16.5 | 99.2 | 0 | 30 | 819 | 206298.5391 | 2318951.6657 |  |  | Cooling Degree Days | 2794.1619 | 455.0022 | 6.141 | 5.2757e-08 | 1885.7208 | 3702.6031 | 1885.7208 | 3702.6031
2007-07-01 | 2434031 | 3.2 | 106.1 | 0 | 31 | 824 | 202922.932 | 2399091.7538 |  |  | Spring Fall Flag | -64003.3203 | 32232.3167 | -1.9857 | 0.051225 | -128357.2162 | 350.5755 | -128357.2162 | 350.5755
2007-08-01 | 2419591 | 5.2 | 141 | 0 | 31 | 821 | 199547.3248 | 2494448.9148 |  |  | Number of Days in Month | 65145.3552 | 14363.7391 | 4.5354 | 2.4882e-05 | 36467.2251 | 93823.4853 | 36467.2251 | 93823.4853
2007-09-01 | 2195496 | 36.9 | 47.5 | 1 | 30 | 824 | 196171.7177 | 2132861.3331 |  |  | Number of Customers | 1247.0193 | 376.3704 | 3.3133 | 0.0014995 | 495.5715 | 1998.467 | 495.5715 | 1998.467
2007-10-01 | 2297711 | 137.7 | 19.8 | 1 | 31 | 826 | 192796.1106 | 2202833.5801
2007-11-01 | 2455130 | 462.5 | 0 | 1 | 30 | 826 | 189420.5035 | 2339275.2662
2007-12-01 | 2654818 | 630.7 | 0 | 0 | 31 | 831 | 186044.8964 | 2607702.4664
2008-01-01 | 2708152 | 623.5 | 0 | 0 | 31 | 831 | 197728.5414 | 2602007.3851
2008-02-01 | 2543856 | 674.7 | 0 | 0 | 29 | 832 | 209412.1864 | 2513462.0502
2008-03-01 | 2579260 | 610.2 | 0 | 1 | 31 | 833 | 221095.8314 | 2529978.0225
2008-04-01 | 2176154 | 253.9 | 0 | 1 | 30 | 834 | 232779.4764 | 2184252.2577
2008-05-01 | 2168104 | 193.5 | 2.5 | 1 | 31 | 838 | 244463.1215 | 2213595.6902
2008-06-01 | 2214082 | 22.7 | 71.5 | 0 | 30 | 836 | 256146.7665 | 2267656.8052
2008-07-01 | 2343602 | 1 | 111 | 0 | 31 | 836 | 267830.4115 | 2426007.2147
2008-08-01 | 2300528 | 12.7 | 64 | 0 | 31 | 837 | 279514.0565 | 2305183.1299
2008-09-01 | 2111286 | 59 | 26.7 | 1 | 30 | 839 | 291197.7015 | 2110928.7895
2008-10-01 | 2222937 | 278.6 | 0 | 1 | 31 | 840 | 302881.3466 | 2276417.0215
2008-11-01 | 2396744 | 451.6 | 0 | 1 | 30 | 843 | 314564.9916 | 2351852.8733
2008-12-01 | 2623822 | 654.6 | 0 | 0 | 31 | 842 | 326248.6366 | 2640324.1845
2009-01-01 | 2722823 | 830.2 | 0 | 0 | 31 | 846 | 334892.3613 | 2784208.968
2009-02-01 | 2424700 | 606.4 | 0 | 0 | 28 | 846 | 343536.086 | 2411750.7902
2009-03-01 | 2427300 | 533.8 | 0 | 1 | 31 | 846 | 352179.8107 | 2485758.1318
2009-04-01 | 2234311 | 305.8 | 1.2 | 1 | 30 | 849 | 360823.5354 | 2247362.5858
2009-05-01 | 2126121 | 158.8 | 6.9 | 1 | 31 | 850 | 369467.2601 | 2213407.1057
2009-06-01 | 2169041 | 49.3 | 34.2 | 0 | 30 | 855 | 378110.9848 | 2208168.0925
2009-07-01 | 2310652 | 6.2 | 43.7 | 0 | 31 | 857 | 386754.7095 | 2268260.6349
2009-08-01 | 2378057 | 9.8 | 91 | 0 | 31 | 857 | 395398.4342 | 2403272.0354
2009-09-01 | 2164587 | 55.2 | 20.9 | 1 | 30 | 856 | 404042.1589 | 2112916.2404
2009-10-01 | 2341208 | 287.8 | 0 | 1 | 31 | 861 | 412685.8836 | 2309881.4745
2009-11-01 | 2351792 | 361.2 | 0 | 1 | 30 | 856 | 421329.6083 | 2296559.2134
2009-12-01 | 2667735 | 631.3 | 0 | 0 | 31 | 855 | 429973.333 | 2638105.5189
2010-01-01 | 2750890 | 720 | 0 | 0 | 31 | 854 | 415484.3536 | 2707018.738
2010-02-01 | 2436943 | 598.3 | 0 | 0 | 28 | 852 | 400995.3742 | 2412825.9392
2010-03-01 | 2344061 | 422.8 | 0 | 1 | 31 | 852 | 386506.3948 | 2405441.0765
2010-04-01 | 2116368 | 225.1 | 0 | 1 | 30 | 852 | 372017.4154 | 2183918.2791
2010-05-01 | 2317663 | 107.9 | 45.7 | 1 | 31 | 862 | 357528.436 | 2296523.7589
2010-06-01 | 2346316 | 21.7 | 58.7 | 0 | 30 | 865 | 343039.4566 | 2267264.1075
2010-07-01 | 2633804 | 1.8 | 164.9 | 0 | 31 | 870 | 328550.4772 | 2619643.9852
2010-08-01 | 2573532 | 2.1 | 138.8 | 0 | 31 | 877 | 314061.4977 | 2555682.7884
2010-09-01 | 2297240 | 78.1 | 31.5 | 1 | 30 | 878 | 299572.5183 | 2188082.3034
2010-10-01 | 2376983 | 241.6 | 0 | 1 | 31 | 883 | 285083.5389 | 2300772.4596
2010-11-01 | 2420856 | 405.3 | 0 | 1 | 30 | 890 | 270594.5595 | 2373840.2417
2010-12-01 | 2808483 | 676.2 | 0 | 0 | 31 | 892 | 256105.5801 | 2719760.3918
2011-01-01 | 2916087 | 775.3 | 0 | 0 | 31 | 893 | 273777.0812 | 2799393.8781
2011-02-01 | 2595862 | 654.2 | 0 | 0 | 28 | 891 | 291448.5823 | 2505675.6694
2011-03-01 | 2660869 | 572.8 | 0 | 1 | 31 | 894 | 309120.0835 | 2576463.4139
2011-04-01 | 2340953 | 332.3 | 0 | 1 | 30 | 894 | 326791.5846 | 2321086.5217
2011-05-01 | 2315445 | 134.1 | 13 | 1 | 31 | 894 | 344463.0857 | 2265783.0482
2011-06-01 | 2399956 | 19 | 52.2 | 0 | 30 | 896 | 362134.5868 | 2285623.9966
2011-07-01 | 2786776 | 0 | 198.5 | 0 | 31 | 899 | 379806.0879 | 2748267.6147
2011-08-01 | 2615109 | 0 | 122.2 | 0 | 31 | 900 | 397477.589 | 2536320.0778
2011-09-01 | 2322637 | 48.2 | 39.7 | 1 | 30 | 905 | 415149.0902 | 2221013.5442
2011-10-01 | 2383183 | 235.5 | 2.4 | 1 | 31 | 907 | 432820.5913 | 2332581.9111
2011-11-01 | 2441092 | 342.1 | 0 | 1 | 30 | 902 | 450492.0924 | 2338814.3143
2011-12-01 | 2685737 | 534 | 0 | 0 | 31 | 904 | 468163.5935 | 2622246.7662
2012-01-01 |  | 691.3167 | 0 | 0 | 31 | 903.8012 | 466312.7011 | 2746433.7264
2012-02-01 |  | 646.3333 | 0 | 0 | 29 | 903.6024 | 464461.8087 | 2580314.0097
2012-03-01 |  | 533.8167 | 0 | 1 | 31 | 903.4035 | 462610.9162 | 2557354.6398
2012-04-01 |  | 294.4667 | 0.2 | 1 | 30 | 903.2047 | 460760.0238 | 2303198.2802
2012-05-01 |  | 144.6 | 19.4167 | 1 | 31 | 903.0059 | 458909.1314 | 2303248.1195
2012-06-01 |  | 24.7833 | 64.9 | 0 | 30 | 902.8071 | 457058.239 | 2334172.9438
2012-07-01 |  | 2.0333 | 131.9167 | 0 | 31 | 903.3787 | 455207.3465 | 2569291.5983
2012-08-01 |  | 5.6667 | 109.7667 | 0 | 31 | 903.9502 | 453356.4541 | 2510987.5729
2012-09-01 |  | 59.7167 | 29.8667 | 1 | 30 | 904.5218 | 451505.5617 | 2202050.7725
2012-10-01 |  | 244.9167 | 3.8833 | 1 | 31 | 905.0934 | 449654.6693 | 2341797.3897
2012-11-01 |  | 400.8167 | 0 | 1 | 30 | 905.6649 | 447803.7768 | 2389828.4581
2012-12-01 |  | 604.55 | 0 | 0 | 31 | 906.2365 | 445952.8844 | 2680839.598
2013-01-01 |  | 691.3167 | 0 | 0 | 31 | 906.8081 | 461549.9271 | 2750183.3565
2013-02-01 |  | 646.3333 | 0 | 0 | 28 | 907.3796 | 477146.9697 | 2519878.9703
2013-03-01 |  | 533.8167 | 0 | 1 | 31 | 907.9512 | 492744.0123 | 2563025.6413
2013-04-01 |  | 294.4667 | 0.2 | 1 | 30 | 908.5228 | 508341.055 | 2309829.9674
2013-05-01 |  | 144.6 | 19.4167 | 1 | 31 | 909.0943 | 523938.0976 | 2310840.4924
2013-06-01 |  | 24.7833 | 64.9 | 0 | 30 | 909.6659 | 539535.1402 | 2342726.0024
2013-07-01 |  | 2.0333 | 131.9167 | 0 | 31 | 910.2375 | 555132.1829 | 2577844.6568
2013-08-01 |  | 5.6667 | 109.7667 | 0 | 31 | 910.809 | 570729.2255 | 2519540.6315
2013-09-01 |  | 59.7167 | 29.8667 | 1 | 30 | 911.3806 | 586326.2681 | 2210603.831
2013-10-01 |  | 244.9167 | 3.8833 | 1 | 31 | 911.9522 | 601923.3108 | 2350350.4482
2013-11-01 |  | 400.8167 | 0 | 1 | 30 | 912.5237 | 617520.3534 | 2398381.5167
2013-12-01 |  | 604.55 | 0 | 0 | 31 | 913.0953 | 633117.396 | 2689392.6566
|  |  | Weatther Normal |  |  |  |  | 231375418.2798
2002
2003
2004
2005
2006 | 27133182 | [6 empty] | 28438962.8573 | 1305780.8573 | 4.812%
2007 | 28586422 | [6 empty] | 28488979.1015 | -97442.8985 | -0.3409%
2008 | 28388527 | [6 empty] | 28421665.4244 | 33138.4244 | 0.1167%
2009 | 28318327 | [6 empty] | 28379650.7914 | 61323.7914 | 0.2166%
2010 | 29423139 | [6 empty] | 29030774.0693 | -392364.9307 | -1.334%
2011 | 30463706 | [6 empty] | 29553270.7561 | -910435.2439 | -2.989%
2012 | [7 empty] | 29519517.1089
2013 | [7 empty] | 29542598.1709
Total to 2011 | 172313303 | [6 empty] | 172313303 | 0
[8 empty] | 231375418.2798 | 0
Check totals above sould be zero

## GS > 50 kW
Not used
| Consumed | Heating Degree Days | Cooling Degree Days | Number of Days in Month | Spring Fall Flag | Number of Customers | Predicted Purchases | Variances (kWh) | % Variance | SUMMARY OUTPUT
2006-01-01 | 3504488 | 551.8 | 0 | 31 | 0 | 81
2006-02-01 | 3222615 | 604.3 | 0 | 28 | 0 | 80 |  |  |  | Regression Statistics
2006-03-01 | 3449527 | 516.6 | 0 | 31 | 1 | 80 |  |  |  | Multiple R | 28.51%
2006-04-01 | 3144707 | 293.3 | 0 | 30 | 1 | 80 |  |  |  | R Square | 8.126%
2006-05-01 | 3320523 | 136.9 | 26 | 31 | 1 | 80 |  |  |  | Adjusted R Square | 2.641%
2006-06-01 | 3217349 | 19.5 | 73.6 | 30 | 0 | 80 |  |  |  | Standard Error | 411273.6531
2006-07-01 | 3320788 | 0 | 167.3 | 31 | 0 | 65 |  |  |  | Observations | 72
2006-08-01 | 3261074 | 4.2 | 101.6 | 31 | 0 | 66
2006-09-01 | 3173965 | 80.9 | 12.9 | 30 | 1 | 67 |  |  |  | ANOVA
2006-10-01 | 3391458 | 288.3 | 1.1 | 31 | 1 | 67 |  |  |  |  | df | SS | MS | F | Significance F
2006-11-01 | 3386870 | 382.2 | 0 | 30 | 1 | 67 |  |  |  | Regression | 4 | 1.0024e+12 | 250603293488.5654 | 1.4816 | 0.21762
2006-12-01 | 3333891 | 500.5 | 0 | 31 | 0 | 67 |  |  |  | Residual | 67 | 1.1333e+13 | 169146017739.5016
2007-01-01 | 3416075 | 647.1 | 0 | 31 | 0 | 70 |  |  |  | Total | 71 | 1.2335e+13
2007-02-01 | 3153475 | 740.1 | 0 | 28 | 0 | 70
2007-03-01 | 3314545 | 546.7 | 0 | 31 | 1 | 70 |  |  |  |  | Coefficients | Standard Error | t Stat | P-value | Lower 95% | Upper 95% | Lower 95.0% | Upper 95.0%
2007-04-01 | 3030956 | 356.4 | 0 | 30 | 1 | 71 |  |  |  | Intercept | 497646.6504 | 1844323.7816 | 0.26983 | 0.78812 | -3183638.9822 | 4178932.283 | -3183638.9822 | 4178932.283
2007-05-01 | 3141479 | 136.4 | 22.4 | 31 | 1 | 71 |  |  |  | Heating Degree Days | 481.3367 | 308.3277 | 1.5611 | 0.12321 | -134.088 | 1096.7614 | -134.088 | 1096.7614
2007-06-01 | 3194900 | 16.5 | 99.2 | 30 | 0 | 71 |  |  |  | Cooling Degree Days | 909.0793 | 1821.3637 | 0.49912 | 0.61933 | -2726.3779 | 4544.5364 | -2726.3779 | 4544.5364
2007-07-01 | 3204487 | 3.2 | 106.1 | 31 | 0 | 70 |  |  |  | Number of Days in Month | 102362.1096 | 61169.2925 | 1.6734 | 0.098907 | -19732.3078 | 224456.5271 | -19732.3078 | 224456.5271
2007-08-01 | 3218318 | 5.2 | 141 | 31 | 0 | 70 |  |  |  | Spring Fall Flag | 35740.8573 | 133165.8253 | 0.26839 | 0.78922 | -230059.2394 | 301540.954 | -230059.2394 | 301540.954
2007-09-01 | 3271925 | 36.9 | 47.5 | 30 | 1 | 70
2007-10-01 | 3588707 | 137.7 | 19.8 | 31 | 1 | 71
2007-11-01 | 3761009 | 462.5 | 0 | 30 | 1 | 71
2007-12-01 | 3870949 | 630.7 | 0 | 31 | 0 | 72
2008-01-01 | 3952667 | 623.5 | 0 | 31 | 0 | 72
2008-02-01 | 3721999 | 674.7 | 0 | 29 | 0 | 73
2008-03-01 | 3767626 | 610.2 | 0 | 31 | 1 | 73
2008-04-01 | 3502956 | 253.9 | 0 | 30 | 1 | 73
2008-05-01 | 3563732 | 193.5 | 2.5 | 31 | 1 | 73
2008-06-01 | 3531127 | 22.7 | 71.5 | 30 | 0 | 73
2008-07-01 | 3652158 | 1 | 111 | 31 | 0 | 74
2008-08-01 | 3705140 | 12.7 | 64 | 31 | 0 | 74
2008-09-01 | 3825164 | 59 | 26.7 | 30 | 1 | 74
2008-10-01 | 4010251 | 278.6 | 0 | 31 | 1 | 74
2008-11-01 | 4029874 | 451.6 | 0 | 30 | 1 | 74
2008-12-01 | 4253129 | 654.6 | 0 | 31 | 0 | 74
2009-01-01 | 4093327 | 830.2 | 0 | 31 | 0 | 74
2009-02-01 | 3845597 | 606.4 | 0 | 28 | 0 | 74
2009-03-01 | 4098357 | 533.8 | 0 | 31 | 1 | 74
2009-04-01 | 3726593 | 305.8 | 1.2 | 30 | 1 | 74
2009-05-01 | 3697247 | 158.8 | 6.9 | 31 | 1 | 75
2009-06-01 | 3539269 | 49.3 | 34.2 | 30 | 0 | 72
2009-07-01 | 3698838 | 6.2 | 43.7 | 31 | 0 | 72
2009-08-01 | 4067503 | 9.8 | 91 | 31 | 0 | 72
2009-09-01 | 4020681 | 55.2 | 20.9 | 30 | 1 | 72
2009-10-01 | 4114121 | 287.8 | 0 | 31 | 1 | 72
2009-11-01 | 4196370 | 361.2 | 0 | 30 | 1 | 72
2009-12-01 | 4346550 | 631.3 | 0 | 31 | 0 | 72
2010-01-01 | 4467755 | 720 | 0 | 31 | 0 | 73
2010-02-01 | 4091689 | 598.3 | 0 | 28 | 0 | 73
2010-03-01 | 4408918 | 422.8 | 0 | 31 | 1 | 73
2010-04-01 | 3956850 | 225.1 | 0 | 30 | 1 | 73
2010-05-01 | 4178542 | 107.9 | 45.7 | 31 | 1 | 71
2010-06-01 | 4295870 | 21.7 | 58.7 | 30 | 0 | 68
2010-07-01 | 4296963 | 1.8 | 164.9 | 31 | 0 | 67
2010-08-01 | 4422302 | 2.1 | 138.8 | 31 | 0 | 68
2010-09-01 | 4190730 | 78.1 | 31.5 | 30 | 1 | 68
2010-10-01 | 4346909 | 241.6 | 0 | 31 | 1 | 68
2010-11-01 | 4206995 | 405.3 | 0 | 30 | 1 | 68
2010-12-01 | 4242518 | 676.2 | 0 | 31 | 0 | 68
2011-01-01 | 4294433 | 775.3 | 0 | 31 | 0 | 68
2011-02-01 | 3932436 | 654.2 | 0 | 28 | 0 | 68
2011-03-01 | 4256728 | 572.8 | 0 | 31 | 1 | 68
2011-04-01 | 3978925 | 332.3 | 0 | 30 | 1 | 68
2011-05-01 | 4091845 | 134.1 | 13 | 31 | 1 | 68
2011-06-01 | 4026185 | 19 | 52.2 | 30 | 0 | 67
2011-07-01 | 4195592 | 0 | 198.5 | 31 | 0 | 67
2011-08-01 | 4267059 | 0 | 122.2 | 31 | 0 | 68
2011-09-01 | 4093999 | 48.2 | 39.7 | 30 | 1 | 67
2011-10-01 | 4238340 | 235.5 | 2.4 | 31 | 1 | 67
2011-11-01 | 4324842 | 342.1 | 0 | 30 | 1 | 68
2011-12-01 | 4305174 | 534 | 0 | 31 | 0 | 68
2012-01-01 |  |  |  | 31 | 0
2012-02-01 |  |  |  | 29 | 0
2012-03-01 |  |  |  | 31 | 1
2012-04-01 |  |  |  | 30 | 1
2012-05-01 |  |  |  | 31 | 1
2012-06-01 |  |  |  | 30 | 0
2012-07-01 |  |  |  | 31 | 0
2012-08-01 |  |  |  | 31 | 0
2012-09-01 |  |  |  | 30 | 1
2012-10-01 |  |  |  | 31 | 1
2012-11-01 |  |  |  | 30 | 1
2012-12-01 |  |  |  | 31 | 0
2013-01-01 |  |  |  | 31 | 0
2013-02-01 |  |  |  | 28 | 0
2013-03-01 |  |  |  | 31 | 1
2013-04-01 |  |  |  | 30 | 1
2013-05-01 |  |  |  | 31 | 1
2013-06-01 |  |  |  | 30 | 0
2013-07-01 |  |  |  | 31 | 0
2013-08-01 |  |  |  | 31 | 0
2013-09-01 |  |  |  | 30 | 1
2013-10-01 |  |  |  | 31 | 1
2013-11-01 |  |  |  | 30 | 1
2013-12-01 |  |  |  | 31 | 0
|  |  | Weatther Normal |  |  |  | 0
2002 | #REF! | [5 empty] | #REF! | #REF! | #REF!
2003 | #REF! | [5 empty] | #REF! | #REF! | #REF!
2004 | #REF! | [5 empty] | #REF! | #REF! | #REF!
2005 | #REF! | [5 empty] | #REF! | #REF! | #REF!
2006 | 36393364 | [5 empty] | 0 | -36393364 | -100%
2007 | 39629767 | [5 empty] | 0 | -39629767 | -100%
2008 | 45133643 | [5 empty] | 0 | -45133643 | -100%
2009 | 47351032 | [5 empty] | 0 | -47351032 | -100%
2010 | 51210073 | [5 empty] | 0 | -51210073 | -100%
2011 | 49942902 | [5 empty] | 0 | -49942902 | -100%
2012 | [6 empty] | 0
2013 | [6 empty] | 0
Total to 2011 | #REF! | [5 empty] | #REF! | #REF!
[7 empty] | #REF! | #REF!
Check totals above sould be zero

## Rate Class Energy Model
| Purchases | Modeled Purchases | Difference | % Difference | Loss Factor | Total Billed | Residential | GS<50 | GS>50 | Sentinels | Streetlights | USL | Hydro One Load Transfers
Weatther Normal Projection
2002 | 229952804.31 | 231401930.835 | 1449126.525 | 0.6302% | 1.1371 | 202227694.8 | 138681514 | 22284840 | 38854281 | 132459.2 | 1171887 | 0 | 1102713.6
2003 | 234480796 | 234082855.7803 | -397940.2197 | -0.1697% | 1.0965 | 213841537.4 | 147383455 | 24957359 | 38763996 | 136024 | 946633 | 0 | 1654070.4
2004 | 234412600 | 232672948.2208 | -1739651.7792 | -0.7421% | 1.0921 | 214637890.8 | 148790001 | 26929694 | 36303637 | 135298 | 1238708 | 0 | 1240552.8
2005 | 242687327.8302 | 243391567.2734 | 704239.4432 | 0.2902% | 1.0738 | 225998743 | 154818065 | 28301933 | 39824875 | 131643 | 1463209 | 0 | 1459018
2006 | 234398898.7 | 234083312.8305 | -315585.8695 | -0.1346% | 1.0685 | 219381471.1 | 149103951 | 27191374 | 39830915 | 131869 | 1445518 | 291777 | 1386067.1
2007 | 241154636.1 | 241953147.3509 | 798511.2509 | 0.3311% | 1.0974 | 219752747.4 | 148690902 | 28463422 | 39320570 | 126371 | 1495947 | 519694 | 1135841.4
2008 | 245623027.8 | 243425788.2981 | -2197239.5019 | -0.8946% | 1.0828 | 226836185.95 | 149960621 | 28399681 | 45269405.57 | 124211.62 | 1533898.8 | 508215 | 1040152.96
2009 | 247239189.2 | 246672819.6049 | -566369.5951 | -0.2291% | 1.079 | 229135055.512 | 150373777 | 28113433 | 47473258.21 | 122021.1 | 1576911.6 | 493680 | 981974.602
2010 | 250239378.8 | 247841894.2826 | -2397484.5174 | -0.9581% | 1.0793 | 231850248.91 | 148340356.23 | 29188874 | 51128771.12 | 116702.72 | 1580058 | 493680 | 1001806.84
2011 | 246758167.2 | 251420561.4636 | 4662394.2636 | 1.889% | 1.0564 | 233577129.068 | 150098109.57 | 30548695.32 | 49921685.45 | 110240.82 | 1457369.41 | 489312 | 951716.498
2012 |  | 254027867.8394 |  |  |  | 233846635.7345
2013 |  | 256194557.7385 |  |  |  | 235841193.0557
Average |  |  |  |  | 1.0863
Usage Per Customer
2002 | [6 empty] | 11485.0115 | 26624.6595 | 547243.3944 | 748.3571 | 556.1875 |  | 1102713.6
2003 | [6 empty] | 11983.369 | 29292.6749 | 538388.8333 | 751.5138 | 431.0715 |  | 1654070.4
2004 | [6 empty] | 11866.1776 | 30394.6885 | 497310.0959 | 739.3333 | 536.4695 |  | 1240552.8
2005 | [6 empty] | 12144.4984 | 31203.8953 | 553123.2639 | 696.5238 | 617.1274 |  | 1459018
2006 | [6 empty] | 11588.0898 | 34117.1568 | 497886.4375 | 697.7196 | 609.666 | 3241.9667 | 1386067.1
2007 | [6 empty] | 11445.6856 | 34753.873 | 553810.8451 | 679.414 | 601.0233 | 5839.2584 | 1135841.4
2008 | [6 empty] | 11294.767 | 33970.9103 | 620128.8434 | 667.8044 | 592.6966 | 6050.1786 | 1040152.96
2009 | [6 empty] | 11111.6365 | 32881.2082 | 659350.8085 | 632.2337 | 600.7282 | 5947.9518 | 981974.602
2010 | [6 empty] | 10866.6293 | 33744.363 | 751893.6929 | 580.6105 | 588.476 | 6020.4878 | 1001806.84
2011 | [6 empty] | 10893.2513 | 34094.526 | 745099.7828 | 489.9592 | 534.2263 | 6040.8889 | 951716.498
2012 | [6 empty] | 10829.4117 | 35044.3538 | 771093.5908 | 467.4349 | 531.8404 | 6841.6257 | 936270.7848
2013 | [6 empty] | 10765.9463 | 36020.6426 | 797994.2277 | 445.9461 | 529.4651 | 7748.5023 | 921075.7451
1999
2000
2001
2002
2003 | [6 empty] | 1.0434 | 1.1002 | 0.98382 | 1.0042 | 0.77505 |  | 1.5
2004 | [6 empty] | 0.99022 | 1.0376 | 0.9237 | 0.98379 | 1.2445 |  | 0.75
2005 | [6 empty] | 1.0235 | 1.0266 | 1.1122 | 0.9421 | 1.1503 |  | 1.1761
2006 | [6 empty] | 0.95418 | 1.0934 | 0.90014 | 1.0017 | 0.98791 |  | 0.95
2007 | [6 empty] | 0.98771 | 1.0187 | 1.1123 | 0.97376 | 0.98582 | 1.8011 | 0.81947
2008 | [6 empty] | 0.98681 | 0.97747 | 1.1197 | 0.98291 | 0.98615 | 1.0361 | 0.91576
2009 | [6 empty] | 0.98379 | 0.96792 | 1.0632 | 0.94673 | 1.0136 | 0.9831 | 0.94407
2010 | [6 empty] | 0.97795 | 1.0263 | 1.1404 | 0.91835 | 0.9796 | 1.0122 | 1.0202
2011 | [6 empty] | 1.0024 | 1.0104 | 0.99096 | 0.84387 | 0.90781 | 1.0034 | 0.95
Used | [6 empty] | 0.99414 | 1.0279 | 1.0349 | 0.95403 | 0.99553 | 1.1326 | 0.98377
Geomean | [6 empty] | 0.99414 | 1.0279 | 1.0349 | 0.95403 | 0.99553 | 1.1326 | 0.98377
Non Weather Corrected Forecast | [14 empty] | Total excl HO
2012 | 2012 | 2012 |  |  |  | 237473042.0262 | 151423272.5386 | 31638291.0308 | 51331472.6912 | 108014.6018 | 1493104.0871 | 542616.2917 | 936270.7848 | 237473042.0262 | 236536771.2413
2013 | [5 empty] | 241466308.5619 | 152760134.901 | 32766749.9009 | 52781072.2915 | 105833.3402 | 1529714.978 | 601727.405 | 921075.7451 | 241466308.5619 | 240545232.8168
Weather Corrected Forecast | [15 empty] | CDM | HO
2012 | [5 empty] | 233846635.7345 | 147749853.4129 | 30870768.9622 | 50262876.2875 | 107146.8044 | 1481108.3764 | 538256.8715 | 936270.7848 | 231946281.4998 | 1900354.2347
2013 | [5 empty] | 235841193.0557 | 146562898.0275 | 31437454.723 | 50917130.1963 | 104161.1322 | 1505544.8849 | 592219.8774 | -0.25486 | 231119408.5864 | 4721784.4693 | -3800708.4693 | -921076 | -1.1642e-08
% Weather Sensitive | [6 empty] | 82.5% | 82.5% | 65%
2012 | [5 empty] | -3626406.2917 | 124924199.8444 | 26101590.1004 | 33365457.2493 | 0 | 0 | 0 | 0 | 184391247.1941
2013 | [5 empty] | -5625115.5062 | 126027111.2933 | 27032568.6683 | 34307696.9895 | 0 | 0 | 0 | 0 | 187367376.9511
Allocation of Weather Sensitive Amount
2012 | [6 empty] | -2456873.1498 | -513337.6557 | -656195.4861 | 0 | 0 | 0 | 0 | -3626406.2917
2013 | [6 empty] | -3783567.1795 | -811567.7535 | -1029980.5732 | 0 | 0 | 0 | 0 | -5625115.5062
4 Year kWh Target
[5 empty] | 2012 | -1900354.2347 | -1216545.9758 | -254184.4129 | -412400.9176 | -867.7974 | -11995.7107 | -4359.4202 | 0 | -1900354.2347
[5 empty] | 2013 | -3800708.4693 | -2413669.694 | -517727.4245 | -833961.522 | -1672.208 | -24170.0931 | -9507.5276 | 0 | -3800708.4693
[7 empty] | 63.51% | 13.62% | 21.94% | 0.044% | 0.6359% | 0.2502%
2013 | Class Specific | [5 empty] | 148753078.8492 | 29542598.1709 | 52781072.2915 | 105833.3402 | 1529714.978 | 601727.405 | -0.25486 | 233314025.0349
CDM | [5 empty] | -3800708.4693 | -2423202.3194 | -481251.8367 | -859808.8711 | -1724.0355 | -24919.2078 | -9802.1987 |  | -3800708.4693
[7 empty] | 146329876.5298 | 29061346.3342 | 51921263.4204 | 104109.3047 | 1504795.7702 | 591925.2063 | -0.25486 | 229513316.3107
Ajustment for HO
2012
[5 empty] | 2013 | [7 empty] | -921076

## Rate Class Customer Model
| Residential | GS<50 | GS>50 | Sentinels | Streetlights | USL | Total | Number of Customers - 3 Main Classes
2002 | 12075 | 837 | 71 | 177 | 2107 | 0 | 15267
2003 | 12299 | 852 | 72 | 181 | 2196 | 0 | 15600
2004 | 12539 | 886 | 73 | 183 | 2309 | 0 | 15990
2005 | 12748 | 907 | 72 | 189 | 2371 | 0 | 16287
2006 | 12867 | 797 | 80 | 189 | 2371 | 90 | 16394
2007 | 12991 | 819 | 71 | 186 | 2489 | 89 | 16645
2008 | 13277 | 836 | 73 | 186 | 2588 | 84 | 17044
2009 | 13533 | 855 | 72 | 193 | 2625 | 83 | 17361
2010 | 13651 | 865 | 68 | 201 | 2685 | 82 | 17552
2011 | 13779 | 896 | 67 | 225 | 2728 | 81 | 17776
2012 | 13982.5945 | 902.8071 | 66.5697 | 231.0794 | 2807.4291 | 79.311 | 18069.7908 | 14951.9713
2013 | 14189.1972 | 909.6659 | 66.1422 | 237.3232 | 2889.1708 | 77.6573 | 18369.1565 | 15165.0053
Growth Rate in Customer Numbers
2002
2003 | 1.0186 | 1.0179 | 1.0141 | 1.0226 | 1.0422
2004 | 1.0195 | 1.0399 | 1.0139 | 1.011 | 1.0515
2005 | 1.0167 | 1.0237 | 0.9863 | 1.0328 | 1.0269
2006 | 1.0093 | 0.87872 | 1.1111 | 1 | 1
2007 | 1.0096 | 1.0276 | 0.8875 | 0.98413 | 1.0498 | 0.98889
2008 | 1.022 | 1.0208 | 1.0282 | 1 | 1.0398 | 0.94382
2009 | 1.0193 | 1.0227 | 0.9863 | 1.0376 | 1.0143 | 0.9881
2010 | 1.0087 | 1.0117 | 0.94444 | 1.0415 | 1.0229 | 0.98795
2011 | 1.0094 | 1.0358 | 0.98529 | 1.1194 | 1.016 | 0.9878
Used | 1.0148 | 1.0076 | 0.99358 | 1.027 | 1.0291 | 0.97915
Geomean | 1.0148 | 1.0076 | 0.99358 | 1.027 | 1.0291 | 0.97915

## Rate Class Load Model
| GS>50 | Sentinels | Streetlights | Total
2002 | 88877.8111 | 367.845 | 3254.6028 | 92500.2589
2003 | 118748 | 378 | 3639 | 122765
2004 | 112828 | 375.825 | 3745 | 116948.825
2005 | 115611 | 365.225 | 3909 | 119885.225
2006 | 118310 | 367 | 4014 | 122691
2007 | 116956 | 351 | 4153 | 121460
2008 | 134692.85 | 345.0323 | 4260.83 | 139298.7123
2009 | 136122.29 | 338.9475 | 4370.32 | 140831.5575
2010 | 144502.21 | 324.1742 | 4389.05 | 149215.4342
2011 | 139425.36 | 306.3189 | 4416 | 144147.6789
2012 | 144597.5744 | 297.6608 | 4328.741 | 149223.9762
2013 | 146479.7493 | 289.3664 | 4400.1601 | 151169.2758
kW/kWh
2002 | 0.2287% | 0.2777% | 0.2777%
2003 | 0.3063% | 0.2779% | 0.3844%
2004 | 0.3108% | 0.2778% | 0.3023%
2005 | 0.2903% | 0.2774% | 0.2672%
2006 | 0.297% | 0.2783% | 0.2777%
2007 | 0.2974% | 0.2778% | 0.2776%
2008 | 0.2975% | 0.2778% | 0.2778%
2009 | 0.2867% | 0.2778% | 0.2771%
2010 | 0.2826% | 0.2778% | 0.2778%
2011 | 0.2793% | 0.2779% | 0.303%
Average | 0.2877% | 0.2778% | 0.2923%

## Weather Analysis
Summary of Degree Day Information |  |  |  | Station Name |  | TORONTO LESTER B. PEARSON INT'L A
Summary of All Heating Degree Days
Month | 1992 | 1993 | 1994 | 1995 | 1996 | 1997 | 1998 | 1999 | 2000 | 2001 | 2002 | 2003 | 2004 | 2005 | 2006 | 2007 | 2008 | 2009 | 2010 | 2011 | 10 Year Avg | 20 Year Trend
January | 687.9 | 635.1 | 941.4 | 653.2 | 765.2 | 756.6 | 624.8 | 749.8 | 738.9 | 684.9 | 572.2 | 814.5 | 849.1 | 770 | 551.8 | 647.1 | 623.5 | 830.2 | 720 | 775.3 | 715.37 | 715.55
February | 635.7 | 686.8 | 737.5 | 707 | 689.8 | 593 | 512.2 | 548.1 | 612.7 | 587.6 | 540.2 | 699 | 631.7 | 616.4 | 604.3 | 740.1 | 674.7 | 606.4 | 598.3 | 654.2 | 636.53 | 620.5946
March | 593 | 530.1 | 581.5 | 498.1 | 645.6 | 600 | 492.3 | 550.6 | 418.6 | 566.6 | 545.6 | 581.1 | 487.3 | 608.6 | 516.6 | 546.7 | 610.2 | 533.8 | 422.8 | 572.8 | 542.55 | 524.8576
April | 372.8 | 280.3 | 320.2 | 417.6 | 408.2 | 366.8 | 282 | 296.7 | 339.2 | 293.8 | 329.5 | 372.5 | 331.5 | 306.8 | 293.3 | 356.4 | 253.9 | 305.8 | 225.1 | 332.3 | 310.71 | 282.7304
May | 179.2 | 182 | 199.7 | 149.2 | 205.9 | 260.8 | 59.1 | 97.1 | 139.6 | 111.5 | 227.5 | 177.9 | 158.9 | 189.4 | 136.9 | 136.4 | 193.5 | 158.8 | 107.9 | 134.1 | 162.13 | 137.9462
June | 67.1 | 46.5 | 35.6 | 20 | 20.9 | 20.6 | 54.7 | 25 | 34.5 | 29.8 | 36.2 | 43.4 | 44.2 | 8.9 | 19.5 | 16.5 | 22.7 | 49.3 | 21.7 | 19 | 28.14 | 20.1779
July | 23.7 | 0.6 | 2.4 | 10.3 | 10.3 | 12.4 | 1 | 0 | 6.6 | 9.3 | 0 | 0.2 | 3.6 | 0 | 0 | 3.2 | 1 | 6.2 | 1.8 | 0 | 1.6 | -1.4313
August | 35.3 | 9.7 | 24.5 | 4.6 | 2.5 | 17 | 3.4 | 8.4 | 11.5 | 0 | 0.2 | 2 | 12.8 | 0.2 | 4.2 | 5.2 | 12.7 | 9.8 | 2.1 | 0 | 4.92 | -0.59496
September | 123.5 | 77.2 | 76.2 | 133.7 | 71.6 | 87.1 | 39.7 | 49.3 | 99.5 | 73.6 | 21.8 | 54.9 | 30 | 22.6 | 80.9 | 36.9 | 59 | 55.2 | 78.1 | 48.2 | 48.76 | 35.3341
October | 328.5 | 200.8 | 249.3 | 219.4 | 273.1 | 266.9 | 223.4 | 267.6 | 212.7 | 232.5 | 292.2 | 276 | 226.3 | 220.2 | 288.3 | 137.7 | 278.6 | 287.8 | 241.6 | 235.5 | 248.42 | 239.2526
November | 456.2 | 312.5 | 379 | 511.4 | 512.1 | 466.5 | 392.6 | 367.5 | 432 | 325.8 | 445 | 398.5 | 379.1 | 388.4 | 382.2 | 462.5 | 451.6 | 361.2 | 405.3 | 342.1 | 401.59 | 383.5716
December | 518.1 | 503.5 | 562.5 | 717.5 | 571.6 | 586.2 | 535.1 | 579.3 | 780.3 | 505 | 619.4 | 561.5 | 643.4 | 665.3 | 500.5 | 630.7 | 654.6 | 631.3 | 676.2 | 534 | 611.69 | 633.568
Total | 4021 | 3465.1 | 4109.8 | 4042 | 4176.8 | 4033.9 | 3220.3 | 3539.4 | 3826.1 | 3420.4 | 3629.8 | 3981.5 | 3797.9 | 3796.8 | 3378.5 | 3719.4 | 3836 | 3835.8 | 3500.9 | 3647.5
Summary of All Cooling Degree Days
Month | 1992 | 1993 | 1994 | 1995 | 1996 | 1997 | 1998 | 1999 | 2000 | 2001 | 2002 | 2003 | 2004 | 2005 | 2006 | 2007 | 2008 | 2009 | 2010 | 2011 | 10 Year Avg | 20 Year Trend
January | 0 | 0 | 0 | 0 | 0 | 0 | 0 | 0 | 0 | 0 | 0 | 0 | 0 | 0 | 0 | 0 | 0 | 0 | 0 | 0 | 0 | 0
February | 0 | 0 | 0 | 0 | 0 | 0 | 0 | 0 | 0 | 0 | 0 | 0 | 0 | 0 | 0 | 0 | 0 | 0 | 0 | 0 | 0 | 0
March | 0 | 0 | 0 | 0 | 0 | 0 | 0 | 0 | 0 | 0 | 0 | 0 | 0 | 0 | 0 | 0 | 0 | 0 | 0 | 0 | 0 | 0
April | 0 | 0 | 0.5 | 0 | 0 | 0 | 0 | 0 | 0 | 1.4 | 8.3 | 2.4 | 0 | 0 | 0 | 0 | 0 | 1.2 | 0 | 0 | 1.19 | 0.90271
May | 3.3 | 4.3 | 8.2 | 3.5 | 8.6 | 0 | 28.6 | 19.4 | 23.7 | 12.2 | 7.8 | 0 | 8.6 | 0.8 | 26 | 22.4 | 2.5 | 6.9 | 45.7 | 13 | 13.37 | 20.2065
June | 18.5 | 17.9 | 67.7 | 77.9 | 38.3 | 73.2 | 82.4 | 96 | 41.1 | 79.7 | 70 | 52.9 | 31.6 | 146.3 | 73.6 | 99.2 | 71.5 | 34.2 | 58.7 | 52.2 | 69.02 | 77.7435
July | 24.5 | 107.8 | 111.2 | 130.9 | 59.6 | 103 | 101.3 | 196.5 | 71.8 | 100.9 | 192.4 | 118.3 | 86.4 | 188.7 | 167.3 | 106.1 | 111 | 43.7 | 164.9 | 198.5 | 137.73 | 157.1814
August | 32.5 | 103.5 | 46.4 | 122.9 | 87.1 | 46.8 | 117.7 | 79.1 | 92.5 | 160 | 142.7 | 128 | 59.6 | 140.7 | 101.6 | 141 | 64 | 91 | 138.8 | 122.2 | 112.96 | 130.7056
September | 23.3 | 15.7 | 13.7 | 12.7 | 27.1 | 11.7 | 45 | 48.9 | 35.2 | 35.7 | 87.6 | 24 | 41.2 | 52.1 | 12.9 | 47.5 | 26.7 | 20.9 | 31.5 | 39.7 | 38.41 | 42.468
October | 0 | 2.5 | 0 | 3.2 | 0 | 2.8 | 0 | 0 | 1.2 | 2 | 10 | 0 | 1.5 | 7.6 | 1.1 | 19.8 | 0 | 0 | 0 | 2.4 | 4.24 | 4.6859
November | 0 | 0 | 0 | 0 | 0 | 0 | 0 | 0 | 0 | 0 | 0 | 0 | 0 | 0 | 0 | 0 | 0 | 0 | 0 | 0 | 0 | 0
December | 0 | 0 | 0 | 0 | 0 | 0 | 0 | 0 | 0 | 0 | 0 | 0 | 0 | 0 | 0 | 0 | 0 | 0 | 0 | 0 | 0 | 0
Total | 102.1 | 251.7 | 247.7 | 351.1 | 220.7 | 237.5 | 375 | 439.9 | 265.5 | 391.9 | 518.8 | 325.6 | 228.9 | 536.2 | 382.5 | 436 | 275.7 | 197.9 | 439.6 | 428

## CDM Activity
Innisfil Hydro Forecast for 2013 Rate Application
| Total OPA Annual CDM Results (Gross) | Total OPA Annual CDM Results (Net) | # Difference | % Difference of Net | Total Annual CDM Results | Increase over previous year | [6 empty] | 4 Year 2011 to 2014 target
2005 | [5 empty] | 0 | 0 | Check |  | Jan | 1 |  | 9200000
2006 | 1644593.0165 | 1472589.1817 | 172003.8348 | 11.68% | 1472589.1817 | 1472589.1817 | 18879.3485 | 1472589.1817 | 0 | Feb | 2
2007 | 4964101.0883 | 2455328.8262 | 2508772.2621 | 102.2% | 2455328.8262 | -263297.3554 | -3375.6071 | 2455328.8262 | 0 | Mar | 3 |  | 2011/2012 Cost of Service Method
2008 | 5013598.2927 | 3143863.0678 | 1869735.2249 | 59.47% | 3143863.0678 | 911324.3116 | 11683.645 | 3143863.0678 | 0 | Apr | 4 |  | 2011 | 2012 | 2013 | 2014 | Total
2009 | 7236398.8691 | 4589194.1661 | 2647204.7031 | 57.68% | 4589194.1661 | 674210.5269 | 8643.7247 | 4589194.1661 | 0 | May | 5 |  | 10% | 10% | 10% | 10% | 40%
2010 | 6830132.2485 | 4029539.6024 | 2800592.6461 | 69.5% | 4029539.6024 | -1130140.3941 | -14488.9794 | 4029539.6024 | 0 | Jun | 6 |  |  | 10% | 10% | 10% | 30%
2011 | 6668005.1079 | 3859190.3683 | 2808814.7395 | 72.78% | 4451644.0483 | 1378377.0871 | 17671.5011 | 4451644.0483 | 0 | Jul | 7 |  |  |  | 10% | 10% | 20%
2012 | 6394406.2921 | 3742775.6197 | 2651630.6725 | 70.85% | 5473593.513 | -144369.609 | -1850.8924 | 5473593.513 | 0 | Aug | 8 |  |  |  |  | 10% | 10%
2013 | 6307311.1246 | 3698821.8318 | 2608489.2928 | 70.52% | 6568003.9385 | 1216569.3254 | 15597.0426 | 6568003.9385 | 0 | Sep | 9 |  | 10% | 20% | 30% | 40% | 100%
Total | 45058546.0396 | 26991302.664 | 18067243.3756 | 66.94% | 32183756.344 |  |  |  |  | Oct | 10
[10 empty] | Nov | 11 |  | 920000 | 920000 | 920000 | 920000 | 3680000
[5 empty] | CDM Activity Variable |  |  |  |  | Dec | 12 |  | 0 | 920000 | 920000 | 920000 | 2760000
[10 empty] | Total | 78 |  |  |  | 920000 | 920000 | 1840000
2006-01-01 |  |  |  |  | 18879.3485 | [9 empty] | 0 | 920000 | 920000
2006-02-01 |  |  |  |  | 37758.697 | [7 empty] | 920000 | 1840000 | 2760000 | 3680000 | 9200000
2006-03-01 |  |  |  |  | 56638.0454
2006-04-01 |  |  |  |  | 75517.3939 | [7 empty] | 2013 Proposed Cost of Service Method
2006-05-01 |  |  |  |  | 94396.7424 | [7 empty] | 2011 | 2012 | 2013 | 2014 | Total
2006-06-01 |  |  |  |  | 113276.0909 | [7 empty] | 6.44% | 6.44% | 6.44% | 6.44% | 25.76% | based on 4th Quarter 2011 results
2006-07-01 |  |  |  |  | 132155.4394 | [8 empty] | 12.37% | 12.37% | 12.37% | 37.12%
2006-08-01 |  |  |  |  | 151034.7879 | [9 empty] | 12.37% | 12.37% | 24.75%
2006-09-01 |  |  |  |  | 169914.1363 | [10 empty] | 12.37% | 12.37%
2006-10-01 |  |  |  |  | 188793.4848 | [7 empty] | 6.44% | 18.81% | 31.19% | 43.56% | 100%
2006-11-01 |  |  |  |  | 207672.8333 | Check
2006-12-01 |  |  |  |  | 226552.1818 | 1472589.1817 | 2718626.1816 | [5 empty] | 592453.68 | 592453.68 | 592453.68 | 592453.68 | 2369814.72
2007-01-01 |  |  |  |  | 223176.5747 | [8 empty] | 1138364.2133 | 1138364.2133 | 1138364.2133 | 3415092.64
2007-02-01 |  |  |  |  | 219800.9676 | [9 empty] | 1138364.2133 | 1138364.2133 | 2276728.4267
2007-03-01 |  |  |  |  | 216425.3604 | [10 empty] | 1138364.2133 | 1138364.2133
2007-04-01 |  |  |  |  | 213049.7533 | [7 empty] | 592453.68 | 1730817.8933 | 2869182.1067 | 4007546.32 | 9200000
2007-05-01 |  |  |  |  | 209674.1462 | [8 empty] | 1138364.2133 | 2276728.4267
2007-06-01 |  |  |  |  | 206298.5391 | [7 empty] | CDM savings in 2012 and 2013 excluding 2011 results
2007-07-01 |  |  |  |  | 202922.932
2007-08-01 |  |  |  |  | 199547.3248 | [9 empty] | 3800708.4693 | Gross Adjustment for 2012 and 2013
2007-09-01 |  |  |  |  | 196171.7177
2007-10-01 |  |  |  |  | 192796.1106 | [9 empty] | 2276728.4267 | Net Adjustment for 2012 and 2013
2007-11-01 |  |  |  |  | 189420.5035 | Check |  |  |  | Gross | NTG% | NTG Impact | 2011
2007-12-01 |  |  |  |  | 186044.8964 | 2455328.8262 | 2232538.7563 | 4th Quarter 2011 OPA results |  |  |  |  | 421710
2008-01-01 |  |  |  |  | 197728.5414 |  |  | ERIP #1 - completed Dec 2010 |  | 258946 | 52% | 134651.92 | 124294.08
2008-02-01 |  |  |  |  | 209412.1864 |  |  | ERIP #2 - completed Dec 2010 |  | 96770 | 52% | 50320.4 | 46449.6
2008-03-01 |  |  |  |  | 221095.8314 | [7 empty] | 592453.68
2008-04-01 |  |  |  |  | 232779.4764 | [8 empty] | 2013 CDM Savings from 2012 and 2013 programs for LRAM variance account by rate class
2008-05-01 |  |  |  |  | 244463.1215 | [9 empty] | kWh | kW
2008-06-01 |  |  |  |  | 256146.7665 | [8 empty] | Residential | 1445854.2267
2008-07-01 |  |  |  |  | 267830.4115 | [8 empty] | GS<50 | 310132.9013
2008-08-01 |  |  |  |  | 279514.0565 | [8 empty] | GS>50 | 499565.7834 | 1437.1641
2008-09-01 |  |  |  |  | 291197.7015 | [8 empty] | Sentinels | 1001.6984 | 2.7828
2008-10-01 |  |  |  |  | 302881.3466 | [8 empty] | Streetlights | 14478.5475 | 42.3155
2008-11-01 |  |  |  |  | 314564.9916 | [8 empty] | USL | 5695.2693
2008-12-01 |  |  |  |  | 326248.6366 | 3143863.0678 | 3914983.6392 | [6 empty] | Total | 2276728.4267 | 1482.2624
2009-01-01 |  |  |  |  | 334892.3613
2009-02-01 |  |  |  |  | 343536.086
2009-03-01 |  |  |  |  | 352179.8107
2009-04-01 |  |  |  |  | 360823.5354
2009-05-01 |  |  |  |  | 369467.2601
2009-06-01 |  |  |  |  | 378110.9848
2009-07-01 |  |  |  |  | 386754.7095
2009-08-01 |  |  |  |  | 395398.4342
2009-09-01 |  |  |  |  | 404042.1589
2009-10-01 |  |  |  |  | 412685.8836
2009-11-01 |  |  |  |  | 421329.6083
2009-12-01 |  |  |  |  | 429973.333 | 4589194.1661 | 5159679.9965
2010-01-01 |  |  |  |  | 415484.3536
2010-02-01 |  |  |  |  | 400995.3742
2010-03-01 |  |  |  |  | 386506.3948
2010-04-01 |  |  |  |  | 372017.4154
2010-05-01 |  |  |  |  | 357528.436
2010-06-01 |  |  |  |  | 343039.4566
2010-07-01 |  |  |  |  | 328550.4772
2010-08-01 |  |  |  |  | 314061.4977
2010-09-01 |  |  |  |  | 299572.5183
2010-10-01 |  |  |  |  | 285083.5389
2010-11-01 |  |  |  |  | 270594.5595
2010-12-01 |  |  |  |  | 256105.5801 | 4029539.6024 | 3073266.9612
2011-01-01 |  |  |  |  | 273777.0812
2011-02-01 |  |  |  |  | 291448.5823
2011-03-01 |  |  |  |  | 309120.0835
2011-04-01 |  |  |  |  | 326791.5846
2011-05-01 |  |  |  |  | 344463.0857
2011-06-01 |  |  |  |  | 362134.5868
2011-07-01 |  |  |  |  | 379806.0879
2011-08-01 |  |  |  |  | 397477.589
2011-09-01 |  |  |  |  | 415149.0902
2011-10-01 |  |  |  |  | 432820.5913
2011-11-01 |  |  |  |  | 450492.0924
2011-12-01 |  |  |  |  | 468163.5935 | 4451644.0483 | 5617963.122
2012-01-01 |  |  |  |  | 466312.7011
2012-02-01 |  |  |  |  | 464461.8087
2012-03-01 |  |  |  |  | 462610.9162
2012-04-01 |  |  |  |  | 460760.0238
2012-05-01 |  |  |  |  | 458909.1314
2012-06-01 |  |  |  |  | 457058.239
2012-07-01 |  |  |  |  | 455207.3465
2012-08-01 |  |  |  |  | 453356.4541
2012-09-01 |  |  |  |  | 451505.5617
2012-10-01 |  |  |  |  | 449654.6693
2012-11-01 |  |  |  |  | 447803.7768
2012-12-01 |  |  |  |  | 445952.8844 | 5473593.513 | 5351434.6131
2013-01-01 |  |  |  |  | 461549.9271
2013-02-01 |  |  |  |  | 477146.9697
2013-03-01 |  |  |  |  | 492744.0123
2013-04-01 |  |  |  |  | 508341.055
2013-05-01 |  |  |  |  | 523938.0976
2013-06-01 |  |  |  |  | 539535.1402
2013-07-01 |  |  |  |  | 555132.1829
2013-08-01 |  |  |  |  | 570729.2255
2013-09-01 |  |  |  |  | 586326.2681
2013-10-01 |  |  |  |  | 601923.3108
2013-11-01 |  |  |  |  | 617520.3534
2013-12-01 |  |  |  |  | 633117.396 | 6568003.9385 | 7597408.7523

## 2012 COP Forecast
| kWh | kW | 2011 %RPP
Residential | 147749853.4129 |  | 88.56%
General Service < 50 kW | 30870768.9622 |  | 82.38%
General Service 50 to 4,999 kW | 50262876.2875 | 144597.5744 | 4.544%
Street Lighting | 1481108.3764 | 4328.741 | 0%
Sentinel Lighting | 107146.8044 | 297.6608 | 88.76%
Unmetered Scattered Load | 538256.8715 |  | 88.98%
TOTAL | 231010010.715 | 149223.9762
Electricity - Commodity RPP | 2012 Forecasted Metered kWhs | 2012 Loss Factor
Class per Load Forecast RPP |  |  | 2012 |  |  | Average Cost of power
Residential | 130843804.55 | 1.0746 | 140604752.3695 | 0.08069 | 11345397.4687 | 0.080471
General Service < 50 kW | 25432016.2732 | 1.0746 | 27329244.6872 | 0.08069 | 2205196.7538 | 0.080353
General Service 50 to 4,999 kW | 2284094.5957 | 1.0746 | 2454488.0525 | 0.08069 | 198052.641 | 0.078867
Street Lighting | 0 | 1.0746 | 0 | 0.08069 | 0 | 0.07878
Sentinel Lighting | 95106.0786 | 1.0746 | 102200.9921 | 0.08069 | 8246.5981 | 0.080475
Unmetered Scattered Load | 478963.1655 | 1.0746 | 514693.8176 | 0.08069 | 41530.6441 | 0.08048
TOTAL | 159133984.663 |  | 171005379.9189 |  | 13798424.1057 | 0.080096
Electricity - Commodity Non-RPP | 2012 Forecasted Metered kWhs | 2012 Loss Factor
Class per Load Forecast |  |  | 2012 |  |  | Total commodity by rate class
Residential | 16906048.8629 | 1.0746 | 18167240.108 | 0.07878 | 1431215.1757 | 12776612.6444
General Service < 50 kW | 5438752.689 | 1.0746 | 5844483.6396 | 0.07878 | 460428.4211 | 2665625.1749
General Service 50 to 4,999 kW | 47978781.6918 | 1.0746 | 51557998.806 | 0.07878 | 4061739.1459 | 4259791.7869
Street Lighting | 1481108.3764 | 1.0746 | 1591599.0613 | 0.07878 | 125386.174 | 125386.174
Sentinel Lighting | 12040.7258 | 1.0746 | 12938.9639 | 0.07878 | 1019.3316 | 9265.9296
Unmetered Scattered Load | 59293.706 | 1.0746 | 63717.0165 | 0.07878 | 5019.6266 | 46550.2707
TOTAL | 71876026.0519 |  | 77237977.5954 |  | 6084807.875 | 19883231.9806
Transmission - Network |  | Volume
Class per Load Forecast |  | Metric | 2012
Residential |  | kWh | 158771992.4775 | 0.0052 | 825614.3609
General Service < 50 kW |  | kW | 33173728.3268 | 0.0047 | 155916.5231
General Service 50 to 4,999 kW |  | kW | 144597.5744 | 1.928 | 278784.1234
Street Lighting |  | kWh | 4328.741 | 1.454 | 6293.9895
Sentinel Lighting |  | kW | 297.6608 | 1.4614 | 435.0015
Unmetered Scattered Load |  | kW | 578410.8342 | 0.0047 | 2718.5309
TOTAL |  |  |  |  | 1269762.5293
Transmission - Connection |  | Volume
Class per Load Forecast |  | Metric | 2012
Residential |  | kWh | 158771992.4775 | 0.0041 | 650965.1692
General Service < 50 kW |  | kW | 33173728.3268 | 0.0038 | 126060.1676
General Service 50 to 4,999 kW |  | kW | 144597.5744 | 1.4825 | 214365.904
Street Lighting |  | kWh | 4328.741 | 1.1459 | 4960.3044
Sentinel Lighting |  | kW | 297.6608 | 1.1699 | 348.2334
Unmetered Scattered Load |  | kW | 578410.8342 | 0.0038 | 2197.9612
TOTAL |  |  |  |  | 998897.7397
Wholesale Market Service
Class per Load Forecast |  |  | 2012
Residential |  |  | 158771992.4775 | 0.0052 | 825614.3609
General Service < 50 kW |  |  | 33173728.3268 | 0.0052 | 172503.3873
General Service 50 to 4,999 kW |  |  | 54012486.8586 | 0.0052 | 280864.9317
Street Lighting |  |  | 1591599.0613 | 0.0052 | 8276.3151
Sentinel Lighting |  |  | 115139.956 | 0.0052 | 598.7278
Unmetered Scattered Load |  |  | 578410.8342 | 0.0052 | 3007.7363
TOTAL |  |  | 248243357.5143 |  | 1290865.4591
Rural Rate Assistance
Class per Load Forecast |  |  | 2012
Residential |  |  | 158771992.4775 | 0.0011 | 174649.1917
General Service < 50 kW |  |  | 33173728.3268 | 0.0011 | 36491.1012
General Service 50 to 4,999 kW |  |  | 54012486.8586 | 0.0011 | 59413.7355
Street Lighting |  |  | 1591599.0613 | 0.0011 | 1750.759
Sentinel Lighting |  |  | 115139.956 | 0.0011 | 126.654
Unmetered Scattered Load |  |  | 578410.8342 | 0.0011 | 636.2519
TOTAL |  |  | 248243357.5143 |  | 273067.6933
LV |  | Volume
Class per Load Forecast |  | Metric(w/o losses) | 2012
Residential |  | kWh | 147749853.4129 | 0.0022 | 325049.6775
General Service < 50 kW |  | kWh | 30870768.9622 | 0.002 | 61741.5379
General Service 50 to 4,999 kW |  | kW | 144597.5744 | 0.7883 | 113986.2679
Street Lighting |  | kW | 4328.741 | 1.6331 | 7069.267
Sentinel Lighting |  | kW | 297.6608 | 0.6065 | 180.5313
Unmetered Scattered Load |  | kWh | 538256.8715 | 0.002 | 1076.5137
TOTAL |  |  | 179308103.2228 |  | 509103.7953
Summary | 2012
4705-Power Purchased | 19883231.9806
SME | 72133
4708-Charges-WMS | 1290865.4591
4714-Charges-NW | 1269762.5293
4716-Charges-CN | 998897.7397
4730-Rural Rate Assistance | 273067.6933
4750-Low Voltage | 509103.7953
TOTAL | 24297062.1972
Note on B1: Linked to load forecast model
Note on C1: Linked to load forecast model

## 2013 COP Forecast
2013 Load Foreacst | kWh | kW | 2011 %RPP
Residential | 146562898.0275 |  | 88.56%
General Service < 50 kW | 31437454.723 |  | 82.38%
General Service 50 to 4,999 kW | 50917130.1963 | 146479.7493 | 4.544%
Street Lighting | 1505544.8849 | 4400.1601 | 0%
Sentinel Lighting | 104161.1322 | 289.3664 | 88.76%
Unmetered Scattered Load | 592219.8774 |  | 88.98%
TOTAL | 231119408.8413 | 151169.2758
Electricity - Commodity RPP | 2013 Forecasted Metered kWhs | 2013 Loss Factor
Class per Load Forecast RPP |  |  | 2013 |  |  | Average Cost of power
Residential | 129792664.7021 | 1.0714 | 139062221.9315 | 0.08069 | 11220930.6877 | 0.08047
General Service < 50 kW | 25898864.4268 | 1.0714 | 27748514.4554 | 0.08069 | 2239027.6314 | 0.080352
General Service 50 to 4,999 kW | 2313825.8393 | 1.0714 | 2479075.0934 | 0.08069 | 200036.5693 | 0.078857
Street Lighting | 0 | 1.0714 | 0 | 0.08069 | 0 | 0.07877
Sentinel Lighting | 92455.9242 | 1.0714 | 99058.959 | 0.08069 | 7993.0674 | 0.080474
Unmetered Scattered Load | 526981.6739 | 1.0714 | 564617.7514 | 0.08069 | 45559.0064 | 0.080478
TOTAL | 158624792.5662 |  | 169953488.1907 |  | 13713546.9621 | 0.085807
Electricity - Commodity Non-RPP | 2013 Forecasted Metered kWhs | 2013 Loss Factor
Class per Load Forecast |  |  | 2013 |  |  | Total commodity by rate class
Residential | 16770233.3255 | 1.0714 | 17967933.0408 | 0.07877 | 1415334.0856 | 12636264.7733
General Service < 50 kW | 5538590.2962 | 1.0714 | 5934146.392 | 0.07877 | 467432.7113 | 2706460.3427
General Service 50 to 4,999 kW | 48603304.357 | 1.0714 | 52074464.3976 | 0.07877 | 4101905.5606 | 4301942.1299
Street Lighting | 1505544.8849 | 1.0714 | 1613068.176 | 0.07877 | 127061.3802 | 127061.3802
Sentinel Lighting | 11705.208 | 1.0714 | 12541.1727 | 0.07877 | 987.8682 | 8980.9356
Unmetered Scattered Load | 65238.2035 | 1.0714 | 69897.3979 | 0.07877 | 5505.818 | 51064.8244
TOTAL | 72494616.275 |  | 77672050.5771 |  | 6118227.424 | 19831774.3861
Transmission - Network |  | Volume
Class per Load Forecast |  | Metric | 2013
Residential |  | kWh | 157030154.9722 | 0.005 | 816556.8059
General Service < 50 kW |  | kWh | 33682660.8474 | 0.0046 | 158308.506
General Service 50 to 4,999 kW |  | kW | 146479.7493 | 1.8708 | 282412.9567
Street Lighting |  | kW | 4400.1601 | 1.418 | 6397.8327
Sentinel Lighting |  | kW | 289.3664 | 1.4109 | 422.8801
Unmetered Scattered Load |  | kWh | 634515.1493 | 0.0046 | 2982.2212
TOTAL |  |  |  |  | 1267081.2026
Transmission - Connection |  | Volume
Class per Load Forecast |  | Metric | 2013
Residential |  | kWh | 157030154.9722 | 0.004 | 643823.6354
General Service < 50 kW |  | kWh | 33682660.8474 | 0.0037 | 127994.1112
General Service 50 to 4,999 kW |  | kW | 146479.7493 | 1.4516 | 217156.2284
Street Lighting |  | kW | 4400.1601 | 1.6635 | 5042.1434
Sentinel Lighting |  | kW | 289.3664 | 1.122 | 338.5298
Unmetered Scattered Load |  | kWh | 634515.1493 | 0.0037 | 2411.1576
TOTAL |  |  |  |  | 996765.8058
Wholesale Market Service
Class per Load Forecast |  |  | 2013
Residential |  |  | 157030154.9722 | 0.0052 | 816556.8059
General Service < 50 kW |  |  | 33682660.8474 | 0.0052 | 175149.8364
General Service 50 to 4,999 kW |  |  | 54553539.491 | 0.0052 | 283678.4054
Street Lighting |  |  | 1613068.176 | 0.0052 | 8387.9545
Sentinel Lighting |  |  | 111600.1318 | 0.0052 | 580.3207
Unmetered Scattered Load |  |  | 634515.1493 | 0.0052 | 3299.4788
TOTAL |  |  | 247625538.7678 |  | 1287652.8016
Rural Rate Assistance
Class per Load Forecast |  |  | 2013
Residential |  |  | 157030154.9722 | 0.0011 | 172733.1705
General Service < 50 kW |  |  | 33682660.8474 | 0.0011 | 37050.9269
General Service 50 to 4,999 kW |  |  | 54553539.491 | 0.0011 | 60008.8934
Street Lighting |  |  | 1613068.176 | 0.0011 | 1774.375
Sentinel Lighting |  |  | 111600.1318 | 0.0011 | 122.7601
Unmetered Scattered Load |  |  | 634515.1493 | 0.0011 | 697.9667
TOTAL |  |  | 247625538.7678 |  | 272388.0926
LV |  | Volume
Class per Load Forecast |  | Metric(w/o losses) | 2013
Residential |  | kWh | 146562898.0275 | 0.0022 | 322438.3757
General Service < 50 kW |  | kWh | 31437454.723 | 0.002 | 62874.9094
General Service 50 to 4,999 kW |  | kW | 146479.7493 | 0.7883 | 115469.9864
Street Lighting |  | kW | 4400.1601 | 1.6331 | 7185.9014
Sentinel Lighting |  | kW | 289.3664 | 0.6065 | 175.5007
Unmetered Scattered Load |  | kWh | 592219.8774 | 0.002 | 1184.4398
TOTAL |  |  | 178743741.9037 |  | 509329.1134
Summary | 2013
4705-Power Purchased | 19831774.3861
SME | 73097
4708-Charges-WMS | 1287652.8016
4714-Charges-NW | 1267081.2026
4716-Charges-CN | 996765.8058
4730-Rural Rate Assistance | 272388.0926
4750-Low Voltage | 509329.1134
TOTAL | 24238088.402
Note on B1: Linked to load forecast model
Note on C1: Linked to load forecast model

## App.2-P_Loss Factors
Appendix 2-P
Loss Factors
|  | Historical Years |  |  |  |  | 5-Year Average
|  | Year 1 | Year 2 | Year 3 | Year 4 | Year 5
Losses Within Distributor's System
A(1) | "Wholesale" kWh delivered to distributor (higher value) | 241154636.1 | 245623027.8 | 247239189.2 | 250239378.8 | 246758167.2 | 246202879.82
A(2) | "Wholesale" kWh delivered to distributor (lower value) | 235121981 | 240965463 | 240653353 | 244035081 | 240111859 | 240177547.4
B | Portion of "Wholesale" kWh delivered to distributor for its Large Use Customer(s) | [5 empty] | 0
C | Net "Wholesale" kWh delivered to distributor = A(2) - B | 235121981 | 240965463 | 240653353 | 244035081 | 240111859 | 240177547.4
D | "Retail" kWh delivered by distributor | 219752747.4 | 226836185.95 | 229135055.512 | 231850248.91 | 233577129.068 | 228230273.368
E | Portion of "Retail" kWh delivered by distributor to its Large Use Customer(s) | [5 empty] | 0
F | Net "Retail" kWh delivered by distributor = D - E | 219752747.4 | 226836185.95 | 229135055.512 | 231850248.91 | 233577129.068 | 228230273.368
G | Loss Factor in Distributor's system = C / F | 1.0699 | 1.0623 | 1.0503 | 1.0526 | 1.028 | 1.0523
Losses Upstream of Distributor's System
H | Supply Facilities Loss Factor | 1.026 | 1.019 | 1.027 | 1.025 | 1.028 | 1.025
Total Losses
I | Total Loss Factor = G x H | 1.0978 | 1.0825 | 1.0786 | 1.0789 | 1.0568 | 1.0787
| 3 Year Average | [5 empty] | 1.0714
| Prior Loss Factor | [5 empty] | 1.0746
| Increase(Decrease) | [5 empty] | -0.0031818
Notes
A(1) | If directly connected to the IESO-controlled grid, kWh pertains to the virtual meter on the primary or high voltage side of the transformer at the interface with the transmission grid. This corresponds to the "With Losses" kWh value provided by the IESO'
If fully embedded within a host distributor, kWh pertains to the virtual meter on the primary or high voltage side of the transformer, at the interface between the host distributor and the transmission grid. For example, if the host distributor is Hydro
If partially embedded, kWh pertains to the sum of the above.
A(2) | If directly connected to the IESO-controlled grid, kWh pertains to a metering installation on the secondary or low voltage side of the transformer at the interface with the transmission grid. This corresponds to the "Without Losses" kWh value provided by
If fully embedded with the host distributor, kWh pertains to an actual or virtual meter at the interface between the embedded distributor and the host distributor. For example, if the host distributor is Hydro One Networks Inc., kWh from the Hydro One Ne
If partially embedded, kWh pertains to the sum of the above.
Additionally, kWh pertaining to distributed generation directly connected to the distributor's own distribution network should be included in A(2).
B | If a Large Use Customer is metered on the secondary or low voltage side of the transformer, the default loss is 1% (i.e., B = 1.01 X E).
D | kWh corresponding to D should equal "total billed energy sales in kWhs for each rate class" in item 1 of Section 2.1.3 of the "Electricity Reporting and Record-keeping Requirements" dated May 1, 2010 or in any successor document.
G and I | These loss factors pertain to secondary-metered customers with demand less than 5,000 kW.
H | If directly connected to the IESO-controlled grid, SFLF = 1.0045.
If fully embedded within a host distributor, SFLF = loss factor re losses in transformer at grid interface X loss factor re losses in host distributor's system. If the host distributor is Hydro One Networks Inc., SFLF = 1.0060 X 1.0278 = 1.0340. If parti
Distributors that wish to propose a different SFLF should provide appropriate justification for any such proposal including supporting
calculations and any other relevant material.