## Exibit 3 Tables
Table 3.2.1: R Square and Adjusted R Square Values for Individual Class Regression Analysis
Class |  | R Square | Adjusted R Square
Residential |  | 86.04% | 85.36%
GS<50 |  | 70.79% | 69.36%
GS>50 |  | 71.22% | 70.1%
Table 3.2.2: Summary of Load and Customer/Connection Forecast
Year |  | Billed (GWh) | Growth (GWh) | Percent Change | Customer/ Connection Count | Growth | Percent Change (%)
Billed Energy (GWh) and Customer Count / Connections
2009 Board Approved |  | 218.596 |  |  | 8448 |  |  |  | Yes confirmed per Phil
2003 Actual |  | 224.2453 |  |  | 7734
2004 Actual |  | 227.2076 | 2.9623 | 1.321% | 7872 | 138 | 1.784%
2005 Actual |  | 233.2399 | 6.0323 | 2.655% | 8013 | 141 | 1.791%
2006 Actual |  | 225.6661 | -7.5737 | -3.247% | 8090 | 77 | 0.9609%
2007 Actual |  | 221.4492 | -4.2169 | -1.869% | 8224 | 134 | 1.656%
2008 Actual |  | 211.1828 | -10.2664 | -4.636% | 8284 | 60 | 0.7296%
2009 Actual |  | 205.1369 | -6.0459 | -2.863% | 8419 | 135 | 1.63%
2010 Actual |  | 205.7454 | 0.60852 | 0.2966% | 8832 | 413 | 4.906%
2011 Actual |  | 200.6335 | -5.1119 | -2.485% | 8861 | 29 | 0.3284%
2012 Bridge |  | 199.9055 | -0.72797 | -0.3628% | 9019.198 | 158.198 | 1.785%
2013 Test |  | 192.4446 | -7.4609 | -3.732% | 9181.5684 | 162.3704 | 1.8%
Table 3.2.3: Billed Energy and Number of Customers / Connections by Rate Class
Year |  | Residential | GS<50 | GS>50 | Street Lighting | Sentinels | USL | Total
Billed Energy (GWh)
2009 Board Approved |  | 49.7917 | 27.6509 | 139.4281 | 1.1958 | 0.015948 | 0.51355 | 218.596 | Yes confirmed per Phil
2003 Actual |  | 46.6275 | 27.0366 | 148.8563 | 1.69 | 0.034979 | 0 | 224.2453
2004 Actual |  | 46.6041 | 26.7884 | 152.507 | 1.2547 | 0.053429 | 0 | 227.2076
2005 Actual |  | 48.3702 | 26.7681 | 156.9583 | 1.1002 | 0.042991 | 0 | 233.2399
2006 Actual |  | 46.7336 | 26.0847 | 151.7051 | 1.1172 | 0.025505 | 0 | 225.6661
2007 Actual |  | 47.949 | 26.8696 | 145.0138 | 1.0725 | 0.016505 | 0.52775 | 221.4492
2008 Actual |  | 48.3241 | 25.8087 | 135.3371 | 1.1784 | 0.015516 | 0.51904 | 211.1828
2009 Actual |  | 48.0756 | 25.3575 | 129.9984 | 1.1696 | 0 | 0.529 | 205.1301
2010 Actual |  | 48.093 | 25.0802 | 130.7394 | 1.3702 | 0 | 0.46267 | 205.7454
2011 Actual |  | 47.6123 | 23.3843 | 127.7815 | 1.4023 | 0 | 0.45311 | 200.6335
2012 Bridge |  | 48.7273 | 23.4403 | 125.9492 | 1.3567 | 0 | 0.43196 | 199.9055
2013 Test |  | 49.3511 | 23.2528 | 118.1168 | 1.3122 | 1.2e-05 | 0.41165 | 192.4446
Number of Customers/Connections
2009 Board Approved |  | 6018 | 729 | 103 | 1564 | 22 | 12 | 8448 | Yes confirmed per Phil
2003 Actual |  | 5531 | 689 | 114 | 1384 | 16 | 0 | 7734
2004 Actual |  | 5533 | 718 | 114 | 1469 | 38 | 0 | 7872
2005 Actual |  | 5661 | 715 | 114 | 1487 | 36 | 0 | 8013
2006 Actual |  | 5727 | 709 | 106 | 1523 | 25 | 0 | 8090
2007 Actual |  | 5828 | 730 | 107 | 1525 | 22 | 12 | 8224
2008 Actual |  | 5896 | 719 | 110 | 1525 | 22 | 12 | 8284
2009 Actual |  | 6031 | 720 | 111 | 1525 | 20 | 12 | 8419
2010 Actual |  | 6053 | 740 | 112 | 1915 | 0 | 12 | 8832
2011 Actual |  | 6084 | 741 | 113 | 1911 | 0 | 12 | 8861
2012 Bridge |  | 6156.9042 | 747.7701 | 112.8756 | 1989.6481 | 0 | 12 | 9019.198
2013 Test |  | 6230.6821 | 754.602 | 112.7514 | 2071.5329 | 0 | 12 | 9181.5684
Table 3.2.4: Annual Usage per Customer/Connection by Rate Class
Year |  | Residential | GS<50 | GS>50 | Street Lighting | Sentinels | USL
Energy Usage per Customer/Connection (kWh per customer/connection)
2009 Board Approved |  | 8273.8014 | 37929.8738 | 1353670.5825 | 764.5671 | 724.9091 | 42795.8333
2003 Actual |  | 8430.207 | 39240.3208 | 1305756.7018 | 1221.1134 | 2186.1875
2004 Actual |  | 8422.9413 | 37309.6838 | 1337780.7719 | 854.1205 | 1406.0263
2005 Actual |  | 8544.4648 | 37437.9217 | 1376827.5526 | 739.8917 | 1194.1944
2006 Actual |  | 8160.2249 | 36790.8942 | 1431180.2736 | 733.5305 | 1020.2
2007 Actual |  | 8227.3583 | 36807.6162 | 1355269.434 | 703.2986 | 750.2455 | 43979.1367
2008 Actual |  | 8196.0801 | 35895.2966 | 1230337.2022 | 772.6944 | 705.2782 | 43253.5425
2009 Actual |  | 7971.4094 | 35218.7637 | 1171156.8459 | 766.952 | 0 | 44082.98
2010 Actual |  | 7945.313 | 33892.1888 | 1167315.759 | 715.4975 |  | 38555.84
2011 Actual |  | 7825.826 | 31557.7363 | 1130809.3828 | 733.7941 |  | 37759.4542
2012 Bridge |  | 7914.2527 | 31346.982 | 1115822.5099 | 681.9015 |  | 35996.9405
2013 Test |  | 7920.6649 | 30814.6778 | 1047586.513 | 633.4461 |  | 34304.1017
Annual Growth Rate in Usage per Customer/Connection
2009 Board App. Vs. 2009 Actual |  | 3.793% | 7.698% | 15.58% | -0.311% |  | -2.92%
2003 Actual
2004 Actual |  | -0.08619% | -4.92% | 2.453% | -30.05% | -35.69%
2005 Actual |  | 1.443% | 0.3437% | 2.919% | -13.37% | -15.07%
2006 Actual |  | -4.497% | -1.728% | 3.948% | -0.8597% | -14.57%
2007 Actual |  | 0.8227% | 0.04545% | -5.304% | -4.121% | -26.46%
2008 Actual |  | -0.3802% | -2.479% | -9.218% | 9.867% | -5.994% | -1.65%
2009 Actual |  | -2.741% | -1.885% | -4.81% | -0.7432% |  | 1.918%
2010 Actual |  | -0.3274% | -3.767% | -0.328% | -6.709% |  | -12.54%
2011 Actual |  | -1.504% | -6.888% | -3.127% | 2.557% |  | -2.066%
2012 Bridge |  | 1.13% | -0.6678% | -1.325% | -7.072% |  | -4.668%
2013 Test |  | 0.08102% | -1.698% | -6.115% | -7.106% |  | -4.703%
| 35 VECC 9 d) | Table IR19: 2011 Final Results and Persistent Impact plus OPA 2010 Final Results and Persistent Impact | [5 empty] | Table IR19: OPA 2011 Final CDM Results
Midland Power 4 Year 2011 to 2014 target
10820000
|  | 2011 | 2012 | 2013 | 2014 | Total
|  | 9.085% | 8.349% | 8.349% | 8.349% | 34.13%
kWh savings from 2011 programs with presistent impact
|  | 983007.7418 | 903369.0038 | 903369.0038 | 842651.7913 | 3632397.5406
OPA 2010 Final Results - kWh
|  | 2006 | 2007 | 2008 | 2009
|  | 437952.3099 | 765816.0988 | 1191886.472 | 2539168.7562
|  | 2010 | 2011 | 2012 | 2013
|  | 2887747.9216 | 2590840.9165 | 2554142.7572 | 2535176.0002
Table 3.2.6: Statistcial Results
Statistic |  | Value
R Square |  | 89.84%
Adjusted R Square |  | 89.34%
F Test |  | 180.3684
T-stats by Coefficient
Intercept |  | 2.5528
Heating Degree Days |  | 22.1526
Cooling Degree Days |  | 15.119
Number of Days in Month |  | 4.8391
CDM Activity |  | -17.8595
Number of Peak Hours |  | 3.9645
Table 3.2.7: Total System Purchases
Year |  | Actual | Predicted | % Difference
Purchased Energy (GWh)
2003 |  | 239.3485 | 242.2689 | 1.22%
2004 |  | 241.2973 | 239.8829 | -0.5862%
2005 |  | 246.2267 | 245.2161 | -0.4104%
2006 |  | 237.5735 | 236.6318 | -0.3964%
2007 |  | 240.1542 | 237.2393 | -1.214%
2008 |  | 230.112 | 231.4227 | 0.5696%
2009 |  | 217.3206 | 219.432 | 0.9716%
2010 |  | 220.9751 | 219.9407 | -0.4681%
2011 |  | 214.5504 | 215.5237 | 0.4537%
2012 Weather Normal |  |  | 215.5956
2013 Weather Normal |  |  | 215.4373
2013 Weather Normal - 10 year average |  |  | 215.6979
2013 Weather Normal - 20 year trend |  |  | 216.1656
Table 3.2.8: Historical Customer/Connection Data
Year |  | Residential | GS<50 | GS>50 | Street Lighting | Sentinels | USL | Total
Number of Customers/Connections
2003 |  | 5531 | 689 | 114 | 1384 | 16 | 0 | 7734
2004 |  | 5533 | 718 | 114 | 1469 | 38 | 0 | 7872
2005 |  | 5661 | 715 | 114 | 1487 | 36 | 0 | 8013
2006 |  | 5727 | 709 | 106 | 1523 | 25 | 0 | 8090
2007 |  | 5828 | 730 | 107 | 1525 | 22 | 12 | 8224
2008 |  | 5896 | 719 | 110 | 1525 | 22 | 12 | 8284
2009 |  | 6031 | 720 | 111 | 1525 | 20 | 12 | 8419
2010 |  | 6053 | 740 | 112 | 1915 | 0 | 12 | 8832
2011 |  | 6084 | 741 | 113 | 1911 | 0 | 12 | 8861
Table 3.2.9: Growth Rate in Customer/Connections
Year |  | Residential | GS<50 | GS>50 | Street Lighting | Sentinels | USL
Growth Rate in Customers/Connections
2003
2004 |  | 0.03616% | 4.209% | 0% | 6.142% | 137.5%
2005 |  | 2.313% | -0.4178% | 0% | 1.225% | -5.263%
2006 |  | 1.166% | -0.8392% | -7.018% | 2.421% | -30.56%
2007 |  | 1.764% | 2.962% | 0.9434% | 0.1313% | -12%
2008 |  | 1.167% | -1.507% | 2.804% | 0% | 0% | 0%
2009 |  | 2.29% | 0.1391% | 0.9091% | 0% | -9.091% | 0%
2010 |  | 0.3648% | 2.778% | 0.9009% | 25.57% |  | 0%
2011 |  | 0.5121% | 0.1351% | 0.8929% | -0.2089% |  | 0%
Geometric Mean |  | 1.198% | 0.9136% | -0.1101% | 4.116% |  | 0%
Table 3.2.10: Customer/Connection Forecast
Year |  | Residential | GS<50 | GS>50 | Street Lighting | USL | Total
Forecast Number of Customers/Connections
2012 |  | 6156.9042 | 747.7701 | 112.8756 | 1989.6481 | 12 | 9019.198
2013 |  | 6230.6821 | 754.602 | 112.7514 | 2071.5329 | 12 | 9181.5684
Table 3.2.11: Historical Annual Usage per Customer
Year |  | Residential | GS<50 | GS>50 | Street Lighting | USL
Annual kWh Usage Per Customer/Connection
2003 |  | 8430.207 | 39240.3208 | 1305756.7018 | 1221.1134 | 0
2004 |  | 8422.9413 | 37309.6838 | 1337780.7719 | 854.1205 | 0
2005 |  | 8544.4648 | 37437.9217 | 1376827.5526 | 739.8917 | 0
2006 |  | 8160.2249 | 36790.8942 | 1431180.2736 | 733.5305 | 0
2007 |  | 8227.3583 | 36807.6162 | 1355269.434 | 703.2986 | 43979.1367
2008 |  | 8196.0801 | 35895.2966 | 1230337.2022 | 772.6944 | 43253.5425
2009 |  | 7971.4094 | 35218.7637 | 1171156.8459 | 766.952 | 44082.98
2010 |  | 7945.313 | 33892.1888 | 1167315.759 | 715.4975 | 38555.84
2011 |  | 7825.826 | 31557.7363 | 1130809.3828 | 733.7941 | 37759.4542
Table 3.2.12: Growth Rate in Usage Per Customer/Connection
Year |  | Residential | GS<50 | GS>50 | Street Lighting | USL
Growth Rate in Customer/Connection
2003
2004 |  | -0.08619% | -4.92% | 2.453% | -30.05%
2005 |  | 1.443% | 0.3437% | 2.919% | -13.37%
2006 |  | -4.497% | -1.728% | 3.948% | -0.8597%
2007 |  | 0.8227% | 0.04545% | -5.304% | -4.121%
2008 |  | -0.3802% | -2.479% | -9.218% | 9.867% | -1.65%
2009 |  | -2.741% | -1.885% | -4.81% | -0.7432% | 1.918%
2010 |  | -0.3274% | -3.767% | -0.328% | -6.709% | -12.54%
2011 |  | -1.504% | -6.888% | -3.127% | 2.557% | -2.066%
Geometric Mean |  | -0.9256% | -2.687% | -1.782% | -6.168% | -3.74%
Table 3.2.13: Forecast Annual kWh Usage per Customer/Connection
Year |  | Residential | GS<50 | GS>50 | Street Lighting | USL
Forecast Annual kWh Usage per Customers/Connection
2012 |  | 7753.3909 | 30709.8365 | 1110657.8637 | 688.5358 | 36347.1581
2013 |  | 7681.6263 | 29884.7183 | 1090865.4535 | 646.0689 | 34987.6853
Table 3.2.14: Non-normalized Weather Billed Energy Forecast
Year |  | Residential | GS<50 | GS>50 | Street Lighting | USL | Total
NON-normalized Weather Billed Energy Forecast (GWh)
2012 (Not Normalized) |  | 47.7369 | 22.9639 | 125.3662 | 1.3699 | 0.43617 | 197.8731
2013 (Not Normalized) |  | 47.8618 | 22.5511 | 122.9966 | 1.3384 | 0.41985 | 195.1676
Table 3.2.15: Weather Sensitivity by Rate Class
|  | Residential | GS<50 | GS>50 | Street Lighting | USL
Weather Sensitivity
|  | 65.37% | 65.37% | 30.73% | 0% | 0%
Table 3.2.16: Average Net to Gross Percentage
|  |  | OPA 2006-2010 Final CDM Results (Gross) | OPA 2006-2010 Final CDM Results (Net) | # Difference | % Difference of Net
|  | 2006 | 489106.7512 | 437952.3099 | 51154.4412 | 11.68%
|  | 2007 | 1595096.5241 | 765816.0988 | 829280.4253 | 108.3%
|  | 2008 | 1939592.0351 | 1191886.472 | 747705.5631 | 62.73%
|  | 2009 | 3910930.9848 | 2539168.7562 | 1371762.2286 | 54.02%
|  | 2010 | 4457229.1126 | 2887747.9216 | 1569481.1911 | 54.35%
|  | 2011 | 4162575.1429 | 2590840.9165 | 1571734.2264 | 60.67%
|  | 2012 | 4078027.9126 | 2554142.7572 | 1523885.1554 | 59.66%
|  | 2013 | 4040876.6594 | 2535176.0002 | 1505700.6592 | 59.39%
|  | Total | 24673435.1228 | 15502731.2324 | 9170703.8904 | 59.16%
Table 3.2.17: Schedule to Achieve 4 Year kWh CDM Target
4 Year 2011 to 2014 kWh target
10820000
|  | 2011 | 2012 | 2013 | 2014 | Total
| 2011 Programs | 9.085% | 8.349% | 8.349% | 8.349% | 34.13%
| 2012 Programs |  | 10.98% | 10.98% | 10.98% | 32.93%
| 2013 Programs |  |  | 10.98% | 10.98% | 21.96%
| 2014 Programs |  |  |  | 10.98% | 10.98%
|  | 9.085% | 19.33% | 30.3% | 41.28% | 100%
kWh
| 2011 Programs | 983007.7418 | 903369.0038 | 903369.0038 | 903369.0038 | 3693114.7531
| 2012 Programs |  | 1187814.2078 | 1187814.2078 | 1187814.2078 | 3563442.6235
| 2013 Programs |  |  | 1187814.2078 | 1187814.2078 | 2375628.4156
| 2014 Programs |  |  |  | 1187814.2078 | 1187814.2078
|  | 983007.7418 | 2091183.2116 | 3278997.4194 | 4466811.6272 | 10820000
Table 3.2.18: 2013 Expected Savings for LRAM Variance Account
|  | Residential | GS<50 | GS>50 | Street Lighting | USL | Total
| kWh | 809085.5441 | 381217.4696 | 2079211.6694 | 22624.3606 | 7097.4466 | 3299236.4902
| kW where applicable |  |  | 5188.6975 | 61.8649 |  | 5250.5624
Table 3.2.19: Alignment of Non-normal to Weather Normal Forecast
Year |  | Residential | GS<50 | GS>50 | Street Lighting | USL | Total
Non-normalized Weather Billed Energy Forecast (GWh)
2012 Non-Normalized Bridge |  | 47.7369 | 22.9639 | 125.3662 | 1.3699 | 0.43617 | 197.8731
2013 Non-Normalized Test |  | 47.8618 | 22.5511 | 122.9966 | 1.3384 | 0.41985 | 195.1676
Weather Adjustment (GWh)
2012 |  | 1.4504 | 0.6977 | 1.7909 | 0 | 0 | 3.939
2013 |  | 2.4245 | 1.1423 | 2.9295 | 0 | 0 | 6.4963
Loss of Load Adjustment (GWh)
2012 | [6 empty] | 0
2013 |  |  |  | -5.4062 |  |  | -5.4062
CDM Adjustment (GWh)
2012 |  | -0.45996 | -0.22127 | -1.2079 | -0.0132 | -0.0042026 | -1.9024
2013 |  | -0.93512 | -0.4406 | -2.4031 | -0.026149 | -0.008203 | -3.8132
Weather Normalized Billed Energy Forecast (GWh)
2012 Normalized Bridge |  | 48.7273 | 23.4403 | 125.9492 | 1.3567 | 0.43196 | 199.9055
2013 Normalized Test |  | 49.3511 | 23.2528 | 118.1168 | 1.3122 | 0.41165 | 192.4446
Table 3.2.20: Historical Annual kW per Applicable Rate Class
Year |  | GS>50 | Street Lighting | Total
Billed Annual kW
2004 |  | 385768.79 | 2840.8 | 388609.59
2005 |  | 370122.17 | 3110.72 | 373232.89
2006 |  | 362602.37 | 3129.71 | 365732.08
2007 |  | 360797.7 | 3190.8 | 363988.5
2008 |  | 346096 | 3190.8 | 349286.8
2009 |  | 330382.7 | 3148.5 | 333531.2
2010 |  | 332209.9 | 3938.74 | 336148.64
2011 |  | 326935.6 | 3832.6 | 330768.2
Table 3.2.21: Historical kW/KWh Ratio per Applicable Rate Class
Year |  | GS>50 | Street Lighting
Ratio of kW to kWh
2004 |  | 0.253% | 0.2264%
2005 |  | 0.2358% | 0.2827%
2006 |  | 0.239% | 0.2801%
2007 |  | 0.2488% | 0.2975%
2008 |  | 0.2557% | 0.2708%
2009 |  | 0.2541% | 0.2692%
2010 |  | 0.2541% | 0.2875%
2011 |  | 0.2559% | 0.2733%
Average 2004 to 2011 |  | 0.2496% | 0.2734%
Table 3.2.22: kW Forecast by Applicable Rate Class
Year |  | GS>50 | Street Lighting | Total
Predicted Billed kW
2012 Normalized Bridge |  | 314307.6199 | 3709.9302 | 318017.5501
2013 Normalized Test |  | 294761.9284 | 3588.1393 | 298350.0677
Adjustment for Loss of Load - Add back |  | 13491.1517 |  | 13491.1517
Adjustment for Loss of Load - Deduct |  | -20312 |  | -20312
2013 Normalized Test - Adjusted |  | 287941.0801 | 3588.1393 | 291529.2195
Table 3.2.23: Summary of Forecast
|  | 2009 Board Approved | 2009 | 2010 | 2011 | 2012 Weather Normalized Bridge | 2013 Weather Normalized Test
ACTUAL AND PREDICTED KWH PURCHASES
Actual kWh Purchases |  |  | 217320554.3 | 220975055.51 | 214550355.02
Predicted kWh Purchases |  |  | 219431964.9253 | 219940738.5842 | 215523687.4521 | 215595577.2305 | 215437344.0008
% Difference of actual and predicted purchases |  |  | 0.9716% | -0.4681% | 0.4537%
BILLING DETERMINANTS BY CLASS
Residential
Customers |  | 6018 | 6031 | 6053 | 6084 | 6156.9042 | 6230.6821
kWh |  | 49791737 | 48075570.12 | 48092979.56 | 47612325.47 | 48727295.8638 | 49351145.0544
GS<50
Customers |  | 729 | 720 | 740 | 741 | 747.7701 | 754.602
kWh |  | 27650878 | 25357509.88 | 25080219.72 | 23384282.57 | 23440335.0629 | 23252817.6718
GS>50
Customers |  | 103 | 111 | 112 | 113 | 112.8756 | 112.7514
kWh |  | 139428070 | 129998409.89 | 130739365.01 | 127781460.26 | 125949155.7849 | 118116818.3417
kW |  | 332681 | 330382.7 | 332209.9 | 326935.6 | 314307.6199 | 287941.0801
Sentinels
Connections |  | 22 | 20 | 0 | 0 | 0 | 0
kWh |  | 15948 | 6809.27 | 0 | 0 | 0 | 0
kW |  | 44 | 0 | 0 | 0 | 0 | 0
Street Lighting
Connections |  | 1564 | 1525 | 1915 | 1911 | 1989.6481 | 2071.5329
kWh |  | 1195783 | 1169601.79 | 1370177.68 | 1402280.62 | 1356744.0208 | 1312204.3689
kW |  | 3052 | 3148.5 | 3938.74 | 3832.6 | 3709.9302 | 3588.1393
USL
Connections |  | 12 | 12 | 12 | 12 | 12 | 12
kWh |  | 513550 | 528995.76 | 462670.08 | 453113.45 | 431963.286 | 411649.2206
Total
Customer/Connections |  | 8448 | 8419 | 8832 | 8861 | 9019.198 | 9181.5684
kWh |  | 218595966 | 205136896.71 | 205745412.05 | 200633462.37 | 199905494.0184 | 192444634.6575
kW from applicable classes |  | 335777 | 333531.2 | 336148.64 | 330768.2 | 318017.5501 | 291529.2195

## Summary
MPUC Load Forecast for 2013 Rate Application
| 2003 Actual | 2004 Actual | 2005 Actual | 2006 Actual | 2007 Actual | 2008 Actual | 2009 Actual | 2010 Actual | 2011 Actual | 2012 Weather Normal | 2013 Weather Normal | 2013 Weather Normal - Class Specific | 2009 COS Approved | Variance over 2009 Actual |  | 2010 Variance over 2009 Actual | 2011 Variance over 2010 Actual
Actual kWh Purchases | 239348509.6 | 241297273.9 | 246226714.1 | 237573474 | 240154176.7 | 230112011 | 217320554.3 | 220975055.51 | 214550355.02
Predicted kWh Purchases | 242268923.5743 | 239882896.896 | 245216126.1241 | 236631808.8243 | 237239251.2091 | 231422726.5405 | 219431964.9253 | 219940738.5842 | 215523687.4521 | 215595577.2305 | 215437344.0008
% Difference | 1.22% | -0.5862% | -0.4104% | -0.3964% | -1.214% | 0.5696% | 0.9716% | -0.4681% | 0.4537%
Billed kWh | 224245320 | 227207627 | 233239880 | 225666133 | 221449218.68 | 211182816.72 | 205136896.71 | 205745412.05 | 200633462.37 | 199905494.0184 | 192444634.6575 | 192353630.1259
By Class
Residential
Customers | 5531 | 5533 | 5661 | 5727 | 5828 | 5896 | 6031 | 6053 | 6084 | 6156.9042 | 6230.6821 | 6230.6821 | 6018 | 13 |  | 22 | 31
kWh | 46627475 | 46604134 | 48370215 | 46733608 | 47949044.01 | 48324088.55 | 48075570.12 | 48092979.56 | 47612325.47 | 48727295.8638 | 49351145.0544 | 47810148.8207 | 49791737 | -1716166.88 |  | 17409.44 | -480654.09
GS<50
Customers | 689 | 718 | 715 | 709 | 730 | 719 | 720 | 740 | 741 | 747.7701 | 754.602 | 754.602 | 729 | -9 |  | 20 | 1
kWh | 27036581 | 26788353 | 26768114 | 26084744 | 26869559.8 | 25808718.29 | 25357509.88 | 25080219.72 | 23384282.57 | 23440335.0629 | 23252817.6718 | 23900239.915 | 27650878 | -2293368.12 |  | -277290.16 | -1695937.15
GS>50
Customers | 114 | 114 | 114 | 106 | 107 | 110 | 111 | 112 | 113 | 112.8756 | 112.7514 | 112.7514 | 103 | 8 |  | 1 | 1
kWh | 148856264 | 152507008 | 156958341 | 151705109 | 145013829.44 | 135337092.24 | 129998409.89 | 130739365.01 | 127781460.26 | 125949155.7849 | 118116818.3417 | 118918296.2224 | 139428070 | -9429660.11 |  | 740955.12 | -2957904.75
kW |  | 385768.79 | 370122.17 | 362602.37 | 360797.7 | 346096 | 330382.7 | 332209.9 | 326935.6 | 314307.6199 | 287941.0801 | 289941.1777 | 332681 | -2298.3 |  | 1827.2 | -5274.3
Sentinels
Connections | 16 | 38 | 36 | 25 | 22 | 22 | 20 | 0 | 0 | 0 | 0 | 0 | 22 | -2 |  | -20 | 0
kWh | 34979 | 53429 | 42991 | 25505 | 16505.4 | 15516.12 | 6809.27 | 0 | 0 | 0 | 0 | 0 | 15948 | -9138.73 |  | -6809.27 | 0
kW |  | 110.22 | 104.46 | 66.53 | 0 | 0 | 0 | 0 | 0 | 0 | 0 | 0 | 44 | -44 |  | 0 | 0
Streetlights
Connections | 1384 | 1469 | 1487 | 1523 | 1525 | 1525 | 1525 | 1915 | 1911 | 1989.6481 | 2071.5329 | 2071.5329 | 1564 | -39 |  | 390 | -4
kWh | 1690021 | 1254703 | 1100219 | 1117167 | 1072530.39 | 1178359.01 | 1169601.79 | 1370177.68 | 1402280.62 | 1356744.0208 | 1312204.3689 | 1313035.2828 | 1195783 | -26181.21 |  | 200575.89 | 32102.94
kW |  | 2840.8 | 3110.72 | 3129.71 | 3190.8 | 3190.8 | 3148.5 | 3938.74 | 3832.6 | 3709.9302 | 3588.1393 | 3590.4114 | 3052 | 96.5 |  | 790.24 | -106.14
USL
Connections | 0 | 0 | 0 | 0 | 12 | 12 | 12 | 12 | 12 | 12 | 12 | 12 | 12 | 0 |  | 0 | 0
kWh | 0 | 0 | 0 | 0 | 527749.64 | 519042.51 | 528995.76 | 462670.08 | 453113.45 | 431963.286 | 411649.2206 | 411909.8851 | 513550 | 15445.76 |  | -66325.68 | -9556.63
Total of Above
Customer/Connections | 7734 | 7872 | 8013 | 8090 | 8224 | 8284 | 8419 | 8832 | 8861 | 9019.198 | 9181.5684 | 9181.5684 |  |  |  |  | 29
kWh | 224245320 | 227207627 | 233239880 | 225666133 | 221449218.68 | 211182816.72 | 205136896.71 | 205745412.05 | 200633462.37 | 199905494.0184 | 192444634.6575 | 192353630.1259 |  |  | kWh | 608515.34 | -5111949.68
kW from applicable classes | 0 | 388719.81 | 373337.35 | 365798.61 | 363988.5 | 349286.8 | 333531.2 | 336148.64 | 330768.2 | 318017.5501 | 291529.2195 | 293531.5891 |  |  | kWh | 1827.2 | -5380.44
Total from Model
Customer/Connections | 7734 | 7872 | 8013 | 8090 | 8224 | 8284 | 8419 | 8832 | 8861 | 9019.198 | 9181.5684 | 9181.5684
kWh | 224245320 | 227207627 | 233239880 | 225666133 | 221449218.68 | 211182816.72 | 205136896.71 | 205745412.05 | 200633462.37 | 199905494.0184 | 192444634.6575 | 192353630.1259
kW from applicable classes |  | 388719.81 | 373337.35 | 365798.61 | 363988.5 | 349286.8 | 333531.2 | 336148.64 | 330768.2 | 318017.5501 | 291529.2195 | 293531.5891
Check should all be zero
Customer/Connections | 0 | 0 | 0 | 0 | 0 | 0 | 0 | 0 | 0 | 0 | 0 | 0
kWh | 0 | 0 | 0 | 0 | 0 | 0 | 0 | 0 | 0 | 0 | 0 | 0
kW from applicable classes | 0 | 0 | 0 | 0 | 0 | 0 | 0 | 0 | 0 | 0 | 0 | 0
[10 empty] | 7017.5499 | 7098.0355
| 2003 | 2004 | 2005 | 2006 | 2007 | 2008 | 2009 | 2010 | 2011
Actual | 239348.5096 | 241297.2739 | 246226.7141 | 237573.474 | 240154.1767 | 230112.011 | 217320.5543 | 220975.0555 | 214550.355
Predicted | 242268.9236 | 239882.8969 | 245216.1261 | 236631.8088 | 237239.2512 | 231422.7265 | 219431.9649 | 219940.7386 | 215523.6875

## Stats Sum
MPUC Load Forecast for 2013 Rate Application
Power Purchased |  |  | Residential
R Square | 89.84% |  | R Square | 86.04%
Adjusted R Square | 89.34% |  | Adjusted R Square | 85.36%
| Coefficients | t Stat |  | Coefficients | t Stat
Intercept | 4670092.7577 | 2.5528 | Intercept | -2090944.3665 | -2.1127
Heating Degree Days | 5403.8456 | 22.1526 | Heating Degree Days | 2212.5635 | 16.5229
Cooling Degree Days | 19672.3526 | 15.119 | Cooling Degree Days | 4746.6995 | 5.8926
Number of Days in Month | 301234.537 | 4.8391 | Spring Fall Flag | -265424.1458 | -4.5302
CDM Activity | -7.5396 | -17.8595 | Number of Days in Month | 131457.9141 | 5.0073
Number of Peak Hours | 11990.818 | 3.9645 | Number of Customers | 233.7435 | 2.2545
GS < 50 kW |  |  | GS > 50 kW
R Square | 70.79% |  | R Square | 71.22%
Adjusted R Square | 69.36% |  | Adjusted R Square | 70.1%
| Coefficients | t Stat |  | Coefficients | t Stat
Intercept | -185999.0453 | -0.32634 | Intercept | 4461825.842 | 2.1487
Heating Degree Days | 844.1049 | 8.7231 | Heating Degree Days | 1240.2228 | 4.3904
Cooling Degree Days | 1994.9124 | 3.429 | Cooling Degree Days | 6161.4878 | 4.0829
Spring Fall Flag | -158185.2377 | -3.7399 | Number of Days in Month | 248371.1583 | 3.6484
Number of Days in Month | 71537.0711 | 3.7752 | CDM Activity | -7.0718 | -14.5507
CDM Activity | -0.70691 | -5.3302

## Purchased Power Model
MPUC Load Forecast for 2013 Rate Application
Not Used
| Purchased | Heating Degree Days | Cooling Degree Days | Number of Days in Month | CDM Activity | Number of Peak Hours | Spring Fall Flag | Ontario Real GDP Monthly % | Number of Customers - 3 Main Classes | Predicted Purchases | Variances (kWh) |  | SUMMARY OUTPUT
2003-01-01 | 22785320 | 814.5 | 0 | 31 | 0 | 351.912 | 0 | 125.6602 | 6334 | 22629508.4368
2003-02-01 | 20768814.1 | 699 | 0 | 28 | 0 | 319.872 | 0 | 125.8059 | 6334 | 20717474.8444 |  |  | Regression Statistics
2003-03-01 | 20855428.6 | 581.1 | 0 | 31 | 0 | 336.288 | 1 | 125.9518 | 6334 | 21180906.3235 |  |  | Multiple R | 94.78%
2003-04-01 | 19283297.4 | 372.5 | 2.4 | 30 | 0 | 336.24 | 1 | 126.0978 | 6334 | 19799067.6729 |  |  | R Square | 89.84%
2003-05-01 | 18690470.9 | 177.9 | 0 | 31 | 0 | 336.288 | 1 | 126.2439 | 6334 | 19002075.7616 |  |  | Adjusted R Square | 89.34%
2003-06-01 | 18815344.3 | 43.4 | 52.9 | 30 | 0 | 336.24 | 0 | 126.3903 | 6334 | 19014115.8768 |  |  | Standard Error | 487386.0211
2003-07-01 | 19760007.2 | 0.2 | 118.3 | 31 | 0 | 351.912 | 0 | 126.5368 | 6340 | 20556396.2394 |  |  | Observations | 108
2003-08-01 | 18996004.1 | 2 | 128 | 31 | 0 | 319.92 | 0 | 126.6835 | 6347 | 20373334.7305
2003-09-01 | 18762927.9 | 54.9 | 24 | 30 | 0 | 336.24 | 1 | 126.8304 | 6355 | 18507729.1129 |  |  | ANOVA
2003-10-01 | 20060840.3 | 276 | 0 | 31 | 0 | 351.912 | 1 | 126.9774 | 6357 | 19719537.56 |  |  |  | df | SS | MS | F | Significance F
2003-11-01 | 19874256.1 | 398.5 | 0 | 30 | 0 | 319.68 | 1 | 127.1246 | 6358 | 19693786.0667 |  |  | Regression | 5 | 214228194838678 | 4.2846e+13 | 180.3684 | 5.4798e-49
2003-12-01 | 20695798.7 | 561.5 | 0 | 31 | 0 | 336.288 | 0 | 127.272 | 6363 | 21074990.9489 |  |  | Residual | 102 | 2.423e+13 | 237545133520.132
2004-01-01 | 23262820 | 849.1 | 0 | 31 | 0 | 336.288 | 0 | 127.5341 | 6363 | 22629136.9548 |  |  | Total | 107 | 238457798457732
2004-02-01 | 20428074 | 631.7 | 0 | 29 | 0 | 320.16 | 0 | 127.7968 | 6364 | 20658483.9254
2004-03-01 | 20893227.4 | 487.3 | 0 | 31 | 0 | 368.28 | 1 | 128.0601 | 6363 | 21057635.8533 |  |  |  | Coefficients | Standard Error | t Stat | P-value | Lower 95% | Upper 95% | Lower 95.0% | Upper 95.0%
2004-04-01 | 18810339.2 | 331.5 | 0 | 30 | 0 | 336.24 | 1 | 128.3238 | 6363 | 19530296.3556 |  |  | Intercept | 4670092.7577 | 1829371.1353 | 2.5528 | 0.012166 | 1041543.7847 | 8298641.7306 | 1041543.7847 | 8298641.7306 |  | Heating Degree Days | Cooling Degree Days | Number of Days in Month | CDM Activity | Number of Peak Hours
2004-05-01 | 18658326.2 | 158.9 | 8.6 | 31 | 0 | 319.92 | 1 | 128.5882 | 6363 | 18872319.2167 |  |  | Heating Degree Days | 5403.8456 | 243.9369 | 22.1526 | 9.1048e-41 | 4919.998 | 5887.6933 | 4919.998 | 5887.6933 | Heating Degree Days | 100%
2004-06-01 | 18844588.8 | 44.2 | 31.6 | 30 | 0 | 352.08 | 0 | 128.853 | 6365 | 18789352.4018 |  |  | Cooling Degree Days | 19672.3526 | 1301.1638 | 15.119 | 8.5111e-28 | 17091.5002 | 22253.2049 | 17091.5002 | 22253.2049 | Cooling Degree Days | -67.76% | 100%
2004-07-01 | 19695447.7 | 3.6 | 86.4 | 31 | 0 | 336.288 | 0 | 129.1184 | 6374 | 19759876.7271 |  |  | Number of Days in Month | 301234.537 | 62250.6202 | 4.8391 | 4.644e-06 | 177760.727 | 424708.347 | 177760.727 | 424708.347 | Number of Days in Month | -18.5% | 20.93% | 100%
2004-08-01 | 19917220 | 12.8 | 59.6 | 31 | 0 | 336.288 | 0 | 129.3844 | 6382 | 19282373.0586 |  |  | CDM Activity | -7.5396 | 0.42216 | -17.8595 | 3.6119e-33 | -8.3769 | -6.7022 | -8.3769 | -6.7022 | CDM Activity | -5.633% | 1.248% | 1.486% | 100%
2004-09-01 | 19428366.1 | 30 | 41.2 | 30 | 0 | 336.24 | 1 | 129.6509 | 6392 | 18711537.8204 |  |  | Number of Peak Hours | 11990.818 | 3024.5207 | 3.9645 | 0.00013667 | 5991.6956 | 17989.9404 | 5991.6956 | 17989.9404 | Number of Peak Hours | -11.36% | 7.26% | 34.6% | -2.268% | 100%
2004-10-01 | 19403814.1 | 226.3 | 1.5 | 31 | 0 | 319.92 | 1 | 129.918 | 6415 | 19096864.7097
2004-11-01 | 20293300 | 379.1 | 0 | 30 | 0 | 352.08 | 1 | 130.1856 | 6438 | 19977453.9658
2004-12-01 | 21661750.4 | 643.4 | 0 | 31 | 0 | 336.288 | 0 | 130.4538 | 6464 | 21517565.9068
2005-01-01 | 23259548.9 | 770 | 0 | 31 | 0 | 319.92 | 0 | 130.7437 | 6455 | 22005427.055
2005-02-01 | 20377420.5 | 616.4 | 0 | 28 | 0 | 319.872 | 0 | 131.0343 | 6463 | 20271117.1946
2005-03-01 | 21345969 | 608.6 | 0 | 31 | 0 | 351.912 | 1 | 131.3255 | 6463 | 21516856.6196
2005-04-01 | 18877708.3 | 306.8 | 0 | 30 | 0 | 336.24 | 1 | 131.6174 | 6463 | 19396821.3683 |  |  | Regression Statistics
2005-05-01 | 18671477.3 | 189.4 | 0.8 | 31 | 0 | 336.288 | 1 | 131.91 | 6468 | 19079957.8685 |  |  | Multiple R | 93.71%
2005-06-01 | 20632122.1 | 8.9 | 146.3 | 30 | 0 | 352.08 | 0 | 132.2031 | 6490 | 20855015.4883 |  |  | R Square | 87.81%
2005-07-01 | 21248207.3 | 0 | 188.7 | 31 | 0 | 319.92 | 0 | 132.497 | 6492 | 21556638.839 |  |  | Adjusted R Square | 87.02%
2005-08-01 | 21038905.6 | 0.2 | 140.7 | 31 | 0 | 351.912 | 0 | 132.7915 | 6492 | 20997056.9365 |  |  | Standard Error | 524561.7091
2005-09-01 | 19417528 | 22.6 | 52.1 | 30 | 0 | 336.24 | 1 | 133.0866 | 6503 | 18885978.0055 |  |  | Observations | 116
2005-10-01 | 19638993.9 | 220.2 | 7.6 | 31 | 0 | 319.92 | 1 | 133.3824 | 6499 | 19183902.6019
2005-11-01 | 20308385.5 | 388.4 | 0 | 30 | 0 | 352.08 | 1 | 133.6789 | 6502 | 20027709.7303 |  |  | ANOVA
2005-12-01 | 21410447.7 | 665.3 | 0 | 31 | 0 | 319.92 | 0 | 133.976 | 6516 | 21439644.4166 |  |  |  | df | SS | MS | F | Significance F
2006-01-01 | 21748047.4 | 551.8 | 0 | 31 | 5614.7732 | 336.288 | 0 | 134.252 | 6522 | 20980240.6365 |  |  | Regression | 7 | 214147840879345 | 3.0593e+13 | 111.1789 | 2.1998e-46
2006-02-01 | 20180939 | 604.3 | 0 | 28 | 11229.5464 | 319.872 | 0 | 134.5285 | 6521 | 20121064.6428 |  |  | Residual | 108 | 2.9718e+13 | 275164986606.45
2006-03-01 | 21466113.2 | 516.6 | 0 | 31 | 16844.3196 | 368.28 | 1 | 134.8056 | 6526 | 21088969.5013 |  |  | Total | 115 | 243865659432842
2006-04-01 | 18096529.2 | 293.3 | 0 | 30 | 22459.0928 | 303.84 | 1 | 135.0833 | 6536 | 18766034.9086
2006-05-01 | 18755945.4 | 136.9 | 26 | 31 | 28073.866 | 351.912 | 1 | 135.3615 | 6539 | 19267678.7491 |  |  |  | Coefficients | Standard Error | t Stat | P-value | Lower 95% | Upper 95%
2006-06-01 | 19278924.3 | 19.5 | 73.6 | 30 | 33688.6392 | 352.08 | 0 | 135.6404 | 6542 | 19228118.1632 |  |  | Intercept | 6719743.2814 | 5507585.0301 | 1.2201 | 0.22509 | -4197245.397 | 17636731.9597
2006-07-01 | 20503638.1 | 0 | 167.3 | 31 | 39303.4124 | 319.92 | 0 | 135.9198 | 6567 | 20839319.4263 |  |  | Heating Degree Days | 4997.1982 | 318.2771 | 15.7008 | 1.2192e-29 | 4366.3177 | 5628.0787
2006-08-01 | 19883252.6 | 4.2 | 101.6 | 31 | 44918.1856 | 351.912 | 0 | 136.1997 | 6587 | 19910819.2564 |  |  | Cooling Degree Days | 16625.5141 | 1823.3429 | 9.1181 | 4.697e-15 | 13011.3322 | 20239.696
2006-09-01 | 18180886.6 | 80.9 | 12.9 | 30 | 50532.9588 | 319.68 | 1 | 136.4803 | 6598 | 17850300.9518 |  |  | Number of Days in Month | 392623.9321 | 63187.5866 | 6.2136 | 9.9019e-09 | 267375.1772 | 517872.687
2006-10-01 | 18826743.5 | 288.3 | 1.1 | 31 | 56147.732 | 336.288 | 1 | 136.7614 | 6608 | 19196969.8107 |  |  | Spring Fall Flag | -204419.5021 | 136709.9458 | -1.4953 | 0.13776 | -475402.3234 | 66563.3193
2006-11-01 | 20237847.3 | 382.2 | 0 | 30 | 61762.5052 | 352.08 | 1 | 137.0431 | 6614 | 19528542.7802 |  |  | Number of Customers - 3 Main Classes | -623.9668 | 1181.9554 | -0.52791 | 0.59864 | -2966.8075 | 1718.8739
2006-12-01 | 20414607.4 | 500.5 | 0 | 31 | 67377.2785 | 304.296 | 0 | 137.3254 | 6621 | 19853749.9973 |  |  | Ontario Real GDP Monthly % | 26452.3789 | 23988.2966 | 1.1027 | 0.2726 | -21096.585 | 74001.3429
2007-01-01 | 22474388.8 | 647.1 | 0 | 31 | 66829.6984 | 351.912 | 0 | 137.5859 | 6640 | 21221037.0812 |  |  | CDM Activity | -6.9674 | 1.5511 | -4.4918 | 1.7781e-05 | -10.042 | -3.8928
2007-02-01 | 20926382.6 | 740.1 | 0 | 28 | 66282.1184 | 319.872 | 0 | 137.8468 | 6628 | 20439833.826
2007-03-01 | 21292238.3 | 546.7 | 0 | 31 | 65734.5384 | 351.912 | 1 | 138.1083 | 6643 | 20686748.0217
2007-04-01 | 18821017.6 | 356.4 | 0 | 30 | 65186.9583 | 319.68 | 1 | 138.3703 | 6650 | 18974802.1337 |  |  | SUMMARY OUTPUT
2007-05-01 | 19052206.6 | 136.4 | 22.4 | 31 | 64639.3783 | 351.912 | 1 | 138.6327 | 6657 | 18918467.8956
2007-06-01 | 19756752.2 | 16.5 | 99.2 | 30 | 64091.7983 | 336.24 | 0 | 138.8957 | 6665 | 19296357.3633 |  |  | Regression Statistics
2007-07-01 | 19704369.6 | 3.2 | 106.1 | 31 | 63544.2182 | 336.288 | 0 | 139.1591 | 6672 | 19666164.0665 |  |  | Multiple R | 93.59%
2007-08-01 | 20438453.8 | 5.2 | 141 | 31 | 62996.6382 | 351.912 | 0 | 139.4231 | 6668 | 20555009.9242 |  |  | R Square | 87.6%
2007-09-01 | 18405018.2 | 36.9 | 47.5 | 30 | 62449.0581 | 303.84 | 1 | 139.6875 | 6674 | 18013418.2469 |  |  | Adjusted R Square | 87.03%
2007-10-01 | 19047460.4 | 137.7 | 19.8 | 31 | 61901.4781 | 351.912 | 1 | 139.9525 | 6678 | 18894987.3849 |  |  | Standard Error | 524389.7318
2007-11-01 | 19941321.4 | 462.5 | 0 | 30 | 61353.8981 | 352.08 | 1 | 140.2179 | 6690 | 19965552.3098 |  |  | Observations | 116
2007-12-01 | 20294567.2 | 630.7 | 0 | 31 | 60806.318 | 304.296 | 0 | 140.4839 | 6697 | 20606872.9554
2008-01-01 | 21313448.8 | 623.5 | 0 | 31 | 66732.0957 | 352 | 0 | 140.4252 | 6700 | 21095297.3994 |  |  | ANOVA
2008-02-01 | 20093547.2 | 674.7 | 0 | 29 | 72657.8733 | 320 | 0 | 140.3666 | 6711 | 20341121.1935 |  |  |  | df | SS | MS | F | Significance F
2008-03-01 | 20433659.1 | 610.2 | 0 | 31 | 78583.651 | 304 | 1 | 140.308 | 6722 | 20358511.2838 |  |  | Regression | 5 | 213617354448144 | 4.2723e+13 | 155.3668 | 3.6491e-48
2008-04-01 | 18173874.2 | 253.9 | 0 | 30 | 84509.4286 | 352 | 1 | 140.2494 | 6720 | 18662767.9602 |  |  | Residual | 110 | 3.0248e+13 | 274984590769.983
2008-05-01 | 17667198.5 | 193.5 | 2.5 | 31 | 90435.2062 | 336 | 1 | 140.1908 | 6723 | 18450260.1619 |  |  | Total | 115 | 243865659432842
2008-06-01 | 18711079.4 | 22.7 | 71.5 | 30 | 96360.9839 | 336 | 0 | 140.1322 | 6725 | 18538763.2644
2008-07-01 | 19677800.5 | 1 | 111 | 31 | 102286.7615 | 352 | 0 | 140.0737 | 6726 | 19646967.5142 |  |  |  | Coefficients | Standard Error | t Stat | P-value | Lower 95% | Upper 95%
2008-08-01 | 19059244 | 12.7 | 64 | 31 | 108212.5391 | 320 | 0 | 140.0152 | 6735 | 18357207.9097 |  |  | Intercept | 6164701.1343 | 1903031.0041 | 3.2394 | 0.0015843 | 2393340.4752 | 9936061.7933
2008-09-01 | 18058635 | 59 | 26.7 | 30 | 114138.3168 | 336 | 1 | 139.9567 | 6736 | 17719567.913 |  |  | Heating Degree Days | 4985.4066 | 317.7293 | 15.6907 | 7.8024e-30 | 4355.7417 | 5615.0714
2008-10-01 | 18400532.5 | 278.6 | 0 | 31 | 120064.0944 | 352 | 1 | 139.8983 | 6742 | 18829410.3767 |  |  | Cooling Degree Days | 16508.0625 | 1820.4887 | 9.0679 | 5.3257e-15 | 12900.2814 | 20115.8436
2008-11-01 | 18807350.8 | 451.6 | 0 | 30 | 125989.872 | 304 | 1 | 139.8399 | 6754 | 18842804.018 |  |  | Number of Days in Month | 393027.3555 | 63163.0761 | 6.2224 | 9.0906e-09 | 267852.968 | 518201.7431
2008-12-01 | 19715641 | 654.6 | 0 | 31 | 131915.6497 | 336 | 0 | 139.7815 | 6761 | 20580047.5459 |  |  | Spring Fall Flag | -207652.4135 | 136643.1622 | -1.5197 | 0.13146 | -478447.08 | 63142.253
2009-01-01 | 20784437 | 830.2 | 0 | 31 | 144174.3799 | 336 | 0 | 139.3791 | 6765 | 21436537.2107 |  |  | CDM Activity | -7.2182 | 0.43423 | -16.6228 | 8.8336e-32 | -8.0787 | -6.3576
2009-02-01 | 17971853.4 | 606.4 | 0 | 28 | 156433.1102 | 304 | 0 | 138.9779 | 6768 | 18847321.1388
2009-03-01 | 19066950.8 | 533.8 | 0 | 31 | 168691.8404 | 352 | 1 | 138.5779 | 6784 | 19841839.193
2009-04-01 | 17089676.6 | 305.8 | 1.2 | 30 | 180950.5707 | 320 | 1 | 138.179 | 6805 | 17856002.8665 |  |  | SUMMARY OUTPUT
2009-05-01 | 16617656.2 | 158.8 | 6.9 | 31 | 193209.301 | 320 | 1 | 137.7812 | 6853 | 17382578.8746
2009-06-01 | 17052759.2 | 49.3 | 34.2 | 30 | 205468.0312 | 352 | 0 | 137.3846 | 6862 | 17317959.0127 |  |  | Regression Statistics
2009-07-01 | 17788587.8 | 6.2 | 43.7 | 31 | 217726.7615 | 352 | 0 | 136.9892 | 6874 | 17480749.5224 |  |  | Multiple R | 93.5%
2009-08-01 | 18640723.5 | 9.8 | 91 | 31 | 229985.4917 | 320 | 0 | 136.5949 | 6873 | 17954573.8356 |  |  | R Square | 87.42%
2009-09-01 | 17199410.4 | 55.2 | 20.9 | 30 | 242244.222 | 336 | 1 | 136.2017 | 6880 | 16619069.4361 |  |  | Adjusted R Square | 86.85%
2009-10-01 | 17690863.4 | 287.8 | 0 | 31 | 254502.9523 | 336 | 1 | 135.8096 | 6877 | 17673660.671 |  |  | Standard Error | 528092.0504
2009-11-01 | 17709543.3 | 361.2 | 0 | 30 | 266761.6825 | 320 | 1 | 135.4187 | 6880 | 17484789.6859 |  |  | Observations | 116
2009-12-01 | 19708092.7 | 631.3 | 0 | 31 | 279020.4128 | 352 | 0 | 135.0289 | 6893 | 19536883.478
2010-01-01 | 20632804.9 | 720 | 0 | 31 | 273116.6047 | 320 | 0 | 135.329 | 6899 | 19677010.6192 |  |  | ANOVA
2010-02-01 | 18505311.8 | 598.3 | 0 | 28 | 267212.7966 | 304 | 0 | 135.6298 | 6902 | 17968318.1156 |  |  |  | df | SS | MS | F | Significance F
2010-03-01 | 18433777.5 | 422.8 | 0 | 31 | 261308.9885 | 368 | 1 | 135.9313 | 6903 | 18735571.3818 |  |  | Regression | 5 | 213188725929646 | 4.2638e+13 | 152.8886 | 7.8886e-48
2010-04-01 | 16541730.7 | 225.1 | 0 | 30 | 255405.1804 | 320 | 1 | 136.2334 | 6905 | 16834949.5062 |  |  | Residual | 110 | 3.0677e+13 | 278881213665.417
2010-05-01 | 17814846.6 | 107.9 | 45.7 | 31 | 249501.3723 | 320 | 1 | 136.5362 | 6903 | 17446392.0562 |  |  | Total | 115 | 243865659432842
2010-06-01 | 17553228.6 | 21.7 | 58.7 | 30 | 243597.5642 | 352 | 0 | 136.8396 | 6905 | 17363304.9959
2010-07-01 | 19798892.7 | 1.8 | 164.9 | 31 | 237693.7561 | 336 | 0 | 137.1438 | 6902 | 19498865.9673 |  |  |  | Coefficients | Standard Error | t Stat | P-value | Lower 95% | Upper 95%
2010-08-01 | 19524656.04 | 2.1 | 138.8 | 31 | 231789.948 | 336 | 0 | 137.4486 | 6901 | 19031550.9297 |  |  | Intercept | 3105391.4598 | 4321340.8507 | 0.71862 | 0.4739 | -5458491.5478 | 11669274.4674
2010-09-01 | 17319540.14 | 78.1 | 31.5 | 30 | 225886.1399 | 336 | 1 | 137.7541 | 6899 | 17074677.4429 |  |  | Heating Degree Days | 5263.3305 | 258.0461 | 20.3969 | 3.5572e-39 | 4751.9438 | 5774.7172
2010-10-01 | 17192204.46 | 241.6 | 0 | 31 | 219982.3318 | 320 | 1 | 138.0603 | 6914 | 17492420.7582 |  |  | Cooling Degree Days | 18444.4633 | 1313.1063 | 14.0464 | 2.7215e-26 | 15842.1949 | 21046.7317
2010-11-01 | 18120753.36 | 405.3 | 0 | 30 | 214078.5237 | 336 | 1 | 138.3671 | 6909 | 18312161.0514 |  |  | Number of Days in Month | 375963.8827 | 62546.0662 | 6.011 | 2.4444e-08 | 252012.264 | 499915.5014
2010-12-01 | 19537308.71 | 676.2 | 0 | 31 | 208174.7156 | 368 | 0 | 138.6747 | 6914 | 20505515.7598 |  |  | Number of Customers - 3 Main Classes | 515.3936 | 599.0642 | 0.86033 | 0.39148 | -671.811 | 1702.5981
2011-01-01 | 20299144.21 | 775.3 | 0 | 31 | 221966.4088 | 336 | 0 | 139.0392 | 6915 | 20553347.165 |  |  | CDM Activity | -8.1101 | 1.1571 | -7.009 | 2.0329e-10 | -10.4032 | -5.817
2011-02-01 | 18184464.24 | 654.2 | 0 | 28 | 235758.102 | 304 | 0 | 139.4046 | 6916 | 18507548.1494
2011-03-01 | 19484270.12 | 572.8 | 0 | 31 | 249549.7952 | 368 | 1 | 139.771 | 6927 | 19634807.5598
2011-04-01 | 16794726.42 | 332.3 | 0 | 30 | 263341.4885 | 320 | 1 | 140.1384 | 6930 | 17354405.3602 |  |  | SUMMARY OUTPUT
2011-05-01 | 16740138.92 | 134.1 | 13 | 31 | 277133.1817 | 336 | 1 | 140.5067 | 6930 | 16928207.843
2011-06-01 | 16821046.97 | 19 | 52.2 | 30 | 290924.8749 | 352 | 0 | 140.876 | 6938 | 16864016.4612 |  |  | Regression Statistics
2011-07-01 | 19127628.25 | 0 | 198.5 | 31 | 304716.5681 | 320 | 0 | 141.2463 | 6942 | 19452953.4117 |  |  | Multiple R | 93.56%
2011-08-01 | 18487864.75 | 0 | 122.2 | 31 | 318508.2614 | 352 | 0 | 141.6175 | 6941 | 18231675.5691 |  |  | R Square | 87.53%
2011-09-01 | 16740312.69 | 48.2 | 39.7 | 30 | 332299.9546 | 336 | 1 | 141.9897 | 6942 | 16272100.6975 |  |  | Adjusted R Square | 86.96%
2011-10-01 | 16580769.53 | 235.5 | 2.4 | 31 | 346091.6478 | 320 | 1 | 142.3629 | 6947 | 16555860.1636 |  |  | Standard Error | 525792.0426
2011-11-01 | 17060831.35 | 342.1 | 0 | 30 | 359883.341 | 352 | 1 | 142.7371 | 6951 | 17063184.5827 |  |  | Observations | 116
2011-12-01 | 18229157.57 | 534 | 0 | 31 | 373675.0342 | 336 | 0 | 143.1123 | 6951 | 18105580.4889
2012-01-01 |  | 731.2778 | 0 | 31 | 360513.6413 | 336 |  |  |  | 19270870.4716 |  |  | ANOVA
2012-02-01 |  | 647.2333 | 0 | 29 | 347352.2483 | 320 |  |  |  | 18121616.4277 |  |  |  | df | SS | MS | F | Significance F
2012-03-01 |  | 542.2111 | 0 | 31 | 334190.8554 | 352 |  |  |  | 18639499.1249 |  |  | Regression | 5 | 213455359509848 | 4.2691e+13 | 154.422 | 4.8897e-48
2012-04-01 |  | 308.6222 | 0.4 | 30 | 321029.4625 | 320 |  |  |  | 16799380.3763 |  |  | Residual | 110 | 3.041e+13 | 276457272027.215
2012-05-01 |  | 154.8667 | 13.9889 | 31 | 307868.0695 | 352 |  |  |  | 17020006.5387 |  |  | Total | 115 | 243865659432842
2012-06-01 |  | 27.2444 | 68.9111 | 30 | 294706.6766 | 336 |  |  |  | 17016948.7658
2012-07-01 |  | 1.7778 | 131.6556 | 31 | 281545.2836 | 336 |  |  |  | 18514127.5224 |  |  |  | Coefficients | Standard Error | t Stat | P-value | Lower 95% | Upper 95%
2012-08-01 |  | 5.4444 | 109.6556 | 31 | 268383.8907 | 352 |  |  |  | 18392234.2791 |  |  | Intercept | 4353462.1553 | 2480945.9133 | 1.7548 | 0.082085 | -563190.1718 | 9270114.4825
2012-09-01 |  | 51.7556 | 32.9444 | 30 | 255222.4977 | 304 |  |  |  | 16355841.8729 |  |  | Heating Degree Days | 5269.903 | 256.7611 | 20.5245 | 2.0629e-39 | 4761.0629 | 5778.7432
2012-10-01 |  | 243.5556 | 3.6 | 31 | 242061.1048 | 352 |  |  |  | 17791050.3365 |  |  | Cooling Degree Days | 18495.2004 | 1308.0828 | 14.1392 | 1.7042e-26 | 15902.8873 | 21087.5134
2012-11-01 |  | 396.7667 | 0 | 30 | 228899.7118 | 352 |  |  |  | 18346155.8485 |  |  | Number of Days in Month | 375767.8316 | 62271.9477 | 6.0343 | 2.1935e-08 | 252359.4515 | 499176.2117
2012-12-01 |  | 610.8333 | 0 | 31 | 215738.3189 | 304 |  |  |  | 19327845.6661 |  |  | Ontario Real GDP Monthly % | 15834.1601 | 12104.703 | 1.3081 | 0.19357 | -8154.5192 | 39822.8395
2013-01-01 |  | 731.2778 | 0 | 31 | 226631.7186 | 352 |  |  |  | 20472136.5021 |  |  | CDM Activity | -7.7065 | 0.58832 | -13.0992 | 3.4126e-24 | -8.8724 | -6.5406
2013-02-01 |  | 647.2333 | 0 | 28 | 237525.1183 | 304 |  |  |  | 18456578.8046
2013-03-01 |  | 542.2111 | 0 | 31 | 248418.518 | 320 |  |  |  | 18902480.0108
2013-04-01 |  | 308.6222 | 0.4 | 30 | 259311.9177 | 352 |  |  |  | 17648410.6776
2013-05-01 |  | 154.8667 | 13.9889 | 31 | 270205.3174 | 352 |  |  |  | 17303967.7233
2013-06-01 |  | 27.2444 | 68.9111 | 30 | 281098.7171 | 320 |  |  |  | 16927693.9224
2013-07-01 |  | 1.7778 | 131.6556 | 31 | 291992.1169 | 352 |  |  |  | 18627215.917
2013-08-01 |  | 5.4444 | 109.6556 | 31 | 302885.5166 | 336 |  |  |  | 17940253.557
2013-09-01 |  | 51.7556 | 32.9444 | 30 | 313778.9163 | 320 |  |  |  | 16106204.3889
2013-10-01 |  | 243.5556 | 3.6 | 31 | 324672.316 | 352 |  |  |  | 17168196.8245
2013-11-01 |  | 396.7667 | 0 | 30 | 335565.7157 | 336 |  |  |  | 17350086.3084
2013-12-01 |  | 610.8333 | 0 | 31 | 346459.1154 | 320 |  |  |  | 18534119.3641
|  |  | Weather Normal | [6 empty] | 2518591045.3613
2003 | 239348509.6 | [8 empty] | 242268923.5743 | 2920413.9743 | 1.22%
2004 | 241297273.9 | [8 empty] | 239882896.896 | -1414377.004 | -0.5862%
2005 | 246226714.1 | [8 empty] | 245216126.1241 | -1010587.9759 | -0.4104%
2006 | 237573474 | [8 empty] | 236631808.8243 | -941665.1757 | -0.3964%
2007 | 240154176.7 | [8 empty] | 237239251.2091 | -2914925.4909 | -1.214%
2008 | 230112011 | [8 empty] | 231422726.5405 | 1310715.5405 | 0.5696%
2009 | 217320554.3 | [8 empty] | 219431964.9253 | 2111410.6253 | 0.9716%
2010 | 220975055.51 | [8 empty] | 219940738.5842 | -1034316.9258 | -0.4681%
2011 | 214550355.02 | [8 empty] | 215523687.4521 | 973332.4321 | 0.4537%
2012 | [9 empty] | 215595577.2305
2013 | [9 empty] | 215437344.0008
Total to 2011 | 2087558124.13 | [8 empty] | 2087558124.13 | 0
[10 empty] | 2518591045.3613 | 0
Check totals above sould be zero
10 Year Average
2013-01-01 |  | 715.37 | 0 | 31 | 226631.7186 | 352 |  |  |  | 20386173.3266
2013-02-01 |  | 636.53 | 0 | 28 | 237525.1183 | 304 |  |  |  | 18398739.6434
2013-03-01 |  | 542.55 | 0 | 31 | 248418.518 | 320 |  |  |  | 18904311.314
2013-04-01 |  | 310.71 | 1.19 | 30 | 259311.9177 | 352 |  |  |  | 17675233.865
2013-05-01 |  | 162.13 | 13.37 | 31 | 270205.3174 | 352 |  |  |  | 17331042.655
2013-06-01 |  | 28.14 | 69.02 | 30 | 281098.7171 | 320 |  |  |  | 16934675.467
2013-07-01 |  | 1.6 | 137.73 | 31 | 291992.1169 | 352 |  |  |  | 18745753.846
2013-08-01 |  | 4.92 | 112.96 | 31 | 302885.5166 | 336 |  |  |  | 18002425.7363
2013-09-01 |  | 48.76 | 38.41 | 30 | 313778.9163 | 320 |  |  |  | 16197537.2049
2013-10-01 |  | 248.42 | 4.24 | 31 | 324672.316 | 352 |  |  |  | 17207073.837
2013-11-01 |  | 401.59 | 0 | 30 | 335565.7157 | 336 |  |  |  | 17376150.8572
2013-12-01 |  | 611.69 | 0 | 31 | 346459.1154 | 320 |  |  |  | 18538748.6585 | 215697866.411
20 Year Trend
2013-01-01 |  | 715.55 | 0 | 31 | 226631.7186 | 352 |  |  |  | 20387146.0188
2013-02-01 |  | 620.5946 | 0 | 28 | 237525.1183 | 304 |  |  |  | 18312627.1285
2013-03-01 |  | 524.8576 | 0 | 31 | 248418.518 | 320 |  |  |  | 18808704.2829
2013-04-01 |  | 282.7304 | 0.90271 | 30 | 259311.9177 | 352 |  |  |  | 17518384.5617
2013-05-01 |  | 137.9462 | 20.2065 | 31 | 270205.3174 | 352 |  |  |  | 17334847.7977
2013-06-01 |  | 20.1779 | 77.7435 | 30 | 281098.7171 | 320 |  |  |  | 17063261.9123
2013-07-01 |  | -1.4313 | 157.1814 | 31 | 291992.1169 | 352 |  |  |  | 19112027.1679
2013-08-01 |  | -0.59496 | 130.7056 | 31 | 302885.5166 | 336 |  |  |  | 18321720.7202
2013-09-01 |  | 35.3341 | 42.468 | 30 | 313778.9163 | 320 |  |  |  | 16204816.7925
2013-10-01 |  | 239.2526 | 4.6859 | 31 | 324672.316 | 352 |  |  |  | 17166307.4791
2013-11-01 |  | 383.5716 | 0 | 30 | 335565.7157 | 336 |  |  |  | 17278782.0912
2013-12-01 |  | 633.568 | 0 | 31 | 346459.1154 | 320 |  |  |  | 18656974.2372 | 216165600.19

## Residential
Not Used
| Consumed | Heating Degree Days | Cooling Degree Days | Spring Fall Flag | Number of Days in Month | Number of Customers | CDM Activity | Employment | Number of Peak Hours | Ontario Real GDP Monthly % | Predicted Consumed |  | SUMMARY OUTPUT
2003-01-01 | 4841272 | 814.5 | 0 | 0 | 31 | 5531 | 0 | 591.3 | 351.912 | 125.6602 | 5079219.3907
2003-02-01 | 4384044 | 699 | 0 | 0 | 28 | 5531 | 0 | 588.4 | 319.872 | 125.8059 | 4429294.5606 |  | Regression Statistics
2003-03-01 | 4179051 | 581.1 | 0 | 1 | 31 | 5531 | 0 | 584.5 | 336.288 | 125.9518 | 4297382.9168 |  | Multiple R | 92.76%
2003-04-01 | 3680376 | 372.5 | 2.4 | 1 | 30 | 5531 | 0 | 587.8 | 336.24 | 126.0978 | 3715776.3289 |  | R Square | 86.04%
2003-05-01 | 3477670 | 177.9 | 0 | 1 | 31 | 5531 | 0 | 596.4 | 336.288 | 126.2439 | 3405277.3012 |  | Adjusted R Square | 85.36%
2003-06-01 | 3580507 | 43.4 | 52.9 | 0 | 30 | 5531 | 0 | 601.7 | 336.24 | 126.3903 | 3492754.1404 |  | Standard Error | 213923.5375
2003-07-01 | 3807256 | 0.2 | 118.3 | 0 | 31 | 5535 | 0 | 605.7 | 351.912 | 126.5368 | 3839998.4299 |  | Observations | 108
2003-08-01 | 3643930 | 2 | 128 | 0 | 31 | 5539 | 0 | 607.6 | 319.92 | 126.6835 | 3890959.0033
2003-09-01 | 3418299 | 54.9 | 24 | 1 | 30 | 5544 | 0 | 607.6 | 336.24 | 126.8304 | 3118633.5261 |  | ANOVA
2003-10-01 | 3609069 | 276 | 0 | 1 | 31 | 5539 | 0 | 609.5 | 351.912 | 126.9774 | 3624199.7317 |  |  | df | SS | MS | F | Significance F
2003-11-01 | 3761244 | 398.5 | 0 | 1 | 30 | 5534 | 0 | 609 | 319.68 | 127.1246 | 3762612.1326 |  | Regression | 5 | 2.8773e+13 | 5.7545e+12 | 125.745 | 5.5555e-42
2003-12-01 | 4244757 | 561.5 | 0 | 0 | 31 | 5533 | 0 | 609.2 | 336.288 | 127.272 | 4519908.3044 |  | Residual | 102 | 4.6679e+12 | 45763279914.1085
2004-01-01 | 5006940 | 849.1 | 0 | 0 | 31 | 5533 | 0 | 605 | 336.288 | 127.5341 | 5156241.5759 |  | Total | 107 | 3.344e+13
2004-02-01 | 4253891 | 631.7 | 0 | 0 | 29 | 5532 | 0 | 599.4 | 320.16 | 127.7968 | 4412080.6926
2004-03-01 | 4140939 | 487.3 | 0 | 1 | 31 | 5531 | 0 | 595.4 | 368.28 | 128.0601 | 4089844.4576 |  |  | Coefficients | Standard Error | t Stat | P-value | Lower 95% | Upper 95% | Lower 95.0% | Upper 95.0%
2004-04-01 | 3577813 | 331.5 | 0 | 1 | 30 | 5531 | 0 | 597.7 | 336.24 | 128.3238 | 3613669.1454 |  | Intercept | -2090944.3665 | 989693.0604 | -2.1127 | 0.037066 | -4053995.8057 | -127892.9272 | -4053995.8057 | -127892.9272
2004-05-01 | 3486849 | 158.9 | 8.6 | 1 | 31 | 5532 | 0 | 605.6 | 319.92 | 128.5882 | 3404293.9531 |  | Heating Degree Days | 2212.5635 | 133.9091 | 16.5229 | 1.3386e-30 | 1946.9555 | 2478.1716 | 1946.9555 | 2478.1716
2004-06-01 | 3456136 | 44.2 | 31.6 | 0 | 30 | 5533 | 0 | 615.4 | 352.08 | 128.853 | 3393886.9794 |  | Cooling Degree Days | 4746.6995 | 805.5418 | 5.8926 | 4.9373e-08 | 3148.9112 | 6344.4877 | 3148.9112 | 6344.4877
2004-07-01 | 3734535 | 3.6 | 86.4 | 0 | 31 | 5541 | 0 | 623.8 | 336.288 | 129.1184 | 3697503.8937 |  | Spring Fall Flag | -265424.1458 | 58589.7062 | -4.5302 | 1.6045e-05 | -381636.5471 | -149211.7445 | -381636.5471 | -149211.7445
2004-08-01 | 3611403 | 12.8 | 59.6 | 0 | 31 | 5549 | 0 | 625.7 | 336.288 | 129.3844 | 3592517.8804 |  | Number of Days in Month | 131457.9141 | 26253.0312 | 5.0073 | 2.3185e-06 | 79385.1525 | 183530.6756 | 79385.1525 | 183530.6756
2004-09-01 | 3493403 | 30 | 41.2 | 1 | 30 | 5558 | 0 | 626.7 | 336.24 | 129.6509 | 3148456.3345 |  | Number of Customers | 233.7435 | 103.6767 | 2.2545 | 0.0263 | 28.1013 | 439.3857 | 28.1013 | 439.3857
2004-10-01 | 3514526 | 226.3 | 1.5 | 1 | 31 | 5583 | 0 | 625.1 | 319.92 | 129.918 | 3531640.0885
2004-11-01 | 3814209 | 379.1 | 0 | 1 | 30 | 5608 | 0 | 625.2 | 352.08 | 130.1856 | 3736985.4208
2004-12-01 | 4513490 | 643.4 | 0 | 0 | 31 | 5635 | 0 | 628.4 | 336.288 | 130.4538 | 4724959.0969
2005-01-01 | 4957181 | 770 | 0 | 0 | 31 | 5623 | 0 | 629.5 | 319.92 | 130.7437 | 5002264.7177
2005-02-01 | 4199374 | 616.4 | 0 | 0 | 28 | 5631 | 0 | 630.9 | 319.872 | 131.0343 | 4269911.1653
2005-03-01 | 4348092 | 608.6 | 0 | 1 | 31 | 5632 | 0 | 628.1 | 351.912 | 131.3255 | 4381836.5097
2005-04-01 | 3615802 | 306.8 | 0 | 1 | 30 | 5632 | 0 | 631.3 | 336.24 | 131.6174 | 3582626.922
2005-05-01 | 3509661 | 189.4 | 0.8 | 1 | 31 | 5637 | 0 | 638.6 | 336.288 | 131.91 | 3459295.9548
2005-06-01 | 4042974 | 8.9 | 146.3 | 0 | 30 | 5661 | 0 | 648.1 | 352.08 | 132.2031 | 3890149.0879
2005-07-01 | 4361361 | 0 | 188.7 | 0 | 31 | 5662 | 0 | 653.1 | 319.92 | 132.497 | 4203408.9879
2005-08-01 | 4038389 | 0.2 | 140.7 | 0 | 31 | 5666 | 0 | 655.6 | 351.912 | 132.7915 | 3976944.8998
2005-09-01 | 3536463 | 22.6 | 52.1 | 1 | 30 | 5677 | 0 | 652.2 | 336.24 | 133.0866 | 3211637.8679
2005-10-01 | 3609914 | 220.2 | 7.6 | 1 | 31 | 5677 | 0 | 649.8 | 319.92 | 133.3824 | 3569070.2089
2005-11-01 | 3945619 | 388.4 | 0 | 1 | 30 | 5681 | 0 | 643.8 | 352.08 | 133.6789 | 3774625.5388
2005-12-01 | 4205385 | 665.3 | 0 | 0 | 31 | 5695 | 0 | 644.6 | 319.92 | 133.976 | 4787438.8496
2006-01-01 | 4543139 | 551.8 | 0 | 0 | 31 | 5702 | 5614.7732 | 643.6 | 336.288 | 134.252 | 4537949.0935
2006-02-01 | 4240836 | 604.3 | 0 | 0 | 28 | 5701 | 11229.5464 | 642.9 | 319.872 | 134.5285 | 4259501.1931
2006-03-01 | 4295069 | 516.6 | 0 | 1 | 31 | 5707 | 16844.3196 | 641 | 368.28 | 134.8056 | 4195811.4291
2006-04-01 | 3364835 | 293.3 | 0 | 1 | 30 | 5716 | 22459.0928 | 643.6 | 303.84 | 135.0833 | 3572391.7703
2006-05-01 | 3304805 | 136.9 | 26 | 1 | 31 | 5728 | 28073.866 | 652.3 | 351.912 | 135.3615 | 3484023.8569
2006-06-01 | 3536646 | 19.5 | 73.6 | 0 | 30 | 5727 | 33688.6392 | 660 | 352.08 | 135.6404 | 3583944.2817
2006-07-01 | 4019090 | 0 | 167.3 | 0 | 31 | 5748 | 39303.4124 | 665.1 | 319.92 | 135.9198 | 4121931.562
2006-08-01 | 3594080 | 4.2 | 101.6 | 0 | 31 | 5769 | 44918.1856 | 667.3 | 351.912 | 136.1997 | 3824274.7871
2006-09-01 | 3158854 | 80.9 | 12.9 | 1 | 30 | 5778 | 50532.9588 | 664.9 | 319.68 | 136.4803 | 3178167.798
2006-10-01 | 3253495 | 288.3 | 1.1 | 1 | 31 | 5787 | 56147.732 | 667 | 336.288 | 136.7614 | 3714604.0263
2006-11-01 | 3499622 | 382.2 | 0 | 1 | 30 | 5790 | 61762.5052 | 666.2 | 352.08 | 137.0431 | 3786385.6889
2006-12-01 | 5923137 | 500.5 | 0 | 0 | 31 | 5795 | 67377.2785 | 667.7 | 304.296 | 137.3254 | 4446182.732
2007-01-01 | 4667193 | 647.1 | 0 | 0 | 31 | 5814 | 66829.6984 | 662.2 | 351.912 | 137.5859 | 4774985.6726
2007-02-01 | 4516294 | 740.1 | 0 | 0 | 28 | 5809 | 66282.1184 | 656.8 | 319.872 | 137.8468 | 4585211.6211
2007-03-01 | 4329790 | 546.7 | 0 | 1 | 31 | 5818 | 65734.5384 | 652.2 | 351.912 | 138.1083 | 4288355.1224
2007-04-01 | 3739418 | 356.4 | 0 | 1 | 30 | 5817 | 65186.9583 | 647.4 | 319.68 | 138.3703 | 3735612.6249
2007-05-01 | 3460659.82 | 136.4 | 22.4 | 1 | 31 | 5819 | 64639.3783 | 646.9 | 351.912 | 138.6327 | 3487100.1175
2007-06-01 | 3595312.85 | 16.5 | 99.2 | 0 | 30 | 5828 | 64091.7983 | 652.3 | 336.24 | 138.8957 | 3722430.1936
2007-07-01 | 4057317.14 | 3.2 | 106.1 | 0 | 31 | 5837 | 63544.2182 | 659.9 | 336.288 | 139.1591 | 3859316.9308
2007-08-01 | 3843514.49 | 5.2 | 141 | 0 | 31 | 5843 | 62996.6382 | 662.1 | 351.912 | 139.4231 | 4030804.3308
2007-09-01 | 3289131.7 | 36.9 | 47.5 | 1 | 30 | 5848 | 62449.0581 | 660.7 | 303.84 | 139.6875 | 3261412.8512
2007-10-01 | 3460010.02 | 137.7 | 19.8 | 1 | 31 | 5853 | 61901.4781 | 662.5 | 351.912 | 139.9525 | 3485582.3113
2007-11-01 | 4075358.1 | 462.5 | 0 | 1 | 30 | 5860 | 61353.8981 | 666.7 | 352.08 | 140.2179 | 3980416.587
2007-12-01 | 4915044.89 | 630.7 | 0 | 0 | 31 | 5865 | 60806.318 | 668.5 | 304.296 | 140.4839 | 4750620.5503
2008-01-01 | 4995190.68 | 623.5 | 0 | 0 | 31 | 5866 | 66732.0957 | 661.4 | 352 | 140.4252 | 4734923.8364
2008-02-01 | 4573680.65 | 674.7 | 0 | 0 | 29 | 5879 | 72657.8733 | 656.3 | 320 | 140.3666 | 4588329.9268
2008-03-01 | 4536274.48 | 610.2 | 0 | 1 | 31 | 5893 | 78583.651 | 647 | 304 | 140.308 | 4446383.6708
2008-04-01 | 3543495.6 | 253.9 | 0 | 1 | 30 | 5893 | 84509.4286 | 647.2 | 352 | 140.2494 | 3526589.3707
2008-05-01 | 3422617.69 | 193.5 | 2.5 | 1 | 31 | 5895 | 90435.2062 | 648.8 | 336 | 140.1908 | 3536742.6833
2008-06-01 | 3510661.94 | 22.7 | 71.5 | 0 | 30 | 5896 | 96360.9839 | 656.8 | 336 | 140.1322 | 3620559.0714
2008-07-01 | 3848106.61 | 1 | 111 | 0 | 31 | 5902 | 102286.7615 | 663.6 | 352 | 140.0737 | 3892901.4474
2008-08-01 | 3700519.92 | 12.7 | 64 | 0 | 31 | 5910 | 108212.5391 | 666.6 | 320 | 140.0152 | 3697563.5134
2008-09-01 | 3313631.68 | 59 | 26.7 | 1 | 30 | 5911 | 114138.3168 | 669.7 | 336 | 139.9567 | 3226304.998
2008-10-01 | 3664008.61 | 278.6 | 0 | 1 | 31 | 5919 | 120064.0944 | 673 | 352 | 139.8983 | 3718774.9356
2008-11-01 | 4103202.3 | 451.6 | 0 | 1 | 30 | 5928 | 125989.872 | 676.9 | 304 | 139.8399 | 3972194.204
2008-12-01 | 5112698.39 | 654.6 | 0 | 0 | 31 | 5935 | 131915.6497 | 673.6 | 336 | 139.7815 | 4819862.8653
2009-01-01 | 5353228.79 | 830.2 | 0 | 0 | 31 | 5939 | 144174.3799 | 662.3 | 336 | 139.3791 | 5209323.9954
2009-02-01 | 4463662.81 | 606.4 | 0 | 0 | 28 | 5942 | 156433.1102 | 649.3 | 304 | 138.9779 | 4320479.7655
2009-03-01 | 4673657.41 | 533.8 | 0 | 1 | 31 | 5958 | 168691.8404 | 636.3 | 352 | 138.5779 | 4292537.146
2009-04-01 | 3731701.07 | 305.8 | 1.2 | 1 | 30 | 5979 | 180950.5707 | 632.2 | 320 | 138.179 | 3667219.4003
2009-05-01 | 3341237.66 | 158.8 | 6.9 | 1 | 31 | 6026 | 193209.301 | 631.7 | 320 | 137.7812 | 3511472.6079
2009-06-01 | 3331386.48 | 49.3 | 34.2 | 0 | 30 | 6031 | 205468.0312 | 642.7 | 352 | 137.3846 | 3533916.7464
2009-07-01 | 3601089.28 | 6.2 | 43.7 | 0 | 31 | 6042 | 217726.7615 | 650 | 352 | 136.9892 | 3617677.9961
2009-08-01 | 3754123.83 | 9.8 | 91 | 0 | 31 | 6038 | 229985.4917 | 655.3 | 320 | 136.5949 | 3849227.136
2009-09-01 | 3352405.3 | 55.2 | 20.9 | 1 | 30 | 6044 | 242244.222 | 654.9 | 336 | 136.2017 | 3221454.2882
2009-10-01 | 3696931.16 | 287.8 | 0 | 1 | 31 | 6042 | 254502.9523 | 656.6 | 336 | 135.8096 | 3767880.9734
2009-11-01 | 3866718.05 | 361.2 | 0 | 1 | 30 | 6043 | 266761.6825 | 654.8 | 320 | 135.4187 | 3799058.966
2009-12-01 | 4909428.28 | 631.3 | 0 | 0 | 31 | 6052 | 279020.4128 | 652.3 | 352 | 135.0289 | 4795658.1272
2010-01-01 | 5084680.57 | 720 | 0 | 0 | 31 | 6053 | 273116.6047 | 646 | 320 | 135.329 | 4992146.2559
2010-02-01 | 4300410.76 | 598.3 | 0 | 0 | 28 | 6050 | 267212.7966 | 642.3 | 304 | 135.6298 | 4327802.3014
2010-03-01 | 3992040.44 | 422.8 | 0 | 1 | 31 | 6049 | 261308.9885 | 639.5 | 368 | 135.9313 | 4068213.2547
2010-04-01 | 3346348.71 | 225.1 | 0 | 1 | 30 | 6052 | 255405.1804 | 643.8 | 320 | 136.2334 | 3500032.7611
2010-05-01 | 3456028.33 | 107.9 | 45.7 | 1 | 31 | 6050 | 249501.3723 | 653.4 | 320 | 136.5362 | 3588634.9085
2010-06-01 | 3570493.66 | 21.7 | 58.7 | 0 | 30 | 6053 | 243597.5642 | 668.5 | 352 | 136.8396 | 3594286.4877
2010-07-01 | 4313783.81 | 1.8 | 164.9 | 0 | 31 | 6048 | 237693.7561 | 680.1 | 336 | 137.1438 | 4184645.1545
2010-08-01 | 4095525.07 | 2.1 | 138.8 | 0 | 31 | 6048 | 231789.948 | 683.1 | 336 | 137.4486 | 4061420.0672
2010-09-01 | 3492358.37 | 78.1 | 31.5 | 1 | 30 | 6048 | 225886.1399 | 677.1 | 336 | 137.7541 | 3323371.9816
2010-10-01 | 3500518.35 | 241.6 | 0 | 1 | 31 | 6062 | 219982.3318 | 670.2 | 320 | 138.0603 | 3670335.4087
2010-11-01 | 3991887.04 | 405.3 | 0 | 1 | 30 | 6059 | 214078.5237 | 668.1 | 336 | 138.3671 | 3900372.9141
2010-12-01 | 4948904.45 | 676.2 | 0 | 0 | 31 | 6063 | 208174.7156 | 666.9 | 368 | 138.6747 | 4897573.4085
2011-01-01 | 5085244.36 | 775.3 | 0 | 0 | 31 | 6065 | 221966.4088 | 663.9 | 336 | 139.0392 | 5117305.9415
2011-02-01 | 4346206.39 | 654.2 | 0 | 0 | 28 | 6067 | 235758.102 | 666.1 | 304 | 139.4046 | 4455458.2427
2011-03-01 | 4268480.37 | 572.8 | 0 | 1 | 31 | 6075 | 249549.7952 | 671.2 | 368 | 139.771 | 4406175.1159
2011-04-01 | 3554084.25 | 332.3 | 0 | 1 | 30 | 6078 | 263341.4885 | 679.9 | 320 | 140.1384 | 3743296.9032
2011-05-01 | 3307084.77 | 134.1 | 13 | 1 | 31 | 6079 | 277133.1817 | 685.8 | 336 | 140.5067 | 3498165.5623
2011-06-01 | 3478382.04 | 19 | 52.2 | 0 | 30 | 6084 | 290924.8749 | 697.1 | 352 | 140.876 | 3564705.0687
2011-07-01 | 4319308.25 | 0 | 198.5 | 0 | 31 | 6086 | 304716.5681 | 707.5 | 320 | 141.2463 | 4349033.8965
2011-08-01 | 4034311.54 | 0 | 122.2 | 0 | 31 | 6086 | 318508.2614 | 708.3 | 352 | 141.6175 | 3986860.7263
2011-09-01 | 3319390.31 | 48.2 | 39.7 | 1 | 30 | 6087 | 332299.9546 | 700.8 | 336 | 141.9897 | 3305255.2651
2011-10-01 | 3529861.86 | 235.5 | 2.4 | 1 | 31 | 6091 | 346091.6478 | 693.6 | 320 | 142.3629 | 3675009.4121
2011-11-01 | 3777447.24 | 342.1 | 0 | 1 | 30 | 6092 | 359883.341 | 690.2 | 352 | 142.7371 | 3768252.4352
2011-12-01 | 4592524.09 | 534 | 0 | 0 | 31 | 6092 | 373675.0342 | 690.4 | 336 | 143.1123 | 4589725.4366
2012-01-01 |  | 731.2778 | 0 | 0 | 31 | 6102.8174 | 360513.6413 |  | 336 |  | 5028743.544
2012-02-01 |  | 647.2333 | 0 | 0 | 29 | 6113.6347 | 347352.2483 |  | 320 |  | 4582402.5339
2012-03-01 |  | 542.2111 | 0 | 1 | 31 | 6124.4521 | 334190.8554 |  | 352 |  | 4350054.3683
2012-04-01 |  | 308.6222 | 0.4 | 1 | 30 | 6135.2695 | 321029.4625 |  | 320 |  | 3706193.3681
2012-05-01 |  | 154.8667 | 13.9889 | 1 | 31 | 6146.0869 | 307868.0695 |  | 352 |  | 3564488.21
2012-06-01 |  | 27.2444 | 68.9111 | 0 | 30 | 6156.9042 | 294706.6766 |  | 336 |  | 3679309.9415
2012-07-01 |  | 1.7778 | 131.6556 | 0 | 31 | 6163.0524 | 281545.2836 |  | 336 |  | 4053687.3505
2012-08-01 |  | 5.4444 | 109.6556 | 0 | 31 | 6169.2005 | 268383.8907 |  | 352 |  | 3958809.786
2012-09-01 |  | 51.7556 | 32.9444 | 1 | 30 | 6175.3487 | 255222.4977 |  | 304 |  | 3301706.5016
2012-10-01 |  | 243.5556 | 3.6 | 1 | 31 | 6181.4969 | 242061.1048 |  | 352 |  | 3719681.9329
2012-11-01 |  | 396.7667 | 0 | 1 | 30 | 6187.645 | 228899.7118 |  | 352 |  | 3911562.3088
2012-12-01 |  | 610.8333 | 0 | 0 | 31 | 6193.7932 | 215738.3189 |  | 304 |  | 4783517.5596
2013-01-01 |  | 731.2778 | 0 | 0 | 31 | 6199.9413 | 226631.7186 |  | 352 |  | 5051445.6359
2013-02-01 |  | 647.2333 | 0 | 0 | 28 | 6206.0895 | 237525.1183 |  | 304 |  | 4472555.3121
2013-03-01 |  | 542.2111 | 0 | 1 | 31 | 6212.2376 | 248418.518 |  | 320 |  | 4370573.6608
2013-04-01 |  | 308.6222 | 0.4 | 1 | 30 | 6218.3858 | 259311.9177 |  | 352 |  | 3725621.2609
2013-05-01 |  | 154.8667 | 13.9889 | 1 | 31 | 6224.5339 | 270205.3174 |  | 352 |  | 3582824.703
2013-06-01 |  | 27.2444 | 68.9111 | 0 | 30 | 6230.6821 | 281098.7171 |  | 320 |  | 3696555.0348
2013-07-01 |  | 1.7778 | 131.6556 | 0 | 31 | 6236.8302 | 291992.1169 |  | 352 |  | 4070932.4438
2013-08-01 |  | 5.4444 | 109.6556 | 0 | 31 | 6242.9784 | 302885.5166 |  | 336 |  | 3976054.8793
2013-09-01 |  | 51.7556 | 32.9444 | 1 | 30 | 6249.1265 | 313778.9163 |  | 320 |  | 3318951.595
2013-10-01 |  | 243.5556 | 3.6 | 1 | 31 | 6255.2747 | 324672.316 |  | 352 |  | 3736927.0262
2013-11-01 |  | 396.7667 | 0 | 1 | 30 | 6261.4229 | 335565.7157 |  | 336 |  | 3928807.4021
2013-12-01 |  | 610.8333 | 0 | 0 | 31 | 6267.571 | 346459.1154 |  | 320 |  | 4800762.6529
|  |  | Weatther Normal | [7 empty] | 525761608.7218
2003 | 46627475 | [9 empty] | 47176015.7667 | 548540.7667 | 1.176%
2004 | 46604134 | [9 empty] | 46502079.5188 | -102054.4812 | -0.219%
2005 | 48370215 | [9 empty] | 48109210.7102 | -261004.2898 | -0.5396%
2006 | 46733608 | [9 empty] | 46705168.2189 | -28439.7811 | -0.06086%
2007 | 47949044.01 | [9 empty] | 47961848.9134 | 12804.9034 | 0.02671%
2008 | 48324088.55 | [9 empty] | 47781130.5234 | -542958.0266 | -1.124%
2009 | 48075570.12 | [9 empty] | 47585907.1485 | -489662.9715 | -1.019%
2010 | 48092979.56 | [9 empty] | 48108834.9039 | 15855.3439 | 0.03297%
2011 | 47612325.47 | [9 empty] | 48459244.006 | 846918.536 | 1.779%
2012 | [10 empty] | 48640157.4051
2013 | [10 empty] | 48732011.6067
Total to 2011 | 428389439.71 | [9 empty] | 428389439.71 | 0
[11 empty] | 525761608.7218 | 0
Check totals above sould be zero

## GS < 50 kW
Not used
| Consumed | Heating Degree Days | Cooling Degree Days | Spring Fall Flag | Number of Days in Month | CDM Activity | Number of Customers | Employment | Number of Peak Hours | Ontario Real GDP Monthly % | Predicted Consumed | Variances (kWh) | % Variance | SUMMARY OUTPUT
2003-01-01 | 2807174 | 814.5 | 0 | 0 | 31 | 0 | 689 | 591.3 | 351.912 | 125.6602 | 2719173.5921
2003-02-01 | 2542054 | 699 | 0 | 0 | 28 | 0 | 689 | 588.4 | 319.872 | 125.8059 | 2407068.264 |  |  | Regression Statistics
2003-03-01 | 2423191 | 581.1 | 0 | 1 | 31 | 0 | 689 | 584.5 | 336.288 | 125.9518 | 2363974.273 |  |  | Multiple R | 84.14%
2003-04-01 | 2134038 | 372.5 | 2.4 | 1 | 30 | 0 | 689 | 587.8 | 336.24 | 126.0978 | 2121144.7116 |  |  | R Square | 70.79%
2003-05-01 | 2016500 | 177.9 | 0 | 1 | 31 | 0 | 689 | 596.4 | 336.288 | 126.2439 | 2023631.1812 |  |  | Adjusted R Square | 69.36%
2003-06-01 | 2076129 | 43.4 | 52.9 | 0 | 30 | 0 | 689 | 601.7 | 336.24 | 126.3903 | 2102278.1067 |  |  | Standard Error | 154403.7274
2003-07-01 | 2207608 | 0.2 | 118.3 | 0 | 31 | 0 | 691 | 605.7 | 351.912 | 126.5368 | 2267817.1185 |  |  | Observations | 108
2003-08-01 | 2112904 | 2 | 128 | 0 | 31 | 0 | 693 | 607.6 | 319.92 | 126.6835 | 2288687.1577
2003-09-01 | 1982074 | 54.9 | 24 | 1 | 30 | 0 | 696 | 607.6 | 336.24 | 126.8304 | 1896147.1065 |  |  | ANOVA
2003-10-01 | 2092691 | 276 | 0 | 1 | 31 | 0 | 702 | 609.5 | 351.912 | 126.9774 | 2106437.871 |  |  |  | df | SS | MS | F | Significance F
2003-11-01 | 2180929 | 398.5 | 0 | 1 | 30 | 0 | 708 | 609 | 319.68 | 127.1246 | 2138303.6489 |  |  | Regression | 5 | 5.8934e+12 | 1.1787e+12 | 49.4402 | 9.4484e-26
2003-12-01 | 2461289 | 561.5 | 0 | 0 | 31 | 0 | 713 | 609.2 | 336.288 | 127.272 | 2505615.0549 |  |  | Residual | 102 | 2.4317e+12 | 23840511039.2138
2004-01-01 | 2878021 | 849.1 | 0 | 0 | 31 | 0 | 713 | 605 | 336.288 | 127.5341 | 2748379.6213 |  |  | Total | 107 | 8.3251e+12
2004-02-01 | 2445164 | 631.7 | 0 | 0 | 29 | 0 | 714 | 599.4 | 320.16 | 127.7968 | 2421797.076
2004-03-01 | 2380238 | 487.3 | 0 | 1 | 31 | 0 | 714 | 595.4 | 368.28 | 128.0601 | 2284797.2343 |  |  |  | Coefficients | Standard Error | t Stat | P-value | Lower 95% | Upper 95% | Lower 95.0% | Upper 95.0%
2004-04-01 | 2056550 | 331.5 | 0 | 1 | 30 | 0 | 715 | 597.7 | 336.24 | 128.3238 | 2081748.6213 |  |  | Intercept | -185999.0453 | 569947.5528 | -0.32634 | 0.74483 | -1316487.2832 | 944489.1926 | -1316487.2832 | 944489.1926
2004-05-01 | 2004263 | 158.9 | 8.6 | 1 | 31 | 0 | 716 | 605.6 | 319.92 | 128.5882 | 2024749.435 |  |  | Heating Degree Days | 844.1049 | 96.7665 | 8.7231 | 5.3883e-14 | 652.1691 | 1036.0407 | 652.1691 | 1036.0407
2004-06-01 | 1986609 | 44.2 | 31.6 | 0 | 30 | 0 | 718 | 615.4 | 352.08 | 128.853 | 2060461.7562 |  |  | Cooling Degree Days | 1994.9124 | 581.7722 | 3.429 | 0.00087521 | 840.97 | 3148.8548 | 840.97 | 3148.8548
2004-07-01 | 2146634 | 3.6 | 86.4 | 0 | 31 | 0 | 719 | 623.8 | 336.288 | 129.1184 | 2207049.3691 |  |  | Spring Fall Flag | -158185.2377 | 42296.0851 | -3.7399 | 0.0003042 | -242079.3197 | -74291.1557 | -242079.3197 | -74291.1557
2004-08-01 | 2075857 | 12.8 | 59.6 | 0 | 31 | 0 | 720 | 625.7 | 336.288 | 129.3844 | 2161351.4814 |  |  | Number of Days in Month | 71537.0711 | 18949.1935 | 3.7752 | 0.00026883 | 33951.4367 | 109122.7055 | 33951.4367 | 109122.7055
2004-09-01 | 2008030 | 30 | 41.2 | 1 | 30 | 0 | 721 | 626.7 | 336.24 | 129.6509 | 1909441.3883 |  |  | CDM Activity | -0.70691 | 0.13262 | -5.3302 | 5.905e-07 | -0.96997 | -0.44385 | -0.96997 | -0.44385
2004-10-01 | 2020172 | 226.3 | 1.5 | 1 | 31 | 0 | 719 | 625.1 | 319.92 | 129.918 | 2067478.2265
2004-11-01 | 2192432 | 379.1 | 0 | 1 | 30 | 0 | 718 | 625.2 | 352.08 | 130.1856 | 2121928.0141
2004-12-01 | 2594383 | 643.4 | 0 | 0 | 31 | 0 | 717 | 628.4 | 336.288 | 130.4538 | 2574747.2454
2005-01-01 | 2743308 | 770 | 0 | 0 | 31 | 0 | 718 | 629.5 | 319.92 | 130.7437 | 2681610.9245
2005-02-01 | 2323937 | 616.4 | 0 | 0 | 28 | 0 | 719 | 630.9 | 319.872 | 131.0343 | 2337345.2
2005-03-01 | 2406238 | 608.6 | 0 | 1 | 31 | 0 | 718 | 628.1 | 351.912 | 131.3255 | 2387187.1575
2005-04-01 | 2000988 | 306.8 | 0 | 1 | 30 | 0 | 718 | 631.3 | 336.24 | 131.6174 | 2060899.2305
2005-05-01 | 1942249 | 189.4 | 0.8 | 1 | 31 | 0 | 719 | 638.6 | 336.288 | 131.91 | 2034934.3174
2005-06-01 | 2237385 | 8.9 | 146.3 | 0 | 30 | 0 | 715 | 648.1 | 352.08 | 132.2031 | 2259481.3075
2005-07-01 | 2413580 | 0 | 188.7 | 0 | 31 | 0 | 718 | 653.1 | 319.92 | 132.497 | 2408090.1315
2005-08-01 | 2234847 | 0.2 | 140.7 | 0 | 31 | 0 | 715 | 655.6 | 351.912 | 132.7915 | 2312503.1566
2005-09-01 | 1957081 | 22.6 | 52.1 | 1 | 30 | 0 | 715 | 652.2 | 336.24 | 133.0866 | 1924939.5574
2005-10-01 | 1997729 | 220.2 | 7.6 | 1 | 31 | 0 | 712 | 649.8 | 319.92 | 133.3824 | 2074498.1524 |  |  | SUMMARY OUTPUT
2005-11-01 | 2183509 | 388.4 | 0 | 1 | 30 | 0 | 714 | 643.8 | 352.08 | 133.6789 | 2129778.1895
2005-12-01 | 2327263 | 665.3 | 0 | 0 | 31 | 0 | 714 | 644.6 | 319.92 | 133.976 | 2593233.1425 |  |  | Regression Statistics
2006-01-01 | 2535790 | 551.8 | 0 | 0 | 31 | 5614.7732 | 717 | 643.6 | 336.288 | 134.252 | 2493458.1044 |  |  | Multiple R | 0.85197
2006-02-01 | 2367057 | 604.3 | 0 | 0 | 28 | 11229.5464 | 717 | 642.9 | 319.872 | 134.5285 | 2319193.2649 |  |  | R Square | 0.72586
2006-03-01 | 2397328 | 516.6 | 0 | 1 | 31 | 16844.3196 | 716 | 641 | 368.28 | 134.8056 | 2297622.1086 |  |  | Adjusted R Square | 0.70068
2006-04-01 | 1878110 | 293.3 | 0 | 1 | 30 | 22459.0928 | 717 | 643.6 | 303.84 | 135.0833 | 2033627.2825 |  |  | Standard Error | 152605.7137
2006-05-01 | 1844604 | 136.9 | 26 | 1 | 31 | 28073.866 | 708 | 652.3 | 351.912 | 135.3615 | 2021044.9385 |  |  | Observations | 108
2006-06-01 | 1974008 | 19.5 | 73.6 | 0 | 30 | 33688.6392 | 709 | 660 | 352.08 | 135.6404 | 2099583.8888
2006-07-01 | 2243288 | 0 | 167.3 | 0 | 31 | 39303.4124 | 710 | 665.1 | 319.92 | 135.9198 | 2337615.0748 |  |  | ANOVA
2006-08-01 | 2006065 | 4.2 | 101.6 | 0 | 31 | 44918.1856 | 709 | 667.3 | 351.912 | 136.1997 | 2206125.4367 |  |  |  | df | SS | MS | F | Significance F
2006-09-01 | 1763140 | 80.9 | 12.9 | 1 | 30 | 50532.9588 | 712 | 664.9 | 319.68 | 136.4803 | 1860228.1089 |  |  | Regression | 9 | 6.0429e+12 | 671428676925.42 | 28.8309 | 8.0055e-24
2006-10-01 | 1815965 | 288.3 | 1.1 | 1 | 31 | 56147.732 | 713 | 667 | 336.288 | 136.7614 | 2079323.4348 |  |  | Residual | 98 | 2.2823e+12 | 23288503858.9672
2006-11-01 | 1953342 | 382.2 | 0 | 1 | 30 | 61762.5052 | 716 | 666.2 | 352.08 | 137.0431 | 2080884.2762 |  |  | Total | 107 | 8.3251e+12
2006-12-01 | 3306047 | 500.5 | 0 | 0 | 31 | 67377.2785 | 718 | 667.7 | 304.296 | 137.3254 | 2406495.0605
2007-01-01 | 2638388 | 647.1 | 0 | 0 | 31 | 66829.6984 | 718 | 662.2 | 351.912 | 137.5859 | 2530627.9267 |  |  |  | Coefficients | Standard Error | t Stat | P-value | Lower 95% | Upper 95% | Lower 95.0% | Upper 95.0%
2007-02-01 | 2553084 | 740.1 | 0 | 0 | 28 | 66282.1184 | 712 | 656.8 | 319.872 | 137.8468 | 2394905.5573 |  |  | Intercept | -1128466.6313 | 1452911.1352 | -0.77669 | 0.43921 | -4011721.4201 | 1754788.1575 | -4011721.4201 | 1754788.1575
2007-03-01 | 2447653 | 546.7 | 0 | 1 | 31 | 65734.5384 | 719 | 652.2 | 351.912 | 138.1083 | 2288468.7363 |  |  | Heating Degree Days | 882.4013 | 95.7937 | 9.2115 | 6.2277e-15 | 692.3019 | 1072.5008 | 692.3019 | 1072.5008
2007-04-01 | 2113912 | 356.4 | 0 | 1 | 30 | 65186.9583 | 728 | 647.4 | 319.68 | 138.3703 | 2056685.5938 |  |  | Cooling Degree Days | 2392.3657 | 592.305 | 4.0391 | 0.00010669 | 1216.9557 | 3567.7757 | 1216.9557 | 3567.7757
2007-05-01 | 2188071.58 | 136.4 | 22.4 | 1 | 31 | 64639.3783 | 732 | 646.9 | 351.912 | 138.6327 | 1987592.7163 |  |  | Spring Fall Flag | -147307.6417 | 41816.8555 | -3.5227 | 0.00065058 | -230291.8283 | -64323.4551 | -230291.8283 | -64323.4551
2007-06-01 | 2219723.41 | 16.5 | 99.2 | 0 | 30 | 64091.7983 | 730 | 652.3 | 336.24 | 138.8957 | 2126629.0691 |  |  | Number of Days in Month | 62790.0798 | 19905.4281 | 3.1544 | 0.0021356 | 23288.4066 | 102291.753 | 23288.4066 | 102291.753
2007-07-01 | 2219823.5 | 3.2 | 106.1 | 0 | 31 | 63544.2182 | 728 | 659.9 | 336.288 | 139.1591 | 2201091.53 |  |  | Number of Customers | 1879.1206 | 2053.9884 | 0.91486 | 0.36251 | -2196.9524 | 5955.1936 | -2196.9524 | 5955.1936
2007-08-01 | 2326810.49 | 5.2 | 141 | 0 | 31 | 62996.6382 | 718 | 662.1 | 351.912 | 139.4231 | 2272789.2722 |  |  | Employment | -1556.1262 | 1458.365 | -1.067 | 0.28858 | -4450.2041 | 1337.9516 | -4450.2041 | 1337.9516
2007-09-01 | 1635220 | 36.9 | 47.5 | 1 | 30 | 62449.0581 | 719 | 660.7 | 303.84 | 139.6875 | 1883687.8669 |  |  | CDM Activity | -0.93879 | 0.27463 | -3.4184 | 0.00091894 | -1.4838 | -0.3938 | -1.4838 | -0.3938
2007-10-01 | 2037849.64 | 137.7 | 19.8 | 1 | 31 | 61901.4781 | 718 | 662.5 | 351.912 | 139.9525 | 1985438.7263 |  |  | Number of Peak Hours | 1200.8126 | 948.7794 | 1.2656 | 0.20864 | -682.0091 | 3083.6344 | -682.0091 | 3083.6344
2007-11-01 | 2127736.65 | 462.5 | 0 | 1 | 30 | 61353.8981 | 723 | 666.7 | 352.08 | 140.2179 | 2148954.7469 |  |  | Ontario Real GDP Monthly % | 3155.0863 | 7373.7948 | 0.42788 | 0.66968 | -11477.9692 | 17788.1417 | -11477.9692 | 17788.1417
2007-12-01 | 2361287.53 | 630.7 | 0 | 0 | 31 | 60806.318 | 724 | 668.5 | 304.296 | 140.4839 | 2521042.5875
2008-01-01 | 2347772.43 | 623.5 | 0 | 0 | 31 | 66732.0957 | 726 | 661.4 | 352 | 140.4252 | 2510776.0475
2008-02-01 | 2211007.34 | 674.7 | 0 | 0 | 29 | 72657.8733 | 724 | 656.3 | 320 | 140.3666 | 2406731.0909
2008-03-01 | 2291500.53 | 610.2 | 0 | 1 | 31 | 78583.651 | 722 | 647 | 304 | 140.308 | 2332986.2452
2008-04-01 | 1995394.38 | 253.9 | 0 | 1 | 30 | 84509.4286 | 718 | 647.2 | 352 | 140.2494 | 1956505.6168
2008-05-01 | 1969596.58 | 193.5 | 2.5 | 1 | 31 | 90435.2062 | 718 | 648.8 | 336 | 140.1908 | 1977857.0488
2008-06-01 | 2076182.15 | 22.7 | 71.5 | 0 | 30 | 96360.9839 | 719 | 656.8 | 336 | 140.1322 | 2053792.0719
2008-07-01 | 2219226.29 | 1 | 111 | 0 | 31 | 102286.7615 | 714 | 663.6 | 352 | 140.0737 | 2181622.1225
2008-08-01 | 2182308.87 | 12.7 | 64 | 0 | 31 | 108212.5391 | 714 | 666.6 | 320 | 140.0152 | 2093548.2814
2008-09-01 | 1970745.1 | 59 | 26.7 | 1 | 30 | 114138.3168 | 715 | 669.7 | 336 | 139.9567 | 1824308.8112
2008-10-01 | 2102780.39 | 278.6 | 0 | 1 | 31 | 120064.0944 | 714 | 673 | 352 | 139.8983 | 2023758.17
2008-11-01 | 2107048.76 | 451.6 | 0 | 1 | 30 | 125989.872 | 715 | 676.9 | 304 | 139.8399 | 2094062.2601
2008-12-01 | 2335155.47 | 654.6 | 0 | 0 | 31 | 131915.6497 | 715 | 673.6 | 336 | 139.7815 | 2490948.8769
2009-01-01 | 2651364.1 | 830.2 | 0 | 0 | 31 | 144174.3799 | 715 | 662.3 | 336 | 139.3791 | 2630507.8904
2009-02-01 | 2253931.5 | 606.4 | 0 | 0 | 28 | 156433.1102 | 715 | 649.3 | 304 | 138.9779 | 2218320.1975
2009-03-01 | 2365454.19 | 533.8 | 0 | 1 | 31 | 168691.8404 | 715 | 636.3 | 352 | 138.5779 | 2204798.3528
2009-04-01 | 1926324.31 | 305.8 | 1.2 | 1 | 30 | 180950.5707 | 715 | 632.2 | 320 | 138.179 | 1934533.4564
2009-05-01 | 1914142.43 | 158.8 | 6.9 | 1 | 31 | 193209.301 | 716 | 631.7 | 320 | 137.7812 | 1884692.3042
2009-06-01 | 2008271.84 | 49.3 | 34.2 | 0 | 30 | 205468.0312 | 720 | 642.7 | 352 | 137.3846 | 1924706.289
2009-07-01 | 2090961.64 | 6.2 | 43.7 | 0 | 31 | 217726.7615 | 721 | 650 | 352 | 136.9892 | 1970148.302
2009-08-01 | 2121722.52 | 9.8 | 91 | 0 | 31 | 229985.4917 | 724 | 655.3 | 320 | 136.5949 | 2058880.6317
2009-09-01 | 1927775.5 | 55.2 | 20.9 | 1 | 30 | 242244.222 | 725 | 654.9 | 336 | 136.2017 | 1718971.5194
2009-10-01 | 1919424.19 | 287.8 | 0 | 1 | 31 | 254502.9523 | 724 | 656.6 | 336 | 135.8096 | 1936487.9134
2009-11-01 | 1927957.76 | 361.2 | 0 | 1 | 30 | 266761.6825 | 726 | 654.8 | 320 | 135.4187 | 1918242.3361
2009-12-01 | 2250179.9 | 631.3 | 0 | 0 | 31 | 279020.4128 | 729 | 652.3 | 352 | 135.0289 | 2367291.5706
2010-01-01 | 2360553.4 | 720 | 0 | 0 | 31 | 273116.6047 | 734 | 646 | 320 | 135.329 | 2446337.1287
2010-02-01 | 2091365.38 | 598.3 | 0 | 0 | 28 | 267212.7966 | 740 | 642.3 | 304 | 135.6298 | 2133171.8045
2010-03-01 | 2176326.91 | 422.8 | 0 | 1 | 31 | 261308.9885 | 742 | 639.5 | 368 | 135.9313 | 2045630.8262
2010-04-01 | 1818080.7 | 225.1 | 0 | 1 | 30 | 255405.1804 | 741 | 643.8 | 320 | 136.2334 | 1811387.6726
2010-05-01 | 1938199.03 | 107.9 | 45.7 | 1 | 31 | 249501.3723 | 741 | 653.4 | 320 | 136.5362 | 1879336.6022
2010-06-01 | 2026194.65 | 21.7 | 58.7 | 0 | 30 | 243597.5642 | 740 | 668.5 | 352 | 136.8396 | 1923330.243
2010-07-01 | 2289559.3 | 1.8 | 164.9 | 0 | 31 | 237693.7561 | 742 | 680.1 | 336 | 137.1438 | 2194102.7795
2010-08-01 | 2226123.41 | 2.1 | 138.8 | 0 | 31 | 231789.948 | 741 | 683.1 | 336 | 137.4486 | 2146462.2513
2010-09-01 | 1897327 | 78.1 | 31.5 | 1 | 30 | 225886.1399 | 741 | 677.1 | 336 | 137.7541 | 1771011.2664
2010-10-01 | 1879845.91 | 241.6 | 0 | 1 | 31 | 219982.3318 | 739 | 670.2 | 320 | 138.0603 | 1921893.2004
2010-11-01 | 1970924.25 | 405.3 | 0 | 1 | 30 | 214078.5237 | 737 | 668.1 | 336 | 138.3671 | 1992709.5542
2010-12-01 | 2405719.78 | 676.2 | 0 | 0 | 31 | 208174.7156 | 738 | 666.9 | 368 | 138.6747 | 2455273.3321
2011-01-01 | 2362042.13 | 775.3 | 0 | 0 | 31 | 221966.4088 | 737 | 663.9 | 336 | 139.0392 | 2529174.6565
2011-02-01 | 2093161.06 | 654.2 | 0 | 0 | 28 | 235758.102 | 736 | 666.1 | 304 | 139.4046 | 2202592.8706
2011-03-01 | 2258624.43 | 572.8 | 0 | 1 | 31 | 249549.7952 | 738 | 671.2 | 368 | 139.771 | 2180559.2378
2011-04-01 | 1160036.13 | 332.3 | 0 | 1 | 30 | 263341.4885 | 738 | 679.9 | 320 | 140.1384 | 1896265.4703
2011-05-01 | 1787099.28 | 134.1 | 13 | 1 | 31 | 277133.1817 | 738 | 685.8 | 336 | 140.5067 | 1816685.3431
2011-06-01 | 1875943.36 | 19 | 52.2 | 0 | 30 | 290924.8749 | 741 | 697.1 | 352 | 140.876 | 1874628.1332
2011-07-01 | 2233252.3 | 0 | 198.5 | 0 | 31 | 304716.5681 | 742 | 707.5 | 320 | 141.2463 | 2212233.4273
2011-08-01 | 2097419.77 | 0 | 122.2 | 0 | 31 | 318508.2614 | 739 | 708.3 | 352 | 141.6175 | 2050272.1397
2011-09-01 | 1802246.29 | 48.2 | 39.7 | 1 | 30 | 332299.9546 | 739 | 700.8 | 336 | 141.9897 | 1686905.9421
2011-10-01 | 1790631.6 | 235.5 | 2.4 | 1 | 31 | 346091.6478 | 740 | 693.6 | 320 | 142.3629 | 1832384.1558
2011-11-01 | 1855618.87 | 342.1 | 0 | 1 | 30 | 359883.341 | 741 | 690.2 | 352 | 142.7371 | 1836291.406
2011-12-01 | 2068207.35 | 534 | 0 | 0 | 31 | 373675.0342 | 741 | 690.4 | 336 | 143.1123 | 2218247.9729
2012-01-01 |  | 731.2778 | 0 | 0 | 31 | 360513.6413 |  |  | 336 |  | 2394075.0154
2012-02-01 |  | 647.2333 | 0 | 0 | 29 | 347352.2483 |  |  | 320 |  | 2189362.452
2012-03-01 |  | 542.2111 | 0 | 1 | 31 | 334190.8554 |  |  | 352 |  | 2094905.4906
2012-04-01 |  | 308.6222 | 0.4 | 1 | 30 | 321029.4625 |  |  | 320 |  | 1836296.7665
2012-05-01 |  | 154.8667 | 13.9889 | 1 | 31 | 307868.0695 |  |  | 352 |  | 1814460.5698
2012-06-01 |  | 27.2444 | 68.9111 | 0 | 30 | 294706.6766 |  |  | 336 |  | 1912251.1229
2012-07-01 |  | 1.7778 | 131.6556 | 0 | 31 | 281545.2836 |  |  | 336 |  | 2096765.2328
2012-08-01 |  | 5.4444 | 109.6556 | 0 | 31 | 268383.8907 |  |  | 352 |  | 2065276.1164
2012-09-01 |  | 51.7556 | 32.9444 | 1 | 30 | 255222.4977 |  |  | 304 |  | 1730917.2005
2012-10-01 |  | 243.5556 | 3.6 | 1 | 31 | 242061.1048 |  |  | 352 |  | 1915117.8986
2012-11-01 |  | 396.7667 | 0 | 1 | 30 | 228899.7118 |  |  | 352 |  | 1975029.2964
2012-12-01 |  | 610.8333 | 0 | 0 | 31 | 215738.3189 |  |  | 304 |  | 2394750.2309
2013-01-01 |  | 731.2778 | 0 | 0 | 31 | 226631.7186 |  |  | 352 |  | 2488717.3345
2013-02-01 |  | 647.2333 | 0 | 0 | 28 | 237525.1183 |  |  | 304 |  | 2195463.1537
2013-03-01 |  | 542.2111 | 0 | 1 | 31 | 248418.518 |  |  | 320 |  | 2155538.717
2013-04-01 |  | 308.6222 | 0.4 | 1 | 30 | 259311.9177 |  |  | 352 |  | 1879925.4465
2013-05-01 |  | 154.8667 | 13.9889 | 1 | 31 | 270205.3174 |  |  | 352 |  | 1841084.7035
2013-06-01 |  | 27.2444 | 68.9111 | 0 | 30 | 281098.7171 |  |  | 320 |  | 1921870.7102
2013-07-01 |  | 1.7778 | 131.6556 | 0 | 31 | 291992.1169 |  |  | 352 |  | 2089380.2736
2013-08-01 |  | 5.4444 | 109.6556 | 0 | 31 | 302885.5166 |  |  | 336 |  | 2040886.6109
2013-09-01 |  | 51.7556 | 32.9444 | 1 | 30 | 313778.9163 |  |  | 320 |  | 1689523.1487
2013-10-01 |  | 243.5556 | 3.6 | 1 | 31 | 324672.316 |  |  | 352 |  | 1856719.3003
2013-11-01 |  | 396.7667 | 0 | 1 | 30 | 335565.7157 |  |  | 336 |  | 1899626.1517
2013-12-01 |  | 610.8333 | 0 | 0 | 31 | 346459.1154 |  |  | 320 |  | 2302342.5398
|  |  | Weatther Normal | [7 empty] | 281993473.6376
2003 | 27036581 | [9 empty] | 26940278.0861 | -96302.9139 | -0.3562%
2004 | 26788353 | [9 empty] | 26663929.4689 | -124423.5311 | -0.4645%
2005 | 26768114 | [9 empty] | 27204500.4674 | 436386.4674 | 1.63%
2006 | 26084744 | [9 empty] | 26235200.9796 | 150456.9796 | 0.5768%
2007 | 26869559.8 | [9 empty] | 26397914.3293 | -471645.4707 | -1.755%
2008 | 25808718.29 | [9 empty] | 25946896.6431 | 138178.3531 | 0.5354%
2009 | 25357509.88 | [9 empty] | 24767580.7635 | -589929.1165 | -2.326%
2010 | 25080219.72 | [9 empty] | 24720646.6612 | -359573.0588 | -1.434%
2011 | 23384282.57 | [9 empty] | 24336240.7553 | 951958.1853 | 4.071%
2012 | [10 empty] | 24419207.3928
2013 | [10 empty] | 24361078.0905
Total to 2011 | 233178082.26 | [9 empty] | 233213188.1543 | 35105.8943
[11 empty] | 281993473.6376 | 0
Check totals above sould be zero

## GS > 50 kW
Not Used
| Consumed | Heating Degree Days | Cooling Degree Days | Number of Days in Month | CDM Activity | Employment | Number of Peak Hours | Ontario Real GDP Monthly % | Spring Fall Flag | Number of Customers | Predicted Consumed | Variances (kWh) | % Variance | SUMMARY OUTPUT
2003-01-01 | 13460902 | 814.5 | 0 | 31 | 0 | 591.3 | 351.912 | 125.6602 | 0 | 114 | 13171493.181
2003-02-01 | 12328009 | 699 | 0 | 28 | 0 | 588.4 | 319.872 | 125.8059 | 0 | 114 | 12283133.9782 |  |  | Regression Statistics
2003-03-01 | 12768880 | 581.1 | 0 | 31 | 0 | 584.5 | 336.288 | 125.9518 | 1 | 114 | 12882025.1906 |  |  | Multiple R | 84.39%
2003-04-01 | 12133776 | 372.5 | 2.4 | 30 | 0 | 587.8 | 336.24 | 126.0978 | 1 | 114 | 12389731.1369 |  |  | R Square | 71.22%
2003-05-01 | 11920955 | 177.9 | 0 | 31 | 0 | 596.4 | 336.288 | 126.2439 | 1 | 114 | 12381967.377 |  |  | Adjusted R Square | 70.1%
2003-06-01 | 11868733 | 43.4 | 52.9 | 30 | 0 | 601.7 | 336.24 | 126.3903 | 0 | 114 | 12292728.9626 |  |  | Standard Error | 565947.7475
2003-07-01 | 12381610 | 0.2 | 118.3 | 31 | 0 | 605.7 | 351.912 | 126.5368 | 0 | 114 | 12890483.7995 |  |  | Observations | 108
2003-08-01 | 11919807 | 2 | 128 | 31 | 0 | 607.6 | 319.92 | 126.6835 | 0 | 115 | 12952482.632
2003-09-01 | 12077803 | 54.9 | 24 | 30 | 0 | 607.6 | 336.24 | 126.8304 | 1 | 115 | 12128924.5271 |  |  | ANOVA
2003-10-01 | 12985948 | 276 | 0 | 31 | 0 | 609.5 | 351.912 | 126.9774 | 1 | 116 | 12503633.229 |  |  |  | df | SS | MS | F | Significance F
2003-11-01 | 12533678 | 398.5 | 0 | 30 | 0 | 609 | 319.68 | 127.1246 | 1 | 116 | 12407189.3578 |  |  | Regression | 4 | 81643886139867 | 2.0411e+13 | 63.7252 | 5.2293e-27
2003-12-01 | 12476163 | 561.5 | 0 | 31 | 0 | 609.2 | 336.288 | 127.272 | 0 | 117 | 12857716.8247 |  |  | Residual | 103 | 3.2991e+13 | 320296852847.121
2004-01-01 | 13816237 | 849.1 | 0 | 31 | 0 | 605 | 336.288 | 127.5341 | 0 | 117 | 13214404.8882 |  |  | Total | 107 | 114634461983120
2004-02-01 | 12377874 | 631.7 | 0 | 29 | 0 | 599.4 | 320.16 | 127.7968 | 0 | 118 | 12448038.1453
2004-03-01 | 13025439 | 487.3 | 0 | 31 | 0 | 595.4 | 368.28 | 128.0601 | 1 | 118 | 12765692.2965 |  |  |  | Coefficients | Standard Error | t Stat | P-value | Lower 95% | Upper 95% | Lower 95.0% | Upper 95.0%
2004-04-01 | 11988491 | 331.5 | 0 | 30 | 0 | 597.7 | 336.24 | 128.3238 | 1 | 117 | 12324094.4334 |  |  | Intercept | 4461825.842 | 2076512.6288 | 2.1487 | 0.034 | 343552.913 | 8580098.7711 | 343552.913 | 8580098.7711
2004-05-01 | 12003852 | 158.9 | 8.6 | 31 | 0 | 605.6 | 319.92 | 128.5882 | 1 | 115 | 12411391.9397 |  |  | Heating Degree Days | 1240.2228 | 282.4877 | 4.3904 | 2.7476e-05 | 679.9751 | 1800.4704 | 679.9751 | 1800.4704
2004-06-01 | 12243823 | 44.2 | 31.6 | 30 | 0 | 615.4 | 352.08 | 128.853 | 0 | 114 | 12162481.4509 |  |  | Cooling Degree Days | 6161.4878 | 1509.081 | 4.0829 | 8.8036e-05 | 3168.5816 | 9154.394 | 3168.5816 | 9154.394
2004-07-01 | 12585859 | 3.6 | 86.4 | 31 | 0 | 623.8 | 336.288 | 129.1184 | 0 | 114 | 12698149.0963 |  |  | Number of Days in Month | 248371.1583 | 68076.6264 | 3.6484 | 0.00041613 | 113357.2298 | 383385.0868 | 113357.2298 | 383385.0868
2004-08-01 | 13002336 | 12.8 | 59.6 | 31 | 0 | 625.7 | 336.288 | 129.3844 | 0 | 113 | 12544431.2729 |  |  | CDM Activity | -7.0718 | 0.48601 | -14.5507 | 9.9189e-27 | -8.0357 | -6.1079 | -8.0357 | -6.1079
2004-09-01 | 12720385 | 30 | 41.2 | 30 | 0 | 626.7 | 336.24 | 129.6509 | 1 | 113 | 12204020.5706
2004-10-01 | 12646336 | 226.3 | 1.5 | 31 | 0 | 625.1 | 319.92 | 129.918 | 1 | 113 | 12451236.3899
2004-11-01 | 12987079 | 379.1 | 0 | 30 | 0 | 625.2 | 352.08 | 130.1856 | 1 | 112 | 12383129.0364
2004-12-01 | 13109297 | 643.4 | 0 | 31 | 0 | 628.4 | 336.288 | 130.4538 | 0 | 112 | 12959291.0681
2005-01-01 | 14195773 | 770 | 0 | 31 | 0 | 629.5 | 319.92 | 130.7437 | 0 | 114 | 13116303.2685
2005-02-01 | 12656348 | 616.4 | 0 | 28 | 0 | 630.9 | 319.872 | 131.0343 | 0 | 113 | 12180691.5789
2005-03-01 | 13348007 | 608.6 | 0 | 31 | 0 | 628.1 | 351.912 | 131.3255 | 1 | 113 | 12916131.3163
2005-04-01 | 12188282 | 306.8 | 0 | 30 | 0 | 631.3 | 336.24 | 131.6174 | 1 | 113 | 12293460.9314
2005-05-01 | 12172319 | 189.4 | 0.8 | 31 | 0 | 638.6 | 336.288 | 131.91 | 1 | 112 | 12401159.1289
2005-06-01 | 13193785 | 8.9 | 146.3 | 30 | 0 | 648.1 | 352.08 | 132.2031 | 0 | 114 | 12825424.2373
2005-07-01 | 13256799 | 0 | 188.7 | 31 | 0 | 653.1 | 319.92 | 132.497 | 0 | 112 | 13324004.4954
2005-08-01 | 13580278 | 0.2 | 140.7 | 31 | 0 | 655.6 | 351.912 | 132.7915 | 0 | 111 | 13028501.126
2005-09-01 | 12834571 | 22.6 | 52.1 | 30 | 0 | 652.2 | 336.24 | 133.0866 | 1 | 111 | 12262003.1391
2005-10-01 | 12912241 | 220.2 | 7.6 | 31 | 0 | 649.8 | 319.92 | 133.3824 | 1 | 110 | 12481256.1066
2005-11-01 | 12996686 | 388.4 | 0 | 30 | 0 | 643.8 | 352.08 | 133.6789 | 1 | 107 | 12394663.108
2005-12-01 | 13623252 | 665.3 | 0 | 31 | 0 | 644.6 | 319.92 | 133.976 | 0 | 107 | 12986451.9464
2006-01-01 | 12928350 | 551.8 | 0 | 31 | 5614.7732 | 643.6 | 336.288 | 134.252 | 0 | 103 | 12805980.305
2006-02-01 | 11964101 | 604.3 | 0 | 28 | 11229.5464 | 642.9 | 319.872 | 134.5285 | 0 | 103 | 12086272.1656
2006-03-01 | 13112920 | 516.6 | 0 | 31 | 16844.3196 | 641 | 368.28 | 134.8056 | 1 | 103 | 12682911.7461
2006-04-01 | 11504391 | 293.3 | 0 | 30 | 22459.0928 | 643.6 | 303.84 | 135.0833 | 1 | 103 | 12117892.4883
2006-05-01 | 12255385 | 136.9 | 26 | 31 | 28073.866 | 652.3 | 351.912 | 135.3615 | 1 | 103 | 12292785.1317
2006-06-01 | 12361960 | 19.5 | 73.6 | 30 | 33688.6392 | 660 | 352.08 | 135.6404 | 0 | 106 | 12152392.2821
2006-07-01 | 12692601 | 0 | 167.3 | 31 | 39303.4124 | 665.1 | 319.92 | 135.9198 | 0 | 109 | 12914204.1437
2006-08-01 | 12826847 | 4.2 | 101.6 | 31 | 44918.1856 | 667.3 | 351.912 | 136.1997 | 0 | 109 | 12474896.9725
2006-09-01 | 11936836 | 80.9 | 12.9 | 30 | 50532.9588 | 664.9 | 319.68 | 136.4803 | 1 | 108 | 11735420.5733
2006-10-01 | 12379787 | 288.3 | 1.1 | 31 | 56147.732 | 667 | 336.288 | 136.7614 | 1 | 108 | 12128602.0155
2006-11-01 | 13305400 | 382.2 | 0 | 30 | 61762.5052 | 666.2 | 352.08 | 137.0431 | 1 | 108 | 11950203.778
2006-12-01 | 14436531 | 500.5 | 0 | 31 | 67377.2785 | 667.7 | 304.296 | 137.3254 | 0 | 108 | 12305586.9289
2007-01-01 | 13509400 | 647.1 | 0 | 31 | 66829.6984 | 662.2 | 351.912 | 137.5859 | 0 | 108 | 12491275.9419
2007-02-01 | 12293868 | 740.1 | 0 | 28 | 66282.1184 | 656.8 | 319.872 | 137.8468 | 0 | 107 | 11865375.5405
2007-03-01 | 12970872 | 546.7 | 0 | 31 | 65734.5384 | 652.2 | 351.912 | 138.1083 | 1 | 106 | 12374502.2927
2007-04-01 | 11621315 | 356.4 | 0 | 30 | 65186.9583 | 647.4 | 319.68 | 138.3703 | 1 | 105 | 11893989.1022
2007-05-01 | 12066982.18 | 136.4 | 22.4 | 31 | 64639.3783 | 646.9 | 351.912 | 138.6327 | 1 | 106 | 12011400.9391
2007-06-01 | 12333773.58 | 16.5 | 99.2 | 30 | 64091.7983 | 652.3 | 336.24 | 138.8957 | 0 | 107 | 12091401.6927
2007-07-01 | 12046691.89 | 3.2 | 106.1 | 31 | 63544.2182 | 659.9 | 336.288 | 139.1591 | 0 | 107 | 12369664.5117
2007-08-01 | 12542248.82 | 5.2 | 141 | 31 | 62996.6382 | 662.1 | 351.912 | 139.4231 | 0 | 107 | 12591053.2386
2007-09-01 | 10951887.16 | 36.9 | 47.5 | 30 | 62449.0581 | 660.7 | 303.84 | 139.6875 | 1 | 107 | 11809770.3907
2007-10-01 | 12048723.73 | 137.7 | 19.8 | 31 | 61901.4781 | 662.5 | 351.912 | 139.9525 | 1 | 107 | 12016355.1482
2007-11-01 | 11576793.49 | 462.5 | 0 | 30 | 61353.8981 | 666.7 | 352.08 | 140.2179 | 1 | 107 | 12052683.2391
2007-12-01 | 11051273.59 | 630.7 | 0 | 31 | 60806.318 | 668.5 | 304.296 | 140.4839 | 0 | 108 | 12513532.2218
2008-01-01 | 11781995.52 | 623.5 | 0 | 31 | 66732.0957 | 661.4 | 352 | 140.4252 | 0 | 108 | 12462696.9086
2008-02-01 | 10864303.29 | 674.7 | 0 | 29 | 72657.8733 | 656.3 | 320 | 140.3666 | 0 | 108 | 11987548.2876
2008-03-01 | 11511381.45 | 610.2 | 0 | 31 | 78583.651 | 647 | 304 | 140.308 | 1 | 107 | 12362390.5273
2008-04-01 | 11019378.67 | 253.9 | 0 | 30 | 84509.4286 | 647.2 | 352 | 140.2494 | 1 | 109 | 11630222.2931
2008-05-01 | 11172378.84 | 193.5 | 2.5 | 31 | 90435.2062 | 648.8 | 336 | 140.1908 | 1 | 110 | 11777182.0073
2008-06-01 | 11806594.14 | 22.7 | 71.5 | 30 | 96360.9839 | 656.8 | 336 | 140.1322 | 0 | 110 | 11700217.7511
2008-07-01 | 12014558.75 | 1 | 111 | 31 | 102286.7615 | 663.6 | 352 | 140.0737 | 0 | 110 | 12123149.134
2008-08-01 | 11733206.27 | 12.7 | 64 | 31 | 108212.5391 | 666.6 | 320 | 140.0152 | 0 | 111 | 11806164.1047
2008-09-01 | 10754108.07 | 59 | 26.7 | 30 | 114138.3168 | 669.7 | 336 | 139.9567 | 1 | 110 | 11343486.0559
2008-10-01 | 10777699.22 | 278.6 | 0 | 31 | 120064.0944 | 673 | 352 | 139.8983 | 1 | 109 | 11657792.6972
2008-11-01 | 11086366.91 | 451.6 | 0 | 30 | 125989.872 | 676.9 | 304 | 139.8399 | 1 | 111 | 11582074.3657
2008-12-01 | 10815121.11 | 654.6 | 0 | 31 | 131915.6497 | 673.6 | 336 | 139.7815 | 0 | 111 | 12040305.0333
2009-01-01 | 11400937.31 | 830.2 | 0 | 31 | 144174.3799 | 662.3 | 336 | 139.3791 | 0 | 111 | 12171397.2838
2009-02-01 | 10374029.8 | 606.4 | 0 | 28 | 156433.1102 | 649.3 | 304 | 138.9779 | 0 | 111 | 11062031.0922
2009-03-01 | 11087311.82 | 533.8 | 0 | 31 | 168691.8404 | 636.3 | 352 | 138.5779 | 1 | 111 | 11630413.5306
2009-04-01 | 10328291.54 | 305.8 | 1.2 | 30 | 180950.5707 | 632.2 | 320 | 138.179 | 1 | 111 | 11019974.5054
2009-05-01 | 10319011.99 | 158.8 | 6.9 | 31 | 193209.301 | 631.7 | 320 | 137.7812 | 1 | 111 | 11034462.5348
2009-06-01 | 10509550.48 | 49.3 | 34.2 | 30 | 205468.0312 | 642.7 | 352 | 137.3846 | 0 | 111 | 10731804.737
2009-07-01 | 11044937.75 | 6.2 | 43.7 | 31 | 217726.7615 | 650 | 352 | 136.9892 | 0 | 111 | 10898565.564
2009-08-01 | 11359212.38 | 9.8 | 91 | 31 | 229985.4917 | 655.3 | 320 | 136.5949 | 0 | 111 | 11107777.8736
2009-09-01 | 10831016.06 | 55.2 | 20.9 | 30 | 242244.222 | 654.9 | 336 | 136.2017 | 1 | 111 | 10397101.6694
2009-10-01 | 10769792.39 | 287.8 | 0 | 31 | 254502.9523 | 656.6 | 336 | 135.8096 | 1 | 111 | 10718482.6803
2009-11-01 | 10867514.85 | 361.2 | 0 | 30 | 266761.6825 | 654.8 | 320 | 135.4187 | 1 | 111 | 10474453.0072
2009-12-01 | 11106803.52 | 631.3 | 0 | 31 | 279020.4128 | 652.3 | 352 | 135.0289 | 0 | 112 | 10971117.4661
2010-01-01 | 11577069.96 | 720 | 0 | 31 | 273116.6047 | 646 | 320 | 135.329 | 0 | 112 | 11122875.5702
2010-02-01 | 10768569.14 | 598.3 | 0 | 28 | 267212.7966 | 642.3 | 304 | 135.6298 | 0 | 112 | 10268577.3323
2010-03-01 | 11055795.94 | 422.8 | 0 | 31 | 261308.9885 | 639.5 | 368 | 135.9313 | 1 | 112 | 10837782.0602
2010-04-01 | 10227773.2 | 225.1 | 0 | 30 | 255405.1804 | 643.8 | 320 | 136.2334 | 1 | 112 | 10385969.2098
2010-05-01 | 11199643.48 | 107.9 | 45.7 | 31 | 249501.3723 | 653.4 | 320 | 136.5362 | 1 | 112 | 10812316.5995
2010-06-01 | 10951432.47 | 21.7 | 58.7 | 30 | 243597.5642 | 668.5 | 352 | 136.8396 | 0 | 112 | 10578887.9272
2010-07-01 | 10858866.64 | 1.8 | 164.9 | 31 | 237693.7561 | 680.1 | 336 | 137.1438 | 0 | 112 | 11498679.002
2010-08-01 | 11822350.74 | 2.1 | 138.8 | 31 | 231789.948 | 683.1 | 336 | 137.4486 | 0 | 112 | 11379986.5835
2010-09-01 | 10170675.31 | 78.1 | 31.5 | 30 | 225886.1399 | 677.1 | 336 | 137.7541 | 1 | 110 | 10606495.0605
2010-10-01 | 10733748.1 | 241.6 | 0 | 31 | 219982.3318 | 670.2 | 320 | 138.0603 | 1 | 113 | 10905306.1193
2010-11-01 | 10951523.53 | 405.3 | 0 | 30 | 214078.5237 | 668.1 | 336 | 138.3671 | 1 | 113 | 10901709.7715
2010-12-01 | 10421916.5 | 676.2 | 0 | 31 | 208174.7156 | 666.9 | 368 | 138.6747 | 0 | 113 | 11527807.6193
2011-01-01 | 11250846.45 | 775.3 | 0 | 31 | 221966.4088 | 663.9 | 336 | 139.0392 | 0 | 113 | 11553182.0749
2011-02-01 | 10412532.89 | 654.2 | 0 | 28 | 235758.102 | 666.1 | 304 | 139.4046 | 0 | 113 | 10560346.0055
2011-03-01 | 11523188.87 | 572.8 | 0 | 31 | 249549.7952 | 671.2 | 368 | 139.771 | 1 | 114 | 11106973.7291
2011-04-01 | 10279484.91 | 332.3 | 0 | 30 | 263341.4885 | 679.9 | 320 | 140.1384 | 1 | 114 | 10462797.3797
2011-05-01 | 10472892.25 | 134.1 | 13 | 31 | 277133.1817 | 685.8 | 336 | 140.5067 | 1 | 113 | 10447924.1106
2011-06-01 | 10381866.05 | 19 | 52.2 | 30 | 290924.8749 | 697.1 | 352 | 140.876 | 0 | 113 | 10200802.0157
2011-07-01 | 11004503.95 | 0 | 198.5 | 31 | 304716.5681 | 707.5 | 320 | 141.2463 | 0 | 114 | 11229502.9862
2011-08-01 | 11314728.32 | 0 | 122.2 | 31 | 318508.2614 | 708.3 | 352 | 141.6175 | 0 | 116 | 10661849.8486
2011-09-01 | 10542033.85 | 48.2 | 39.7 | 30 | 332299.9546 | 700.8 | 336 | 141.9897 | 1 | 116 | 9867403.065
2011-10-01 | 10236434.79 | 235.5 | 2.4 | 31 | 346091.6478 | 693.6 | 320 | 142.3629 | 1 | 116 | 10020712.831
2011-11-01 | 10231814.53 | 342.1 | 0 | 30 | 359883.341 | 690.2 | 352 | 142.7371 | 1 | 118 | 9792230.2282
2011-12-01 | 10131133.4 | 534 | 0 | 31 | 373675.0342 | 690.4 | 336 | 143.1123 | 0 | 118 | 10181068.5134
2012-01-01 |  | 731.2778 | 0 | 31 | 360513.6413 |  | 336 |  | 0 |  | 10518811.1854
2012-02-01 |  | 647.2333 | 0 | 29 | 347352.2483 |  | 320 |  | 0 |  | 10010909.3202
2012-03-01 |  | 542.2111 | 0 | 31 | 334190.8554 |  | 352 |  | 1 |  | 10470474.9708
2012-04-01 |  | 308.6222 | 0.4 | 30 | 321029.4625 |  | 320 |  | 1 |  | 10027940.4365
2012-05-01 |  | 154.8667 | 13.9889 | 31 | 307868.0695 |  | 352 |  | 1 |  | 10262422.5131
2012-06-01 |  | 27.2444 | 68.9111 | 30 | 294706.6766 |  | 336 |  | 0 |  | 10287248.2563
2012-07-01 |  | 1.7778 | 131.6556 | 31 | 281545.2836 |  | 336 |  | 0 |  | 10983708.487
2012-08-01 |  | 5.4444 | 109.6556 | 31 | 268383.8907 |  | 352 |  | 0 |  | 10945777.5226
2012-09-01 |  | 51.7556 | 32.9444 | 30 | 255222.4977 |  | 304 |  | 1 |  | 10375262.167
2012-10-01 |  | 243.5556 | 3.6 | 31 | 242061.1048 |  | 352 |  | 1 |  | 10773776.8966
2012-11-01 |  | 396.7667 | 0 | 30 | 228899.7118 |  | 352 |  | 1 |  | 10786314.5717
2012-12-01 |  | 610.8333 | 0 | 31 | 215738.3189 |  | 304 |  | 0 |  | 11393250.364
2013-01-01 |  | 731.2778 | 0 | 31 | 226631.7186 |  | 352 |  | 0 |  | 11465592.7369
2013-02-01 |  | 647.2333 | 0 | 28 | 237525.1183 |  | 304 |  | 0 |  | 10539209.8624
2013-03-01 |  | 542.2111 | 0 | 31 | 248418.518 |  | 320 |  | 1 |  | 11077036.8205
2013-04-01 |  | 308.6222 | 0.4 | 30 | 259311.9177 |  | 352 |  | 1 |  | 10464392.4352
2013-05-01 |  | 154.8667 | 13.9889 | 31 | 270205.3174 |  | 352 |  | 1 |  | 10528764.6608
2013-06-01 |  | 27.2444 | 68.9111 | 30 | 281098.7171 |  | 320 |  | 0 |  | 10383480.5531
2013-07-01 |  | 1.7778 | 131.6556 | 31 | 291992.1169 |  | 352 |  | 0 |  | 10909830.9329
2013-08-01 |  | 5.4444 | 109.6556 | 31 | 302885.5166 |  | 336 |  | 0 |  | 10701790.1176
2013-09-01 |  | 51.7556 | 32.9444 | 30 | 313778.9163 |  | 320 |  | 1 |  | 9961164.911
2013-10-01 |  | 243.5556 | 3.6 | 31 | 324672.316 |  | 352 |  | 1 |  | 10189569.7897
2013-11-01 |  | 396.7667 | 0 | 30 | 335565.7157 |  | 336 |  | 1 |  | 10031997.6138
2013-12-01 |  | 610.8333 | 0 | 31 | 346459.1154 |  | 320 |  | 0 |  | 10468823.5552
|  |  | Weatther Normal | [7 empty] | 1532805621.3906
2003 | 148856264 | [9 empty] | 151141510.1963 | 2285246.1963 | 1.535%
2004 | 152507008 | [9 empty] | 150566360.588 | -1940647.412 | -1.272%
2005 | 156958341 | [9 empty] | 152210050.3826 | -4748290.6174 | -3.025%
2006 | 151705109 | [9 empty] | 147647148.5309 | -4057960.4691 | -2.675%
2007 | 145013829.44 | [9 empty] | 146081004.2592 | 1067174.8192 | 0.7359%
2008 | 135337092.24 | [9 empty] | 142473229.1657 | 7136136.9257 | 5.273%
2009 | 129998409.89 | [9 empty] | 132217581.9443 | 2219172.0543 | 1.707%
2010 | 130739365.01 | [9 empty] | 130826392.8555 | 87027.8455 | 0.06657%
2011 | 127781460.26 | [9 empty] | 126084792.7878 | -1696667.4722 | -1.328%
2012 | [10 empty] | 126835896.6912
2013 | [10 empty] | 126721653.9891
Total to 2011 | 1278896878.84 | [9 empty] | 1279248070.7103 | 351191.8703
[11 empty] | 1532805621.3906 | 0
Check totals above sould be zero

## Rate Class Energy Model
| Purchases | Modeled Purchases | Difference | % Difference | Loss Factor | Total Billed | Residential | GS<50 | GS>50 | Sentinels | Streetlights | USL
Weatther Normal Projection
2003 | 239348509.6 | 242268923.5743 | 2920413.9743 | 1.22% | 1.0674 | 224245320 | 46627475 | 27036581 | 148856264 | 34979 | 1690021 | 0
2004 | 241297273.9 | 239882896.896 | -1414377.004 | -0.5862% | 1.062 | 227207627 | 46604134 | 26788353 | 152507008 | 53429 | 1254703 | 0
2005 | 246226714.1 | 245216126.1241 | -1010587.9759 | -0.4104% | 1.0557 | 233239880 | 48370215 | 26768114 | 156958341 | 42991 | 1100219 | 0
2006 | 237573474 | 236631808.8243 | -941665.1757 | -0.3964% | 1.0528 | 225666133 | 46733608 | 26084744 | 151705109 | 25505 | 1117167 | 0
2007 | 240154176.7 | 237239251.2091 | -2914925.4909 | -1.214% | 1.0845 | 221449218.68 | 47949044.01 | 26869559.8 | 145013829.44 | 16505.4 | 1072530.39 | 527749.64
2008 | 230112011 | 231422726.5405 | 1310715.5405 | 0.5696% | 1.0896 | 211182816.72 | 48324088.55 | 25808718.29 | 135337092.24 | 15516.12 | 1178359.01 | 519042.51
2009 | 217320554.3 | 219431964.9253 | 2111410.6253 | 0.9716% | 1.0594 | 205136896.71 | 48075570.12 | 25357509.88 | 129998409.89 | 6809.27 | 1169601.79 | 528995.76
2010 | 220975055.51 | 219940738.5842 | -1034316.9258 | -0.4681% | 1.074 | 205745412.05 | 48092979.56 | 25080219.72 | 130739365.01 | 0 | 1370177.68 | 462670.08
2011 | 214550355.02 | 215523687.4521 | 973332.4321 | 0.4537% | 1.0694 | 200633462.37 | 47612325.47 | 23384282.57 | 127781460.26 | 0 | 1402280.62 | 453113.45
2012 |  | 215595577.2305 |  |  |  | 201812070.3533
2013 |  | 215437344.0008 |  |  |  | 201663953.3275
Average |  |  |  |  | 1.0683
Usage Per Customer
#REF!
2003 | [6 empty] | 8430.207 | 39240.3208 | 1305756.7018 | 2186.1875 | 1221.1134
2004 | [6 empty] | 8422.9413 | 37309.6838 | 1337780.7719 | 1406.0263 | 854.1205
2005 | [6 empty] | 8544.4648 | 37437.9217 | 1376827.5526 | 1194.1944 | 739.8917
2006 | [6 empty] | 8160.2249 | 36790.8942 | 1431180.2736 | 1020.2 | 733.5305
2007 | [6 empty] | 8227.3583 | 36807.6162 | 1355269.434 | 750.2455 | 703.2986 | 43979.1367
2008 | [6 empty] | 8196.0801 | 35895.2966 | 1230337.2022 | 705.2782 | 772.6944 | 43253.5425
2009 | [6 empty] | 7971.4094 | 35218.7637 | 1171156.8459 | 340.4635 | 766.952 | 44082.98
2010 | [6 empty] | 7945.313 | 33892.1888 | 1167315.759 |  | 715.4975 | 38555.84
2011 | [6 empty] | 7825.826 | 31557.7363 | 1130809.3828 |  | 733.7941 | 37759.4542
2012 | [6 empty] | 7753.3909 | 30709.8365 | 1110657.8637 |  | 688.5358 | 36347.1581
2013 | [6 empty] | 7681.6263 | 29884.7183 | 1090865.4535 |  | 646.0689 | 34987.6853
1999
2000
2001
2002
2003
2004 | [6 empty] | 0.99914 | 0.9508 | 1.0245 | 0.64314 | 0.69946
2005 | [6 empty] | 1.0144 | 1.0034 | 1.0292 | 0.84934 | 0.86626
2006 | [6 empty] | 0.95503 | 0.98272 | 1.0395 | 0.8543 | 0.9914
2007 | [6 empty] | 1.0082 | 1.0005 | 0.94696 | 0.73539 | 0.95879
2008 | [6 empty] | 0.9962 | 0.97521 | 0.90782 | 0.94006 | 1.0987 | 0.9835
2009 | [6 empty] | 0.97259 | 0.98115 | 0.9519 | 0.48274 | 0.99257 | 1.0192
2010 | [6 empty] | 0.99673 | 0.96233 | 0.99672 | 0 | 0.93291 | 0.87462
2011 | [6 empty] | 0.98496 | 0.93112 | 0.96873 | #DIV/0! | 1.0256 | 0.97934
Used | [6 empty] | 0.99074 | 0.97313 | 0.98218 | 0 | 0.93832 | 0.9626
Geomean | [6 empty] | 0.99074 | 0.97313 | 0.98218 | 0 | 0.93832 | 0.9626
Non Weather Corrected Forecast
2012 | 2012 | 2012 |  |  |  | 197873085.1684 | 47736885.4755 | 22963896.7353 | 125366193.1516 | 0 | 1369943.9092 | 436165.8969
2013 | [5 empty] | 195167623.0755 | 47861771.3461 | 22551068.2951 | 122996578.3247 | 0 | 1338352.8858 | 419852.2237
Weather Corrected Forecast | [12 empty] | Total
2012 | [5 empty] | 201812070.3533 | 48727295.8638 | 23440335.0629 | 125949155.7849 | 0 | 1356744.0208 | 431963.286 | 199905494.0184 | -1906576.335
2013 | [5 empty] | 201663953.3275 | 49351145.0544 | 23252817.6718 | 118116818.3417 | 0 | 1312204.3689 | 411649.2206 | 192444634.6575 | -9219318.6699 | -3813152.6699 | -5406166
% Weather Sensitive | [6 empty] | 65.37% | 65.37% | 30.73% |  |  |  | Total
2012 | [5 empty] | 3938985.1849 | 31204333.4869 | 15010889.0588 | 38530904.8731 | 0 | 0 | 0 | 84746127.4189
2013 | [5 empty] | 6496330.252 | 31285968.0619 | 14741034.0779 | 37802611.2145 | 0 | 0 | 0 | 83829613.3542
Allocation of Weather Sensitive Amount
2012 | [6 empty] | 1450371.9645 | 697703.4989 | 1790909.7215 | 0 | 0 | 0 | 3938985.1849
2013 | [6 empty] | 2424489.0636 | 1142348.4112 | 2929492.7772 | 0 | 0 | 0 | 6496330.252
CDM
2012 | [5 empty] | -1906576.335 | -459961.5763 | -221265.1712 | -1207947.0882 | 0 | -13199.8884 | -4202.6109 | -1906576.335
2013 | [5 empty] | -3813152.6699 | -935115.3553 | -440599.0344 | -2403086.7602 | 0 | -26148.5168 | -8203.0032 | -3813152.6699
Class Specific
2013 | [6 empty] | 48732011.6067 | 24361078.0905 | 126721653.9891 |  | 1338352.8858 | 419852.2237 | 201572948.7958
[6 empty] | -3813152.6699 | -921862.7861 | -460838.1756 | -2397191.7667 | 0 | -25317.6029 | -7942.3387 | -3813152.6699
-5406166
[7 empty] | 47810148.8207 | 23900239.915 | 118918296.2224 | 0 | 1313035.2828 | 411909.8851 | 192353630.1259
Adjustment for loss of Load | [7 empty] | kWh | 5406166
[8 empty] | kW | 20312
124324462.2224
0.2496%
310253.1777
289941.1777

## Rate Class Customer Model
| Residential | GS<50 | GS>50 | Sentinels | Streetlights | USL | Total
2003 | 5531 | 689 | 114 | 16 | 1384 | 0 | 7734
2004 | 5533 | 718 | 114 | 38 | 1469 | 0 | 7872
2005 | 5661 | 715 | 114 | 36 | 1487 | 0 | 8013
2006 | 5727 | 709 | 106 | 25 | 1523 | 0 | 8090
2007 | 5828 | 730 | 107 | 22 | 1525 | 12 | 8224
2008 | 5896 | 719 | 110 | 22 | 1525 | 12 | 8284
2009 | 6031 | 720 | 111 | 20 | 1525 | 12 | 8419
2010 | 6053 | 740 | 112 | 0 | 1915 | 12 | 8832
2011 | 6084 | 741 | 113 | 0 | 1911 | 12 | 8861
2012 | 6156.9042 | 747.7701 | 112.8756 | 0 | 1989.6481 | 12 | 9019.198
2013 | 6230.6821 | 754.602 | 112.7514 | 0 | 2071.5329 | 12 | 9181.5684
Growth Rate in Customer Numbers
2002
2003
2004 | 1.0004 | 1.0421 | 1 | 2.375 | 1.0614
2005 | 1.0231 | 0.99582 | 1 | 0.94737 | 1.0123
2006 | 1.0117 | 0.99161 | 0.92982 | 0.69444 | 1.0242
2007 | 1.0176 | 1.0296 | 1.0094 | 0.88 | 1.0013
2008 | 1.0117 | 0.98493 | 1.028 | 1 | 1 | 1
2009 | 1.0229 | 1.0014 | 1.0091 | 0.90909 | 1 | 1
2010 | 1.0036 | 1.0278 | 1.009 | 0 | 1.2557 | 1
2011 | 1.0051 | 1.0014 | 1.0089 | 0 | 0.99791 | 1
Used | 1.012 | 1.0091 | 0.9989 | 0 | 1.0412 | 1
Geomean | 1.012 | 1.0091 | 0.9989 | 0 | 1.0412 | 1

## Rate Class Load Model
| GS>50 | Sentinels | Streetlights | Total
2004 | 385768.79 | 110.22 | 2840.8 | 388719.81
2005 | 370122.17 | 104.46 | 3110.72 | 373337.35
2006 | 362602.37 | 66.53 | 3129.71 | 365798.61
2007 | 360797.7 |  | 3190.8 | 363988.5
2008 | 346096 |  | 3190.8 | 349286.8
2009 | 330382.7 |  | 3148.5 | 333531.2
2010 | 332209.9 |  | 3938.74 | 336148.64
2011 | 326935.6 |  | 3832.6 | 330768.2
2012 | 314307.6199 | 0 | 3709.9302 | 318017.5501
2013 | 287941.0801 | 0 | 3588.1393 | 291529.2195
kW/kWh
2004 | 0.253% |  | 0.2264%
2005 | 0.2358% |  | 0.2827%
2006 | 0.239% |  | 0.2801%
2007 | 0.2488% |  | 0.2975%
2008 | 0.2557% |  | 0.2708%
2009 | 0.2541% |  | 0.2692%
2010 | 0.2541% |  | 0.2875%
2011 | 0.2559% |  | 0.2733%
Average | 0.2496% |  | 0.2734%

## Weather Analysis - Pearson
Summary of Degree Day Information |  |  |  | Station Name |  | TORONTO LESTER B. PEARSON INT'L A
Summary of All Heating Degree Days
Month | 1992 | 1993 | 1994 | 1995 | 1996 | 1997 | 1998 | 1999 | 2000 | 2001 | 2002 | 2003 | 2004 | 2005 | 2006 | 2007 | 2008 | 2009 | 2010 | 2011 | 10 Year Avg | 20 Year Trend
January | 687.9 | 635.1 | 941.4 | 653.2 | 765.2 | 756.6 | 624.8 | 749.8 | 738.9 | 684.9 | 572.2 | 814.5 | 849.1 | 770 | 551.8 | 647.1 | 623.5 | 830.2 | 720 | 775.3 | 715.37 | 715.55
February | 635.7 | 686.8 | 737.5 | 707 | 689.8 | 593 | 512.2 | 548.1 | 612.7 | 587.6 | 540.2 | 699 | 631.7 | 616.4 | 604.3 | 740.1 | 674.7 | 606.4 | 598.3 | 654.2 | 636.53 | 620.5946
March | 593 | 530.1 | 581.5 | 498.1 | 645.6 | 600 | 492.3 | 550.6 | 418.6 | 566.6 | 545.6 | 581.1 | 487.3 | 608.6 | 516.6 | 546.7 | 610.2 | 533.8 | 422.8 | 572.8 | 542.55 | 524.8576
April | 372.8 | 280.3 | 320.2 | 417.6 | 408.2 | 366.8 | 282 | 296.7 | 339.2 | 293.8 | 329.5 | 372.5 | 331.5 | 306.8 | 293.3 | 356.4 | 253.9 | 305.8 | 225.1 | 332.3 | 310.71 | 282.7304
May | 179.2 | 182 | 199.7 | 149.2 | 205.9 | 260.8 | 59.1 | 97.1 | 139.6 | 111.5 | 227.5 | 177.9 | 158.9 | 189.4 | 136.9 | 136.4 | 193.5 | 158.8 | 107.9 | 134.1 | 162.13 | 137.9462
June | 67.1 | 46.5 | 35.6 | 20 | 20.9 | 20.6 | 54.7 | 25 | 34.5 | 29.8 | 36.2 | 43.4 | 44.2 | 8.9 | 19.5 | 16.5 | 22.7 | 49.3 | 21.7 | 19 | 28.14 | 20.1779
July | 23.7 | 0.6 | 2.4 | 10.3 | 10.3 | 12.4 | 1 | 0 | 6.6 | 9.3 | 0 | 0.2 | 3.6 | 0 | 0 | 3.2 | 1 | 6.2 | 1.8 | 0 | 1.6 | -1.4313
August | 35.3 | 9.7 | 24.5 | 4.6 | 2.5 | 17 | 3.4 | 8.4 | 11.5 | 0 | 0.2 | 2 | 12.8 | 0.2 | 4.2 | 5.2 | 12.7 | 9.8 | 2.1 | 0 | 4.92 | -0.59496
September | 123.5 | 77.2 | 76.2 | 133.7 | 71.6 | 87.1 | 39.7 | 49.3 | 99.5 | 73.6 | 21.8 | 54.9 | 30 | 22.6 | 80.9 | 36.9 | 59 | 55.2 | 78.1 | 48.2 | 48.76 | 35.3341
October | 328.5 | 200.8 | 249.3 | 219.4 | 273.1 | 266.9 | 223.4 | 267.6 | 212.7 | 232.5 | 292.2 | 276 | 226.3 | 220.2 | 288.3 | 137.7 | 278.6 | 287.8 | 241.6 | 235.5 | 248.42 | 239.2526
November | 456.2 | 312.5 | 379 | 511.4 | 512.1 | 466.5 | 392.6 | 367.5 | 432 | 325.8 | 445 | 398.5 | 379.1 | 388.4 | 382.2 | 462.5 | 451.6 | 361.2 | 405.3 | 342.1 | 401.59 | 383.5716
December | 518.1 | 503.5 | 562.5 | 717.5 | 571.6 | 586.2 | 535.1 | 579.3 | 780.3 | 505 | 619.4 | 561.5 | 643.4 | 665.3 | 500.5 | 630.7 | 654.6 | 631.3 | 676.2 | 534 | 611.69 | 633.568
Total | 4021 | 3465.1 | 4109.8 | 4042 | 4176.8 | 4033.9 | 3220.3 | 3539.4 | 3826.1 | 3420.4 | 3629.8 | 3981.5 | 3797.9 | 3796.8 | 3378.5 | 3719.4 | 3836 | 3835.8 | 3500.9 | 3647.5
Summary of All Cooling Degree Days
Month | 1992 | 1993 | 1994 | 1995 | 1996 | 1997 | 1998 | 1999 | 2000 | 2001 | 2002 | 2003 | 2004 | 2005 | 2006 | 2007 | 2008 | 2009 | 2010 | 2011 | 10 Year Avg | 20 Year Trend
January | 0 | 0 | 0 | 0 | 0 | 0 | 0 | 0 | 0 | 0 | 0 | 0 | 0 | 0 | 0 | 0 | 0 | 0 | 0 | 0 | 0 | 0
February | 0 | 0 | 0 | 0 | 0 | 0 | 0 | 0 | 0 | 0 | 0 | 0 | 0 | 0 | 0 | 0 | 0 | 0 | 0 | 0 | 0 | 0
March | 0 | 0 | 0 | 0 | 0 | 0 | 0 | 0 | 0 | 0 | 0 | 0 | 0 | 0 | 0 | 0 | 0 | 0 | 0 | 0 | 0 | 0
April | 0 | 0 | 0.5 | 0 | 0 | 0 | 0 | 0 | 0 | 1.4 | 8.3 | 2.4 | 0 | 0 | 0 | 0 | 0 | 1.2 | 0 | 0 | 1.19 | 0.90271
May | 3.3 | 4.3 | 8.2 | 3.5 | 8.6 | 0 | 28.6 | 19.4 | 23.7 | 12.2 | 7.8 | 0 | 8.6 | 0.8 | 26 | 22.4 | 2.5 | 6.9 | 45.7 | 13 | 13.37 | 20.2065
June | 18.5 | 17.9 | 67.7 | 77.9 | 38.3 | 73.2 | 82.4 | 96 | 41.1 | 79.7 | 70 | 52.9 | 31.6 | 146.3 | 73.6 | 99.2 | 71.5 | 34.2 | 58.7 | 52.2 | 69.02 | 77.7435
July | 24.5 | 107.8 | 111.2 | 130.9 | 59.6 | 103 | 101.3 | 196.5 | 71.8 | 100.9 | 192.4 | 118.3 | 86.4 | 188.7 | 167.3 | 106.1 | 111 | 43.7 | 164.9 | 198.5 | 137.73 | 157.1814
August | 32.5 | 103.5 | 46.4 | 122.9 | 87.1 | 46.8 | 117.7 | 79.1 | 92.5 | 160 | 142.7 | 128 | 59.6 | 140.7 | 101.6 | 141 | 64 | 91 | 138.8 | 122.2 | 112.96 | 130.7056
September | 23.3 | 15.7 | 13.7 | 12.7 | 27.1 | 11.7 | 45 | 48.9 | 35.2 | 35.7 | 87.6 | 24 | 41.2 | 52.1 | 12.9 | 47.5 | 26.7 | 20.9 | 31.5 | 39.7 | 38.41 | 42.468
October | 0 | 2.5 | 0 | 3.2 | 0 | 2.8 | 0 | 0 | 1.2 | 2 | 10 | 0 | 1.5 | 7.6 | 1.1 | 19.8 | 0 | 0 | 0 | 2.4 | 4.24 | 4.6859
November | 0 | 0 | 0 | 0 | 0 | 0 | 0 | 0 | 0 | 0 | 0 | 0 | 0 | 0 | 0 | 0 | 0 | 0 | 0 | 0 | 0 | 0
December | 0 | 0 | 0 | 0 | 0 | 0 | 0 | 0 | 0 | 0 | 0 | 0 | 0 | 0 | 0 | 0 | 0 | 0 | 0 | 0 | 0 | 0
Total | 102.1 | 251.7 | 247.7 | 351.1 | 220.7 | 237.5 | 375 | 439.9 | 265.5 | 391.9 | 518.8 | 325.6 | 228.9 | 536.2 | 382.5 | 436 | 275.7 | 197.9 | 439.6 | 428

## CDM Activity
MPUC Load Forecast for 2013 Rate Application
| Total OPA Annual CDM Results (Gross) | Total OPA Annual CDM Results (Net) | # Difference | % Difference of Net | Total Annual CDM Results | Increase over previous year | [5 empty] | 4 Year 2011 to 2014 target
2005 | [5 empty] | 0 | 0 | Check |  | Jan | 1 | 10820000
2006 | 489106.7512 | 437952.3099 | 51154.4412 | 11.68% | 437952.3099 | 437952.3099 | 5614.7732 | 437952.3099 | 0 | Feb | 2
2007 | 1595096.5241 | 765816.0988 | 829280.4253 | 108.3% | 765816.0988 | -42711.2426 | -547.58 | 765816.0988 | 0 | Mar | 3 | 2013 Proposed Cost of Service Method
2008 | 1939592.0351 | 1191886.472 | 747705.5631 | 62.73% | 1191886.472 | 462210.6554 | 5925.7776 | 1191886.472 | 0 | Apr | 4 | 2011 | 2012 | 2013 | 2014 | Total
2009 | 3910930.9848 | 2539168.7562 | 1371762.2286 | 54.02% | 2539168.7562 | 956180.9603 | 12258.7303 | 2539168.7562 | 0 | May | 5 | 9.085% | 8.349% | 8.349% | 7.788% | 33.57%
2010 | 4457229.1126 | 2887747.9216 | 1569481.1911 | 54.35% | 2887747.9216 | -460497.0318 | -5903.8081 | 2887747.9216 | 0 | Jun | 6 |  | 11.07% | 11.07% | 11.07% | 33.21%
2011 | 4162575.1429 | 2590840.9165 | 1571734.2264 | 60.67% | 3573848.6583 | 1075752.0713 | 13791.6932 | 3573848.6583 | 0 | Jul | 7 |  |  | 11.07% | 11.07% | 22.14%
2012 | 4078027.9126 | 2554142.7572 | 1523885.1554 | 59.66% | 3457511.7609 | -1026588.65 | -13161.3929 | 3457511.7609 | 0 | Aug | 8 |  |  |  | 11.07% | 11.07%
2013 | 4040876.6594 | 2535176.0002 | 1505700.6592 | 59.39% | 3438545.004 | 849685.1776 | 10893.3997 | 3438545.004 | 0 | Sep | 9 | 9.085% | 19.42% | 30.49% | 41% | 100%
Total | 24673435.1228 | 15502731.2324 | 9170703.8904 | 59.16% | 18292476.9817 |  |  |  |  | Oct | 10
[10 empty] | Nov | 11 | 983007.7418 | 903369.0038 | 903369.0038 | 842651.7913 | 3632397.5406
[5 empty] | CDM Activity Variable |  |  |  |  | Dec | 12 |  | 1197933.7432 | 1197933.7432 | 1197933.7432 | 3593801.2297
[10 empty] | Total | 78 |  |  | 1197933.7432 | 1197933.7432 | 2395867.4865
2006-01-01 |  |  |  |  | 5614.7732 | [9 empty] | 1197933.7432 | 1197933.7432
2006-02-01 |  |  |  |  | 11229.5464 | [6 empty] | 983007.7418 | 2101302.747 | 3299236.4902 | 4436453.021 | 10820000
2006-03-01 |  |  |  |  | 16844.3196
2006-04-01 |  |  |  |  | 22459.0928 | [9 empty] | Gross | NTG% | NTG Impact | 2011 | 2012
2006-05-01 |  |  |  |  | 28073.866 | [6 empty] | 4th Quarter 2011 OPA results | [5 empty] | 810173.127 | 859834
2006-06-01 |  |  |  |  | 33688.6392 | [6 empty] | ERIP #1 - completed April 2011 |  |  | 326691.678 | 52% | 169879.6726 | 104541.337 | 156812.0054
2006-07-01 |  |  |  |  | 39303.4124 | [6 empty] | ERIP #2 - completed Dec 2010 |  |  | 142278.2 | 52% | 73984.664 | 68293.536 | 68293.536
2006-08-01 |  |  |  |  | 44918.1856 | [12 empty] | 983008 | 1084939.5414
2006-09-01 |  |  |  |  | 50532.9588
2006-10-01 |  |  |  |  | 56147.732 | [8 empty] | 3299236.4902 | Net
2006-11-01 |  |  |  |  | 61762.5052 | Check | [6 empty] | times | 59.16% | Historical Gross Up Value
2006-12-01 |  |  |  |  | 67377.2785 | 437952.3099 | 808527.3414 | [5 empty] | Gross-up | 1951676.8022 | Free ridership amount
2007-01-01 |  |  |  |  | 66829.6984 | [8 empty] | 5250913.2924 | Could be the amount in the LRAM variance account
2007-02-01 |  |  |  |  | 66282.1184
2007-03-01 |  |  |  |  | 65734.5384 | [6 empty] | 2011 | 2012 | 2013 | 2014
2007-04-01 |  |  |  |  | 65186.9583 | [6 empty] | 983007.7418 | 903369.0038 | 903369.0038 | 842651.7913 | 3632397.5406
2007-05-01 |  |  |  |  | 64639.3783
2007-06-01 |  |  |  |  | 64091.7983
2007-07-01 |  |  |  |  | 63544.2182
2007-08-01 |  |  |  |  | 62996.6382
2007-09-01 |  |  |  |  | 62449.0581
2007-10-01 |  |  |  |  | 61901.4781
2007-11-01 |  |  |  |  | 61353.8981 | Check
2007-12-01 |  |  |  |  | 60806.318 | 765816.0988 | 729675.8166
2008-01-01 |  |  |  |  | 66732.0957
2008-02-01 |  |  |  |  | 72657.8733
2008-03-01 |  |  |  |  | 78583.651
2008-04-01 |  |  |  |  | 84509.4286
2008-05-01 |  |  |  |  | 90435.2062
2008-06-01 |  |  |  |  | 96360.9839
2008-07-01 |  |  |  |  | 102286.7615
2008-08-01 |  |  |  |  | 108212.5391
2008-09-01 |  |  |  |  | 114138.3168
2008-10-01 |  |  |  |  | 120064.0944
2008-11-01 |  |  |  |  | 125989.872
2008-12-01 |  |  |  |  | 131915.6497 | 1191886.472 | 1582987.7959
2009-01-01 |  |  |  |  | 144174.3799
2009-02-01 |  |  |  |  | 156433.1102
2009-03-01 |  |  |  |  | 168691.8404
2009-04-01 |  |  |  |  | 180950.5707
2009-05-01 |  |  |  |  | 193209.301
2009-06-01 |  |  |  |  | 205468.0312
2009-07-01 |  |  |  |  | 217726.7615
2009-08-01 |  |  |  |  | 229985.4917
2009-09-01 |  |  |  |  | 242244.222
2009-10-01 |  |  |  |  | 254502.9523
2009-11-01 |  |  |  |  | 266761.6825
2009-12-01 |  |  |  |  | 279020.4128 | 2539168.7562 | 3348244.9534
2010-01-01 |  |  |  |  | 273116.6047
2010-02-01 |  |  |  |  | 267212.7966
2010-03-01 |  |  |  |  | 261308.9885
2010-04-01 |  |  |  |  | 255405.1804
2010-05-01 |  |  |  |  | 249501.3723
2010-06-01 |  |  |  |  | 243597.5642
2010-07-01 |  |  |  |  | 237693.7561
2010-08-01 |  |  |  |  | 231789.948
2010-09-01 |  |  |  |  | 225886.1399
2010-10-01 |  |  |  |  | 219982.3318
2010-11-01 |  |  |  |  | 214078.5237
2010-12-01 |  |  |  |  | 208174.7156 | 2887747.9216 | 2498096.5869
2011-01-01 |  |  |  |  | 221966.4088
2011-02-01 |  |  |  |  | 235758.102
2011-03-01 |  |  |  |  | 249549.7952
2011-04-01 |  |  |  |  | 263341.4885
2011-05-01 |  |  |  |  | 277133.1817
2011-06-01 |  |  |  |  | 290924.8749
2011-07-01 |  |  |  |  | 304716.5681
2011-08-01 |  |  |  |  | 318508.2614
2011-09-01 |  |  |  |  | 332299.9546
2011-10-01 |  |  |  |  | 346091.6478
2011-11-01 |  |  |  |  | 359883.341
2011-12-01 |  |  |  |  | 373675.0342 | 3573848.6583 | 4484100.4109
2012-01-01 |  |  |  |  | 360513.6413
2012-02-01 |  |  |  |  | 347352.2483
2012-03-01 |  |  |  |  | 334190.8554
2012-04-01 |  |  |  |  | 321029.4625
2012-05-01 |  |  |  |  | 307868.0695
2012-06-01 |  |  |  |  | 294706.6766
2012-07-01 |  |  |  |  | 281545.2836
2012-08-01 |  |  |  |  | 268383.8907
2012-09-01 |  |  |  |  | 255222.4977
2012-10-01 |  |  |  |  | 242061.1048
2012-11-01 |  |  |  |  | 228899.7118
2012-12-01 |  |  |  |  | 215738.3189 | 3457511.7609 | 2588859.8263
2013-01-01 |  |  |  |  | 226631.7186
2013-02-01 |  |  |  |  | 237525.1183
2013-03-01 |  |  |  |  | 248418.518
2013-04-01 |  |  |  |  | 259311.9177
2013-05-01 |  |  |  |  | 270205.3174
2013-06-01 |  |  |  |  | 281098.7171
2013-07-01 |  |  |  |  | 291992.1169
2013-08-01 |  |  |  |  | 302885.5166
2013-09-01 |  |  |  |  | 313778.9163
2013-10-01 |  |  |  |  | 324672.316
2013-11-01 |  |  |  |  | 335565.7157
2013-12-01 |  |  |  |  | 346459.1154 | 3438545.004 | 4157509.385

## 2012 COP Forecast
2012 Load Foreacst | kWh | kW | 2011 %RPP
Residential | 48727295.8638 |  | 84.78%
General Service < 50 kW | 23440335.0629 |  | 86.93% |  |  | Table 2.4.2
General Service 50 to 4,999 kW | 125949155.7849 | 314307.6199 | 6.395%
Street Lighting | 1356744.0208 | 3709.9302 | 0%
Sentinel Lighting | 0 | 0 | 0%
Unmetered Scattered Load | 431963.286 |  | 98.14%
TOTAL | 199905494.0184 | 318017.5501
Electricity - Commodity RPP | 2012 Forecasted Metered kWhs | 2012 Loss Factor
Class per Load Forecast RPP |  |  | 2012
Residential | 41308676.6758 | 1.0651 | 43997871.5274 | 0.07932 | 3489911.1696 |  | Commodity Charge from Apr 2012 RPP Report - $80.69 |  |  | 0.08069
General Service < 50 kW | 20376821.063 | 1.0651 | 21703352.1142 | 0.07932 | 1721509.8897
General Service 50 to 4,999 kW | 8053864.0134 | 1.0651 | 8578170.5607 | 0.07932 | 680420.4889 |  | Commodity Charge from Oct 2012 RPP Report - $79.32 |  |  | 0.07932
Street Lighting | 0 | 1.0651 | 0 | 0.07932 | 0
Sentinel Lighting | 0 | 1.0651 | 0 | 0.07932 | 0
Unmetered Scattered Load | 423937.1834 | 1.0651 | 451535.4941 | 0.07932 | 35815.7954
TOTAL | 70163298.9356 |  | 74730929.6963 |  | 5927657.3435
Electricity - Commodity Non-RPP | 2012 Forecasted Metered kWhs | 2012 Loss Factor
Class per Load Forecast |  |  | 2012 |  |  |  | 2012-04-01
Residential | 7418619.188 | 1.0651 | 7901571.2971 | 0.08001 | 632204.7195 |  | Email from Dave - non-RPP use Wholesale electricity price plus the impact of the GA
General Service < 50 kW | 3063513.9999 | 1.0651 | 3262948.7613 | 0.08001 | 261068.5304 |  |  | Wholesale Elect. Price | 21.05
General Service 50 to 4,999 kW | 117895291.7714 | 1.0651 | 125570275.2657 | 0.08001 | 10046877.724 |  |  | Impact of GA | 57.72
Street Lighting | 1356744.0208 | 1.0651 | 1445068.0566 | 0.08001 | 115619.8952 |  |  |  | 78.77
Sentinel Lighting | 0 | 1.0651 | 0 | 0.08001 | 0 |  |  |  | 0.07877
Unmetered Scattered Load | 8026.1026 | 1.0651 | 8548.6019 | 0.08001 | 683.9736
TOTAL | 129742195.0827 |  | 138188411.9826 |  | 11056454.8427 |  | 2012-10-01
Email from Dave - non-RPP use Wholesale electricity price plus the impact of the GA
Transmission - Network |  | Volume | [5 empty] | Wholesale Elect. Price | 20.65
Class per Load Forecast |  | Metric | 2012 |  |  |  |  | Impact of GA | 59.36
Residential |  | kWh | 51899442.8245 | 0.0057 | 295826.8241 |  |  |  | 80.01
General Service < 50 kW |  | kW | 24966300.8755 | 0.0052 | 129824.7646 |  |  |  | 0.08001
General Service 50 to 4,999 kW |  | kW | 314307.6199 | 2.1368 | 671612.5221
Street Lighting |  | kWh | 3709.9302 | 1.6116 | 5978.9235
Sentinel Lighting |  | kW | 0 | 0 | 0
Unmetered Scattered Load |  | kW | 460084.0959 | 0.0052 | 2392.4373
TOTAL |  |  |  |  | 1105635.4716
Transmission - Connection |  | Volume
Class per Load Forecast |  | Metric | 2012
Residential |  | kWh | 51899442.8245 | 0.0047 | 243927.3813
General Service < 50 kW |  | kW | 24966300.8755 | 0.0043 | 107355.0938
General Service 50 to 4,999 kW |  | kW | 314307.6199 | 1.6983 | 533788.6308
Street Lighting |  | kWh | 3709.9302 | 1.3129 | 4870.7674
Sentinel Lighting |  | kW | 0 | 0 | 0
Unmetered Scattered Load |  | kW | 460084.0959 | 0.0043 | 1978.3616
TOTAL |  |  |  |  | 891920.2348
Wholesale Market Service
Class per Load Forecast |  |  | 2012
Residential |  |  | 51899442.8245 | 0.0052 | 269877.1027
General Service < 50 kW |  |  | 24966300.8755 | 0.0052 | 129824.7646
General Service 50 to 4,999 kW |  |  | 134148445.8265 | 0.0052 | 697571.9183
Street Lighting |  |  | 1445068.0566 | 0.0052 | 7514.3539
Sentinel Lighting |  |  | 0 | 0.0052 | 0
Unmetered Scattered Load |  |  | 460084.0959 | 0.0052 | 2392.4373
TOTAL |  |  | 212919341.679 |  | 1107180.5767
Rural Rate Assistance
Class per Load Forecast |  |  | 2012
Residential |  |  | 51899442.8245 | 0.0011 | 57089.3871
General Service < 50 kW |  |  | 24966300.8755 | 0.0011 | 27462.931
General Service 50 to 4,999 kW |  |  | 134148445.8265 | 0.0011 | 147563.2904
Street Lighting |  |  | 1445068.0566 | 0.0011 | 1589.5749
Sentinel Lighting |  |  | 0 | 0.0011 | 0
Unmetered Scattered Load |  |  | 460084.0959 | 0.0011 | 506.0925
TOTAL |  |  | 212919341.679 |  | 234211.2758
| 2012 |  |  |  |  | Table 2.4.3
4705-Power Purchased | 16984112.1862
4708-Charges-WMS | 1107180.5767
4714-Charges-NW | 1105635.4716
4716-Charges-CN | 891920.2348
4730-Rural Rate Assistance | 234211.2758
4750-Low Voltage | 269871.2997
TOTAL | 20592931.045
Low Voltage
Class per Load Forecast |  |  | 2012
Residential |  |  | 51899442.8245 | 0.0015 | 77849.1642
General Service < 50 kW |  |  | 24966300.8755 | 0.0013 | 32456.1911
General Service 50 to 4,999 kW |  |  | 314307.6199 | 0.5012 | 157530.9791
Street Lighting |  |  | 3709.9302 | 0.3873 | 1436.856
Sentinel Lighting |  |  | 0 | 0.3864 | 0
Unmetered Scattered Load |  |  | 460084.0959 | 0.0013 | 598.1093
TOTAL |  |  | 77643845.346 |  | 269871.2997
Note on B1: Linked to load forecast model
Note on C1: Linked to load forecast model

## 2013 COP Forecast
2013 Load Foreacst | kWh | kW | 2011 %RPP
Residential | 49351145.0544 |  | 84.78% |  |  | Table 2.4.4
General Service < 50 kW | 23252817.6718 |  | 86.93%
General Service 50 to 4,999 kW | 118116818.3417 | 287941.0801 | 6.395%
Street Lighting | 1312204.3689 | 3588.1393 | 0%
Sentinel Lighting | 0 | 0 | 0%
Unmetered Scattered Load | 411649.2206 |  | 98.14%
TOTAL | 192444634.6575 | 291529.2195
Electricity - Commodity RPP | 2013 Forecasted Metered kWhs | 2013 Loss Factor
Class per Load Forecast RPP |  |  | 2013
Residential | 41837546.2561 | 1.0682 | 44692883.801 | 0.07932 | 3545039.5431
General Service < 50 kW | 20213811.0926 | 1.0682 | 21593367.4697 | 0.07932 | 1712785.9077
General Service 50 to 4,999 kW | 7553022.3819 | 1.0682 | 8068502.6219 | 0.07932 | 639993.628
Street Lighting | 0 | 1.0682 | 0 | 0.07932 | 0
Sentinel Lighting | 0 | 1.0682 | 0 | 0.07932 | 0
Unmetered Scattered Load | 404000.5639 | 1.0682 | 431572.8783 | 0.07932 | 34232.3607
TOTAL | 70008380.2945 |  | 74786326.7709 |  | 5932051.4395
Electricity - Commodity Non-RPP | 2013 Forecasted Metered kWhs | 2013 Loss Factor
Class per Load Forecast |  |  | 2013
Residential | 7513598.7984 | 1.0682 | 8026388.4495 | 0.08001 | 642191.3398
General Service < 50 kW | 3039006.5792 | 1.0682 | 3246413.3313 | 0.08001 | 259745.5306
General Service 50 to 4,999 kW | 110563795.9598 | 1.0682 | 118109576.8663 | 0.08001 | 9449947.2451
Street Lighting | 1312204.3689 | 1.0682 | 1401759.9652 | 0.08001 | 112154.8148
Sentinel Lighting | 0 | 1.0682 | 0 | 0.08001 | 0
Unmetered Scattered Load | 7648.6567 | 1.0682 | 8170.6638 | 0.08001 | 653.7348
TOTAL | 122436254.363 |  | 130792309.276 |  | 10464692.6652
Transmission - Network |  | Volume
Class per Load Forecast |  | Metric | 2013
Residential |  | kWh | 52719272.2504 | 0.0054817 | 288989.5624
General Service < 50 kW |  | kW | 24839780.801 | 0.0050008 | 124219.2772
General Service 50 to 4,999 kW |  | kW | 287941.0801 | 2.055 | 591705.2186
Street Lighting |  | kWh | 3588.1393 | 1.5499 | 5561.148
Sentinel Lighting |  | kW | 0 | 0 | 0
Unmetered Scattered Load |  | kW | 439743.5421 | 0.0050008 | 2199.0784
TOTAL |  |  |  |  | 1012674.2846
Transmission - Connection |  | Volume
Class per Load Forecast |  | Metric | 2013
Residential |  | kWh | 52719272.2504 | 0.0045264 | 238629.7531
General Service < 50 kW |  | kW | 24839780.801 | 0.0041412 | 102866.4002
General Service 50 to 4,999 kW |  | kW | 287941.0801 | 1.6356 | 470950.6129
Street Lighting |  | kWh | 3588.1393 | 1.2644 | 4536.8903
Sentinel Lighting |  | kW | 0 | 0 | 0
Unmetered Scattered Load |  | kW | 439743.5421 | 0.0041412 | 1821.0642
TOTAL |  |  |  |  | 818804.7206
Wholesale Market Service
Class per Load Forecast |  |  | 2013
Residential |  |  | 52719272.2504 | 0.0052 | 274140.2157
General Service < 50 kW |  |  | 24839780.801 | 0.0052 | 129166.8602
General Service 50 to 4,999 kW |  |  | 126178079.4882 | 0.0052 | 656126.0133
Street Lighting |  |  | 1401759.9652 | 0.0052 | 7289.1518
Sentinel Lighting |  |  | 0 | 0.0052 | 0
Unmetered Scattered Load |  |  | 439743.5421 | 0.0052 | 2286.6664
TOTAL |  |  | 205578636.0468 |  | 1069008.9074
Rural Rate Assistance
Class per Load Forecast |  |  | 2013
Residential |  |  | 52719272.2504 | 0.0011 | 57991.1995
General Service < 50 kW |  |  | 24839780.801 | 0.0011 | 27323.7589
General Service 50 to 4,999 kW |  |  | 126178079.4882 | 0.0011 | 138795.8874
Street Lighting |  |  | 1401759.9652 | 0.0011 | 1541.936
Sentinel Lighting |  |  | 0 | 0.0011 | 0
Unmetered Scattered Load |  |  | 439743.5421 | 0.0011 | 483.7179
TOTAL |  |  | 205578636.0468 |  | 226136.4997
2013
Table 2.4.5
4705-Power Purchased | 16396744.1046
4708-Charges-WMS | 1069008.9074
4714-Charges-NW | 1012674.2846
4716-Charges-CN | 818804.7206
4730-Rural Rate Assistance | 226136.4997
4750-Low Voltage | 354863.7001
4708 - Smart Meter Entity | 67561.6677
TOTAL | 19945793.8847
Low Voltage
Class per Load Forecast |  |  | 2013
Residential |  |  | 52719272.2504 | 0.002066 | 108916.9295 |  | 0.485 | 2011 LV Rate | 37.73% | Increase over 0.485
General Service < 50 kW |  |  | 24839780.801 | 0.0017905 | 44476.0116 |  | 0.68 | May - Dec 2011 | Updated the LV costs based on increased charges from Hydro One
General Service 50 to 4,999 kW |  |  | 287941.0801 | 0.69031 | 198769.3491 |  | 0.668 | 2012-01-01
Street Lighting |  |  | 3588.1393 | 0.53344 | 1914.0423
Sentinel Lighting |  |  | 0 | 0.5322 | 0
Unmetered Scattered Load |  |  | 439743.5421 | 0.0017905 | 787.3676
TOTAL |  |  | 78290325.813 |  | 354863.7001
Smart Meter Entity
Class per Load Forecast |  | # Customers | 2013
Residential |  | 6230.6821 |  | 0.806 | 60263.1571
General Service < 50 kW |  | 754.602 |  | 0.806 | 7298.5106
General Service 50 to 4,999 kW |  |  |  | 0 | 0
Street Lighting |  |  |  | 0 | 0
Sentinel Lighting |  |  |  | 0 | 0
Unmetered Scattered Load |  |  |  | 0 | 0
TOTAL |  |  |  |  | 67561.6677
Note on B1: Linked to load forecast model
Note on C1: Linked to load forecast model

## App.2-P_Loss Factors
Appendix 2-P
Loss Factors
|  | Historical Years |  |  |  |  | 5-Year Average
|  | 2007 | 2008 | 2009 | 2010 | 2011
Losses Within Distributor's System
A(1) | "Wholesale" kWh delivered to distributor (higher value) | 240154176.7 | 230112011 | 217320554.3 | 220975055.51 | 214550355.02 | 224622430.506
A(2) | "Wholesale" kWh delivered to distributor (lower value) | 232327828.4 | 222551885.2 | 210025260.2 | 213537360.7 | 207396158.55 | 217167698.61
B | Portion of "Wholesale" kWh delivered to distributor for its Large Use Customer(s) | [5 empty] | 0
C | Net "Wholesale" kWh delivered to distributor = A(2) - B | 232327828.4 | 222551885.2 | 210025260.2 | 213537360.7 | 207396158.55 | 217167698.61
D | "Retail" kWh delivered by distributor | 221449218.68 | 211182816.72 | 205136896.71 | 205745412.05 | 200633462.37 | 208829561.306
E | Portion of "Retail" kWh delivered by distributor to its Large Use Customer(s) | [5 empty] | 0
F | Net "Retail" kWh delivered by distributor = D - E | 221449218.68 | 211182816.72 | 205136896.71 | 205745412.05 | 200633462.37 | 208829561.306
G | Loss Factor in Distributor's system = C / F | 1.0491 | 1.0538 | 1.0238 | 1.0379 | 1.0337 | 1.0399
Losses Upstream of Distributor's System
H | Supply Facilities Loss Factor | 1.034 | 1.034 | 1.0349 | 1.0348 | 1.0349 | 1.0345
Total Losses
I | Total Loss Factor = G x H | 1.0848 | 1.0897 | 1.0596 | 1.074 | 1.0698 | 1.0758
Notes
A(1) | If directly connected to the IESO-controlled grid, kWh pertains to the virtual meter on the primary or high voltage side of the transformer at the interface with the transmission grid. This corresponds to the "With Losses" kWh value provided by the IESO'
If fully embedded within a host distributor, kWh pertains to the virtual meter on the primary or high voltage side of the transformer, at the interface between the host distributor and the transmission grid. For example, if the host distributor is Hydro
If partially embedded, kWh pertains to the sum of the above.
A(2) | If directly connected to the IESO-controlled grid, kWh pertains to a metering installation on the secondary or low voltage side of the transformer at the interface with the transmission grid. This corresponds to the "Without Losses" kWh value provided by
If fully embedded with the host distributor, kWh pertains to an actual or virtual meter at the interface between the embedded distributor and the host distributor. For example, if the host distributor is Hydro One Networks Inc., kWh from the Hydro One Ne
If partially embedded, kWh pertains to the sum of the above.
Additionally, kWh pertaining to distributed generation directly connected to the distributor's own distribution network should be included in A(2).
B | If a Large Use Customer is metered on the secondary or low voltage side of the transformer, the default loss is 1% (i.e., B = 1.01 X E).
D | kWh corresponding to D should equal "total billed energy sales in kWhs for each rate class" in item 1 of Section 2.1.3 of the "Electricity Reporting and Record-keeping Requirements" dated May 1, 2010 or in any successor document.
G and I | These loss factors pertain to secondary-metered customers with demand less than 5,000 kW.
H | If directly connected to the IESO-controlled grid, SFLF = 1.0045.
If fully embedded within a host distributor, SFLF = loss factor re losses in transformer at grid interface X loss factor re losses in host distributor's system. If the host distributor is Hydro One Networks Inc., SFLF = 1.0060 X 1.0278 = 1.0340. If parti
Distributors that wish to propose a different SFLF should provide appropriate justification for any such proposal including supporting
calculations and any other relevant material.