## Exibit 3 Tables
Table 3-1: R Square and Adjusted R Square Values for Individual Class Regression Analysis
Class |  | R Square | Adjusted R Square
Residential |  | 82.19% | 81.2%
GS<50 |  | 65.97% | 64.08%
Table 3-2: GS > 50 kW Regression Analysis Results
|  | R Square |  | 15.08%
|  | Adjusted R Square |  | 10.37%
|  | Variable |  | Coefficients | t Stat
|  | Intercept |  | -325056.9377 | -0.18083
|  | Heating Degree Days |  | 208.0426 | 0.98795
|  | Cooling Degree Days |  | -355.2687 | -0.29426
|  | Number of Peak Hours |  | 5046.4872 | 2.391
|  | Spring Fall Flag |  | -118828.1104 | -1.3138
|  | Trend |  | 33.3275 | 1.0358
|  | Number of Days in Month |  | 84774.8708 | 1.9084
Table 3-3: Billed Energy and Number of Customers / Connections by Rate Class
Year |  | Residential | GS<50 | GS>50 | Street Lighting | Sentinels | USL | Intermediate | Total
Billed Energy (GWh)
2009 Board Approved |  | 45.0466 | 21.8091 | 64.4398 | 1.1127 | 0.043755 | 0.40044 | 20.9794 | 153.8318
2003 Actual |  | 42.9072 | 20.5159 | 63.0149 | 1.0911 | 0.047778 | 0 | 22.8864 | 150.4633
2004 Actual |  | 44.3535 | 19.5652 | 64.7108 | 1.1221 | 0.038416 | 0 | 22.9944 | 152.7845
2005 Actual |  | 47.3126 | 21.2962 | 62.38 | 1.1343 | 0.043767 | 0 | 21.8086 | 153.9754
2006 Actual |  | 45.6873 | 21.18 | 62.9385 | 1.1302 | 0.046269 | 0 | 19.0201 | 150.0023
2007 Actual |  | 43.5373 | 20.4627 | 61.2765 | 1.1219 | 0.044288 | 0.30152 | 20.6478 | 147.392
2008 Actual |  | 44.2671 | 19.5991 | 66.8988 | 1.1403 | 0.045821 | 0.40139 | 21.7991 | 154.1517
2009 Actual |  | 43.7758 | 20.1496 | 62.4071 | 1.1399 | 0.046167 | 0.40044 | 18.665 | 146.584
2010 Actual |  | 45.0933 | 20.4094 | 64.3767 | 1.1397 | 0.043014 | 0.453 | 17.7293 | 149.2443
2011 Actual |  | 44.2519 | 20.5831 | 61.4428 | 1.1272 | 0.041279 | 0.49401 | 18.1046 | 146.0448
2012 Bridge |  | 45.589 | 20.4205 | 61.4449 | 1.1299 | 0.039368 | 0.55764 | 17.5426 | 146.724
2013 Test |  | 45.8098 | 20.408 | 61.3093 | 1.1302 | 0.037461 | 0.60433 | 16.96 | 146.2591
Number of Customers/Connections
2009 Board Approved |  | 5710 | 687 | 53 | 1658 | 35 | 2 | 1 | 8146
2003 Actual |  | 5082 | 591 | 51 | 1504 | 25 | 0 | 1 | 7254
2004 Actual |  | 5226 | 615 | 50 | 1519 | 27 | 0 | 1 | 7438
2005 Actual |  | 5360 | 622 | 51 | 1553 | 31 | 0 | 1 | 7618
2006 Actual |  | 5430 | 637 | 53 | 1553 | 31 | 0 | 1 | 7705
2007 Actual |  | 5492 | 667 | 53 | 1611 | 31 | 2 | 1 | 7857
2008 Actual |  | 5530 | 674 | 58 | 1658 | 31 | 2 | 1 | 7954
2009 Actual |  | 5576 | 691 | 60 | 1658 | 31 | 2 | 1 | 8019
2010 Actual |  | 5627 | 705 | 60 | 1673 | 31 | 2 | 1 | 8099
2011 Actual |  | 5711 | 709 | 59 | 1687 | 31 | 6 | 1 | 8204
2012 Bridge |  | 5783.8666 | 723.5536 | 60.4117 | 1712.4712 | 31 | 7.8964 | 1 | 8320.1994
2013 Test |  | 5857.6629 | 738.4058 | 61.8571 | 1738.3269 | 31 | 10 | 1 | 8438.2528
Table 3-4: 2011 Final Results and Persistent Impact plus OPA 2010 Final Results and Persistent Impact
Centre Wellington Hydro 4 Year 2011 to 2014 kWh target
7810000
|  | 2011 | 2012 | 2013 | 2014 | Total
|  | 12.48% | 12.47% | 12.47% | 12.07% | 49.49%
kWh savings from 2011 programs with presistent impact
|  | 974576.768 | 973954.8965 | 973954.8965 | 942980.0742 | 3865466.6351
OPA 2010 Final Results - kWh
|  | 2006 | 2007 | 2008 | 2009
|  | 416277.9097 | 1901457.6801 | 2162792.1145 | 2555243.322
|  | 2010 | 2011 | 2012 | 2013
|  | 2690124.2634 | 2496799.6787 | 2458592.4454 | 2446482.2789
Table 3-5: Statistcial Results
Statistic |  | Residential | GS < 50 kW
R Square |  | 82.19% | 65.97%
Adjusted R Square |  | 81.2% | 64.08%
F Test |  | 83.056 | 34.8951
T-stats by Coefficient
Heating Degree Days |  | 14.6426 | 8.4787
Cooling Degree Days |  | 5.6994 | 6.1096
Spring Fall Flag |  | -4.0533 | -2.6555
Number of Days in Month |  | 4.5967 | 4.1473
Employment |  | 5.0075 | 2.5783
CDM Activity |  | -3.4749 | -3.0936
Intercept |  | -3.4956 | -1.2083
Table 3-6: Residential Billed - Updated for 2011 OPA Final Results
Year |  | Actual | Predicted | % Difference
Billed Energy (GWh)
2003 |  | 42.9072 | 43.5336 | 1.46%
2004 |  | 44.3535 | 43.7296 | -1.407%
2005 |  | 47.3126 | 46.4195 | -1.888%
2006 |  | 45.6873 | 45.4814 | -0.4507%
2007 |  | 43.5373 | 45.1109 | 3.614%
2008 |  | 44.2671 | 44.7543 | 1.101%
2009 |  | 43.7758 | 43.2223 | -1.264%
2010 |  | 45.0933 | 44.2294 | -1.916%
2011 |  | 44.2519 | 45.2426 | 2.239%
2012 Weather Normal |  |  | 45.6911
2013 Weather Normal |  |  | 46.1187
2013 Weather Normal - 10 year average |  |  | 46.0884
2013 Weather Normal - 20 year trend |  |  | 46.1002
Table 3-7: GS < 50 kW Billed - Updated for 2011 OPA Final Results
Year |  | Actual | Predicted | % Difference
Billed Energy (GWh)
2003 |  | 20.5159 | 20.4126 | -0.5036%
2004 |  | 19.5652 | 20.3698 | 4.112%
2005 |  | 21.2962 | 21.2711 | -0.118%
2006 |  | 21.18 | 20.8214 | -1.693%
2007 |  | 20.4627 | 20.5947 | 0.6452%
2008 |  | 19.5991 | 20.3401 | 3.781%
2009 |  | 20.1496 | 19.8374 | -1.549%
2010 |  | 20.4094 | 20.2729 | -0.6685%
2011 |  | 20.5831 | 20.3865 | -0.9549%
2012 Weather Normal |  |  | 20.4663
2013 Weather Normal |  |  | 20.5456
2013 Weather Normal - 10 year average |  |  | 20.538
2013 Weather Normal - 20 year trend |  |  | 20.5918
Table 3-8: Historical Customer/Connection Data
Year |  | Residential | GS<50 | GS>50 | Street Lighting | Sentinels | USL | Intermediate | Total
Number of Customers/Connections
2003 |  | 5082 | 591 | 51 | 1504 | 25 | 0 | 1 | 7254
2004 |  | 5226 | 615 | 50 | 1519 | 27 | 0 | 1 | 7438
2005 |  | 5360 | 622 | 51 | 1553 | 31 | 0 | 1 | 7618
2006 |  | 5430 | 637 | 53 | 1553 | 31 | 0 | 1 | 7705
2007 |  | 5492 | 667 | 53 | 1611 | 31 | 2 | 1 | 7857
2008 |  | 5530 | 674 | 58 | 1658 | 31 | 2 | 1 | 7954
2009 |  | 5576 | 691 | 60 | 1658 | 31 | 2 | 1 | 8019
2010 |  | 5627 | 705 | 60 | 1673 | 31 | 2 | 1 | 8099
2011 |  | 5711 | 709 | 59 | 1687 | 31 | 6 | 1 | 8204
Table 3-9: Growth Rate in Customer/Connections
Year |  | Residential | GS<50 | GS>50 | Street Lighting | Sentinels | USL | Intermediate
Growth Rate in Customers/Connections
2003
2004 |  | 2.834% | 4.061% | -1.961% | 0.9973% | 8% |  | 0%
2005 |  | 2.564% | 1.138% | 2% | 2.238% | 14.81% |  | 0%
2006 |  | 1.306% | 2.412% | 3.922% | 0% | 0% |  | 0%
2007 |  | 1.142% | 4.71% | 0% | 3.735% | 0% |  | 0%
2008 |  | 0.6919% | 1.049% | 9.434% | 2.917% | 0% | 0% | 0%
2009 |  | 0.8318% | 2.522% | 3.448% | 0% | 0% | 0% | 0%
2010 |  | 0.9146% | 2.026% | 0% | 0.9047% | 0% | 0% | 0%
2011 |  | 1.493% | 0.5674% | -1.667% | 0.8368% | 0% | 200% | 0%
Geometric Mean |  | 1.276% | 2.053% | 2.393% | 1.51% | 1.993% | 31.61% | 0%
Table 3-10: Customer/Connection Forecast
Year |  | Residential | GS<50 | GS>50 | Street Lighting | Sentinels | USL | Intermediate | Total
Forecast Number of Customers/Connections
2012 |  | 5783.8666 | 723.5536 | 60.4117 | 1712.4712 | 31 | 8 | 1 | 8320.303
2013 |  | 5857.6629 | 738.4058 | 61.8571 | 1738.3269 | 31 | 10 | 1 | 8438.2528
Table 3-11: Historical Annual Usage per Customer
Year |  | GS>50 | Street Lighting | Sentinels | USL | Intermediate
Annual kWh Usage Per Customer/Connection
2003 |  | 1235586.8939 | 725.4507 | 1911.132 | 0 | 22886426.08
2004 |  | 1294215.2172 | 738.7041 | 1422.8296 | 0 | 22994438.16
2005 |  | 1223136.9325 | 730.3748 | 1411.8303 | 0 | 21808580.51
2006 |  | 1187518.0026 | 727.7531 | 1492.5461 | 0 | 19020064.8
2007 |  | 1156161.2768 | 696.3898 | 1428.6313 | 150760.675 | 20647752
2008 |  | 1153427.9378 | 687.7787 | 1478.0906 | 200697.175 | 21799117.2
2009 |  | 1040118.5838 | 687.5261 | 1489.2694 | 200221.58 | 18664981.2
2010 |  | 1072944.7292 | 681.2132 | 1387.5403 | 226500.715 | 17729306.4
2011 |  | 1041402.6517 | 668.148 | 1331.5697 | 82334.2833 | 18104643.6
Table 3-12: Growth Rate in Usage Per Customer/Connection
Year |  | GS>50 | Street Lighting | Sentinels | USL | Intermediate
Growth Rate in Customer/Connection
2003
2004 |  | 4.745% | 1.827% | -25.55% |  | 0.4719%
2005 |  | -5.492% | -1.128% | -0.7731% |  | -5.157%
2006 |  | -2.912% | -0.359% | 5.717% |  | -12.79%
2007 |  | -2.641% | -4.31% | -4.282% |  | 8.558%
2008 |  | -0.2364% | -1.237% | 3.462% | 33.12% | 5.576%
2009 |  | -9.824% | -0.03673% | 0.7563% | -0.237% | -14.38%
2010 |  | 3.156% | -0.9182% | -6.831% | 13.13% | -5.013%
2011 |  | -2.94% | -1.918% | -4.034% | -63.65% | 2.117%
Geometric Mean |  | -2.115% | -1.023% | -4.416% | -14.03% | -2.887%
Table 3-13: Forecast Annual kWh Usage per Customer/Connection
Year |  | GS>50 | Street Lighting | Sentinels | USL | Intermediate
Forecast Annual kWh Usage per Customers/Connection
2012 |  | 1019381.746 | 661.311 | 1272.7645 | 70778.9098 | 17581927.3031
2013 |  | 997826.4818 | 654.544 | 1216.5563 | 60845.2987 | 17074302.8429
Table 3-14: Billed Energy Forecast
Year |  | GS>50 | Street Lighting | Sentinels | USL | Intermediate
Billed Energy Forecast (GWh)
2012 |  | 61.5826 | 1.1325 | 0.039456 | 0.56623 | 17.5819
2013 |  | 61.7227 | 1.1378 | 0.037713 | 0.60845 | 17.0743
Table 3-15: Billed Energy Forecast (All Classes)
Year |  | Residential | GS<50 | GS>50 | Street Lighting | Sentinels | USL | Intermediate | Total
Billed Energy Forecast (GWh)
2012 |  | 45.6911 | 20.4663 | 61.5826 | 1.1325 | 0.039456 | 0.56623 | 17.5819 | 147.0601
2013 |  | 46.1187 | 20.5456 | 61.7227 | 1.1378 | 0.037713 | 0.60845 | 17.0743 | 147.2453
Table 3-16: Average Net to Gross Percentage
|  |  | OPA 2006-2010 Final CDM Results (Gross) | OPA 2006-2010 Final CDM Results (Net) | # Difference | % Difference of Net
|  | 2006 | 464900.7012 | 416277.9097 | 48622.7915 | 11.68%
|  | 2007 | 2718878.7335 | 1901457.6801 | 817421.0534 | 42.99%
|  | 2008 | 2746766.1262 | 2162792.1145 | 583974.0117 | 27%
|  | 2009 | 3259276.1266 | 2555243.322 | 704032.8046 | 27.55%
|  | 2010 | 3530500.6868 | 2690124.2634 | 840376.4234 | 31.24%
|  | 2011 | 3339621.7133 | 2496799.6787 | 842822.0346 | 33.76%
|  | 2012 | 3255982.3874 | 2458592.4454 | 797389.942 | 32.43%
|  | 2013 | 3232179.0793 | 2446482.2789 | 785696.8004 | 32.12%
|  | Total | 22548105.5544 | 17127769.6927 | 5420335.8617 | 31.65%
Table 3-17: Schedule to Achieve 4 Year kWh CDM Target
4 Year 2011 to 2014 kWh target
7810000
|  | 2011 | 2012 | 2013 | 2014 | Total
| 2011 Programs | 12.48% | 12.47% | 12.47% | 12.07% | 49.49%
| 2012 Programs |  | 8.418% | 8.418% | 8.418% | 25.25%
| 2013 Programs |  |  | 8.418% | 8.418% | 16.84%
| 2014 Programs |  |  |  | 8.418% | 8.418%
|  | 12.48% | 20.89% | 29.31% | 37.33% | 100%
kWh
| 2011 Programs | 974576.768 | 973954.8965 | 973954.8965 | 942980.0742 | 3865466.6351
| 2012 Programs |  | 657422.2275 | 657422.2275 | 657422.2275 | 1972266.6825
| 2013 Programs |  |  | 657422.2275 | 657422.2275 | 1314844.455
| 2014 Programs |  |  |  | 657422.2275 | 657422.2275
|  | 974576.768 | 1631377.124 | 2288799.3514 | 2915246.7566 | 7810000
Table 3-18: 2013 Expected Savings for LRAM Variance Account
|  | Residential | GS<50 | GS>50 | Street Lighting | Sentinels | USL | Intermediate | Total
| kWh | 716874.777 | 319364.0464 | 959425.0451 | 17686.2855 | 586.2194 | 9457.8697 | 265405.1083 | 2288799.3514
| kW where applicable |  |  | 2466.8913 | 49.4879 | 1.6284 |  | 585.5146 | 3103.5222
Table 3-19: Adjustment for CDM reflecting 2011 Final OPA Results.
Year |  | Residential | GS<50 | GS>50 | Street Lighting | Sentinels | USL | Intermediate | Total
Billed Energy Forecast (GWh)
2012 |  | 45.6911 | 20.4663 | 61.5826 | 1.1325 | 0.039456 | 0.56623 | 17.5819 | 147.0601
2013 |  | 46.1187 | 20.5456 | 61.7227 | 1.1378 | 0.037713 | 0.60845 | 17.0743 | 147.2453
CDM Adjustment (GWh)
2012 |  | -0.10213 | -0.045749 | -0.13766 | -0.0025315 | -8.8196e-05 | -0.0012493 | -0.039301 | -0.32871
2013 |  | -0.30887 | -0.1376 | -0.41337 | -0.0076202 | -0.00025257 | -0.0040749 | -0.11435 | -0.98613
CDM Adjusted Billed Energy Forecast (GWh)
2012 |  | 45.589 | 20.4205 | 61.4449 | 1.1299 | 0.039368 | 0.56498 | 17.5426 | 146.7314
2013 |  | 45.8098 | 20.408 | 61.3093 | 1.1302 | 0.037461 | 0.60438 | 16.96 | 146.2592
153.3715
Table 3-20: Historical Annual kW per Applicable Rate Class
Year |  | GS>50 | Street Lighting | Sentinels | Intermediate | Total
Billed Annual kW
2003 |  | 154056.5 | 3008.2 | 132.7175 | 47142.3431 | 204339.7606
2004 |  | 157637.3 | 3074.1 | 106.7122 | 48399.48 | 209217.5922
2005 |  | 157684 | 3127.7 | 121.5743 | 45921.6804 | 206854.9547
2006 |  | 163964.97 | 3121.3 | 128.5248 | 41567.59 | 208782.3848
2007 |  | 160716.94 | 3086.4 | 123.021 | 42417.6 | 206343.961
2008 |  | 169386.36 | 3144.2 | 127.28 | 46155.2 | 218813.04
2009 |  | 169024.13 | 3235.1 | 128.2426 | 42412.8 | 214800.2726
2010 |  | 170203.1 | 3382.4 | 119.4826 | 44377.7 | 218082.6826
2011 |  | 160989.06 | 3215.5 | 114.6629 | 44396.5 | 208715.7229
Table 3-21: Historical kW/KWh Ratio per Applicable Rate Class
Year |  | GS>50 | Street Lighting | Sentinels | Intermediate
Ratio of kW to kWh
2003 |  | 0.2445% | 0.2757% | 0.2778% | 0.206%
2004 |  | 0.2436% | 0.274% | 0.2778% | 0.2105%
2005 |  | 0.2528% | 0.2757% | 0.2778% | 0.2106%
2006 |  | 0.2605% | 0.2762% | 0.2778% | 0.2185%
2007 |  | 0.2623% | 0.2751% | 0.2778% | 0.2054%
2008 |  | 0.2532% | 0.2757% | 0.2778% | 0.2117%
2009 |  | 0.2708% | 0.2838% | 0.2778% | 0.2272%
2010 |  | 0.2644% | 0.2968% | 0.2778% | 0.2503%
2011 |  | 0.262% | 0.2853% | 0.2778% | 0.2452%
Average 2003 to 2011 |  | 0.2571% | 0.2798% | 0.2778% | 0.2206%
Table 3-22: kW Forecast by Applicable Rate Class
Year |  | GS>50 | Street Lighting | Sentinels | Intermediate | Total
Predicted Billed kW
2012 |  | 157988.2542 | 3161.6906 | 109.3542 | 38701.0803 | 199960.3792
2013 |  | 157639.6138 | 3162.381 | 104.0574 | 37415.6348 | 198321.687
Table 3-23: Summary of Forecast
|  | 2009 Board Approved | 2009 | 2010 | 2011 | 2012 Weather Normalized Bridge | 2013 Weather Normalized Test
BILLING DETERMINANTS BY CLASS
Residential
Customers |  | 5710 | 5576 | 5627 | 5711 | 5783.8666 | 5857.6629
kWh |  | 45046630 | 43775753.41 | 45093297.22 | 44251862.37 | 45588998.0949 | 45809827.4539
GS<50
Customers |  | 687 | 691 | 705 | 709 | 723.5536 | 738.4058
kWh |  | 21809071 | 20149611.83 | 20409368.48 | 20583076.52 | 20420535.5044 | 20408043.8179
GS>50
Customers |  | 53 | 60 | 60 | 59 | 60.4117 | 61.8571
kWh |  | 64439774 | 62407115.03 | 64376683.75 | 61442756.45 | 61444900.4544 | 61309306.978
kW |  | 166526 | 169024.13 | 170203.1 | 160989.06 | 157988.2542 | 157639.6138
Sentinels
Connections |  | 35 | 31 | 31 | 31 | 31 | 31
kWh |  | 43755 | 46167.35 | 43013.75 | 41278.66 | 39367.5026 | 37460.6706
kW |  | 122 | 128.2426 | 119.4826 | 114.6629 | 109.3542 | 104.0574
Street Lighting
Connections |  | 1658 | 1658 | 1673 | 1687 | 1712.4712 | 1738.3269
kWh |  | 1112732 | 1139918.23 | 1139669.76 | 1127165.69 | 1129944.6501 | 1130191.3725
kW |  | 3066 | 3235.1 | 3382.4 | 3215.5 | 3161.6906 | 3162.381
USL
Connections |  | 2 | 2 | 2 | 6 | 7.8964 | 10
kWh |  | 400443 | 400443.16 | 453001.43 | 494005.7 | 557652.3741 | 604378.0472
Intermediate
Customers |  | 1 | 1 | 1 | 1 | 1 | 1
kWh |  | 20979417 | 18664981.2 | 17729306.4 | 18104643.6 | 17542625.9267 | 16959952.5719
kW |  | 43874 | 42412.8 | 44377.7 | 44396.5 | 38701.0803 | 37415.6348
Total
Customer/Connections |  | 8146 | 8019 | 8099 | 8204 | 8320.1994 | 8438.2528
kWh |  | 153831822 | 146583990.21 | 149244340.79 | 146044788.99 | 146724024.5072 | 146259160.9118
kW from applicable classes |  | 213588 | 214800.2726 | 218082.6826 | 208715.7229 | 199960.3792 | 198321.687

## Summary
Centre Wellington Hydro Load Forecast for 2013 Rate Application
| 2003 Actual | 2004 Actual | 2005 Actual | 2006 Actual | 2007 Actual | 2008 Actual | 2009 Actual | 2010 Actual | 2011 Actual | 2012 Weather Normal - Class Specific | 2013 Weather Normal - Class Specific | 2012 Weather Normal | 2013 Weather Normal
Actual kWh Purchases | 150182993.5568 | 156673546.68 | 159410400.8892 | 156266197.978 | 157654073.6752 | 161127401.552 | 154109568.608 | 155732492.048 | 153880598.584
Predicted kWh Purchases | 153573922.0095 | 154627808.6497 | 159218541.5152 | 156303637.9344 | 156695654.5487 | 155804566.1377 | 154953947.0457 | 157019267.8007 | 157182132.7783 |  |  | 158675386.3194 | 159945962.0889
% Difference | 2.258% | -1.306% | -0.1204% | 0.02396% | -0.6079% | -3.303% | 0.5479% | 0.8263% | 2.146%
Billed kWh | 150463311.5 | 152784488.6759 | 153975408.4015 | 150002322.2794 | 147391975.83 | 154151697.38 | 146583990.21 | 149244340.79 | 146044788.99 | 146724024.5072 | 146259160.9118 | 150988351.6755 | 151542584.248
By Class
Residential
Customers | 5082 | 5226 | 5360 | 5430 | 5492 | 5530 | 5576 | 5627 | 5711 | 5783.8666 | 5857.6629 | 5783.8666 | 5857.6629
kWh | 42907157.25 | 44353538.1 | 47312612.39 | 45687349.76 | 43537330.44 | 44267125.53 | 43775753.41 | 45093297.22 | 44251862.37 | 45588998.0949 | 45809827.4539 | 46702645.5634 | 47248865.6043
GS<50
Customers | 591 | 615 | 622 | 637 | 667 | 674 | 691 | 705 | 709 | 723.5536 | 738.4058 | 723.5536 | 738.4058
kWh | 20515940.49 | 19565243.63 | 21296193.11 | 21179984.16 | 20462652.85 | 19599082.04 | 20149611.83 | 20409368.48 | 20583076.52 | 20420535.5044 | 20408043.8179 | 21636799.972 | 21802974.4182
GS>50
Customers | 51 | 50 | 51 | 53 | 53 | 58 | 60 | 60 | 59 | 60.4117 | 61.8571 | 60.4117 | 61.8571
kWh | 63014931.59 | 64710760.86 | 62379983.56 | 62938454.14 | 61276547.67 | 66898820.39 | 62407115.03 | 64376683.75 | 61442756.45 | 61444900.4544 | 61309306.978 | 63379694.1041 | 63760271.7188
kW | 154056.5 | 157637.3 | 157684 | 163964.97 | 160716.94 | 169386.36 | 169024.13 | 170203.1 | 160989.06 | 157988.2542 | 157639.6138 | 162963.0311 | 163941.5792
Sentinels
Connections | 25 | 27 | 31 | 31 | 31 | 31 | 31 | 31 | 31 | 31 | 31 | 31 | 31
kWh | 47778.3 | 38416.4 | 43766.74 | 46268.93 | 44287.57 | 45820.81 | 46167.35 | 43013.75 | 41278.66 | 39367.5026 | 37460.6706 | 39366.7295 | 37457.6505
kW | 132.7175 | 106.7122 | 121.5743 | 128.5248 | 123.021 | 127.28 | 128.2426 | 119.4826 | 114.6629 | 109.3542 | 104.0574 | 109.352 | 104.049
Streetlights
Connections | 1504 | 1519 | 1553 | 1553 | 1611 | 1658 | 1658 | 1673 | 1687 | 1712.4712 | 1738.3269 | 1712.4712 | 1738.3269
kWh | 1091077.79 | 1122091.5259 | 1134272.0915 | 1130200.4894 | 1121883.95 | 1140337.06 | 1139918.23 | 1139669.76 | 1127165.69 | 1129944.6501 | 1130191.3725 | 1129922.4602 | 1130100.2575
kW | 3008.2 | 3074.1 | 3127.7 | 3121.3 | 3086.4 | 3144.2 | 3235.1 | 3382.4 | 3215.5 | 3161.6906 | 3162.381 | 3161.6285 | 3162.126
USL
Connections | 0 | 0 | 0 | 0 | 2 | 2 | 2 | 2 | 6 | 7.8964 | 10 | 7.8964 | 10
kWh | 0 | 0 | 0 | 0 | 301521.35 | 401394.35 | 400443.16 | 453001.43 | 494005.7 | 557652.3741 | 604378.0472 | 557641.4229 | 604329.3228
Intermediate
Customers | 1 | 1 | 1 | 1 | 1 | 1 | 1 | 1 | 1 | 1 | 1 | 1 | 1
kWh | 22886426.08 | 22994438.16 | 21808580.51 | 19020064.8 | 20647752 | 21799117.2 | 18664981.2 | 17729306.4 | 18104643.6 | 17542625.9267 | 16959952.5719 | 17542281.4234 | 16958585.276
kW | 47142.3431 | 48399.48 | 45921.6804 | 41567.59 | 42417.6 | 46155.2 | 42412.8 | 44377.7 | 44396.5 | 38701.0803 | 37415.6348 | 38700.3202 | 37412.6184
Total of Above
Customer/Connections | 7254 | 7438 | 7618 | 7705 | 7857 | 7954 | 8019 | 8099 | 8204 | 8320.1994 | 8438.2528 | 8320.1994 | 8438.2528
kWh | 150463311.5 | 152784488.6759 | 153975408.4015 | 150002322.2794 | 147391975.83 | 154151697.38 | 146583990.21 | 149244340.79 | 146044788.99 | 146724024.5072 | 146259160.9118 | 150988351.6755 | 151542584.248
kW from applicable classes | 204339.7606 | 209217.5922 | 206854.9547 | 208782.3848 | 206343.961 | 218813.04 | 214800.2726 | 218082.6826 | 208715.7229 | 199960.3792 | 198321.687 | 204934.3319 | 204620.3727
Total from Model
Customer/Connections | 7254 | 7438 | 7618 | 7705 | 7857 | 7954 | 8019 | 8099 | 8204 | 8320.1994 | 8438.2528 | 8320.1994 | 8438.2528
kWh | 150463311.5 | 152784488.6759 | 153975408.4015 | 150002322.2794 | 147391975.83 | 154151697.38 | 146583990.21 | 149244340.79 | 146044788.99 | 146724024.5072 | 146259160.9118 | 150988351.6755 | 151542584.248
kW from applicable classes | 204339.7606 | 209217.5922 | 206854.9547 | 208782.3848 | 206343.961 | 218813.04 | 214800.2726 | 218082.6826 | 208715.7229 | 199960.3792 | 198321.687 | 204934.3319 | 204620.3727
Check should all be zero
Customer/Connections | 0 | 0 | 0 | 0 | 0 | 0 | 0 | 0 | 0 | 0 | 0 | 0 | 0
kWh | 0 | 0 | 0 | 0 | 0 | 0 | 0 | 0 | 0 | 0 | 0 | 0 | 0
kW from applicable classes | 0 | 0 | 0 | 0 | 0 | 0 | 0 | 0 | 0 | 0 | 0 | 0 | 0

## Stats Sum
Centre Wellington Hydro Load Forecast for 2013 Rate Application
| Power Purchased |  | Residential
R Square | 79.24% |  | 82.19%
Adjusted R Square | 78.09% |  | 81.2%
Coefficients |  | t Stat |  | Coefficients | t Stat
Intercept | -3989336.4192 | -1.7075 | Intercept | -3258906.7337 | -3.4956
Heating Degree Days | 3955.2946 | 19.1545 | Heating Degree Days | 1832.7285 | 14.6426
Cooling Degree Days | 10484.8258 | 9.9802 | Cooling Degree Days | 4095.3136 | 5.6994
Number of Days in Month | 190783.1554 | 3.584 | Spring Fall Flag | -217928.1789 | -4.0533
Number of Peak Hours | 8113.7409 | 3.1693 | Number of Days in Month | 114451.3564 | 4.5967
CDM Activity | -1.9602 | -2.8696 | Employment | 4659.5712 | 5.0075
Number of Customers - 3 Main Classes | 1170.6144 | 4.0367 | CDM Activity | -0.86974 | -3.4749
| GS < 50 kW |  | GS > 50 kW
R Square | 65.97% |  | 15.08%
Adjusted R Square | 64.08% |  | 10.37%
| Coefficients | t Stat |  | Coefficients | t Stat
Intercept | -497262.2127 | -1.2083 | Intercept | -325056.9377 | -0.18083
Heating Degree Days | 468.4658 | 8.4787 | Heating Degree Days | 208.0426 | 0.98795
Cooling Degree Days | 1937.911 | 6.1096 | Cooling Degree Days | -355.2687 | -0.29426
Spring Fall Flag | -63026.4727 | -2.6555 | Number of Peak Hours | 5046.4872 | 2.391
Number of Days in Month | 45582.7776 | 4.1473 | Spring Fall Flag | -118828.1104 | -1.3138
Employment | 1059.0851 | 2.5783 | Trend | 33.3275 | 1.0358
CDM Activity | -0.34181 | -3.0936 | Number of Days in Month | 84774.8708 | 1.9084
|  |  | 0 | 0 | 0
|  |  | 0 | 0 | 0

## Purchased Power Model
Centre Wellington Hydro Load Forecast for 2013 Rate Application
[8 empty] | Not Used | [5 empty] | SUMMARY OUTPUT
| Purchased - removed Wolverine | Heating Degree Days | Cooling Degree Days | Number of Days in Month | Number of Peak Hours | CDM Activity | Number of Customers - 3 Main Classes | Ontario Real GDP Monthly % | Trend | Employment | Spring Fall Flag | Predicted Purchases | Variances (kWh) | [9 empty] | Wolverine/GSW | Purhased minus Wolverine
2002-05-01 | 11724403.1333 | 227.5 | 7.8 | 31 | 351.912 | 0 | 5563 | 122.9477 | 37377 | 576.7 | 1 | 12274003.5116 |  | Regression Statistics | [8 empty] | 0 | 11724403.1333
2002-06-01 | 12016349.3945 | 36.2 | 70 | 30 | 319.68 | 0 | 5565 | 123.3112 | 37408 | 581.8 | 0 | 11719547.7887 |  | Multiple R | 89.02% | [7 empty] | 0 | 12016349.3945
2002-07-01 | 13228170.6937 | 0 | 192.4 | 31 | 351.912 | 0 | 5568 | 123.6758 | 37438 | 584.7 | 0 | 13315525.8953 |  | R Square | 79.24% | [7 empty] | 0 | 13228170.6937
2002-08-01 | 12276645.7269 | 0.2 | 142.7 | 31 | 336.288 | 0 | 5568 | 124.0414 | 37469 | 586.6 | 0 | 12668452.0245 |  | Adjusted R Square | 78.09% | [7 empty] | 0 | 12276645.7269
2002-09-01 | 12248400.6141 | 21.8 | 87.6 | 30 | 319.68 | 0 | 5568 | 124.4081 | 37500 | 583.2 | 1 | 11850636.3233 |  | Standard Error | 421579.7852 | [7 empty] | 0 | 12248400.6141
2002-10-01 | 12742389.1709 | 292.2 | 10 | 31 | 351.912 | 0 | 5568 | 124.7759 | 37530 | 582.9 | 1 | 12558830.7639 |  | Observations | 116 | [7 empty] | 0 | 12742389.1709
2002-11-01 | 13101900.0525 | 445 | 0 | 30 | 336.24 | 0 | 5568 | 125.1448 | 37561 | 583.5 | 1 | 12740409.8245 | [10 empty] | 0 | 13101900.0525
2002-12-01 | 13553187.6357 | 619.4 | 0 | 31 | 319.92 | 0 | 5568 | 125.5147 | 37591 | 591.8 | 0 | 13488580.1142 |  | ANOVA | [8 empty] | 0 | 13553187.6357
2003-01-01 | 14570873.324 | 814.5 | 0 | 31 | 351.912 | 0 | 5595 | 125.6602 | 37622 | 591.3 | 0 | 14551439.487 |  |  | df | SS | MS | F | Significance F |  |  |  | 0 | 14570873.324
2003-02-01 | 12971288.5396 | 699 | 0 | 28 | 319.872 | 0 | 5622 | 125.8059 | 37653 | 588.4 | 0 | 13293895.8219 |  | Regression | 6 | 73931875442640 | 12321979240440 | 69.33 | 6.1553e-35 |  |  |  | 0 | 12971288.5396
2003-03-01 | 13181390.0048 | 581.1 | 0 | 31 | 336.288 | 0 | 5638 | 125.9518 | 37681 | 584.5 | 1 | 13551841.0513 |  | Residual | 109 | 1.9373e+13 | 177729515281.506 | [5 empty] | 0 | 13181390.0048
2003-04-01 | 11915238.1092 | 372.5 | 2.4 | 30 | 336.24 | 0 | 5653 | 126.0978 | 37712 | 587.8 | 1 | 12578316.7728 |  | Total | 115 | 9.3304e+13 | [6 empty] | 0 | 11915238.1092
2003-05-01 | 11214524.3668 | 177.9 | 0 | 31 | 336.288 | 0 | 5668 | 126.2439 | 37742 | 596.4 | 1 | 11992184.6854 | [10 empty] | 0 | 11214524.3668
2003-06-01 | 11747389.0184 | 43.4 | 52.9 | 30 | 336.24 | 0 | 5682 | 126.3903 | 37773 | 601.7 | 0 | 11840060.8281 |  |  | Coefficients | Standard Error | t Stat | P-value | Lower 95% | Upper 95% | Lower 95.0% | Upper 95.0% | 0 | 11747389.0184
2003-07-01 | 12580263.2724 | 0.2 | 118.3 | 31 | 351.912 | 0 | 5697 | 126.5368 | 37803 | 605.7 | 0 | 12690400.626 |  | Intercept | -3989336.4192 | 2336383.2827 | -1.7075 | 0.090579 | -8619971.9891 | 641299.1507 | -8619971.9891 | 641299.1507 | 0 | 12580263.2724
2003-08-01 | 10786421.1812 | 2 | 128 | 31 | 319.92 | 0 | 5712 | 126.6835 | 37834 | 607.6 | 0 | 12557207.385 |  | Heating Degree Days | 3955.2946 | 206.4938 | 19.1545 | 1.1295e-36 | 3546.0306 | 4364.5586 | 3546.0306 | 4364.5586 | 0 | 10786421.1812
2003-09-01 | 11859140.1096 | 54.9 | 24 | 30 | 336.24 | 0 | 5727 | 126.8304 | 37865 | 607.6 | 1 | 11635212.901 |  | Cooling Degree Days | 10484.8258 | 1050.5609 | 9.9802 | 4.7331e-17 | 8402.6483 | 12567.0032 | 8402.6483 | 12567.0032 | 0 | 11859140.1096
2003-10-01 | 12713743.9504 | 276 | 0 | 31 | 351.912 | 0 | 5738 | 126.9774 | 37895 | 609.5 | 1 | 12588911.1884 |  | Number of Days in Month | 190783.1554 | 53231.7888 | 3.584 | 0.00050752 | 85279.4838 | 296286.827 | 85279.4838 | 296286.827 | 0 | 12713743.9504
2003-11-01 | 13054572.4112 | 398.5 | 0 | 30 | 319.68 | 0 | 5764 | 127.1246 | 37926 | 609 | 1 | 12651565.506 |  | Number of Peak Hours | 8113.7409 | 2560.0751 | 3.1693 | 0.0019834 | 3039.7554 | 13187.7264 | 3039.7554 | 13187.7264 | 0 | 13054572.4112
2003-12-01 | 13588149.2692 | 561.5 | 0 | 31 | 336.288 | 0 | 5782 | 127.272 | 37956 | 609.2 | 0 | 13642885.7565 |  | CDM Activity | -1.9602 | 0.68309 | -2.8696 | 0.0049374 | -3.3141 | -0.60633 | -3.3141 | -0.60633 | 0 | 13588149.2692
2004-01-01 | 15005906.9072 | 849.1 | 0 | 31 | 336.288 | 0 | 5787 | 127.5341 | 37987 | 605 | 0 | 14786281.5676 |  | Number of Customers - 3 Main Classes | 1170.6144 | 289.9928 | 4.0367 | 0.00010102 | 595.8582 | 1745.3707 | 595.8582 | 1745.3707 | 0 | 15005906.9072
2004-02-01 | 13600097.4324 | 631.7 | 0 | 29 | 320.16 | 0 | 5802 | 127.7968 | 38018 | 599.4 | 0 | 13431535.0055 | [10 empty] | 0 | 13600097.4324
2004-03-01 | 14047102.3668 | 487.3 | 0 | 31 | 368.28 | 0 | 5819 | 128.0601 | 38047 | 595.4 | 1 | 13652290.4269 | [10 empty] | 0 | 14047102.3668
2004-04-01 | 12488543.1064 | 331.5 | 0 | 30 | 336.24 | 0 | 5825 | 128.3238 | 38078 | 597.7 | 1 | 12592331.7952 | [10 empty] | 0 | 12488543.1064
2004-05-01 | 11867796.7756 | 158.9 | 8.6 | 31 | 319.92 | 0 | 5840 | 128.5882 | 38108 | 605.6 | 1 | 12075743.5629 | [10 empty] | 0 | 11867796.7756
2004-06-01 | 12302878.0228 | 44.2 | 31.6 | 30 | 352.08 | 0 | 5851 | 128.853 | 38139 | 615.4 | 0 | 11946253.7712 | [10 empty] | 0 | 12302878.0228
2004-07-01 | 12671087.5916 | 3.6 | 86.4 | 31 | 336.288 | 0 | 5883 | 129.1184 | 38169 | 623.8 | 0 | 12460347.8841 | [10 empty] | 0 | 12671087.5916
2004-08-01 | 12462921.7132 | 12.8 | 59.6 | 31 | 336.288 | 0 | 5885 | 129.3844 | 38200 | 625.7 | 0 | 12218084.4923 | [10 empty] | 0 | 12462921.7132
2004-09-01 | 12376299.232 | 30 | 41.2 | 30 | 336.24 | 0 | 5898 | 129.6509 | 38231 | 626.7 | 1 | 11917240.1383 | [10 empty] | 0 | 12376299.232
2004-10-01 | 12676725.6852 | 226.3 | 1.5 | 31 | 319.92 | 0 | 5910 | 129.918 | 38261 | 625.1 | 1 | 12349831.1697 | [10 empty] | 0 | 12676725.6852
2004-11-01 | 13092336.3552 | 379.1 | 0 | 30 | 352.08 | 0 | 5926 | 130.1856 | 38292 | 625.2 | 1 | 13027357.5347 | [10 empty] | 0 | 13092336.3552
2004-12-01 | 14081851.4916 | 643.4 | 0 | 31 | 336.288 | 0 | 5956 | 130.4538 | 38322 | 628.4 | 0 | 14170511.3011 | [10 empty] | 0 | 14081851.4916
2005-01-01 | 15095803.6584 | 770 | 0 | 31 | 319.92 | 0 | 5958 | 130.7437 | 38353 | 629.5 | 0 | 14540787.1208 | [10 empty] | 0 | 15095803.6584
2005-02-01 | 12727705.3808 | 616.4 | 0 | 28 | 319.872 | 0 | 5961 | 131.0343 | 38384 | 630.9 | 0 | 13364026.7815 | [10 empty] | 0 | 12727705.3808
2005-03-01 | 14322671.208 | 608.6 | 0 | 31 | 351.912 | 0 | 5967 | 131.3255 | 38412 | 628.1 | 1 | 14172512.8941 | [10 empty] | 0 | 14322671.208
2005-04-01 | 12156872.5724 | 306.8 | 0 | 30 | 336.24 | 0 | 5973 | 131.6174 | 38443 | 631.3 | 1 | 12667886.9555 | [10 empty] | 0 | 12156872.5724
2005-05-01 | 11666872.6776 | 189.4 | 0.8 | 31 | 336.288 | 0 | 5981 | 131.91 | 38473 | 638.6 | 1 | 12412460.7558 | [10 empty] | 0 | 11666872.6776
2005-06-01 | 13505238.1164 | 8.9 | 146.3 | 30 | 352.08 | 0 | 5991 | 132.2031 | 38504 | 648.1 | 0 | 13173127.4118 | [10 empty] | 0 | 13505238.1164
2005-07-01 | 13589817.2976 | 0 | 188.7 | 31 | 319.92 | 0 | 5995 | 132.497 | 38534 | 653.1 | 0 | 13517009.6097 | [10 empty] | 0 | 13589817.2976
2005-08-01 | 13369748.1028 | 0.2 | 140.7 | 31 | 351.912 | 0 | 6003 | 132.7915 | 38565 | 655.6 | 0 | 13283468.7442 | [10 empty] | 0 | 13369748.1028
2005-09-01 | 12041003.474 | 22.6 | 52.1 | 30 | 336.24 | 0 | 6015 | 133.0866 | 38596 | 652.2 | 1 | 12139217.4493 | [10 empty] | 0 | 12041003.474
2005-10-01 | 13069831.8056 | 220.2 | 7.6 | 31 | 319.92 | 0 | 6031 | 133.3824 | 38626 | 649.8 | 1 | 12531305.6577 | [10 empty] | 0 | 13069831.8056
2005-11-01 | 13568720.646 | 388.4 | 0 | 30 | 352.08 | 0 | 6035 | 133.6789 | 38657 | 643.8 | 1 | 13191738.7494 | [10 empty] | 0 | 13568720.646
2005-12-01 | 14296115.9496 | 665.3 | 0 | 31 | 319.92 | 0 | 6042 | 133.976 | 38687 | 644.6 | 0 | 14224999.3853 | [10 empty] | 0 | 14296115.9496
2006-01-01 | 14448335.718 | 551.8 | 0 | 31 | 336.288 | 5336.8963 | 6041 | 134.252 | 38718 | 643.6 | 0 | 13897247.1748 | [10 empty] | 0 | 14448335.718
2006-02-01 | 13369252.2196 | 604.3 | 0 | 28 | 319.872 | 10673.7926 | 6050 | 134.5285 | 38749 | 642.9 | 0 | 13399429.6719 | [10 empty] | 0 | 13369252.2196
2006-03-01 | 14192626.4572 | 516.6 | 0 | 31 | 368.28 | 16010.6888 | 6052 | 134.8056 | 38777 | 641 | 1 | 14009549.6306 | [10 empty] | 0 | 14192626.4572
2006-04-01 | 12146461.2388 | 293.3 | 0 | 30 | 303.84 | 21347.5851 | 6062 | 135.0833 | 38808 | 643.6 | 1 | 12413944.4987 | [10 empty] | 0 | 12146461.2388
2006-05-01 | 12284198.8804 | 136.9 | 26 | 31 | 351.912 | 26684.4814 | 6068 | 135.3615 | 38838 | 652.3 | 1 | 12645331.1163 | [10 empty] | 0 | 12284198.8804
2006-06-01 | 12691476.2664 | 19.5 | 73.6 | 30 | 352.08 | 32021.3777 | 6080 | 135.6404 | 38869 | 660 | 0 | 12494223.1948 | [10 empty] | 0 | 12691476.2664
2006-07-01 | 13465774.5408 | 0 | 167.3 | 31 | 319.92 | 37358.2739 | 6085 | 135.9198 | 38899 | 665.1 | 0 | 13324760.0824 | [10 empty] | 0 | 13465774.5408
2006-08-01 | 12433519.1856 | 4.2 | 101.6 | 31 | 351.912 | 42695.1702 | 6088 | 136.1997 | 38930 | 667.3 | 0 | 12905144.5416 | [10 empty] | 0 | 12433519.1856
2006-09-01 | 11807639.9028 | 80.9 | 12.9 | 30 | 319.68 | 48032.0665 | 6088 | 136.4803 | 38961 | 664.9 | 1 | 11815744.9757 | [10 empty] | 0 | 11807639.9028
2006-10-01 | 12740013.4772 | 288.3 | 1.1 | 31 | 336.288 | 53368.9628 | 6093 | 136.7614 | 38991 | 667 | 1 | 12833280.011 | [10 empty] | 0 | 12740013.4772
2006-11-01 | 13281120.4816 | 382.2 | 0 | 30 | 352.08 | 58705.8591 | 6121 | 137.0431 | 39022 | 666.2 | 1 | 13152813.7495 | [10 empty] | 0 | 13281120.4816
2006-12-01 | 13405779.6096 | 500.5 | 0 | 31 | 304.296 | 64042.7553 | 6120 | 137.3254 | 39052 | 667.7 | 0 | 13412169.2871 | [10 empty] | 0 | 13405779.6096
2007-01-01 | 14641113.9892 | 647.1 | 0 | 31 | 351.912 | 78567.6863 | 6127 | 137.5859 | 39083 | 662.2 | 0 | 14358081.9506 | [10 empty] | 0 | 14641113.9892
2007-02-01 | 13805623.3768 | 740.1 | 0 | 28 | 319.872 | 93092.6173 | 6133 | 137.8468 | 39114 | 656.8 | 0 | 13872162.597 | [10 empty] | 0 | 13805623.3768
2007-03-01 | 14017925.7992 | 546.7 | 0 | 31 | 351.912 | 107617.5483 | 6151 | 138.1083 | 39142 | 652.2 | 1 | 13932121.6796 | [10 empty] | 0 | 14017925.7992
2007-04-01 | 12545102.378 | 356.4 | 0 | 30 | 319.68 | 122142.4792 | 6154 | 138.3703 | 39173 | 647.4 | 1 | 12702163.9833 | [10 empty] | 0 | 12545102.378
2007-05-01 | 11947966.208 | 136.4 | 22.4 | 31 | 351.912 | 136667.4102 | 6158 | 138.6327 | 39203 | 646.9 | 1 | 12495375.2515 | [10 empty] | 0 | 11947966.208
2007-06-01 | 13001660.374 | 16.5 | 99.2 | 30 | 336.24 | 151192.3412 | 6174 | 138.8957 | 39234 | 652.3 | 0 | 12498686.4561 | [10 empty] | 0 | 13001660.374
2007-07-01 | 12605628.676 | 3.2 | 106.1 | 31 | 336.288 | 165717.2722 | 6177 | 139.1591 | 39264 | 659.9 | 0 | 12684639.0758 | [10 empty] | 0 | 12605628.676
2007-08-01 | 12671872.988 | 5.2 | 141 | 31 | 351.912 | 180242.2031 | 6183 | 139.4231 | 39295 | 662.1 | 0 | 13163791.1418 | [10 empty] | 0 | 12671872.988
2007-09-01 | 12246713.422 | 36.9 | 47.5 | 30 | 303.84 | 194767.1341 | 6194 | 139.6875 | 39326 | 660.7 | 1 | 11712420.9037 | [10 empty] | 0 | 12246713.422
2007-10-01 | 12905565.752 | 137.7 | 19.8 | 31 | 351.912 | 209292.0651 | 6191 | 139.9525 | 39356 | 662.5 | 1 | 12369528.2748 | [10 empty] | 0 | 12905565.752
2007-11-01 | 13217711.656 | 462.5 | 0 | 30 | 352.08 | 223816.9961 | 6195 | 140.2179 | 39387 | 666.7 | 1 | 13233399.1164 | [10 empty] | 0 | 13217711.656
2007-12-01 | 14047189.056 | 630.7 | 0 | 31 | 304.296 | 238341.927 | 6195 | 140.4839 | 39417 | 668.5 | 0 | 13673284.1182 | [10 empty] | 0 | 14047189.056
2008-01-01 | 15011871.316 | 623.5 | 0 | 31 | 352 | 229402.0423 | 6198 | 140.4252 | 39448 | 661.4 | 0 | 14052899.6654 | [10 empty] | 0 | 15011871.316
2008-02-01 | 13971626.544 | 674.7 | 0 | 29 | 320 | 220462.1575 | 6209 | 140.3666 | 39479 | 656.3 | 0 | 13644605.4211 | [10 empty] | 0 | 13971626.544
2008-03-01 | 14261173.686 | 610.2 | 0 | 31 | 304 | 211522.2728 | 6215 | 140.308 | 39508 | 647 | 1 | 13665782.9902 | [10 empty] | 0 | 14261173.686
2008-04-01 | 12643502.586 | 253.9 | 0 | 30 | 352 | 202582.3881 | 6214 | 140.2494 | 39539 | 647.2 | 1 | 12471541.2323 | [10 empty] | 0 | 12643502.586
2008-05-01 | 12164290.618 | 193.5 | 2.5 | 31 | 336 | 193642.5033 | 6225 | 140.1908 | 39569 | 648.8 | 1 | 12350217.4908 | [10 empty] | 0 | 12164290.618
2008-06-01 | 12984485.152 | 22.7 | 71.5 | 30 | 336 | 184702.6186 | 6227 | 140.1322 | 39600 | 656.8 | 0 | 12227188.1498 | [10 empty] | 0 | 12984485.152
2008-07-01 | 13519471.598 | 1 | 111 | 31 | 352 | 175762.7338 | 6235 | 140.0737 | 39630 | 663.6 | 0 | 12903000.7304 | [10 empty] | 0 | 13519471.598
2008-08-01 | 12700972.37 | 12.7 | 64 | 31 | 320 | 166822.8491 | 6244 | 140.0152 | 39661 | 666.6 | 0 | 12224910.6171 | [10 empty] | 0 | 12700972.37
2008-09-01 | 12971249.196 | 59 | 26.7 | 30 | 336 | 157882.9644 | 6245 | 139.9567 | 39692 | 669.7 | 1 | 11974688.0001 | [10 empty] | 0 | 12971249.196
2008-10-01 | 13122178.284 | 278.6 | 0 | 31 | 352 | 148943.0796 | 6260 | 139.8983 | 39722 | 673 | 1 | 12919012.0109 | [10 empty] | 0 | 13122178.284
2008-11-01 | 13520664.026 | 451.6 | 0 | 30 | 304 | 140003.1949 | 6265 | 139.8399 | 39753 | 676.9 | 1 | 13046412.2684 | [10 empty] | 0 | 13520664.026
2008-12-01 | 14255916.176 | 654.6 | 0 | 31 | 336 | 131063.3101 | 6271 | 139.7815 | 39783 | 673.6 | 0 | 14324307.5611 | [10 empty] | 0 | 14255916.176
2009-01-01 | 14975469.714 | 830.2 | 0 | 31 | 336 | 143659.2537 | 6275 | 139.3791 | 39814 | 662.3 | 0 | 14998849.2342 | [10 empty] | 0 | 14975469.714
2009-02-01 | 13170978.806 | 606.4 | 0 | 28 | 304 | 156255.1973 | 6281 | 138.9779 | 39845 | 649.3 | 0 | 13263998.282 | [10 empty] | 0 | 13170978.806
2009-03-01 | 13812792.328 | 533.8 | 0 | 31 | 352 | 168851.1409 | 6282 | 138.5779 | 39873 | 636.3 | 1 | 13915133.0104 | [10 empty] | 0 | 13812792.328
2009-04-01 | 12422992.62 | 305.8 | 1.2 | 30 | 320 | 181447.0845 | 6284 | 138.179 | 39904 | 632.2 | 1 | 12553135.4647 | [10 empty] | 0 | 12422992.62
2009-05-01 | 11568813.37 | 158.8 | 6.9 | 31 | 320 | 194043.0281 | 6286 | 137.7812 | 39934 | 631.7 | 1 | 12199904.52 | [10 empty] | 0 | 11568813.37
2009-06-01 | 12161991.47 | 49.3 | 34.2 | 30 | 352 | 206638.9717 | 6291 | 137.3846 | 39965 | 642.7 | 0 | 12103054.6025 | [10 empty] | 0 | 12161991.47
2009-07-01 | 11870356.158 | 6.2 | 43.7 | 31 | 352 | 219234.9153 | 6302 | 136.9892 | 39995 | 650 | 0 | 12211156.6392 | [10 empty] | 0 | 11870356.158
2009-08-01 | 12313749.944 | 9.8 | 91 | 31 | 320 | 231830.8589 | 6305 | 136.5949 | 40026 | 655.3 | 0 | 12440509.5715 | [10 empty] | 0 | 12313749.944
2009-09-01 | 12142523.694 | 55.2 | 20.9 | 30 | 336 | 244426.8025 | 6314 | 136.2017 | 40057 | 654.9 | 1 | 11809975.3648 | [10 empty] | 0 | 12142523.694
2009-10-01 | 12538315.326 | 287.8 | 0 | 31 | 336 | 257022.7461 | 6323 | 135.8096 | 40087 | 656.6 | 1 | 12687472.2009 | [10 empty] | 0 | 12538315.326
2009-11-01 | 12724780.878 | 361.2 | 0 | 30 | 320 | 269618.6897 | 6327 | 135.4187 | 40118 | 654.8 | 1 | 12637179.7521 | [10 empty] | 0 | 12724780.878
2009-12-01 | 14406804.3 | 631.3 | 0 | 31 | 352 | 282214.6333 | 6329 | 135.0289 | 40148 | 652.3 | 0 | 14133578.4035 | [10 empty] | 0 | 14406804.3
2010-01-01 | 14420889.116 | 720 | 0 | 31 | 320 | 273285.77 | 6329 | 135.329 | 40179 | 646 | 0 | 14242275.6559 | [10 empty] | 0 | 14420889.116
2010-02-01 | 12830985.026 | 598.3 | 0 | 28 | 304 | 264356.9067 | 6340 | 135.6298 | 40210 | 642.3 | 0 | 13089126.0626 | [10 empty] | 0 | 12830985.026
2010-03-01 | 13447986.706 | 422.8 | 0 | 31 | 368 | 255428.0434 | 6347 | 135.9313 | 40238 | 639.5 | 1 | 13512297.3628 | [10 empty] | 0 | 13447986.706
2010-04-01 | 11680183.818 | 225.1 | 0 | 30 | 320 | 246499.1802 | 6351 | 136.2334 | 40269 | 643.8 | 1 | 12172277.6782 | [10 empty] | 0 | 11680183.818
2010-05-01 | 12024636.948 | 107.9 | 45.7 | 31 | 320 | 237570.3169 | 6356 | 136.5362 | 40299 | 653.4 | 1 | 12402012.2388 | [10 empty] | 0 | 12024636.948
2010-06-01 | 12572885.992 | 21.7 | 58.7 | 30 | 352 | 228641.4536 | 6357 | 136.8396 | 40330 | 668.5 | 0 | 12284898.0694 | [10 empty] | 0 | 12572885.992
2010-07-01 | 13574189.908 | 1.8 | 164.9 | 31 | 336 | 219712.5903 | 6362 | 137.1438 | 40360 | 680.1 | 0 | 13403994.9053 | [10 empty] | 0 | 13574189.908
2010-08-01 | 13146533.404 | 2.1 | 138.8 | 31 | 336 | 210783.727 | 6364 | 137.4486 | 40391 | 683.1 | 0 | 13151371.0951 | [10 empty] | 0 | 13146533.404
2010-09-01 | 12371095.174 | 78.1 | 31.5 | 30 | 336 | 201854.8637 | 6364 | 137.7541 | 40422 | 677.1 | 1 | 12153670.8503 | [10 empty] | 0 | 12371095.174
2010-10-01 | 12574419.986 | 241.6 | 0 | 31 | 320 | 192926.0005 | 6423 | 138.0603 | 40452 | 670.2 | 1 | 12617621.3909 | [10 empty] | 0 | 12574419.986
2010-11-01 | 13305320.658 | 405.3 | 0 | 30 | 336 | 183997.1372 | 6426 | 138.3671 | 40483 | 668.1 | 1 | 13225153.9917 | [10 empty] | 0 | 13305320.658
2010-12-01 | 13783365.312 | 676.2 | 0 | 31 | 368 | 175068.2739 | 6426 | 138.6747 | 40513 | 666.9 | 0 | 14764568.4996 | [10 empty] | 0 | 13783365.312
2011-01-01 | 14537467.292 | 775.3 | 0 | 31 | 336 | 192639.5195 | 6429 | 139.0392 | 40544 | 663.9 | 0 | 14865967.2407 | [10 empty] | 0 | 14537467.292
2011-02-01 | 12979100.904 | 654.2 | 0 | 28 | 304 | 210210.7652 | 6431 | 139.4046 | 40575 | 666.1 | 0 | 13522890.021 | [10 empty] | 0 | 12979100.904
2011-03-01 | 13668924.3 | 572.8 | 0 | 31 | 368 | 227782.0108 | 6440 | 139.771 | 40603 | 671.2 | 1 | 14268650.3569 | [10 empty] | 0 | 13668924.3
2011-04-01 | 11899533.264 | 332.3 | 0 | 30 | 320 | 245353.2565 | 6444 | 140.1384 | 40634 | 679.9 | 1 | 12707398.6427 | [10 empty] | 0 | 11899533.264
2011-05-01 | 11597436.968 | 134.1 | 13 | 31 | 336 | 262924.5021 | 6446 | 140.5067 | 40664 | 685.8 | 1 | 12348263.1256 | [10 empty] | 0 | 11597436.968
2011-06-01 | 12188401.724 | 19 | 52.2 | 30 | 352 | 280495.7477 | 6449 | 140.876 | 40695 | 697.1 | 0 | 12212119.3327 | [10 empty] | 0 | 12188401.724
2011-07-01 | 13514283.678 | 0 | 198.5 | 31 | 320 | 298066.9934 | 6448 | 141.2463 | 40725 | 707.5 | 0 | 13566428.4885 | [10 empty] | 0 | 13514283.678
2011-08-01 | 12758371.23 | 0 | 122.2 | 31 | 352 | 315638.239 | 6456 | 141.6175 | 40756 | 708.3 | 0 | 13000997.8109 | [10 empty] | 0 | 12758371.23
2011-09-01 | 12135631.416 | 48.2 | 39.7 | 30 | 336 | 333209.4847 | 6460 | 141.9897 | 40787 | 700.8 | 1 | 11976281.2395 | [10 empty] | 0 | 12135631.416
2011-10-01 | 12451657.964 | 235.5 | 2.4 | 31 | 320 | 350780.7303 | 6462 | 142.3629 | 40817 | 693.6 | 1 | 12354885.3607 | [10 empty] | 0 | 12451657.964
2011-11-01 | 12725678.3 | 342.1 | 0 | 30 | 352 | 368351.9759 | 6461 | 142.7371 | 40848 | 690.2 | 1 | 12784599.0329 | [10 empty] | 0 | 12725678.3
2011-12-01 | 13424111.544 | 534 | 0 | 31 | 336 | 385923.2216 | 6464 | 143.1123 | 40878 | 690.4 | 0 | 13573652.1261 | [10 empty] | 0 | 13424111.544
2012-01-01 |  | 731.2778 | 0 | 31 | 336 | 370557.4355 | 6481.3053 | 143.49 | 40909 |  |  | 14404321.6627
2012-02-01 |  | 647.2333 | 0 | 29 | 320 | 355191.6493 | 6498.6106 | 143.87 | 40940 |  |  | 13610892.7562
2012-03-01 |  | 542.2111 | 0 | 31 | 352 | 339825.8632 | 6515.9159 | 144.24 | 40969 |  |  | 13887082.7418
2012-04-01 |  | 308.6222 | 0.4 | 30 | 320 | 324460.0771 | 6533.2212 | 144.62 | 41000 |  |  | 12567318.7272
2012-05-01 |  | 162.13 | 13.37 | 31 | 352 | 309094.291 | 6550.5265 | 145 | 41030 |  |  | 12624687.6792
2012-06-01 |  | 28.14 | 69.02 | 30 | 336 | 293728.5049 | 6567.8318 | 145.38 | 41061 |  |  | 12407973.0956
2012-07-01 |  | 1.6 | 137.73 | 31 | 336 | 278362.7188 | 6575.3397 | 145.77 | 41091 |  |  | 13253103.854
2012-08-01 |  | 4.92 | 112.96 | 31 | 352 | 262996.9327 | 6582.8475 | 146.15 | 41122 |  |  | 13175254.8935
2012-09-01 |  | 48.76 | 38.41 | 30 | 304 | 247631.1465 | 6590.3553 | 146.53 | 41153 |  |  | 12025677.2718
2012-10-01 |  | 248.42 | 4.24 | 31 | 352 | 232265.3604 | 6597.8632 | 146.92 | 41183 |  |  | 13076276.3623
2012-11-01 |  | 401.59 | 0 | 30 | 352 | 216899.5743 | 6605.371 | 147.3 | 41214 |  |  | 13485778.7679
2012-12-01 |  | 611.69 | 0 | 31 | 304 | 201533.7882 | 6612.8789 | 147.69 | 41244 |  |  | 14157018.5073
2013-01-01 |  | 731.2778 | 0 | 31 | 352 | 214380.3487 | 6620.3867 | 147.88 | 41275 |  |  | 15003089.9673
2013-02-01 |  | 647.2333 | 0 | 28 | 304 | 227226.9091 | 6627.8945 | 148.08 | 41306 |  |  | 13692467.3991
2013-03-01 |  | 542.2111 | 0 | 31 | 320 | 240073.4696 | 6635.4024 | 148.27 | 41334 |  |  | 13962849.8877
2013-04-01 |  | 308.6222 | 0.4 | 30 | 352 | 252920.0301 | 6642.9102 | 148.46 | 41365 |  |  | 13095594.4915
2013-05-01 |  | 162.13 | 13.37 | 31 | 352 | 265766.5906 | 6650.418 | 148.65 | 41395 |  |  | 12826552.937
2013-06-01 |  | 28.14 | 69.02 | 30 | 320 | 278613.151 | 6657.9259 | 148.85 | 41426 |  |  | 12413247.7011
2013-07-01 |  | 1.6 | 137.73 | 31 | 352 | 291459.7115 | 6665.4337 | 149.04 | 41456 |  |  | 13462716.4267
2013-08-01 |  | 4.92 | 112.96 | 31 | 336 | 304306.272 | 6672.9416 | 149.23 | 41487 |  |  | 13069926.0168
2013-09-01 |  | 48.76 | 38.41 | 30 | 320 | 317152.8325 | 6680.4494 | 149.42 | 41518 |  |  | 12124686.3622
2013-10-01 |  | 248.42 | 4.24 | 31 | 352 | 329999.3929 | 6687.9572 | 149.62 | 41548 |  |  | 12990163.8574
2013-11-01 |  | 401.59 | 0 | 30 | 336 | 342845.9534 | 6695.4651 | 149.81 | 41579 |  |  | 13214544.6678
2013-12-01 |  | 611.69 | 0 | 31 | 320 | 355692.5139 | 6702.9729 | 150 | 41609 |  |  | 14090122.3742
|  |  | Weather Normal | [8 empty] | 1824616813.0743
2002 | 100891446.4219 | [10 empty] | 100615986.246 | -275460.1759 | -0.273%
2003 | 150182993.5568 | [10 empty] | 153573922.0095 | 3390928.4527 | 2.258%
2004 | 156673546.68 | [10 empty] | 154627808.6497 | -2045738.0303 | -1.306%
2005 | 159410400.8892 | [10 empty] | 159218541.5152 | -191859.374 | -0.1204%
2006 | 156266197.978 | [10 empty] | 156303637.9344 | 37439.9564 | 0.02396%
2007 | 157654073.6752 | [10 empty] | 156695654.5487 | -958419.1265 | -0.6079%
2008 | 161127401.552 | [10 empty] | 155804566.1377 | -5322835.4142 | -3.303%
2009 | 154109568.608 | [10 empty] | 154953947.0457 | 844378.4377 | 0.5479%
2010 | 155732492.048 | [10 empty] | 157019267.8007 | 1286775.7527 | 0.8263%
2011 | 153880598.584 | [10 empty] | 157182132.7783 | 3301534.1943 | 2.146%
2012 | [11 empty] | 158675386.3194
2013 | [11 empty] | 159945962.0889
Total to 2011 | 1505928719.9931 | [10 empty] | 1505995464.666 | 66744.6729
[12 empty] | 1824616813.0743 | 0
Check totals above sould be zero

## Residential
Not used
| Consumed | Heating Degree Days | Cooling Degree Days | Spring Fall Flag | Number of Days in Month | Employment | CDM Activity | Trend | Number of Customers | Number of Peak Hours | Ontario Real GDP Monthly % | Predicted Consumed |  | SUMMARY OUTPUT
2002-06-01 | 3316669.96 | 36.2 | 70 | 0 | 30 | 581.8 | 0 | 37408 | 4986 | 319.68 | 123.3112 | 3238589.2096
2002-07-01 | 3720830.13 | 0 | 192.4 | 0 | 31 | 584.7 | 0 | 37438 | 4986 | 351.912 | 123.6758 | 3801474.9302 |  | Regression Statistics
2002-08-01 | 3583553.63 | 0.2 | 142.7 | 0 | 31 | 586.6 | 0 | 37469 | 4986 | 336.288 | 124.0414 | 3607157.5777 |  | Multiple R | 90.66%
2002-09-01 | 3147453.49 | 21.8 | 87.6 | 1 | 30 | 583.2 | 0 | 37500 | 4986 | 319.68 | 124.4081 | 3072870.6587 |  | R Square | 82.19%
2002-10-01 | 3367699.59 | 292.2 | 10 | 1 | 31 | 582.9 | 0 | 37530 | 4986 | 351.912 | 124.7759 | 3363697.5935 |  | Adjusted R Square | 81.2%
2002-11-01 | 3664473.21 | 445 | 0 | 1 | 30 | 583.5 | 0 | 37561 | 4986 | 336.24 | 125.1448 | 3491129.7563 |  | Standard Error | 206103.1788
2002-12-01 | 4493717.26 | 619.4 | 0 | 0 | 31 | 591.8 | 0 | 37591 | 4986 | 319.92 | 125.5147 | 4181811.5798 |  | Observations | 115
2003-01-01 | 4493946.26 | 814.5 | 0 | 0 | 31 | 591.3 | 0 | 37622 | 5010 | 351.912 | 125.6602 | 4537047.121
2003-02-01 | 3927254.05 | 699 | 0 | 0 | 28 | 588.4 | 0 | 37653 | 5034 | 319.872 | 125.8059 | 3968500.1556 |  | ANOVA
2003-03-01 | 3853813.65 | 581.1 | 0 | 1 | 31 | 584.5 | 0 | 37681 | 5047 | 336.288 | 125.9518 | 3859675.0302 |  |  | df | SS | MS | F | Significance F
2003-04-01 | 3267426.84 | 372.5 | 2.4 | 1 | 30 | 587.8 | 0 | 37712 | 5059 | 336.24 | 126.0978 | 3388121.8501 |  | Regression | 6 | 2.1169e+13 | 3.5281e+12 | 83.056 | 3.6217e-38
2003-05-01 | 3015667.95 | 177.9 | 0 | 1 | 31 | 596.4 | 0 | 37742 | 5071 | 336.288 | 126.2439 | 3176167.8039 |  | Residual | 108 | 4.5877e+12 | 42478520318.2414
2003-06-01 | 3142966.53 | 43.4 | 52.9 | 0 | 30 | 601.7 | 0 | 37773 | 5082 | 336.24 | 126.3903 | 3274480.46 |  | Total | 114 | 2.5756e+13
2003-07-01 | 3423900.38 | 0.2 | 118.3 | 0 | 31 | 605.7 | 0 | 37803 | 5094 | 351.912 | 126.5368 | 3596229.7372
2003-08-01 | 3352307.5 | 2 | 128 | 0 | 31 | 607.6 | 0 | 37834 | 5106 | 319.92 | 126.6835 | 3648106.3752 |  |  | Coefficients | Standard Error | t Stat | P-value | Lower 95% | Upper 95%
2003-09-01 | 3052541.62 | 54.9 | 24 | 1 | 30 | 607.6 | 0 | 37865 | 5118 | 336.24 | 126.8304 | 2986765.5671 |  | Intercept | -3258906.7337 | 932301.1958 | -3.4956 | 0.00068749 | -5106889.4425 | -1410924.025
2003-10-01 | 3333446.74 | 276 | 0 | 1 | 31 | 609.5 | 0 | 37895 | 5126 | 351.912 | 126.9774 | 3416998.8508 |  | Heating Degree Days | 1832.7285 | 125.1641 | 14.6426 | 2.0988e-27 | 1584.6314 | 2080.8255
2003-11-01 | 3662975 | 398.5 | 0 | 1 | 30 | 609 | 0 | 37926 | 5149 | 319.68 | 127.1246 | 3524726.9478 |  | Cooling Degree Days | 4095.3136 | 718.547 | 5.6994 | 1.0545e-07 | 2671.0287 | 5519.5984
2003-12-01 | 4380910.73 | 561.5 | 0 | 0 | 31 | 609.2 | 0 | 37956 | 5163 | 336.288 | 127.272 | 4156773.1399 |  | Spring Fall Flag | -217928.1789 | 53765.4239 | -4.0533 | 9.5495e-05 | -324500.5765 | -111355.7814
2004-01-01 | 4591982.92 | 849.1 | 0 | 0 | 31 | 605 | 0 | 37987 | 5164 | 336.288 | 127.5341 | 4664295.652 |  | Number of Days in Month | 114451.3564 | 24898.3597 | 4.5967 | 1.1706e-05 | 65098.488 | 163804.2248
2004-02-01 | 4019927.73 | 631.7 | 0 | 0 | 29 | 599.4 | 0 | 38018 | 5181 | 320.16 | 127.7968 | 4010864.1686 |  | Employment | 4659.5712 | 930.5212 | 5.0075 | 2.1613e-06 | 2815.1167 | 6504.0257
2004-03-01 | 3940250.2 | 487.3 | 0 | 1 | 31 | 595.4 | 0 | 38047 | 5197 | 368.28 | 128.0601 | 3738554.4249 |  | CDM Activity | -0.86974 | 0.2503 | -3.4749 | 0.00073694 | -1.3659 | -0.37361
2004-04-01 | 2759925.54 | 331.5 | 0 | 1 | 30 | 597.7 | 0 | 38078 | 5203 | 336.24 | 128.3238 | 3349280.9848
2004-05-01 | 3239453.75 | 158.9 | 8.6 | 1 | 31 | 605.6 | 0 | 38108 | 5216 | 319.92 | 128.5882 | 3219433.7145 |  | Statistic
2004-06-01 | 3224219.17 | 44.2 | 31.6 | 0 | 30 | 615.4 | 0 | 38139 | 5226 | 352.08 | 128.853 | 3252552.5898 |  | R Square | 82.19%
2004-07-01 | 3519653.25 | 3.6 | 86.4 | 0 | 31 | 623.8 | 0 | 38169 | 5251 | 336.288 | 129.1184 | 3556158.7507 |  | Adjusted R Square | 81.2%
2004-08-01 | 3487720.46 | 12.8 | 59.6 | 0 | 31 | 625.7 | 0 | 38200 | 5254 | 336.288 | 129.3844 | 3472118.6348 |  | F Test | 83.056
2004-09-01 | 3297016.24 | 30 | 41.2 | 1 | 30 | 626.7 | 0 | 38231 | 5268 | 336.24 | 129.6509 | 3100567.8312 |  | Variable | Coefficient | T-stat
2004-10-01 | 3617219.03 | 226.3 | 1.5 | 1 | 31 | 625.1 | 0 | 38261 | 5280 | 319.92 | 129.918 | 3404744.5265 |  | Intercept | -3258906.7337 | -3.4956
2004-11-01 | 3893360.87 | 379.1 | 0 | 1 | 30 | 625.2 | 0 | 38292 | 5294 | 352.08 | 130.1856 | 3564657.0689 |  | Heating Degree Days | 1832.7285 | 14.6426
2004-12-01 | 4762808.94 | 643.4 | 0 | 0 | 31 | 628.4 | 0 | 38322 | 5319 | 336.288 | 130.4538 | 4396337.3698 |  | Cooling Degree Days | 4095.3136 | 5.6994
2005-01-01 | 4897512.12 | 770 | 0 | 0 | 31 | 629.5 | 0 | 38353 | 5321 | 319.92 | 130.7437 | 4633486.3238 |  | Spring Fall Flag | -217928.1789 | -4.0533
2005-02-01 | 4113977.37 | 616.4 | 0 | 0 | 28 | 630.9 | 0 | 38384 | 5325 | 319.872 | 131.0343 | 4015148.5596 |  | Number of Days in Month | 114451.3564 | 4.5967
2005-03-01 | 4150982.1 | 608.6 | 0 | 1 | 31 | 628.1 | 0 | 38412 | 5336 | 351.912 | 131.3255 | 4113232.3683 |  | Employment | 4659.5712 | 5.0075
2005-04-01 | 3433209.68 | 306.8 | 0 | 1 | 30 | 631.3 | 0 | 38443 | 5343 | 336.24 | 131.6174 | 3460574.1841 |  | CDM Activity | -0.86974 | -3.4749
2005-05-01 | 3331069.6 | 189.4 | 0.8 | 1 | 31 | 638.6 | 0 | 38473 | 5350 | 336.288 | 131.91 | 3397154.3375
2005-06-01 | 3830183.48 | 8.9 | 146.3 | 0 | 30 | 648.1 | 0 | 38504 | 5360 | 352.08 | 132.2031 | 3809957.7174
2005-07-01 | 4313821.82 | 0 | 188.7 | 0 | 31 | 653.1 | 0 | 38534 | 5364 | 319.92 | 132.497 | 4105036.941
2005-08-01 | 3828829.8 | 0.2 | 140.7 | 0 | 31 | 655.6 | 0 | 38565 | 5371 | 351.912 | 132.7915 | 3920477.3643
2005-09-01 | 3278506.76 | 22.6 | 52.1 | 1 | 30 | 652.2 | 0 | 38596 | 5385 | 336.24 | 133.0866 | 3250463.6241
2005-10-01 | 3525985.83 | 220.2 | 7.6 | 1 | 31 | 649.8 | 0 | 38626 | 5401 | 319.92 | 133.3824 | 3533637.7044
2005-11-01 | 3931823.92 | 388.4 | 0 | 1 | 30 | 643.8 | 0 | 38657 | 5404 | 352.08 | 133.6789 | 3668369.4683
2005-12-01 | 4676709.91 | 665.3 | 0 | 0 | 31 | 644.6 | 0 | 38687 | 5409 | 319.92 | 133.976 | 4511959.1771
2006-01-01 | 4505524.22 | 551.8 | 0 | 0 | 31 | 643.6 | 5336.8963 | 38718 | 5409 | 336.288 | 134.252 | 4294643.1989
2006-02-01 | 3984911.07 | 604.3 | 0 | 0 | 28 | 642.9 | 10673.7926 | 38749 | 5417 | 319.872 | 134.5285 | 4039603.9507
2006-03-01 | 4063856.93 | 516.6 | 0 | 1 | 31 | 641 | 16010.6888 | 38777 | 5418 | 368.28 | 134.8056 | 3990804.6434
2006-04-01 | 3409069.93 | 293.3 | 0 | 1 | 30 | 643.6 | 21347.5851 | 38808 | 5422 | 303.84 | 135.0833 | 3474578.1778
2006-05-01 | 3321485.2 | 136.9 | 26 | 1 | 31 | 652.3 | 26684.4814 | 38838 | 5429 | 351.912 | 135.3615 | 3444765.4972
2006-06-01 | 3566259.56 | 19.5 | 73.6 | 0 | 30 | 660 | 32021.3777 | 38869 | 5430 | 352.08 | 135.6404 | 3559253.8951
2006-07-01 | 4152499.23 | 0 | 167.3 | 0 | 31 | 665.1 | 37358.2739 | 38899 | 5434 | 319.92 | 135.9198 | 4040820.0147
2006-08-01 | 3749698.25 | 4.2 | 101.6 | 0 | 31 | 667.3 | 42695.1702 | 38930 | 5437 | 351.912 | 136.1997 | 3785064.7062
2006-09-01 | 3274116.91 | 80.9 | 12.9 | 1 | 30 | 664.9 | 48032.0665 | 38961 | 5436 | 319.68 | 136.4803 | 3214176.438
2006-10-01 | 3654905.84 | 288.3 | 1.1 | 1 | 31 | 667 | 53368.9628 | 38991 | 5439 | 336.288 | 136.7614 | 3665554.3567
2006-11-01 | 3751993.3 | 382.2 | 0 | 1 | 30 | 666.2 | 58705.8591 | 39022 | 5467 | 352.08 | 137.0431 | 3710321.9784
2006-12-01 | 4253029.32 | 500.5 | 0 | 0 | 31 | 667.7 | 64042.7553 | 39052 | 5466 | 304.296 | 137.3254 | 4261860.9255
2007-01-01 | 4461680.57 | 647.1 | 0 | 0 | 31 | 662.2 | 78567.6863 | 39083 | 5472 | 351.912 | 137.5859 | 4492278.3324
2007-02-01 | 4107604.27 | 740.1 | 0 | 0 | 28 | 656.8 | 93092.6173 | 39114 | 5477 | 319.872 | 137.8468 | 4281573.3806
2007-03-01 | 3298119.67 | 546.7 | 0 | 1 | 31 | 652.2 | 107617.5483 | 39142 | 5472 | 351.912 | 138.1083 | 4018482.6082
2007-04-01 | 3300103.27 | 356.4 | 0 | 1 | 30 | 647.4 | 122142.4792 | 39173 | 5477 | 319.68 | 138.3703 | 3520264.1332
2007-05-01 | 3160123.4 | 136.4 | 22.4 | 1 | 31 | 646.9 | 136667.4102 | 39203 | 5480 | 351.912 | 138.6327 | 3308287.5149
2007-06-01 | 3284748.86 | 16.5 | 99.2 | 0 | 30 | 652.3 | 151192.3412 | 39234 | 5492 | 336.24 | 138.8957 | 3519069.011
2007-07-01 | 3613206.49 | 3.2 | 106.1 | 0 | 31 | 659.9 | 165717.2722 | 39264 | 5495 | 336.288 | 139.1591 | 3660182.5366
2007-08-01 | 3612524.97 | 5.2 | 141 | 0 | 31 | 662.1 | 180242.2031 | 39295 | 5501 | 351.912 | 139.4231 | 3804392.5464
2007-09-01 | 3205957.77 | 36.9 | 47.5 | 1 | 30 | 660.7 | 194767.1341 | 39326 | 5510 | 303.84 | 139.6875 | 3128042.3403
2007-10-01 | 3342156.14 | 137.7 | 19.8 | 1 | 31 | 662.5 | 209292.0651 | 39356 | 5510 | 351.912 | 139.9525 | 3309546.8236
2007-11-01 | 3728702.87 | 462.5 | 0 | 1 | 30 | 666.7 | 223816.9961 | 39387 | 5513 | 352.08 | 140.2179 | 3716215.722
2007-12-01 | 4422402.16 | 630.7 | 0 | 0 | 31 | 668.5 | 238341.927 | 39417 | 5510 | 304.296 | 140.4839 | 4352614.4693
2008-01-01 | 4418801.34 | 623.5 | 0 | 0 | 31 | 661.4 | 229402.0423 | 39448 | 5512 | 352 | 140.4252 | 4314111.2645
2008-02-01 | 4060650.67 | 674.7 | 0 | 0 | 29 | 656.3 | 220462.1575 | 39479 | 5522 | 320 | 140.3666 | 4163055.8326
2008-03-01 | 3984822.59 | 610.2 | 0 | 1 | 31 | 647 | 211522.2728 | 39508 | 5523 | 304 | 140.308 | 4020260.763
2008-04-01 | 3265381.5 | 253.9 | 0 | 1 | 30 | 647.2 | 202582.3881 | 39539 | 5524 | 352 | 140.2494 | 3261515.5588
2008-05-01 | 3136318.5 | 193.5 | 2.5 | 1 | 31 | 648.8 | 193642.5033 | 39569 | 5530 | 336 | 140.1908 | 3290739.1086
2008-06-01 | 3313927.88 | 22.7 | 71.5 | 0 | 30 | 656.8 | 184702.6186 | 39600 | 5530 | 336 | 140.1322 | 3408814.5071
2008-07-01 | 3645282.12 | 1 | 111 | 0 | 31 | 663.6 | 175762.7338 | 39630 | 5537 | 352 | 140.0737 | 3684721.0209
2008-08-01 | 3464222.41 | 12.7 | 64 | 0 | 31 | 666.6 | 166822.8491 | 39661 | 5545 | 320 | 140.0152 | 3535438.3167
2008-09-01 | 3176083.79 | 59 | 26.7 | 1 | 30 | 669.7 | 157882.9644 | 39692 | 5546 | 336 | 139.9567 | 3157378.9812
2008-10-01 | 3393414.05 | 278.6 | 0 | 1 | 31 | 673 | 148943.0796 | 39722 | 5556 | 352 | 139.8983 | 3588104.6211
2008-11-01 | 3815770.92 | 451.6 | 0 | 1 | 30 | 676.9 | 140003.1949 | 39753 | 5559 | 304 | 139.8399 | 3816663.0156
2008-12-01 | 4592449.76 | 654.6 | 0 | 0 | 31 | 673.6 | 131063.3101 | 39783 | 5562 | 336 | 139.7815 | 4513485.2435
2009-01-01 | 4659637.16 | 830.2 | 0 | 0 | 31 | 662.3 | 143659.2537 | 39814 | 5565 | 336 | 139.3791 | 4771703.9853
2009-02-01 | 3956936.76 | 606.4 | 0 | 0 | 28 | 649.3 | 156255.1973 | 39845 | 5575 | 304 | 138.9779 | 3946655.6313
2009-03-01 | 3902427.11 | 533.8 | 0 | 1 | 31 | 636.3 | 168851.1409 | 39873 | 5569 | 352 | 138.5779 | 3867495.7832
2009-04-01 | 3337530.47 | 305.8 | 1.2 | 1 | 30 | 632.2 | 181447.0845 | 39904 | 5572 | 320 | 138.179 | 3310037.2424
2009-05-01 | 3100139.5 | 158.8 | 6.9 | 1 | 31 | 631.7 | 194043.0281 | 39934 | 5573 | 320 | 137.7812 | 3165135.7888
2009-06-01 | 3144420.6 | 49.3 | 34.2 | 0 | 30 | 642.7 | 206638.9717 | 39965 | 5576 | 352 | 137.3846 | 3220030.9611
2009-07-01 | 3308524.3 | 6.2 | 43.7 | 0 | 31 | 650 | 219234.9153 | 39995 | 5584 | 352 | 136.9892 | 3317456.8436
2009-08-01 | 3579621.75 | 9.8 | 91 | 0 | 31 | 655.3 | 231830.8589 | 40026 | 5587 | 320 | 136.5949 | 3531503.4997
2009-09-01 | 3211319.99 | 55.2 | 20.9 | 1 | 30 | 654.9 | 244426.8025 | 40057 | 5593 | 336 | 136.2017 | 2982429.3041
2009-10-01 | 3499501.84 | 287.8 | 0 | 1 | 31 | 656.6 | 257022.7461 | 40087 | 5599 | 336 | 135.8096 | 3434547.2982
2009-11-01 | 3626244.78 | 361.2 | 0 | 1 | 30 | 654.8 | 269618.6897 | 40118 | 5602 | 320 | 135.4187 | 3435275.7593
2009-12-01 | 4449449.15 | 631.3 | 0 | 0 | 31 | 652.3 | 282214.6333 | 40148 | 5603 | 352 | 135.0289 | 4240071.1046
2010-01-01 | 4596118 | 720 | 0 | 0 | 31 | 646 | 273285.77 | 40179 | 5602 | 320 | 135.329 | 4381044.6323
2010-02-01 | 3846203.74 | 598.3 | 0 | 0 | 28 | 642.3 | 264356.9067 | 40210 | 5611 | 304 | 135.6298 | 3805172.9034
2010-03-01 | 3628771.3 | 422.8 | 0 | 1 | 31 | 639.5 | 255428.0434 | 40238 | 5615 | 368 | 135.9313 | 3603673.9558
2010-04-01 | 3154852.32 | 225.1 | 0 | 1 | 30 | 643.8 | 246499.1802 | 40269 | 5620 | 320 | 136.2334 | 3154694.1449
2010-05-01 | 3343667.34 | 107.9 | 45.7 | 1 | 31 | 653.4 | 237570.3169 | 40299 | 5626 | 320 | 136.5362 | 3294003.2463
2010-06-01 | 3527873.7 | 21.7 | 58.7 | 0 | 30 | 668.5 | 228641.4536 | 40330 | 5627 | 352 | 136.8396 | 3370863.2852
2010-07-01 | 4107658.89 | 1.8 | 164.9 | 0 | 31 | 680.1 | 219712.5903 | 40360 | 5631 | 336 | 137.1438 | 3945582.4802
2010-08-01 | 3873689.46 | 2.1 | 138.8 | 0 | 31 | 683.1 | 210783.727 | 40391 | 5631 | 336 | 137.4486 | 3860989.1387
2010-09-01 | 3278202.85 | 78.1 | 31.5 | 1 | 30 | 677.1 | 201854.8637 | 40422 | 5632 | 336 | 137.7541 | 3208278.2065
2010-10-01 | 3342942.3 | 241.6 | 0 | 1 | 31 | 670.2 | 192926.0005 | 40452 | 5690 | 320 | 138.0603 | 3468993.0614
2010-11-01 | 3769609.06 | 405.3 | 0 | 1 | 30 | 668.1 | 183997.1372 | 40483 | 5691 | 336 | 138.3671 | 3652540.0679
2010-12-01 | 4623708.26 | 676.2 | 0 | 0 | 31 | 666.9 | 175068.2739 | 40513 | 5692 | 368 | 138.6747 | 4483580.0735
2011-01-01 | 3304789.19 | 775.3 | 0 | 0 | 31 | 663.9 | 192639.5195 | 40544 | 5693 | 336 | 139.0392 | 4635942.2969
2011-02-01 | 3976280.14 | 654.2 | 0 | 0 | 28 | 666.1 | 210210.7652 | 40575 | 5695 | 304 | 139.4046 | 4065613.4097
2011-03-01 | 3985206.75 | 572.8 | 0 | 1 | 31 | 671.2 | 227782.0108 | 40603 | 5703 | 368 | 139.771 | 4050336.5593
2011-04-01 | 3446412.59 | 332.3 | 0 | 1 | 30 | 679.9 | 245353.2565 | 40634 | 5707 | 320 | 140.1384 | 3520369.8172
2011-05-01 | 3265390.87 | 134.1 | 13 | 1 | 31 | 685.8 | 262924.5021 | 40664 | 5708 | 336 | 140.5067 | 3337022.4794
2011-06-01 | 3305774.35 | 19 | 52.2 | 0 | 30 | 697.1 | 280495.7477 | 40695 | 5711 | 352 | 140.876 | 3427459.2442
2011-07-01 | 4396831.2 | 0 | 198.5 | 0 | 31 | 707.5 | 298066.9934 | 40725 | 5710 | 320 | 141.2463 | 4139410.2172
2011-08-01 | 3783202.83 | 0 | 122.2 | 0 | 31 | 708.3 | 315638.239 | 40756 | 5716 | 352 | 141.6175 | 3815382.9947
2011-09-01 | 3265013.1 | 48.2 | 39.7 | 1 | 30 | 700.8 | 333209.4847 | 40787 | 5718 | 336 | 141.9897 | 3183248.3645
2011-10-01 | 3483584.13 | 235.5 | 2.4 | 1 | 31 | 693.6 | 350780.7303 | 40817 | 5720 | 320 | 142.3629 | 3439383.2018
2011-11-01 | 3615837.32 | 342.1 | 0 | 1 | 30 | 690.2 | 368351.9759 | 40848 | 5722 | 352 | 142.7371 | 3479346.9513
2011-12-01 | 4423539.9 | 534 | 0 | 0 | 31 | 690.4 | 385923.2216 | 40878 | 5725 | 336 | 143.1123 | 4149076.541
2012-01-01 |  | 731.2778 | 0 | 0 | 31 | 689.986 | 370557.4355 | 40909 | 0 | 336 | 143.49 | 4522068.3334
2012-02-01 |  | 647.2333 | 0 | 0 | 29 | 690.7781 | 355191.6493 | 40940 | 0 | 320 | 143.87 | 4156190.0817
2012-03-01 |  | 542.2111 | 0 | 1 | 31 | 691.5702 | 339825.8632 | 40969 | 0 | 352 | 144.24 | 3991742.5059
2012-04-01 |  | 308.6222 | 0.4 | 1 | 30 | 692.3623 | 324460.0771 | 41000 | 0 | 320 | 144.62 | 3467879.3735
2012-05-01 |  | 154.8667 | 13.9889 | 1 | 31 | 693.1544 | 309094.291 | 41030 | 0 | 352 | 145 | 3373244.413
2012-06-01 |  | 28.14 | 69.02 | 0 | 30 | 693.9465 | 293728.5049 | 41061 | 0 | 336 | 145.38 | 3486890.4275
2012-07-01 |  | 1.6 | 137.73 | 0 | 31 | 694.7386 | 278362.7188 | 41091 | 0 | 336 | 145.77 | 3851145.2724
2012-08-01 |  | 4.92 | 112.96 | 0 | 31 | 695.5307 | 262996.9327 | 41122 | 0 | 352 | 146.15 | 3772844.1224
2012-09-01 |  | 48.76 | 38.41 | 1 | 30 | 696.3228 | 247631.1465 | 41153 | 0 | 304 | 146.53 | 3232560.8866
2012-10-01 |  | 248.42 | 4.24 | 1 | 31 | 697.1149 | 232265.3604 | 41183 | 0 | 352 | 146.92 | 3590053.0557
2012-11-01 |  | 401.59 | 0 | 1 | 30 | 697.907 | 216899.5743 | 41214 | 0 | 352 | 147.3 | 3756011.6995
2012-12-01 |  | 611.69 | 0 | 0 | 31 | 698.6991 | 201533.7882 | 41244 | 0 | 304 | 147.69 | 4490502.597
2013-01-01 |  | 731.2778 | 0 | 0 | 31 | 699.4912 | 214380.3487 | 41275 | 0 | 352 | 147.88 | 4702192.1605
2013-02-01 |  | 647.2333 | 0 | 0 | 28 | 700.2833 | 227226.9091 | 41306 | 0 | 304 | 148.08 | 4197325.0813
2013-03-01 |  | 542.2111 | 0 | 1 | 31 | 701.0754 | 240073.4696 | 41334 | 0 | 320 | 148.27 | 4122791.3909
2013-04-01 |  | 308.6222 | 0.4 | 1 | 30 | 701.8675 | 252920.0301 | 41365 | 0 | 352 | 148.46 | 3574390.7874
2013-05-01 |  | 154.8667 | 13.9889 | 1 | 31 | 702.6596 | 265766.5906 | 41395 | 0 | 352 | 148.65 | 3455218.356
2013-06-01 |  | 28.14 | 69.02 | 0 | 30 | 703.4517 | 278613.151 | 41426 | 0 | 320 | 148.85 | 3544326.8994
2013-07-01 |  | 1.6 | 137.73 | 0 | 31 | 704.2437 | 291459.7115 | 41456 | 0 | 352 | 149.04 | 3884044.2732
2013-08-01 |  | 4.92 | 112.96 | 0 | 31 | 705.0358 | 304306.272 | 41487 | 0 | 336 | 149.23 | 3781205.6522
2013-09-01 |  | 48.76 | 38.41 | 1 | 30 | 705.8279 | 317152.8325 | 41518 | 0 | 320 | 149.42 | 3216384.9453
2013-10-01 |  | 248.42 | 4.24 | 1 | 31 | 706.62 | 329999.3929 | 41548 | 0 | 352 | 149.62 | 3549339.6434
2013-11-01 |  | 401.59 | 0 | 1 | 30 | 707.4121 | 342845.9534 | 41579 | 0 | 336 | 149.81 | 3690760.8162
2013-12-01 |  | 611.69 | 0 | 0 | 31 | 708.2042 | 355692.5139 | 41609 | 0 | 320 | 150 | 4400714.2426
|  |  | Weatther Normal | [8 empty] | 518290250.7569
2002 | 25294397.27 | [10 empty] | 24756731.3058 | -537665.9642 | -2.126%
2003 | 42907157.25 | [10 empty] | 43533593.0388 | 626435.7888 | 1.46%
2004 | 44353538.1 | [10 empty] | 43729565.7163 | -623972.3837 | -1.407%
2005 | 47312612.39 | [10 empty] | 46419497.77 | -893114.62 | -1.888%
2006 | 45687349.76 | [10 empty] | 45481447.7825 | -205901.9775 | -0.4507%
2007 | 43537330.44 | [10 empty] | 45110949.4184 | 1573618.9784 | 3.614%
2008 | 44267125.53 | [10 empty] | 44754288.2336 | 487162.7036 | 1.101%
2009 | 43775753.41 | [10 empty] | 43222343.2016 | -553410.2084 | -1.264%
2010 | 45093297.22 | [10 empty] | 44229415.1961 | -863882.0239 | -1.916%
2011 | 44251862.37 | [10 empty] | 45242592.077 | 990729.707 | 2.239%
2012 | [11 empty] | 45691132.7684
2013 | [11 empty] | 46118694.2484
Total to 2011 | 426480423.74 | [10 empty] | 426480423.74 | 0
[12 empty] | 518290250.7569 | 0
Check totals above sould be zero
10 Year Average
2013-01-01 |  | 715.37 | 0 | 0 | 31 | 699.4912 | 214380.3487 | 41275 | 0 | 352 | 147.88 | 4673037.5231
2013-02-01 |  | 636.53 | 0 | 0 | 28 | 700.2833 | 227226.9091 | 41306 | 0 | 304 | 148.08 | 4177708.7775
2013-03-01 |  | 542.55 | 0 | 1 | 31 | 701.0754 | 240073.4696 | 41334 | 0 | 320 | 148.27 | 4123412.4822
2013-04-01 |  | 310.71 | 1.19 | 1 | 30 | 701.8675 | 252920.0301 | 41365 | 0 | 352 | 148.46 | 3581452.4149
2013-05-01 |  | 162.13 | 13.37 | 1 | 31 | 702.6596 | 265766.5906 | 41395 | 0 | 352 | 148.65 | 3465995.5298
2013-06-01 |  | 28.14 | 69.02 | 0 | 30 | 703.4517 | 278613.151 | 41426 | 0 | 320 | 148.85 | 3544326.8994
2013-07-01 |  | 1.6 | 137.73 | 0 | 31 | 704.2437 | 291459.7115 | 41456 | 0 | 352 | 149.04 | 3884044.2732
2013-08-01 |  | 4.92 | 112.96 | 0 | 31 | 705.0358 | 304306.272 | 41487 | 0 | 336 | 149.23 | 3781205.6522
2013-09-01 |  | 48.76 | 38.41 | 1 | 30 | 705.8279 | 317152.8325 | 41518 | 0 | 320 | 149.42 | 3216384.9453
2013-10-01 |  | 248.42 | 4.24 | 1 | 31 | 706.62 | 329999.3929 | 41548 | 0 | 352 | 149.62 | 3549339.6434
2013-11-01 |  | 401.59 | 0 | 1 | 30 | 707.4121 | 342845.9534 | 41579 | 0 | 336 | 149.81 | 3690760.8162
2013-12-01 |  | 611.69 | 0 | 0 | 31 | 708.2042 | 355692.5139 | 41609 | 0 | 320 | 150 | 4400714.2426 | 46088383.1998
20 Year Trend
2013-01-01 |  | 715.55 | 0 | 0 | 31 | 699.4912 | 214380.3487 | 41275 | 0 | 352 | 147.88 | 4673367.4142
2013-02-01 |  | 620.5946 | 0 | 0 | 28 | 700.2833 | 227226.9091 | 41306 | 0 | 304 | 148.08 | 4148503.4913
2013-03-01 |  | 524.8576 | 0 | 1 | 31 | 701.0754 | 240073.4696 | 41334 | 0 | 320 | 148.27 | 4090987.1058
2013-04-01 |  | 282.7304 | 0.90271 | 1 | 30 | 701.8675 | 252920.0301 | 41365 | 0 | 352 | 148.46 | 3528996.8052
2013-05-01 |  | 137.9462 | 20.2065 | 1 | 31 | 702.6596 | 265766.5906 | 41395 | 0 | 352 | 148.65 | 3449670.9078
2013-06-01 |  | 20.1779 | 77.7435 | 0 | 30 | 703.4517 | 278613.151 | 41426 | 0 | 320 | 148.85 | 3565460.1286
2013-07-01 |  | -1.4313 | 157.1814 | 0 | 31 | 704.2437 | 291459.7115 | 41456 | 0 | 352 | 149.04 | 3958148.1544
2013-08-01 |  | -0.59496 | 130.7056 | 0 | 31 | 705.0358 | 304306.272 | 41487 | 0 | 336 | 149.23 | 3843771.8719
2013-09-01 |  | 35.3341 | 42.468 | 1 | 30 | 705.8279 | 317152.8325 | 41518 | 0 | 320 | 149.42 | 3208397.8101
2013-10-01 |  | 239.2526 | 4.6859 | 1 | 31 | 706.62 | 329999.3929 | 41548 | 0 | 352 | 149.62 | 3534364.6097
2013-11-01 |  | 383.5716 | 0 | 1 | 30 | 707.4121 | 342845.9534 | 41579 | 0 | 336 | 149.81 | 3657737.9427
2013-12-01 |  | 633.568 | 0 | 0 | 31 | 708.2042 | 355692.5139 | 41609 | 0 | 320 | 150 | 4440810.759 | 46100217.0007

## GS < 50 kW
Not used
| Consumed | Heating Degree Days | Cooling Degree Days | Spring Fall Flag | Number of Days in Month | Employment | CDM Activity | Trend | Number of Peak Hours | Number of Customers | Ontario Real GDP Monthly % | Predicted Consumed |  | SUMMARY OUTPUT
2002-06-01 | 1779751.81 | 36.2 | 70 | 0 | 30 | 581.8 | 0 | 37408 | 319.68 | 573 | 123.3112 | 1639009.0708
2002-07-01 | 1930841.42 | 0 | 192.4 | 0 | 31 | 584.7 | 0 | 37438 | 351.912 | 573 | 123.6758 | 1907905.0444 |  | Regression Statistics
2002-08-01 | 1913233.04 | 0.2 | 142.7 | 0 | 31 | 586.6 | 0 | 37469 | 336.288 | 573 | 124.0414 | 1813696.8212 |  | Multiple R | 81.22%
2002-09-01 | 1742560.65 | 21.8 | 87.6 | 1 | 30 | 583.2 | 0 | 37500 | 319.68 | 573 | 124.4081 | 1604826.6444 |  | R Square | 65.97%
2002-10-01 | 1760677.16 | 292.2 | 10 | 1 | 31 | 582.9 | 0 | 37530 | 351.912 | 573 | 124.7759 | 1626382.9427 |  | Adjusted R Square | 64.08%
2002-11-01 | 1535897.45 | 445 | 0 | 1 | 30 | 583.5 | 0 | 37561 | 336.24 | 573 | 125.1448 | 1633638.0743 |  | Standard Error | 90981.0135
2002-12-01 | 1940659.16 | 619.4 | 0 | 0 | 31 | 591.8 | 0 | 37591 | 319.92 | 573 | 125.5147 | 1832738.16 |  | Observations | 115
2003-01-01 | 1990876.86 | 814.5 | 0 | 0 | 31 | 591.3 | 0 | 37622 | 351.912 | 576 | 125.6602 | 1923606.2876
2003-02-01 | 1864213.91 | 699 | 0 | 0 | 28 | 588.4 | 0 | 37653 | 319.872 | 579 | 125.8059 | 1729678.8125 |  | ANOVA
2003-03-01 | 1911079.12 | 581.1 | 0 | 1 | 31 | 584.5 | 0 | 37681 | 336.288 | 582 | 125.9518 | 1744038.1272 |  |  | df | SS | MS | F | Significance F
2003-04-01 | 1676912.68 | 372.5 | 2.4 | 1 | 30 | 587.8 | 0 | 37712 | 336.24 | 585 | 126.0978 | 1608879.3591 |  | Regression | 6 | 1.7331e+12 | 288845534461.599 | 34.8951 | 3.5864e-23
2003-05-01 | 1604098.62 | 177.9 | 0 | 1 | 31 | 596.4 | 0 | 37742 | 336.288 | 588 | 126.2439 | 1567755.845 |  | Residual | 108 | 893974840332.135 | 8277544817.8901
2003-06-01 | 1640940.11 | 43.4 | 52.9 | 0 | 30 | 601.7 | 0 | 37773 | 336.24 | 591 | 126.3903 | 1630319.5396 |  | Total | 114 | 2.627e+12
2003-07-01 | 1744231.49 | 0.2 | 118.3 | 0 | 31 | 605.7 | 0 | 37803 | 351.912 | 594 | 126.5368 | 1786640.318
2003-08-01 | 1668783.65 | 2 | 128 | 0 | 31 | 607.6 | 0 | 37834 | 319.92 | 597 | 126.6835 | 1808293.555 |  |  | Coefficients | Standard Error | t Stat | P-value | Lower 95% | Upper 95%
2003-09-01 | 1537831.96 | 54.9 | 24 | 1 | 30 | 607.6 | 0 | 37865 | 336.24 | 600 | 126.8304 | 1522923.3967 |  | Intercept | -497262.2127 | 411549.7304 | -1.2083 | 0.22958 | -1313025.1754 | 318500.75
2003-10-01 | 1592175.57 | 276 | 0 | 1 | 31 | 609.5 | 0 | 37895 | 351.912 | 603 | 126.9774 | 1627586.3513 |  | Heating Degree Days | 468.4658 | 55.2517 | 8.4787 | 1.295e-13 | 358.9472 | 577.9843
2003-11-01 | 1566052.66 | 398.5 | 0 | 1 | 30 | 609 | 0 | 37926 | 319.68 | 606 | 127.1246 | 1638861.087 |  | Cooling Degree Days | 1937.911 | 317.1913 | 6.1096 | 1.6098e-08 | 1309.1829 | 2566.6392
2003-12-01 | 1718743.86 | 561.5 | 0 | 0 | 31 | 609.2 | 0 | 37956 | 336.288 | 609 | 127.272 | 1824042.0735 |  | Spring Fall Flag | -63026.4727 | 23733.9025 | -2.6555 | 0.0091165 | -110071.1849 | -15981.7605
2004-01-01 | 1875622.49 | 849.1 | 0 | 0 | 31 | 605 | 0 | 37987 | 336.288 | 613 | 127.5341 | 1954324.6691 |  | Number of Days in Month | 45582.7776 | 10990.9901 | 4.1473 | 6.722e-05 | 23796.7284 | 67368.8268
2004-02-01 | 1618937.93 | 631.7 | 0 | 0 | 29 | 599.4 | 0 | 38018 | 320.16 | 611 | 127.7968 | 1755383.7806 |  | Employment | 1059.0851 | 410.764 | 2.5783 | 0.011274 | 244.8796 | 1873.2906
2004-03-01 | 1476215.74 | 487.3 | 0 | 1 | 31 | 595.4 | 0 | 38047 | 368.28 | 612 | 128.0601 | 1711640.0666 |  | CDM Activity | -0.34181 | 0.11049 | -3.0936 | 0.0025173 | -0.56082 | -0.1228
2004-04-01 | 1185651.91 | 331.5 | 0 | 1 | 30 | 597.7 | 0 | 38078 | 336.24 | 612 | 128.3238 | 1595506.2191
2004-05-01 | 1568853.06 | 158.9 | 8.6 | 1 | 31 | 605.6 | 0 | 38108 | 319.92 | 614 | 128.5882 | 1585264.6135 |  | Statistic
2004-06-01 | 1616969.56 | 44.2 | 31.6 | 0 | 30 | 615.4 | 0 | 38139 | 352.08 | 615 | 128.853 | 1603926.2735 |  | R Square | 65.97%
2004-07-01 | 1756777.24 | 3.6 | 86.4 | 0 | 31 | 623.8 | 0 | 38169 | 336.288 | 622 | 129.1184 | 1745583.1805 |  | Adjusted R Square | 64.08%
2004-08-01 | 1784761.03 | 12.8 | 59.6 | 0 | 31 | 625.7 | 0 | 38200 | 336.288 | 621 | 129.3844 | 1699969.3117 |  | F Test | 34.8951
2004-09-01 | 1679364.78 | 30 | 41.2 | 1 | 30 | 626.7 | 0 | 38231 | 336.24 | 620 | 129.6509 | 1564819.1947 |  | Variable | Coefficient | T-stat
2004-10-01 | 1475113.57 | 226.3 | 1.5 | 1 | 31 | 625.1 | 0 | 38261 | 319.92 | 620 | 129.918 | 1623732.1974 |  | Intercept | -497262.2127 | -1.2083
2004-11-01 | 1673105.13 | 379.1 | 0 | 1 | 30 | 625.2 | 0 | 38292 | 352.08 | 622 | 130.1856 | 1646930.0302 |  | Heating Degree Days | 468.4658 | 8.4787
2004-12-01 | 1853871.19 | 643.4 | 0 | 0 | 31 | 628.4 | 0 | 38322 | 336.288 | 627 | 130.4538 | 1882743.8537 |  | Cooling Degree Days | 1937.911 | 6.1096
2005-01-01 | 1885886.8 | 770 | 0 | 0 | 31 | 629.5 | 0 | 38353 | 319.92 | 627 | 130.7437 | 1943216.6128 |  | Spring Fall Flag | -63026.4727 | -2.6555
2005-02-01 | 1639012.75 | 616.4 | 0 | 0 | 28 | 630.9 | 0 | 38384 | 319.872 | 626 | 131.0343 | 1735994.6582 |  | Number of Days in Month | 45582.7776 | 4.1473
2005-03-01 | 1736021.14 | 608.6 | 0 | 1 | 31 | 628.1 | 0 | 38412 | 351.912 | 621 | 131.3255 | 1803097.047 |  | Employment | 1059.0851 | 2.5783
2005-04-01 | 1531227.59 | 306.8 | 0 | 1 | 30 | 631.3 | 0 | 38443 | 336.24 | 621 | 131.6174 | 1619520.3748 |  | CDM Activity | -0.34181 | -3.0936
2005-05-01 | 1656440.15 | 189.4 | 0.8 | 1 | 31 | 638.6 | 0 | 38473 | 336.288 | 622 | 131.91 | 1619386.9222
2005-06-01 | 1851819.33 | 8.9 | 146.3 | 0 | 30 | 648.1 | 0 | 38504 | 352.08 | 622 | 132.2031 | 1844299.9104
2005-07-01 | 2048585.58 | 0 | 188.7 | 0 | 31 | 653.1 | 0 | 38534 | 319.92 | 622 | 132.497 | 1973176.1959
2005-08-01 | 1923297.77 | 0.2 | 140.7 | 0 | 31 | 655.6 | 0 | 38565 | 351.912 | 623 | 132.7915 | 1882897.8725
2005-09-01 | 1714842.07 | 22.6 | 52.1 | 1 | 30 | 652.2 | 0 | 38596 | 336.24 | 621 | 133.0866 | 1609482.4489
2005-10-01 | 1694853.33 | 220.2 | 7.6 | 1 | 31 | 649.8 | 0 | 38626 | 319.92 | 621 | 133.3824 | 1658855.216
2005-11-01 | 1753112.04 | 388.4 | 0 | 1 | 30 | 643.8 | 0 | 38657 | 352.08 | 622 | 133.6789 | 1670985.745
2005-12-01 | 1861094.56 | 665.3 | 0 | 0 | 31 | 644.6 | 0 | 38687 | 319.92 | 624 | 133.976 | 1910160.4329
2006-01-01 | 1912063.41 | 551.8 | 0 | 0 | 31 | 643.6 | 5336.8963 | 38718 | 336.288 | 623 | 134.252 | 1854106.261
2006-02-01 | 1658764.34 | 604.3 | 0 | 0 | 28 | 642.9 | 10673.7926 | 38749 | 319.872 | 623 | 134.5285 | 1739386.7985
2006-03-01 | 1712881.86 | 516.6 | 0 | 1 | 31 | 641 | 16010.6888 | 38777 | 368.28 | 622 | 134.8056 | 1768187.7267
2006-04-01 | 1548572.4 | 293.3 | 0 | 1 | 30 | 643.6 | 21347.5851 | 38808 | 303.84 | 628 | 135.0833 | 1618925.9431
2006-05-01 | 1690495.4 | 136.9 | 26 | 1 | 31 | 652.3 | 26684.4814 | 38838 | 351.912 | 626 | 135.3615 | 1649016.18
2006-06-01 | 1788387.71 | 19.5 | 73.6 | 0 | 30 | 660 | 32021.3777 | 38869 | 352.08 | 637 | 135.6404 | 1710037.2923
2006-07-01 | 1958848.58 | 0 | 167.3 | 0 | 31 | 665.1 | 37358.2739 | 38899 | 319.92 | 638 | 135.9198 | 1931644.3622
2006-08-01 | 1907401.34 | 4.2 | 101.6 | 0 | 31 | 667.3 | 42695.1702 | 38930 | 351.912 | 638 | 136.1997 | 1806796.9284
2006-09-01 | 1717069.78 | 80.9 | 12.9 | 1 | 30 | 664.9 | 48032.0665 | 38961 | 319.68 | 638 | 136.4803 | 1557860.2669
2006-10-01 | 1749967.88 | 288.3 | 1.1 | 1 | 31 | 667 | 53368.9628 | 38991 | 336.288 | 639 | 136.7614 | 1678135.3493
2006-11-01 | 1708690 | 382.2 | 0 | 1 | 30 | 666.2 | 58705.8591 | 39022 | 352.08 | 639 | 137.0431 | 1671738.3138
2006-12-01 | 1826841.46 | 500.5 | 0 | 0 | 31 | 667.7 | 64042.7553 | 39052 | 304.296 | 639 | 137.3254 | 1835531.4687
2007-01-01 | 1939836.74 | 647.1 | 0 | 0 | 31 | 662.2 | 78567.6863 | 39083 | 351.912 | 640 | 137.5859 | 1893418.7649
2007-02-01 | 1734242.14 | 740.1 | 0 | 0 | 28 | 656.8 | 93092.6173 | 39114 | 319.872 | 642 | 137.8468 | 1789553.8721
2007-03-01 | 1803602.28 | 546.7 | 0 | 1 | 31 | 652.2 | 107617.5483 | 39142 | 351.912 | 665 | 138.1083 | 1762837.846
2007-04-01 | 1535399 | 356.4 | 0 | 1 | 30 | 647.4 | 122142.4792 | 39173 | 319.68 | 662 | 138.3703 | 1618057.6091
2007-05-01 | 1562315.12 | 136.4 | 22.4 | 1 | 31 | 646.9 | 136667.4102 | 39203 | 351.912 | 663 | 138.6327 | 1598492.7672
2007-06-01 | 1635696.97 | 16.5 | 99.2 | 0 | 30 | 652.3 | 151192.3412 | 39234 | 336.24 | 667 | 138.8957 | 1709353.2278
2007-07-01 | 1806293.88 | 3.2 | 106.1 | 0 | 31 | 659.9 | 165717.2722 | 39264 | 336.288 | 667 | 139.1591 | 1765161.2275
2007-08-01 | 1725750.95 | 5.2 | 141 | 0 | 31 | 662.1 | 180242.2031 | 39295 | 351.912 | 667 | 139.4231 | 1831096.4249
2007-09-01 | 1631593.96 | 36.9 | 47.5 | 1 | 30 | 660.7 | 194767.1341 | 39326 | 303.84 | 669 | 139.6875 | 1549695.3227
2007-10-01 | 1639277.48 | 137.7 | 19.8 | 1 | 31 | 662.5 | 209292.0651 | 39356 | 351.912 | 667 | 139.9525 | 1585760.8506
2007-11-01 | 1653262.08 | 462.5 | 0 | 1 | 30 | 666.7 | 223816.9961 | 39387 | 352.08 | 668 | 140.2179 | 1653448.4554
2007-12-01 | 1795382.25 | 630.7 | 0 | 0 | 31 | 668.5 | 238341.927 | 39417 | 304.296 | 671 | 140.4839 | 1837795.1837
2008-01-01 | 1782904.35 | 623.5 | 0 | 0 | 31 | 661.4 | 229402.0423 | 39448 | 352 | 672 | 140.4252 | 1829958.4984
2008-02-01 | 1698774.01 | 674.7 | 0 | 0 | 29 | 656.3 | 220462.1575 | 39479 | 320 | 673 | 140.3666 | 1760432.8287
2008-03-01 | 1590703.78 | 610.2 | 0 | 1 | 31 | 647 | 211522.2728 | 39508 | 304 | 676 | 140.308 | 1751562.1504
2008-04-01 | 1416910.24 | 253.9 | 0 | 1 | 30 | 647.2 | 202582.3881 | 39539 | 352 | 672 | 140.2494 | 1542332.6115
2008-05-01 | 1495645 | 193.5 | 2.5 | 1 | 31 | 648.8 | 193642.5033 | 39569 | 336 | 672 | 140.1908 | 1569215.1433
2008-06-01 | 1471144.49 | 22.7 | 71.5 | 0 | 30 | 656.8 | 184702.6186 | 39600 | 336 | 674 | 140.1322 | 1651889.2007
2008-07-01 | 1663441.54 | 1 | 111 | 0 | 31 | 663.6 | 175762.7338 | 39630 | 352 | 675 | 140.0737 | 1774111.3082
2008-08-01 | 1675967.26 | 12.7 | 64 | 0 | 31 | 666.6 | 166822.8491 | 39661 | 320 | 676 | 140.0152 | 1694743.5673
2008-09-01 | 1529479.42 | 59 | 26.7 | 1 | 30 | 669.7 | 157882.9644 | 39692 | 336 | 676 | 139.9567 | 1541879.1368
2008-10-01 | 1590667.19 | 278.6 | 0 | 1 | 31 | 673 | 148943.0796 | 39722 | 352 | 680 | 139.8983 | 1645145.5247
2008-11-01 | 1717799.77 | 451.6 | 0 | 1 | 30 | 676.9 | 140003.1949 | 39753 | 304 | 682 | 139.8399 | 1687793.5285
2008-12-01 | 1965644.99 | 654.6 | 0 | 0 | 31 | 673.6 | 131063.3101 | 39783 | 336 | 685 | 139.7815 | 1891062.12
2009-01-01 | 2003216.56 | 830.2 | 0 | 0 | 31 | 662.3 | 143659.2537 | 39814 | 336 | 686 | 139.3791 | 1957051.5834
2009-02-01 | 1767918.83 | 606.4 | 0 | 0 | 28 | 649.3 | 156255.1973 | 39845 | 304 | 682 | 138.9779 | 1697387.0441
2009-03-01 | 1808272.82 | 533.8 | 0 | 1 | 31 | 636.3 | 168851.1409 | 39873 | 352 | 689 | 138.5779 | 1719024.7208
2009-04-01 | 1606433.91 | 305.8 | 1.2 | 1 | 30 | 632.2 | 181447.0845 | 39904 | 320 | 688 | 138.179 | 1560309.5312
2009-05-01 | 1540599.02 | 158.8 | 6.9 | 1 | 31 | 631.7 | 194043.0281 | 39934 | 320 | 689 | 137.7812 | 1543238.9296
2009-06-01 | 1563837.02 | 49.3 | 34.2 | 0 | 30 | 642.7 | 206638.9717 | 39965 | 352 | 691 | 137.3846 | 1569635.0687
2009-07-01 | 1601643.81 | 6.2 | 43.7 | 0 | 31 | 650 | 219234.9153 | 39995 | 352 | 694 | 136.9892 | 1616862.9856
2009-08-01 | 1657575.28 | 9.8 | 91 | 0 | 31 | 655.3 | 231830.8589 | 40026 | 320 | 693 | 136.5949 | 1711520.3425
2009-09-01 | 1525910.13 | 55.2 | 20.9 | 1 | 30 | 654.9 | 244426.8025 | 40057 | 336 | 696 | 136.2017 | 1483602.7783
2009-10-01 | 1611159.77 | 287.8 | 0 | 1 | 31 | 656.6 | 257022.7461 | 40087 | 336 | 699 | 135.8096 | 1595143.3338
2009-11-01 | 1635683.75 | 361.2 | 0 | 1 | 30 | 654.8 | 269618.6897 | 40118 | 320 | 700 | 135.4187 | 1577734.1274
2009-12-01 | 1827360.93 | 631.3 | 0 | 0 | 31 | 652.3 | 282214.6333 | 40148 | 352 | 701 | 135.0289 | 1805922.8047
2010-01-01 | 1953265.68 | 720 | 0 | 0 | 31 | 646 | 273285.77 | 40179 | 320 | 702 | 135.329 | 1843855.4867
2010-02-01 | 1714289.67 | 598.3 | 0 | 0 | 28 | 642.3 | 264356.9067 | 40210 | 304 | 704 | 135.6298 | 1649228.2611
2010-03-01 | 1697015.12 | 422.8 | 0 | 1 | 31 | 639.5 | 255428.0434 | 40238 | 368 | 707 | 135.9313 | 1640820.9468
2010-04-01 | 1536674.94 | 225.1 | 0 | 1 | 30 | 643.8 | 246499.1802 | 40269 | 320 | 706 | 136.2334 | 1510228.5594
2010-05-01 | 1613744.11 | 107.9 | 45.7 | 1 | 31 | 653.4 | 237570.3169 | 40299 | 320 | 705 | 136.5362 | 1602688.9061
2010-06-01 | 1710930.11 | 21.7 | 58.7 | 0 | 30 | 668.5 | 228641.4536 | 40330 | 352 | 705 | 136.8396 | 1623987.8865
2010-07-01 | 1785940.38 | 1.8 | 164.9 | 0 | 31 | 680.1 | 219712.5903 | 40360 | 336 | 706 | 137.1438 | 1881391.7392
2010-08-01 | 1719151 | 2.1 | 138.8 | 0 | 31 | 683.1 | 210783.727 | 40391 | 336 | 708 | 137.4486 | 1837182.0617
2010-09-01 | 1514101.09 | 78.1 | 31.5 | 1 | 30 | 677.1 | 201854.8637 | 40422 | 336 | 707 | 137.7541 | 1552935.8506
2010-10-01 | 1500516.02 | 241.6 | 0 | 1 | 31 | 670.2 | 192926.0005 | 40452 | 320 | 708 | 138.0603 | 1609812.9008
2010-11-01 | 1713796.99 | 405.3 | 0 | 1 | 30 | 668.1 | 183997.1372 | 40483 | 336 | 706 | 138.3671 | 1641745.8949
2010-12-01 | 1949943.37 | 676.2 | 0 | 0 | 31 | 666.9 | 175068.2739 | 40513 | 368 | 705 | 138.6747 | 1879043.6232
2011-01-01 | 2002270.85 | 775.3 | 0 | 0 | 31 | 663.9 | 192639.5195 | 40544 | 336 | 707 | 139.0392 | 1916285.2374
2011-02-01 | 1756663.9 | 654.2 | 0 | 0 | 28 | 666.1 | 210210.7652 | 40575 | 304 | 707 | 139.4046 | 1719129.6006
2011-03-01 | 1882432.61 | 572.8 | 0 | 1 | 31 | 671.2 | 227782.0108 | 40603 | 368 | 708 | 139.771 | 1754113.5943
2011-04-01 | 1568916.01 | 332.3 | 0 | 1 | 30 | 679.9 | 245353.2565 | 40634 | 320 | 708 | 140.1384 | 1599072.7541
2011-05-01 | 1539748.74 | 134.1 | 13 | 1 | 31 | 685.8 | 262924.5021 | 40664 | 336 | 709 | 140.5067 | 1577240.9757
2011-06-01 | 1578637.05 | 19 | 52.2 | 0 | 30 | 697.1 | 280495.7477 | 40695 | 352 | 709 | 140.876 | 1622691.9483
2011-07-01 | 1949364.71 | 0 | 198.5 | 0 | 31 | 707.5 | 298066.9934 | 40725 | 320 | 709 | 141.2463 | 1947898.6575
2011-08-01 | 1741457.62 | 0 | 122.2 | 0 | 31 | 708.3 | 315638.239 | 40756 | 352 | 711 | 141.6175 | 1794877.2267
2011-09-01 | 1555752.74 | 48.2 | 39.7 | 1 | 30 | 700.8 | 333209.4847 | 40787 | 336 | 713 | 141.9897 | 1535021.1405
2011-10-01 | 1557032.37 | 235.5 | 2.4 | 1 | 31 | 693.6 | 350780.7303 | 40817 | 320 | 713 | 142.3629 | 1582431.9736
2011-11-01 | 1617684.07 | 342.1 | 0 | 1 | 30 | 690.2 | 368351.9759 | 40848 | 352 | 710 | 142.7371 | 1572529.6829
2011-12-01 | 1833115.85 | 534 | 0 | 0 | 31 | 690.4 | 385923.2216 | 40878 | 336 | 710 | 143.1123 | 1765243.2424
2012-01-01 |  | 731.2778 | 0 | 0 | 31 | 689.986 | 370557.4355 | 40909 | 336 | 0 | 143.49 | 1862474.8926
2012-02-01 |  | 647.2333 | 0 | 0 | 29 | 690.7781 | 355191.6493 | 40940 | 320 | 0 | 143.87 | 1738028.5231
2012-03-01 |  | 542.2111 | 0 | 1 | 31 | 691.5702 | 339825.8632 | 40969 | 352 | 0 | 144.24 | 1723059.4206
2012-04-01 |  | 308.6222 | 0.4 | 1 | 30 | 692.3623 | 324460.0771 | 41000 | 320 | 0 | 144.62 | 1574914.541
2012-05-01 |  | 154.8667 | 13.9889 | 1 | 31 | 693.1544 | 309094.291 | 41030 | 352 | 0 | 145 | 1580893.2931
2012-06-01 |  | 28.14 | 69.02 | 0 | 30 | 693.9465 | 293728.5049 | 41061 | 336 | 0 | 145.38 | 1651706.4112
2012-07-01 |  | 1.6 | 137.73 | 0 | 31 | 694.7386 | 278362.7188 | 41091 | 336 | 0 | 145.77 | 1824101.1046
2012-08-01 |  | 4.92 | 112.96 | 0 | 31 | 695.5307 | 262996.9327 | 41122 | 352 | 0 | 146.15 | 1783745.4851
2012-09-01 |  | 48.76 | 38.41 | 1 | 30 | 696.3228 | 247631.1465 | 41153 | 304 | 0 | 146.53 | 1557293.6371
2012-10-01 |  | 248.42 | 4.24 | 1 | 31 | 697.1149 | 232265.3604 | 41183 | 352 | 0 | 146.92 | 1636282.9993
2012-11-01 |  | 401.59 | 0 | 1 | 30 | 697.907 | 216899.5743 | 41214 | 352 | 0 | 147.3 | 1660329.5101
2012-12-01 |  | 611.69 | 0 | 0 | 31 | 698.6991 | 201533.7882 | 41244 | 304 | 0 | 147.69 | 1873454.5473
2013-01-01 |  | 731.2778 | 0 | 0 | 31 | 699.4912 | 214380.3487 | 41275 | 352 | 0 | 147.88 | 1925925.0986
2013-02-01 |  | 647.2333 | 0 | 0 | 28 | 700.2833 | 227226.9091 | 41306 | 304 | 0 | 148.08 | 1746252.593
2013-03-01 |  | 542.2111 | 0 | 1 | 31 | 701.0754 | 240073.4696 | 41334 | 320 | 0 | 148.27 | 1767222.9095
2013-04-01 |  | 308.6222 | 0.4 | 1 | 30 | 701.8675 | 252920.0301 | 41365 | 352 | 0 | 148.46 | 1609434.6713
2013-05-01 |  | 154.8667 | 13.9889 | 1 | 31 | 702.6596 | 265766.5906 | 41395 | 352 | 0 | 148.65 | 1605770.0649
2013-06-01 |  | 28.14 | 69.02 | 0 | 30 | 703.4517 | 278613.151 | 41426 | 320 | 0 | 148.85 | 1666939.8245
2013-07-01 |  | 1.6 | 137.73 | 0 | 31 | 704.2437 | 291459.7115 | 41456 | 352 | 0 | 149.04 | 1829691.1592
2013-08-01 |  | 4.92 | 112.96 | 0 | 31 | 705.0358 | 304306.272 | 41487 | 336 | 0 | 149.23 | 1779692.1813
2013-09-01 |  | 48.76 | 38.41 | 1 | 30 | 705.8279 | 317152.8325 | 41518 | 320 | 0 | 149.42 | 1543596.9747
2013-10-01 |  | 248.42 | 4.24 | 1 | 31 | 706.62 | 329999.3929 | 41548 | 352 | 0 | 149.62 | 1612942.9783
2013-11-01 |  | 401.59 | 0 | 1 | 30 | 707.4121 | 342845.9534 | 41579 | 336 | 0 | 149.81 | 1627346.1306
2013-12-01 |  | 611.69 | 0 | 0 | 31 | 708.2042 | 355692.5139 | 41609 | 320 | 0 | 150 | 1830827.8092
|  |  | Weatther Normal | [8 empty] | 237376700.5602
2002 | 12603620.69 | [10 empty] | 12058196.7578 | -545423.9322 | -4.328%
2003 | 20515940.49 | [10 empty] | 20412624.7525 | -103315.7375 | -0.5036%
2004 | 19565243.63 | [10 empty] | 20369823.3906 | 804579.7606 | 4.112%
2005 | 21296193.11 | [10 empty] | 21271073.4367 | -25119.6733 | -0.118%
2006 | 21179984.16 | [10 empty] | 20821366.8908 | -358617.2692 | -1.693%
2007 | 20462652.85 | [10 empty] | 20594671.5519 | 132018.7019 | 0.6452%
2008 | 19599082.04 | [10 empty] | 20340125.6187 | 741043.5787 | 3.781%
2009 | 20149611.83 | [10 empty] | 19837433.2501 | -312178.5799 | -1.549%
2010 | 20409368.48 | [10 empty] | 20272922.117 | -136446.363 | -0.6685%
2011 | 20583076.52 | [10 empty] | 20386536.0339 | -196540.4861 | -0.9549%
2012 | [11 empty] | 20466284.3652
2013 | [11 empty] | 20545642.395
Total to 2011 | 196364773.8 | [10 empty] | 196364773.8 | 0
[12 empty] | 237376700.5602 | 0
Check totals above sould be zero
10 Year Average
2013-01-01 |  | 715.37 | 0 | 0 | 31 | 699.4912 | 214380.3487 | 41275 | 352 | 0 | 147.88 | 1918472.8493
2013-02-01 |  | 636.53 | 0 | 0 | 28 | 700.2833 | 227226.9091 | 41306 | 304 | 0 | 148.08 | 1741238.4477
2013-03-01 |  | 542.55 | 0 | 1 | 31 | 701.0754 | 240073.4696 | 41334 | 320 | 0 | 148.27 | 1767381.6673
2013-04-01 |  | 310.71 | 1.19 | 1 | 30 | 701.8675 | 252920.0301 | 41365 | 352 | 0 | 148.46 | 1611943.6735
2013-05-01 |  | 162.13 | 13.37 | 1 | 31 | 702.6596 | 265766.5906 | 41395 | 352 | 0 | 148.65 | 1607973.3363
2013-06-01 |  | 28.14 | 69.02 | 0 | 30 | 703.4517 | 278613.151 | 41426 | 320 | 0 | 148.85 | 1666939.8245
2013-07-01 |  | 1.6 | 137.73 | 0 | 31 | 704.2437 | 291459.7115 | 41456 | 352 | 0 | 149.04 | 1829691.1592
2013-08-01 |  | 4.92 | 112.96 | 0 | 31 | 705.0358 | 304306.272 | 41487 | 336 | 0 | 149.23 | 1779692.1813
2013-09-01 |  | 48.76 | 38.41 | 1 | 30 | 705.8279 | 317152.8325 | 41518 | 320 | 0 | 149.42 | 1543596.9747
2013-10-01 |  | 248.42 | 4.24 | 1 | 31 | 706.62 | 329999.3929 | 41548 | 352 | 0 | 149.62 | 1612942.9783
2013-11-01 |  | 401.59 | 0 | 1 | 30 | 707.4121 | 342845.9534 | 41579 | 336 | 0 | 149.81 | 1627346.1306
2013-12-01 |  | 611.69 | 0 | 0 | 31 | 708.2042 | 355692.5139 | 41609 | 320 | 0 | 150 | 1830827.8092 | 20538047.0319
20 Year Trend
2013-01-01 |  | 715.55 | 0 | 0 | 31 | 699.4912 | 214380.3487 | 41275 | 352 | 0 | 147.88 | 1918557.1732
2013-02-01 |  | 620.5946 | 0 | 0 | 28 | 700.2833 | 227226.9091 | 41306 | 304 | 0 | 148.08 | 1733773.2521
2013-03-01 |  | 524.8576 | 0 | 1 | 31 | 701.0754 | 240073.4696 | 41334 | 320 | 0 | 148.27 | 1759093.3808
2013-04-01 |  | 282.7304 | 0.90271 | 1 | 30 | 701.8675 | 252920.0301 | 41365 | 352 | 0 | 148.46 | 1598279.4288
2013-05-01 |  | 137.9462 | 20.2065 | 1 | 31 | 702.6596 | 265766.5906 | 41395 | 352 | 0 | 148.65 | 1609892.6467
2013-06-01 |  | 20.1779 | 77.7435 | 0 | 30 | 703.4517 | 278613.151 | 41426 | 320 | 0 | 148.85 | 1680115.2832
2013-07-01 |  | -1.4313 | 157.1814 | 0 | 31 | 704.2437 | 291459.7115 | 41456 | 352 | 0 | 149.04 | 1865966.1014
2013-08-01 |  | -0.59496 | 130.7056 | 0 | 31 | 705.0358 | 304306.272 | 41487 | 336 | 0 | 149.23 | 1811497.9342
2013-09-01 |  | 35.3341 | 42.468 | 1 | 30 | 705.8279 | 317152.8325 | 41518 | 320 | 0 | 149.42 | 1545171.5119
2013-10-01 |  | 239.2526 | 4.6859 | 1 | 31 | 706.62 | 329999.3929 | 41548 | 352 | 0 | 149.62 | 1609512.5718
2013-11-01 |  | 383.5716 | 0 | 1 | 30 | 707.4121 | 342845.9534 | 41579 | 336 | 0 | 149.81 | 1618905.1172
2013-12-01 |  | 633.568 | 0 | 0 | 31 | 708.2042 | 355692.5139 | 41609 | 320 | 0 | 150 | 1841076.9243 | 20591841.3257

## GS > 50 kW
Not Used
| Consumed | Heating Degree Days | Cooling Degree Days | Number of Peak Hours | Spring Fall Flag | Trend | Number of Days in Month | Employment | Number of Customers | CDM Activity | Ontario Real GDP Monthly % | Predicted Consumed |  | SUMMARY OUTPUT
2002-06-01 | 4843401.4 | 36.2 | 70 | 319.68 | 0 | 37408 | 30 | 581.8 | 48 | 0 | 123.3112
2002-07-01 | 4964308.52 | 0 | 192.4 | 351.912 | 0 | 37438 | 31 | 584.7 | 51 | 0 | 123.6758 |  |  | Regression Statistics
2002-08-01 | 5208532.48 | 0.2 | 142.7 | 336.288 | 0 | 37469 | 31 | 586.6 | 51 | 0 | 124.0414 |  |  | Multiple R | 38.84%
2002-09-01 | 4736911.07 | 21.8 | 87.6 | 319.68 | 1 | 37500 | 30 | 583.2 | 51 | 0 | 124.4081 |  |  | R Square | 15.08%
2002-10-01 | 4652837.08 | 292.2 | 10 | 351.912 | 1 | 37530 | 31 | 582.9 | 51 | 0 | 124.7759 |  |  | Adjusted R Square | 10.37%
2002-11-01 | 4554846.22 | 445 | 0 | 336.24 | 1 | 37561 | 30 | 583.5 | 51 | 0 | 125.1448 |  |  | Standard Error | 346919.7136
2002-12-01 | 4634143.49 | 619.4 | 0 | 319.92 | 0 | 37591 | 31 | 591.8 | 51 | 0 | 125.5147 |  |  | Observations | 115
2003-01-01 | 5831902.42 | 814.5 | 0 | 351.912 | 0 | 37622 | 31 | 591.3 | 51 | 0 | 125.6602
2003-02-01 | 5311144.13 | 699 | 0 | 319.872 | 0 | 37653 | 28 | 588.4 | 51 | 0 | 125.8059 |  |  | ANOVA
2003-03-01 | 4970084.38 | 581.1 | 0 | 336.288 | 1 | 37681 | 31 | 584.5 | 51 | 0 | 125.9518 |  |  |  | df | SS | MS | F | Significance F
2003-04-01 | 5512684.14 | 372.5 | 2.4 | 336.24 | 1 | 37712 | 30 | 587.8 | 51 | 0 | 126.0978 |  |  | Regression | 6 | 2.309e+12 | 384831545131.402 | 3.1975 | 0.0062826
2003-05-01 | 5380352.01 | 177.9 | 0 | 336.288 | 1 | 37742 | 31 | 596.4 | 51 | 0 | 126.2439 |  |  | Residual | 108 | 1.2998e+13 | 120353287656.753
2003-06-01 | 5217936.76 | 43.4 | 52.9 | 336.24 | 0 | 37773 | 30 | 601.7 | 51 | 0 | 126.3903 |  |  | Total | 114 | 1.5307e+13
2003-07-01 | 5439350.35 | 0.2 | 118.3 | 351.912 | 0 | 37803 | 31 | 605.7 | 51 | 0 | 126.5368
2003-08-01 | 5138932.14 | 2 | 128 | 319.92 | 0 | 37834 | 31 | 607.6 | 51 | 0 | 126.6835 |  |  |  | Coefficients | Standard Error | t Stat | P-value | Lower 95% | Upper 95% | Lower 95.0% | Upper 95.0% | Consumed | Heating Degree Days | Number of Peak Hours | Cooling Degree Days | Spring Fall Flag | Number of Days in Month | Employment | CDM Activity | Trend | Number of Customers | Ontario Real GDP Monthly %
2003-09-01 | 4419434 | 54.9 | 24 | 336.24 | 1 | 37865 | 30 | 607.6 | 51 | 0 | 126.8304 |  |  | Intercept | -325056.9377 | 1797566.9887 | -0.18083 | 0.85684 | -3888146.4509 | 3238032.5756 | -3888146.4509 | 3238032.5756 | 100%
2003-10-01 | 5248324.68 | 276 | 0 | 351.912 | 1 | 37895 | 31 | 609.5 | 51 | 0 | 126.9774 |  |  | Heating Degree Days | 208.0426 | 210.5795 | 0.98795 | 0.32538 | -209.3625 | 625.4478 | -209.3625 | 625.4478 | 16.42% | 100%
2003-11-01 | 5261860.37 | 398.5 | 0 | 319.68 | 1 | 37926 | 30 | 609 | 51 | 0 | 127.1246 |  |  | Cooling Degree Days | -355.2687 | 1207.341 | -0.29426 | 0.76913 | -2748.4279 | 2037.8905 | -2748.4279 | 2037.8905 | 18.97% | -11.16% | 100%
2003-12-01 | 5282926.21 | 561.5 | 0 | 336.288 | 0 | 37956 | 31 | 609.2 | 51 | 0 | 127.272 |  |  | Number of Peak Hours | 5046.4872 | 2110.6215 | 2.391 | 0.018533 | 862.8694 | 9230.1051 | 862.8694 | 9230.1051 | -6.674% | -68.65% | 8.057% | 100%
2004-01-01 | 5646726.47 | 849.1 | 0 | 336.288 | 0 | 37987 | 31 | 605 | 52 | 0 | 127.5341 |  |  | Spring Fall Flag | -118828.1104 | 90442.7138 | -1.3138 | 0.19168 | -298101.254 | 60445.0332 | -298101.254 | 60445.0332 | -10.97% | -8.365% | 5.855% | -43.74% | 100%
2004-02-01 | 5176038.71 | 631.7 | 0 | 320.16 | 0 | 38018 | 29 | 599.4 | 51 | 0 | 127.7968 |  |  | Trend | 33.3275 | 32.1766 | 1.0358 | 0.30262 | -30.452 | 97.107 | -30.452 | 97.107 | 15.3% | -17.71% | 35.05% | 21.07% | 5.886% | 100%
2004-03-01 | 4877727.29 | 487.3 | 0 | 368.28 | 1 | 38047 | 31 | 595.4 | 51 | 0 | 128.0601 |  |  | Number of Days in Month | 84774.8708 | 44421.336 | 1.9084 | 0.058991 | -3275.921 | 172825.6625 | -3275.921 | 172825.6625 | 45.35% | -11.91% | -0.03441% | 9.912% | -4.134% | 5.664% | 100%
2004-04-01 | 5052723.45 | 331.5 | 0 | 336.24 | 1 | 38078 | 30 | 597.7 | 50 | 0 | 128.3238 | [11 empty] | 35.39% | -1.972% | -3.962% | -4.847% | 2.032% | 1.009% | 69.1% | 100%
2004-05-01 | 5338005.51 | 158.9 | 8.6 | 319.92 | 1 | 38108 | 31 | 605.6 | 50 | 0 | 128.5882 | [11 empty] | 40.02% | -0.964% | -1.8% | -5.567% | 2.971% | 0.02536% | 86.19% | 90.76% | 100%
2004-06-01 | 5320615.7 | 44.2 | 31.6 | 352.08 | 0 | 38139 | 30 | 615.4 | 50 | 0 | 128.853 | [11 empty] | 41.58% | -1.185% | -2.487% | -6.247% | 2.768% | 1.083% | 83.28% | 92.46% | 98.59% | 100%
2004-07-01 | 5334938.8 | 3.6 | 86.4 | 336.288 | 0 | 38169 | 31 | 623.8 | 44 | 0 | 129.1184 | [11 empty] | 45.52% | 0.101% | -2.187% | -6.414% | 3.425% | 0.4049% | 91.94% | 79.83% | 88.73% | 87.92% | 100%
2004-08-01 | 5639271.07 | 12.8 | 59.6 | 336.288 | 0 | 38200 | 31 | 625.7 | 50 | 0 | 129.3844
2004-09-01 | 5627647.21 | 30 | 41.2 | 336.24 | 1 | 38231 | 30 | 626.7 | 50 | 0 | 129.6509
2004-10-01 | 5291026.09 | 226.3 | 1.5 | 319.92 | 1 | 38261 | 31 | 625.1 | 51 | 0 | 129.918
2004-11-01 | 5523064.1 | 379.1 | 0 | 352.08 | 1 | 38292 | 30 | 625.2 | 52 | 0 | 130.1856
2004-12-01 | 5882976.46 | 643.4 | 0 | 336.288 | 0 | 38322 | 31 | 628.4 | 54 | 0 | 130.4538
2005-01-01 | 5416459.29 | 770 | 0 | 319.92 | 0 | 38353 | 31 | 629.5 | 54 | 0 | 130.7437
2005-02-01 | 5733803.17 | 616.4 | 0 | 319.872 | 0 | 38384 | 28 | 630.9 | 53 | 0 | 131.0343
2005-03-01 | 5188433.16 | 608.6 | 0 | 351.912 | 1 | 38412 | 31 | 628.1 | 53 | 0 | 131.3255
2005-04-01 | 4911190.78 | 306.8 | 0 | 336.24 | 1 | 38443 | 30 | 631.3 | 51 | 0 | 131.6174
2005-05-01 | 4916161.99 | 189.4 | 0.8 | 336.288 | 1 | 38473 | 31 | 638.6 | 52 | 0 | 131.91
2005-06-01 | 5204983.35 | 8.9 | 146.3 | 352.08 | 0 | 38504 | 30 | 648.1 | 51 | 0 | 132.2031
2005-07-01 | 5071710.47 | 0 | 188.7 | 319.92 | 0 | 38534 | 31 | 653.1 | 51 | 0 | 132.497
2005-08-01 | 5408583.51 | 0.2 | 140.7 | 351.912 | 0 | 38565 | 31 | 655.6 | 51 | 0 | 132.7915
2005-09-01 | 5473435.3 | 22.6 | 52.1 | 336.24 | 1 | 38596 | 30 | 652.2 | 51 | 0 | 133.0866
2005-10-01 | 5173285.62 | 220.2 | 7.6 | 319.92 | 1 | 38626 | 31 | 649.8 | 51 | 0 | 133.3824
2005-11-01 | 5132287.2 | 388.4 | 0 | 352.08 | 1 | 38657 | 30 | 643.8 | 51 | 0 | 133.6789
2005-12-01 | 4749649.72 | 665.3 | 0 | 319.92 | 0 | 38687 | 31 | 644.6 | 51 | 0 | 133.976
2006-01-01 | 5326921.01 | 551.8 | 0 | 336.288 | 0 | 38718 | 31 | 643.6 | 52 | 5336.8963 | 134.252
2006-02-01 | 4342101.26 | 604.3 | 0 | 319.872 | 0 | 38749 | 28 | 642.9 | 54 | 10673.7926 | 134.5285
2006-03-01 | 5578944.35 | 516.6 | 0 | 368.28 | 1 | 38777 | 31 | 641 | 54 | 16010.6888 | 134.8056
2006-04-01 | 5076820.2 | 293.3 | 0 | 303.84 | 1 | 38808 | 30 | 643.6 | 54 | 21347.5851 | 135.0833
2006-05-01 | 5306762.93 | 136.9 | 26 | 351.912 | 1 | 38838 | 31 | 652.3 | 53 | 26684.4814 | 135.3615
2006-06-01 | 5358384.63 | 19.5 | 73.6 | 352.08 | 0 | 38869 | 30 | 660 | 53 | 32021.3777 | 135.6404
2006-07-01 | 5326927.45 | 0 | 167.3 | 319.92 | 0 | 38899 | 31 | 665.1 | 53 | 37358.2739 | 135.9198
2006-08-01 | 5711093.05 | 4.2 | 101.6 | 351.912 | 0 | 38930 | 31 | 667.3 | 53 | 42695.1702 | 136.1997
2006-09-01 | 5117143.32 | 80.9 | 12.9 | 319.68 | 1 | 38961 | 30 | 664.9 | 54 | 48032.0665 | 136.4803
2006-10-01 | 5315238.08 | 288.3 | 1.1 | 336.288 | 1 | 38991 | 31 | 667 | 54 | 53368.9628 | 136.7614
2006-11-01 | 5350541.74 | 382.2 | 0 | 352.08 | 1 | 39022 | 30 | 666.2 | 54 | 58705.8591 | 137.0431
2006-12-01 | 5127576.12 | 500.5 | 0 | 304.296 | 0 | 39052 | 31 | 667.7 | 54 | 64042.7553 | 137.3254
2007-01-01 | 5730787.24 | 647.1 | 0 | 351.912 | 0 | 39083 | 31 | 662.2 | 54 | 78567.6863 | 137.5859
2007-02-01 | 5204196.31 | 740.1 | 0 | 319.872 | 0 | 39114 | 28 | 656.8 | 53 | 93092.6173 | 137.8468
2007-03-01 | 5478827.74 | 546.7 | 0 | 351.912 | 1 | 39142 | 31 | 652.2 | 53 | 107617.5483 | 138.1083
2007-04-01 | 4925344.02 | 356.4 | 0 | 319.68 | 1 | 39173 | 30 | 647.4 | 52 | 122142.4792 | 138.3703
2007-05-01 | 4950939.18 | 136.4 | 22.4 | 351.912 | 1 | 39203 | 31 | 646.9 | 52 | 136667.4102 | 138.6327
2007-06-01 | 5038152.88 | 16.5 | 99.2 | 336.24 | 0 | 39234 | 30 | 652.3 | 53 | 151192.3412 | 138.8957
2007-07-01 | 4787520.46 | 3.2 | 106.1 | 336.288 | 0 | 39264 | 31 | 659.9 | 53 | 165717.2722 | 139.1591
2007-08-01 | 5008395.56 | 5.2 | 141 | 351.912 | 0 | 39295 | 31 | 662.1 | 54 | 180242.2031 | 139.4231
2007-09-01 | 4905752.13 | 36.9 | 47.5 | 303.84 | 1 | 39326 | 30 | 660.7 | 54 | 194767.1341 | 139.6875
2007-10-01 | 5174567.12 | 137.7 | 19.8 | 351.912 | 1 | 39356 | 31 | 662.5 | 54 | 209292.0651 | 139.9525
2007-11-01 | 5124865.54 | 462.5 | 0 | 352.08 | 1 | 39387 | 30 | 666.7 | 54 | 223816.9961 | 140.2179
2007-12-01 | 4947199.49 | 630.7 | 0 | 304.296 | 0 | 39417 | 31 | 668.5 | 54 | 238341.927 | 140.4839
2008-01-01 | 7516255.32 | 623.5 | 0 | 352 | 0 | 39448 | 31 | 661.4 | 55 | 229402.0423 | 140.4252
2008-02-01 | 5022592.38 | 674.7 | 0 | 320 | 0 | 39479 | 29 | 656.3 | 55 | 220462.1575 | 140.3666
2008-03-01 | 5716428.34 | 610.2 | 0 | 304 | 1 | 39508 | 31 | 647 | 54 | 211522.2728 | 140.308
2008-04-01 | 5351170.64 | 253.9 | 0 | 352 | 1 | 39539 | 30 | 647.2 | 58 | 202582.3881 | 140.2494
2008-05-01 | 5274780.21 | 193.5 | 2.5 | 336 | 1 | 39569 | 31 | 648.8 | 58 | 193642.5033 | 140.1908
2008-06-01 | 5489928.61 | 22.7 | 71.5 | 336 | 0 | 39600 | 30 | 656.8 | 58 | 184702.6186 | 140.1322
2008-07-01 | 5505551.43 | 1 | 111 | 352 | 0 | 39630 | 31 | 663.6 | 58 | 175762.7338 | 140.0737
2008-08-01 | 5569239.68 | 12.7 | 64 | 320 | 0 | 39661 | 31 | 666.6 | 58 | 166822.8491 | 140.0152
2008-09-01 | 5399515.92 | 59 | 26.7 | 336 | 1 | 39692 | 30 | 669.7 | 59 | 157882.9644 | 139.9567
2008-10-01 | 5552895.14 | 278.6 | 0 | 352 | 1 | 39722 | 31 | 673 | 59 | 148943.0796 | 139.8983
2008-11-01 | 5353309.32 | 451.6 | 0 | 304 | 1 | 39753 | 30 | 676.9 | 59 | 140003.1949 | 139.8399
2008-12-01 | 5147153.4 | 654.6 | 0 | 336 | 0 | 39783 | 31 | 673.6 | 59 | 131063.3101 | 139.7815
2009-01-01 | 5517120.49 | 830.2 | 0 | 336 | 0 | 39814 | 31 | 662.3 | 59 | 143659.2537 | 139.3791
2009-02-01 | 4983742.65 | 606.4 | 0 | 304 | 0 | 39845 | 28 | 649.3 | 59 | 156255.1973 | 138.9779
2009-03-01 | 5208108.63 | 533.8 | 0 | 352 | 1 | 39873 | 31 | 636.3 | 58 | 168851.1409 | 138.5779
2009-04-01 | 5059748.74 | 305.8 | 1.2 | 320 | 1 | 39904 | 30 | 632.2 | 58 | 181447.0845 | 138.179
2009-05-01 | 5014653.33 | 158.8 | 6.9 | 320 | 1 | 39934 | 31 | 631.7 | 58 | 194043.0281 | 137.7812
2009-06-01 | 5096481.61 | 49.3 | 34.2 | 352 | 0 | 39965 | 30 | 642.7 | 60 | 206638.9717 | 137.3846
2009-07-01 | 5015960.82 | 6.2 | 43.7 | 352 | 0 | 39995 | 31 | 650 | 60 | 219234.9153 | 136.9892
2009-08-01 | 5285812.55 | 9.8 | 91 | 320 | 0 | 40026 | 31 | 655.3 | 61 | 231830.8589 | 136.5949
2009-09-01 | 5277097.64 | 55.2 | 20.9 | 336 | 1 | 40057 | 30 | 654.9 | 61 | 244426.8025 | 136.2017
2009-10-01 | 5260474.74 | 287.8 | 0 | 336 | 1 | 40087 | 31 | 656.6 | 62 | 257022.7461 | 135.8096
2009-11-01 | 5388339.91 | 361.2 | 0 | 320 | 1 | 40118 | 30 | 654.8 | 62 | 269618.6897 | 135.4187
2009-12-01 | 5299573.92 | 631.3 | 0 | 352 | 0 | 40148 | 31 | 652.3 | 62 | 282214.6333 | 135.0289
2010-01-01 | 5555439.06 | 720 | 0 | 320 | 0 | 40179 | 31 | 646 | 62 | 273285.77 | 135.329
2010-02-01 | 5013773.95 | 598.3 | 0 | 304 | 0 | 40210 | 28 | 642.3 | 60 | 264356.9067 | 135.6298
2010-03-01 | 6205384.94 | 422.8 | 0 | 368 | 1 | 40238 | 31 | 639.5 | 60 | 255428.0434 | 135.9313
2010-04-01 | 5049381.81 | 225.1 | 0 | 320 | 1 | 40269 | 30 | 643.8 | 60 | 246499.1802 | 136.2334
2010-05-01 | 5353724.97 | 107.9 | 45.7 | 320 | 1 | 40299 | 31 | 653.4 | 60 | 237570.3169 | 136.5362
2010-06-01 | 5394851.75 | 21.7 | 58.7 | 352 | 0 | 40330 | 30 | 668.5 | 60 | 228641.4536 | 136.8396
2010-07-01 | 5369307.02 | 1.8 | 164.9 | 336 | 0 | 40360 | 31 | 680.1 | 60 | 219712.5903 | 137.1438
2010-08-01 | 5474714.72 | 2.1 | 138.8 | 336 | 0 | 40391 | 31 | 683.1 | 60 | 210783.727 | 137.4486
2010-09-01 | 5300728.08 | 78.1 | 31.5 | 336 | 1 | 40422 | 30 | 677.1 | 60 | 201854.8637 | 137.7541
2010-10-01 | 5245082.21 | 241.6 | 0 | 320 | 1 | 40452 | 31 | 670.2 | 61 | 192926.0005 | 138.0603
2010-11-01 | 5280970.48 | 405.3 | 0 | 336 | 1 | 40483 | 30 | 668.1 | 62 | 183997.1372 | 138.3671
2010-12-01 | 5133324.76 | 676.2 | 0 | 368 | 0 | 40513 | 31 | 666.9 | 62 | 175068.2739 | 138.6747
2011-01-01 | 5500082.61 | 775.3 | 0 | 336 | 0 | 40544 | 31 | 663.9 | 61 | 192639.5195 | 139.0392
2011-02-01 | 4946525.89 | 654.2 | 0 | 304 | 0 | 40575 | 28 | 666.1 | 60 | 210210.7652 | 139.4046
2011-03-01 | 5361918.63 | 572.8 | 0 | 368 | 1 | 40603 | 31 | 671.2 | 60 | 227782.0108 | 139.771
2011-04-01 | 4665343.54 | 332.3 | 0 | 320 | 1 | 40634 | 30 | 679.9 | 60 | 245353.2565 | 140.1384
2011-05-01 | 4906208.38 | 134.1 | 13 | 336 | 1 | 40664 | 31 | 685.8 | 59 | 262924.5021 | 140.5067
2011-06-01 | 5074043.26 | 19 | 52.2 | 352 | 0 | 40695 | 30 | 697.1 | 59 | 280495.7477 | 140.876
2011-07-01 | 5134785.51 | 0 | 198.5 | 320 | 0 | 40725 | 31 | 707.5 | 59 | 298066.9934 | 141.2463
2011-08-01 | 5283195.8 | 0 | 122.2 | 352 | 0 | 40756 | 31 | 708.3 | 59 | 315638.239 | 141.6175
2011-09-01 | 5127913.71 | 48.2 | 39.7 | 336 | 1 | 40787 | 30 | 700.8 | 59 | 333209.4847 | 141.9897
2011-10-01 | 5157725.91 | 235.5 | 2.4 | 320 | 1 | 40817 | 31 | 693.6 | 59 | 350780.7303 | 142.3629
2011-11-01 | 5190993.69 | 342.1 | 0 | 352 | 1 | 40848 | 30 | 690.2 | 60 | 368351.9759 | 142.7371
2011-12-01 | 5094019.52 | 534 | 0 | 336 | 0 | 40878 | 31 | 690.4 | 60 | 385923.2216 | 143.1123
2012-01-01 |  | 731.2778 | 0 | 336 | 0 | 40909 | 31 |  | 0 | 370557.4355 | 143.49
2012-02-01 |  | 647.2333 | 0 | 320 | 0 | 40940 | 29 |  | 0 | 355191.6493 | 143.87
2012-03-01 |  | 542.2111 | 0 | 352 | 1 | 40969 | 31 |  | 0 | 339825.8632 | 144.24
2012-04-01 |  | 308.6222 | 0.4 | 320 | 1 | 41000 | 30 |  | 0 | 324460.0771 | 144.62
2012-05-01 |  | 154.8667 | 13.9889 | 352 | 1 | 41030 | 31 |  | 0 | 309094.291 | 145
2012-06-01 |  | 27.2444 | 68.9111 | 336 | 0 | 41061 | 30 |  | 0 | 293728.5049 | 145.38
2012-07-01 |  | 1.7778 | 131.6556 | 336 | 0 | 41091 | 31 |  | 0 | 278362.7188 | 145.77
2012-08-01 |  | 5.4444 | 109.6556 | 352 | 0 | 41122 | 31 |  | 0 | 262996.9327 | 146.15
2012-09-01 |  | 51.7556 | 32.9444 | 304 | 1 | 41153 | 30 |  | 0 | 247631.1465 | 146.53
2012-10-01 |  | 243.5556 | 3.6 | 352 | 1 | 41183 | 31 |  | 0 | 232265.3604 | 146.92
2012-11-01 |  | 396.7667 | 0 | 352 | 1 | 41214 | 30 |  | 0 | 216899.5743 | 147.3
2012-12-01 |  | 610.8333 | 0 | 304 | 0 | 41244 | 31 |  | 0 | 201533.7882 | 147.69
2013-01-01 |  | 731.2778 | 0 | 352 | 0 | 41275 | 31 |  | 0 | 214380.3487 | 147.88
2013-02-01 |  | 647.2333 | 0 | 304 | 0 | 41306 | 28 |  | 0 | 227226.9091 | 148.08
2013-03-01 |  | 542.2111 | 0 | 320 | 1 | 41334 | 31 |  | 0 | 240073.4696 | 148.27
2013-04-01 |  | 308.6222 | 0.4 | 352 | 1 | 41365 | 30 |  | 0 | 252920.0301 | 148.46
2013-05-01 |  | 154.8667 | 13.9889 | 352 | 1 | 41395 | 31 |  | 0 | 265766.5906 | 148.65
2013-06-01 |  | 27.2444 | 68.9111 | 320 | 0 | 41426 | 30 |  | 0 | 278613.151 | 148.85
2013-07-01 |  | 1.7778 | 131.6556 | 352 | 0 | 41456 | 31 |  | 0 | 291459.7115 | 149.04
2013-08-01 |  | 5.4444 | 109.6556 | 336 | 0 | 41487 | 31 |  | 0 | 304306.272 | 149.23
2013-09-01 |  | 51.7556 | 32.9444 | 320 | 1 | 41518 | 30 |  | 0 | 317152.8325 | 149.42
2013-10-01 |  | 243.5556 | 3.6 | 352 | 1 | 41548 | 31 |  | 0 | 329999.3929 | 149.62
2013-11-01 |  | 396.7667 | 0 | 336 | 1 | 41579 | 30 |  | 0 | 342845.9534 | 149.81
2013-12-01 |  | 610.8333 | 0 | 320 | 0 | 41609 | 31 |  | 0 | 355692.5139 | 150
|  |  | Weatther Normal | [8 empty] | 0
2003 | 96609911.85 | [10 empty] | 0 | -96609911.85 | -100%
2004 | 64710760.86 | [10 empty] | 0 | -64710760.86 | -100%
2005 | 62379983.56 | [10 empty] | 0 | -62379983.56 | -100%
2006 | 62938454.14 | [10 empty] | 0 | -62938454.14 | -100%
2007 | 61276547.67 | [10 empty] | 0 | -61276547.67 | -100%
2008 | 66898820.39 | [10 empty] | 0 | -66898820.39 | -100%
2009 | 62407115.03 | [10 empty] | 0 | -62407115.03 | -100%
2010 | 64376683.75 | [10 empty] | 0 | -64376683.75 | -100%
2011 | 61442756.45 | [10 empty] | 0 | -61442756.45 | -100%
2012 | [11 empty] | 0
2013 | [11 empty] | 0
Total to 2011 | 603041033.7 | [10 empty] | 0 | -603041033.7
[12 empty] | 0 | 0
Check totals above sould be zero

## Rate Class Energy Model
| Purchases | Modeled Purchases | Difference | % Difference | Loss Factor | Total Billed | Residential | GS<50 | GS>50 | Sentinels | Streetlights | USL | Intermediate
Weatther Normal Projection
2003 | 150182993.5568 | 153573922.0095 | 3390928.4527 | 2.258% |  | 150463311.5 | 42907157.25 | 20515940.49 | 63014931.59 | 47778.3 | 1091077.79 | 0 | 22886426.08
2004 | 156673546.68 | 154627808.6497 | -2045738.0303 | -1.306% |  | 152784488.6759 | 44353538.1 | 19565243.63 | 64710760.86 | 38416.4 | 1122091.5259 | 0 | 22994438.16
2005 | 159410400.8892 | 159218541.5152 | -191859.374 | -0.1204% | 1.0353 | 153975408.4015 | 47312612.39 | 21296193.11 | 62379983.56 | 43766.74 | 1134272.0915 | 0 | 21808580.51
2006 | 156266197.978 | 156303637.9344 | 37439.9564 | 0.02396% | 1.0418 | 150002322.2794 | 45687349.76 | 21179984.16 | 62938454.14 | 46268.93 | 1130200.4894 | 0 | 19020064.8
2007 | 157654073.6752 | 156695654.5487 | -958419.1265 | -0.6079% | 1.0696 | 147391975.83 | 43537330.44 | 20462652.85 | 61276547.67 | 44287.57 | 1121883.95 | 301521.35 | 20647752
2008 | 161127401.552 | 155804566.1377 | -5322835.4142 | -3.303% | 1.0453 | 154151697.38 | 44267125.53 | 19599082.04 | 66898820.39 | 45820.81 | 1140337.06 | 401394.35 | 21799117.2
2009 | 154109568.608 | 154953947.0457 | 844378.4377 | 0.5479% | 1.0513 | 146583990.21 | 43775753.41 | 20149611.83 | 62407115.03 | 46167.35 | 1139918.23 | 400443.16 | 18664981.2
2010 | 155732492.048 | 157019267.8007 | 1286775.7527 | 0.8263% | 1.0435 | 149244340.79 | 45093297.22 | 20409368.48 | 64376683.75 | 43013.75 | 1139669.76 | 453001.43 | 17729306.4
2011 | 153880598.584 | 157182132.7783 | 3301534.1943 | 2.146% | 1.0537 | 146044788.99 | 44251862.37 | 20583076.52 | 61442756.45 | 41278.66 | 1127165.69 | 494005.7 | 18104643.6
2012 |  | 158675386.3194 |  |  |  | 151317062.7892 | 401186026.47 | 183761153.11 | 569446053.44 | 396798.51 | 10146616.5868 | 2050365.99 | 183655309.95
2013 |  | 159945962.0889 |  |  |  | 152528717.5893 | 401186026.47 | 183761153.11 | 569446053.44 | 396798.51 | 10146616.5868 | 2050365.99 | 183655309.95
Average |  |  |  |  | 1.0486
May want to be consistent with proposed loss factor
Usage Per Customer
2003 | [6 empty] | 8442.9668 | 34713.9433 | 1235586.8939 | 1911.132 | 725.4507 |  | 22886426.08
2004 | [6 empty] | 8487.0911 | 31813.4043 | 1294215.2172 | 1422.8296 | 738.7041 |  | 22994438.16
2005 | [6 empty] | 8826.9799 | 34238.2526 | 1223136.9325 | 1411.8303 | 730.3748 |  | 21808580.51
2006 | [6 empty] | 8413.8766 | 33249.5827 | 1187518.0026 | 1492.5461 | 727.7531 |  | 19020064.8
2007 | [6 empty] | 7927.409 | 30678.64 | 1156161.2768 | 1428.6313 | 696.3898 | 150760.675 | 20647752
2008 | [6 empty] | 8004.9052 | 29078.7567 | 1153427.9378 | 1478.0906 | 687.7787 | 200697.175 | 21799117.2
2009 | [6 empty] | 7850.7449 | 29160.075 | 1040118.5838 | 1489.2694 | 687.5261 | 200221.58 | 18664981.2
2010 | [6 empty] | 8013.7368 | 28949.4588 | 1072944.7292 | 1387.5403 | 681.2132 | 226500.715 | 17729306.4
2011 | [6 empty] | 7748.5313 | 29031.1375 | 1041402.6517 | 1331.5697 | 668.148 | 82334.2833 | 18104643.6
2012 | [6 empty] | 7665.8432 | 28389.5865 | 1019381.746 | 1272.7645 | 661.311 | 70778.9098 | 17581927.3031
2013 | [6 empty] | 7584.0375 | 27762.2128 | 997826.4818 | 1216.5563 | 654.544 | 60845.2987 | 17074302.8429
2003
2004 | [6 empty] | 1.0052 | 0.91644 | 1.0474 | 0.7445 | 1.0183 |  | 1.0047
2005 | [6 empty] | 1.04 | 1.0762 | 0.94508 | 0.99227 | 0.98872 |  | 0.94843
2006 | [6 empty] | 0.9532 | 0.97112 | 0.97088 | 1.0572 | 0.99641 |  | 0.87214
2007 | [6 empty] | 0.94218 | 0.92268 | 0.97359 | 0.95718 | 0.9569 |  | 1.0856
2008 | [6 empty] | 1.0098 | 0.94785 | 0.99764 | 1.0346 | 0.98763 | 1.3312 | 1.0558
2009 | [6 empty] | 0.98074 | 1.0028 | 0.90176 | 1.0076 | 0.99963 | 0.99763 | 0.85623
2010 | [6 empty] | 1.0208 | 0.99278 | 1.0316 | 0.93169 | 0.99082 | 1.1313 | 0.94987
2011 | [6 empty] | 0.96691 | 1.0028 | 0.9706 | 0.95966 | 0.98082 | 0.36351 | 1.0212
Used | [6 empty] | 0.98933 | 0.9779 | 0.97885 | 0.95584 | 0.98977 | 0.85965 | 0.97113
Geomean | [6 empty] | 0.98933 | 0.9779 | 0.97885 | 0.95584 | 0.98977 | 0.85965 | 0.97113
Non Weather Corrected Forecast | [13 empty] | Total
2012 | 2012 | 2012 |  |  |  | 145774919.1225 | 44338214.4677 | 20541386.1674 | 61582557.6767 | 39455.699 | 1132476.1058 | 558901.7028 | 17581927.3031 | 145774919.1225
2013 | [5 empty] | 145505472.9377 | 44424735.071 | 20499780.2572 | 61722676.9943 | 37713.2442 | 1137811.5406 | 608452.9874 | 17074302.8429 | 145505472.9377
Weather Corrected Forecast | [13 empty] | Total
2012 | [5 empty] | 151317062.7892 | 46702645.5634 | 21636799.972 | 63379694.1041 | 39366.7295 | 1129922.4602 | 557641.4229 | 17542281.4234 | 150988351.6755 | 328711.1137
2013 | [5 empty] | 152528717.5893 | 47248865.6043 | 21802974.4182 | 63760271.7188 | 37457.6505 | 1130100.2575 | 604329.3228 | 16958585.276 | 151542584.248 | 986133.3412
% Weather Sensitive | [6 empty] | 69.72% | 69.72% | 39.43% |  |  |  |  | Total
2012 | [5 empty] | 5542143.6667 | 30910732.3933 | 14320587.7465 | 24282964.1216 | 0 | 0 | 0 | 0 | 69514284.2614
2013 | [5 empty] | 7023244.6515 | 30971050.9074 | 14291581.8614 | 24338215.3566 | 0 | 0 | 0 | 0 | 69600848.1253
Allocation of Weather Sensitive Amount
2012 | [6 empty] | 2464410.3235 | 1141733.0341 | 1936000.3091 | 0 | 0 | 0 | 0 | 5542143.6667
2013 | [6 empty] | 3125210.0153 | 1442127.1949 | 2455907.4413 | 0 | 0 | 0 | 0 | 7023244.6515
CDM
2012 | [5 empty] | -328711.1137 | -99979.2279 | -46319.2294 | -138863.8817 | -88.9695 | -2553.6456 | -1260.2799 | -39645.8797 | -328711.1137
2013 | [5 empty] | -986133.3412 | -301079.4821 | -138933.0339 | -418312.7168 | -255.5937 | -7711.2831 | -4123.6647 | -115717.567 | -986133.3412
Rate Class Specific
2012 | [5 empty] | 147052735.621 | 45691132.7684 | 20466284.3652 | 61582557.6767 | 39455.699 | 1132476.1058 | 558901.7028 | 17581927.3031 | 147052735.621
[5 empty] | CDM | -328711.1137 | -102134.6735 | -45748.8608 | -137657.2223 | -88.1964 | -2531.4557 | -1249.3287 | -39301.3763 | -328711.1137
[6 empty] | kWh | 45588998.0949 | 20420535.5044 | 61444900.4544 | 39367.5026 | 1129944.6501 | 557652.3741 | 17542625.9267 | 146724024.5072
[6 empty] | kW/kWh factor |  |  | 0.2571% | 0.2778% | 0.2798% |  | 0.2206%
[6 empty] | kW |  |  | 157988.2542 | 109.3542 | 3161.6906 | 0 | 38701.0803 | 199960.3792
2013 | [5 empty] | 147245294.253 | 46118694.2484 | 20545642.395 | 61722676.9943 | 37713.2442 | 1137811.5406 | 608452.9874 | 17074302.8429 | 147245294.253
[5 empty] | CDM | -986133.3412 | -308866.7946 | -137598.5772 | -413370.0164 | -252.5737 | -7620.1681 | -4074.9403 | -114350.2711 | -986133.3412
[6 empty] | kWh | 45809827.4539 | 20408043.8179 | 61309306.978 | 37460.6706 | 1130191.3725 | 604378.0472 | 16959952.5719 | 146259160.9118
[6 empty] | kW/kWh factor |  |  | 0.2571% | 0.2778% | 0.2798% |  | 0.2206%
[6 empty] | kW |  |  | 157639.6138 | 104.0574 | 3162.381 | 0 | 37415.6348 | 198321.687
Note on J2: Remove wolverine as primary
Note on N2: Wolverine Removed

## Rate Class Customer Model
| Residential | GS<50 | GS>50 | Sentinels | Streetlights | USL | Intermediate | Total
2003 | 5082 | 591 | 51 | 25 | 1504 | 0 | 1 | 7254
2004 | 5226 | 615 | 50 | 27 | 1519 | 0 | 1 | 7438
2005 | 5360 | 622 | 51 | 31 | 1553 | 0 | 1 | 7618
2006 | 5430 | 637 | 53 | 31 | 1553 | 0 | 1 | 7705
2007 | 5492 | 667 | 53 | 31 | 1611 | 2 | 1 | 7857
2008 | 5530 | 674 | 58 | 31 | 1658 | 2 | 1 | 7954
2009 | 5576 | 691 | 60 | 31 | 1658 | 2 | 1 | 8019
2010 | 5627 | 705 | 60 | 31 | 1673 | 2 | 1 | 8099
2011 | 5711 | 709 | 59 | 31 | 1687 | 6 | 1 | 8204
2012 | 5783.8666 | 723.5536 | 60.4117 | 31 | 1712.4712 | 7.8964 | 1 | 8320.1994
2013 | 5857.6629 | 738.4058 | 61.8571 | 31 | 1738.3269 | 10 | 1 | 8438.2528
Growth Rate in Customer Numbers
2003
2004 | 1.0283 | 1.0406 | 0.98039 | 1.08 | 1.01 |  | 1
2005 | 1.0256 | 1.0114 | 1.02 | 1.1481 | 1.0224 |  | 1
2006 | 1.0131 | 1.0241 | 1.0392 | 1 | 1 |  | 1
2007 | 1.0114 | 1.0471 | 1 | 1 | 1.0373 |  | 1
2008 | 1.0069 | 1.0105 | 1.0943 | 1 | 1.0292 | 1 | 1
2009 | 1.0083 | 1.0252 | 1.0345 | 1 | 1 | 1 | 1
2010 | 1.0091 | 1.0203 | 1 | 1 | 1.009 | 1 | 1
2011 | 1.0149 | 1.0057 | 0.98333 | 1 | 1.0084 | 3 | 1
Used | 1.0128 | 1.0205 | 1.0239 | 1.0199 | 1.0151 | 1.3161 | 1
Geomean | 1.0128 | 1.0205 | 1.0239 | 1.0199 | 1.0151 | 1.3161 | 1

## Rate Class Load Model
| GS>50 | Sentinels | Streetlights | Intermediate | Total
2003 | 154056.5 | 132.7175 | 3008.2 | 47142.3431 | 204339.7606
2004 | 157637.3 | 106.7122 | 3074.1 | 48399.48 | 209217.5922
2005 | 157684 | 121.5743 | 3127.7 | 45921.6804 | 206854.9547
2006 | 163964.97 | 128.5248 | 3121.3 | 41567.59 | 208782.3848
2007 | 160716.94 | 123.021 | 3086.4 | 42417.6 | 206343.961
2008 | 169386.36 | 127.28 | 3144.2 | 46155.2 | 218813.04
2009 | 169024.13 | 128.2426 | 3235.1 | 42412.8 | 214800.2726
2010 | 170203.1 | 119.4826 | 3382.4 | 44377.7 | 218082.6826
2011 | 160989.06 | 114.6629 | 3215.5 | 44396.5 | 208715.7229
2012 | 162963.0311 | 109.352 | 3161.6285 | 38700.3202 | 204934.3319 | 1463662.36 | 1102.2181 | 28394.9 | 402790.8936
2013 | 163941.5792 | 104.049 | 3162.126 | 37412.6184 | 204620.3727 | 1463662.36 |  | 28394.9 | 402790.8936
kW/kWh
2003 | 0.2445% | 0.2778% | 0.2757% | 0.206%
2004 | 0.2436% | 0.2778% | 0.274% | 0.2105%
2005 | 0.2528% | 0.2778% | 0.2757% | 0.2106%
2006 | 0.2605% | 0.2778% | 0.2762% | 0.2185%
2007 | 0.2623% | 0.2778% | 0.2751% | 0.2054%
2008 | 0.2532% | 0.2778% | 0.2757% | 0.2117%
2009 | 0.2708% | 0.2778% | 0.2838% | 0.2272%
2010 | 0.2644% | 0.2778% | 0.2968% | 0.2503%
2011 | 0.262% | 0.2778% | 0.2853% | 0.2452%
Average | 0.2571% | 0.2778% | 0.2798% | 0.2206%

## Weather Analysis - Pearson
Summary of Degree Day Information |  |  |  | Station Name |  | TORONTO LESTER B. PEARSON INT'L A
Summary of All Heating Degree Days
Month | 1992 | 1993 | 1994 | 1995 | 1996 | 1997 | 1998 | 1999 | 2000 | 2001 | 2002 | 2003 | 2004 | 2005 | 2006 | 2007 | 2008 | 2009 | 2010 | 2011 | 10 Year Avg | 20 Year Trend
January | 687.9 | 635.1 | 941.4 | 653.2 | 765.2 | 756.6 | 624.8 | 749.8 | 738.9 | 684.9 | 572.2 | 814.5 | 849.1 | 770 | 551.8 | 647.1 | 623.5 | 830.2 | 720 | 775.3 | 715.37 | 715.55
February | 635.7 | 686.8 | 737.5 | 707 | 689.8 | 593 | 512.2 | 548.1 | 612.7 | 587.6 | 540.2 | 699 | 631.7 | 616.4 | 604.3 | 740.1 | 674.7 | 606.4 | 598.3 | 654.2 | 636.53 | 620.5946
March | 593 | 530.1 | 581.5 | 498.1 | 645.6 | 600 | 492.3 | 550.6 | 418.6 | 566.6 | 545.6 | 581.1 | 487.3 | 608.6 | 516.6 | 546.7 | 610.2 | 533.8 | 422.8 | 572.8 | 542.55 | 524.8576
April | 372.8 | 280.3 | 320.2 | 417.6 | 408.2 | 366.8 | 282 | 296.7 | 339.2 | 293.8 | 329.5 | 372.5 | 331.5 | 306.8 | 293.3 | 356.4 | 253.9 | 305.8 | 225.1 | 332.3 | 310.71 | 282.7304
May | 179.2 | 182 | 199.7 | 149.2 | 205.9 | 260.8 | 59.1 | 97.1 | 139.6 | 111.5 | 227.5 | 177.9 | 158.9 | 189.4 | 136.9 | 136.4 | 193.5 | 158.8 | 107.9 | 134.1 | 162.13 | 137.9462
June | 67.1 | 46.5 | 35.6 | 20 | 20.9 | 20.6 | 54.7 | 25 | 34.5 | 29.8 | 36.2 | 43.4 | 44.2 | 8.9 | 19.5 | 16.5 | 22.7 | 49.3 | 21.7 | 19 | 28.14 | 20.1779
July | 23.7 | 0.6 | 2.4 | 10.3 | 10.3 | 12.4 | 1 | 0 | 6.6 | 9.3 | 0 | 0.2 | 3.6 | 0 | 0 | 3.2 | 1 | 6.2 | 1.8 | 0 | 1.6 | -1.4313
August | 35.3 | 9.7 | 24.5 | 4.6 | 2.5 | 17 | 3.4 | 8.4 | 11.5 | 0 | 0.2 | 2 | 12.8 | 0.2 | 4.2 | 5.2 | 12.7 | 9.8 | 2.1 | 0 | 4.92 | -0.59496
September | 123.5 | 77.2 | 76.2 | 133.7 | 71.6 | 87.1 | 39.7 | 49.3 | 99.5 | 73.6 | 21.8 | 54.9 | 30 | 22.6 | 80.9 | 36.9 | 59 | 55.2 | 78.1 | 48.2 | 48.76 | 35.3341
October | 328.5 | 200.8 | 249.3 | 219.4 | 273.1 | 266.9 | 223.4 | 267.6 | 212.7 | 232.5 | 292.2 | 276 | 226.3 | 220.2 | 288.3 | 137.7 | 278.6 | 287.8 | 241.6 | 235.5 | 248.42 | 239.2526
November | 456.2 | 312.5 | 379 | 511.4 | 512.1 | 466.5 | 392.6 | 367.5 | 432 | 325.8 | 445 | 398.5 | 379.1 | 388.4 | 382.2 | 462.5 | 451.6 | 361.2 | 405.3 | 342.1 | 401.59 | 383.5716
December | 518.1 | 503.5 | 562.5 | 717.5 | 571.6 | 586.2 | 535.1 | 579.3 | 780.3 | 505 | 619.4 | 561.5 | 643.4 | 665.3 | 500.5 | 630.7 | 654.6 | 631.3 | 676.2 | 534 | 611.69 | 633.568
Total | 4021 | 3465.1 | 4109.8 | 4042 | 4176.8 | 4033.9 | 3220.3 | 3539.4 | 3826.1 | 3420.4 | 3629.8 | 3981.5 | 3797.9 | 3796.8 | 3378.5 | 3719.4 | 3836 | 3835.8 | 3500.9 | 3647.5
Summary of All Cooling Degree Days
Month | 1992 | 1993 | 1994 | 1995 | 1996 | 1997 | 1998 | 1999 | 2000 | 2001 | 2002 | 2003 | 2004 | 2005 | 2006 | 2007 | 2008 | 2009 | 2010 | 2011 | 10 Year Avg | 20 Year Trend
January | 0 | 0 | 0 | 0 | 0 | 0 | 0 | 0 | 0 | 0 | 0 | 0 | 0 | 0 | 0 | 0 | 0 | 0 | 0 | 0 | 0 | 0
February | 0 | 0 | 0 | 0 | 0 | 0 | 0 | 0 | 0 | 0 | 0 | 0 | 0 | 0 | 0 | 0 | 0 | 0 | 0 | 0 | 0 | 0
March | 0 | 0 | 0 | 0 | 0 | 0 | 0 | 0 | 0 | 0 | 0 | 0 | 0 | 0 | 0 | 0 | 0 | 0 | 0 | 0 | 0 | 0
April | 0 | 0 | 0.5 | 0 | 0 | 0 | 0 | 0 | 0 | 1.4 | 8.3 | 2.4 | 0 | 0 | 0 | 0 | 0 | 1.2 | 0 | 0 | 1.19 | 0.90271
May | 3.3 | 4.3 | 8.2 | 3.5 | 8.6 | 0 | 28.6 | 19.4 | 23.7 | 12.2 | 7.8 | 0 | 8.6 | 0.8 | 26 | 22.4 | 2.5 | 6.9 | 45.7 | 13 | 13.37 | 20.2065
June | 18.5 | 17.9 | 67.7 | 77.9 | 38.3 | 73.2 | 82.4 | 96 | 41.1 | 79.7 | 70 | 52.9 | 31.6 | 146.3 | 73.6 | 99.2 | 71.5 | 34.2 | 58.7 | 52.2 | 69.02 | 77.7435
July | 24.5 | 107.8 | 111.2 | 130.9 | 59.6 | 103 | 101.3 | 196.5 | 71.8 | 100.9 | 192.4 | 118.3 | 86.4 | 188.7 | 167.3 | 106.1 | 111 | 43.7 | 164.9 | 198.5 | 137.73 | 157.1814
August | 32.5 | 103.5 | 46.4 | 122.9 | 87.1 | 46.8 | 117.7 | 79.1 | 92.5 | 160 | 142.7 | 128 | 59.6 | 140.7 | 101.6 | 141 | 64 | 91 | 138.8 | 122.2 | 112.96 | 130.7056
September | 23.3 | 15.7 | 13.7 | 12.7 | 27.1 | 11.7 | 45 | 48.9 | 35.2 | 35.7 | 87.6 | 24 | 41.2 | 52.1 | 12.9 | 47.5 | 26.7 | 20.9 | 31.5 | 39.7 | 38.41 | 42.468
October | 0 | 2.5 | 0 | 3.2 | 0 | 2.8 | 0 | 0 | 1.2 | 2 | 10 | 0 | 1.5 | 7.6 | 1.1 | 19.8 | 0 | 0 | 0 | 2.4 | 4.24 | 4.6859
November | 0 | 0 | 0 | 0 | 0 | 0 | 0 | 0 | 0 | 0 | 0 | 0 | 0 | 0 | 0 | 0 | 0 | 0 | 0 | 0 | 0 | 0
December | 0 | 0 | 0 | 0 | 0 | 0 | 0 | 0 | 0 | 0 | 0 | 0 | 0 | 0 | 0 | 0 | 0 | 0 | 0 | 0 | 0 | 0
Total | 102.1 | 251.7 | 247.7 | 351.1 | 220.7 | 237.5 | 375 | 439.9 | 265.5 | 391.9 | 518.8 | 325.6 | 228.9 | 536.2 | 382.5 | 436 | 275.7 | 197.9 | 439.6 | 428

## Weather Analysis - Fergus
Summary of Degree Day Information |  |  |  | Station Name |  | TORONTO LESTER B. PEARSON INT'L A
Summary of All Heating Degree Days
Month | 1992 | 1993 | 1994 | 1995 | 1996 | 1997 | 1998 | 1999 | 2000 | 2001 | 2002 | 2003 | 2004 | 2005 | 2006 | 2007 | 2008 | 2009 | 2010 | 2011 | 10 Year Avg | 20 Year Trend
January | [10 empty] | 645.9 | 873.5 | 891.5 | 825.7 | 620.7 | 711.9 | 707.1 | 860 | 781.6 | 838.4 | 775.63 | #VALUE!
February | [10 empty] | 612.1 | 761.9 | 689.2 | 672.5 | 682.7 | 781.6 | 735.7 | 667.1 | 663.1 | 669.6 | 693.55 | #VALUE!
March | [10 empty] | 603.1 | 629.1 | 561.4 | 677.9 | 591.3 | 596.4 | 690 | 575.8 | 489.1 | 639.9 | 605.4 | #VALUE!
April | [10 empty] | 363.1 | 407.1 | 361.7 | 349.6 | 321.4 | 409.4 | 294.9 | 355.3 | 250.8 | 371.2 | 348.45 | #VALUE!
May | [10 empty] | 266.1 | 207.1 | 190.9 | 229 | 162.5 | 144.8 | 238.4 | 180.8 | 131.4 | 161.3 | 191.23 | #VALUE!
June | [10 empty] | 48.7 | 57.7 | 71.3 | 16.6 | 32.8 | 34.8 | 39.2 | 72.4 | 39.7 | 40.4 | 45.36 | #VALUE!
July | [10 empty] | 5.5 | 11.3 | 18.3 | 2.9 | 3.9 | 20.1 | 4.4 | 35.5 | 5.9 | 0 | 10.78 | #VALUE!
August | [10 empty] | 11.5 | 9.6 | 44.7 | 3.9 | 16.9 | 14.8 | 25 | 26.3 | 8.3 | 6.1 | 16.71 | #VALUE!
September | [10 empty] | 44.5 | 92.5 | 54 | 45.6 | 128.4 | 56.8 | 80.6 | 79.6 | 116.2 | 88.1 | 78.63 | #VALUE!
October | [10 empty] | 336.9 | 319.6 | 275.4 | 263.5 | 329.4 | 180.8 | 316 | 340.9 | 277.5 | 271.2 | 291.12 | #VALUE!
November | [10 empty] | 508.7 | 437 | 438.8 | 443.9 | 423 | 492 | 500.1 | 385.1 | 444.5 | 384.9 | 445.8 | #VALUE!
December | [10 empty] | 688.7 | 630.7 | 721.8 | 724.4 | 565.8 | 695.4 | 720.3 | 695.4 | 741.8 | 607 | 679.13 | #VALUE!
Total | [10 empty] | 4134.8 | 4437.1 | 4319 | 4255.5 | 3878.8 | 4138.8 | 4351.7 | 4274.2 | 3949.9 | 4078.1
Summary of All Cooling Degree Days
Month | 1992 | 1993 | 1994 | 1995 | 1996 | 1997 | 1998 | 1999 | 2000 | 2001 | 2002 | 2003 | 2004 | 2005 | 2006 | 2007 | 2008 | 2009 | 2010 | 2011 | 10 Year Avg | 20 Year Trend
January | [10 empty] | 0 | 0 | 0 | 0 | 0 | 0 | 0 | 0 | 0 | 0 | 0 | #VALUE!
February | [10 empty] | 0 | 0 | 0 | 0 | 0 | 0 | 0 | 0 | 0 | 0 | 0 | #VALUE!
March | [10 empty] | 0 | 0 | 0 | 0 | 0 | 0 | 0 | 0 | 0 | 0 | 0 | #VALUE!
April | [10 empty] | 4.1 | 0 | 0 | 0 | 0 | 0 | 0 | 0.8 | 0 | 0 | 0.49 | #VALUE!
May | [10 empty] | 4.4 | 0 | 7.1 | 0 | 20.6 | 15.2 | 0 | 1.8 | 30.8 | 12.2 | 9.21 | #VALUE!
June | [10 empty] | 48.4 | 30.4 | 22.5 | 105.3 | 37.2 | 69.3 | 44.5 | 25.8 | 30.5 | 23.5 | 43.74 | #VALUE!
July | [10 empty] | 122.1 | 59.1 | 53.5 | 116.2 | 115 | 60.3 | 69.6 | 15.6 | 105.5 | 131.5 | 84.84 | #VALUE!
August | [10 empty] | 76.6 | 79.6 | 29.5 | 82.5 | 54.3 | 79.6 | 37.7 | 59.5 | 85.4 | 66.1 | 65.08 | #VALUE!
September | [10 empty] | 46.6 | 8.9 | 21.7 | 20.2 | 0.8 | 31.3 | 16.8 | 12 | 21.7 | 26.1 | 20.61 | #VALUE!
October | [10 empty] | 5.6 | 0 | 0 | 6.6 | 0 | 10.4 | 0 | 0 | 0 | 0.5 | 2.31 | #VALUE!
November | [10 empty] | 0 | 0 | 0 | 0 | 0 | 0 | 0 | 0 | 0 | 0 | 0 | #VALUE!
December | [10 empty] | 0 | 0 | 0 | 0 | 0 | 0 | 0 | 0 | 0 | 0 | 0 | #VALUE!
Total | [10 empty] | 307.8 | 178 | 134.3 | 330.8 | 227.9 | 266.1 | 168.6 | 115.5 | 273.9 | 259.9

## CDM Activity
Centre Wellington Hydro Load Forecast for 2013 Rate Application
| Total OPA Annual CDM Results (Gross) | Total OPA Annual CDM Results (Net) | # Difference | % Difference of Net | Total Annual CDM Results | Increase over previous year | [5 empty] | 4 Year 2011 to 2014 target
2005 | [5 empty] | 0 | 0 | Check |  | Jan | 1 | 7810000
2006 | 464900.7012 | 416277.9097 | 48622.7915 | 11.68% | 416277.9097 | 416277.9097 | 5336.8963 | 416277.9097 | 0 | Feb | 2
2007 | 2718878.7335 | 1901457.6801 | 817421.0534 | 42.99% | 1901457.6801 | 1132944.616 | 14524.931 | 1901457.6801 | 0 | Mar | 3 | 2011/2012 Cost of Service Method
2008 | 2746766.1262 | 2162792.1145 | 583974.0117 | 27% | 2162792.1145 | -697311.0099 | -8939.8847 | 2162792.1145 | 0 | Apr | 4 | 2011 | 2012 | 2013 | 2014 | Total |  |  | ERIP from 2010 programs
2009 | 3259276.1266 | 2555243.322 | 704032.8046 | 27.55% | 2555243.322 | 982483.6005 | 12595.9436 | 2555243.322 | 0 | May | 5 | 10% | 10% | 10% | 10% | 40%
2010 | 3530500.6868 | 2690124.2634 | 840376.4234 | 31.24% | 2690124.2634 | -696451.336 | -8928.8633 | 2690124.2634 | 0 | Jun | 6 |  | 10% | 10% | 10% | 30% |  |  | Jeffersons - P10-54 - 5OT2 | Nexans - C10-5 - 6OI1 | Nexans - C10-6 - 6OI1 | RR - Donnelley - 5OT1 | Total | NTG% | NTG Impact | Net Impact | 2011 OPA Results | 2011 ERIP in OPA Report | Impact from 2011 Programs
2011 | 3339621.7133 | 2496799.6787 | 842822.0346 | 33.76% | 3471376.4467 | 1370557.1599 | 17571.2456 | 3471376.4467 | 0 | Jul | 7 |  |  | 10% | 10% | 20% |  | 2011 | 830281 | 358470 | 46286 | 504900 | 1739937 | 52% | 904767.24 | 835169.76 | 338915 | 165458 | 1008626.76
2012 | 3255982.3874 | 2458592.4454 | 797389.942 | 32.43% | 3432547.3419 | -1198531.317 | -15365.7861 | 3432547.3419 | 0 | Aug | 8 |  |  |  | 10% | 10% |  | 2012 | 996388 | 477960 | 555434 | 605880 | 2635662 | 52% | 1370544.24 | 1265117.76 | 338915 | 165458 | 1438574.76
2013 | 3232179.0793 | 2446482.2789 | 785696.8004 | 32.12% | 3420437.1753 | 1002031.7171 | 12846.5605 | 3420437.1753 | 0 | Sep | 9 | 10% | 20% | 30% | 40% | 100% |  | 2013 | 996388 | 477960 | 555434 | 605880 | 2635662 | 52% | 1370544.24 | 1265117.76 | 338915 | 165458 | 1438574.76
Total | 22548105.5544 | 17127769.6927 | 5420335.8617 | 31.65% | 20050256.2536 |  |  |  |  | Oct | 10 | [6 empty] | 2014 | 996388 | 477960 | 555434 | 605880 | 2635662 | 52% | 1370544.24 | 1265117.76 | 338915 | 165458 | 1438574.76
[10 empty] | Nov | 11 | 781000 | 781000 | 781000 | 781000 | 3124000 |  | Total |  |  |  |  | 9646923 |  |  |  | 1355660 | 661832
[5 empty] | CDM Activity Variable |  |  |  |  | Dec | 12 | 0 | 781000 | 781000 | 781000 | 2343000
[10 empty] | Total | 78 |  |  | 781000 | 781000 | 1562000
2006-01-01 |  |  |  |  | 5336.8963 | [8 empty] | 0 | 781000 | 781000
2006-02-01 |  |  |  |  | 10673.7926 | [6 empty] | 781000 | 1562000 | 2343000 | 3124000 | 7810000
2006-03-01 |  |  |  |  | 16010.6888
2006-04-01 |  |  |  |  | 21347.5851 | [6 empty] | 2013 Proposed Cost of Service Method
2006-05-01 |  |  |  |  | 26684.4814 | [6 empty] | 2011 | 2012 | 2013 | 2014 | Total
2006-06-01 |  |  |  |  | 32021.3777 | [6 empty] | 12.48% | 12.47% | 12.47% | 12.07% | 49.49% | based 4th Quarter 2011 results
2006-07-01 |  |  |  |  | 37358.2739 | [7 empty] | 8.418% | 8.418% | 8.418% | 25.25%
2006-08-01 |  |  |  |  | 42695.1702 | [8 empty] | 8.418% | 8.418% | 16.84%
2006-09-01 |  |  |  |  | 48032.0665 | [9 empty] | 8.418% | 8.418%
2006-10-01 |  |  |  |  | 53368.9628 | [6 empty] | 12.48% | 20.89% | 29.31% | 37.33% | 100%
2006-11-01 |  |  |  |  | 58705.8591 | Check
2006-12-01 |  |  |  |  | 64042.7553 | 416277.9097 | 768513.0641 |  |  |  |  | 974576.768 | 973954.8965 | 973954.8965 | 942980.0742 | 3865466.6351
2007-01-01 |  |  |  |  | 78567.6863 | [7 empty] | 657422.2275 | 657422.2275 | 657422.2275 | 1972266.6825
2007-02-01 |  |  |  |  | 93092.6173 | [8 empty] | 657422.2275 | 657422.2275 | 1314844.455
2007-03-01 |  |  |  |  | 107617.5483 | [9 empty] | 657422.2275 | 657422.2275
2007-04-01 |  |  |  |  | 122142.4792 | [6 empty] | 974576.768 | 1631377.124 | 2288799.3514 | 2915246.7566 | 7810000
2007-05-01 |  |  |  |  | 136667.4102
2007-06-01 |  |  |  |  | 151192.3412
2007-07-01 |  |  |  |  | 165717.2722 | [6 empty] | 2011 ERIP Gross |  | 2635662
2007-08-01 |  |  |  |  | 180242.2031
2007-09-01 |  |  |  |  | 194767.1341 | [8 empty] | 1023681.5914 | Net Minus net 2011 ERIP
2007-10-01 |  |  |  |  | 209292.0651 | [7 empty] | times | 31.65% | Historical Gross Up Value
2007-11-01 |  |  |  |  | 223816.9961 | Check | [6 empty] | Gross-up | 323959.1693 | Free ridership amount
2007-12-01 |  |  |  |  | 238341.927 | 1901457.6801 | 2860103.1244 | [6 empty] | 1347640.7607 | Could be the amount in the LRAM variance account for Non-2011 ERIP Programs
2008-01-01 |  |  |  |  | 229402.0423
2008-02-01 |  |  |  |  | 220462.1575 | [7 empty] | Total | 3983302.7607 | Could be the amount in the LRAM variance account for total
2008-03-01 |  |  |  |  | 211522.2728
2008-04-01 |  |  |  |  | 202582.3881
2008-05-01 |  |  |  |  | 193642.5033
2008-06-01 |  |  |  |  | 184702.6186
2008-07-01 |  |  |  |  | 175762.7338
2008-08-01 |  |  |  |  | 166822.8491
2008-09-01 |  |  |  |  | 157882.9644
2008-10-01 |  |  |  |  | 148943.0796
2008-11-01 |  |  |  |  | 140003.1949
2008-12-01 |  |  |  |  | 131063.3101 | 2162792.1145 | 1572759.7215
2009-01-01 |  |  |  |  | 143659.2537
2009-02-01 |  |  |  |  | 156255.1973
2009-03-01 |  |  |  |  | 168851.1409
2009-04-01 |  |  |  |  | 181447.0845
2009-05-01 |  |  |  |  | 194043.0281
2009-06-01 |  |  |  |  | 206638.9717
2009-07-01 |  |  |  |  | 219234.9153
2009-08-01 |  |  |  |  | 231830.8589
2009-09-01 |  |  |  |  | 244426.8025
2009-10-01 |  |  |  |  | 257022.7461
2009-11-01 |  |  |  |  | 269618.6897
2009-12-01 |  |  |  |  | 282214.6333 | 2555243.322 | 3386575.5994
2010-01-01 |  |  |  |  | 273285.77
2010-02-01 |  |  |  |  | 264356.9067
2010-03-01 |  |  |  |  | 255428.0434
2010-04-01 |  |  |  |  | 246499.1802
2010-05-01 |  |  |  |  | 237570.3169
2010-06-01 |  |  |  |  | 228641.4536
2010-07-01 |  |  |  |  | 219712.5903
2010-08-01 |  |  |  |  | 210783.727
2010-09-01 |  |  |  |  | 201854.8637
2010-10-01 |  |  |  |  | 192926.0005
2010-11-01 |  |  |  |  | 183997.1372
2010-12-01 |  |  |  |  | 175068.2739 | 2690124.2634 | 2100819.2868
2011-01-01 |  |  |  |  | 192639.5195
2011-02-01 |  |  |  |  | 210210.7652
2011-03-01 |  |  |  |  | 227782.0108
2011-04-01 |  |  |  |  | 245353.2565
2011-05-01 |  |  |  |  | 262924.5021
2011-06-01 |  |  |  |  | 280495.7477
2011-07-01 |  |  |  |  | 298066.9934
2011-08-01 |  |  |  |  | 315638.239
2011-09-01 |  |  |  |  | 333209.4847
2011-10-01 |  |  |  |  | 350780.7303
2011-11-01 |  |  |  |  | 368351.9759
2011-12-01 |  |  |  |  | 385923.2216 | 3471376.4467 | 4631078.6589
2012-01-01 |  |  |  |  | 370557.4355
2012-02-01 |  |  |  |  | 355191.6493
2012-03-01 |  |  |  |  | 339825.8632
2012-04-01 |  |  |  |  | 324460.0771
2012-05-01 |  |  |  |  | 309094.291
2012-06-01 |  |  |  |  | 293728.5049
2012-07-01 |  |  |  |  | 278362.7188
2012-08-01 |  |  |  |  | 262996.9327
2012-09-01 |  |  |  |  | 247631.1465
2012-10-01 |  |  |  |  | 232265.3604
2012-11-01 |  |  |  |  | 216899.5743
2012-12-01 |  |  |  |  | 201533.7882 | 3432547.3419 | 2418405.4583
2013-01-01 |  |  |  |  | 214380.3487
2013-02-01 |  |  |  |  | 227226.9091
2013-03-01 |  |  |  |  | 240073.4696
2013-04-01 |  |  |  |  | 252920.0301
2013-05-01 |  |  |  |  | 265766.5906
2013-06-01 |  |  |  |  | 278613.151
2013-07-01 |  |  |  |  | 291459.7115
2013-08-01 |  |  |  |  | 304306.272
2013-09-01 |  |  |  |  | 317152.8325
2013-10-01 |  |  |  |  | 329999.3929
2013-11-01 |  |  |  |  | 342845.9534
2013-12-01 |  |  |  |  | 355692.5139 | 3420437.1753 | 4268310.1667

## 2012 COP Forecast
2012 Load Foreacst | kWh | kW | 2011 %RPP
Residential | 46702645.5634 |  | 90%
GS<50 | 21636799.972 |  | 80%
GS>50 | 63379694.1041 | 162963.0311 | 10%
Streetlights | 1129922.4602 | 3161.6285 | 10%
Sentinels | 39366.7295 | 109.352 | 10%
USL | 557641.4229 |  | 10%
Intermediate | 17542281.4234 | 38700.3202 | 10%
TOTAL | 150988351.6755 | 204934.3319
Electricity - Commodity RPP | 2012 Forecasted Metered kWhs | 2012 Loss Factor
Class per Load Forecast RPP |  |  | 2012
Residential | 42032381.007 | 1.0449 | 43919634.9142 | 0.07932 | 3483705.4414
GS<50 | 17309439.9776 | 1.0449 | 18086633.8326 | 0.07932 | 1434631.7956
GS>50 | 6337969.4104 | 1.0449 | 6622544.2369 | 0.07932 | 525300.2089
Streetlights | 112992.246 | 1.0449 | 118065.5979 | 0.07932 | 9364.9632
Sentinels | 3936.673 | 1.0449 | 4113.4296 | 0.07932 | 326.2772
USL | 55764.1423 | 1.0449 | 58267.9523 | 0.07932 | 4621.814
Intermediate | 1754228.1423 | 1.0449 | 1832992.9859 | 0.07932 | 145393.0036
TOTAL | 67606711.5987 |  | 70642252.9495 |  | 5603343.504
Electricity - Commodity Non-RPP | 2012 Forecasted Metered kWhs | 2012 Loss Factor
Class per Load Forecast |  |  | 2012
Residential | 4670264.5563 | 1.0449 | 4879959.4349 | 0.08001 | 390445.5544
GS<50 | 4327359.9944 | 1.0449 | 4521658.4582 | 0.08001 | 361777.8932
GS>50 | 57041724.6937 | 1.0449 | 59602898.1324 | 0.08001 | 4768827.8796
Streetlights | 1016930.2142 | 1.0449 | 1062590.3808 | 0.08001 | 85017.8564
Sentinels | 35430.0566 | 1.0449 | 37020.8661 | 0.08001 | 2962.0395
USL | 501877.2806 | 1.0449 | 524411.5705 | 0.08001 | 41958.1698
Intermediate | 15788053.281 | 1.0449 | 16496936.8733 | 0.08001 | 1319919.9192
TOTAL | 83381640.0768 |  | 94098397.5884 |  | 6970909.3121
Transmission - Network |  | Volume
Class per Load Forecast |  | Metric | 2012
Residential |  | kWh | 48799594.3492 | 0.0053 | 258637.8501
GS<50 |  | kW | 22608292.2908 | 0.0049 | 110780.6322
GS>50 |  | kW | 162963.0311 | 1.9796 | 322601.6163
Streetlights |  | kWh | 3161.6285 | 1.4929 | 4719.9952
Sentinels |  | kW | 109.352 | 1.5006 | 164.0937
USL |  | kWh | 582679.5227 | 0.0049 | 2855.1297
Intermediate |  | kW | 38700.3202 | 2.214 | 85682.509
TOTAL |  |  |  |  | 785441.8261
Transmission - Connection |  | Volume
Class per Load Forecast |  | Metric | 2012
Residential |  | kWh | 48799594.3492 | 0.0044 | 214718.2151
GS<50 |  | kW | 22608292.2908 | 0.0039 | 88172.3399
GS>50 |  | kW | 162963.0311 | 1.5571 | 253749.7357
Streetlights |  | kWh | 3161.6285 | 1.2038 | 3805.9684
Sentinels |  | kW | 109.352 | 1.229 | 134.3936
USL |  | kWh | 582679.5227 | 0.0039 | 2272.4501
Intermediate |  | kW | 38700.3202 | 1.8365 | 71073.1381
TOTAL |  |  |  |  | 633926.2411
Wholesale Market Service
Class per Load Forecast |  |  | 2012
Residential |  |  | 48799594.3492 | 0.0052 | 253757.8906
GS<50 |  |  | 22608292.2908 | 0.0052 | 117563.1199
GS>50 |  |  | 66225442.3694 | 0.0052 | 344372.3003
Streetlights |  |  | 1180655.9787 | 0.0052 | 6139.4111
Sentinels |  |  | 41134.2957 | 0.0052 | 213.8983
USL |  |  | 582679.5227 | 0.0052 | 3029.9335
Intermediate |  |  | 18329929.8593 | 0.0052 | 95315.6353
TOTAL |  |  | 157767728.6657 |  | 820392.1891
Rural Rate Assistance
Class per Load Forecast |  |  | 2012
Residential |  |  | 48799594.3492 | 0.0011 | 53679.5538
GS<50 |  |  | 22608292.2908 | 0.0011 | 24869.1215
GS>50 |  |  | 66225442.3694 | 0.0011 | 72847.9866
Streetlights |  |  | 1180655.9787 | 0.0011 | 1298.7216
Sentinels |  |  | 41134.2957 | 0.0011 | 45.2477
USL |  |  | 582679.5227 | 0.0011 | 640.9475
Intermediate |  |  | 18329929.8593 | 0.0011 | 20162.9228
TOTAL |  |  | 157767728.6657 |  | 173544.5015
Low Voltage |  | Volume
Class per Load Forecast |  | Metric | 2012
Residential |  | kWh | 46702645.5634 | 0.0006 | 28021.5873
GS<50 |  | kWh | 21636799.972 | 0.0006 | 12982.08
GS 50-2999 |  | kW | 162963.0311 | 0.2169 | 35346.6814
Streetlights |  | kW | 3161.6285 | 0.1677 | 530.2051
Sentinels |  | kW | 109.352 | 0.1712 | 18.7211
USL |  | kWh | 557641.4229 | 0.0006 | 334.5849
GS 3000-4999 |  | kW | 38700.3202 | 0.2559 | 9903.4119
TOTAL |  |  |  |  | 87137.2717
2012
4705-Power Purchased | 12574252.816
4708-Charges-WMS | 820392.1891
4714-Charges-NW | 785441.8261
4716-Charges-CN | 633926.2411
4730-Rural Rate Assistance | 173544.5015
4750-Low Voltage | 87137.2717
TOTAL | 15074694.8456
Note on B1: Linked to load forecast model
Note on C1: Linked to load forecast model

## 2013 COP Forecast
2013 Load Foreacst | kWh | kW | 2011 %RPP
Residential | 45809827.4539 |  | 90%
GS<50 | 20408043.8179 |  | 80%
GS>50 | 61309306.978 | 157639.6138 | 10%
Streetlights | 1130191.3725 | 3162.381 | 10%
Sentinels | 37460.6706 | 104.0574 | 10%
USL | 604378.0472 |  | 10%
Intermediate | 16959952.5719 | 37415.6348 | 10%
TOTAL | 146259160.9118 | 198321.687
Electricity - Commodity RPP | 2013 Forecasted Metered kWhs | 2013 Loss Factor
Class per Load Forecast RPP |  |  | 2013
Residential | 41228844.7085 | 1.0497 | 43279891.0592 | 0.08395 | 3633346.8544 | 43279891.0592
GS<50 | 16326435.0543 | 1.0497 | 17138640.0839 | 0.08395 | 1438788.835 | 17138640.0839
GS>50 | 6130930.6978 | 1.0497 | 6435931.3138 | 0.08395 | 540296.4338 | 6435931.3138
Streetlights | 113019.1372 | 1.0497 | 118641.5962 | 0.08395 | 9959.962 | 118641.5962
Sentinels | 3746.0671 | 1.0497 | 3932.4258 | 0.08395 | 330.1271 | 3932.4258
USL | 60437.8047 | 1.0497 | 63444.4555 | 0.08395 | 5326.162 | 63444.4555
Intermediate | 1695995.2572 | 1.0497 | 1780367.3735 | 0.08395 | 149461.841 | 1780367.3735
TOTAL | 65559408.7268 |  | 68820848.3081 |  | 5777510.2155 | 68820848.3081
Electricity - Commodity Non-RPP | 2013 Forecasted Metered kWhs | 2013 Loss Factor
Class per Load Forecast |  |  | 2013
Residential | 4580982.7454 | 1.0497 | 4808876.7844 | 0.08545 | 410918.5212 | 4808876.7844
GS<50 | 4081608.7636 | 1.0497 | 4284660.021 | 0.08545 | 366124.1988 | 4284660.021
GS>50 | 55178376.2802 | 1.0497 | 57923381.8244 | 0.08545 | 4949552.9769 | 57923381.8244 | 152.7313
Streetlights | 1017172.2352 | 1.0497 | 1067774.3662 | 0.08545 | 91241.3196 | 1067774.3662
Sentinels | 33714.6035 | 1.0497 | 35391.8325 | 0.08545 | 3024.2321 | 35391.8325
USL | 543940.2425 | 1.0497 | 571000.0996 | 0.08545 | 48791.9585 | 571000.0996
Intermediate | 15263957.3147 | 1.0497 | 16023306.3619 | 0.08545 | 1369191.5286 | 16023306.3619
TOTAL | 80699752.185 |  | 84714391.29 |  | 7238844.7357 | 84714391.29
Transmission - Network |  | Volume
Class per Load Forecast |  | Metric | 2013
Residential |  | kWh | 48088767.8435 | 0.007235 | 347922.7275
GS<50 |  | kW | 21423300.1049 | 0.006689 | 143299.8487
GS>50 |  | kW | 157639.6138 | 2.7023 | 425996.5554
Streetlights |  | kWh | 3162.381 | 2.038 | 6444.7813
Sentinels |  | kW | 104.0574 | 2.0485 | 213.1578
USL |  | kWh | 634444.5551 | 0.006689 | 4243.7817
Intermediate |  | kW | 37415.6348 | 3.0223 | 113082.139
TOTAL |  |  |  |  | 1041202.9914
Transmission - Connection |  | Volume
Class per Load Forecast |  | Metric | 2013
Residential |  | kWh | 48088767.8435 | 0.0054534 | 262245.6268
GS<50 |  | kW | 21423300.1049 | 0.0048337 | 103553.0529
GS>50 |  | kW | 157639.6138 | 1.9299 | 304224.2264
Streetlights |  | kWh | 3162.381 | 1.492 | 4718.2446
Sentinels |  | kW | 104.0574 | 1.5232 | 158.5028
USL |  | kWh | 634444.5551 | 0.0048337 | 3066.6924
Intermediate |  | kW | 37415.6348 | 2.2762 | 85163.9859
TOTAL |  |  |  |  | 763130.3318
Wholesale Market Service
Class per Load Forecast |  |  | 2013
Residential |  |  | 48088767.8435 | 0.0044 | 211590.5785
GS<50 |  |  | 21423300.1049 | 0.0044 | 94262.5205
GS>50 |  |  | 64359313.1382 | 0.0044 | 283180.9778
Streetlights |  |  | 1186415.9625 | 0.0044 | 5220.2302
Sentinels |  |  | 39324.2583 | 0.0044 | 173.0267
USL |  |  | 634444.5551 | 0.0044 | 2791.556
Intermediate |  |  | 17803673.7355 | 0.0044 | 78336.1644
TOTAL |  |  | 153535239.5981 |  | 675555.0542
Rural Rate Assistance
Class per Load Forecast |  |  | 2013
Residential |  |  | 48088767.8435 | 0.0012 | 57706.5214
GS<50 |  |  | 21423300.1049 | 0.0012 | 25707.9601
GS>50 |  |  | 64359313.1382 | 0.0012 | 77231.1758
Streetlights |  |  | 1186415.9625 | 0.0012 | 1423.6992
Sentinels |  |  | 39324.2583 | 0.0012 | 47.1891
USL |  |  | 634444.5551 | 0.0012 | 761.3335
Intermediate |  |  | 17803673.7355 | 0.0012 | 21364.4085
TOTAL |  |  | 153535239.5981 |  | 184242.2875
IESO Smart Meter Entiity Charge |  | Customer
Class per Load Forecast |  |  | 2013
Residential |  |  | 5857.6629 | 0.86 | 60451.0812
GS<50 |  |  | 738.4058 | 0.86 | 7620.3483
GS>50 |  |  |  | 0.0011 | 0
Streetlights |  |  |  | 0.0011 | 0
Sentinels |  |  |  | 0.0011 | 0
USL |  |  |  | 0.0011 | 0
Intermediate |  |  |  | 0.0011 | 0
TOTAL |  |  | 6596.0688 |  | 68071.4296
Low Voltage |  | Volume
Class per Load Forecast |  | Metric | 2012
Residential
GS<50
GS 50-2999
Streetlights
Sentinels
USL
GS 3000-4999
TOTAL |  |  |  |  | 243490.9056 | Cost of $243,491 is based on 2012 Charges from H1 updated for 2013 rates.
2013
4705-Power Purchased | 13016354.9512
4708-Charges-WMS | 675555.0542
4714-Charges-NW | 1041202.9914
4716-Charges-CN | 763130.3318
4730-Rural Rate Assistance | 184242.2875
4708-IESO Smart Meter Entity | 68071.4296
4750-Low Voltage | 243490.9056
TOTAL | 15992047.9514
Note on B1: Linked to load forecast model
Note on C1: Linked to load forecast model

## App.2-P_Loss Factors
Appendix 2-P
Loss Factors
|  | Historical Years |  |  |  |  | 5-Year Average
|  | Year 1 | Year 2 | Year 3 | Year 4 | Year 5
Losses Within Distributor's System
A(1) | "Wholesale" kWh delivered to distributor (higher value) | 157654073.6752 | 161127401.552 | 154109568.608 | 155732492.048 | 153880598.584 | 156500826.8934
A(2) | "Wholesale" kWh delivered to distributor (lower value) | [5 empty] | 0
B | Portion of "Wholesale" kWh delivered to distributor for its Large Use Customer(s) | [5 empty] | 0
C | Net "Wholesale" kWh delivered to distributor = A(2) - B | 0 | 0 | 0 | 0 | 0 | 0
D | "Retail" kWh delivered by distributor | 147391975.83 | 154151697.38 | 146583990.21 | 149244340.79 | 146044788.99 | 148683358.64
E | Portion of "Retail" kWh delivered by distributor to its Large Use Customer(s) | [5 empty] | 0
F | Net "Retail" kWh delivered by distributor = D - E | 147391975.83 | 154151697.38 | 146583990.21 | 149244340.79 | 146044788.99 | 148683358.64
G | Loss Factor in Distributor's system = C / F | 0 | 0 | 0 | 0 | 0 | 0
Losses Upstream of Distributor's System
H | Supply Facilities Loss Factor | [5 empty] | 0
Total Losses
I | Total Loss Factor = G x H | 0 | 0 | 0 | 0 | 0 | 0
Notes
A(1) | If directly connected to the IESO-controlled grid, kWh pertains to the virtual meter on the primary or high voltage side of the transformer at the interface with the transmission grid. This corresponds to the "With Losses" kWh value provided by the IESO'
If fully embedded within a host distributor, kWh pertains to the virtual meter on the primary or high voltage side of the transformer, at the interface between the host distributor and the transmission grid. For example, if the host distributor is Hydro
If partially embedded, kWh pertains to the sum of the above.
A(2) | If directly connected to the IESO-controlled grid, kWh pertains to a metering installation on the secondary or low voltage side of the transformer at the interface with the transmission grid. This corresponds to the "Without Losses" kWh value provided by
If fully embedded with the host distributor, kWh pertains to an actual or virtual meter at the interface between the embedded distributor and the host distributor. For example, if the host distributor is Hydro One Networks Inc., kWh from the Hydro One Ne
If partially embedded, kWh pertains to the sum of the above.
Additionally, kWh pertaining to distributed generation directly connected to the distributor's own distribution network should be included in A(2).
B | If a Large Use Customer is metered on the secondary or low voltage side of the transformer, the default loss is 1% (i.e., B = 1.01 X E).
D | kWh corresponding to D should equal "total billed energy sales in kWhs for each rate class" in item 1 of Section 2.1.3 of the "Electricity Reporting and Record-keeping Requirements" dated May 1, 2010 or in any successor document.
G and I | These loss factors pertain to secondary-metered customers with demand less than 5,000 kW.
H | If directly connected to the IESO-controlled grid, SFLF = 1.0045.
If fully embedded within a host distributor, SFLF = loss factor re losses in transformer at grid interface X loss factor re losses in host distributor's system. If the host distributor is Hydro One Networks Inc., SFLF = 1.0060 X 1.0278 = 1.0340. If parti
Distributors that wish to propose a different SFLF should provide appropriate justification for any such proposal including supporting
calculations and any other relevant material.

## CWH Loss Factors
|  |  |  | 2007 | 2008 | 2009 | 2010 | 2011
| Wholesale Purchased kWh (with Losses) |  |  | 157122111.5 | 161716845.1 | 153664849.39 | 155715325.54 | 154123382.83 | 156468502.872
| “Wholesale" kWh (IESO) Qty at the Meter |  |  | 154991026.41 | 159504886.31 | 151573964.49 | 153540168.89 | 152086054.84 | 154339220.188
| Supply Facility Loss Factor |  |  | 1.0137 | 1.0139 | 1.0138 | 1.0142 | 1.0134
With Losses
Centre Wellington Hydro
|  |  |  | 2007 | 2008 | 2009 | 2010 | 2011 | 5 Year total
A | “Wholesale" kWh (IESO) Qty at the Meter |  |  | 154991026.41 | 159504886.31 | 151573964.49 | 153540168.89 | 152086054.84 | 154339220.188
B | Less: kWh delivered to Distributor for Large Use Customers
C | Net "Wholesale" kWh (A)-(B) |  |  | 154991026.41 | 159504886.31 | 151573964.49 | 153540168.89 | 152086054.84 | 154339220.188
D | Retail kWh (Distributor) Qty at the Meter |  |  | 147391975.83 | 154151697.38 | 146583990.21 | 149244340.79 | 146044788.99 | 148683358.64 |  | 2848594.01
E | Wolverine |  |  | 598875.2 | 666648 | 193176 | 198544 | 241288 | 379706.24
F | Net "Retail" kWh (D)-(E) |  |  | 147990851.03 | 154818345.38 | 146777166.21 | 149442884.79 | 146286076.99 | 149063064.88
5 Yr Average
G | Distribution Loss Factor [(C)/(F)] |  |  | 1.0473 | 1.0303 | 1.0327 | 1.0274 | 1.0396 | 1.0355 | 3.546%
H | Supply Facility Loss Factor |  |  | 1.0137 | 1.0139 | 1.0138 | 1.0142 | 1.0134 | 1.0138
| Total Loss Factor |  |  | 1.0617 | 1.0446 | 1.0469 | 1.042 | 1.0536
| Total Utility Loss Adjustment Factor | LAF
average of 2007-2011 years
| Supply Facility Loss Factor | 1.0138
| Distribution Loss Factor | 1.0355
Total Loss Factor
Secondary Metered Customer
| Total Loss Factor - Secondary Metered Customer < 5,000kW | 1.0497
| Total Loss Factor - Secondary Metered Customer > 5,000kW | n/a
Primary Metered Customer
| Total Loss Factor - Primary Metered Customer < 5,000kW | 1.0393
| Total Loss Factor - Primary Metered Customer > 5,000kW | n/a