## Summary
Niagara Peninsula Energy Weather Normal Load Forecast for 2015 Rate Application
| 2000 Actual | 2001 Actual | 2002 Actual | 2003 Actual | 2004 Actual | 2005 Actual | 2006 Actual | 2007 Actual | 2008 Actual | 2009 Actual | 2010 Actual | 2011 Actual | 2012 Actual | 2013 Actual | 2014 Weather Normal | 2015 Weather Normal
Actual kWh Purchases | 0 | 0 | 1162710673.7804 | 1152043160.1684 | 1205241073.8282 | 1272191338.9746 | 1248057839.7213 | 1283916366.3514 | 1247356069.218 | 1216807819.4733 | 1264714636.9492 | 1266311662.4233 | 1260789450.8993 | 1250000079.5233
Predicted kWh Purchases with loss | 1060388686.0239 | 1068771299.9835 | 1162665476.2128 | 1167650715.8183 | 1182645856.3429 | 1271722798.002 | 1249433262.1496 | 1270377856.2642 | 1255843367.8588 | 1225399085.2882 | 1256450872.6027 | 1265208873.2973 | 1275140355.1856 | 1237576506.9836 | 1238461756.4548 | 1245167213.1371
% Difference |  |  | -0.003887% | 1.355% | -1.875% | -0.03683% | 0.1102% | -1.054% | 0.6804% | 0.706% | -0.6534% | -0.08709% | 1.138% | -0.9939%
Predicted without loss | [14 empty] | 1187175763.4728 | 1193603540.2004
Loss | [14 empty] | 51285992.982 | 51563672.9367
Loss Factor based on predicted kWh | [13 empty] | 1250965044.3833 | 0.0432 | 0.0432
-964964.86
Billed kWh Weather Normalized with CDM | 0 | 0 | 0 | 1108347420.2106 | 1135405804.1076 | 1208894249.4506 | 1184184646.7744 | 1220452819.8678 | 1188897732 | 1161778118 | 1193712076.1827 | 1232998827 | 1214015314.2603 | 1202305265 | 1184453504.0765 | 1185817111.8638
Loss Factor | [14 empty] | 1.0432 | 1.0432
Loss | [14 empty] | 51285992.982 | 51563672.9367
CDM Difference | [14 empty] | 2722259.3963 | 7786428.3367
By Class
Residential
Customers | 0 | 0 | 40624 | 42507 | 42859 | 43068 | 43724 | 44325 | 44955 | 45760.7971 | 45839.7971 | 45996.462 | 45871.0007 | 46274.0115 | 46668.605 | 47066.5634
kWh | 0 | 0 | 0 | 418838011.9736 | 404285804.099 | 463562202.487 | 450017939.3267 | 462721167.9574 | 450470689.5 | 438952917.5 | 451343387.2824 | 418849931 | 414592237 | 412298278 | 402178820.5763 | 399166843.4403
GS<50
Customers | 0 | 0 | 4171 | 3982 | 4033 | 4437 | 4438 | 4339 | 4260 | 4256.623 | 4356.7856 | 4306.7266 | 4259.8898 | 4315.4555 | 4350.2997 | 4385.4253
kWh | 0 | 0 | 0 | 126366945.1775 | 122937632.9665 | 125194926.2388 | 122020708.4167 | 125994115.1778 | 122663803.5 | 119930975.5 | 121294613.5087 | 129680926 | 125465897 | 124179905 | 120510242.0249 | 118740733.0147
GS>50
Customers | 0 | 0 | 796 | 864 | 819 | 802 | 871 | 853 | 847 | 852.2249 | 851 | 858.5123 | 855.1845 | 862.7339 | 862.6074 | 862.4809
kWh | 0 | 0 | 0 | 553710684.7088 | 598431000.7987 | 609950002.1269 | 601216533.3463 | 622092059.277 | 605669659 | 592972281 | 611065861.6087 | 675128624 | 664095955 | 655968805 | 651859446.7853 | 657957067.8195
kW | 0 | 0 | 1529263 | 1573551 | 1673046 | 1719941 | 1777691 | 1884479 | 1735816 | 1753191 | 1769836 | 1793543.4188 | 1761221.4537 | 1721553.9693 | 1723755.1122 | 1739879.4554
Large User
Customers | 0 | 0 | 0 | 2e-07 | 2e-07 | 2e-07 | 2e-07 | 2e-07 | 0 | 0 | 0 | 0 | 0 | 0 | 0 | 0
kWh | 0 | 0 | 0 | 0 | 0 | 0 | 0 | 0 | 0 | 0 | 0 | 0 | 0 | 0 | 0 | 0
kW | 0 | 0 | 0 | 0 | 0 | 0 | 0 | 0 | 0 | 0 | 0 | 0 | 0 | 0 | 0 | 0
Sentinels
Connections | 0 | 0 | 582 | 582 | 602 | 522 | 594 | 569 | 564.2574 | 565.5177 | 417 | 369.0708 | 343.2164 | 337.4585 | 319.5583 | 302.6076
kWh | 0 | 0 | 0 | 298684.5771 | 299221.7421 | 336742.5535 | 317191.457 | 295242.5843 | 286832 | 294273 | 293544.0982 | 246192 | 267435.2603 | 265619 | 262520.8316 | 259458.8001
kW | 0 | 0 | 956 | 968 | 933 | 892 | 831 | 825 | 733 | 695 | 653 | 679.4791 | 720.8667 | 716.2304 | 713.3474 | 705.027
Streetlights
Connections | 0 | 0 | 11157 | 11358 | 11588 | 11752 | 11807 | 11933 | 11986 | 12136.4996 | 12334.4604 | 12539.6667 | 12507.1667 | 12702 | 12844.8528 | 12989.3123
kWh | 0 | 0 | 0 | 6713622.351 | 7027057.9585 | 7458446.3497 | 8236753.7636 | 7023291.2978 | 7504236 | 7271510 | 7368898.1739 | 7294838 | 7329519 | 7344781 | 7411072.2162 | 7477961.7518
kW | 0 | 0 | 17456 | 17588 | 19480 | 19789 | 19932 | 20188 | 20371 | 20319 | 19656 | 20391.458 | 21037.359 | 20808.5758 | 20994.7306 | 21184.2211
USL
Connections | 0 | 0 | 419 | 422 | 422 | 422 | 422 | 440 | 444.9505 | 454 | 465 | 424.0555 | 383.5415 | 421.6058 | 421.5664 | 421.527
kWh | 0 | 0 | 0 | 2419471.4225 | 2425086.5427 | 2391929.6946 | 2375520.4641 | 2326943.5736 | 2302512 | 2356161 | 2345771.5108 | 1798316 | 2264271 | 2247877 | 2231401.6423 | 2215047.0374
Total of Above
Customer/Connections | 0 | 0 | 57749 | 59715 | 60323 | 61003 | 61856 | 62459 | 63057.2079 | 64025.6622 | 64264.0431 | 64494.4939 | 64219.9995 | 64913.2652 | 65467.4897 | 66027.9165
kWh | 0 | 0 | 0 | 1108347420.2106 | 1135405804.1076 | 1208894249.4506 | 1184184646.7744 | 1220452819.8678 | 1188897732 | 1161778118 | 1193712076.1827 | 1232998827 | 1214015314.2603 | 1202305265 | 1184453504.0765 | 1185817111.8638
kW from applicable classes | 0 | 0 | 1547675 | 1592107 | 1693459 | 1740622 | 1798454 | 1905492 | 1756920 | 1774205 | 1790145 | 1814614.3558 | 1782979.6793 | 1743078.7755 | 1745463.1902 | 1761768.7034
Total from Model
Customer/Connections |  |  |  | 59715 | 60323 | 61003 | 61856 | 62459 | 63057.2079 | 64025.6622 | 64264.0431 | 64494.4939 | 64219.9995 | 64913.2652 | 65467.4897 | 66027.9165
kWh |  |  |  | 1108347420.2106 | 1135405804.1076 | 1208894249.4506 | 1184184646.7744 | 1220452819.8678 | 1188897732 | 1161778118 | 1193712076.1827 | 1232998827 | 1214015314.2603 | 1202305265 | 1184453504.0765 | 1185817111.8638
kW from applicable classes |  |  |  | 1592107 | 1693459 | 1740622 | 1798454 | 1905492 | 1756920 | 1774205 | 1790145 | 1814614.3558 | 1782979.6793 | 1743078.7755 | 1745463.1902 | 1761768.7034
Check should all be zero
Customer/Connections | 0 | 0 |  | 0 | 0 | 0 | 0 | 0 | 0 | 0 | 0 | 0 | 0 | 0 | 0 | 0
kWh | 0 | 0 |  | 0 | 0 | 0 | 0 | 0 | 0 | 0 | 0 | 0 | 0 | 0 | 0 | 0
kW from applicable classes | 0 | 0 |  | 0 | 0 | 0 | 0 | 0 | 0 | 0 | 0 | 0 | 0 | 0 | 0 | 0
|  |  | 2002 | 2003 | 2004 | 2005 | 2006 | 2007 | 2008 | 2009 | 2010 | 2011 | 2012 | 2013
Actual |  |  | 1162.7107 | 1152.0432 | 1205.2411 | 1272.1913 | 1248.0578 | 1283.9164 | 1247.3561 | 1216.8078 | 1264.7146 | 1266.3117 | 1260.7895 | 1250.0001
Predicted |  |  | 1162.6655 | 1167.6507 | 1182.6459 | 1271.7228 | 1249.4333 | 1270.3779 | 1255.8434 | 1225.3991 | 1256.4509 | 1265.2089 | 1275.1404 | 1237.5765

## Details of 2014 2015 Predicted
Drivers of Differences 2015 over 2014 Predicted kWh
|  | Jan | Feb | Mar | Apr | May | Jun | Jul | Aug | Sep | Oct | Nov | Dec | Total
| 2015 Predicted kWh | 109038540.8241 | 99036480.0675 | 101214361.8003 | 94276684.1184 | 95533401.1548 | 104580955.8801 | 122777932.8729 | 120149624.0078 | 97177618.6961 | 96208204.6415 | 96199957.8719 | 108973451.2018 | 1245167213.1371
| 2014 Predicted kWh | 109590614.9963 | 99458924.377 | 101420362.1414 | 94266240.4912 | 95306513.5592 | 104137624.3162 | 122118157.3407 | 119273404.5072 | 96084955.2272 | 94899097.2043 | 94674406.4663 | 107231455.8279 | 1238461756.4548
| Difference (kWh) | -552074.1722 | -422444.3094 | -206000.3411 | 10443.6272 | 226887.5956 | 443331.5639 | 659775.5322 | 876219.5006 | 1092663.4689 | 1309107.4372 | 1525551.4055 | 1741995.3739 | 6705456.6823
HDD | 2015 value | 625.6917 | 568.0167 | 501.2917 | 325.075 | 173.8833 | 32.7917 | 0.89167 | 1.65 | 30.45 | 202.9167 | 361.2333 | 551.4075 | 3375.2992
| 2014 value | 625.6917 | 568.0167 | 501.2917 | 325.075 | 173.8833 | 32.7917 | 0.89167 | 1.65 | 30.45 | 202.9167 | 361.2333 | 551.4075 | 3375.2992
| Difference | 0 | 0 | 0 | 0 | 0 | 0 | 0 | 0 | 0 | 0 | 0 | 0 | 0
| Regression Coefficient | 23655.3466 | 23655.3466 | 23655.3466 | 23655.3466 | 23655.3466 | 23655.3466 | 23655.3466 | 23655.3466 | 23655.3466 | 23655.3466 | 23655.3466 | 23655.3466
| Impact on forecast (kWh) | 0 | 0 | 0 | 0 | 0 | 0 | 0 | 0 | 0 | 0 | 0 | 0 | 0
CDD | 2015 value | 0 | 0 | 0 | 0.041667 | 9.1333 | 60.9833 | 143.4833 | 128.925 | 47.3667 | 5.075 | 0 | 0 | 395.0083
| 2014 value | 0 | 0 | 0 | 0.041667 | 9.1333 | 60.9833 | 143.4833 | 128.925 | 47.3667 | 5.075 | 0 | 0 | 395.0083
| Difference | 0 | 0 | 0 | 0 | 0 | 0 | 0 | 0 | 0 | 0 | 0 | 0 | 0
| Regression Coefficient | 192326.5874 | 192326.5874 | 192326.5874 | 192326.5874 | 192326.5874 | 192326.5874 | 192326.5874 | 192326.5874 | 192326.5874 | 192326.5874 | 192326.5874 | 192326.5874
| Impact on forecast (kWh) | 0 | 0 | 0 | 0 | 0 | 0 | 0 | 0 | 0 | 0 | 0 | 0 | 0
GDP | 2015 value | 149.6137 | 149.9124 | 150.211 | 150.5096 | 150.8083 | 151.1069 | 151.4055 | 151.7042 | 152.0028 | 152.3014 | 152.6 | 152.8987 | 1815.0746
| 2014 value | 146.2378 | 146.5176 | 146.7973 | 147.0771 | 147.3568 | 147.6366 | 147.9164 | 148.1961 | 148.4759 | 148.7556 | 149.0354 | 149.3151 | 1773.3177
| Difference | 3.3759 | 3.3948 | 3.4137 | 3.4325 | 3.4514 | 3.4703 | 3.4892 | 3.5081 | 3.5269 | 3.5458 | 3.5647 | 3.5836 | 41.7569
| Regression Coefficient | 321215.426 | 321215.426 | 321215.426 | 321215.426 | 321215.426 | 321215.426 | 321215.426 | 321215.426 | 321215.426 | 321215.426 | 321215.426 | 321215.426
| Impact on forecast (kWh) | 1084395.3617 | 1090459.024 | 1096522.6863 | 1102586.3486 | 1108650.0109 | 1114713.6733 | 1120777.3356 | 1126840.9979 | 1132904.6602 | 1138968.3225 | 1145031.9848 | 1151095.6471 | 13412946.0529
# Days in Month | 2015 value | 31 | 28 | 31 | 30 | 31 | 30 | 31 | 31 | 30 | 31 | 30 | 31 | 365
| 2014 value | 31 | 28 | 31 | 30 | 31 | 30 | 31 | 31 | 30 | 31 | 30 | 31 | 365
| Difference | 0 | 0 | 0 | 0 | 0 | 0 | 0 | 0 | 0 | 0 | 0 | 0 | 0
| Regression Coefficient | 2930932.0269 | 2930932.0269 | 2930932.0269 | 2930932.0269 | 2930932.0269 | 2930932.0269 | 2930932.0269 | 2930932.0269 | 2930932.0269 | 2930932.0269 | 2930932.0269 | 2930932.0269
| Impact on forecast (kWh) | 0 | 0 | 0 | 0 | 0 | 0 | 0 | 0 | 0 | 0 | 0 | 0 | 0
CDM kWh Saved | 2015 value | 2569725.3394 | 2569979.624 | 2570488.1931 | 2570996.7622 | 2571505.3314 | 2572013.9005 | 2572522.4696 | 2573031.0387 | 2573539.6079 | 2574048.177 | 2574556.7461 | 2575065.3152 | 30867472.5051
| 2014 value | 2124894.57 | 2148417.195 | 2188541.7802 | 2228666.3654 | 2268790.9506 | 2308915.5357 | 2349040.1209 | 2389164.7061 | 2429289.2913 | 2469413.8765 | 2509538.4617 | 2549663.0468 | 27964335.9002
| Difference | 444830.7694 | 421562.429 | 381946.4129 | 342330.3969 | 302714.3808 | 263098.3647 | 223482.3487 | 183866.3326 | 144250.3166 | 104634.3005 | 65018.2844 | 25402.2684 | 2903136.6049
| Regression Coefficient | -5.3105 | -5.3105 | -5.3105 | -5.3105 | -5.3105 | -5.3105 | -5.3105 | -5.3105 | -5.3105 | -5.3105 | -5.3105 | -5.3105
| Impact on forecast (kWh) | -2362267.656 | -2238701.4555 | -2028321.1495 | -1817940.8435 | -1607560.5375 | -1397180.2315 | -1186799.9254 | -976419.6194 | -766039.3134 | -555659.0074 | -345278.7014 | -134898.3953 | -15417066.8358
Spring/Fall | 2015 value | 0 | 0 | 1 | 1 | 1 | 0 | 0 | 0 | 1 | 1 | 1 | 0 | 6
| 2014 value | 0 | 0 | 1 | 1 | 1 | 0 | 0 | 0 | 1 | 1 | 1 | 0 | 6
| Difference | 0 | 0 | 0 | 0 | 0 | 0 | 0 | 0 | 0 | 0 | 0 | 0 | 0
| Regression Coefficient | -5190218.4104 | -5190218.4104 | -5190218.4104 | -5190218.4104 | -5190218.4104 | -5190218.4104 | -5190218.4104 | -5190218.4104 | -5190218.4104 | -5190218.4104 | -5190218.4104 | -5190218.4104
| Impact on forecast (kWh) | 0 | 0 | 0 | 0 | 0 | 0 | 0 | 0 | 0 | 0 | 0 | 0 | 0
Population | 2015 value | 136625.8643 | 136671.6605 | 136717.4566 | 136763.2527 | 136809.0488 | 136854.845 | 136900.6411 | 136946.4372 | 136992.2333 | 137038.0295 | 137083.8256 | 137129.6217 | 1642532.9163
| 2014 value | 136076.3109 | 136122.107 | 136167.9031 | 136213.6992 | 136259.4953 | 136305.2915 | 136351.0876 | 136396.8837 | 136442.6798 | 136488.476 | 136534.2721 | 136580.0682 | 1635938.2744
| Difference | 549.5535 | 549.5535 | 549.5535 | 549.5535 | 549.5535 | 549.5535 | 549.5535 | 549.5535 | 549.5535 | 549.5535 | 549.5535 | 549.5535 | 6594.6419
| Regression Coefficient | 1320.7052 | 1320.7052 | 1320.7052 | 1320.7052 | 1320.7052 | 1320.7052 | 1320.7052 | 1320.7052 | 1320.7052 | 1320.7052 | 1320.7052 | 1320.7052
| Impact on forecast (kWh) | 725798.1221 | 725798.1221 | 725798.1221 | 725798.1221 | 725798.1221 | 725798.1221 | 725798.1221 | 725798.1221 | 725798.1221 | 725798.1221 | 725798.1221 | 725798.1221 | 8709577.4651
Peak Hours | 2015 value | 320 | 304 | 368 | 320 | 320 | 352 | 336 | 336 | 336 | 320 | 336 | 368 | 4016
| 2014 value | 320 | 304 | 368 | 320 | 320 | 352 | 336 | 336 | 336 | 320 | 336 | 368 | 4016
| Difference | 0 | 0 | 0 | 0 | 0 | 0 | 0 | 0 | 0 | 0 | 0 | 0 | 0
| Regression Coefficient | 0 | 0 | 0 | 0 | 0 | 0 | 0 | 0 | 0 | 0 | 0 | 0
| Impact on forecast (kWh) | 0 | 0 | 0 | 0 | 0 | 0 | 0 | 0 | 0 | 0 | 0 | 0 | 0
Total Impact on Forecast (kWh) |  | -552074.1722 | -422444.3094 | -206000.3411 | 10443.6272 | 226887.5956 | 443331.5639 | 659775.5322 | 876219.5006 | 1092663.4689 | 1309107.4372 | 1525551.4055 | 1741995.3739 | 6705456.6823

## Purchased Power Model
[9 empty] | Updated |  | 0.0563 |  | 2011 Rate App
| Purchased | Embedded Generation | Load Transfers | Total | Heating Degree Days | Cooling Degree Days | Ontario Real GDP Monthly % | Number of Days in Month | CDM kWh Saved in month | Spring Fall Flag | Population | Number of Peak Hours | CDM kWh Saved in month | Predicted Purchases | Variances (kWh) | % Variance | SUMMARY OUTPUT
1996-01-01 | 0 |  |  | 0 | 719.2 | 0 | 94.7153 | 31 |  | 0 | 119960.8142 | 352 |  | 85253160.0581
1996-02-01 | 0 |  |  | 0 | 648.2 | 0 | 94.8007 | 29 |  | 0 | 120042.5496 | 336 |  | 77847160.3985 |  |  | Regression Statistics
1996-03-01 | 0 |  |  | 0 | 618.5 | 0 | 94.8863 | 31 |  | 1 | 120124.2849 | 336 |  | 77951661.0098 |  |  | Multiple R | 0.97314
1996-04-01 | 0 |  |  | 0 | 360.6 | 0 | 94.9719 | 30 |  | 1 | 120206.0203 | 336 |  | 69055458.6368 |  |  | R Square | 0.94699
1996-05-01 | 0 |  |  | 0 | 240.4 | 3.2 | 95.0575 | 31 |  | 1 | 120287.7556 | 352 |  | 69893931.4283 |  |  | Adjusted R Square | 0.94427
1996-06-01 | 0 |  |  | 0 | 37.3 | 21.9 | 95.1433 | 30 |  | 0 | 120369.491 | 320 |  | 71080817.2732 |  |  | Standard Error | 2525998.9438
1996-07-01 | 0 |  |  | 0 | 2.6 | 72.1 | 95.2291 | 31 |  | 0 | 120451.2263 | 352 |  | 82981221.4802 |  |  | Observations | 144
1996-08-01 | 0 |  |  | 0 | 0.4 | 115.4 | 95.315 | 31 |  | 0 | 120532.9616 | 336 |  | 91392463.8431
1996-09-01 | 0 |  |  | 0 | 56 | 34.8 | 95.401 | 30 |  | 1 | 120614.697 | 320 |  | 69220595.5207 |  |  | ANOVA
1996-10-01 | 0 |  |  | 0 | 228.3 | 1.4 | 95.4871 | 31 |  | 1 | 120696.4323 | 352 |  | 69939228.4509 |  |  |  | df | SS | MS | F | Significance F
1996-11-01 | 0 |  |  | 0 | 468.9 | 0 | 95.5732 | 30 |  | 1 | 120778.1677 | 320 |  | 72566133.2344 |  |  | Regression | 7 | 15503649579014386 | 2.2148e+15 | 347.112 | 1.9172e-83
1996-12-01 | 0 |  |  | 0 | 496.2 | 0 | 95.6594 | 31 |  | 0 | 120859.903 | 320 |  | 81468717.2342 |  |  | Residual | 136 | 8.6777e+14 | 6.3807e+12
1997-01-01 | 0 |  |  | 0 | 606.3 | 0 | 96.0138 | 31 |  | 0 | 120947.9384 | 352 |  | 84303279.1868 |  |  | Total | 143 | 16371420789361586
1997-02-01 | 0 |  |  | 0 | 503.8 | 0 | 96.3696 | 28 |  | 0 | 121035.9737 | 320 |  | 73316340.1276
1997-03-01 | 0 |  |  | 0 | 500.5 | 0 | 96.7266 | 31 |  | 1 | 121124.0091 | 304 |  | 77071808.5218 |  |  |  | Coefficients | Standard Error | t Stat | P-value | Lower 95% | Upper 95% | Lower 95.0% | Upper 95.0%
1997-04-01 | 0 |  |  | 0 | 320.9 | 0 | 97.0849 | 30 |  | 1 | 121212.0444 | 352 |  | 70123754.5002 |  |  | Intercept | -211475540.3374 | 31669468.9965 | -6.6776 | 5.681e-10 | -274103840.0393 | -148847240.6354 | -274103840.0393 | -148847240.6354
1997-05-01 | 0 |  |  | 0 | 259.3 | 0 | 97.4446 | 31 |  | 1 | 121300.0798 | 336 |  | 71829321.8936 |  |  | Heating Degree Days | 23655.3466 | 1563.8346 | 15.1265 | 6.2207e-31 | 20562.7687 | 26747.9245 | 20562.7687 | 26747.9245
1997-06-01 | 0 |  |  | 0 | 39.4 | 64.4 | 97.8056 | 30 |  | 0 | 121388.1151 | 336 |  | 81504862.5445 |  |  | Cooling Degree Days | 192326.5874 | 7655.5882 | 25.1224 | 6.1021e-53 | 177187.1964 | 207465.9784 | 177187.1964 | 207465.9784
1997-07-01 | 0 |  |  | 0 | 9.7 | 94.1 | 98.168 | 31 |  | 0 | 121476.1505 | 352 |  | 89677992.8091 |  |  | Ontario Real GDP Monthly % | 321215.426 | 131593.1334 | 2.441 | 0.015933 | 60982.0069 | 581448.845 | 60982.0069 | 581448.845
1997-08-01 | 0 |  |  | 0 | 9 | 58.5 | 98.5317 | 31 |  | 0 | 121564.1858 | 320 |  | 83047701.1626 |  |  | Number of Days in Month | 2930932.0269 | 270901.276 | 10.8192 | 4.5735e-20 | 2395208.2892 | 3466655.7646 | 2395208.2892 | 3466655.7646
1997-09-01 | 0 |  |  | 0 | 48.7 | 18.3 | 98.8967 | 30 |  | 1 | 121652.2211 | 336 |  | 68367665.5968 |  |  | CDM kWh Saved in month | -5.3105 | 0.73174 | -7.2574 | 2.733e-11 | -6.7575 | -3.8634 | -6.7575 | -3.8634
1997-10-01 | 0 |  |  | 0 | 221.5 | 2.1 | 99.2631 | 31 |  | 1 | 121740.2565 | 352 |  | 72504511.6457 |  |  | Spring Fall Flag | -5190218.4104 | 577566.5042 | -8.9864 | 1.8986e-15 | -6332391.2749 | -4048045.5459 | -6332391.2749 | -4048045.5459
1997-11-01 | 0 |  |  | 0 | 384.9 | 0 | 99.6309 | 30 |  | 1 | 121828.2918 | 304 |  | 73269374.2946 |  |  | Population | 1320.7052 | 344.499 | 3.8337 | 0.00019226 | 639.4373 | 2001.973 | 639.4373 | 2001.973
1997-12-01 | 0 |  |  | 0 | 490 | 0 | 100 | 31 |  | 0 | 121916.3272 | 336 |  | 84111536.1793
1998-01-01 | 0 |  |  | 0 | 524.9 | 0 | 100.3925 | 31 |  | 0 | 122004.3625 | 336.288 |  | 85179467.8967
1998-02-01 | 0 |  |  | 0 | 462.9 | 0 | 100.7866 | 28 |  | 0 | 122092.3979 | 319.872 |  | 75162895.4125
1998-03-01 | 0 |  |  | 0 | 462.3 | 5.5 | 101.1823 | 31 |  | 1 | 122180.4332 | 351.912 |  | 80052428.0989
1998-04-01 | 0 |  |  | 0 | 258.9 | 0 | 101.5794 | 30 |  | 1 | 122268.4686 | 336.24 |  | 71496053.1943
1998-05-01 | 0 |  |  | 0 | 107.6 | 16.8 | 101.9782 | 31 |  | 1 | 122356.5039 | 319.92 |  | 74323369.6165
1998-06-01 | 0 |  |  | 0 | 47.6 | 92.2 | 102.3785 | 30 |  | 0 | 122444.5393 | 352.08 |  | 89909614.3429
1998-07-01 | 0 |  |  | 0 | 0 | 127.8 | 102.7804 | 31 |  | 0 | 122532.5746 | 351.912 |  | 98806737.5896
1998-08-01 | 0 |  |  | 0 | 0 | 135.6 | 103.1838 | 31 |  | 0 | 122620.61 | 319.92 |  | 100552750.9167
1998-09-01 | 0 |  |  | 0 | 14.1 | 64 | 103.5889 | 30 |  | 1 | 122708.6453 | 336.24 |  | 79240931.8835
1998-10-01 | 0 |  |  | 0 | 157 | 0.3 | 103.9955 | 31 |  | 1 | 122796.6806 | 336.288 |  | 73547894.7212
1998-11-01 | 0 |  |  | 0 | 340.5 | 0 | 104.4037 | 30 |  | 1 | 122884.716 | 336.24 |  | 75147418.9451
1998-12-01 | 0 |  |  | 0 | 466.2 | 0 | 104.8136 | 31 |  | 0 | 122972.7513 | 336.288 |  | 86489959.317
1999-01-01 | 0 |  |  | 0 | 671.9 | 0 | 105.4482 | 31 |  | 0 | 123060.7867 | 319.92 |  | 91675982.6668
1999-02-01 | 0 |  |  | 0 | 502.7 | 0 | 106.0867 | 28 |  | 0 | 123148.822 | 319.872 |  | 79202054.754
1999-03-01 | 0 |  |  | 0 | 517.7 | 0 | 106.729 | 31 |  | 1 | 123236.8574 | 368.28 |  | 83482057.1699
1999-04-01 | 0 |  |  | 0 | 312.5 | 0 | 107.3752 | 30 |  | 1 | 123324.8927 | 336.24 |  | 76020891.818
1999-05-01 | 0 |  |  | 0 | 137.3 | 14.1 | 108.0253 | 31 |  | 1 | 123412.9281 | 319.92 |  | 77844312.6155
1999-06-01 | 0 |  |  | 0 | 17.7 | 72.6 | 108.6794 | 30 |  | 0 | 123500.9634 | 352.08 |  | 88851889.9454
1999-07-01 | 0 |  |  | 0 | 0.2 | 184.1 | 109.3374 | 31 |  | 0 | 123588.9988 | 336.288 |  | 113140905.0186
1999-08-01 | 0 |  |  | 0 | 1.6 | 91 | 109.9994 | 31 |  | 0 | 123677.0341 | 336.288 |  | 95597334.1235
1999-09-01 | 0 |  |  | 0 | 25.2 | 59.6 | 110.6655 | 30 |  | 1 | 123765.0695 | 336.24 |  | 82325599.4584
1999-10-01 | 0 |  |  | 0 | 201 | 1 | 111.3355 | 31 |  | 1 | 123853.1048 | 319.92 |  | 78476303.1619
1999-11-01 | 0 |  |  | 0 | 322.1 | 0 | 112.0096 | 30 |  | 1 | 123941.1401 | 352.08 |  | 78550509.9555
1999-12-01 | 0 |  |  | 0 | 516 | 0 | 112.6878 | 31 |  | 0 | 124029.1755 | 336.288 |  | 91592546.0943
2000-01-01 | 0 |  |  | 0 | 662.5 | 0 | 113.2055 | 31 |  | 0 | 124117.2108 | 319.92 |  | 95340614.536
2000-02-01 | 0 |  |  | 0 | 542.5 | 0 | 113.7256 | 29 |  | 0 | 124205.2462 | 336.168 |  | 86923433.0062
2000-03-01 | 0 |  |  | 0 | 426.9 | 0 | 114.248 | 31 |  | 1 | 124293.2815 | 368.28 |  | 85144612.1608
2000-04-01 | 0 |  |  | 0 | 337.1 | 0 | 114.7729 | 30 |  | 1 | 124381.3169 | 303.84 |  | 80374292.5755
2000-05-01 | 0 |  |  | 0 | 149.2 | 0 | 115.3002 | 31 |  | 1 | 124469.3522 | 351.912 |  | 79146022.0719
2000-06-01 | 0 |  |  | 0 | 44.8 | 33.1 | 115.8299 | 30 |  | 0 | 124557.3876 | 352.08 |  | 85588115.4966
2000-07-01 | 0 |  |  | 0 | 0.2 | 83.7 | 116.362 | 31 |  | 0 | 124645.4229 | 319.92 |  | 97482941.2333
2000-08-01 | 0 |  |  | 0 | 2.8 | 109.1 | 116.8966 | 31 |  | 0 | 124733.4583 | 351.912 |  | 102717522.5549
2000-09-01 | 0 |  |  | 0 | 60.3 | 50.3 | 117.4336 | 30 |  | 1 | 124821.4936 | 319.68 |  | 84936522.1728
2000-10-01 | 0 |  |  | 0 | 196.6 | 0 | 117.9731 | 31 |  | 1 | 124909.529 | 336.288 |  | 81707214.0452
2000-11-01 | 0 |  |  | 0 | 376.8 | 0 | 118.5151 | 30 |  | 1 | 124997.5643 | 352.08 |  | 83329335.0505
2000-12-01 | 0 |  |  | 0 | 628.6 | 0 | 119.0595 | 31 |  | 0 | 125085.5996 | 304.296 |  | 97698061.1203
2001-01-01 | 0 |  |  | 0 | 621.5 | 0 | 119.2321 | 31 |  | 0 | 125173.635 | 351.912 |  | 97701792.7785
2001-02-03 | 0 |  |  | 0 | 530.3 | 0 | 119.4048 | 28 |  | 0 | 125261.6703 | 319.872 |  | 86923394.0051
2001-03-08 | 0 |  |  | 0 | 520.5 | 0 | 119.5779 | 31 |  | 1 | 125349.7057 | 351.912 |  | 90465994.6111
2001-04-10 | 0 |  |  | 0 | 322.8 | 0 | 119.7511 | 30 |  | 1 | 125437.741 | 319.68 |  | 83030326.4245
2001-05-13 | 0 |  |  | 0 | 129.4 | 2.2 | 119.9246 | 31 |  | 1 | 125525.7764 | 351.912 |  | 81981439.4223
2001-06-15 | 0 |  |  | 0 | 27.7 | 61 | 120.0984 | 30 |  | 0 | 125613.8117 | 336.24 |  | 93315867.6706
2001-07-18 | 0 |  |  | 0 | 1.8 | 91 | 120.2724 | 31 |  | 0 | 125701.8471 | 336.288 |  | 101576092.0007
2001-08-20 | 0 |  |  | 0 | 0 | 0 | 120.4467 | 31 |  | 0 | 125789.8824 | 351.912 |  | 84204042.0848
2001-09-22 | 0 |  |  | 0 | 43.6 | 45.2 | 120.6212 | 30 |  | 1 | 125877.9178 | 303.84 |  | 85979756.7837
2001-10-25 | 0 |  |  | 0 | 184.9 | 3.8 | 120.796 | 31 |  | 1 | 125965.9531 | 351.912 |  | 84463280.0781
2001-11-27 | 0 |  |  | 0 | 290.4 | 0 | 120.9711 | 30 |  | 1 | 126053.9884 | 352.08 |  | 83469638.9472
2001-12-30 | 0 |  |  | 0 | 455 | 0 | 121.1464 | 31 |  | 0 | 126144.0238 | 304.296 |  | 95659675.1769
2002-01-19 | 98398774.076 |  |  | 98398774.076 | 530.3 | 0 | 121.5045 | 31 | 0 | 0 | 126247.55 | 351.912 |  | 97692694.1067
2002-02-21 | 87515454.4459 |  |  | 87515454.4459 | 492.3 | 0 | 121.8637 | 28 | 0 | 0 | 126351.0762 | 319.872 |  | 88253106.2955
2002-03-26 | 94028461.3241 |  |  | 94028461.3241 | 513.5 | 0 | 122.224 | 31 | 0 | 1 | 126454.6024 | 319.92 |  | 92609629.8693
2002-04-28 | 86184465.6242 |  |  | 86184465.6242 | 314.1 | 0 | 122.5853 | 30 | 0 | 1 | 126558.1286 | 352.08 |  | 85214616.4089
2002-05-31 | 85447299.0056 |  |  | 85447299.0056 | 224.5 | 2.4 | 122.9477 | 31 | 0 | 1 | 126661.6548 | 351.912 |  | 86740751.0044
2002-06-01 | 95651672.7551 |  |  | 95651672.7551 | 39.3 | 54.8 | 123.3112 | 30 | 0 | 0 | 126765.181 | 319.68 |  | 94950462.3392
2002-07-03 | 119450096.0553 |  |  | 119450096.0553 | 0 | 191.6 | 123.6758 | 31 | 0 | 0 | 126868.7072 | 351.912 |  | 123515843.528
2002-08-05 | 114483162.9555 |  |  | 114483162.9555 | 0 | 155 | 124.0414 | 31 | 0 | 0 | 126972.2334 | 336.288 |  | 116730863.7494
2002-09-07 | 96936653.2952 |  |  | 96936653.2952 | 9.8 | 92.3 | 124.4081 | 30 | 0 | 1 | 127075.7596 | 319.68 |  | 97037179.211
2002-10-10 | 90917730.9059 |  |  | 90917730.9059 | 234.6 | 11.4 | 124.7759 | 31 | 0 | 1 | 127179.2858 | 351.912 |  | 89981481.0042
2002-11-12 | 90920617.5408 |  |  | 90920617.5408 | 381.2 | 0 | 125.1448 | 30 | 0 | 1 | 127282.812 | 336.24 |  | 88581117.7282
2002-12-15 | 102776285.7968 |  |  | 102776285.7968 | 567.2 | 0 | 125.5147 | 31 | 0 | 0 | 127386.3382 | 319.92 |  | 101357730.9681
2003-01-01 | 104493534.9333 |  |  | 104493534.9333 | 707.7 | 0 | 125.6602 | 31 | 0 | 0 | 127489.8644 | 351.912 |  | 104864772.4273
2003-02-01 | 96011347.4613 |  |  | 96011347.4613 | 625.7 | 0 | 125.8059 | 28 | 0 | 0 | 127593.3906 | 319.872 |  | 94315757.3668
2003-03-01 | 95684640.1163 |  |  | 95684640.1163 | 547.7 | 0 | 125.9518 | 31 | 0 | 1 | 127696.9168 | 336.288 |  | 96256791.6867
2003-04-01 | 86343957.4769 |  |  | 86343957.4769 | 398.3 | 0 | 126.0978 | 30 | 0 | 1 | 127800.443 | 336.24 |  | 89975378.8682
2003-05-01 | 84100206.046 |  |  | 84100206.046 | 235.4 | 0 | 126.2439 | 31 | 0 | 1 | 127903.9693 | 336.288 |  | 89236537.2934
2003-06-01 | 90485412.5399 |  |  | 90485412.5399 | 74.1 | 44.6 | 126.3903 | 30 | 0 | 0 | 128007.4955 | 336.24 |  | 96441718.8586
2003-07-01 | 107838219.0458 |  |  | 107838219.0458 | 3.4 | 105 | 126.5368 | 31 | 0 | 0 | 128111.0217 | 351.912 |  | 109500535.0453
2003-08-01 | 111720633.467 |  |  | 111720633.467 | 0 | 143.5 | 126.6835 | 31 | 0 | 0 | 128214.5479 | 319.92 |  | 117008526.3267
2003-09-01 | 90994823.965 |  |  | 90994823.965 | 26.8 | 27.4 | 126.8304 | 30 | 0 | 1 | 128318.0741 | 336.24 |  | 87376122.8529
2003-10-01 | 90574201.4473 |  |  | 90574201.4473 | 245.3 | 0 | 126.9774 | 31 | 0 | 1 | 128421.6003 | 351.912 |  | 90389954.7719
2003-11-01 | 91660392.3833 |  |  | 91660392.3833 | 348 | 0 | 127.1246 | 30 | 0 | 1 | 128525.1265 | 319.68 |  | 90072436.7427
2003-12-01 | 102135791.2863 |  |  | 102135791.2863 | 510.1 | 0 | 127.272 | 31 | 0 | 0 | 128628.6527 | 336.288 |  | 102212183.5778
2004-01-01 | 110906403.3525 |  |  | 110906403.3525 | 750.2 | 0 | 127.5341 | 31 | 0 | 0 | 128732.1789 | 336.288 |  | 108112769.5264
2004-02-01 | 98773309.5767 |  |  | 98773309.5767 | 578.9 | 0 | 127.7968 | 29 | 0 | 0 | 128835.7051 | 320.16 |  | 98419855.2861
2004-03-01 | 100169246.3892 |  |  | 100169246.3892 | 479.8 | 0 | 128.0601 | 31 | 0 | 1 | 128939.2313 | 368.28 |  | 96968540.583
2004-04-01 | 89485332.9086 |  |  | 89485332.9086 | 332.5 | 0.5 | 128.3238 | 30 | 0 | 1 | 129042.7575 | 336.24 |  | 90870797.9705
2004-05-01 | 90686143.1572 |  |  | 90686143.1572 | 169.7 | 1.2 | 128.5882 | 31 | 0 | 1 | 129146.2837 | 319.92 |  | 90306901.3889
2004-06-01 | 96517444.2332 |  |  | 96517444.2332 | 45.6 | 26.3 | 128.853 | 30 | 0 | 0 | 129249.8099 | 352.08 |  | 94679764.7011
2004-07-01 | 110297641.9179 |  |  | 110297641.9179 | 1.9 | 79.3 | 129.1184 | 31 | 0 | 0 | 129353.3361 | 336.288 |  | 106992250.5631
2004-08-01 | 109063695.0917 |  |  | 109063695.0917 | 1.8 | 85 | 129.3844 | 31 | 0 | 0 | 129456.8623 | 336.288 |  | 108308305.5407
2004-09-01 | 103094592.0389 |  |  | 103094592.0389 | 14.6 | 65.3 | 129.6509 | 30 | 0 | 1 | 129560.3885 | 336.24 |  | 96923444.7077
2004-10-01 | 93329245.5929 |  |  | 93329245.5929 | 196.4 | 2.6 | 129.918 | 31 | 0 | 1 | 129663.9147 | 319.92 |  | 92318552.9953
2004-11-01 | 94434398.7339 |  |  | 94434398.7339 | 341 | 0 | 130.1856 | 30 | 0 | 1 | 129767.4409 | 352.08 |  | 92530822.9368
2004-12-01 | 108483620.8355 |  |  | 108483620.8355 | 566.7 | 0 | 130.4538 | 31 | 0 | 0 | 129870.9671 | 336.288 |  | 106213850.1434
2005-01-01 | 111357551.0204 |  |  | 111357551.0204 | 693.3 | 0 | 130.7437 | 31 | 0 | 0 | 129974.4933 | 319.92 | 64075.5917 | 109438481.049
2005-02-01 | 97354644.1015 |  |  | 97354644.1015 | 582 | 0 | 131.0343 | 28 | 0 | 0 | 130078.0195 | 319.872 | 64075.5917 | 98242915.9242
2005-03-01 | 103696306.6202 |  |  | 103696306.6202 | 576.1 | 0 | 131.3255 | 31 | 0 | 1 | 130181.5457 | 351.912 | 64075.5917 | 101936205.55
2005-04-01 | 91002648.0836 |  |  | 91002648.0836 | 345.1 | 0 | 131.6174 | 30 | 0 | 1 | 130285.0719 | 336.24 | 64075.5917 | 93771374.8867
2005-05-01 | 90914554.5047 |  |  | 90914554.5047 | 215.3 | 0 | 131.91 | 31 | 0 | 1 | 130388.5981 | 336.288 | 64075.5917 | 93862537.7446
2005-06-01 | 117110313.5889 |  |  | 117110313.5889 | 10.4 | 107.8 | 132.2031 | 30 | 0 | 0 | 130492.1243 | 352.08 | 64075.5917 | 112238553.4016
2005-07-01 | 130492623.1956 |  |  | 130492623.1956 | 0 | 183.5 | 132.497 | 31 | 0 | 0 | 130595.6505 | 319.92 | 64075.5917 | 129713705.4803
2005-08-01 | 125304430.0647 |  |  | 125304430.0647 | 0 | 165.7 | 132.7915 | 31 | 0 | 0 | 130699.1767 | 351.912 | 64075.5917 | 126521615.0016
2005-09-01 | 103515709.3081 |  |  | 103515709.3081 | 7.3 | 76.6 | 133.0866 | 30 | 0 | 1 | 130802.7029 | 336.24 | 64075.5917 | 101668382.6863
2005-10-01 | 95683703.335 |  |  | 95683703.335 | 216.6 | 13.4 | 133.3824 | 31 | 0 | 1 | 130906.2292 | 319.92 | 64075.5917 | 97627082.1793
2005-11-01 | 95832424.0916 |  |  | 95832424.0916 | 369.3 | 0 | 133.6789 | 30 | 0 | 1 | 131009.7554 | 352.08 | 64075.5917 | 95963100.2372
2005-12-01 | 109926431.0602 |  |  | 109926431.0602 | 640.8 | 0 | 133.976 | 31 | 0 | 0 | 131113.2816 | 319.92 | 64075.5917 | 110738843.8614
2006-01-01 | 105189785.9632 |  |  | 105189785.9632 | 520.4 | 0 | 134.252 | 31 | 13497.6641 | 0 | 131216.8078 | 336.288 | 348241.1851 | 108044433.9431
2006-02-01 | 97673987.0582 |  |  | 97673987.0582 | 564.7 | 0 | 134.5285 | 28 | 40492.9922 | 0 | 131320.334 | 319.872 | 348241.1851 | 100381766.9664
2006-03-01 | 102138407.1677 |  |  | 102138407.1677 | 488.7 | 0 | 134.8056 | 31 | 67488.3203 | 1 | 131423.8602 | 368.28 | 348241.1851 | 102268918.5149
2006-04-01 | 89654385.2663 |  |  | 89654385.2663 | 296.7 | 0 | 135.0833 | 30 | 94483.6485 | 1 | 131527.3864 | 303.84 | 348241.1851 | 94878723.5082
2006-05-01 | 96375370.8313 |  |  | 96375370.8313 | 135.3 | 29.2 | 135.3615 | 31 | 121478.9766 | 1 | 131630.9126 | 351.912 | 348241.1851 | 99690366.2382
2006-06-01 | 106149795.9184 |  |  | 106149795.9184 | 15.9 | 65.6 | 135.6404 | 30 | 148474.3048 | 0 | 131734.4388 | 352.08 | 348241.1851 | 106208823.4153
2006-07-01 | 129944897.9592 |  |  | 129944897.9592 | 0.6 | 166.8 | 135.9198 | 31 | 175469.6329 | 0 | 131837.965 | 319.92 | 348241.1851 | 128324395.1622
2006-08-01 | 120333539.0742 |  |  | 120333539.0742 | 1.4 | 103.8 | 136.1997 | 31 | 202464.961 | 0 | 131941.4912 | 351.912 | 348241.1851 | 116310045.18
2006-09-01 | 95914534.5943 |  |  | 95914534.5943 | 45.9 | 17 | 136.4803 | 30 | 229460.2892 | 1 | 132045.0174 | 319.68 | 348241.1851 | 92631095.8719
2006-10-01 | 99436286.7098 |  |  | 99436286.7098 | 234.4 | 0.4 | 136.7614 | 31 | 256455.6173 | 1 | 132148.5436 | 336.288 | 348241.1851 | 96912110.998
2006-11-01 | 98699342.9567 |  |  | 98699342.9567 | 341.9 | 0 | 137.0431 | 30 | 283450.9454 | 1 | 132252.0698 | 352.08 | 348241.1851 | 96531055.7188
2006-12-01 | 106547506.222 |  |  | 106547506.222 | 445.2 | 0 | 137.3254 | 31 | 296948.6095 | 0 | 132355.596 | 304.296 | 348241.1851 | 107251526.6326
2007-01-01 | 110076804.3803 |  |  | 110076804.3803 | 578 | 0 | 137.5747 | 31 | 308452.8428 | 0 | 132252.0698 | 351.912 | 655464.7604 | 110275202.0753
2007-02-01 | 106214902.9368 |  |  | 106214902.9368 | 657.8 | 0 | 137.8244 | 28 | 331461.3093 | 0 | 132355.596 | 319.872 | 655464.7604 | 103464855.5039
2007-03-01 | 105901314.0866 |  |  | 105901314.0866 | 515.5 | 0 | 138.0745 | 31 | 354469.7758 | 1 | 132400.0527 | 351.912 | 655464.7604 | 103718162.4408
2007-04-01 | 96871139.8706 |  |  | 96871139.8706 | 362.1 | 0 | 138.3252 | 30 | 377478.2424 | 1 | 132444.5095 | 319.68 | 655464.7604 | 97175531.1895
2007-05-01 | 96387834.7437 |  |  | 96387834.7437 | 157.9 | 13.6 | 138.5762 | 31 | 400486.7089 | 1 | 132488.9662 | 351.912 | 655464.7604 | 97908860.0936
2007-06-01 | 113036515.6794 |  |  | 113036515.6794 | 10.9 | 81.7 | 138.8278 | 30 | 423495.1754 | 0 | 132533.4229 | 336.24 | 655464.7604 | 109805574.5779
2007-07-01 | 116239482.3295 |  |  | 116239482.3295 | 0 | 109 | 139.0798 | 31 | 446503.642 | 0 | 132577.8797 | 336.288 | 655464.7604 | 117746649.2658
2007-08-01 | 124879950.224 |  |  | 124879950.224 | 6.8 | 142.5 | 139.3322 | 31 | 469512.1085 | 0 | 132622.3364 | 351.912 | 655464.7604 | 124368063.3215
2007-09-01 | 104023175.7093 |  |  | 104023175.7093 | 19.2 | 54.7 | 139.5851 | 30 | 492520.575 | 1 | 132666.7931 | 303.84 | 655464.7604 | 99671729.018
2007-10-01 | 99226202.0906 |  |  | 99226202.0906 | 103 | 20.6 | 139.8385 | 31 | 515529.0416 | 1 | 132711.2499 | 351.912 | 655464.7604 | 98044554.1197
2007-11-01 | 100079143.8527 |  |  | 100079143.8527 | 385.4 | 0 | 140.0923 | 30 | 538537.5081 | 1 | 132755.7066 | 352.08 | 655464.7604 | 97850023.6525
2007-12-01 | 110979900.448 |  |  | 110979900.448 | 567.1 | 0 | 140.3466 | 31 | 550041.7414 | 0 | 132800.1633 | 304.296 | 655464.7604 | 110348651.0056
2008-01-01 | 109593071.1797 |  | -82212.4167 | 109510858.763 | 562.4 | 0 | 140.2997 | 31 | 555157.7576 | 0 | 132844.6201 | 352 | 906713.231 | 110253961.7989
2008-02-01 | 104778875.0622 |  | -82212.4167 | 104696662.6456 | 599.9 | 0 | 140.2528 | 29 | 565389.7901 | 0 | 132889.0768 | 320 | 906713.231 | 105268500.6591
2008-03-01 | 105424609.2583 |  | -82212.4167 | 105342396.8417 | 548 | 0 | 140.206 | 31 | 575621.8227 | 1 | 132933.5335 | 304 | 906713.231 | 104701766.2557
2008-04-01 | 86811986.0627 |  | -82212.4167 | 86729773.6461 | 303.3 | 0 | 140.1592 | 30 | 585853.8552 | 1 | 132977.9903 | 352 | 906713.231 | 95971708.3807
2008-05-01 | 95673539.0742 |  | -82212.4167 | 95591326.6575 | 192.7 | 0 | 140.1124 | 31 | 596085.8877 | 1 | 133022.447 | 336 | 906713.231 | 96275701.5616
2008-06-01 | 106441284.221 |  | -82212.4167 | 106359071.8043 | 30.4 | 62.5 | 140.0656 | 30 | 606317.9202 | 0 | 133066.9037 | 336 | 906713.231 | 106705484.411
2008-07-01 | 120363653.559 |  | -82212.4167 | 120281441.1423 | 0 | 115.4 | 140.0188 | 31 | 616549.9527 | 0 | 133111.3605 | 352 | 906713.231 | 119080722.9013
2008-08-01 | 112977083.1259 |  | -82212.4167 | 112894870.7093 | 4.5 | 85.7 | 139.9721 | 31 | 626781.9852 | 0 | 133155.8172 | 320 | 906713.231 | 113464429.8621
2008-09-01 | 101476764.5595 |  | -82212.4167 | 101394552.1428 | 38.6 | 39.6 | 139.9253 | 30 | 637014.0177 | 1 | 133200.2739 | 336 | 906713.231 | 97273033.628
2008-10-01 | 95543325.0373 |  | -82212.4167 | 95461112.6207 | 207.1 | 0.4 | 139.8786 | 31 | 647246.0502 | 1 | 133244.7307 | 352 | 906713.231 | 96640056.9087
2008-11-01 | 97619273.2703 |  | -82212.4167 | 97537060.8536 | 420.9 | 0 | 139.8319 | 30 | 657478.0827 | 1 | 133289.1874 | 304 | 906713.231 | 98679079.9391
2008-12-01 | 111639153.8079 |  | -82212.4167 | 111556941.3912 | 620.1 | 0 | 139.7852 | 31 | 662594.099 | 0 | 133333.6441 | 336 | 906713.231 | 111528921.5526
2009-01-01 | 117706102.5386 |  | -61304 | 117644798.5386 | 723.9 | 0 | 139.3891 | 31 | 674483.7548 | 0 | 133378.1009 | 336 | 912481.9072 | 113852700.9751
2009-02-01 | 97637232.454 |  | -61304 | 97575928.454 | 537 | 0 | 138.9942 | 28 | 698263.0664 | 0 | 133422.5576 | 304 | 912481.9072 | 100444295.6625
2009-03-01 | 102033200.5973 |  | -61304 | 101971896.5973 | 509.1 | 0 | 138.6004 | 31 | 722042.378 | 1 | 133467.0143 | 352 | 912481.9072 | 103192823.6461
2009-04-01 | 92234006.9686 |  | -61304 | 92172702.9686 | 315.4 | 0 | 138.2077 | 30 | 745821.6896 | 1 | 133511.4711 | 320 | 912481.9072 | 95486143.8823
2009-05-01 | 90740353.0268 |  | -61304 | 90679049.0268 | 185.9 | 0 | 137.8161 | 31 | 769601.0013 | 1 | 133555.9278 | 320 | 912481.9072 | 95160358.8256
2009-06-01 | 97871861.2398 |  | -61304 | 97810557.2398 | 66.8 | 33 | 137.4256 | 30 | 793380.3129 | 0 | 133600.3845 | 352 | 912481.9072 | 100756077.502
2009-07-01 | 106379009.8403 |  | -61304 | 106317705.8403 | 0.6 | 56.8 | 137.0362 | 31 | 817159.6245 | 0 | 133644.8413 | 352 | 912481.9072 | 106505760.4323
2009-08-01 | 118375479.5727 |  | -61304 | 118314175.5727 | 3.9 | 118.8 | 136.648 | 31 | 840938.9361 | 0 | 133689.298 | 320 | 912481.9072 | 118315787.9342
2009-09-01 | 96821587.4718 |  | -61304 | 96760283.4718 | 32.4 | 30.7 | 136.2608 | 30 | 864718.2477 | 1 | 133733.7547 | 336 | 912481.9072 | 93732912.3372
2009-10-01 | 93959689.0914 |  | -61304 | 93898385.0914 | 241.2 | 0 | 135.8747 | 31 | 888497.5593 | 1 | 133778.2115 | 336 | 912481.9072 | 95507076.6789
2009-11-01 | 93794432.745 |  | -61304 | 93733128.745 | 320.8 | 0 | 135.4897 | 30 | 912276.871 | 1 | 133822.6682 | 320 | 912481.9072 | 94267883.7861
2009-12-01 | 109990511.9271 |  | -61304 | 109929207.9271 | 570.89 | 0 | 135.1058 | 31 | 924166.5268 | 0 | 133867.1249 | 352 | 912481.9072 | 108177263.6258
2010-01-01 | 112413952.5979 | 411293 | -96502.18 | 112728743.4179 | 653.3 | 0 | 135.4098 | 31 | 927754.6885 | 0 | 133911.5817 | 320 | 1109506.9806 | 110264005.7785
2010-02-01 | 98822728.491 | 532219 | -96502.18 | 99258445.311 | 551.1 | 0 | 135.7145 | 28 | 934931.012 | 0 | 133956.0384 | 304 | 1109506.9806 | 99172103.1333
2010-03-01 | 99590879.5038 | 545833 | -96502.18 | 100040210.3238 | 434.7 | 0 | 136.0199 | 31 | 942107.3355 | 1 | 134000.4951 | 368 | 1109506.9806 | 100139888.5142
2010-04-01 | 88866064.2493 | 587674 | -96502.18 | 89357236.0693 | 253.2 | 0 | 136.3259 | 30 | 949283.6589 | 1 | 134044.9519 | 320 | 1109506.9806 | 93034421.8266
2010-05-01 | 97708833.327 | 438525 | -96502.18 | 98050856.147 | 129.4 | 22.4 | 136.6326 | 31 | 956459.9824 | 1 | 134089.4086 | 320 | 1109506.9806 | 97464069.4381
2010-06-01 | 106489650.4193 | 575982 | -96502.18 | 106969130.2393 | 15 | 60.6 | 136.9401 | 30 | 963636.3059 | 0 | 134133.8653 | 352 | 1109506.9806 | 104483413.4315
2010-07-01 | 129819711.2992 | 468792 | -96502.18 | 130192001.1192 | 1.9 | 174.6 | 137.2482 | 31 | 970812.6293 | 0 | 134178.3221 | 336 | 1109506.9806 | 129149267.1874
2010-08-01 | 125064295.2866 | 467603 | -96502.18 | 125435396.1066 | 1.4 | 145.7 | 137.557 | 31 | 977988.9528 | 0 | 134222.7788 | 336 | 1109506.9806 | 123698999.6344
2010-09-01 | 98983964.4676 | 627245 | -96502.18 | 99514707.2876 | 54.4 | 40.2 | 137.8665 | 30 | 985165.2763 | 1 | 134267.2355 | 336 | 1109506.9806 | 96661149.2815
2010-10-01 | 93865160.6233 | 384107 | -96502.18 | 94152765.4433 | 218.2 | 0.5 | 138.1767 | 31 | 992341.5997 | 1 | 134311.6923 | 320 | 1109506.9806 | 95951706.9342
2010-11-01 | 96656392.3881 | 560522 | -96502.18 | 97120412.2081 | 346.6 | 0 | 138.4876 | 30 | 999517.9232 | 1 | 134356.149 | 336 | 1109506.9806 | 96082427.6802
2010-12-01 | 111304958.4562 | 686277 | -96502.18 | 111894733.2762 | 600.5 | 0 | 138.7992 | 31 | 1003106.085 | 0 | 134400.6057 | 368 | 1109506.9806 | 110349419.7628
2011-01-01 | 113431519.6998 | 490789 | -92423.5508 | 113829885.149 | 678 | 0 | 139.2424 | 31 | 1014756.7216 | 0 | 134445.0625 | 320 | 1169147.0682 | 112321926.2268
2011-02-01 | 101615468.8517 | 597207 | -92423.5508 | 102120252.3009 | 578.5 | 0 | 139.451 | 28 | 1038057.9949 | 0 | 134489.5192 | 304 | 1169147.0682 | 101177386.042
2011-03-01 | 105339679.1362 | 1602527 | -92423.5508 | 106849782.5854 | 527 | 0 | 139.6595 | 31 | 1061359.2682 | 1 | 134533.9759 | 368 | 1169147.0682 | 103563676.2449
2011-04-01 | 93360768.8479 | 818684 | -92423.5508 | 94087029.297 | 342.6 | 0 | 139.8681 | 30 | 1084660.5414 | 1 | 134578.4327 | 320 | 1169147.0682 | 96272661.1871
2011-05-01 | 94535390.7417 | 868682 | -92423.5508 | 95311649.1908 | 187.1 | 4.1 | 140.0766 | 31 | 1107961.8147 | 1 | 134622.8894 | 320 | 1169147.0682 | 96315688.708
2011-06-01 | 103622682.5439 | 951129 | -92423.5508 | 104481387.9931 | 21.9 | 41.8 | 140.2852 | 30 | 1131263.088 | 0 | 134667.3461 | 352 | 1169147.0682 | 101919787.0591
2011-07-01 | 131926637.8221 | 481410 | -92423.5508 | 132315624.2713 | 0 | 196.9 | 140.4937 | 31 | 1154564.3613 | 0 | 134711.8029 | 336 | 1169147.0682 | 134164483.5791
2011-08-01 | 120223938.4309 | 847595 | -92423.5508 | 120979109.8801 | 0 | 146.3 | 140.7023 | 31 | 1177865.6345 | 0 | 134756.2596 | 336 | 1169147.0682 | 124434721.1412
2011-09-01 | 100218738.7525 | 1330377 | -92423.5508 | 101456692.2017 | 26.9 | 39.9 | 140.9108 | 30 | 1201166.9078 | 1 | 134800.7163 | 336 | 1169147.0682 | 96488313.5146
2011-10-01 | 94403706.3981 | 890902 | -92423.5508 | 95202184.8473 | 184.9 | 4.2 | 141.1194 | 31 | 1224468.1811 | 1 | 134845.1731 | 320 | 1169147.0682 | 96292694.019
2011-11-01 | 93722004.8244 | 809920 | -92423.5508 | 94439501.2736 | 284.9 | 0 | 141.3279 | 30 | 1247769.4544 | 1 | 134889.6298 | 336 | 1169147.0682 | 94921487.8687
2011-12-01 | 104372806.984 | 958180 | -92423.5508 | 105238563.4331 | 463.7 | 0 | 141.5365 | 31 | 1259420.091 | 0 | 134934.0865 | 368 | 1169147.0682 | 107336047.7068
2012-01-01 | 108352391.1628 | 950033 | -78845.6933 | 109223578.4695 | 554.4 | 0 | 141.7252 | 31 | 1276419.467 | 0 | 134978.5433 | 320 | 0 | 109510645.1969
2012-02-01 | 98705241.7965 | 947209 | -78845.6933 | 99573605.1032 | 482.4 | 0 | 141.9139 | 29 | 1310418.2191 | 0 | 135023 | 304 | 0 | 101884378.789
2012-03-01 | 96296940.69 | 722234 | -78845.6933 | 96940328.9966 | 366.7 | 0 | 142.1026 | 31 | 1344416.9712 | 1 | 135068.7961 | 368 | 0 | 99759652.3716
2012-04-01 | 89872581.0775 | 601702 | -78845.6933 | 90395437.3841 | 296.3 | 0 | 142.2913 | 30 | 1378415.7232 | 1 | 135114.5922 | 320 | 0 | 95103935.4853
2012-05-01 | 98707869.1343 | 1571841 | -78845.6933 | 100200864.441 | 99.5 | 22.4 | 142.4801 | 31 | 1412414.4753 | 1 | 135160.3884 | 320 | 0 | 97628162.3989
2012-06-01 | 109390922.6662 | 1115019 | -78845.6933 | 110427095.9729 | 18.9 | 105.6 | 142.6688 | 30 | 1446413.2274 | 0 | 135206.1845 | 352 | 0 | 113922951.4566
2012-07-01 | 133058608.9868 | 1039699 | -78845.6933 | 134019462.2935 | 0 | 203.5 | 142.8575 | 31 | 1480411.9794 | 0 | 135251.9806 | 336 | 0 | 135176121.8776
2012-08-01 | 121123046.2917 | 1093336 | -78845.6933 | 122137536.5984 | 0 | 148.7 | 143.0462 | 31 | 1514410.7315 | 0 | 135297.7767 | 336 | 0 | 124577176.4313
2012-09-01 | 99680085.0717 | 646474 | -78845.6933 | 100247713.3784 | 37.9 | 50.3 | 143.2349 | 30 | 1548409.4836 | 1 | 135343.5729 | 336 | 0 | 98368178.9749
2012-10-01 | 94333164.3966 | 944121 | -78845.6933 | 95198439.7032 | 191.9 | 2.6 | 143.4236 | 31 | 1582408.2356 | 1 | 135389.369 | 320 | 0 | 95708607.703
2012-11-01 | 96179066.9261 | 931868 | -78845.6933 | 97032089.2328 | 381.9 | 0 | 143.6123 | 30 | 1616406.9877 | 1 | 135435.1651 | 336 | 0 | 96712693.9455
2012-12-01 | 104482420.019 | 989725 | -78845.6933 | 105393299.3257 | 463.2 | 0 | 143.8011 | 31 | 1633406.3637 | 0 | 135480.9612 | 368 | 0 | 106787850.5549
2013-01-01 | 109467098.0587 | 930414 | -80413.7383 | 110317098.3204 | 556.4 | 0 | 143.9808 | 31 | 1655904.0246 | 0 | 135526.7574 | 320 | 0 | 108991277.4184
2013-02-01 | 98965961.5066 | 906712 | -80413.7383 | 99792259.7682 | 565.9 | 0 | 144.1606 | 28 | 1700899.3463 | 0 | 135572.5535 | 304 | 0 | 100302482.1732
2013-03-01 | 102422656.3796 | 894061 | -80413.7383 | 103236303.6413 | 508.7 | 0 | 144.3403 | 31 | 1745894.668 | 1 | 135618.3496 | 368 | 0 | 102431249.0603
2013-04-01 | 92083366.5173 | 1022778 | -80413.7383 | 93025730.779 | 341.3 | 0 | 144.5201 | 30 | 1790889.9897 | 1 | 135664.1457 | 320 | 0 | 95419687.0545
2013-05-01 | 95266525.6346 | 1234580 | -80413.7383 | 96420691.8963 | 153.9 | 14.3 | 144.6998 | 31 | 1835885.3114 | 1 | 135709.9419 | 320 | 0 | 96547152.3696
2013-06-01 | 101746391.2394 | 1118148 | -80413.7383 | 102784125.5011 | 44.3 | 47.5 | 144.8796 | 30 | 1880880.6331 | 0 | 135755.738 | 352 | 0 | 102478330.5085
2013-07-01 | 123815621.3705 | 1104432 | -80413.7383 | 124839639.6322 | 2.3 | 139.4 | 145.0593 | 31 | 1925875.9548 | 0 | 135801.5341 | 336 | 0 | 121969826.3998
2013-08-01 | 114328198.1085 | 1270351 | -80413.7383 | 115518135.3702 | 0 | 106.4 | 145.2391 | 31 | 1970871.2765 | 0 | 135847.3302 | 336 | 0 | 115447916.7622
2013-09-01 | 96921113.3234 | 1399910 | -80413.7383 | 98240609.585 | 51.6 | 34.4 | 145.4188 | 30 | 2015866.5982 | 1 | 135893.1264 | 336 | 0 | 94579142.9619
2013-10-01 | 94790915.8785 | 1226455 | -80413.7383 | 95936957.1402 | 161.4 | 4.8 | 145.5986 | 31 | 2060861.9199 | 1 | 135938.9225 | 320 | 0 | 94293840.1026
2013-11-01 | 98272590.0116 | 1105762 | -80413.7383 | 99297938.2733 | 412.9 | 0 | 145.7783 | 30 | 2105857.2416 | 1 | 135984.7186 | 336 | 0 | 96268335.1703
2013-12-01 | 109815032.3544 | 855971 | -80413.7383 | 110590589.6161 | 601.4 | 0 | 145.9581 | 31 | 2128354.9024 | 0 | 136030.5147 | 368 | 0 | 108847267.0024
2014-01-01 | 117246822.6315 | 771851 |  | 118018673.6315 | 625.6917 | 0 | 146.2378 | 31 | 2124894.57 | 0 | 136076.3109 | 320 |  | 109590614.9963
2014-02-01 | 101962543.554 | 811223 |  | 102773766.554 | 568.0167 | 0 | 146.5176 | 28 | 2148417.195 | 0 | 136122.107 | 304 |  | 99458924.377
2014-03-01 | 106897419.9436 | 920445 |  | 107817864.9436 | 501.2917 | 0 | 146.7973 | 31 | 2188541.7802 | 1 | 136167.9031 | 368 |  | 101420362.1414
2014-04-01 | 88321884.8515 | 1137316 |  | 89459200.8515 | 325.075 | 0.041667 | 147.0771 | 30 | 2228666.3654 | 1 | 136213.6992 | 320 |  | 94266240.4912
2014-05-01 | 0 |  |  | 0 | 173.8833 | 9.1333 | 147.3568 | 31 | 2268790.9506 | 1 | 136259.4953 | 320 |  | 95306513.5592
2014-06-01 | 0 |  |  | 0 | 32.7917 | 60.9833 | 147.6366 | 30 | 2308915.5357 | 0 | 136305.2915 | 352 |  | 104137624.3162
2014-07-01 | 0 |  |  | 0 | 0.89167 | 143.4833 | 147.9164 | 31 | 2349040.1209 | 0 | 136351.0876 | 336 |  | 122118157.3407
2014-08-01 | 0 |  |  | 0 | 1.65 | 128.925 | 148.1961 | 31 | 2389164.7061 | 0 | 136396.8837 | 336 |  | 119273404.5072
2014-09-01 | 0 |  |  | 0 | 30.45 | 47.3667 | 148.4759 | 30 | 2429289.2913 | 1 | 136442.6798 | 336 |  | 96084955.2272
2014-10-01 | 0 |  |  | 0 | 202.9167 | 5.075 | 148.7556 | 31 | 2469413.8765 | 1 | 136488.476 | 320 |  | 94899097.2043
2014-11-01 | 0 |  |  | 0 | 361.2333 | 0 | 149.0354 | 30 | 2509538.4617 | 1 | 136534.2721 | 336 |  | 94674406.4663
2014-12-01 | 0 |  |  | 0 | 551.4075 | 0 | 149.3151 | 31 | 2549663.0468 | 0 | 136580.0682 | 368 |  | 107231455.8279
2015-01-01 | 0 |  |  | 0 | 625.6917 | 0 | 149.6137 | 31 | 2569725.3394 | 0 | 136625.8643 | 320 |  | 109038540.8241
2015-02-01 | 0 |  |  | 0 | 568.0167 | 0 | 149.9124 | 28 | 2569979.624 | 0 | 136671.6605 | 304 |  | 99036480.0675
2015-03-01 | 0 |  |  | 0 | 501.2917 | 0 | 150.211 | 31 | 2570488.1931 | 1 | 136717.4566 | 368 |  | 101214361.8003
2015-04-01 | 0 |  |  | 0 | 325.075 | 0.041667 | 150.5096 | 30 | 2570996.7622 | 1 | 136763.2527 | 320 |  | 94276684.1184
2015-05-01 | 0 |  |  | 0 | 173.8833 | 9.1333 | 150.8083 | 31 | 2571505.3314 | 1 | 136809.0488 | 320 |  | 95533401.1548
2015-06-01 | 0 |  |  | 0 | 32.7917 | 60.9833 | 151.1069 | 30 | 2572013.9005 | 0 | 136854.845 | 352 |  | 104580955.8801
2015-07-01 | 0 |  |  | 0 | 0.89167 | 143.4833 | 151.4055 | 31 | 2572522.4696 | 0 | 136900.6411 | 336 |  | 122777932.8729
2015-08-01 | 0 |  |  | 0 | 1.65 | 128.925 | 151.7042 | 31 | 2573031.0387 | 0 | 136946.4372 | 336 |  | 120149624.0078
2015-09-01 | 0 |  |  | 0 | 30.45 | 47.3667 | 152.0028 | 30 | 2573539.6079 | 1 | 136992.2333 | 336 |  | 97177618.6961
2015-10-01 | 0 |  |  | 0 | 202.9167 | 5.075 | 152.3014 | 31 | 2574048.177 | 1 | 137038.0295 | 320 |  | 96208204.6415
2015-11-01 | 0 |  |  | 0 | 361.2333 | 0 | 152.6 | 30 | 2574556.7461 | 1 | 137083.8256 | 336 |  | 96199957.8719
2015-12-01 | 0 |  |  | 0 | 551.4075 | 0 | 152.8987 | 31 | 2575065.3152 | 0 | 137129.6217 | 368 |  | 108973451.2018
[6 empty] | Weather Normal | [7 empty] | 23307352587.3532
1996 | 0 | 0 | 0 | 0 | [9 empty] | 918650548.5683 | 918650548.5683
1997 | 0 | 0 | 0 | 0 | [9 empty] | 929128148.4627 | 929128148.4627
1998 | 0 | 0 | 0 | 0 | [9 empty] | 989909521.9349 | 989909521.9349
1999 | 0 | 0 | 0 | 0 | [9 empty] | 1036760386.7819 | 1036760386.7819
2000 | 0 | 0 | 0 | 0 | [9 empty] | 1060388686.0239 | 1060388686.0239
2001 | 0 | 0 | 0 | 0 | [9 empty] | 1068771299.9835 | 1068771299.9835
2002 | 1162710673.7804 | 0 | 0 | 1162710673.7804 | [9 empty] | 1162665476.2128 | -45197.5676 | -0.003887%
2003 | 1152043160.1684 | 0 | 0 | 1152043160.1684 | [9 empty] | 1167650715.8183 | 15607555.6499 | 1.355%
2004 | 1205241073.8282 | 0 | 0 | 1205241073.8282 | [9 empty] | 1182645856.3429 | -22595217.4853 | -1.875%
2005 | 1272191338.9746 | 0 | 0 | 1272191338.9746 | [9 empty] | 1271722798.002 | -468540.9726 | -0.03683%
2006 | 1248057839.7213 | 0 | 0 | 1248057839.7213 | [9 empty] | 1249433262.1496 | 1375422.4284 | 0.1102%
2007 | 1283916366.3514 | 0 | 0 | 1283916366.3514 | [9 empty] | 1270377856.2642 | -13538510.0872 | -1.054%
2008 | 1248342618.218 | 0 | -986549 | 1247356069.218 | [9 empty] | 1255843367.8588 | 7500749.6408 | 0.6009%
2009 | 1217543467.4733 | 0 | -735648 | 1216807819.4733 | [9 empty] | 1225399085.2882 | 7855617.8149 | 0.6452%
2010 | 1259586591.1092 | 6286072 | -1158026.16 | 1264714636.9492 | [9 empty] | 1256450872.6027 | -3135718.5066 | -0.2489%
2011 | 1256773343.0333 | 10647402 | -1109082.61 | 1266311662.4233 | [9 empty] | 1265208873.2973 | 8435530.264 | 0.6712%
2012 | 1250182338.2193 | 11553261 | -946148.32 | 1260789450.8993 | [9 empty] | 1275140355.1856 | 24958016.9663 | 1.996%
2013 | 1237895470.3833 | 13069574 | -964964.86 | 1250000079.5233 | [9 empty] | 1237576506.9836 | -318963.3996 | -0.02577%
2014 | 414428670.9806 | 3640835 | 0 | 418069505.9806 | [9 empty] | 1238461756.4548 | 824033085.4742
2015 | 0 | 0 | 0 | 0 | [9 empty] | 1245167213.1371 | 1245167213.1371
Total to 2013 | 14794484281.2607 | 41556309 | -5900418.95 | 14830140171.3107 | [9 empty] | 14820115026.0061 | -10025145.3045
[14 empty] | 23307352587.3532 | 0
Check totals above sould be zero
Note on J111: Suzanne Wilson: 2011 File had 64,076 per month

## Rate Class Energy Model
| Purchases | Modeled Purchases | Difference | % Difference | Loss Factor | Total Billed | Residential | GS<50 | GS>50 | Large User | Sentinels | Streetlights | USL
Weather Normal Projection
1996 | 0 | 918650548.5683 | 918650548.5683
1997 | 0 | 929128148.4627 | 929128148.4627
1998 | 0 | 989909521.9349 | 989909521.9349
1999 | 0 | 1036760386.7819 | 1036760386.7819
2000 | 0 | 1060388686.0239 | 1060388686.0239
2001 | 0 | 1068771299.9835 | 1068771299.9835
2002 | 1162710673.7804 | 1162665476.2128 | -45197.5676 | -0.003887% |  | 0 | 0 | 0 | 0 | 0 | 0 | 0 | 0
2003 | 1152043160.1684 | 1167650715.8183 | 15607555.6499 | 1.355% | 1.0394 | 1108347420.2106 | 418838011.9736 | 126366945.1775 | 553710684.7088 | 0 | 298684.5771 | 6713622.351 | 2419471.4225
2004 | 1205241073.8282 | 1182645856.3429 | -22595217.4853 | -1.875% | 1.0615 | 1135405804.1076 | 404285804.099 | 122937632.9665 | 598431000.7987 | 0 | 299221.7421 | 7027057.9585 | 2425086.5427
2005 | 1272191338.9746 | 1271722798.002 | -468540.9726 | -0.03683% | 1.0524 | 1208894249.4506 | 463562202.487 | 125194926.2388 | 609950002.1269 | 0 | 336742.5535 | 7458446.3497 | 2391929.6946
2006 | 1248057839.7213 | 1249433262.1496 | 1375422.4284 | 0.1102% | 1.0539 | 1184184646.7744 | 450017939.3267 | 122020708.4167 | 601216533.3463 | 0 | 317191.457 | 8236753.7636 | 2375520.4641
2007 | 1283916366.3514 | 1270377856.2642 | -13538510.0872 | -1.054% | 1.052 | 1220452819.8678 | 462721167.9574 | 125994115.1778 | 622092059.277 | 0 | 295242.5843 | 7023291.2978 | 2326943.5736
2008 | 1247356069.218 | 1255843367.8588 | 8487298.6408 | 0.6804% | 1.0492 | 1188897732 | 450470689.5 | 122663803.5 | 605669659 | 0 | 286832 | 7504236 | 2302512
2009 | 1216807819.4733 | 1225399085.2882 | 8591265.8149 | 0.706% | 1.0474 | 1161778118 | 438952917.5 | 119930975.5 | 592972281 | 0 | 294273 | 7271510 | 2356161
2010 | 1264714636.9492 | 1256450872.6027 | -8263764.3466 | -0.6534% | 1.0595 | 1193712076.1827 | 451343387.2824 | 121294613.5087 | 611065861.6087 | 0 | 293544.0982 | 7368898.1739 | 2345771.5108
2011 | 1266311662.4233 | 1265208873.2973 | -1102789.126 | -0.08709% | 1.027 | 1232998827 | 418849931 | 129680926 | 675128624 | 0 | 246192 | 7294838 | 1798316
2012 | 1260789450.8993 | 1275140355.1856 | 14350904.2863 | 1.138% | 1.0385 | 1214015314.2603 | 414592237 | 125465897 | 664095955 | 0 | 267435.2603 | 7329519 | 2264271
2013 | 1250000079.5233 | 1237576506.9836 | -12423572.5396 | -0.9939% | 1.0397 | 1202305265 | 412298278 | 124179905 | 655968805 | 0 | 265619 | 7344781 | 2247877
2014 | 418069505.9806 | 1238461756.4548 |  |  |  | 1188072528.4098
2015 | 0 | 1245167213.1371 |  |  |  | 1194505160.5304
[7 empty] | 4785932566.1261 | 1365730448.4861 | 6790301465.8664 | 0 | 3200978.2725 | 80572953.8944 | 25253860.2084
[7 empty] | 36.67% | 10.46% | 52.03% | 0% | 0.02453% | 0.6174% | 0.1935%
Before Supply Facility Loss Factor of 1.0045 |  |  |  | 5 year average | 1.0424
Average
2005 to 2006 | -1.897% |  |  |  |  | -2.044% | -2.922% | -2.535% | -1.432% |  | -5.806% | 10.44% | -0.686%
2006 to 2007 | 2.873% |  |  |  |  | 3.063% | 2.823% | 3.256% | 3.472% |  | -6.92% | -14.73% | -2.045%
2007 to 2008 | -2.848% |  |  |  |  | -2.586% | -2.647% | -2.643% | -2.64% |  | -2.849% | 6.848% | -1.05%
2008 to 2009 | -2.449% |  |  |  |  | -2.281% | -2.557% | -2.228% | -2.096% |  | 2.594% | -3.101% | 2.33%
2009 to 2010 | 3.937% |  |  |  |  | 2.749% | 2.823% | 1.137% | 3.051% |  | -0.2477% | 1.339% | -0.4409%
2010 to 2011 | 0.1263% |  |  |  |  | 3.291% | -7.199% | 6.914% | 10.48% |  | -16.13% | -1.005% | -23.34%
2011 to 2012 | -0.4361% |  |  |  |  | -1.54% | -1.017% | -3.25% | -1.634% |  | 8.629% | 0.4754% | 25.91%
2012 to 2013 | -0.8558% |  |  |  |  | -0.9646% | -0.5533% | -1.025% | -1.224% |  | -0.6791% | 0.2082% | -0.724%
Usage Per Customer
2003 | [6 empty] | 9853.3891 | 31734.5417 | 640868.848 | 0 | 513.2037 | 591.0919 | 5733.3446
2004 | [6 empty] | 9432.9267 | 30482.9241 | 730684.9827 | 0 | 497.0461 | 606.4082 | 5746.6506
2005 | [6 empty] | 10763.495 | 28216.1204 | 760536.1623 | 0 | 645.1007 | 634.6534 | 5668.0798
2006 | [6 empty] | 10292.2409 | 27494.5265 | 690260.0842 | 0 | 533.9924 | 697.6161 | 5629.1954
2007 | [6 empty] | 10439.2818 | 29037.5928 | 729299.0144 | 0 | 518.8798 | 588.5604 | 5288.5081
2008 | [6 empty] | 10020.4802 | 28794.3201 | 715076.3388 | 0 | 508.3354 | 626.0834 | 5174.7596
2009 | [6 empty] | 9592.3355 | 28175.1464 | 695793.193 | 0 | 520.3604 | 599.1439 | 5189.7819
2010 | [6 empty] | 9846.1035 | 27840.3906 | 718056.2416 | 0 | 703.9427 | 597.4236 | 5044.6699
2011 | [6 empty] | 9106.1337 | 30111.2508 | 786393.6814 | 0 | 667.059 | 581.741 | 4240.756
2012 | [6 empty] | 9038.2209 | 29452.8503 | 776552.8619 | 0 | 779.2031 | 586.0255 | 5903.5885
2013 | [6 empty] | 8909.9316 | 28775.6197 | 760337.316 | 0 | 787.1161 | 578.2382 | 5331.703
2014 | [6 empty] | 8820.7039 | 28495.3457 | 773446.0392 | 0 | 821.5116 | 576.9682 | 5293.12
2015 | [6 empty] | 8732.3698 | 28217.8016 | 786780.7655 | 0 | 857.4101 | 575.7011 | 5254.8162
1999
2000
2001
2002
2003
2004 | [6 empty] | 0.95733 | 0.96056 | 1.1401 | 0 | 0.96852 | 1.0259 | 1.0023
2005 | [6 empty] | 1.1411 | 0.92564 | 1.0409 | 0 | 1.2979 | 1.0466 | 0.98633
2006 | [6 empty] | 0.95622 | 0.97443 | 0.9076 | 0 | 0.82777 | 1.0992 | 0.99314
2007 | [6 empty] | 1.0143 | 1.0561 | 1.0566 | 0 | 0.9717 | 0.84367 | 0.93948
2008 | [6 empty] | 0.95988 | 0.99162 | 0.9805 | 0 | 0.97968 | 1.0638 | 0.97849
2009 | [6 empty] | 0.95727 | 0.9785 | 0.97303 | 0 | 1.0237 | 0.95697 | 1.0029
2010 | [6 empty] | 1.0265 | 0.98812 | 1.032 | 0 | 1.3528 | 0.99713 | 0.97204
2011 | [6 empty] | 0.92485 | 1.0816 | 1.0952 | 0 | 0.9476 | 0.97375 | 0.84064
2012 | [6 empty] | 0.99254 | 0.97813 | 0.98749 | 0 | 1.1681 | 1.0074 | 1.3921
2013 | [6 empty] | 0.98581 | 0.97701 | 0.97912 | 0 | 1.0102 | 0.98671 | 0.90313
Used | [6 empty] | 0.98999 | 0.99026 | 1.0172 | 0 | 1.0437 | 0.9978 | 0.99276
Geomean | [6 empty] | 0.98999 | 0.99026 | 1.0172 | 0 | 1.0437 | 0.9978 | 0.99276
Non Weather Corrected Forecast | [13 empty] | Total
2014 | [5 empty] | 1212698536.7006 | 411649947.2316 | 123963293.6989 | 667180301.0801 | 0 | 262520.8316 | 7411072.2162 | 2231401.6423 | 1212698536.7006
2015 | [5 empty] | 1223285582.3151 | 411002635.9502 | 123747060.2404 | 678583418.5352 | 0 | 259458.8001 | 7477961.7518 | 2215047.0374 | 1223285582.3151
Weather Corrected Forecast | [13 empty] | Total
2014 | [5 empty] | 1188072528.4098 | 402883785.3401 | 121323472.3933 | 653960275.9864 | 0 | 262520.8316 | 7411072.2162 | 2231401.6423 | 1188072528.4098
2015 | [5 empty] | 1194505160.5304 | 400859224.4835 | 120693023.0152 | 663000445.4425 | 0 | 259458.8001 | 7477961.7518 | 2215047.0374 | 1194505160.5304
Weather Normalization Percentage from 2006 Hydro One Study
% Weather Sensitive | [6 empty] | 93.5% | 93.5% | 87% | 0% | 0% | 0% | 0% | Total
2014 | [5 empty] | -24626008.2908 | 384892700.6615 | 115905679.6085 | 580446861.9397 | 0 | 0 | 0 | 0 | 1081245242.2097
2015 | [5 empty] | -28780421.7846 | 384287464.6135 | 115703501.3247 | 590367574.1256 | 0 | 0 | 0 | 0 | 1090358540.0639
Allocation of Weather Sensitive Amount | [13 empty] | Total
2014 | [6 empty] | -8766161.8914 | -2639821.3056 | -13220025.0937 | 0 | 0 | 0 | 0 | -24626008.2908
2015 | [6 empty] | -10143411.4667 | -3054037.2251 | -15582973.0928 | 0 | 0 | 0 | 0 | -28780421.7846
CDM | Manual Adjustment to the Load Forecast from 2013 and 2014 Programs on a Net Level | [12 empty] | Total
2014 | [5 empty] | -3619024.3333 | -704964.7638 | -813230.3684 | -2100829.2011 | 0 | 0 | 0 | 0 | -3619024.3333
2015 | [5 empty] | -8688048.6667 | -1692381.0432 | -1952290.0005 | -5043377.623 | 0 | 0 | 0 | 0 | -8688048.6667
Weather Corrected Forecast after 2013 and 2014 CDM Adjustments | [13 empty] | Adj Weather Total
2014 | [5 empty] | 1184453504.0765 | 402178820.5763 | 120510242.0249 | 651859446.7853 | 0 | 262520.8316 | 7411072.2162 | 2231401.6423 | 1184453504.0765
2015 | [5 empty] | 1185817111.8638 | 399166843.4403 | 118740733.0147 | 657957067.8195 | 0 | 259458.8001 | 7477961.7518 | 2215047.0374 | 1185817111.8638
[6 empty] | -2.031% | -2.13% | -2.13% | -1.981% | #DIV/0! | 0% | 0% | 0% | -2.031%
[6 empty] | -2.353% | -2.468% | -2.468% | -2.296% | #DIV/0! | 0% | 0% | 0% | -2.353%
% of Total for CDM
2014 | [6 empty] | 19.48% | 22.47% | 58.05%
2015 | [6 empty] | 19.48% | 22.47% | 58.05%
Note on B34: SUZANNEW: These are the changes from year to year

## Rate Class Customer Model
Average Number of Customers or Connections
| Residential | GS<50 | GS>50 | Large User | Sentinels | Streetlights | USL | Total
1999
2000
2001
2002 | 40624 | 4171 | 796 | 0 | 582 | 11157 | 419 | 57749
2003 | 42507 | 3982 | 864 | 2e-07 | 582 | 11358 | 422 | 59715
2004 | 42859 | 4033 | 819 | 2e-07 | 602 | 11588 | 422 | 60323
2005 | 43068 | 4437 | 802 | 2e-07 | 522 | 11752 | 422 | 61003
2006 | 43724 | 4438 | 871 | 2e-07 | 594 | 11807 | 422 | 61856
2007 | 44325 | 4339 | 853 | 2e-07 | 569 | 11933 | 440 | 62459
2008 | 44955 | 4260 | 847 | 0 | 564.2574 | 11986 | 444.9505 | 63057.2079
2009 | 45760.7971 | 4256.623 | 852.2249 | 0 | 565.5177 | 12136.4996 | 454 | 64025.6622
2010 | 45839.7971 | 4356.7856 | 851 | 0 | 417 | 12334.4604 | 465 | 64264.0431
2011 | 45996.462 | 4306.7266 | 858.5123 | 0 | 369.0708 | 12539.6667 | 424.0555 | 64494.4939
2012 | 45871.0007 | 4259.8898 | 855.1845 | 0 | 343.2164 | 12507.1667 | 383.5415 | 64219.9995
2013 | 46274.0115 | 4315.4555 | 862.7339 | 0 | 337.4585 | 12702 | 421.6058 | 64913.2652
2014 | 46668.605 | 4350.2997 | 862.6074 | 0 | 319.5583 | 12844.8528 | 421.5664 | 65467.4897
2015 | 47066.5634 | 4385.4253 | 862.4809 | 0 | 302.6076 | 12989.3123 | 421.527 | 66027.9165
Growth Rate in Customer Numbers
1999
2000
2001
2002
2003
2004 | 1.0083 | 1.0128 | 0.94792 | 0 | 1.0344 | 1.0203 | 1
2005 | 1.0049 | 1.1002 | 0.97924 | 0 | 0.86711 | 1.0142 | 1
2006 | 1.0152 | 1.0002 | 1.086 | 0 | 1.1379 | 1.0047 | 1
2007 | 1.0137 | 0.97769 | 0.97933 | 0 | 0.95791 | 1.0107 | 1.0427
2008 | 1.0142 | 0.98179 | 0.99297 | 0 | 0.99166 | 1.0044 | 1.0113
2009 | 1.0179 | 0.99921 | 1.0062 | 0 | 1.0022 | 1.0126 | 1.0203
2010 | 1.0017 | 1.0235 | 0.99856 | 0 | 0.73738 | 1.0163 | 1.0242
2011 | 1.0034 | 0.98851 | 1.0088 | 0 | 0.88506 | 1.0166 | 0.91195
2012 | 0.99727 | 0.98912 | 0.99612 | 0 | 0.92995 | 0.99741 | 0.90446
2013 | 1.0088 | 1.013 | 1.0088 | 0 | 0.98322 | 1.0156 | 1.0992
Used | 1.0085 | 1.0081 | 0.99985 | 0 | 0.94696 | 1.0112 | 0.99991
Geomean | 1.0085 | 1.0081 | 0.99985 | 0 | 0.94696 | 1.0112 | 0.99991
Note on B17: Suzanne Wilson: Agrees to RRR for 2011 all customer numbers
Note on B18: Suzanne Wilson: Agrees to the RRR filing 2.1.5 for 2012

## Rate Class Load Model
Average Load by Rate Class
| GS>50 | Large User | Sentinels | Streetlights | Total
1999
2000
2001
2002 | 1529263 | 0 | 956 | 17456 | 1547675
2003 | 1573551 | 0 | 968 | 17588 | 1592107
2004 | 1673046 | 0 | 933 | 19480 | 1693459
2005 | 1719941 | 0 | 892 | 19789 | 1740622
2006 | 1777691 | 0 | 831 | 19932 | 1798454
2007 | 1884479 | 0 | 825 | 20188 | 1905492
2008 | 1735816 | 0 | 733 | 20371 | 1756920
2009 | 1753191 | 0 | 695 | 20319 | 1774205
2010 | 1769836 | 0 | 653 | 19656 | 1790145
2011 | 1793543.4188 | 0 | 679.4791 | 20391.458 | 1814614.3558
2012 | 1761221.4537 | 0 | 720.8667 | 21037.359 | 1782979.6793
2013 | 1721553.9693 | 0 | 716.2304 | 20808.5758 | 1743078.7755
2014 | 1723755.1122 | 0 | 713.3474 | 20994.7306 | 1745463.1902
2015 | 1739879.4554 | 0 | 705.027 | 21184.2211 | 1761768.7034
kW/kWh
1999
2000
2001
2002
2003 | 0.2842% | #DIV/0! | 0.3241% | 0.262%
2004 | 0.2796% | #DIV/0! | 0.3118% | 0.2772%
2005 | 0.282% | #DIV/0! | 0.2649% | 0.2653%
2006 | 0.2957% | #DIV/0! | 0.262% | 0.242%
2007 | 0.3029% | #DIV/0! | 0.2794% | 0.2874%
2008 | 0.2866% | #DIV/0! | 0.2556% | 0.2715%
2009 | 0.2957% | #DIV/0! | 0.2362% | 0.2794%
2010 | 0.2896% | #DIV/0! | 0.2225% | 0.2667%
2011 | 0.2657% | #DIV/0! | 0.276% | 0.2795%
2012 | 0.2652% | #DIV/0! | 0.2695% | 0.287%
2013 | 0.2624% | #DIV/0! | 0.2696% | 0.2833%
11 Year Average | 0.2827% | #DIV/0! | 0.2701% | 0.2729%
3 Year Average | 0.2644% | #DIV/0! | 0.2717% | 0.2833%

## Load Transfers
Long-Term Load Transfer Data
Used 2012 as
NPEI Geographic (A/P) | [6 empty] | estimate for missing info
|  | 2008 | 2009 | 2010 | 2011 | 2012 | 2013
Physical Distributor | Customer Class | kWh | kWh | kWh | kWh | kWh | kWh
CNP | Residential | 132652 | 142273 | 145366 | 124738.56 | 113652.12 | 113652.12
NOTL | Residential | 110141 | 132870 | 129366 | 102698 | 109292.21 | 109292.21
Hydro One | Residential | 1006943 | 1039014 | 1096349 | 1225534.5 | 1246237.91 | 1217154.16
| GS<50 | 167608 | 176995 | 169698 | 187767.2 | 187405.96 | 162920.36
| GS>50 | 0 | 0 | 159816 | 159600 | 161520 | 162240
Welland Horizon | Residential | 122030 | 129571 | 137513.84 | 119214.23 | 139801.81 | 139801.81
Horizon | Residential | 201016 | 116619 | 96514 | 75197.68 | 74600.75 | 74600.75
| GS<50 | 7434 | 7830 | 7667 | 10596.25 | 12210.91 | 12210.91
Grimsby | Residential | 37880 | 34050 | 33735 | 32999.97 | 27693.2 | 28352.02
| GS<50 | 4069 | 8280 | 29920 | 12510 | 6930 | 24372.86
Total |  | 1785704 | 1787502 | 2005944.84 | 2050856.39 | 2079344.87 | 2044597.2
NPEI Physical (A/R)
|  | 2008 | 2009 | 2010 | 2011 | 2012 | 2013
Physical Distributor | Customer Class | kWh | kWh | kWh | kWh | kWh | kWh
Hydro One | Residential | 1764940 | 1749584 | 1607727 | 1826404 | 1770935 | 1823409
| GS<50 | 458287 | 516008 | 670650 | 335668 | 249984 | 217892
| GS>50 | 174460 | 70720 | 710920 | 831960 | 838860 | 807920
Horizon | Residential | 40303 | 44356 | 39541 | 36332 | 34441 | 34441
Grimsby | Residential | 317659 | 117478 | 115641 | 106860 | 104598.36 | 97213.9
| GS<50 | 16604 | 25004 | 19492 | 22715 | 26674.83 | 28686.16
|  | 2772253 | 2523150 | 3163971 | 3159939 | 3025493.19 | 3009562.06
Summary Net Load Transfer |  | -986549 | -735648 | -1158026.16 | -1109082.61 | -946148.32 | -964964.86
Month |  | Kwh per month
2008-01-01 |  | -82212.4167
2008-02-01 |  | -82212.4167
2008-03-01 |  | -82212.4167
2008-04-01 |  | -82212.4167
2008-05-01 |  | -82212.4167
2008-06-01 |  | -82212.4167
2008-07-01 |  | -82212.4167
2008-08-01 |  | -82212.4167
2008-09-01 |  | -82212.4167
2008-10-01 |  | -82212.4167
2008-11-01 |  | -82212.4167
2008-12-01 |  | -82212.4167
2009-01-01 |  | -61304
2009-02-01 |  | -61304
2009-03-01 |  | -61304
2009-04-01 |  | -61304
2009-05-01 |  | -61304
2009-06-01 |  | -61304
2009-07-01 |  | -61304
2009-08-01 |  | -61304
2009-09-01 |  | -61304
2009-10-01 |  | -61304
2009-11-01 |  | -61304
2009-12-01 |  | -61304
2010-01-01 |  | -96502.18
2010-02-01 |  | -96502.18
2010-03-01 |  | -96502.18
2010-04-01 |  | -96502.18
2010-05-01 |  | -96502.18
2010-06-01 |  | -96502.18
2010-07-01 |  | -96502.18
2010-08-01 |  | -96502.18
2010-09-01 |  | -96502.18
2010-10-01 |  | -96502.18
2010-11-01 |  | -96502.18
2010-12-01 |  | -96502.18
2011-01-01 |  | -92423.5508
2011-02-01 |  | -92423.5508
2011-03-01 |  | -92423.5508
2011-04-01 |  | -92423.5508
2011-05-01 |  | -92423.5508
2011-06-01 |  | -92423.5508
2011-07-01 |  | -92423.5508
2011-08-01 |  | -92423.5508
2011-09-01 |  | -92423.5508
2011-10-01 |  | -92423.5508
2011-11-01 |  | -92423.5508
2011-12-01 |  | -92423.5508
2012-01-01 |  | -78845.6933
2012-02-01 |  | -78845.6933
2012-03-01 |  | -78845.6933
2012-04-01 |  | -78845.6933
2012-05-01 |  | -78845.6933
2012-06-01 |  | -78845.6933
2012-07-01 |  | -78845.6933
2012-08-01 |  | -78845.6933
2012-09-01 |  | -78845.6933
2012-10-01 |  | -78845.6933
2012-11-01 |  | -78845.6933
2012-12-01 |  | -78845.6933
2013-01-01 |  | -80413.7383
2013-02-01 |  | -80413.7383
2013-03-01 |  | -80413.7383
2013-04-01 |  | -80413.7383
2013-05-01 |  | -80413.7383
2013-06-01 |  | -80413.7383
2013-07-01 |  | -80413.7383
2013-08-01 |  | -80413.7383
2013-09-01 |  | -80413.7383
2013-10-01 |  | -80413.7383
2013-11-01 |  | -80413.7383
2013-12-01 |  | -80413.7383
Note on C6: Eric Smith: Immaterial difference between spreadsheet and G/L
Note on D7: Eric Smith: Immaterial difference between spreadsheet and G/L
Note on C11: Eric Smith: Invoice was adjusted. No backup spreadsheet with the change in Kwh.
Note on D11: Eric Smith: Immaterial difference between spreadsheet and G/L
Note on F11: Eric Smith: Entire Invoice w/ backup
Note on G11: Eric Smith: Entire Invoice w/ backup
Note on C14: Eric Smith: Jan-Apr difference between G/L. Remaining amounts match.
Note on C25: Eric Smith: Immaterial difference between spreadsheet and G/L
Note on C26: Eric Smith: Immaterial difference between spreadsheet and G/L
Note on C27: Eric Smith: Immaterial difference between spreadsheet and G/L

## 2006-2010 Final CDM
OPA Conservation & Demand Management Programs
Annual Results at the End-User Level
For: | Niagara Peninsula Energy Inc.
Net Summer Peak Demand Savings (MW)
# | Program Year | Results Status | 2006 | 2007 | 2008 | 2009 | 2010 | 2011 | 2012 | 2013 | 2014 | 2015
1 | 2006 Programs | Final | 3.0901 | 0.20394 | 0.20394 | 0.20394 | 0.20394 | 0.20394 | 0.1898 | 0.1898 | 0.14845 | 0.14845
2 | 2007 Programs | Final | 0 | 4.7648 | 0.53588 | 0.388 | 0.388 | 0.38606 | 0.37123 | 0.37123 | 0.37123 | 0.32962
3 | 2008 Programs | Final | 0 | 0 | 6.6749 | 1.0099 | 1.0099 | 1.0099 | 1.004 | 1.004 | 0.99117 | 0.98685
4 | 2009 Programs | Final | 0 | 0 | 0 | 5.7505 | 0.87197 | 0.87197 | 0.87005 | 0.85557 | 0.82565 | 0.82201
5 | 2010 Programs | Final | 0 | 0 | 0 | 0 | 4.8693 | 1.076 | 1.0755 | 1.0728 | 1.0545 | 1.0076
Total |  |  | 3.0901 | 4.9687 | 7.4147 | 7.3524 | 7.3432 | 3.5479 | 3.5106 | 3.4934 | 3.391 | 3.2946
Net Energy Savings (MWh)
# | Program Year | Results Status | 2006 | 2007 | 2008 | 2009 | 2010 | 2011 | 2012 | 2013 | 2014 | 2015
1 | 2006 Programs | Final | 4211.2712 | 4211.2712 | 4211.2712 | 4211.2712 | 731.4046 | 731.4046 | 669.036 | 669.036 | 628.6624 | 628.6624
2 | 2007 Programs | Final | 0 | 3589.3208 | 2152.4743 | 1973.5278 | 1973.5278 | 1973.1138 | 1907.7133 | 1907.7133 | 1907.7133 | 653.3038
3 | 2008 Programs | Final | 0 | 0 | 3033.0436 | 2473.4182 | 2473.4182 | 2473.4182 | 2297.0445 | 2296.8318 | 2113.3909 | 1976.345
4 | 2009 Programs | Final | 0 | 0 | 0 | 4448.1445 | 3612.8294 | 3612.8294 | 3610.7595 | 3521.8578 | 3287.2267 | 3045.2372
5 | 2010 Programs | Final | 0 | 0 | 0 | 0 | 5434.6881 | 4043.1228 | 4037.1916 | 4034.5057 | 3930.2869 | 3510.8754
Total |  |  | 4211.2712 | 7800.592 | 9396.789 | 13106.3617 | 14225.8681 | 12833.8887 | 12521.7451 | 12429.9446 | 11867.2802 | 9814.4238
Gross Summer Peak Demand Savings (MW)
# | Program Year | Results Status | 2006 | 2007 | 2008 | 2009 | 2010 | 2011 | 2012 | 2013 | 2014 | 2015
1 | 2006 Programs | Final | 3.1277 | 0.24155 | 0.24155 | 0.24155 | 0.24155 | 0.24155 | 0.22585 | 0.22585 | 0.1799 | 0.1799
2 | 2007 Programs | Final | 0 | 11.9992 | 2.8446 | 1.6122 | 1.6122 | 1.6077 | 1.5299 | 1.5299 | 1.5299 | 1.4635
3 | 2008 Programs | Final | 0 | 0 | 7.0825 | 1.3853 | 1.3853 | 1.3853 | 1.3697 | 1.3697 | 1.3418 | 1.3303
4 | 2009 Programs | Final | 0 | 0 | 0 | 6.2763 | 1.393 | 1.393 | 1.3892 | 1.359 | 1.3039 | 1.2962
5 | 2010 Programs | Final | 0 | 0 | 0 | 0 | 5.5019 | 1.7094 | 1.7094 | 1.7019 | 1.6628 | 1.5754
Total |  |  | 3.1277 | 12.2408 | 10.1687 | 9.5153 | 10.134 | 6.337 | 6.2241 | 6.1863 | 6.0183 | 5.8453
Gross Energy Savings (MWh)
# | Program Year | Results Status | 2006 | 2007 | 2008 | 2009 | 2010 | 2011 | 2012 | 2013 | 2014 | 2015
1 | 2006 Programs | Final | 4703.1632 | 4703.1632 | 4703.1632 | 4703.1632 | 836.6447 | 836.6447 | 767.3463 | 767.3463 | 722.4868 | 722.4868
2 | 2007 Programs | Final | 0 | 17077.5948 | 5211.4011 | 3720.1808 | 3720.1808 | 3719.2201 | 3536.5524 | 3536.5524 | 3536.5524 | 1613.0249
3 | 2008 Programs | Final | 0 | 0 | 5841.9407 | 5112.6969 | 5112.6969 | 5112.6969 | 4655.3459 | 4654.7549 | 4244.4523 | 3878.6825
4 | 2009 Programs | Final | 0 | 0 | 0 | 6821.2054 | 5875.9691 | 5875.9691 | 5872.027 | 5698.5793 | 5256.3914 | 4903.1878
5 | 2010 Programs | Final | 0 | 0 | 0 | 0 | 8090.8139 | 6723.6894 | 6723.012 | 6715.5511 | 6511.3714 | 5638.3705
Total |  |  | 4703.1632 | 21780.7579 | 15756.505 | 20357.2462 | 23636.3053 | 22268.2201 | 21554.2837 | 21372.784 | 20271.2543 | 16755.7524

## CDM Activity
Methodology for Implementing CDM Explanatory Variable,
as per Board Staff Interrogatory #22, London Hydro COS Application EB-2012-0146/EB-2012-0380
Year | Reported Savings (kWh) | Incremental Savings (Reported Savings less Prior Year) | First Year (Half of Incremental Savings) | Monthly Increment (Year/78) | [9 empty] | Jan | 1
2006 | 4211271.1894 | 4211271.1894 | 2105635.5947 | 26995.3281 | [9 empty] | Feb | 2
2007 | 7800591.9687 | 3589320.7793 | 1794660.3896 | 23008.4665 | [9 empty] | Mar | 3
2008 | 9396789.0399 | 1596197.0712 | 798098.5356 | 10232.0325 | [9 empty] | Apr | 4
2009 | 13106361.6525 | 3709572.6126 | 1854786.3063 | 23779.3116 | [9 empty] | May | 5
2010 | 14225868.1139 | 1119506.4615 | 559753.2307 | 7176.3235 | [9 empty] | Jun | 6
2011 | 17860866.7453 | 3634998.6313 | 1817499.3157 | 23301.2733 | [9 empty] | Jul | 7
2012 | 23164672.0676 | 5303805.3223 | 2651902.6612 | 33998.7521 | [9 empty] | Aug | 8
2013 | 30183942.2525 | 7019270.1849 | 3509635.0925 | 44995.3217 | [9 empty] | Sep | 9
2014 | 36443377.541 | 6259435.2885 | 3129717.6442 | 40124.5852 | [9 empty] | Oct | 10
2015 | 36522714.3242 | 79336.7832 | 39668.3916 | 508.5691 | [9 empty] | Nov | 11
[14 empty] | Dec | 12
Based on 2012 Final Report
[14 empty] | Total | 78
4 Year (2011-2014) kWh Target:
58000000
| 2011 | 2012 | 2013 | 2014 | Total
2011 CDM Programs | 8.667% | 8.667% | 8.448% | 7.931% | 33.71%
2012 CDM Programs |  | 9.683% | 9.683% | 9.483% | 28.85%
2013 CDM Programs |  |  | 12.48% | 12.48% | 24.96%
2014 CDM Programs |  |  |  | 12.48% | 12.48%
Total in Year | 8.667% | 18.35% | 30.61% | 42.37% | 100%
kWh
2011 CDM Programs | 5026978 | 5026978 | 4900000 | 4600000 | 19553956
2012 CDM Programs |  | 5615949 | 5615949 | 5500000 | 16731898
2013 CDM Programs |  |  | 7238048.6667 | 7238048.6667 | 14476097.3333
2014 CDM Programs |  |  |  | 7238048.6667 | 7238048.6667
Total in Year | 5026978 | 10642927 | 17753997.6667 | 24576097.3333 | 58000000
NPEI CDM Programs
Net Energy Savings (MWh)
As reported by the OPA (Annualized Basis)
Effect in Year
|  | 2006 | 2007 | 2008 | 2009 | 2010 | 2011 | 2012 | 2013 | 2014 | 2015
Year Initiated | 2006 | 4211.2712 | 4211.2712 | 4211.2712 | 4211.2712 | 731.4046 | 731.4046 | 669.036 | 669.036 | 628.6624 | 628.6624
| 2007 |  | 3589.3208 | 2152.4743 | 1973.5278 | 1973.5278 | 1973.1138 | 1907.7133 | 1907.7133 | 1907.7133 | 653.3038
| 2008 |  |  | 3033.0436 | 2473.4182 | 2473.4182 | 2473.4182 | 2297.0445 | 2296.8318 | 2113.3909 | 1976.345
| 2009 |  |  |  | 4448.1445 | 3612.8294 | 3612.8294 | 3610.7595 | 3521.8578 | 3287.2267 | 3045.2372
| 2010 |  |  |  |  | 5434.6881 | 4043.1228 | 4037.1916 | 4034.5057 | 3930.2869 | 3510.8754
| 2011 | Effect in Year 2011: 5026.978; Effect in Year 2012: 5026.978; Effect in Year 2013: 4900; Effect in Year 2014: 4600; Effect in Year 2015: 4318.3673
| 2012 | Effect in Year 2012: 5615.949; Effect in Year 2013: 5615.949; Effect in Year 2014: 5500; Effect in Year 2015: 5163.2653
| 2013 | Effect in Year 2013: 7238.0487; Effect in Year 2014: 7238.0487; Effect in Year 2015: 7088.6092
| 2014 | Effect in Year 2014: 7238.0487; Effect in Year 2015: 7238.0487
| 2015 | Effect in Year 2015: 2900
| Total | 4211.2712 | 7800.592 | 9396.789 | 13106.3617 | 14225.8681 | 17860.8667 | 23164.6721 | 30183.9423 | 36443.3775 | 36522.7143
Manual Adjustments to Load Forecast:
2014 Bridge Year:
50% of 2014 Initiatives |  | 2007: -3619.0243
-3619.0243
2015 Test Year:
100% of 2014 Initiatives |  | 2007: -7238.0487
50% of 2015 Initiatives |  | 2007: -1450
-8688.0487
2006-01-01 | 13497.6641 |  | 2008-01-01 | 555157.7576 |  | 2010-01-01 | 927754.6885 |  | 2012-01-01 | 1276419.467 |  | 2014-01-01 | 2148417.195
2006-02-01 | 40492.9922 |  | 2008-02-01 | 565389.7901 |  | 2010-02-01 | 934931.012 |  | 2012-02-01 | 1310418.2191 |  | 2014-02-01 | 2188541.7802
2006-03-01 | 67488.3203 |  | 2008-03-01 | 575621.8227 |  | 2010-03-01 | 942107.3355 |  | 2012-03-01 | 1344416.9712 |  | 2014-03-01 | 2228666.3654
2006-04-01 | 94483.6485 |  | 2008-04-01 | 585853.8552 |  | 2010-04-01 | 949283.6589 |  | 2012-04-01 | 1378415.7232 |  | 2014-04-01 | 2268790.9506
2006-05-01 | 121478.9766 |  | 2008-05-01 | 596085.8877 |  | 2010-05-01 | 956459.9824 |  | 2012-05-01 | 1412414.4753 |  | 2014-05-01 | 2308915.5357
2006-06-01 | 148474.3048 |  | 2008-06-01 | 606317.9202 |  | 2010-06-01 | 963636.3059 |  | 2012-06-01 | 1446413.2274 |  | 2014-06-01 | 2349040.1209
2006-07-01 | 175469.6329 |  | 2008-07-01 | 616549.9527 |  | 2010-07-01 | 970812.6293 |  | 2012-07-01 | 1480411.9794 |  | 2014-07-01 | 2389164.7061
2006-08-01 | 202464.961 |  | 2008-08-01 | 626781.9852 |  | 2010-08-01 | 977988.9528 |  | 2012-08-01 | 1514410.7315 |  | 2014-08-01 | 2429289.2913
2006-09-01 | 229460.2892 |  | 2008-09-01 | 637014.0177 |  | 2010-09-01 | 985165.2763 |  | 2012-09-01 | 1548409.4836 |  | 2014-09-01 | 2469413.8765
2006-10-01 | 256455.6173 |  | 2008-10-01 | 647246.0502 |  | 2010-10-01 | 992341.5997 |  | 2012-10-01 | 1582408.2356 |  | 2014-10-01 | 2509538.4617
2006-11-01 | 283450.9454 |  | 2008-11-01 | 657478.0827 |  | 2010-11-01 | 999517.9232 |  | 2012-11-01 | 1616406.9877 |  | 2014-11-01 | 2549663.0468
2006-12-01 | 296948.6095 |  | 2008-12-01 | 662594.099 |  | 2010-12-01 | 1003106.085 |  | 2012-12-01 | 1633406.3637 |  | 2014-12-01 | 2569725.3394
2007-01-01 | 308452.8428 |  | 2009-01-01 | 674483.7548 |  | 2011-01-01 | 1014756.7216 |  | 2013-01-01 | 1655904.0246 |  | 2015-01-01 | 2569979.624
2007-02-01 | 331461.3093 |  | 2009-02-01 | 698263.0664 |  | 2011-02-01 | 1038057.9949 |  | 2013-02-01 | 1700899.3463 |  | 2015-02-01 | 2570488.1931
2007-03-01 | 354469.7758 |  | 2009-03-01 | 722042.378 |  | 2011-03-01 | 1061359.2682 |  | 2013-03-01 | 1745894.668 |  | 2015-03-01 | 2570996.7622
2007-04-01 | 377478.2424 |  | 2009-04-01 | 745821.6896 |  | 2011-04-01 | 1084660.5414 |  | 2013-04-01 | 1790889.9897 |  | 2015-04-01 | 2571505.3314
2007-05-01 | 400486.7089 |  | 2009-05-01 | 769601.0013 |  | 2011-05-01 | 1107961.8147 |  | 2013-05-01 | 1835885.3114 |  | 2015-05-01 | 2572013.9005
2007-06-01 | 423495.1754 |  | 2009-06-01 | 793380.3129 |  | 2011-06-01 | 1131263.088 |  | 2013-06-01 | 1880880.6331 |  | 2015-06-01 | 2572522.4696
2007-07-01 | 446503.642 |  | 2009-07-01 | 817159.6245 |  | 2011-07-01 | 1154564.3613 |  | 2013-07-01 | 1925875.9548 |  | 2015-07-01 | 2573031.0387
2007-08-01 | 469512.1085 |  | 2009-08-01 | 840938.9361 |  | 2011-08-01 | 1177865.6345 |  | 2013-08-01 | 1970871.2765 |  | 2015-08-01 | 2573539.6079
2007-09-01 | 492520.575 |  | 2009-09-01 | 864718.2477 |  | 2011-09-01 | 1201166.9078 |  | 2013-09-01 | 2015866.5982 |  | 2015-09-01 | 2574048.177
2007-10-01 | 515529.0416 |  | 2009-10-01 | 888497.5593 |  | 2011-10-01 | 1224468.1811 |  | 2013-10-01 | 2060861.9199 |  | 2015-10-01 | 2574556.7461
2007-11-01 | 538537.5081 |  | 2009-11-01 | 912276.871 |  | 2011-11-01 | 1247769.4544 |  | 2013-11-01 | 2105857.2416 |  | 2015-11-01 | 2575065.3152
2007-12-01 | 550041.7414 |  | 2009-12-01 | 924166.5268 |  | 2011-12-01 | 1259420.091 |  | 2013-12-01 | 2128354.9024 |  | 2015-12-01 | 2575319.5998
Note on B79: Suzanne Wilson: Why is formula different

## CDM Forecast
Initiative | Unit | Incremental Activity |  |  |  | Net Incremental Peak Demand Savings (kW) |  |  |  | Net Incremental Energy Savings (kWh) |  |  |  | 2014 Net Annual Peak Demand Savings (kW) | 2011-2014 Cumulative Energy Savings (kWh)
|  | 2011 | 2012 | 2013 | 2014 | 2011 | 2012 | 2013 | 2014 | 2011 | 2012 | 2013 | 2014 | 2014 | 2014
Consumer Program | [15 empty] | Consumer | <50kW | >50kW
Appliance Retirement | Appliances | 512 | 339 | 158 |  | 30 | 20 | 9 |  | 214685 | 135814 | 63786 | 0 | 59 | 1393046 | 1393046 |  |  | Residential
Appliance Exchange | Appliances | 44 | 56 | 32 |  | 4 | 8 | 5 |  | 4714 | 14737 | 8368 |  | 14 | 76976 | 76976 |  |  | Residential
HVAC Incentives | Equipment | 880 | 712 | 622 |  | 282 | 151 | 134 |  | 504642 | 253365 | 226291 |  | 568 | 3231245 | 2908120.5 | 323124.5 |  | Residential (10% <50kW)
Conservation Instant Coupon Book | Coupons | 7729 | 307 | 1040 |  | 15 | 2 | 2 |  | 272325 | 13904 | 31226 |  | 19 | 1193463 | 1193463 |  |  | Residential
Bi-Annual Retailer Event | Coupons | 9469 | 10550 | 10472 |  | 17 | 15 | 16 |  | 292245 | 266332 | 302178 |  | 47 | 2572330 | 2572330 |  |  | Residential
Retailer Co-op | Items | 0 | 0 | 0 |  | 0 | 0 | 0 |  | 0 | 0 | 0 |  | 0 | 0 | 0
Residential Demand Response (Switch/pstat) | Devices | 47 | 0 | 283 |  | 26 | 0 | 164 |  | 0 | 0 | 1313 |  | 0 | 1313 | 1313
Residential Demand Response (HD) | Devices | 0 | 0 | 275 |  | 0 |  |  |  | 0 | 0 |  |  | 0 | 0
Residential New Construction | Homes | 0 | 0 |  |  | 0 |  |  |  | 0 | 0 |  |  | 0 | 0
Consumer Program Total | [5 empty] | 374 | 196 | 330 | 0 | 1288611 | 684152 | 633162 | 0 | 707 | 8468373 | 8145248.5 | 323124.5 | 0
Business Program
Retrofit | Projects | 36 | 80 | 102 |  | 168 | 767 | 426 |  | 927120 | 3486336 | 1879279 |  | 1336 | 17797457 |  | 1705340.7062 | 16092116.2938 | 91% >50kW 9%<50kW
Direct Install Lighting | Projects | 347 | 217 | 140 |  | 333 | 177 | 162 |  | 903623 | 712848 | 700564 |  | 533 | 6675457 |  | 6675457 |  | <50kW
Building Commissioning | Buildings | 0 | 0 | 0 |  | 0 | 0 | 0 |  | 0 | 0 | 0 |  | 0 | 0
New Construction | Buildings | 0 | 0 | 0 |  | 0 | 0 | 0 |  | 0 | 0 | 0 |  | 0 | 0
Energy Audit | Audits | 3 | 8 | 1 |  | 0 | 41 | 5 |  | 0 | 201410 | 25175 |  | 47 | 654583 |  |  | 654583
Small Commercial DR | Devices | 4 | 0 | 1 |  | 3 | 0 | 1 |  | 0 | 0 | 5 |  | 0 | 5 |  |  | 5
Small Commercial DR (HD) | Devices | 0 | 0 | 1 |  | 0 | 0 | 0 |  | 0 | 0 | 0 |  | 0 | 0
Demand Response 3 | Facilities | 3 | 3 | 2 |  | 106 | 106 | 106 |  | 4146 | 1548 | 1548 |  | 0 | 7242 |  |  | 7242 | >50kW
Business Program Total | [5 empty] | 610 | 1091 | 700 | 0 | 1834889 | 4402142 | 2606571 | 0 | 1916 | 25134744 | 0 | 8380797.7062 | 16753946.2938
Industrial Program Total
Process & System Upgrades | Projects | 0 | 0 | 0 |  | 0 | 0 | 0 |  | 0 | 0
Monitoring & Targeting | Projects | 0 | 0 | 0 |  | 0 | 0 | 0 |  | 0 | 0
Energy Manager | Projects | 0 | 0 | 0 |  | 0 | 0 | 0 |  | 0 | 0
Retrofit | Projects | 1 | 0 | 0 |  | 2 | 0 | 0 |  | 13815 | 0 | 0 | 0 | 2 | 55261.5 |  |  | 55261.5 | >50kW
Demand Response 3 | Facilities | 1 | 1 | 5 |  | 63 | 65 | 506 |  | 3710 | 1578 | 12203 | 0 | 0 | 17491 |  |  | 17491 | >50kW
Industrial Program Total | [5 empty] | 65 | 65 | 506 | 0 | 17525 | 1578 | 12203 | 0 | 2 | 72752.5 | 0 | 0 | 72752.5
Home Assistance Program
Home Assistance Program | Homes | 10 | 44 | 178 |  | 0 | 5 | 10 |  | 9137 | 54743 | 123348 | 0 | 15 | 447473 | 447473
Industrial Program Total | [5 empty] | 0 | 5 | 10 | 0 | 9137 | 54743 | 123348 | 0 | 15 | 447473 | 447473 | 0 | 0
Pre-2011 Program
ERIP | Projects | 23 | 0 |  |  | 263 | 0 |  |  | 1480972 | 0 | 0 | 0 | 263 | 5923888 |  | 567623.0793 | 5356264.9207 | 91% >50kW 9%<50kW
HPNC | Projects | 3 | 2 |  |  | 77 | 136 |  |  | 395844 | 643518 | 0 | 0 | 213 | 3513933 |  |  | 3513933 | >50kW
Toronto Comprehensive | Projects | 0 | 0 |  |  | 0 | 0 |  |  | 0 | 0
Multifamily Energy Efficiency Rebates | Projects | 0 | 0 |  |  | 0 | 0 |  |  | 0 | 0
LDC Custom Programs | Projects | 0 | 0 |  |  | 0 | 0 |  |  | 0 | 0
Total Pre-2011 Programs | [5 empty] | 340 | 136 | 0 | 0 | 1876816 | 643518 | 0 | 0 | 476 | 9437821 | 0 | 567623.0793 | 8870197.9207
Other
Program Enabled Savings | Projects | 0 | 0 |  |  | 0 | 0 |  |  | 0 | 0 | 0 | 0 | 0 | 0
Time-of-use Savings | Homes | 0 | 0 |  |  | 0 | 0 |  |  | 0 | 0 | 0 | 0 | 0 | 0
Total Other | [5 empty] | 0 | 0 | 0 | 0 | 0 | 0 | 0 | 0 | 0 | 0
Adjustments to Previous Year's Verified Results | [5 empty] | 0 | -7 |  |  |  | -170184 |  |  | -16 | -716260 | -246785 | 356126 | -825601
Energy Efficiency Total | [5 empty] | 1191 | 1322 | 769 | 0 | 5019122 | 5783007 | 3360215 | 0 | 3116 | 43535112.5 | 8591408.5 | 9271545.2855 | 25672158.7145
Demand Response Total (Scenario 1) | [5 empty] | 198 | 171 | 777 | 0 | 7856 | 3126 | 15069 | 0 | 0 | 26051 | 1313 | 0 | 24738
OPA-Contracted LDC Portfolio Total (incl. Adjustments) | [5 empty] | 1389 | 1486 | 1546 | 0 | 5026978 | 5615949 | 3375284 | 0 | 3100 | 42844903.5 | 8345936.5 | 9627671.2855 | 24871295.7145
[16 empty] | 19.48% | 22.47% | 58.05%
[11 empty] | OEB Target |  |  | 15500 | 58000000
[11 empty] | % of OEB Target Achieved |  |  | 20.1% | 73.87%

## 2014 COP Forecast
2014 Load Forecast | kWh | kW | 2013 %RPP
Residential | 402178820.5763 |  | 92.23%
GS<50 | 120510242.0249 |  | 85.89%
GS>50 | 651859446.7853 | 1723755.1122 | 5.323%
Large User | 0 | 0 | 0%
Sentinels | 262520.8316 | 713.3474 | 80.92%
Streetlights | 7411072.2162 | 20994.7306 | 1.062%
USL | 2231401.6423 |  | 100%
TOTAL | 1184453504.0765 | 1745463.1902
Electricity - Commodity RPP | 2014 Forecasted Metered kWhs | 2014 Loss Factor
Class per Load Forecast RPP |  |  | 2014
Residential | 370922052.8371 | 1.0479 | 388698147.8067 | 0.0925 | 35954578.6721
GS<50 | 103510457.5229 | 1.0479 | 108471100.087 | 0.0925 | 10033576.758
GS>50 | 34697583.8493 | 1.0479 | 36360433.3375 | 0.0925 | 3363340.0837
Large User | 0 | 1.0479 | 0 | 0.0925 | 0
Sentinels | 212433.226 | 1.0479 | 222613.8911 | 0.0925 | 20591.7849
Streetlights | 78689.9024 | 1.0479 | 82461.0429 | 0.0925 | 7627.6465
USL | 2231401.6423 | 1.0479 | 2338339.4941 | 0.0925 | 216296.4032
TOTAL | 511652618.98 |  | 536173095.6593 |  | 49596011.3485
Electricity - Commodity Non-RPP | 2014 Forecasted Metered kWhs | 2014 Loss Factor
Class per Load Forecast |  |  | 2014
Residential | 31256767.7392 | 1.0479 | 32754719.3102 | 0.09096 | 2979369.2685
GS<50 | 16999784.502 | 1.0479 | 17814483.3894 | 0.09096 | 1620405.4091
GS>50 | 617161862.9359 | 1.0479 | 646738772.1632 | 0.09096 | 58827358.716
Large User | 0 | 1.0479 | 0 | 0.09096 | 0
Sentinels | 50087.6056 | 1.0479 | 52488.0076 | 0.09096 | 4774.3092
Streetlights | 7332382.3138 | 1.0479 | 7683779.9278 | 0.09096 | 698916.6222
USL | 0 | 1.0479 | 0 | 0.09096 | 0
TOTAL | 672800885.0965 |  | 705044242.7982 |  | 64130824.3249
Transmission - Network |  | Volume
Class per Load Forecast |  | Metric | 2014
Residential |  | kWh | 421452867.1169 | 0.0073 | 3076605.93
GS<50 |  | kWh | 126285583.4765 | 0.0066 | 833484.8509
GS>50 |  | kW | 1723755.1122 | 2.7218 | 4691716.6643
Large User |  | kW | 0 | 0 | 0
Sentinels |  | kW | 713.3474 | 2.0152 | 1437.5377
Streetlights |  | kW | 20994.7306 | 2.0576 | 43198.7576
USL |  | kWh | 2338339.4941 | 0.0066 | 15433.0407
TOTAL |  |  |  |  | 8661876.7812
Transmission - Connection |  | Volume
Class per Load Forecast |  | Metric | 2014
Residential |  | kWh | 421452867.1169 | 0.005 | 2107264.3356
GS<50 |  | kWh | 126285583.4765 | 0.0044 | 555656.5673
GS>50 |  | kW | 1723755.1122 | 1.7467 | 3010883.0544
Large User |  | kW | 0 | 0 | 0
Sentinels |  | kW | 713.3474 | 1.4595 | 1041.1305
Streetlights |  | kW | 20994.7306 | 1.342 | 28174.9284
USL |  | kWh | 2338339.4941 | 0.0044 | 10288.6938
TOTAL |  |  |  |  | 5713308.7101
Wholesale Market Service
Class per Load Forecast |  |  | 2014
Residential |  |  | 421452867.1169 | 0.0044 | 1966780.0465
GS<50 |  |  | 126285583.4765 | 0.0044 | 589332.7229
GS>50 |  |  | 683099205.5007 | 0.0044 | 3187796.2923
Large User |  |  | 0 | 0.0044 | 0
Sentinels |  |  | 275101.8987 | 0.0044 | 1283.8089
Streetlights |  |  | 7766240.9707 | 0.0044 | 36242.4579
USL |  |  | 2338339.4941 | 0.0044 | 10288.6938
TOTAL |  |  | 1241217338.4575 |  | 5791724.0223
Rural Rate Assistance
Class per Load Forecast |  |  | 2014
Residential |  |  | 421452867.1169 | 0.0013 | 547888.7273
GS<50 |  |  | 126285583.4765 | 0.0013 | 164171.2585
GS>50 |  |  | 683099205.5007 | 0.0013 | 888028.9672
Large User |  |  | 0 | 0.0013 | 0
Sentinels |  |  | 275101.8987 | 0.0013 | 357.6325
Streetlights |  |  | 7766240.9707 | 0.0013 | 10096.1133
USL |  |  | 2338339.4941 | 0.0013 | 3039.8413
TOTAL |  |  | 1241217338.4575 |  | 1613582.54
Smart Meter Entity Charge
Class per Load Forecast |  |  | 2014
Residential |  |  | 560023.2601 | 0.79 | 442418.3755
GS<50 |  |  | 52203.5964 | 0.79 | 41240.8411
TOTAL |  |  | 612226.8564 |  | 483659.2166
2014
4705-Power Purchased | 113726835.6734
4708-Charges-WMS | 7405306.5623
4714-Charges-NW | 8661876.7812
4716-Charges-CN | 5713308.7101
4751-Smart Meter Entity | 483659.2166
TOTAL | 135990986.9435
Note on D1: Paul Blythin: RPP % linked to Sheet C4. Commodity Price in Rate Maker
Note on C14: Paul Blythin: Average Total Loss Factor from Sheet C1.Loss Factors in Rate Maker
Note on E14: Paul Blythin: Forecast RPP Supply cost for the period May 1, 2014 to April 30, 2015. From Table ES-1 in the OEB's RPP Report issued April 16, 2014.
Note on E25: Paul Blythin: From RPP Report May 1, 2014 to April 30, 2015: Forecast Wholesale Electricity Price of $26.28/MWh plus Forecast Global Adjustment of $64.68/MWh. Taken from Table ES-1 in the OEB's RPP Report issued April 16, 2014.
Note on E36: Paul Blythin: From 2014 IRM Rate Tariff
Note on E47: Paul Blythin: From 2014 IRM Rate Tariff
Note on E58: Paul Blythin: From 2014 IRM Rate Tariff
Note on E69: Paul Blythin: From 2014 IRM Rate Tariff
Note on E80: Paul Blythin: From 2014 IRM Rate Tariff

## 2015 COP Forecast
2015 Load Forecast | kWh | kW | 2013 %RPP
Residential | 399166843.4403 |  | 92.23%
GS<50 | 118740733.0147 |  | 85.89%
GS>50 | 657957067.8195 | 1739879.4554 | 5.323%
Large User | 0 | 0 | 0%
Sentinels | 259458.8001 | 705.027 | 80.92%
Streetlights | 7477961.7518 | 21184.2211 | 1.062%
USL | 2215047.0374 |  | 100%
TOTAL | 1185817111.8638 | 1761768.7034
Electricity - Commodity RPP | 2015 Forecasted Metered kWhs | 2015 Loss Factor
Class per Load Forecast RPP |  |  | 2015
Residential | 368144162.2939 | 1.0479 | 385787129.4385 | 0.0925 | 35685309.4731
GS<50 | 101990564.4071 | 1.0479 | 106878367.5049 | 0.0925 | 9886248.9942
GS>50 | 35022151.8496 | 1.0479 | 36700555.9579 | 0.0925 | 3394801.4261
Large User | 0 | 1.0479 | 0 | 0.0925 | 0
Sentinels | 209955.4141 | 1.0479 | 220017.3323 | 0.0925 | 20351.6032
Streetlights | 79400.1277 | 1.0479 | 83205.3051 | 0.0925 | 7696.4907
USL | 2215047.0374 | 1.0479 | 2321201.1099 | 0.0925 | 214711.1027
TOTAL | 507661281.1298 |  | 531990476.6487 |  | 49209119.09
Electricity - Commodity Non-RPP | 2015 Forecasted Metered kWhs | 2015 Loss Factor
Class per Load Forecast |  |  | 2015
Residential | 31022681.1464 | 1.0479 | 32509414.3349 | 0.09096 | 2957056.3279
GS<50 | 16750168.6076 | 1.0479 | 17552904.8851 | 0.09096 | 1596612.2283
GS>50 | 622934915.9698 | 1.0479 | 652788493.4033 | 0.09096 | 59377641.36
Large User | 0 | 1.0479 | 0 | 0.09096 | 0
Sentinels | 49503.386 | 1.0479 | 51875.7898 | 0.09096 | 4718.6218
Streetlights | 7398561.6241 | 1.0479 | 7753130.8201 | 0.09096 | 705224.7794
USL | 0 | 1.0479 | 0 | 0.09096 | 0
TOTAL | 678155830.734 |  | 710655819.2331 |  | 64641253.3174
Transmission - Network |  | Volume
Class per Load Forecast |  | Metric | 2015
Residential |  | kWh | 418296543.7734 | 0.0073 | 3053564.7695
GS<50 |  | kWh | 124431272.39 | 0.0066 | 821246.3978
GS>50 |  | kW | 1739879.4554 | 2.7218 | 4735603.9016
Large User |  | kW | 0 | 0 | 0
Sentinels |  | kW | 705.027 | 2.0152 | 1420.7703
Streetlights |  | kW | 21184.2211 | 2.0576 | 43588.6533
USL |  | kWh | 2321201.1099 | 0.0066 | 15319.9273
TOTAL |  |  |  |  | 8670744.4199
Transmission - Connection |  | Volume
Class per Load Forecast |  | Metric | 2015
Residential |  | kWh | 418296543.7734 | 0.005 | 2091482.7189
GS<50 |  | kWh | 124431272.39 | 0.0044 | 547497.5985
GS>50 |  | kW | 1739879.4554 | 1.7467 | 3039047.4447
Large User |  | kW | 0 | 0 | 0
Sentinels |  | kW | 705.027 | 1.4595 | 1028.9868
Streetlights |  | kW | 21184.2211 | 1.342 | 28429.2247
USL |  | kWh | 2321201.1099 | 0.0044 | 10213.2849
TOTAL |  |  |  |  | 5717699.2585
Wholesale Market Service
Class per Load Forecast |  |  | 2015
Residential |  |  | 418296543.7734 | 0.0044 | 1952050.5376
GS<50 |  |  | 124431272.39 | 0.0044 | 580679.2712
GS>50 |  |  | 689489049.3611 | 0.0044 | 3217615.5637
Large User |  |  | 0 | 0.0044 | 0
Sentinels |  |  | 271893.1221 | 0.0044 | 1268.8346
Streetlights |  |  | 7836336.1252 | 0.0044 | 36569.5686
USL |  |  | 2321201.1099 | 0.0044 | 10213.2849
TOTAL |  |  | 1242646295.8818 |  | 5798397.0605
Rural Rate Assistance
Class per Load Forecast |  |  | 2015
Residential |  |  | 418296543.7734 | 0.0013 | 543785.5069
GS<50 |  |  | 124431272.39 | 0.0013 | 161760.6541
GS>50 |  |  | 689489049.3611 | 0.0013 | 896335.7642
Large User |  |  | 0 | 0.0013 | 0
Sentinels |  |  | 271893.1221 | 0.0013 | 353.4611
Streetlights |  |  | 7836336.1252 | 0.0013 | 10187.237
USL |  |  | 2321201.1099 | 0.0013 | 3017.5614
TOTAL |  |  | 1242646295.8818 |  | 1615440.1846
Smart Meter Entity Charge
Class per Load Forecast |  |  | 2015
Residential |  |  | 564798.7604 | 0.79 | 446191.0208
GS<50 |  |  | 52625.1033 | 0.79 | 41573.8316
TOTAL |  |  | 617423.8637 |  | 487764.8523
2015
4705-Power Purchased | 113850372.4074
4708-Charges-WMS | 7413837.2451
4714-Charges-NW | 8670744.4199
4716-Charges-CN | 5717699.2585
4751-Smart Meter Entity | 487764.8523
TOTAL | 136140418.1833
Note on D1: Paul Blythin: RPP % linked to Sheet C4. Commodity Price in Rate Maker
Note on C14: Paul Blythin: Average Total Loss Factor from Sheet C1.Loss Factors in Rate Maker
Note on E14: Paul Blythin: Forecast RPP Supply cost for the period May 1, 2014 to April 30, 2015. From Table ES-1 in the OEB's RPP Report issued April 16, 2014.
Note on E25: Paul Blythin: From RPP Report May 1, 2014 to April 30, 2015: Forecast Wholesale Electricity Price of $26.28/MWh plus Forecast Global Adjustment of $64.68/MWh. Taken from Table ES-1 in the OEB's RPP Report issued April 16, 2014.
Note on E36: Paul Blythin: From 2014 IRM Rate Tariff
Note on E47: Paul Blythin: From 2014 IRM Rate Tariff
Note on E58: Paul Blythin: From 2014 IRM Rate Tariff
Note on E69: Paul Blythin: From 2014 IRM Rate Tariff
Note on E80: Paul Blythin: From 2014 IRM Rate Tariff

## Calculation of MAPE
Calculation of Mean Absolute Percentage Error (MAPE)
Month | Actual kWh | Predicted kWh | Difference | Absolute Value of Difference | Absolute Value of Difference / Actual
2002-01-19 | 98398774.076 | 97692694.1067 | 706079.9693 | 706079.9693 | 0.0071757
2002-02-21 | 87515454.4459 | 88253106.2955 | -737651.8495 | 737651.8495 | 0.0084288
2002-03-26 | 94028461.3241 | 92609629.8693 | 1418831.4547 | 1418831.4547 | 0.015089
2002-04-28 | 86184465.6242 | 85214616.4089 | 969849.2152 | 969849.2152 | 0.011253
2002-05-31 | 85447299.0056 | 86740751.0044 | -1293451.9988 | 1293451.9988 | 0.015137
2002-06-01 | 95651672.7551 | 94950462.3392 | 701210.4159 | 701210.4159 | 0.0073309
2002-07-03 | 119450096.0553 | 123515843.528 | -4065747.4727 | 4065747.4727 | 0.034037
2002-08-05 | 114483162.9555 | 116730863.7494 | -2247700.7939 | 2247700.7939 | 0.019633
2002-09-07 | 96936653.2952 | 97037179.211 | -100525.9158 | 100525.9158 | 0.001037
2002-10-10 | 90917730.9059 | 89981481.0042 | 936249.9017 | 936249.9017 | 0.010298
2002-11-12 | 90920617.5408 | 88581117.7282 | 2339499.8126 | 2339499.8126 | 0.025731
2002-12-15 | 102776285.7968 | 101357730.9681 | 1418554.8287 | 1418554.8287 | 0.013802
2003-01-01 | 104493534.9333 | 104864772.4273 | -371237.494 | 371237.494 | 0.0035527
2003-02-01 | 96011347.4613 | 94315757.3668 | 1695590.0945 | 1695590.0945 | 0.01766
2003-03-01 | 95684640.1163 | 96256791.6867 | -572151.5704 | 572151.5704 | 0.0059796
2003-04-01 | 86343957.4769 | 89975378.8682 | -3631421.3913 | 3631421.3913 | 0.042058
2003-05-01 | 84100206.046 | 89236537.2934 | -5136331.2474 | 5136331.2474 | 0.061074
2003-06-01 | 90485412.5399 | 96441718.8586 | -5956306.3187 | 5956306.3187 | 0.065826
2003-07-01 | 107838219.0458 | 109500535.0453 | -1662315.9995 | 1662315.9995 | 0.015415
2003-08-01 | 111720633.467 | 117008526.3267 | -5287892.8596 | 5287892.8596 | 0.047331
2003-09-01 | 90994823.965 | 87376122.8529 | 3618701.1122 | 3618701.1122 | 0.039768
2003-10-01 | 90574201.4473 | 90389954.7719 | 184246.6754 | 184246.6754 | 0.0020342
2003-11-01 | 91660392.3833 | 90072436.7427 | 1587955.6406 | 1587955.6406 | 0.017324
2003-12-01 | 102135791.2863 | 102212183.5778 | -76392.2915 | 76392.2915 | 0.00074795
2004-01-01 | 110906403.3525 | 108112769.5264 | 2793633.8261 | 2793633.8261 | 0.025189
2004-02-01 | 98773309.5767 | 98419855.2861 | 353454.2906 | 353454.2906 | 0.0035784
2004-03-01 | 100169246.3892 | 96968540.583 | 3200705.8062 | 3200705.8062 | 0.031953
2004-04-01 | 89485332.9086 | 90870797.9705 | -1385465.0618 | 1385465.0618 | 0.015483
2004-05-01 | 90686143.1572 | 90306901.3889 | 379241.7683 | 379241.7683 | 0.0041819
2004-06-01 | 96517444.2332 | 94679764.7011 | 1837679.5321 | 1837679.5321 | 0.01904
2004-07-01 | 110297641.9179 | 106992250.5631 | 3305391.3548 | 3305391.3548 | 0.029968
2004-08-01 | 109063695.0917 | 108308305.5407 | 755389.551 | 755389.551 | 0.0069261
2004-09-01 | 103094592.0389 | 96923444.7077 | 6171147.3312 | 6171147.3312 | 0.059859
2004-10-01 | 93329245.5929 | 92318552.9953 | 1010692.5976 | 1010692.5976 | 0.010829
2004-11-01 | 94434398.7339 | 92530822.9368 | 1903575.7971 | 1903575.7971 | 0.020158
2004-12-01 | 108483620.8355 | 106213850.1434 | 2269770.6921 | 2269770.6921 | 0.020923
2005-01-01 | 111357551.0204 | 109438481.049 | 1919069.9714 | 1919069.9714 | 0.017233
2005-02-01 | 97354644.1015 | 98242915.9242 | -888271.8226 | 888271.8226 | 0.0091241
2005-03-01 | 103696306.6202 | 101936205.55 | 1760101.0702 | 1760101.0702 | 0.016974
2005-04-01 | 91002648.0836 | 93771374.8867 | -2768726.8031 | 2768726.8031 | 0.030425
2005-05-01 | 90914554.5047 | 93862537.7446 | -2947983.2399 | 2947983.2399 | 0.032426
2005-06-01 | 117110313.5889 | 112238553.4016 | 4871760.1873 | 4871760.1873 | 0.0416
2005-07-01 | 130492623.1956 | 129713705.4803 | 778917.7153 | 778917.7153 | 0.0059691
2005-08-01 | 125304430.0647 | 126521615.0016 | -1217184.9368 | 1217184.9368 | 0.0097138
2005-09-01 | 103515709.3081 | 101668382.6863 | 1847326.6219 | 1847326.6219 | 0.017846
2005-10-01 | 95683703.335 | 97627082.1793 | -1943378.8443 | 1943378.8443 | 0.02031
2005-11-01 | 95832424.0916 | 95963100.2372 | -130676.1456 | 130676.1456 | 0.0013636
2005-12-01 | 109926431.0602 | 110738843.8614 | -812412.8012 | 812412.8012 | 0.0073905
2006-01-01 | 105189785.9632 | 108044433.9431 | -2854647.9799 | 2854647.9799 | 0.027138
2006-02-01 | 97673987.0582 | 100381766.9664 | -2707779.9082 | 2707779.9082 | 0.027723
2006-03-01 | 102138407.1677 | 102268918.5149 | -130511.3472 | 130511.3472 | 0.0012778
2006-04-01 | 89654385.2663 | 94878723.5082 | -5224338.2419 | 5224338.2419 | 0.058272
2006-05-01 | 96375370.8313 | 99690366.2382 | -3314995.4069 | 3314995.4069 | 0.034397
2006-06-01 | 106149795.9184 | 106208823.4153 | -59027.497 | 59027.497 | 0.00055608
2006-07-01 | 129944897.9592 | 128324395.1622 | 1620502.797 | 1620502.797 | 0.012471
2006-08-01 | 120333539.0742 | 116310045.18 | 4023493.8942 | 4023493.8942 | 0.033436
2006-09-01 | 95914534.5943 | 92631095.8719 | 3283438.7224 | 3283438.7224 | 0.034233
2006-10-01 | 99436286.7098 | 96912110.998 | 2524175.7118 | 2524175.7118 | 0.025385
2006-11-01 | 98699342.9567 | 96531055.7188 | 2168287.2379 | 2168287.2379 | 0.021969
2006-12-01 | 106547506.222 | 107251526.6326 | -704020.4106 | 704020.4106 | 0.0066076
2007-01-01 | 110076804.3803 | 110275202.0753 | -198397.695 | 198397.695 | 0.0018024
2007-02-01 | 106214902.9368 | 103464855.5039 | 2750047.4329 | 2750047.4329 | 0.025891
2007-03-01 | 105901314.0866 | 103718162.4408 | 2183151.6459 | 2183151.6459 | 0.020615
2007-04-01 | 96871139.8706 | 97175531.1895 | -304391.3189 | 304391.3189 | 0.0031422
2007-05-01 | 96387834.7437 | 97908860.0936 | -1521025.3499 | 1521025.3499 | 0.01578
2007-06-01 | 113036515.6794 | 109805574.5779 | 3230941.1015 | 3230941.1015 | 0.028583
2007-07-01 | 116239482.3295 | 117746649.2658 | -1507166.9363 | 1507166.9363 | 0.012966
2007-08-01 | 124879950.224 | 124368063.3215 | 511886.9024 | 511886.9024 | 0.004099
2007-09-01 | 104023175.7093 | 99671729.018 | 4351446.6913 | 4351446.6913 | 0.041832
2007-10-01 | 99226202.0906 | 98044554.1197 | 1181647.9709 | 1181647.9709 | 0.011909
2007-11-01 | 100079143.8527 | 97850023.6525 | 2229120.2002 | 2229120.2002 | 0.022274
2007-12-01 | 110979900.448 | 110348651.0056 | 631249.4424 | 631249.4424 | 0.005688
2008-01-01 | 109510858.763 | 110253961.7989 | -743103.0359 | 743103.0359 | 0.0067857
2008-02-01 | 104696662.6456 | 105268500.6591 | -571838.0136 | 571838.0136 | 0.0054619
2008-03-01 | 105342396.8417 | 104701766.2557 | 640630.586 | 640630.586 | 0.0060814
2008-04-01 | 86729773.6461 | 95971708.3807 | -9241934.7346 | 9241934.7346 | 0.10656
2008-05-01 | 95591326.6575 | 96275701.5616 | -684374.9041 | 684374.9041 | 0.0071594
2008-06-01 | 106359071.8043 | 106705484.411 | -346412.6067 | 346412.6067 | 0.003257
2008-07-01 | 120281441.1423 | 119080722.9013 | 1200718.241 | 1200718.241 | 0.0099826
2008-08-01 | 112894870.7093 | 113464429.8621 | -569559.1528 | 569559.1528 | 0.005045
2008-09-01 | 101394552.1428 | 97273033.628 | 4121518.5148 | 4121518.5148 | 0.040648
2008-10-01 | 95461112.6207 | 96640056.9087 | -1178944.288 | 1178944.288 | 0.01235
2008-11-01 | 97537060.8536 | 98679079.9391 | -1142019.0855 | 1142019.0855 | 0.011709
2008-12-01 | 111556941.3912 | 111528921.5526 | 28019.8386 | 28019.8386 | 0.00025117
2009-01-01 | 117644798.5386 | 113852700.9751 | 3792097.5635 | 3792097.5635 | 0.032233
2009-02-01 | 97575928.454 | 100444295.6625 | -2868367.2086 | 2868367.2086 | 0.029396
2009-03-01 | 101971896.5973 | 103192823.6461 | -1220927.0488 | 1220927.0488 | 0.011973
2009-04-01 | 92172702.9686 | 95486143.8823 | -3313440.9137 | 3313440.9137 | 0.035948
2009-05-01 | 90679049.0268 | 95160358.8256 | -4481309.7988 | 4481309.7988 | 0.049419
2009-06-01 | 97810557.2398 | 100756077.502 | -2945520.2622 | 2945520.2622 | 0.030115
2009-07-01 | 106317705.8403 | 106505760.4323 | -188054.592 | 188054.592 | 0.0017688
2009-08-01 | 118314175.5727 | 118315787.9342 | -1612.3615 | 1612.3615 | 1.3628e-05
2009-09-01 | 96760283.4718 | 93732912.3372 | 3027371.1345 | 3027371.1345 | 0.031287
2009-10-01 | 93898385.0914 | 95507076.6789 | -1608691.5875 | 1608691.5875 | 0.017132
2009-11-01 | 93733128.745 | 94267883.7861 | -534755.0411 | 534755.0411 | 0.0057051
2009-12-01 | 109929207.9271 | 108177263.6258 | 1751944.3013 | 1751944.3013 | 0.015937
2010-01-01 | 112728743.4179 | 110264005.7785 | 2464737.6395 | 2464737.6395 | 0.021864
2010-02-01 | 99258445.311 | 99172103.1333 | 86342.1777 | 86342.1777 | 0.00086987
2010-03-01 | 100040210.3238 | 100139888.5142 | -99678.1904 | 99678.1904 | 0.00099638
2010-04-01 | 89357236.0693 | 93034421.8266 | -3677185.7573 | 3677185.7573 | 0.041152
2010-05-01 | 98050856.147 | 97464069.4381 | 586786.7089 | 586786.7089 | 0.0059845
2010-06-01 | 106969130.2393 | 104483413.4315 | 2485716.8078 | 2485716.8078 | 0.023238
2010-07-01 | 130192001.1192 | 129149267.1874 | 1042733.9317 | 1042733.9317 | 0.0080092
2010-08-01 | 125435396.1066 | 123698999.6344 | 1736396.4722 | 1736396.4722 | 0.013843
2010-09-01 | 99514707.2876 | 96661149.2815 | 2853558.0061 | 2853558.0061 | 0.028675
2010-10-01 | 94152765.4433 | 95951706.9342 | -1798941.4909 | 1798941.4909 | 0.019107
2010-11-01 | 97120412.2081 | 96082427.6802 | 1037984.5279 | 1037984.5279 | 0.010688
2010-12-01 | 111894733.2762 | 110349419.7628 | 1545313.5134 | 1545313.5134 | 0.01381
2011-01-01 | 113829885.149 | 112321926.2268 | 1507958.9222 | 1507958.9222 | 0.013247
2011-02-01 | 102120252.3009 | 101177386.042 | 942866.2589 | 942866.2589 | 0.0092329
2011-03-01 | 106849782.5854 | 103563676.2449 | 3286106.3404 | 3286106.3404 | 0.030754
2011-04-01 | 94087029.297 | 96272661.1871 | -2185631.89 | 2185631.89 | 0.02323
2011-05-01 | 95311649.1908 | 96315688.708 | -1004039.5172 | 1004039.5172 | 0.010534
2011-06-01 | 104481387.9931 | 101919787.0591 | 2561600.934 | 2561600.934 | 0.024517
2011-07-01 | 132315624.2713 | 134164483.5791 | -1848859.3078 | 1848859.3078 | 0.013973
2011-08-01 | 120979109.8801 | 124434721.1412 | -3455611.2612 | 3455611.2612 | 0.028564
2011-09-01 | 101456692.2017 | 96488313.5146 | 4968378.6871 | 4968378.6871 | 0.04897
2011-10-01 | 95202184.8473 | 96292694.019 | -1090509.1717 | 1090509.1717 | 0.011455
2011-11-01 | 94439501.2736 | 94921487.8687 | -481986.5951 | 481986.5951 | 0.0051037
2011-12-01 | 105238563.4331 | 107336047.7068 | -2097484.2737 | 2097484.2737 | 0.019931
2012-01-01 | 109223578.4695 | 109510645.1969 | -287066.7273 | 287066.7273 | 0.0026282
2012-02-01 | 99573605.1032 | 101884378.789 | -2310773.6858 | 2310773.6858 | 0.023207
2012-03-01 | 96940328.9966 | 99759652.3716 | -2819323.375 | 2819323.375 | 0.029083
2012-04-01 | 90395437.3841 | 95103935.4853 | -4708498.1012 | 4708498.1012 | 0.052088
2012-05-01 | 100200864.441 | 97628162.3989 | 2572702.0421 | 2572702.0421 | 0.025675
2012-06-01 | 110427095.9729 | 113922951.4566 | -3495855.4838 | 3495855.4838 | 0.031658
2012-07-01 | 134019462.2935 | 135176121.8776 | -1156659.5841 | 1156659.5841 | 0.0086305
2012-08-01 | 122137536.5984 | 124577176.4313 | -2439639.833 | 2439639.833 | 0.019975
2012-09-01 | 100247713.3784 | 98368178.9749 | 1879534.4035 | 1879534.4035 | 0.018749
2012-10-01 | 95198439.7032 | 95708607.703 | -510167.9998 | 510167.9998 | 0.005359
2012-11-01 | 97032089.2328 | 96712693.9455 | 319395.2872 | 319395.2872 | 0.0032916
2012-12-01 | 105393299.3257 | 106787850.5549 | -1394551.2292 | 1394551.2292 | 0.013232
2013-01-01 | 110317098.3204 | 108991277.4184 | 1325820.9021 | 1325820.9021 | 0.012018
2013-02-01 | 99792259.7682 | 100302482.1732 | -510222.405 | 510222.405 | 0.0051128
2013-03-01 | 103236303.6413 | 102431249.0603 | 805054.581 | 805054.581 | 0.0077982
2013-04-01 | 93025730.779 | 95419687.0545 | -2393956.2754 | 2393956.2754 | 0.025734
2013-05-01 | 96420691.8963 | 96547152.3696 | -126460.4733 | 126460.4733 | 0.0013115
2013-06-01 | 102784125.5011 | 102478330.5085 | 305794.9926 | 305794.9926 | 0.0029751
2013-07-01 | 124839639.6322 | 121969826.3998 | 2869813.2324 | 2869813.2324 | 0.022988
2013-08-01 | 115518135.3702 | 115447916.7622 | 70218.608 | 70218.608 | 0.00060786
2013-09-01 | 98240609.585 | 94579142.9619 | 3661466.6231 | 3661466.6231 | 0.03727
2013-10-01 | 95936957.1402 | 94293840.1026 | 1643117.0376 | 1643117.0376 | 0.017127
2013-11-01 | 99297938.2733 | 96268335.1703 | 3029603.103 | 3029603.103 | 0.03051
2013-12-01 | 110590589.6161 | 108847267.0024 | 1743322.6136 | 1743322.6136 | 0.015764
|  |  |  | n = # observations | 144
|  |  |  | MAPE | 1.903%
𝑀𝐴𝑃𝐸= (100%)/𝑛 ∑_(𝑡=1)^𝑛▒〖|(𝐴_𝑡 − 𝐹_𝑡)/𝐴_𝑡 | 𝑤ℎ𝑒𝑟𝑒 𝐴_𝑡=𝑎𝑐𝑡𝑢𝑎𝑙 𝑎𝑛𝑑 𝐹_𝑡=𝑝𝑟𝑒𝑑𝑖𝑐𝑡𝑒𝑑.〗