## Exhibit 3 Tables
Table 2: Summary of Load and Customer/Connection Forecast
| Year | Billed (GWh) | Growth (GWh) | Percent Change | Customer/ Connection Count | Growth | Percent Change (%)
Billed Energy (GWh) and Customer Count / Connections
| 2010 Board Approved | 563.7387 |  |  | 30218.3584
| 1999 Actual | 552.2024 |  |  | 27697
| 2000 Actual | 560.819 | 8.6166 | 1.56% | 27938 | 241 | 0.8701%
| 2001 Actual | 558.6325 | -2.1865 | -0.3899% | 28186 | 248 | 0.8877%
| 2002 Actual | 561.6635 | 3.031 | 0.5426% | 28680 | 494 | 1.753%
| 2003 Actual | 562.5214 | 0.85787 | 0.1527% | 28624 | -56 | -0.1953%
| 2004 Actual | 566.9168 | 4.3954 | 0.7814% | 28922 | 298 | 1.041% | [5 empty] | 0
| 2005 Actual | 577.0562 | 10.1394 | 1.789% | 29087 | 165 | 0.5705%
| 2006 Actual | 560.3215 | -16.7347 | -2.9% | 29630 | 543 | 1.867%
| 2007 Actual | 570.4402 | 10.1187 | 1.806% | 29753 | 123 | 0.4151%
| 2008 Actual | 567.0215 | -3.4187 | -0.5993% | 29740 | -13 | -0.04369%
| 2009 Actual | 552.8813 | -14.1402 | -2.494% | 29865 | 125 | 0.4203%
| 2010 Actual | 566.7018 | 13.8204 | 2.5% | 29956 | 91 | 0.3047%
| 2011 Actual | 564.9053 | -1.7965 | -0.317% | 30055 | 99 | 0.3305%
| 2012 Actual | 548.3411 | -16.5642 | -2.932% | 30013 | -42 | -0.1397%
| 2013 Actual | 548.1968 | -0.14433 | -0.02632% | 30030 | 17 | 0.05664%
| 2014 Bridge - Normalized | 536.4515 | -11.7452 | -2.143% | 29857.5625 | -172.4375 | -0.5742%
| 2015 Test - Normalized | 516.6453 | -19.8062 | -3.692% | 29849 | -8.5625 | -0.02868%
Table 3: Billed Energy and Number of Customers / Connections by Rate Class
| Year | Residential | General Service < 50 kW | General Service 50 to 2999 kW | General Service 3000 to 4999 kW | Street Lighting | Sentinel Lighting | Unmetered Scattered Load | Total
Billed Energy (GWh)
| 2010 Board Approved | 214.9238 | 85.026 | 221.44 | 38.7841 | 2.7216 | 0.5058 | 0.33729 | 563.7387
| 1999 Actual | 202.6691 | 93.0066 | 180.4707 | 70.8317 | 3.8488 | 0.9538 | 0.42167 | 552.2024
| 2000 Actual | 200.0973 | 93.5229 | 189.7414 | 73.019 | 3.2067 | 0.8425 | 0.38924 | 560.819
| 2001 Actual | 198.4569 | 92.2107 | 193.6439 | 70.0052 | 3.1576 | 0.76689 | 0.39134 | 558.6325
| 2002 Actual | 207.6813 | 89.797 | 201.0056 | 58.9396 | 3.1585 | 0.69127 | 0.39029 | 561.6635
| 2003 Actual | 210.8937 | 89.2098 | 201.5979 | 56.5671 | 3.2907 | 0.59389 | 0.36832 | 562.5214
| 2004 Actual | 210.8098 | 89.9884 | 203.2667 | 58.3828 | 3.4501 | 0.631 | 0.38786 | 566.9168
| 2005 Actual | 213.8094 | 91.2842 | 210.6282 | 57.0567 | 3.2895 | 0.61668 | 0.37148 | 577.0562
| 2006 Actual | 207.1996 | 90.1754 | 207.1174 | 51.603 | 3.2783 | 0.57796 | 0.36974 | 560.3215
| 2007 Actual | 213.1317 | 89.681 | 213.4565 | 49.9267 | 3.3062 | 0.5685 | 0.36961 | 570.4402
| 2008 Actual | 213.8134 | 88.7236 | 215.71 | 44.5281 | 3.3275 | 0.56763 | 0.35127 | 567.0215
| 2009 Actual | 213.4128 | 87.4046 | 210.054 | 37.8174 | 3.3228 | 0.55795 | 0.31187 | 552.8813
| 2010 Actual | 206.5351 | 85.0421 | 230.0377 | 41.0281 | 3.3242 | 0.56941 | 0.16512 | 566.7018
| 2011 Actual | 207.3581 | 85.0231 | 231.6674 | 37.0869 | 3.2041 | 0.48166 | 0.084073 | 564.9053
| 2012 Actual | 200.6144 | 84.9487 | 223.6885 | 35.7228 | 2.7902 | 0.48776 | 0.088774 | 548.3411
| 2013 Actual | 207.8066 | 85.1193 | 216.6145 | 35.775 | 2.3483 | 0.44395 | 0.089084 | 548.1968
| 2014 Bridge - Normalized | 210.6671 | 85.7329 | 210.4694 | 27.0905 | 2.0188 | 0.42592 | 0.046878 | 536.4515
| 2015 Test - Normalized | 213.4869 | 86.032 | 198.1114 | 16.5348 | 2.0188 | 0.40849 | 0.05286 | 516.6453
Number of Customers/Connections
| 2010 Board Approved | 21074.5998 | 2645.0909 | 286.7038 | 1.8277 | 5680.2148 | 508.9216 | 21 | 30218.3584
| 1999 Actual | 19386 | 2489 | 219 | 3 | 5000 | 579 | 21 | 27697
| 2000 Actual | 19468 | 2499 | 229 | 3 | 5139 | 579 | 21 | 27938
| 2001 Actual | 19645 | 2555 | 244 | 3 | 5139 | 579 | 21 | 28186
| 2002 Actual | 19973 | 2562 | 255 | 3 | 5287 | 579 | 21 | 28680
| 2003 Actual | 19862 | 2568 | 253 | 2 | 5277 | 641 | 21 | 28624
| 2004 Actual | 19966 | 2598 | 253 | 2 | 5508 | 574 | 21 | 28922
| 2005 Actual | 20125 | 2595 | 255 | 2 | 5534 | 555 | 21 | 29087
| 2006 Actual | 20555 | 2678 | 258 | 2 | 5510 | 606 | 21 | 29630
| 2007 Actual | 20726 | 2626 | 267 | 2 | 5534 | 577 | 21 | 29753
| 2008 Actual | 20757 | 2616 | 273 | 2 | 5550 | 521 | 21 | 29740
| 2009 Actual | 20850 | 2629 | 274 | 2 | 5571 | 518 | 21 | 29865
| 2010 Actual | 20952 | 2633 | 269 | 2 | 5572 | 509 | 19 | 29956
| 2011 Actual | 21096 | 2623 | 268 | 2 | 5574 | 474 | 18 | 30055
| 2012 Actual | 21074 | 2645 | 254 | 2 | 5574 | 447 | 17 | 30013
| 2013 Actual | 21108 | 2649 | 255 | 2 | 5574 | 427 | 15 | 30030
| 2014 Bridge - Normalized | 21114 | 2662 | 249 | 1.5625 | 5419 | 405 | 7 | 29857.5625
| 2015 Test - Normalized | 21120 | 2675 | 243 | 1 | 5419 | 384 | 7 | 29849
Table 4: Annual Usage per Customer/Connection by Rate Class
| Year | Residential | General Service < 50 kW | General Service 50 to 2999 kW | General Service 3000 to 4999 kW | Street Lighting | Sentinel Lighting | Unmetered Scattered Load
Energy Usage per Customer/Connection (kWh per customer/connection)
| 2010 Board Approved | 10198.2394 | 32144.838 | 772365.1698 | 21220489.5031 | 479.1377 | 993.8718 | 16061.6401
| 1999 Actual | 10454.4065 | 37367.0553 | 824067.1639 | 23610566.4467 | 769.7588 | 1647.323 | 20079.5067
| 2000 Actual | 10278.268 | 37424.1353 | 828564.9403 | 24339657.5033 | 623.9875 | 1455.1035 | 18535.0738
| 2001 Actual | 10102.1605 | 36090.2804 | 793622.4096 | 23335059.05 | 614.4385 | 1324.506 | 18635.0019
| 2002 Actual | 10398.1033 | 35049.5587 | 788257.2861 | 19646518.81 | 597.4117 | 1193.9085 | 18585.0557
| 2003 Actual | 10617.9474 | 34739.0085 | 796829.6912 | 28283549.34 | 623.5988 | 926.504 | 17539.0105
| 2004 Actual | 10558.4401 | 34637.5864 | 803425.8143 | 29191410.295 | 626.3854 | 1099.2994 | 18469.4605
| 2005 Actual | 10624.0673 | 35176.9393 | 825993.1166 | 28528367.91 | 594.4205 | 1111.1392 | 17689.5986
| 2006 Actual | 10080.2522 | 33672.6803 | 802780.7271 | 25801505.905 | 594.98 | 953.7337 | 17606.4467
| 2007 Actual | 10283.3012 | 34151.1813 | 799462.5356 | 24963353.895 | 597.4314 | 985.2611 | 17600.7029
| 2008 Actual | 10300.7849 | 33915.761 | 790146.5616 | 22264051.89 | 599.5497 | 1089.5071 | 16727.0576
| 2009 Actual | 10235.6241 | 33246.328 | 766620.4582 | 18908695.885 | 596.4385 | 1077.1156 | 14850.9943
| 2010 Actual | 9857.5371 | 32298.5564 | 855158.8722 | 20514051.905 | 596.5883 | 1118.6789 | 8690.7042
| 2011 Actual | 9829.2606 | 32414.4659 | 864430.4703 | 18543425.905 | 574.8336 | 1016.169 | 4670.7461
| 2012 Actual | 9519.5228 | 32116.6996 | 880663.2006 | 17861385.91 | 500.581 | 1091.1845 | 5222.0288
| 2013 Actual | 9844.9232 | 32132.6277 | 849468.4455 | 17887517.895 | 421.2896 | 1039.697 | 5938.9447
| 2014 Bridge - Normalized | 9977.604 | 32206.1981 | 845258.7432 | 17337916.0306 | 372.5338 | 1051.6645 | 6696.8533
| 2015 Test - Normalized | 10108.2835 | 32161.5072 | 815273.2697 | 16534810.3076 | 372.5341 | 1063.7697 | 7551.4838
Annual Growth Rate in Usage per Customer/Connection
| 2010 Board Approved vs 2010 Actual | 3.456% | -0.4759% | -9.682% | 3.444% | -19.69% | -11.16% | 84.81%
1999 Actual
| 2000 Actual | -1.685% | 0.1528% | 0.5458% | 3.088% | -18.94% | -11.67% | -7.692%
| 2001 Actual | -1.713% | -3.564% | -4.217% | -4.127% | -1.53% | -8.975% | 0.5391%
| 2002 Actual | 2.93% | -2.884% | -0.676% | -15.81% | -2.771% | -9.86% | -0.268%
| 2003 Actual | 2.114% | -0.886% | 1.088% | 43.96% | 4.383% | -22.4% | -5.628%
| 2004 Actual | -0.5604% | -0.292% | 0.8278% | 3.21% | 0.4469% | 18.65% | 5.305%
| 2005 Actual | 0.6216% | 1.557% | 2.809% | -2.271% | -5.103% | 1.077% | -4.222%
| 2006 Actual | -5.119% | -4.276% | -2.81% | -9.558% | 0.09412% | -14.17% | -0.4701%
| 2007 Actual | 2.014% | 1.421% | -0.4133% | -3.248% | 0.412% | 3.306% | -0.03262%
| 2008 Actual | 0.17% | -0.6893% | -1.165% | -10.81% | 0.3546% | 10.58% | -4.964%
| 2009 Actual | -0.6326% | -1.974% | -2.977% | -15.07% | -0.5189% | -1.137% | -11.22%
| 2010 Actual | -3.694% | -2.851% | 11.55% | 8.49% | 0.02512% | 3.859% | -41.48%
| 2011 Actual | -0.2869% | 0.3589% | 1.084% | -9.606% | -3.647% | -9.163% | -46.26%
| 2012 Actual | -3.151% | -0.9186% | 1.878% | -3.678% | -12.92% | 7.382% | 11.8%
| 2013 Actual | 3.418% | 0.04959% | -3.542% | 0.1463% | -15.84% | -4.718% | 13.73%
| 2014 Bridge - Normalized | 1.348% | 0.229% | -0.4956% | -3.073% | -11.57% | 1.151% | 12.76%
| 2015 Test - Normalized | 1.31% | -0.1388% | -3.547% | -4.632% | 9.032e-05% | 1.151% | 12.76%
Table 5: Statistcial Results
| Statistic | Value
| R Square | 97.77%
| Adjusted R Square | 97.7%
| F Test | 1522.4684
| MAPE (Monthly) | 1.784%
T-stats by Coefficient
| Heating Degree Days | 62.0232
| Cooling Degree Days | 13.2789
| Number of Days in Month | 11.2009
| Spring Fall Flag | -8.5203
| North Bay Economy | -7.1415
| Constant | 1.2184
Table 6: Total System Purchases
| Year | Actual | Predicted | % Difference
Purchased Energy (GWh)
| 1999 | 586.7853 | 590.4616 | 0.6265%
| 2000 | 590.7565 | 592.6618 | 0.3225%
| 2001 | 587.8428 | 588.7926 | 0.1616%
| 2002 | 593.8389 | 600.2229 | 1.075%
| 2003 | 594.6304 | 597.0325 | 0.404%
| 2004 | 601.7567 | 597.2861 | -0.7429%
| 2005 | 606.3637 | 600.382 | -0.9865%
| 2006 | 585.7628 | 584.4754 | -0.2198%
| 2007 | 598.6403 | 595.8348 | -0.4687%
| 2008 | 594.904 | 591.0435 | -0.6489%
| 2009 | 580.3207 | 591.8906 | 1.994%
| 2010 | 592.106 | 587.5316 | -0.7726%
| 2011 | 593.7386 | 591.5066 | -0.3759%
| 2012 | 572.6127 | 566.449 | -1.076%
| 2013 | 573.1721 | 577.6604 | 0.7831%
| 2014 Bridge - Normalized |  | 572.07
| 2015 Test - Normalized |  | 572.07
| 2015 Test - Normalized - 20 Year Trend |  | 569.7144
Table 7: Historical Customer/Connection Data
| Year | Residential | General Service < 50 kW | General Service 50 to 2999 kW | General Service 3000 to 4999 kW | Street Lighting | Sentinel Lighting | Unmetered Scattered Load | Total
Number of Customers/Connections
| 1999 | 19386 | 2489 | 219 | 3 | 5000 | 579 | 21 | 27697
| 2000 | 19468 | 2499 | 229 | 3 | 5139 | 579 | 21 | 27938
| 2001 | 19645 | 2555 | 244 | 3 | 5139 | 579 | 21 | 28186
| 2002 | 19973 | 2562 | 255 | 3 | 5287 | 579 | 21 | 28680
| 2003 | 19862 | 2568 | 253 | 2 | 5277 | 641 | 21 | 28624
| 2004 | 19966 | 2598 | 253 | 2 | 5508 | 574 | 21 | 28922
| 2005 | 20125 | 2595 | 255 | 2 | 5534 | 555 | 21 | 29087
| 2006 | 20555 | 2678 | 258 | 2 | 5510 | 606 | 21 | 29630
| 2007 | 20726 | 2626 | 267 | 2 | 5534 | 577 | 21 | 29753
| 2008 | 20757 | 2616 | 273 | 2 | 5550 | 521 | 21 | 29740
| 2009 | 20850 | 2629 | 274 | 2 | 5571 | 518 | 21 | 29865
| 2010 | 20952 | 2633 | 269 | 2 | 5572 | 509 | 19 | 29956
| 2011 | 21096 | 2623 | 268 | 2 | 5574 | 474 | 18 | 30055
| 2012 | 21074 | 2645 | 254 | 2 | 5574 | 447 | 17 | 30013
| 2013 | 21108 | 2649 | 255 | 2 | 5574 | 427 | 15 | 30030
Table 8: Growth Rate in Customer/Connections
| Year | Residential | General Service < 50 kW | General Service 50 to 2999 kW | General Service 3000 to 4999 kW | Street Lighting | Sentinel Lighting | Unmetered Scattered Load
Growth Rate in Customers/Connections
1999
| 2000 | 0.423% | 0.4018% | 4.566% | 0% | 2.78% | 0% | 0%
| 2001 | 0.9092% | 2.241% | 6.55% | 0% | 0% | 0% | 0%
| 2002 | 1.67% | 0.274% | 4.508% | 0% | 2.88% | 0% | 0%
| 2003 | -0.5558% | 0.2342% | -0.7843% | -33.33% | -0.1891% | 10.71% | 0%
| 2004 | 0.5236% | 1.168% | 0% | 0% | 4.377% | -10.45% | 0%
| 2005 | 0.7964% | -0.1155% | 0.7905% | 0% | 0.472% | -3.31% | 0%
| 2006 | 2.137% | 3.198% | 1.176% | 0% | -0.4337% | 9.189% | 0%
| 2007 | 0.8319% | -1.942% | 3.488% | 0% | 0.4356% | -4.785% | 0%
| 2008 | 0.1496% | -0.3808% | 2.247% | 0% | 0.2891% | -9.705% | 0%
| 2009 | 0.448% | 0.4969% | 0.3663% | 0% | 0.3784% | -0.5758% | 0%
| 2010 | 0.4892% | 0.1521% | -1.825% | 0% | 0.01795% | -1.737% | -9.524%
| 2011 | 0.6873% | -0.3798% | -0.3717% | 0% | 0.03589% | -6.876% | -5.263%
| 2012 | -0.1043% | 0.8387% | -5.224% | 0% | 0% | -5.696% | -5.556%
| 2013 | 0.1613% | 0.1512% | 0.3937% | 0% | 0% | -4.474% | -11.76%
| Geo Mean - 2012 & 2013 | 0.02844% | 0.4944% | -2.456% | 0% | 0% | -5.087% | -8.713%
Table 9: Customer/Connection Forecast
| Year | Residential | General Service < 50 kW | General Service 50 to 2999 kW | General Service 3000 to 4999 kW | Street Lighting | Sentinel Lighting | Unmetered Scattered Load | Total
Forecast number of Customers/Connections
| 2014 | 21114 | 2662 | 249 | 2 | 5419 | 405 | 7 | 29858
| 2015 | 21120 | 2675 | 243 | 1 | 5419 | 384 | 7 | 29849
Table 10: Historical Annual Usage per Customer
| Year | Residential | General Service < 50 kW | General Service 50 to 2999 kW | General Service 3000 to 4999 kW | Street Lighting | Sentinel Lighting | Unmetered Scattered Load
Annual kWh Usage Per Customer/Connection
| 1999 | 10454.4065 | 37367.0553 | 824067.1639 | 23610566.4467 | 769.7588 | 1647.323 | 20079.5067
| 2000 | 10278.268 | 37424.1353 | 828564.9403 | 24339657.5033 | 623.9875 | 1455.1035 | 18535.0738
| 2001 | 10102.1605 | 36090.2804 | 793622.4096 | 23335059.05 | 614.4385 | 1324.506 | 18635.0019
| 2002 | 10398.1033 | 35049.5587 | 788257.2861 | 19646518.81 | 597.4117 | 1193.9085 | 18585.0557
| 2003 | 10617.9474 | 34739.0085 | 796829.6912 | 28283549.34 | 623.5988 | 926.504 | 17539.0105
| 2004 | 10558.4401 | 34637.5864 | 803425.8143 | 29191410.295 | 626.3854 | 1099.2994 | 18469.4605
| 2005 | 10624.0673 | 35176.9393 | 825993.1166 | 28528367.91 | 594.4205 | 1111.1392 | 17689.5986
| 2006 | 10080.2522 | 33672.6803 | 802780.7271 | 25801505.905 | 594.98 | 953.7337 | 17606.4467
| 2007 | 10283.3012 | 34151.1813 | 799462.5356 | 24963353.895 | 597.4314 | 985.2611 | 17600.7029
| 2008 | 10300.7849 | 33915.761 | 790146.5616 | 22264051.89 | 599.5497 | 1089.5071 | 16727.0576
| 2009 | 10235.6241 | 33246.328 | 766620.4582 | 18908695.885 | 596.4385 | 1077.1156 | 14850.9943
| 2010 | 9857.5371 | 32298.5564 | 855158.8722 | 20514051.905 | 596.5883 | 1118.6789 | 8690.7042
| 2011 | 9829.2606 | 32414.4659 | 864430.4703 | 18543425.905 | 574.8336 | 1016.169 | 4670.7461
| 2012 | 9519.5228 | 32116.6996 | 880663.2006 | 17861385.91 | 500.581 | 1091.1845 | 5222.0288
| 2013 | 9844.9232 | 32132.6277 | 849468.4455 | 17887517.895 | 421.2896 | 1039.697 | 5938.9447
Table 11: Growth Rate in Usage Per Customer/Connection
| Year | Residential | General Service < 50 kW | General Service 50 to 2999 kW | General Service 3000 to 4999 kW | Street Lighting | Sentinel Lighting | Unmetered Scattered Load
Growth Rate in Customer/Connection
1999
| 2000 | -1.685% | 0.1528% | 0.5458% | 3.088% | -18.94% | -11.67% | -7.692%
| 2001 | -1.713% | -3.564% | -4.217% | -4.127% | -1.53% | -8.975% | 0.5391%
| 2002 | 2.93% | -2.884% | -0.676% | -15.81% | -2.771% | -9.86% | -0.268%
| 2003 | 2.114% | -0.886% | 1.088% | 43.96% | 4.383% | -22.4% | -5.628%
| 2004 | -0.5604% | -0.292% | 0.8278% | 3.21% | 0.4469% | 18.65% | 5.305%
| 2005 | 0.6216% | 1.557% | 2.809% | -2.271% | -5.103% | 1.077% | -4.222%
| 2006 | -5.119% | -4.276% | -2.81% | -9.558% | 0.09412% | -14.17% | -0.4701%
| 2007 | 2.014% | 1.421% | -0.4133% | -3.248% | 0.412% | 3.306% | -0.03262%
| 2008 | 0.17% | -0.6893% | -1.165% | -10.81% | 0.3546% | 10.58% | -4.964%
| 2009 | -0.6326% | -1.974% | -2.977% | -15.07% | -0.5189% | -1.137% | -11.22%
| 2010 | -3.694% | -2.851% | 11.55% | 8.49% | 0.02512% | 3.859% | -41.48%
| 2011 | -0.2869% | 0.3589% | 1.084% | -9.606% | -3.647% | -9.163% | -46.26%
| 2012 | -3.151% | -0.9186% | 1.878% | -3.678% | -12.92% | 7.382% | 11.8%
| 2013 | 3.418% | 0.04959% | -3.542% | 0.1463% | -15.84% | -4.718% | 13.73%
| Geo Mean - 2012 & 2013 | 0.07964% | -0.4357% | -0.8692% | -1.784% | -14.39% | 1.151% | 12.76%
Table 12: Forecast Annual kWh Usage per Customer/Connection
| Year | Residential | General Service < 50 kW | General Service 50 to 2999 kW | General Service 3000 to 4999 kW | Street Lighting | Sentinel Lighting | Unmetered Scattered Load
Forecast Annual kWh Usage per Customers/Connection
| 2014 | 9852.7639 | 31992.6289 | 842084.8291 | 17568316.0306 | 372.5338 | 1051.6645 | 6696.8533
| 2015 | 9860.6108 | 31853.24 | 834765.3914 | 17254810.3076 | 372.5338 | 1063.7697 | 7551.4838
Table 13: Non-normalized Weather Billed Energy Forecast
| Year | Residential | General Service < 50 kW | General Service 50 to 2999 kW | General Service 3000 to 4999 kW | Street Lighting | Sentinel Lighting | Unmetered Scattered Load | TOTAL
NON-normalized Weather Billed Energy Forecast (GWh)
| 2014 (Not Normalized) | 208.0313 | 85.1644 | 209.6791 | 35.1366 | 2.0188 | 0.42592 | 0.046878 | 540.503
| 2015 (Not Normalized) | 208.2561 | 85.2074 | 202.848 | 34.5096 | 2.0188 | 0.40849 | 0.05286 | 533.3012
Table 14: Weather Sensitivity by Rate Class
|  | Residential | General Service < 50 kW | General Service 50 to 2999 kW | General Service 3000 to 4999 kW | Street Lighting | Sentinel Lighting | Unmetered Scattered Load
Weather Sensitivity
|  | 91% | 91% | 81.62% | 0% | 0% | 0% | 0%
4 Year (2011-2014) kWh Target:
26100000
[11 empty] | 2011 | 2012 | 2013 | 2014 | Total
[10 empty] | 2011 CDM Programs | 10.08% | 8.943% | 8.927% | 8.506% | 36.45%
[10 empty] | 2012 CDM Programs |  | 10.58% | 9.54% | 9.31% | 29.43%
[10 empty] | 2013 CDM Programs |  |  | 11.68% | 11.68% | 23.36%
[10 empty] | 2014 CDM Programs |  |  |  | 23.45% | 23.45%
[10 empty] | Total in Year | 10.08% | 19.52% | 30.15% | 52.95% | 112.7%
kWh
[10 empty] | 2011 CDM Programs | 2630000 | 2334000 | 2330000 | 2220000 | 9514000
[10 empty] | 2012 CDM Programs |  | 2761536 | 2490000 | 2430000 | 7681536
[10 empty] | 2013 CDM Programs |  |  | 3049000 | 3049000 | 6098000
[10 empty] | 2014 CDM Programs |  |  |  | 6121536 | 6121536
[10 empty] | Total in Year | 2630000 | 5095536 | 7869000 | 13820536 | 29415072
[10 empty] | kWh | 2011 | 2012 | 2013 | 2014 | 2015
[10 empty] | 2011 CDM Programs | 2630000 | 2334000 | 2330000 | 2220000 | 2220000
[10 empty] | 2012 CDM Programs |  | 2761536 | 2490000 | 2430000 | 2430000
[10 empty] | 2013 CDM Programs |  |  | 3049000 | 3049000 | 3049000
[10 empty] | 2014 CDM Programs |  |  |  | 6121536 | 6121536
[10 empty] | 2015 CDM Programs |  |  |  |  | 14353536
[10 empty] | Total in Year | 2630000 | 5095536 | 7869000 | 13820536 | 28174072
Table 17: 2015 Expected CDM Savings by Rate Class for LRAM Variance Account
Year |  | Residential | General Service < 50 kW | General Service 50 to 2999 kW | General Service 3000 to 4999 kW | Street Lighting | Sentinel Lighting | Unmetered Scattered Load | TOTAL
2015 LRAMVA kWh |  | 0 | 0 | 0 | 0 | 1241072.4 | 0 | 0 | 28174072
2015 LRAMVA kW |  | 0 | 0 | 0 | 0 | 3465.3545 | 0 | 0 | 3465.3545
Table 18: Alignment of Non-normal to Weather Normal Forecast
| Year | Residential | General Service < 50 kW | General Service 50 to 2999 kW | General Service 3000 to 4999 kW | Street Lighting | Sentinel Lighting | Unmetered Scattered Load | TOTAL
Non-normalized Weather Billed Energy Forecast (GWh)
| 2014 (Not Normalized) | 208.0313 | 85.1644 | 209.6791 | 35.1366 | 2.0188 | 0.42592 | 0.046878 | 540.503
| 2015 (Not Normalized) | 208.2561 | 85.2074 | 202.848 | 34.5096 | 2.0188 | 0.40849 | 0.05286 | 533.3012
Adjustment for Weather (GWh)
| 2014 | 3.0167 | 1.235 | 2.7272 | 0 | 0 | 0 | 0 | 6.9789
| 2015 | 6.212 | 2.5416 | 5.427 | 0 | 0 | 0 | 0 | 14.1806
Adjustment for CDM (GWh)
| 2014 | -0.38084 | -0.66647 | -1.9369 | -0.36 | 0 | 0 | 0 | -3.3442
| 2015 | -0.98115 | -1.717 | -10.1636 | -0.72 | 0 | 0 | 0 | -13.5817
Adjustment for Loss of Customer (GWh)
| 2014 | 0 | 0 | 0 | -7.6861 | 0 | 0 | 0 | -7.6861
| 2015 | 0 | 0 | 0 | -17.2548 | 0 | 0 | 0 | -17.2548
Weather Normalized Billed Energy Forecast (GWh)
| 2014 Bridge - Normalized | 210.6671 | 85.7329 | 210.4694 | 27.0905 | 2.0188 | 0.42592 | 0.046878 | 536.4515
| 2015 Test - Normalized | 213.4869 | 86.032 | 198.1114 | 16.5348 | 2.0188 | 0.40849 | 0.05286 | 516.6453
Table 19: Historical Annual kW per Applicable Rate Class
| Year | General Service 50 to 2999 kW | General Service 3000 to 4999 kW | Street Lighting | Sentinel Lighting | TOTAL
Billed Annual kW
| 1999 | 604561.49 | 200911.4 | 8604 | 1469 | 815545.89
| 2000 | 615896.58 | 210331.37 | 8004.8 | 1026 | 835258.75
| 2001 | 618479.91 | 182444.07 | 8801.16 | 1013 | 810738.14
| 2002 | 599393.3 | 116994.94 | 8805.72 | 1494.9 | 726688.86
| 2003 | 593814.14 | 107185.13 | 9600 | 1608.2 | 712207.47
| 2004 | 590317.42 | 109315.81 | 9618.24 | 1734.77 | 710986.24
| 2005 | 613159.62 | 109679.8 | 9192 | 1703.85 | 733735.27
| 2006 | 602160.47 | 96179.77 | 9192 | 1594.68 | 709126.92
| 2007 | 604779.68 | 95579.78 | 9238.56 | 1542.98 | 711141
| 2008 | 602776.32 | 88903.8 | 9270.12 | 1530.54 | 702480.78
| 2009 | 584819 | 79624 | 9285 | 1506 | 675234
| 2010 | 588203.21 | 78059.55 | 9284.76 | 1541.04 | 677088.56
| 2011 | 582945.86 | 70473.35 | 9041.75 | 1286.71 | 663747.67
| 2012 | 540969 | 68480 | 7788 | 1601 | 618838
| 2013 | 535312.52 | 69448.33 | 6559.4 | 1224.07 | 612544.32
Table 20: Historical kW/KWh Ratio per Applicable Rate Class
| Year | General Service 50 to 2999 kW | General Service 3000 to 4999 kW | Street Lighting | Sentinel Lighting
Ratio of kW to kWh
| 1999 | 0.335% | 0.2836% | 0.2236% | 0.154%
| 2000 | 0.3246% | 0.2881% | 0.2496% | 0.1218%
| 2001 | 0.3194% | 0.2606% | 0.2787% | 0.1321%
| 2002 | 0.2982% | 0.1985% | 0.2788% | 0.2163%
| 2003 | 0.2946% | 0.1895% | 0.2917% | 0.2708%
| 2004 | 0.2904% | 0.1872% | 0.2788% | 0.2749%
| 2005 | 0.2911% | 0.1922% | 0.2794% | 0.2763%
| 2006 | 0.2907% | 0.1864% | 0.2804% | 0.2759%
| 2007 | 0.2833% | 0.1914% | 0.2794% | 0.2714%
| 2008 | 0.2794% | 0.1997% | 0.2786% | 0.2696%
| 2009 | 0.2784% | 0.2105% | 0.2794% | 0.2699%
| 2010 | 0.2557% | 0.1903% | 0.2793% | 0.2706%
| 2011 | 0.2516% | 0.19% | 0.2822% | 0.2671%
| 2012 | 0.2418% | 0.1917% | 0.2791% | 0.3282%
| 2013 | 0.2471% | 0.1941% | 0.2793% | 0.2757%
| Average 2012 & 2013 | 0.2445% | 0.1929% | 0.2792% | 0.302%
Table 21: kW Forecast by Applicable Rate Class
| Year | General Service 50 to 2999 kW | General Service 3000 to 4999 kW | Street Lighting | Sentinel Lighting | TOTAL
Predicted Billed kW
| 2014 Bridge - Normalized | 514563.283 | 51540.7548 | 5641.08 | 1286.2006 | 573031.3184
| 2015 Test - Normalized | 490349.9417 | 31717.5975 | 5641.08 | 1233.546 | 528942.1651
Table 22: Summary of Total Forecast
|  |  | 2010 Actual | 2011 Actual | 2012 Actual | 2013 Actual | 2014 Bridge - Normalized | 2015 Test - Normalized
| Actual kWh Purchases |  | 592105953.8462 | 593738607.6923 | 572612692.676 | 573172084.7767
| Predicted kWh Purchases before CDM adjustment |  | 587531605.5098 | 591506624.3942 | 566448987.1342 | 577660427.0547 | 572070006.4345 | 572070006.4345
| % Difference between actual and predicted purchases |  | -0.7726% | -0.3759% | -1.076% | 0.7831%
| Loss Factor | [5 empty] | 1.0449 | 1.0449
| Total Billed Before Adjustments | [5 empty] | 547481847.0373 | 547481847.0373
| CDM Adjustment | [5 empty] | 3344195.8 | 13581731.6
| Loss of Customer Adjustment | [5 empty] | 7686138.2634 | 17254810.3076
| Total Billed After Adjustments |  | 566701778.34 | 564905304.29 | 548341092.05 | 548196762.39 | 536451512.9739 | 516645305.1297
Table 23: Summary of Billing Determinants and Variances of Actual and Forecast Data
|  | 2010 Board Approved | 2010 Actual | 2011 Actual | 2012 Actual | 2013 Actual | 2014 Bridge - Normalized | 2015 Test - Normalized
Residential
| Customers | 21074.5998 | 20952 | 21096 | 21074 | 21108 | 21114 | 21120
| kWh | 214923813.2638 | 206535117.75 | 207358082.23 | 200614424.25 | 207806639.26 | 210667130.2151 | 213486948.1772
Variance Analysis Compare to Board Approved
| Customers |  | -0.5817% | 0.1015% | -0.002846% | 0.1585% | 0.187% | 0.2154%
| kWh |  | -3.903% | -3.52% | -6.658% | -3.311% | -1.981% | -0.6685%
General Service < 50 kW
| Customers | 2645.0909 | 2633 | 2623 | 2645 | 2649 | 2662 | 2675
| kWh | 85026017.025 | 85042099.07 | 85023143.98 | 84948670.56 | 85119330.71 | 85732899.3142 | 86032031.8182
Variance Analysis Compare to Board Approved
| Customers |  | -0.4571% | -0.8352% | -0.003435% | 0.1478% | 0.6393% | 1.131%
| kWh |  | 0.01891% | -0.003379% | -0.09097% | 0.1097% | 0.8314% | 1.183%
General Service 50 to 2999 kW
| Customers | 286.7038 | 269 | 268 | 254 | 255 | 249 | 243
| kWh | 221440020.4124 | 230037736.63 | 231667366.05 | 223688452.95 | 216614453.61 | 210469427.0473 | 198111404.5321
| kW | 638329.5645 | 588203.21 | 582945.86 | 540969 | 535312.52 | 514563.283 | 490349.9417
Variance Analysis Compare to Board Approved
| Customers |  | -6.175% | -6.524% | -11.41% | -11.06% | -13.15% | -15.24%
| kWh |  | 3.883% | 4.619% | 1.015% | -2.179% | -4.954% | -10.53%
| kW |  | -7.853% | -8.676% | -15.25% | -16.14% | -19.39% | -23.18%
General Service 3000 to 4999 kW
| Customers | 2 | 2 | 2 | 2 | 2 | 1.5625 | 1
| kWh | 38784125.4154 | 41028103.81 | 37086851.81 | 35722771.82 | 35775035.79 | 27090493.7979 | 16534810.3076
| kW | 74105.743 | 78059.55 | 70473.35 | 68480 | 69448.33 | 51540.7548 | 31717.5975
Variance Analysis Compare to Board Approved
| Customers |  | 0% | 0% | 0% | 0% | -21.88% | -50%
| kWh |  | 5.786% | -4.376% | -7.893% | -7.759% | -30.15% | -57.37%
| kW |  | 5.335% | -4.902% | -7.592% | -6.285% | -30.45% | -57.2%
Street Lighting
| Connections | 5680.2148 | 5572 | 5574 | 5574 | 5574 | 5419 | 5419
| kWh | 2721605.0516 | 3324190.13 | 3204122.67 | 2790238.49 | 2348268.23 | 2018760.5072 | 2018762.3305
| kW | 7658.3681 | 9284.76 | 9041.75 | 7788 | 6559.4 | 5641.08 | 5641.08
Variance Analysis Compare to Board Approved
| Connections |  | -1.905% | -1.87% | -1.87% | -1.87% | -4.599% | -4.599%
| kWh |  | 22.14% | 17.73% | 2.522% | -13.72% | -25.82% | -25.82%
| kW |  | 21.24% | 18.06% | 1.693% | -14.35% | -26.34% | -26.34%
Sentinel Lighting
| Connections | 509 | 509 | 474 | 447 | 427 | 405 | 384
| kWh | 505802.7862 | 569407.57 | 481664.12 | 487759.49 | 443950.62 | 425924.1189 | 408487.5773
| kW | 1381.662 | 1541.04 | 1286.71 | 1601 | 1224.07 | 1286.2006 | 1233.546
Variance Analysis Compare to Board Approved
| Connections |  | 0% | -6.876% | -12.18% | -16.11% | -20.43% | -24.56%
| kWh |  | 12.58% | -4.772% | -3.567% | -12.23% | -15.79% | -19.24%
| kW |  | 11.54% | -6.872% | 15.87% | -11.41% | -6.909% | -10.72%
Unmetered Scattered Load
| Customers | 21 | 19 | 18 | 17 | 15 | 7 | 7
| kWh | 337294.4415 | 165123.38 | 84073.43 | 88774.49 | 89084.17 | 46877.9734 | 52860.3868
Variance Analysis Compare to Board Approved
| Customers |  | -9.524% | -14.29% | -19.05% | -28.57% | -66.67% | -66.67%
| kWh |  | -51.04% | -75.07% | -73.68% | -73.59% | -86.1% | -84.33%
Total
| Customer/Connections | 30218.6092 | 29956 | 30055 | 30013 | 30030 | 29857.5625 | 29849
| kWh | 563738678.3959 | 566701778.34 | 564905304.29 | 548341092.05 | 548196762.39 | 536451512.9739 | 516645305.1297
| kW from applicable classes | 721475.3376 | 677088.56 | 663747.67 | 618838 | 612544.32 | 573031.3184 | 528942.1651
Variance Analysis Compare to Board Approved
| Customer/Connections |  | -0.869% | -0.5414% | -0.6804% | -0.6241% | -1.195% | -1.223%
| kWh |  | 0.5256% | 0.2069% | -2.731% | -2.757% | -4.84% | -8.354%
| kW from applicable classes |  | -6.152% | -8.001% | -14.23% | -15.1% | -20.58% | -26.69%
Table 25 Billing Determinants - 2010 Actual vs 2010 Board Approved
|  | Customer/Connections |  |  | kWh |  | kW
| Billing Determinants | 2010 Board Approved | 2010 Actual | Difference | 2010 Board Approved | 2010 Actual | 2010 Board Approved | 2010 Actual | Volumeteric Difference
| Residential | 21074.5998 | 20952 | -122.5998 | 214923813.2638 | 206535117.75 |  |  | -8388695.5138
| General Service < 50 kW | 2645.0909 | 2633 | -12.0909 | 85026017.025 | 85042099.07 |  |  | 16082.045
| General Service 50 to 2999 kW | 286.7038 | 269 | -17.7038 |  |  | 638329.5645 | 588203.21 | -50126.3545
| General Service 3000 to 4999 kW | 2 | 2 | 0 |  |  | 74105.743 | 78059.55 | 3953.807
| Street Lighting | 5680.2148 | 5572 | -108.2148 |  |  | 7658.3681 | 9284.76 | 1626.3919
| Sentinel Lighting | 509 | 509 | 0 |  |  | 1381.662 | 1541.04 | 159.378
| Unmetered Scattered Load | 21 | 19 | -2 | 337294.4415 | 165123.38 |  |  | -172171.0615
| Total | 30218.6092 | 29956 | -262.6092 | 300287124.7303 | 291742340.2 | 721475.3376 | 677088.56
Table 27 Billing Determinants - 2011 Actual vs 2010 Actual
|  | Customer/Connections |  |  | kWh |  | kW
| Billing Determinants | 2010 Actual | 2011 Actual | Difference | 2010 Actual | 2011 Actual | 2010 Actual | 2011 Actual | Volumeteric Difference
| Residential | 20952 | 21096 | 144 | 206535117.75 | 207358082.23 |  |  | 822964.48
| General Service < 50 kW | 2633 | 2623 | -10 | 85042099.07 | 85023143.98 |  |  | -18955.09
| General Service 50 to 2999 kW | 269 | 268 | -1 |  |  | 588203.21 | 582945.86 | -5257.35
| General Service 3000 to 4999 kW | 2 | 2 | 0 |  |  | 78059.55 | 70473.35 | -7586.2
| Street Lighting | 5572 | 5574 | 2 |  |  | 9284.76 | 9041.75 | -243.01
| Sentinel Lighting | 509 | 474 | -35 |  |  | 1541.04 | 1286.71 | -254.33
| Unmetered Scattered Load | 19 | 18 | -1 | 165123.38 | 84073.43 |  |  | -81049.95
| Total | 29956 | 30055 | 99 | 291742340.2 | 292465299.64 | 677088.56 | 663747.67
Table 29 Billing Determinants - 2012 Actual vs 2011 Actual
|  | Customer/Connections |  |  | kWh |  | kW
| Billing Determinants | 2011 Actual | 2012 Actual | Difference | 2011 Actual | 2012 Actual | 2011 Actual | 2012 Actual | Volumeteric Difference
| Residential | 21096 | 21074 | -22 | 207358082.23 | 200614424.25 |  |  | -6743657.98
| General Service < 50 kW | 2623 | 2645 | 22 | 85023143.98 | 84948670.56 |  |  | -74473.42
| General Service 50 to 2999 kW | 268 | 254 | -14 |  |  | 582945.86 | 540969 | -41976.86
| General Service 3000 to 4999 kW | 2 | 2 | 0 |  |  | 70473.35 | 68480 | -1993.35
| Street Lighting | 5574 | 5574 | 0 |  |  | 9041.75 | 7788 | -1253.75
| Sentinel Lighting | 474 | 447 | -27 |  |  | 1286.71 | 1601 | 314.29
| Unmetered Scattered Load | 18 | 17 | -1 | 84073.43 | 88774.49 |  |  | 4701.06
| Total | 30055 | 30013 | -42 | 292465299.64 | 285651869.3 | 663747.67 | 618838
Table 31 Billing Determinants - 2013 Actual vs 2012 Actual
|  | Customer/Connections |  |  | kWh |  | kW
| Billing Determinants | 2012 Actual | 2013 Actual | Difference | 2012 Actual | 2013 Actual | 2012 Actual | 2013 Actual | Volumeteric Difference
| Residential | 21074 | 21108 | 34 | 200614424.25 | 207806639.26 |  |  | 7192215.01
| General Service < 50 kW | 2645 | 2649 | 4 | 84948670.56 | 85119330.71 |  |  | 170660.15
| General Service 50 to 2999 kW | 254 | 255 | 1 |  |  | 540969 | 535312.52 | -5656.48
| General Service 3000 to 4999 kW | 2 | 2 | 0 |  |  | 68480 | 69448.33 | 968.33
| Street Lighting | 5574 | 5574 | 0 |  |  | 7788 | 6559.4 | -1228.6
| Sentinel Lighting | 447 | 427 | -20 |  |  | 1601 | 1224.07 | -376.93
| Unmetered Scattered Load | 17 | 15 | -2 | 88774.49 | 89084.17 |  |  | 309.68
| Total | 30013 | 30030 | 17 | 285651869.3 | 293015054.14 | 618838 | 612544.32
Table 33 Billing Determinants - 2014 Bridge vs 2013 Actual
|  | Customer/Connections |  |  | kWh |  | kW
| Billing Determinants | 2013 Actual | 2014 Bridge | Difference | 2013 Actual | 2014 Bridge | 2013 Actual | 2014 Bridge | Volumeteric Difference
| Residential | 21108 | 21114 | 6 | 207806639.26 | 210667130.2151 |  |  | 2860490.955
| General Service < 50 kW | 2649 | 2662 | 13 | 85119330.71 | 85732899.3142 |  |  | 613568.6042
| General Service 50 to 2999 kW | 255 | 249 | -6 |  |  | 535312.52 | 514563.283 | -20749.237
| General Service 3000 to 4999 kW | 2 | 1.5625 | -0.4375 |  |  | 69448.33 | 51540.7548 | -17907.5752
| Street Lighting | 5574 | 5419 | -155 |  |  | 6559.4 | 5641.08 | -918.32
| Sentinel Lighting | 427 | 405 | -22 |  |  | 1224.07 | 1286.2006 | 62.1306
| Unmetered Scattered Load | 15 | 7 | -8 | 89084.17 | 46877.9734 |  |  | -42206.1966
| Total | 30030 | 29857.5625 | -172.4375 | 293015054.14 | 296446907.5027 | 612544.32 | 573031.3184
Table 35 Billing Determinants - 2015 Test vs 2014 Bridge
|  | Customer/Connections |  |  | kWh |  | kW
| Billing Determinants | 2014 Bridge | 2015 Test | Difference | 2014 Bridge | 2015 Test | 2014 Bridge | 2015 Test | Volumeteric Difference
| Residential | 21114 | 21120 | 6 | 210667130.2151 | 213486948.1772 |  |  | 2819817.9621
| General Service < 50 kW | 2662 | 2675 | 13 | 85732899.3142 | 86032031.8182 |  |  | 299132.504
| General Service 50 to 2999 kW | 249 | 243 | -6 |  |  | 514563.283 | 490349.9417 | -24213.3413
| General Service 3000 to 4999 kW | 1.5625 | 1 | -0.5625 |  |  | 51540.7548 | 31717.5975 | -19823.1573
| Street Lighting | 5419 | 5419 | 0 |  |  | 5641.08 | 5641.08 | 0
| Sentinel Lighting | 405 | 384 | -21 |  |  | 1286.2006 | 1233.546 | -52.6547
| Unmetered Scattered Load | 7 | 7 | 0 | 46877.9734 | 52860.3868 |  |  | 5982.4135
| Total | 29857.5625 | 29849 | -8.5625 | 296446907.5027 | 299571840.3822 | 573031.3184 | 528942.1651

## Summary
North Bay Hydro Distribution Ltd. Weather Normal Load Forecast for 2015 Budget
| 1999 Actual | 2000 Actual | 2001 Actual | 2002 Actual | 2003 Actual | 2004 Actual | 2005 Actual | 2006 Actual | 2007 Actual | 2008 Actual | 2009 Actual | 2010 Actual | 2011 Actual | 2012 Actual | 2013 Actual | 2014 Weather Normal | 2015 Weather Normal
Actual kWh Purchases | 586785297.2 | 590756479.7 | 587842839.8 | 593838876.1 | 594630408 | 601756740 | 606363661 | 585762798 | 598640314 | 594903991 | 580320683.0769 | 592105953.8462 | 593738607.6923 | 572612692.676 | 573172084.7767
Predicted kWh Purchases | 590461626.7815 | 592661819.4264 | 588792615.5707 | 600222924.0002 | 597032470.6859 | 597286053.0593 | 600382046.3428 | 584475363.3133 | 595834766.4237 | 591043492.7795 | 591890604.3918 | 587531605.5098 | 591506624.3942 | 566448987.1342 | 577660427.0547 | 572070006.4345 | 572070006.4345
% Difference | 0.6265% | 0.3225% | 0.1616% | 1.075% | 0.404% | -0.7429% | -0.9865% | -0.2198% | -0.4687% | -0.6489% | 1.994% | -0.7726% | -0.3759% | -1.076% | 0.7831%
[14 empty] | 21125915.0163 | -559392.1007
CDM Impact - Uplifted | [13 empty] | 3.558% | -0.09769% | 3494388.2125 | 14191705.7631
[16 empty] | 8031333.2572 | 18029747.4649
Total Adjusted Predicted Purchases | [15 empty] | 560544284.9649 | 539848553.2065
Loss of Customer Impact
Billed kWh | 552202396.55 | 560818993.19 | 558632478.17 | 561663526.12 | 562521395.51 | 566916802.64 | 577056179.81 | 560321499.11 | 570440203.63 | 567021540.09 | 552881331.02 | 566701778.34 | 564905304.29 | 548341092.05 | 548196762.39 | 547481847.0373 | 547481847.0373
[14 empty] | 24271600.626 | 24975322.3867
CDM Impact | [15 empty] | 3344195.8 | 13581731.6
Loss of Customer Impact | [15 empty] | 7686138.2634 | 17254810.3076
Total Adjusted Sales | [15 empty] | 536451512.9739 | 516645305.1297
By Class
Residential
Customers | 19386 | 19468 | 19645 | 19973 | 19862 | 19966 | 20125 | 20555 | 20726 | 20757 | 20850 | 20952 | 21096 | 21074 | 21108 | 21114 | 21120
kWh | 202669124 | 200097321.69 | 198456943.03 | 207681317.34 | 210893672.09 | 210809814.48 | 213809354.78 | 207199584.39 | 213131700.82 | 213813391.87 | 213412761.7 | 206535117.75 | 207358082.23 | 200614424.25 | 207806639.26 | 210667130.2151 | 213486948.1772
General Service < 50 kW
Customers | 2489 | 2499 | 2555 | 2562 | 2568 | 2598 | 2595 | 2678 | 2626 | 2616 | 2629 | 2633 | 2623 | 2645 | 2649 | 2662 | 2675
kWh | 93006600.68 | 93522914.2 | 92210666.49 | 89796969.31 | 89209773.79 | 89988449.39 | 91284157.51 | 90175437.71 | 89681002.13 | 88723630.8 | 87404596.4 | 85042099.07 | 85023143.98 | 84948670.56 | 85119330.71 | 85732899.3142 | 86032031.8182
General Service 50 to 2999 kW
Customers | 219 | 229 | 244 | 255 | 253 | 253 | 255 | 258 | 267 | 273 | 274 | 269 | 268 | 254 | 255 | 249 | 243
kWh | 180470708.89 | 189741371.33 | 193643867.95 | 201005607.95 | 201597911.87 | 203266731.03 | 210628244.74 | 207117427.59 | 213456497 | 215710011.33 | 210054005.56 | 230037736.63 | 231667366.05 | 223688452.95 | 216614453.61 | 210469427.0473 | 198111404.5321
kW | 604561.49 | 615896.58 | 618479.91 | 599393.3 | 593814.14 | 590317.42 | 613159.62 | 602160.47 | 604779.68 | 602776.32 | 584819 | 588203.21 | 582945.86 | 540969 | 535312.52 | 514563.283 | 490349.9417
General Service 3000 to 4999 kW
Customers | 3 | 3 | 3 | 3 | 2 | 2 | 2 | 2 | 2 | 2 | 2 | 2 | 2 | 2 | 2 | 1.5625 | 1
kWh | 70831699.34 | 73018972.51 | 70005177.15 | 58939556.43 | 56567098.68 | 58382820.59 | 57056735.82 | 51603011.81 | 49926707.79 | 44528103.78 | 37817391.77 | 41028103.81 | 37086851.81 | 35722771.82 | 35775035.79 | 27090493.7979 | 16534810.3076
kW | 200911.4 | 210331.37 | 182444.07 | 116994.94 | 107185.13 | 109315.81 | 109679.8 | 96179.77 | 95579.78 | 88903.8 | 79624 | 78059.55 | 70473.35 | 68480 | 69448.33 | 51540.7548 | 31717.5975
Street Lighting
Customers | 5000 | 5139 | 5139 | 5287 | 5277 | 5508 | 5534 | 5510 | 5534 | 5550 | 5571 | 5572 | 5574 | 5574 | 5574 | 5419 | 5419
kWh | 3848794 | 3206672 | 3157599.51 | 3158515.92 | 3290730.82 | 3450130.64 | 3289523.16 | 3278339.58 | 3306185.5 | 3327500.91 | 3322758.85 | 3324190.13 | 3204122.67 | 2790238.49 | 2348268.23 | 2018760.5072 | 2018762.3305
kW | 8604 | 8004.8 | 8801.16 | 8805.72 | 9600 | 9618.24 | 9192 | 9192 | 9238.56 | 9270.12 | 9285 | 9284.76 | 9041.75 | 7788 | 6559.4 | 5641.08 | 5641.08
Sentinel Lighting
Connections | 579 | 579 | 579 | 579 | 641 | 574 | 555 | 606 | 577 | 521 | 518 | 509 | 474 | 447 | 427 | 405 | 384
kWh | 953800 | 842504.91 | 766889 | 691273 | 593889.04 | 630997.84 | 616682.23 | 577962.65 | 568495.63 | 567633.19 | 557945.86 | 569407.57 | 481664.12 | 487759.49 | 443950.62 | 425924.1189 | 408487.5773
kW | 1469 | 1026 | 1013 | 1494.9 | 1608.2 | 1734.77 | 1703.85 | 1594.68 | 1542.98 | 1530.54 | 1506 | 1541.04 | 1286.71 | 1601 | 1224.07 | 1286.2006 | 1233.546
Unmetered Scattered Load
Customer | 21 | 21 | 21 | 21 | 21 | 21 | 21 | 21 | 21 | 21 | 21 | 19 | 18 | 17 | 15 | 7 | 7
kWh | 421669.64 | 389236.55 | 391335.04 | 390286.17 | 368319.22 | 387858.67 | 371481.57 | 369735.38 | 369614.76 | 351268.21 | 311870.88 | 165123.38 | 84073.43 | 88774.49 | 89084.17 | 46877.9734 | 52860.3868
Total
Customer/Connections | 27697 | 27938 | 28186 | 28680 | 28624 | 28922 | 29087 | 29630 | 29753 | 29740 | 29865 | 29956 | 30055 | 30013 | 30030 | 29857.5625 | 29849
kWh | 552202396.55 | 560818993.19 | 558632478.17 | 561663526.12 | 562521395.51 | 566916802.64 | 577056179.81 | 560321499.11 | 570440203.63 | 567021540.09 | 552881331.02 | 566701778.34 | 564905304.29 | 548341092.05 | 548196762.39 | 536451512.9739 | 516645305.1297
kW from applicable classes | 815545.89 | 835258.75 | 810738.14 | 726688.86 | 712207.47 | 710986.24 | 733735.27 | 709126.92 | 711141 | 702480.78 | 675234 | 677088.56 | 663747.67 | 618838 | 612544.32 | 573031.3184 | 528942.1651
Check totals | 0 | 0 | 0 | 0 | 0 | 0 | 0 | 0 | 0 | 0 | 0 | 0 | 0 | 0 | 0 | 0.4375 | 1
| 0 | 0 | 0 | 0 | 0 | 0 | 0 | 0 | 0 | 0 | 0 | 0 | 0 | 0 | 0 | 11030334.0634 | 30836541.9076
| 0 | 0 | 0 | 0 | 0 | 0 | 0 | 0 | 0 | 0 | 0 | 0 | 0 | 0 | 0 | 0 | 0
Total Customer Count - Resi / GS | 22119 | 22221 | 22469 | 22815 | 22707 | 22841 | 22999 | 23515 | 23643 | 23670 | 23777 | 23878 | 24011 | 23975 | 24014 | 24026.5625 | 24039
Street Lights | 1 | 1 | 1 | 1 | 1 | 1 | 1 | 1 | 1 | 1 | 1 | 1 | 1 | 1 | 1 | 1 | 1
Sentinal Lights | [7 empty] | 265 | 261 | 264 | 263 | 263 | 263 | 263 | 263 | 263 | 263
USL | 21 | 21 | 21 | 21 | 21 | 21 | 21 | 21 | 21 | 21 | 21 | 21 | 21 | 17 | 15 | 7 | 7
[8 empty] | 23802 | 23926 | 23956 | 24062 | 24163 | 24296 | 24256 | 24293 | 24297.5625 | 24310
[9 empty] | 124 | 30 | 106 | 101 | 133 | -40 | 37 | 4.5625 | 12.4375

## Purchased Power Model
| Purchased | Heating Degree Days | Cooling Degree Days | Number of Days in Month | Spring Fall Flag | North Bay Economy | Predicted Purchases | Ontario Real GDP Monthly % | Population | Number of Peak Hours | Variances (kWh) | % Variance - Absolute
1999-01-01 | 63487135.8 | 943.6 | 0 | 31 | 0 | 0 | 63043661.6819 | 105.4335 | 53395.3988 | 319.92 | -443474.1181 | 0.6985% | SUMMARY OUTPUT
1999-02-01 | 52841335.7 | 690.8 | 0 | 28 | 0 | 0 | 53294232.8258 | 106.0708 | 53369.3821 | 319.872 | 452897.1258 | 0.8571%
1999-03-01 | 54688698.5 | 672.5 | 0 | 31 | 1 | 0 | 54476670.2343 | 106.712 | 53343.3654 | 368.28 | -212028.2657 | 0.3877% | Regression Statistics
1999-04-01 | 44591785 | 383.7 | 0 | 30 | 1 | 0 | 46140996.353 | 107.3571 | 53317.3487 | 336.24 | 1549211.353 | 3.474% | Multiple R | 0.98876
1999-05-01 | 43099943 | 135.9 | 16.1 | 31 | 1 | 0 | 42461740.4567 | 108.0061 | 53291.332 | 319.92 | -638202.5433 | 1.481% | R Square | 97.77%
1999-06-01 | 43342959.9 | 50.6 | 58.2 | 30 | 0 | 0 | 44484744.0451 | 108.659 | 53265.3153 | 352.08 | 1141784.1451 | 2.634% | Adjusted R Square | 97.7%
1999-07-01 | 45592773.4 | 17.9 | 80.4 | 31 | 0 | 0 | 46657256.8339 | 109.3158 | 53239.2986 | 336.288 | 1064483.4339 | 2.335% | Standard Error | 1081503.3679
1999-08-01 | 42287374.5 | 56.3 | 23.2 | 31 | 0 | 0 | 42893972.9373 | 109.9766 | 53213.2819 | 336.288 | 606598.4373 | 1.434% | Observations | 180
1999-09-01 | 41300857.8 | 114.9 | 28.3 | 30 | 1 | 0 | 41791414.4591 | 110.6414 | 53187.2652 | 336.24 | 490556.6591 | 1.188%
1999-10-01 | 46442289.5 | 396.7 | 0 | 31 | 1 | 0 | 47618710.5033 | 111.3102 | 53161.2485 | 319.92 | 1176421.0033 | 2.533% | ANOVA
1999-11-01 | 50218866 | 504.5 | 0 | 30 | 1 | 0 | 49144772.7689 | 111.9831 | 53135.2318 | 352.08 | -1074093.2311 | 2.139% |  | df | SS | MS | F | Significance F
1999-12-01 | 58891278.1 | 759 | 0 | 31 | 0 | 0 | 58453453.6821 | 112.66 | 53109.2151 | 336.288 | -437824.4179 | 0.7434% | Regression | 5 | 8903772528741116 | 1.7808e+15 | 1522.4684 | 1.4526e-141
2000-01-01 | 64153164.5 | 972 | 0 | 31 | 0 | 0 | 63749847.528 | 113.1995 | 53083.1984 | 319.92 | -403316.972 | 0.6287% | Residual | 174 | 2.0352e+14 | 1.1696e+12
2000-02-01 | 56490500.7 | 758.8 | 0 | 29 | 0 | 0 | 56139560.4106 | 113.7415 | 53057.1817 | 336.168 | -350940.2894 | 0.6212% | Total | 179 | 9107291547803690
2000-03-01 | 52703249.4 | 570.8 | 0 | 31 | 1 | 0 | 51947828.6657 | 114.2862 | 53031.165 | 368.28 | -755420.7343 | 1.433%
2000-04-01 | 45985994.7 | 435.7 | 0 | 30 | 1 | 0 | 47434012.6909 | 114.8334 | 53005.1483 | 303.84 | 1448017.9909 | 3.149% |  | Coefficients | Standard Error | t Stat | P-value | Lower 95% | Upper 95%
2000-05-01 | 42508040.6 | 201.1 | 2.8 | 31 | 1 | 0 | 42985937.0692 | 115.3833 | 52979.1316 | 351.912 | 477896.4692 | 1.124% | Intercept | 3792126.2451 | 3112339.6837 | 1.2184 | 0.22472 | -2350671.9462 | 9934924.4365
2000-06-01 | 41335407.6 | 104.1 | 11.3 | 30 | 0 | 0 | 41946524.9511 | 115.9358 | 52953.1149 | 352.08 | 611117.3511 | 1.478% | Heating Degree Days | 24865.6988 | 400.9098 | 62.0232 | 1.3881e-120 | 24074.4266 | 25656.971
2000-07-01 | 42423846.6 | 48.4 | 30.6 | 31 | 0 | 0 | 43307920.9413 | 116.491 | 52927.0982 | 319.92 | 884074.3413 | 2.084% | Cooling Degree Days | 82484.7331 | 6211.7248 | 13.2789 | 3.0628e-28 | 70224.705 | 94744.7611
2000-08-01 | 43723678.9 | 51.5 | 24.2 | 31 | 0 | 0 | 42857102.3161 | 117.0488 | 52901.0815 | 351.912 | -866576.5839 | 1.982% | Number of Days in Month | 1154460.0659 | 103068.3422 | 11.2009 | 2.8368e-22 | 951034.9612 | 1357885.1705
2000-09-01 | 41935856.2 | 195.9 | 5.7 | 30 | 1 | 0 | 41941381.0954 | 117.6093 | 52875.0648 | 319.68 | 5524.8954 | 0.01317% | Spring Fall Flag | -1825900.501 | 214299.227 | -8.5203 | 7.3425e-15 | -2248861.0509 | -1402939.9511
2000-10-01 | 45622937.2 | 336.8 | 0 | 31 | 1 | 0 | 46129255.1448 | 118.1725 | 52849.0481 | 336.288 | 506317.9448 | 1.11% | North Bay Economy | -1665588.811 | 233225.5807 | -7.1415 | 2.4151e-11 | -2125904.1433 | -1205273.4788
2000-11-01 | 50313527.2 | 552.7 | 0 | 30 | 1 | 0 | 50343299.4514 | 118.7384 | 52823.0314 | 352.08 | 29772.2514 | 0.05917%
2000-12-01 | 63560276.1 | 977.2 | 0 | 31 | 0 | 0 | 63879149.1618 | 119.3069 | 52797.0147 | 304.296 | 318873.0618 | 0.5017%
2001-01-01 | 62009098.8 | 883.3 | 0 | 31 | 0 | 0 | 61544260.0439 | 119.4844 | 52770.998 | 351.912 | -464838.7561 | 0.7496%
2001-02-03 | 55385237.4 | 813.7 | 0 | 28 | 0 | 0 | 56350227.2092 | 119.6622 | 52790.9147 | 319.872 | 964989.8092 | 1.742%
2001-03-08 | 55156674 | 709.6 | 0 | 31 | 1 | 0 | 55399187.6601 | 119.8402 | 52810.8314 | 351.912 | 242513.6601 | 0.4397%
2001-04-10 | 46076998.2 | 387.2 | 0 | 30 | 1 | 0 | 46228026.2988 | 120.0185 | 52830.7481 | 319.68 | 151028.0988 | 0.3278%
2001-05-13 | 43199113.9 | 155.5 | 3.7 | 31 | 1 | 0 | 41926297.4634 | 120.1971 | 52850.6648 | 351.912 | -1272816.4366 | 2.946%
2001-06-15 | 43534388.4 | 59.5 | 38.1 | 30 | 0 | 0 | 43048105.6301 | 120.3759 | 52870.5815 | 336.24 | -486282.7699 | 1.117%
2001-07-18 | 42688389.6 | 53.1 | 62.5 | 31 | 0 | 0 | 46056052.7102 | 120.555 | 52890.4982 | 336.288 | 3367663.1102 | 7.889%
2001-08-20 | 45403097 | 17.9 | 79 | 31 | 0 | 0 | 46541778.2076 | 120.7344 | 52910.4149 | 351.912 | 1138681.2076 | 2.508%
2001-09-22 | 42491205.6 | 161.2 | 11.8 | 30 | 1 | 0 | 41581698.2185 | 120.914 | 52930.3316 | 303.84 | -909507.3815 | 2.14%
2001-10-25 | 47325120 | 341.5 | 0 | 31 | 1 | 0 | 46246123.9292 | 121.0939 | 52950.2483 | 351.912 | -1078996.0708 | 2.28%
2001-11-27 | 49866264.6 | 457.5 | 0 | 30 | 1 | 0 | 47976084.9249 | 121.274 | 52970.165 | 352.08 | -1890179.6751 | 3.79%
2001-12-30 | 54707252.3 | 656.1 | 0 | 31 | 0 | 0 | 55894773.2749 | 121.4545 | 52990.0817 | 304.296 | 1187520.9749 | 2.171%
2002-01-19 | 59190699.9 | 799.5 | 0 | 31 | 0 | 0 | 59460514.4838 | 121.7639 | 53009.9984 | 351.912 | 269814.5838 | 0.4558%
2002-02-21 | 54122186.7 | 770.7 | 0 | 28 | 0 | 0 | 55281002.1605 | 122.074 | 53029.9151 | 319.872 | 1158815.4605 | 2.141%
2002-03-26 | 56174150.4 | 756.4 | 0 | 31 | 1 | 0 | 56562902.3642 | 122.385 | 53049.8318 | 319.92 | 388751.9642 | 0.692%
2002-04-28 | 46696819.1 | 443.6 | 0.5 | 30 | 1 | 0 | 47671694.078 | 122.6967 | 53069.7485 | 352.08 | 974874.978 | 2.088%
2002-05-31 | 45039770 | 304 | 0.8 | 31 | 1 | 0 | 45379648.0104 | 123.0093 | 53089.6652 | 351.912 | 339878.0104 | 0.7546%
2002-06-01 | 42372405 | 83.6 | 34.1 | 30 | 0 | 0 | 43317430.0392 | 123.3226 | 53109.5819 | 319.68 | 945025.0392 | 2.23%
2002-07-03 | 45838809 | 18.2 | 74.1 | 31 | 0 | 0 | 46145062.7253 | 123.6368 | 53129.4986 | 351.912 | 306253.7253 | 0.6681%
2002-08-05 | 45311412 | 22 | 62.6 | 31 | 0 | 0 | 45290977.9506 | 123.9517 | 53149.4153 | 336.288 | -20434.0494 | 0.0451%
2002-09-07 | 42710904 | 89.1 | 30.2 | 30 | 1 | 0 | 41306600.4227 | 124.2675 | 53169.332 | 319.68 | -1404303.5773 | 3.288%
2002-10-10 | 46917981 | 438.3 | 2.2 | 31 | 1 | 0 | 48834589.9864 | 124.584 | 53189.2487 | 351.912 | 1916608.9864 | 4.085%
2002-11-12 | 51516609 | 627.7 | 0 | 30 | 1 | 0 | 52208226.8619 | 124.9014 | 53209.1654 | 336.24 | 691617.8619 | 1.343%
2002-12-15 | 57947130 | 771.5 | 0 | 31 | 0 | 0 | 58764274.9172 | 125.2196 | 53229.0821 | 319.92 | 817144.9172 | 1.41%
2003-01-01 | 65599527 | 1040.4 | 0 | 31 | 0 | 0 | 65450661.3264 | 125.3647 | 53248.9988 | 351.912 | -148865.6736 | 0.2269%
2003-02-01 | 58805484 | 908.9 | 0 | 28 | 0 | 0 | 58717441.7357 | 125.51 | 53268.9155 | 319.872 | -88042.2643 | 0.1497%
2003-03-01 | 56511633 | 732.2 | 0 | 31 | 1 | 0 | 55961152.4531 | 125.6555 | 53288.8322 | 336.288 | -550480.5469 | 0.9741%
2003-04-01 | 48410985 | 513.9 | 0 | 30 | 1 | 0 | 49378510.3376 | 125.8012 | 53308.7489 | 336.24 | 967525.3376 | 1.999%
2003-05-01 | 42511005 | 208.3 | 0.7 | 31 | 1 | 0 | 42991752.1612 | 125.947 | 53328.6656 | 336.288 | 480747.1612 | 1.131%
2003-06-01 | 41668530 | 64.5 | 27.4 | 30 | 0 | 0 | 42289847.4805 | 126.093 | 53348.5823 | 336.24 | 621317.4805 | 1.491%
2003-07-01 | 44043534 | 16.1 | 37.4 | 31 | 0 | 0 | 43065655.0547 | 126.2392 | 53368.499 | 351.912 | -977878.9453 | 2.22%
2003-08-01 | 42064341 | 32.9 | 60.7 | 31 | 0 | 1 | 43739704.2637 | 126.3856 | 53388.4157 | 319.92 | 1675363.2637 | 3.983%
2003-09-01 | 41000127 | 111.8 | 9.1 | 30 | 1 | 0 | 40130623.9181 | 126.5321 | 53408.3324 | 336.24 | -869503.0819 | 2.121%
2003-10-01 | 46214952 | 376.6 | 0.4 | 31 | 1 | 0 | 47151903.8506 | 126.6788 | 53428.2491 | 351.912 | 936951.8506 | 2.027%
2003-11-01 | 49785980 | 523.7 | 0 | 30 | 1 | 0 | 49622194.186 | 126.8256 | 53448.1658 | 319.68 | -163785.814 | 0.329%
2003-12-01 | 58014310 | 762.2 | 0 | 31 | 0 | 0 | 58533023.9183 | 126.9726 | 53468.0825 | 336.288 | 518713.9183 | 0.8941%
2004-01-01 | 69057020 | 1121.6 | 0 | 31 | 0 | 0 | 67469756.0696 | 127.2445 | 53487.9992 | 336.288 | -1587263.9304 | 2.298%
2004-02-01 | 59735330 | 780.5 | 0 | 29 | 0 | 0 | 56679146.0747 | 127.517 | 53507.9159 | 320.16 | -3056183.9253 | 5.116%
2004-03-01 | 54100800 | 647.1 | 0 | 31 | 1 | 0 | 53845081.4846 | 127.79 | 53527.8326 | 368.28 | -255718.5154 | 0.4727%
2004-04-01 | 46868660 | 454.7 | 0 | 30 | 1 | 0 | 47906460.9683 | 128.0637 | 53547.7493 | 336.24 | 1037800.9683 | 2.214%
2004-05-01 | 43342330 | 257.5 | 4.1 | 31 | 1 | 0 | 44495592.6349 | 128.3379 | 53567.666 | 319.92 | 1153262.6349 | 2.661%
2004-06-01 | 41064550 | 104 | 7.7 | 30 | 0 | 0 | 41647093.3422 | 128.6127 | 53587.5827 | 352.08 | 582543.3422 | 1.419%
2004-07-01 | 43951680 | 25.1 | 41 | 31 | 0 | 0 | 43586391.3829 | 128.8881 | 53607.4994 | 336.288 | -365288.6171 | 0.8311%
2004-08-01 | 42933280 | 75.6 | 20.5 | 31 | 0 | 0 | 43151172.145 | 129.1641 | 53627.4161 | 336.288 | 217892.145 | 0.5075%
2004-09-01 | 42265810 | 103.5 | 19.8 | 30 | 1 | 0 | 40806825.2617 | 129.4406 | 53647.3328 | 336.24 | -1458984.7383 | 3.452%
2004-10-01 | 45470380 | 326.3 | 0 | 31 | 1 | 0 | 45868165.3073 | 129.7178 | 53667.2495 | 319.92 | 397785.3073 | 0.8748%
2004-11-01 | 50304380 | 537.2 | 0 | 30 | 1 | 0 | 49957881.1198 | 129.9956 | 53687.1662 | 352.08 | -346498.8802 | 0.6888%
2004-12-01 | 62662520 | 896.5 | 0 | 31 | 0 | 0 | 61872487.2681 | 130.2739 | 53707.0829 | 336.288 | -790032.7319 | 1.261%
2005-01-01 | 66888915 | 1002.3 | 0 | 31 | 0 | 0 | 64503278.2019 | 130.5741 | 53726.9996 | 319.92 | -2385636.7981 | 3.567%
2005-02-01 | 54935166 | 736.3 | 0 | 28 | 0 | 0 | 54425622.1216 | 130.8749 | 53746.9163 | 319.872 | -509543.8784 | 0.9275%
2005-03-01 | 56830765 | 739.1 | 0 | 31 | 1 | 0 | 56132725.7749 | 131.1764 | 53766.833 | 351.912 | -698039.2251 | 1.228%
2005-04-01 | 46226900 | 378.9 | 0 | 30 | 1 | 0 | 46021640.9987 | 131.4786 | 53786.7497 | 336.24 | -205259.0013 | 0.444%
2005-05-01 | 43216125 | 214.9 | 0.9 | 31 | 1 | 0 | 43172362.72 | 131.7815 | 53806.6664 | 336.288 | -43762.28 | 0.1013%
2005-06-01 | 45498644 | 32 | 75.7 | 30 | 0 | 0 | 45465724.8758 | 132.0852 | 53826.5831 | 352.08 | -32919.1242 | 0.07235%
2005-07-01 | 47362218 | 13.7 | 103 | 31 | 0 | 0 | 48416975.8659 | 132.3895 | 53846.4998 | 319.92 | 1054757.8659 | 2.227%
2005-08-01 | 45630403 | 18.8 | 66.5 | 31 | 0 | 0 | 45533098.1733 | 132.6945 | 53866.4165 | 351.912 | -97304.8267 | 0.2132%
2005-09-01 | 42580573 | 85.4 | 17.3 | 30 | 1 | 0 | 40150544.2807 | 133.0002 | 53886.3332 | 336.24 | -2430028.7193 | 5.707%
2005-10-01 | 45537061 | 300 | 7.3 | 31 | 1 | 0 | 45816335.98 | 133.3066 | 53906.2499 | 319.92 | 279274.98 | 0.6133%
2005-11-01 | 51404729 | 558.2 | 0 | 30 | 1 | 0 | 50480060.7948 | 133.6138 | 53926.1666 | 352.08 | -924668.2052 | 1.799%
2005-12-01 | 60252162 | 831.8 | 0 | 31 | 0 | 0 | 60263676.5553 | 133.9216 | 53946.0833 | 319.92 | 11514.5553 | 0.01911%
2006-01-01 | 60057501 | 774.4 | 0 | 31 | 0 | 0 | 58836385.4438 | 134.1865 | 53966 | 336.288 | -1221115.5562 | 2.033%
2006-02-01 | 56039043 | 819.9 | 0 | 28 | 0 | 0 | 56504394.5418 | 134.452 | 53985.9167 | 319.872 | 465351.5418 | 0.8304%
2006-03-01 | 55895027 | 666.4 | 0 | 31 | 1 | 0 | 54324989.4716 | 134.718 | 54005.8334 | 368.28 | -1570037.5284 | 2.809%
2006-04-01 | 45424746 | 368.2 | 0 | 30 | 1 | 0 | 45755578.0215 | 134.9845 | 54025.7501 | 303.84 | 330832.0215 | 0.7283%
2006-05-01 | 43588455 | 162.8 | 14.5 | 31 | 1 | 0 | 42998652.1817 | 135.2515 | 54045.6668 | 351.912 | -589802.8183 | 1.353%
2006-06-01 | 43241594 | 53 | 31.7 | 30 | 0 | 0 | 42358576.2963 | 135.5191 | 54065.5835 | 352.08 | -883017.7037 | 2.042%
2006-07-01 | 44839273 | 9.4 | 81.4 | 31 | 0 | 0 | 46528383.1271 | 135.7872 | 54085.5002 | 319.92 | 1689110.1271 | 3.767%
2006-08-01 | 43794723 | 50.8 | 25.4 | 31 | 0 | 0 | 42938678.0066 | 136.0558 | 54105.4169 | 351.912 | -856044.9934 | 1.955%
2006-09-01 | 41496399 | 183.8 | 0.1 | 30 | 1 | 0 | 41178591.6348 | 136.325 | 54125.3336 | 319.68 | -317807.3652 | 0.7659%
2006-10-01 | 46700377 | 401.4 | 0 | 31 | 1 | 0 | 47735579.2877 | 136.5947 | 54145.2503 | 336.288 | 1035202.2877 | 2.217%
2006-11-01 | 49262976 | 496.8 | 0 | 30 | 1 | 0 | 48953306.888 | 136.8649 | 54165.167 | 352.08 | -309669.112 | 0.6286%
2006-12-01 | 55422684 | 674.9 | 0 | 31 | 0 | 0 | 56362248.4125 | 137.1357 | 54185.0837 | 304.296 | 939564.4125 | 1.695%
2007-01-01 | 62003361 | 883.4 | 0 | 31 | 0 | 0 | 61546746.6137 | 137.3622 | 54205.0004 | 351.912 | -456614.3863 | 0.7364%
2007-02-01 | 59454517 | 909.1 | 0 | 28 | 0 | 0 | 58722414.8754 | 137.5891 | 54224.9171 | 319.872 | -732102.1246 | 1.231%
2007-03-01 | 56496409 | 691 | 0 | 31 | 1 | 0 | 54936685.6623 | 137.8163 | 54244.8338 | 351.912 | -1559723.3377 | 2.761%
2007-04-01 | 47097957 | 426.6 | 0 | 30 | 1 | 0 | 47207734.8318 | 138.0439 | 54264.7505 | 319.68 | 109777.8318 | 0.2331%
2007-05-01 | 43141950 | 189 | 15.1 | 31 | 1 | 0 | 43699624.3303 | 138.2719 | 54284.6672 | 351.912 | 557674.3303 | 1.293%
2007-06-01 | 43729150 | 71.1 | 55.8 | 30 | 0 | 0 | 44796527.5114 | 138.5003 | 54304.5839 | 336.24 | 1067377.5114 | 2.441%
2007-07-01 | 43830720 | 34.2 | 44.6 | 31 | 0 | 0 | 44109614.2811 | 138.729 | 54324.5006 | 336.288 | 278894.2811 | 0.6363%
2007-08-01 | 44858760 | 36.8 | 48.9 | 31 | 0 | 0 | 44528949.4501 | 138.9581 | 54344.4173 | 351.912 | -329810.5499 | 0.7352%
2007-09-01 | 41609690 | 110 | 13.7 | 30 | 1 | 0 | 40465295.4323 | 139.1876 | 54364.334 | 303.84 | -1144394.5677 | 2.75%
2007-10-01 | 44856840 | 262 | 0 | 31 | 1 | 0 | 44269300.874 | 139.4175 | 54384.2507 | 351.912 | -587539.126 | 1.31%
2007-11-01 | 51271030 | 588.7 | 0 | 30 | 1 | 0 | 51238464.6084 | 139.6478 | 54404.1674 | 352.08 | -32565.3916 | 0.06352%
2007-12-01 | 60289930 | 833.8 | 0 | 31 | 0 | 0 | 60313407.9529 | 139.8784 | 54424.0841 | 304.296 | 23477.9529 | 0.03894%
2008-01-01 | 61073577 | 803.7 | 0 | 31 | 0 | 0 | 59564950.4188 | 139.9829 | 54444.0008 | 352 | -1508626.5812 | 2.47%
2008-02-01 | 58581393 | 840.1 | 0 | 29 | 0 | 0 | 58161141.7236 | 140.0875 | 54463.9175 | 320 | -420251.2764 | 0.7174%
2008-03-01 | 57220339 | 762.1 | 0 | 31 | 1 | 0 | 56704636.8474 | 140.1921 | 54483.8342 | 304 | -515702.1526 | 0.9013%
2008-04-01 | 45833475 | 345.5 | 0.4 | 30 | 1 | 0 | 45224120.5518 | 140.2968 | 54503.7509 | 352 | -609354.4482 | 1.329%
2008-05-01 | 42639861 | 261 | 0 | 31 | 1 | 0 | 44244435.1752 | 140.4016 | 54523.6676 | 336 | 1604574.1752 | 3.763%
2008-06-01 | 41817235 | 53.8 | 26.2 | 30 | 0 | 0 | 41924802.8236 | 140.5065 | 54543.5843 | 336 | 107567.8236 | 0.2572%
2008-07-01 | 44576231 | 11.5 | 38.3 | 31 | 0 | 0 | 43025509.0999 | 140.6114 | 54563.501 | 352 | -1550721.9001 | 3.479%
2008-08-01 | 43512092 | 35.7 | 21.7 | 31 | 0 | 0 | 42258012.4423 | 140.7164 | 54583.4177 | 320 | -1254079.5577 | 2.882%
2008-09-01 | 42133287 | 151 | 6.9 | 30 | 1 | 0 | 40923892.8987 | 140.8215 | 54603.3344 | 336 | -1209394.1013 | 2.87%
2008-10-01 | 46526477 | 381.4 | 0.7 | 31 | 1 | 0 | 47296004.6247 | 140.9267 | 54623.2511 | 352 | 769527.6247 | 1.654%
2008-11-01 | 50346630 | 559.4 | 0 | 30 | 1 | 0 | 50509899.6334 | 141.032 | 54643.1678 | 304 | 163269.6334 | 0.3243%
2008-12-01 | 60643394 | 869.7 | 0 | 31 | 0 | 0 | 61206086.5401 | 141.1373 | 54663.0845 | 336 | 562692.5401 | 0.9279%
2009-01-01 | 66435130 | 1046.1 | 0 | 31 | 0 | 0 | 65592395.8096 | 140.7068 | 54673.0429 | 336 | -842734.1904 | 1.269%
2009-02-01 | 54391300 | 773.1 | 0 | 28 | 0 | 0 | 55340679.8377 | 140.2775 | 54683.0012 | 304 | 949379.8377 | 1.745%
2009-03-01 | 54188320 | 671.1 | 0 | 31 | 1 | 0 | 54441858.256 | 139.8496 | 54692.9596 | 352 | 253538.256 | 0.4679%
2009-04-01 | 45313310 | 421.4 | 0.09 | 30 | 1 | 0 | 47085856.824 | 139.4229 | 54702.9179 | 320 | 1772546.824 | 3.912%
2009-05-01 | 40746061.5385 | 257.1 | 0 | 31 | 1 | 0 | 44147458.9499 | 138.9976 | 54712.8763 | 320 | 3401397.4114 | 8.348%
2009-06-01 | 41206069.2308 | 85.2 | 34.1 | 30 | 0 | 0 | 43357215.1572 | 138.5736 | 54722.8346 | 352 | 2151145.9265 | 5.22%
2009-07-01 | 41748515.3846 | 46.3 | 13.6 | 31 | 0 | 0 | 41853462.5119 | 138.1508 | 54732.793 | 352 | 104947.1273 | 0.2514%
2009-08-01 | 42834530.7692 | 60.9 | 35.6 | 31 | 0 | 0 | 44031165.8417 | 137.7294 | 54742.7513 | 320 | 1196635.0725 | 2.794%
2009-09-01 | 40869246.1538 | 126.2 | 4.9 | 30 | 1 | 0 | 40142254.1021 | 137.3092 | 54752.7097 | 336 | -726992.0517 | 1.779%
2009-10-01 | 46305269.2308 | 409.4 | 0 | 31 | 1 | 0 | 47934504.8782 | 136.8903 | 54762.668 | 336 | 1629235.6474 | 3.518%
2009-11-01 | 47482200 | 453.8 | 0 | 30 | 1 | 0 | 47884081.8393 | 136.4727 | 54772.6264 | 320 | 401881.8393 | 0.8464%
2009-12-01 | 58800730.7692 | 824.4 | 0 | 31 | 0 | 0 | 60079670.3841 | 136.0564 | 54782.5847 | 352 | 1278939.6149 | 2.175%
2010-01-01 | 61714800 | 887.4 | 0 | 31 | 0 | 0 | 61646209.409 | 136.414 | 54792.5431 | 320 | -68590.591 | 0.1111%
2010-02-01 | 54321930.7692 | 753 | 0 | 28 | 0 | 0 | 54840879.2916 | 136.7725 | 54802.5014 | 304 | 518948.5224 | 0.9553%
2010-03-01 | 50859730.7692 | 501.3 | 0 | 31 | 1 | 0 | 50219662.5986 | 137.132 | 54812.4598 | 368 | -640068.1707 | 1.258%
2010-04-01 | 44050484.6154 | 314.5 | 0.1 | 30 | 1 | 0 | 44428538.4688 | 137.4924 | 54822.4181 | 320 | 378053.8534 | 0.8582%
2010-05-01 | 44651823.0769 | 147.7 | 29.2 | 31 | 1 | 0 | 43835705.7056 | 137.8538 | 54832.3765 | 320 | -816117.3713 | 1.828%
2010-06-01 | 42680284.6154 | 71.2 | 7.1 | 30 | 0 | 0 | 40782007.5815 | 138.2161 | 54842.3348 | 352 | -1898277.0339 | 4.448%
2010-07-01 | 47940330.7692 | 11 | 90.4 | 31 | 0 | 0 | 47310530.8426 | 138.5794 | 54852.2932 | 336 | -629799.9266 | 1.314%
2010-08-01 | 46659623.0769 | 29.4 | 69.7 | 31 | 0 | 0 | 46060625.7265 | 138.9437 | 54862.2515 | 336 | -598997.3505 | 1.284%
2010-09-01 | 43088392.3077 | 177.3 | 11.8 | 30 | 1 | 0 | 41982035.9692 | 139.3088 | 54872.2099 | 336 | -1106356.3384 | 2.568%
2010-10-01 | 45676969.2308 | 369.8 | 0 | 31 | 1 | 0 | 46949823.2054 | 139.675 | 54882.1682 | 320 | 1272853.9747 | 2.787%
2010-11-01 | 50732084.6154 | 526.1 | 0 | 30 | 1 | 0 | 49681871.8631 | 140.0421 | 54892.1266 | 336 | -1050212.7523 | 2.07%
2010-12-01 | 59729500 | 812.9 | 0 | 31 | 0 | 0 | 59793714.8478 | 140.4102 | 54902.0849 | 368 | 64214.8478 | 0.1075%
2011-01-01 | 64609346.1538 | 984.2 | 0 | 31 | 0 | 0 | 64053209.0535 | 140.665 | 54912.0433 | 320 | -556137.1004 | 0.8608%
2011-02-01 | 56418838.4615 | 798.2 | 0 | 28 | 0 | 0 | 55964808.8777 | 140.9204 | 54922.0016 | 304 | -454029.5838 | 0.8047%
2011-03-01 | 57187261.5385 | 742.1 | 0 | 31 | 1 | 0 | 56207322.8713 | 141.1761 | 54931.96 | 368 | -979938.6672 | 1.714%
2011-04-01 | 47356076.9231 | 443.5 | 0 | 30 | 1 | 0 | 47627965.1416 | 141.4324 | 54941.9183 | 320 | 271888.2186 | 0.5741%
2011-05-01 | 43036769.2308 | 175.1 | 6.9 | 31 | 1 | 0 | 42677616.3058 | 141.6891 | 54951.8767 | 320 | -359152.925 | 0.8345%
2011-06-01 | 42724253.8462 | 65.7 | 22.2 | 30 | 0 | 0 | 41890765.7072 | 141.9463 | 54961.835 | 352 | -833488.139 | 1.951%
2011-07-01 | 47506515.3846 | 2.9 | 85.4 | 31 | 0 | 0 | 46696695.017 | 142.2039 | 54971.7934 | 336 | -809820.3676 | 1.705%
2011-08-01 | 45624407.6923 | 16.7 | 45.9 | 31 | 0 | 0 | 43781694.7049 | 142.4621 | 54981.7517 | 352 | -1842712.9874 | 4.039%
2011-09-01 | 42233746.1538 | 116.4 | 17.9 | 30 | 1 | 0 | 40970871.7835 | 142.7206 | 54991.7101 | 352 | -1262874.3703 | 2.99%
2011-10-01 | 43980523.0769 | 295.3 | 1.5 | 31 | 1 | 0 | 45221055.7439 | 142.9797 | 55001.6684 | 320 | 1240532.667 | 2.821%
2011-11-01 | 47499561.5385 | 464.8 | 0 | 30 | 1 | 0 | 48157604.5262 | 143.2392 | 55011.6268 | 352 | 658042.9878 | 1.385%
2011-12-01 | 55561307.6923 | 751.1 | 0 | 31 | 0 | 0 | 58257014.6616 | 143.4992 | 55021.5851 | 336 | 2695706.9693 | 4.852%
2012-01-01 | 60440353.8462 | 855.4 | 0 | 31 | 0 | 1 | 59184918.2361 | 143.7948 | 55031.5435 | 336 | -1255435.6101 | 2.077%
2012-02-01 | 53240192.3077 | 717.6 | 0 | 29 | 0 | 1 | 53449504.8087 | 144.091 | 55041.5018 | 336 | 209312.501 | 0.3931%
2012-03-01 | 51166853.8462 | 510.4 | 0.7 | 31 | 1 | 1 | 48838090.9598 | 144.3878 | 55051.4602 | 352 | -2328762.8864 | 4.551%
2012-04-01 | 44760523.0769 | 425.7 | 0 | 30 | 1 | 1 | 45519766.8918 | 144.6852 | 55061.4185 | 336 | 759243.8149 | 1.696%
2012-05-01 | 41974454.5455 | 138.2 | 13.8 | 31 | 1 | 1 | 40663627.8668 | 144.9832 | 55071.3769 | 352 | -1310826.6786 | 3.123%
2012-06-01 | 43023081.9091 | 50.5 | 49.1 | 30 | 0 | 1 | 42066057.5934 | 145.2819 | 55081.3352 | 336 | -957024.3157 | 2.224%
2012-07-01 | 46297145.5455 | 2.2 | 78.3 | 31 | 0 | 1 | 44428058.6121 | 145.5811 | 55091.2936 | 336 | -1869086.9333 | 4.037%
2012-08-01 | 43563745.1909 | 27 | 44.9 | 31 | 0 | 1 | 42289737.8585 | 145.881 | 55101.2519 | 352 | -1274007.3324 | 2.924%
2012-09-01 | 40969381.8618 | 163 | 12.4 | 30 | 1 | 1 | 40010358.5051 | 146.1815 | 55111.2103 | 304 | -959023.3567 | 2.341%
2012-10-01 | 43802874.8264 | 331 | 0 | 31 | 1 | 1 | 44319445.2807 | 146.4826 | 55121.1686 | 352 | 516570.4543 | 1.179%
2012-11-01 | 48147860.48 | 549.7 | 0 | 30 | 1 | 1 | 48603113.5439 | 146.7843 | 55131.127 | 352 | 455253.0639 | 0.9455%
2012-12-01 | 55226225.24 | 770.6 | 0 | 31 | 0 | 1 | 57076306.9773 | 147.0867 | 55141.0853 | 320 | 1850081.7373 | 3.35%
2013-01-01 | 60327761.51 | 892.8 | 0 | 31 | 0 | 1 | 60114895.3715 |  |  |  | -212866.1385 | 0.3528%
2013-02-01 | 53600343.01 | 801.4 | 0 | 28 | 0 | 1 | 54378790.3029 |  |  |  | 778447.2929 | 1.452%
2013-03-01 | 52121235.69 | 685.2 | 0 | 31 | 1 | 1 | 53126875.7981 |  |  |  | 1005640.1081 | 1.929%
2013-04-01 | 46644026.12 | 496.25 | 0 | 30 | 1 | 1 | 47274041.9427 |  |  |  | 630015.8227 | 1.351%
2013-05-01 | 41426399.17 | 198.95 | 9.7 | 31 | 1 | 1 | 41836031.6638 |  |  |  | 409632.4938 | 0.9888%
2013-06-01 | 39734886.47 | 102.55 | 15 | 30 | 0 | 1 | 40547587.8192 |  |  |  | 812701.3492 | 2.045%
2013-07-01 | 44872689.95 | 39.15 | 52.8 | 31 | 0 | 1 | 43243485.4901 |  |  |  | -1629204.4599 | 3.631%
2013-08-01 | 42128550.09 | 49 | 23.45 | 31 | 0 | 1 | 41067485.7082 |  |  |  | -1061064.3818 | 2.519%
2013-09-01 | 39409892.28 | 181.75 | 1.65 | 30 | 1 | 1 | 39589879.4774 |  |  |  | 179987.1974 | 0.4567%
2013-10-01 | 43095283.71 | 321.95 | 0 | 31 | 1 | 1 | 44094410.7065 |  |  |  | 999126.9965 | 2.318%
2013-11-01 | 49774197.4 | 625.75 | 0 | 30 | 1 | 1 | 50494149.9382 |  |  |  | 719952.5382 | 1.446%
2013-12-01 | 60036819.3767 | 964.3 | 0 | 31 | 0 | 1 | 61892792.8362 |  |  |  | 1855973.4595 | 3.091%
| Purchased | Heating Degree Days | Cooling Degree Days | Number of Days in Month | Spring Fall Flag | North Bay Economy | Predicted Purchases
2014-01-01 |  | 925.13 | 0 | 31 | 0 | 1 | 60918803.4139 |  |  |  | 1.1548e-06 | 1.784% | MAPE
2014-02-01 |  | 792.92 | 0 | 28 | 0 | 1 | 54167929.177
2014-03-01 |  | 661.58 | 0.07 | 31 | 1 | 1 | 52545321.9236
2014-04-01 |  | 407.525 | 0.059 | 30 | 1 | 1 | 45072699.4153
2014-05-01 |  | 200.225 | 9.42 | 31 | 1 | 1 | 41844639.7046
2014-06-01 |  | 68.905 | 32.46 | 30 | 0 | 1 | 41151164.8219
2014-07-01 |  | 19.545 | 62.88 | 31 | 0 | 1 | 43587439.5742
2014-08-01 |  | 40.07 | 40.255 | 31 | 0 | 1 | 42231590.9569
2014-09-01 |  | 139.835 | 10.645 | 30 | 1 | 1 | 39289583.8857
2014-10-01 |  | 339.855 | 0.95 | 31 | 1 | 1 | 44617991.54
2014-11-01 |  | 536.045 | 0 | 30 | 1 | 1 | 48263572.4267
2014-12-01 |  | 823 | 0 | 31 | 0 | 1 | 58379269.5947
2015-01-01 |  | 925.13 | 0 | 31 | 0 | 1 | 60918803.4139
2015-02-01 |  | 792.92 | 0 | 28 | 0 | 1 | 54167929.177
2015-03-01 |  | 661.58 | 0.07 | 31 | 1 | 1 | 52545321.9236
2015-04-01 |  | 407.525 | 0.059 | 30 | 1 | 1 | 45072699.4153
2015-05-01 |  | 200.225 | 9.42 | 31 | 1 | 1 | 41844639.7046
2015-06-01 |  | 68.905 | 32.46 | 30 | 0 | 1 | 41151164.8219
2015-07-01 |  | 19.545 | 62.88 | 31 | 0 | 1 | 43587439.5742
2015-08-01 |  | 40.07 | 40.255 | 31 | 0 | 1 | 42231590.9569
2015-09-01 |  | 139.835 | 10.645 | 30 | 1 | 1 | 39289583.8857
2015-10-01 |  | 339.855 | 0.95 | 31 | 1 | 1 | 44617991.54
2015-11-01 |  | 536.045 | 0 | 30 | 1 | 1 | 48263572.4267
2015-12-01 |  | 823 | 0 | 31 | 0 | 1 | 58379269.5947
9997371439.7371
2014/2015 Forecast Summary:
1999 | 586785297.2 | [5 empty] | 590461626.7815 |  |  |  | 3676329.5815 | 0.6265%
2000 | 590756479.7 | [5 empty] | 592661819.4264 |  |  |  | 1905339.7264 | 0.3225%
2001 | 587842839.8 | [5 empty] | 588792615.5707 |  |  |  | 949775.7707 | 0.1616%
2002 | 593838876.1 | [5 empty] | 600222924.0002 |  |  |  | 6384047.9002 | 1.075%
2003 | 594630408 | [5 empty] | 597032470.6859 |  |  |  | 2402062.6859 | 0.404%
2004 | 601756740 | [5 empty] | 597286053.0593 |  |  |  | -4470686.9407 | -0.7429%
2005 | 606363661 | [5 empty] | 600382046.3428 |  |  |  | -5981614.6572 | -0.9865%
2006 | 585762798 | [5 empty] | 584475363.3133 |  |  |  | -1287434.6867 | -0.2198%
2007 | 598640314 | [5 empty] | 595834766.4237 |  |  |  | -2805547.5763 | -0.4687%
2008 | 594903991 | [5 empty] | 591043492.7795 |  |  |  | -3860498.2205 | -0.6489%
2009 | 580320683.0769 | [5 empty] | 591890604.3918 |  |  |  | 11569921.3149 | 1.994%
2010 | 592105953.8462 | [5 empty] | 587531605.5098 |  |  |  | -4574348.3364 | -0.7726%
2011 | 593738607.6923 | [5 empty] | 591506624.3942 |  |  |  | -2231983.2981 | -0.3759%
2012 | 572612692.676 | [5 empty] | 566448987.1342 |  |  |  | -6163705.5418 | -1.076%
2013 | 573172084.7767 | [5 empty] | 577660427.0547 |  |  |  | 4488342.278 | 0.7831%
2014 | 0 | [5 empty] | 572070006.4345 |  |  |  | 572070006.4345
2015 | 0 | [5 empty] | 572070006.4345 |  |  |  | 572070006.4345
Total to 2015 | 8853231426.8681 | [5 empty] | 8853231426.8681 |  |  |  | 0
[7 empty] | 9997371439.7371 |  |  |  | 0
Check totals above should be zero
20 year trend numbers:
2015-01-01 |  | 878.6765 | 0 | 31 | 0 | 1 | 59763705.7027 | 136.5491 | 54663.0845 | 320
2015-02-01 |  | 775.1445 | 0 | 28 | 0 | 1 | 53725929.2283 | 136.8081 | 54663.0845 | 304
2015-03-01 |  | 638.2287 | 0.13789 | 31 | 1 | 1 | 51970276.3525 | 137.0675 | 54663.0845 | 368
2015-04-01 |  | 394.0327 | 0 | 30 | 1 | 1 | 44732338.4511 | 137.3275 | 54663.0845 | 320
2015-05-01 |  | 180.1942 | 12.9582 | 31 | 1 | 1 | 41638408.1718 | 137.588 | 54663.0845 | 320
2015-06-01 |  | 76.4261 | 24.7103 | 30 | 0 | 1 | 40698949.1776 | 137.849 | 54663.0845 | 352
2015-07-01 |  | 16.1108 | 70.0802 | 31 | 0 | 1 | 44095948.0114 | 138.1104 | 54663.0845 | 336
2015-08-01 |  | 31.0531 | 46.4488 | 31 | 0 | 1 | 42518269.5979 | 138.3724 | 54663.0845 | 336
2015-09-01 |  | 138.3939 | 11.7838 | 30 | 1 | 1 | 39347684.4709 | 138.6349 | 54663.0845 | 336
2015-10-01 |  | 343.5741 | 0.90248 | 31 | 1 | 1 | 44706549.9291 | 138.8978 | 54663.0845 | 320
2015-11-01 |  | 515.3025 | 0 | 30 | 1 | 1 | 47747796.1366 | 139.1613 | 54663.0845 | 336
2015-12-01 |  | 838.6556 | 0 | 31 | 0 | 1 | 58768556.1316 | 139.4252 | 54663.0845 | 368
|  | 4825.7928 | 167.0216 |  |  |  | 569714411.3614 |  |  |  | -2355595.0731 | -0.4135%
10 year average numbers:
2015-01-01 |  | 925.13 | 0 | 31 | 0 | 1 | 60918803.4139 | 136.5491 | 54663.0845 | 320
2015-02-01 |  | 792.92 | 0 | 28 | 0 | 1 | 54167929.177 | 136.8081 | 54663.0845 | 304
2015-03-01 |  | 661.58 | 0.07 | 31 | 1 | 1 | 52545321.9236 | 137.0675 | 54663.0845 | 368
2015-04-01 |  | 407.525 | 0.059 | 30 | 1 | 1 | 45072699.4153 | 137.3275 | 54663.0845 | 320
2015-05-01 |  | 200.225 | 9.42 | 31 | 1 | 1 | 41844639.7046 | 137.588 | 54663.0845 | 320
2015-06-01 |  | 68.905 | 32.46 | 30 | 0 | 1 | 41151164.8219 | 137.849 | 54663.0845 | 352
2015-07-01 |  | 19.545 | 62.88 | 31 | 0 | 1 | 43587439.5742 | 138.1104 | 54663.0845 | 336
2015-08-01 |  | 40.07 | 40.255 | 31 | 0 | 1 | 42231590.9569 | 138.3724 | 54663.0845 | 336
2015-09-01 |  | 139.835 | 10.645 | 30 | 1 | 1 | 39289583.8857 | 138.6349 | 54663.0845 | 336
2015-10-01 |  | 339.855 | 0.95 | 31 | 1 | 1 | 44617991.54 | 138.8978 | 54663.0845 | 320
2015-11-01 |  | 536.045 | 0 | 30 | 1 | 1 | 48263572.4267 | 139.1613 | 54663.0845 | 336
2015-12-01 |  | 823 | 0 | 31 | 0 | 1 | 58379269.5947 | 139.4252 | 54663.0845 | 368
|  | 4954.635 | 156.739 |  |  |  | 572070006.4345 |  |  |  | 0 | 0%

## Rate Class Energy Model
| Purchases | Modeled Purchases | Difference | % Difference | Loss Factor | Total Billed | Residential | General Service < 50 kW | General Service 50 to 2999 kW | General Service 3000 to 4999 kW | Street Lighting | Sentinel Lighting | Unmetered Scattered Load
Weather Normal Projection
1999 | 586785297.2 | 590461626.7815 | 3676329.5815 | 0.6265% | 1.0626 | 552202396.55 | 202669124 | 93006600.68 | 180470708.89 | 70831699.34 | 3848794 | 953800 | 421669.64 | 344309008.91
2000 | 590756479.7 | 592661819.4264 | 1905339.7264 | 0.3225% | 1.0534 | 560818993.19 | 200097321.69 | 93522914.2 | 189741371.33 | 73018972.51 | 3206672 | 842504.91 | 389236.55 | 359856343
2001 | 587842839.8 | 588792615.5707 | 949775.7707 | 0.1616% | 1.0523 | 558632478.17 | 198456943.03 | 92210666.49 | 193643867.95 | 70005177.15 | 3157599.51 | 766889 | 391335.04 | 363104961
2002 | 593838876.1 | 600222924.0002 | 6384047.9002 | 1.075% | 1.0573 | 561663526.12 | 207681317.34 | 89796969.31 | 201005607.95 | 58939556.43 | 3158515.92 | 691273 | 390286.17 | 349742133.69
2003 | 594630408 | 597032470.6859 | 2402062.6859 | 0.404% | 1.0571 | 562521395.51 | 210893672.09 | 89209773.79 | 201597911.87 | 56567098.68 | 3290730.82 | 593889.04 | 368319.22 | 347374784.34
2004 | 601756740 | 597286053.0593 | -4470686.9407 | -0.7429% | 1.0615 | 566916802.64 | 210809814.48 | 89988449.39 | 203266731.03 | 58382820.59 | 3450130.64 | 630997.84 | 387858.67 | 351638001.01
2005 | 606363661 | 600382046.3428 | -5981614.6572 | -0.9865% | 1.0508 | 577056179.81 | 213809354.78 | 91284157.51 | 210628244.74 | 57056735.82 | 3289523.16 | 616682.23 | 371481.57 | 358969138.07
2006 | 585762798 | 584475363.3133 | -1287434.6867 | -0.2198% | 1.0454 | 560321499.11 | 207199584.39 | 90175437.71 | 207117427.59 | 51603011.81 | 3278339.58 | 577962.65 | 369735.38 | 348895877.11
2007 | 598640314 | 595834766.4237 | -2805547.5763 | -0.4687% | 1.0494 | 570440203.63 | 213131700.82 | 89681002.13 | 213456497 | 49926707.79 | 3306185.5 | 568495.63 | 369614.76 | 353064206.92
2008 | 594903991 | 591043492.7795 | -3860498.2205 | -0.6489% | 1.0492 | 567021540.09 | 213813391.87 | 88723630.8 | 215710011.33 | 44528103.78 | 3327500.91 | 567633.19 | 351268.21 | 348961745.91
2009 | 580320683.0769 | 591890604.3918 | 11569921.3149 | 1.994% | 1.0496 | 552881331.02 | 213412761.7 | 87404596.4 | 210054005.56 | 37817391.77 | 3322758.85 | 557945.86 | 311870.88 | 335275993.73
2010 | 592105953.8462 | 587531605.5098 | -4574348.3364 | -0.7726% | 1.0448 | 566701778.34 | 206535117.75 | 85042099.07 | 230037736.63 | 41028103.81 | 3324190.13 | 569407.57 | 165123.38 | 356107939.51
2011 | 593738607.6923 | 591506624.3942 | -2231983.2981 | -0.3759% | 1.051 | 564905304.29 | 207358082.23 | 85023143.98 | 231667366.05 | 37086851.81 | 3204122.67 | 481664.12 | 84073.43 | 353777361.84
2012 | 572612692.676 | 566448987.1342 | -6163705.5418 | -1.076% | 1.0443 | 548341092.05 | 200614424.25 | 84948670.56 | 223688452.95 | 35722771.82 | 2790238.49 | 487759.49 | 88774.49 | 344359895.33
2013 | 573172084.7767 | 577660427.0547 | 4488342.278 | 0.7831% | 1.0456 | 548196762.39 | 207806639.26 | 85119330.71 | 216614453.61 | 35775035.79 | 2348268.23 | 443950.62 | 89084.17 | 337508820.11
2014 | 0 | 572070006.4345 |  |  |  | 547481847.0373
2015 | 0 | 572070006.4345 |  |  |  | 547481847.0373
Average - 2 year |  |  |  |  | 1.0449
Approved Loss Factor |  |  |  |  | 1.048
|  |  |  | 5 year average | 1.0471
Usage Per Customer
1999 | [6 empty] | 10454.4065 | 37367.0553 | 824067.1639 | 23610566.4467 | 769.7588 | 1647.323 | 20079.5067
2000 | [6 empty] | 10278.268 | 37424.1353 | 828564.9403 | 24339657.5033 | 623.9875 | 1455.1035 | 18535.0738
2001 | [6 empty] | 10102.1605 | 36090.2804 | 793622.4096 | 23335059.05 | 614.4385 | 1324.506 | 18635.0019
2002 | [6 empty] | 10398.1033 | 35049.5587 | 788257.2861 | 19646518.81 | 597.4117 | 1193.9085 | 18585.0557
2003 | [6 empty] | 10617.9474 | 34739.0085 | 796829.6912 | 28283549.34 | 623.5988 | 926.504 | 17539.0105
2004 | [6 empty] | 10558.4401 | 34637.5864 | 803425.8143 | 29191410.295 | 626.3854 | 1099.2994 | 18469.4605
2005 | [6 empty] | 10624.0673 | 35176.9393 | 825993.1166 | 28528367.91 | 594.4205 | 1111.1392 | 17689.5986
2006 | [6 empty] | 10080.2522 | 33672.6803 | 802780.7271 | 25801505.905 | 594.98 | 953.7337 | 17606.4467
2007 | [6 empty] | 10283.3012 | 34151.1813 | 799462.5356 | 24963353.895 | 597.4314 | 985.2611 | 17600.7029
2008 | [6 empty] | 10300.7849 | 33915.761 | 790146.5616 | 22264051.89 | 599.5497 | 1089.5071 | 16727.0576
2009 | [6 empty] | 10235.6241 | 33246.328 | 766620.4582 | 18908695.885 | 596.4385 | 1077.1156 | 14850.9943
2010 | [6 empty] | 9857.5371 | 32298.5564 | 855158.8722 | 20514051.905 | 596.5883 | 1118.6789 | 8690.7042
2011 | [6 empty] | 9829.2606 | 32414.4659 | 864430.4703 | 18543425.905 | 574.8336 | 1016.169 | 4670.7461
2012 | [6 empty] | 9519.5228 | 32116.6996 | 880663.2006 | 17861385.91 | 500.581 | 1091.1845 | 5222.0288
2013 | [6 empty] | 9844.9232 | 32132.6277 | 849468.4455 | 17887517.895 | 421.2896 | 1039.697 | 5938.9447
2014 | [6 empty] | 9852.7639 | 31992.6289 | 842084.8291 | 17568316.0306 | 372.5338 | 1051.6645 | 6696.8533
2015 | [6 empty] | 9860.6108 | 31853.24 | 834765.3914 | 17254810.3076 | 372.5338 | 1063.7697 | 7551.4838
1999
2000 | [6 empty] | 0.98315 | 1.0015 | 1.0055 | 1.0309 | 0.81063 | 0.88331 | 0.92308
2001 | [6 empty] | 0.98287 | 0.96436 | 0.95783 | 0.95873 | 0.9847 | 0.91025 | 1.0054
2002 | [6 empty] | 1.0293 | 0.97116 | 0.99324 | 0.84193 | 0.97229 | 0.9014 | 0.99732
2003 | [6 empty] | 1.0211 | 0.99114 | 1.0109 | 1.4396 | 1.0438 | 0.77603 | 0.94372
2004 | [6 empty] | 0.9944 | 0.99708 | 1.0083 | 1.0321 | 1.0045 | 1.1865 | 1.0531
2005 | [6 empty] | 1.0062 | 1.0156 | 1.0281 | 0.97729 | 0.94897 | 1.0108 | 0.95778
2006 | [6 empty] | 0.94881 | 0.95724 | 0.9719 | 0.90442 | 1.0009 | 0.85834 | 0.9953
2007 | [6 empty] | 1.0201 | 1.0142 | 0.99587 | 0.96752 | 1.0041 | 1.0331 | 0.99967
2008 | [6 empty] | 1.0017 | 0.99311 | 0.98835 | 0.89187 | 1.0035 | 1.1058 | 0.95036
2009 | [6 empty] | 0.99367 | 0.98026 | 0.97023 | 0.84929 | 0.99481 | 0.98863 | 0.88784
2010 | [6 empty] | 0.96306 | 0.97149 | 1.1155 | 1.0849 | 1.0003 | 1.0386 | 0.58519
2011 | [6 empty] | 0.99713 | 1.0036 | 1.0108 | 0.90394 | 0.96353 | 0.90837 | 0.53744
2012 | [6 empty] | 0.96849 | 0.99081 | 1.0188 | 0.96322 | 0.87083 | 1.0738 | 1.118
2013 | [6 empty] | 1.0342 | 1.0005 | 0.96458 | 1.0015 | 0.8416 | 0.95282 | 1.1373
Used | [6 empty] | 1.0008 | 0.99564 | 0.99131 | 0.98216 | 0.85609 | 1.0115 | 1.1276
Geo Mean | [6 empty] | 1.0008 | 0.99564 | 0.99131 | 0.98216 | 0.85609 | 1.0115 | 1.1276 | Using 2 years
Non Weather Corrected Forecast
2014 | [5 empty] | 540502951.4431 | 208031256.2954 | 85164378.0329 | 209679122.4541 | 35136632.0613 | 2018760.5072 | 425924.1189 | 46877.9734
2015 | [5 empty] | 533301237.3663 | 208256099.3007 | 85207417.0337 | 202847990.1221 | 34509620.6152 | 2018762.3305 | 408487.5773 | 52860.3868
Loss of Customer
Weather & CDM Corrected Forecast | [13 empty] | Total | CDM
2014 | [5 empty] | 547481847.0373 | 210667130.2151 | 85732899.3142 | 210469427.0473 | 27090493.7979 | 2018760.5072 | 425924.1189 | 46877.9734 | 536451512.9739 | 3344195.8 | 7686138.2634 | 547481847.0373 | 0
2015 | [5 empty] | 547481847.0373 | 213486948.1772 | 86032031.8182 | 198111404.5321 | 16534810.3076 | 2018762.3305 | 408487.5773 | 52860.3868 | 516645305.1297 | 13581731.6 | 17254810.3076 | 547481847.0373 | 0
hydro one cost allocation file - load data file I8
% Weather Sensitive | [6 empty] | 91% | 91% | 81.62% | 0% | 0% | 0% | 0% | Total
2014 | [5 empty] | 6978895.5942 | 189308443.2288 | 77499584.0099 | 171140099.747 | 0 | 0 | 0 | 0 | 437948126.9857
2015 | [5 empty] | 14180609.671 | 189513050.3636 | 77538749.5007 | 165564529.5376 | 0 | 0 | 0 | 0 | 432616329.402
Allocation of Weather Sensitive Amount
2014 | [6 empty] | 3016713.1196 | 1234989.8814 | 2727192.5932 | 0 | 0 | 0 | 0 | 6978895.5942
2015 | [6 empty] | 6211995.2765 | 2541620.9845 | 5426993.41 | 0 | 0 | 0 | 0 | 14180609.671
Steet Lts
[5 empty] | CDM | 2014 | 380839.2 | 666468.6 | 1936888 | 360000 |  |  |  | 3344195.8 | 4585268 | -1241072.2
[6 empty] | 2015 | 981146.4 | 1717006.2 | 10163579 | 720000 |  |  |  | 13581731.6 | 14822804 | -1241072.4
Manual Adjsutment for loss of Large Customer
[5 empty] | kWh | 2014 |  |  |  | -7686138.2634
[5 empty] | kWh | 2015 |  |  |  | -17254810.3076
[5 empty] | Customer | 2014 |  |  |  | -0.4375
[5 empty] | Customer | 2015 |  |  |  | -1
Street Lights:
~ retrofit efficiency program complete - anticipated energy and demand
kWh
[5 empty] | kW | 5641.08 | 470.09
[5 empty] | # of connections | 5419
Use run time hours / month to determine kWh by month - based on actual billing for January 1, 2009 ~ December 31, 2009
[6 empty] | Jan13 | Feb13 | Mar13 | Apr13 | May13 | Jun13 | Jul13 | Aug13 | Sept12 | Oct12 | Nov12 | Dec12
[5 empty] | 2009 kW | 773.74 | 773.74 | 773.74 | 773.74 | 773.74 | 773.74 | 773.74 | 773.74 | 773.74 | 773.74 | 773.74 | 773.74
[5 empty] | 2009 kWh | 357751.58 | 296484.04 | 289571.92 | 242360.87 | 216801.68 | 192996.27 | 207877.87 | 237305.75 | 265959.97 | 312758.32 | 336344.51 | 366546.17
[5 empty] | 2009 run hours | 462.3667 | 383.183 | 374.2496 | 313.233 | 280.1997 | 249.433 | 268.6663 | 306.6996 | 343.733 | 404.2163 | 434.6997 | 473.733
[5 empty] | 2015 kWh | 217353.9435 | 180130.512 | 175931.0154 | 147247.6819 | 131719.0552 | 117255.9472 | 126297.3452 | 144176.4159 | 161585.4451 | 190018.0405 | 204347.9602 | 222697.1451 | 2018760.5072
[6 empty] | Dec12: Using Savage Data load profile | 2018762.3305
[6 empty] | Jan13: NOTES: | -1.8234
Figures based on actual load profile/billing of street lights
Note on N18: mwanner: Cogeco dropped of in May 2010 - represented 56 of the 76 connections

## Rate Class Customer Model
Using 12 month avg. customer #
| Residential | General Service < 50 kW | General Service 50 to 2999 kW | General Service 3000 to 4999 kW | Street Lighting | Sentinel Lighting | Unmetered Scattered Load | Total
1999 | 19386 | 2489 | 219 | 3 | 5000 | 579 | 21 | 27697 | 2732
2000 | 19468 | 2499 | 229 | 3 | 5139 | 579 | 21 | 27938 | 2752
2001 | 19645 | 2555 | 244 | 3 | 5139 | 579 | 21 | 28186 | 2823
2002 | 19973 | 2562 | 255 | 3 | 5287 | 579 | 21 | 28680 | 2817
2003 | 19862 | 2568 | 253 | 2 | 5277 | 641 | 21 | 28624 | 2821
2004 | 19966 | 2598 | 253 | 2 | 5508 | 574 | 21 | 28922 | 2851
2005 | 20125 | 2595 | 255 | 2 | 5534 | 555 | 21 | 29087 | 2850
2006 | 20555 | 2678 | 258 | 2 | 5510 | 606 | 21 | 29630 | 2936
2007 | 20726 | 2626 | 267 | 2 | 5534 | 577 | 21 | 29753 | 2893
2008 | 20757 | 2616 | 273 | 2 | 5550 | 521 | 21 | 29740 | 2889
2009 | 20850 | 2629 | 274 | 2 | 5571 | 518 | 21 | 29865 | 2903
2010 | 20952 | 2633 | 269 | 2 | 5572 | 509 | 19 | 29956 | 2902
2011 | 21096 | 2623 | 268 | 2 | 5574 | 474 | 18 | 30055 | 2891
2012 | 21074 | 2645 | 254 | 2 | 5574 | 447 | 17 | 30013 | 2899
2013 | 21108 | 2649 | 255 | 2 | 5574 | 427 | 15 | 30030 | 2904
2014 | 21114 | 2662 | 249 | 2 | 5419 | 405 | 7 | 29858 | 2911
2015 | 21120 | 2675 | 243 | 2 | 5419 | 384 | 7 | 29850 | 2918
Growth Rate in Customer Numbers
2000 | 1.0042 | 1.004 | 1.0457 | 1 | 1.0278 | 1 | 1
2001 | 1.0091 | 1.0224 | 1.0655 | 1 | 1 | 1 | 1
2002 | 1.0167 | 1.0027 | 1.0451 | 1 | 1.0288 | 1 | 1
2003 | 0.99444 | 1.0023 | 0.99216 | 0.66667 | 0.99811 | 1.1071 | 1
2004 | 1.0052 | 1.0117 | 1 | 1 | 1.0438 | 0.89548 | 1
2005 | 1.008 | 0.99885 | 1.0079 | 1 | 1.0047 | 0.9669 | 1
2006 | 1.0214 | 1.032 | 1.0118 | 1 | 0.99566 | 1.0919 | 1
2007 | 1.0083 | 0.98058 | 1.0349 | 1 | 1.0044 | 0.95215 | 1
2008 | 1.0015 | 0.99619 | 1.0225 | 1 | 1.0029 | 0.90295 | 1
2009 | 1.0045 | 1.005 | 1.0037 | 1 | 1.0038 | 0.99424 | 1
2010 | 1.0049 | 1.0015 | 0.98175 | 1 | 1.0002 | 0.98263 | 0.90476
2011 | 1.0069 | 0.9962 | 0.99628 | 1 | 1.0004 | 0.93124 | 0.94737
2012 | 0.99896 | 1.0084 | 0.94776 | 1 | 1 | 0.94304 | 0.94444
2013 | 1.0016 | 1.0015 | 1.0039 | 1 | 1 | 0.95526 | 0.88235
Used | 1.0003 | 1.0049 | 0.97544 | 1 | 1 | 0.94913 | 0.91287
Geomean | 1.0003 | 1.0049 | 0.97544 | 1 | 1 | 0.94913 | 0.91287
Based on last 5 years - 2008~2012 - '10 COS settlement had NBHDL agree to use geomean
Arithmetic Mean | 1.0003 | 1.0025 | 0.98668 | 1 | 1.0009 | 0.96128 | 0.93579
| -8.8168e-07 | 0.0024254 | -0.011234 | 0 | -0.00086444 | -0.012152 | -0.022915
NOTES:
Demand based on final results of street light retrofit program

## Rate Class Load Model
| General Service 50 to 2999 kW | General Service 3000 to 4999 kW | Street Lighting | Sentinel Lighting | Total
1999 | 604561.49 | 200911.4 | 8604 | 1469 | 815545.89 |  | NORDFIBRE
2000 | 615896.58 | 210331.37 | 8004.8 | 1026 | 835258.75 |  | NORDFIBRE
2001 | 618479.91 | 182444.07 | 8801.16 | 1013 | 810738.14 |  | NORDFIBRE
2002 | 599393.3 | 116994.94 | 8805.72 | 1494.9 | 726688.86 |  | NORDFIBRE | Sent Lts May-Dec | 1494.9
2003 | 593814.14 | 107185.13 | 9600 | 1608.2 | 712207.47
2004 | 590317.42 | 109315.81 | 9618.24 | 1734.77 | 710986.24
2005 | 613159.62 | 109679.8 | 9192 | 1703.85 | 733735.27 |  |  | Co-Gen - Anticipated Operations (>50 CX):
2006 | 602160.47 | 96179.77 | 9192 | 1594.68 | 709126.92 |  |  | Monthly kW | 1500 | 1500 | 1500 | 1500 | 1500 | 1500 | 1500 | 1500 | 1500 | 1500 | 1500 | 1500
2007 | 604779.68 | 95579.78 | 9238.56 | 1542.98 | 711141 |  |  | Operations | LR | down | down | down | LR | down | down | down | LR | down | LR | down
2008 | 602776.32 | 88903.8 | 9270.12 | 1530.54 | 702480.78 |  |  | Note:
2009 | 584819 | 79624 | 9285 | 1506 | 675234 |  |  | LR - lost revenue
2010 | 588203.21 | 78059.55 | 9284.76 | 1541.04 | 677088.56 |  |  | Down - mtnc, etc.
2011 | 582945.86 | 70473.35 | 9041.75 | 1286.71 | 663747.67 |  |  | When NBRCH is down, NBHDL will be able to bill demand as it's based on peak therefore had to adjust load for this scenario
2012 | 540969 | 68480 | 7788 | 1601 | 618838
2013 | 535312.52 | 69448.33 | 6559.4 | 1224.07 | 612544.32
2014 | 514563.283 | 51540.7548 | 5641.08 | 1286.2006 | 573031.3184 |  |  | Intermediate:
2015 | 490349.9417 | 31717.5975 | 5641.08 | 1233.546 | 528942.1651 |  |  | 2014 Programs |  |  |  | 2015 Programs
[8 empty] | kW / mth | 60 |  |  | kW / mth - 25% additional savings | 15
[8 empty] | Annualized | 720 |  |  | Annualized | 180
[8 empty] | Model prediction | 52260.7548
kW/kWh | [7 empty] | Variance to '13 | 720
1999 | 0.335% | 0.2836% | 0.2236% | 0.154% |  |  |  | Adjustment Req'd | -1440
2000 | 0.3246% | 0.2881% | 0.2496% | 0.1218% |  |  |  | Cust 1 - projects are energy savings related therefore no impact on demand
2001 | 0.3194% | 0.2606% | 0.2787% | 0.1321% |  |  |  | Cust 1 & Cust 2 will have approx 150 kW/mth reduction (total for the two customers) - example projects include VFD's on cooling tower fans
2002 | 0.2982% | 0.1985% | 0.2788% | 0.2163% |  |  |  | /leak detection repair on compressed air system/block heater timers/etc.
2003 | 0.2946% | 0.1895% | 0.2917% | 0.2708%
2004 | 0.2904% | 0.1872% | 0.2788% | 0.2749%
2005 | 0.2911% | 0.1922% | 0.2794% | 0.2763%
2006 | 0.2907% | 0.1864% | 0.2804% | 0.2759% |  |  |  |  | 2015 Estimate - Cust 2 - 2014 (Jan~Apr) + 2013 (May~Dec)
2007 | 0.2833% | 0.1914% | 0.2794% | 0.2714% | [5 empty] | Jan | Feb | Mar | Apr | May | Jun | Jul | Aug | Sept | Oct | Nov | Dec
2008 | 0.2794% | 0.1997% | 0.2786% | 0.2696% |  |  |  |  | kWh | 1673276 | 1515192 | 1720168 | 1552232 | 1668736 | 1611368 | 1681872 | 1358972 | 1558908 | 1628608 | 1669552 | 1384116 | 19023000
2009 | 0.2784% | 0.2105% | 0.2794% | 0.2699% |  |  |  |  | kW | 3440 | 3560 | 3656 | 3288 | 3680 | 3616 | 3644 | 3524 | 3384 | 3388 | 3744 | 3416 | 42340
2010 | 0.2557% | 0.1903% | 0.2793% | 0.2706% | [5 empty] | Dec: Per load forecast | 31717.5975
2011 | 0.2516% | 0.19% | 0.2822% | 0.2671% | [17 empty] | 10622.4025
2012 | 0.2418% | 0.1917% | 0.2791% | 0.3282%
2013 | 0.2471% | 0.1941% | 0.2793% | 0.2757% |  |  |  |  | 2013 Data: |  |  | Jan | Feb | Mar | Apr | May | Jun | Jul | Aug | Sept | Oct | Nov | Dec | Total | kWh/CX - assumed in 'energy model'
kWh:
Average | 0.2445% | 0.1929% | 0.2792% | 0.302% |  | average is 2012 - 2013 - 2 year average |  |  | 179827 | 47202 | Cust 1 | 1451479.99 | 1367691.99 | 1481559.99 | 1661455.99 | 1574991.99 | 1280143.99 | 1341067.99 | 1270567.99 | 1223571.99 | 1414096 | 1171363.99 | 1277231.99 | 16515223.89 | 17887517.895 | -1372294.005
CoS | 0.2883% | 0.1911% | 0.2814% | 0.2732% |  |  |  |  | 124685 | 46634 | Cust 2 | 1671171.99 | 1634435.99 | 1725971.99 | 1666099.99 | 1668735.99 | 1611367.99 | 1681872 | 1358971.99 | 1558908 | 1628607.99 | 1669551.99 | 1384115.99 | 19259811.9 | 17887517.895 | 1372294.005
| -0.04378% | 0.001839% | -0.002169% | 0.02882% | [19 empty] | 35775035.79
kW:
NOTES: | [8 empty] | 179827 | 47202 | Cust 1 | 2410.11 | 2385.19 | 2363.83 | 3147.03 | 2630.83 | 2584.56 | 2491.99 | 2944.11 | 2670 | 2897.83 | 2264.16 | 2317.56 | 31107.2
Demand based on final results of street light retrofit program | [8 empty] | 124685 | 46634 | Cust 2 | 3196.87 | 3289.44 | 3303.67 | 3278.76 | 3275.19 | 3218.23 | 3243.16 | 3136.35 | 3011.76 | 3015.31 | 3332.16 | 3040.23 | 38341.13
[12 empty] | 5606.98 | 5674.63 | 5667.5 | 6425.79 | 5906.02 | 5802.79 | 5735.15 | 6080.46 | 5681.76 | 5913.14 | 5596.32 | 5357.79 | 69448.33
Adjusted '14 forecast - Cust 1
[9 empty] | Per load forecast assumption / CX |  |  | Feb: 17568316.0306; Apr: Total kWh; May: 27450493.7979
[9 empty] | Per month |  |  | Feb: 1464026.3359; Apr: Demand Factor; May: 0.1929%
[9 empty] | Assume 'budget' until plant shutdown - June 28th |  |  | Feb: 8784158.0153; Apr: Anticipated Demand; May: 52955.2372; Jun: 14614.1072
[9 empty] | Assume 25% of 'budget' until decommissioning - end of Sept |  |  | Feb: 1098019.7519; Apr: Cust 1 - '13; May: 31107.2
[9 empty] | Total 2014 |  |  | Feb: 9882177.7672; Apr: Per Mth; May: 2592.2667
[9 empty] | Cust 2 - based on load forecast assumption / CX |  |  | Feb: 17568316.0306; Apr: End of Jun; May: 15553.6
[9 empty] | Total 2014 kWh |  |  | Feb: 27450493.7979; Apr: Jul~Sept; May: 1944.2
[15 empty] | Assumption - Cust 1 | 17497.8
[15 empty] | Assumption - Cust 2 | 33891.3518
[15 empty] | Total | 51389.1518
[15 empty] | Variance to model - deemed reasonable | -151.603
Per '14 forecast - May 22/14
[15 empty] | kW | Cust 2 | Cust 1 | Total | kW | Cust 2 | Cust 1 | Total
[15 empty] | Jan ~ Mar | 8524 | 8384 | 16908 | Jan ~ Mar | 4908636 | 4209012 | 9117648
[10 empty] | 0.75 | 3294059.2557 |  |  |  | Apr ~ Dec | 25367.3518 | 9113.8 | 34481.1518 | Apr ~ Dec | 12659680.0306 | 5673165.7672 | 18332845.7979
[11 empty] | 4392079.0077 | May: 33891.3518; Jun: 17497.8; Jul: 51389.1518; Sept: 17568316.0306; Oct: 9882177.7672; Nov: 27450493.7979
[11 empty] | 7686138.2634 | May: 2818.5946; Jun: 1012.6444; Aug: Per month; Sept: 1406631.1145
[16 empty] | 3831.2391 |  |  | Apr~Jun | 1406631.1145 | 1525048.6718 | 2931679.7863 | 8795039.3589
[19 empty] | Jul~Sept | 1406631.1145 | 366006.584 | 1772637.6985 | 5317913.0955
[19 empty] | Oct~Dec | 1406631.1145 | 0 | 1406631.1145 | 4219893.3435
9117648
27450493.7979
0
[12 empty] | Sept: April; Oct: 2961716.9186; Nov: 2931679.7863; Dec: 30037.1323 | 31163.5247
[12 empty] | Sept: May; Oct: 2960402.5642; Nov: 2931679.7863; Dec: 28722.7779 | 29799.8821
[12 empty] | Sept: June; Oct: 3058859.6428; Nov: 2931679.7863; Dec: 127179.8565 | 131949.1011
[12 empty] | Sept: July; Oct: 3108126.4964; Nov: 1772637.6985; Dec: 1335488.7979 | 1385569.6278
[12 empty] | Sept: August; Oct: 2599057.3805; Nov: 1772637.6985; Dec: 826419.682 | 857410.4201
[12 empty] | Sept: September; Oct: 2878660.2917; Nov: 1772637.6985; Dec: 1106022.5932 | 1147498.4404
[12 empty] | Sept: October; Oct: 2573027.2229; Nov: 1406631.1145; Dec: 1166396.1083 | 1210135.9624
[12 empty] | Sept: November; Oct: 2557875.8644; Nov: 1406631.1145; Dec: 1151244.7499 | 1194416.428
[12 empty] | Sept: December; Oct: 2416060.7358; Nov: 1406631.1145; Dec: 1009429.6213 | 1047283.2321
[21 empty] | 25113787.1171 | 18332845.7979 | 6780941.3193
[20 empty] | 2013 kWh |  |  | 35775035.79
[20 empty] | 2014 Projection |  |  | 27450493.7979
[20 empty] | Reduction |  |  | -8324541.9921
[20 empty] | Accounts for discrepancy re; Q1 |  |  | -1543600.6729
Note on E15: 1) Feb.11/14 - upon review - in 2012, we billed account 191245/47238 (750 Scollard) and there's 93 kW/mth for sentinel lights from Feb~Aug - Cheryl to advise (who passed on to Cindy S.) 2) Feb.12/14 - Cindy S. advised that 3 remaining lights were left on site and Cheryl set-up this account with an incorrect decimal place - we've over billed - will speak with CT re; CX adjustment on finalled account 3) from prior investigation in Sept13 - 2 large accounts finalled - both are from Scollard St (hospital) at end of 2012 - large reduction in Sent Lights
Note on D16: Melissa Casson: Per Umar (Oct.3/13) - confirmed retrofit complete and 474 kW/mth
Note on K19: Melissa Casson: Originally 150kW between Fabrene and Arclin ~ dropped to 60 kW with loss of Arclin

## Weather Normal Values
HDD | 1989 | 1990 | 1991 | 1992 | 1993 | 1994 | 1995 | 1996 | 1997 | 1998 | 1999 | 2000 | 2001 | 2002 | 2003 | 2004 | 2005 | 2006 | 2007 | 2008 | 2009 | 2010 | 2011 | 2012 | 2013 | 10 year Avg | 20 yr trend
Jan | 867.4 | 775.7 | 952.9 | 953.6 | 878.54 | 1199.5 | 831.4 | 997.3 | 1032.7 | 853.1 | 943.6 | 972 | 883.3 | 799.5 | 1040.4 | 1121.6 | 1002.3 | 774.4 | 883.4 | 803.7 | 1046.1 | 887.4 | 984.2 | 855.4 | 892.8 | 925.13 | 878.6765
Feb | 873 | 792 | 732.2 | 861 | 909.34 | 891.8 | 880.6 | 874.1 | 823.5 | 618.3 | 690.8 | 758.8 | 813.7 | 770.7 | 908.9 | 780.5 | 736.3 | 819.9 | 909.1 | 840.1 | 773.1 | 753 | 798.2 | 717.6 | 801.4 | 792.92 | 775.1445
Mar | 788.6 | 659 | 662.5 | 815.9 | 640.66 | 688.1 | 631.1 | 774.6 | 779.3 | 656.9 | 672.5 | 570.8 | 709.6 | 756.4 | 732.2 | 647.1 | 739.1 | 666.4 | 691 | 762.1 | 671.1 | 501.3 | 742.1 | 510.4 | 685.2 | 661.58 | 638.2287
Apr | 507 | 406 | 362.4 | 499.6 | 408.28 | 456.7 | 524.3 | 516.3 | 455.4 | 351.1 | 383.7 | 435.7 | 387.2 | 443.6 | 513.9 | 454.7 | 378.9 | 368.2 | 426.6 | 345.5 | 421.4 | 314.5 | 443.5 | 425.7 | 496.25 | 407.525 | 394.0327
May | 200.6 | 255 | 159 | 233.7 | 214.58 | 240.8 | 215 | 268.8 | 333.4 | 83.2 | 135.9 | 201.1 | 155.5 | 304 | 208.3 | 257.5 | 214.9 | 162.8 | 189 | 261 | 257.1 | 147.7 | 175.1 | 138.2 | 198.95 | 200.225 | 180.1942
Jun | 87.1 | 86.3 | 44.1 | 119.7 | 85.4 | 62 | 54.2 | 47.1 | 30.7 | 88.7 | 50.6 | 104.1 | 59.5 | 83.6 | 64.5 | 104 | 32 | 53 | 71.1 | 53.8 | 85.2 | 71.2 | 65.7 | 50.5 | 102.55 | 68.905 | 76.4261
Jul | 18.3 | 30.2 | 19.5 | 84.9 | 10.75 | 16.1 | 30.1 | 34.9 | 35.9 | 23.3 | 17.9 | 48.4 | 53.1 | 18.2 | 16.1 | 25.1 | 13.7 | 9.4 | 34.2 | 11.5 | 46.3 | 11 | 2.9 | 2.2 | 39.15 | 19.545 | 16.1108
Aug | 61.9 | 39.9 | 37.2 | 84.2 | 21.94 | 80.9 | 30.1 | 31.3 | 77.4 | 22.6 | 56.3 | 51.5 | 17.9 | 22 | 32.9 | 75.6 | 18.8 | 50.8 | 36.8 | 35.7 | 60.9 | 29.4 | 16.7 | 27 | 49 | 40.07 | 31.0531
Sep | 166.9 | 200.2 | 210.5 | 183.44 | 238.96 | 139.7 | 222.6 | 126.5 | 167.9 | 140.1 | 114.9 | 195.9 | 161.2 | 89.1 | 111.8 | 103.5 | 85.4 | 183.8 | 110 | 151 | 126.2 | 177.3 | 116.4 | 163 | 181.75 | 139.835 | 138.3939
Oct | 340.2 | 380.6 | 362.3 | 427.7 | 490.16 | 310.4 | 316.5 | 373.2 | 359.8 | 347.6 | 396.7 | 336.8 | 341.5 | 438.3 | 376.6 | 326.3 | 300 | 401.4 | 262 | 381.4 | 409.4 | 369.8 | 295.3 | 331 | 321.95 | 339.855 | 343.5741
Nov | 683 | 541.9 | 577 | 590.7 | 648.29 | 509 | 700.4 | 645.9 | 598 | 527 | 504.5 | 552.7 | 457.5 | 627.7 | 523.7 | 537.2 | 558.2 | 496.8 | 588.7 | 559.4 | 453.8 | 526.1 | 464.8 | 549.7 | 625.75 | 536.045 | 515.3025
Dec | 1110.5 | 797.7 | 847.6 | 563.1 | 823.9 | 710.3 | 934.6 | 724.2 | 790.4 | 723.6 | 759 | 977.2 | 656.1 | 771.5 | 762.2 | 896.5 | 831.8 | 674.9 | 833.8 | 869.7 | 824.4 | 812.9 | 751.1 | 770.6 | 964.3 | 823 | 838.6556
[11 empty] | 4726.4 | 5205 | 4696.1 | 5124.6 | 5291.5 | 5329.6 | 4911.4 | 4661.8 | 5035.7 | 5074.9 | 5175 | 4601.6 | 4856 | 4541.3 | 5359.05 | 4954.635 | 4825.7928
CDD
Jan | 0 | 0 | 0 | 0 | 0 | 0 | 0 | 0 | 0 | 0 | 0 | 0 | 0 | 0 | 0 | 0 | 0 | 0 | 0 | 0 | 0 | 0 | 0 | 0 | 0 | 0 | 0
Feb | 0 | 0 | 0 | 0 | 0 | 0 | 0 | 0 | 0 | 0 | 0 | 0 | 0 | 0 | 0 | 0 | 0 | 0 | 0 | 0 | 0 | 0 | 0 | 0 | 0 | 0 | 0
Mar | 0 | 0 | 0 | 0 | 0 | 0 | 0 | 0 | 0 | 0 | 0 | 0 | 0 | 0 | 0 | 0 | 0 | 0 | 0 | 0 | 0 | 0 | 0 | 0.7 | 0 | 0.07 | 0.13789
Apr | 0 | 12.3 | 0 | 0 | 0 | 0 | 0 | 0 | 0 | 0 | 0 | 0 | 0 | 0.5 | 0 | 0 | 0 | 0 | 0 | 0.4 | 0.09 | 0.1 | 0 | 0 | 0 | 0.059 | 0.092459
May | 6 | 15 | 14.8 | 2.5 | 4 | 2.2 | 0.5 | 0 | 0 | 9.9 | 16.1 | 2.8 | 3.7 | 0.8 | 0.7 | 4.1 | 0.9 | 14.5 | 15.1 | 0 | 0 | 29.2 | 6.9 | 13.8 | 9.7 | 9.42 | 12.9582
Jun | 25.6 | 46.7 | 39.1 | 7.5 | 4.4 | 36.1 | 65.7 | 20.1 | 47.1 | 52.6 | 58.2 | 11.3 | 38.1 | 34.1 | 27.4 | 7.7 | 75.7 | 31.7 | 55.8 | 26.2 | 34.1 | 7.1 | 22.2 | 49.1 | 15 | 32.46 | 24.7103
Jul | 75.6 | 45.5 | 66.9 | 4.3 | 56.18 | 45.7 | 56.5 | 20.2 | 51 | 44.3 | 80.4 | 30.6 | 62.5 | 74.1 | 37.4 | 41 | 103 | 81.4 | 44.6 | 38.3 | 13.6 | 90.4 | 85.4 | 78.3 | 52.8 | 62.88 | 70.0802
Aug | 35.3 | 4.3 | 49.8 | 14.3 | 58.91 | 6.1 | 59.6 | 35.8 | 10.6 | 57.9 | 23.2 | 24.2 | 79 | 62.6 | 60.7 | 20.5 | 66.5 | 25.4 | 48.9 | 21.7 | 35.6 | 69.7 | 45.9 | 44.9 | 23.45 | 40.255 | 46.4488
Sep | 6 | 0 | 4.9 | 1.7 | 0 | 2.4 | 0 | 21.6 | 0 | 1.7 | 28.3 | 5.7 | 11.8 | 30.2 | 9.1 | 19.8 | 17.3 | 0.1 | 13.7 | 6.9 | 4.9 | 11.8 | 17.9 | 12.4 | 1.65 | 10.645 | 11.7838
Oct | 0 | 0 | 0 | 0 | 0 | 0 | 0.7 | 0 | 0.2 | 0 | 0 | 0 | 0 | 2.2 | 0.4 | 0 | 7.3 | 0 | 0 | 0.7 | 0 | 0 | 1.5 | 0 | 0 | 0.95 | 0.90248
Nov | 0 | 0 | 0 | 0 | 0 | 0 | 0 | 0 | 0 | 0 | 0 | 0 | 0 | 0 | 0 | 0 | 0 | 0 | 0 | 0 | 0 | 0 | 0 | 0 | 0 | 0 | 0
Dec | 0 | 0 | 0 | 0 | 0 | 0 | 0 | 0 | 0 | 0 | 0 | 0 | 0 | 0 | 0 | 0 | 0 | 0 | 0 | 0 | 0 | 0 | 0 | 0 | 0 | 0 | 0
[11 empty] | 206.2 | 74.6 | 195.1 | 204.5 | 135.7 | 93.1 | 270.7 | 153.1 | 178.1 | 94.2 | 88.29 | 208.3 | 179.8 | 199.2 | 102.6 | 156.739 | 167.114