## Summary
Niagara Peninsula Energy Weather Normal Load Forecast for 2015 Rate Application
| 2000 Actual | 2001 Actual | 2002 Actual | 2003 Actual | 2004 Actual | 2005 Actual | 2006 Actual | 2007 Actual | 2008 Actual | 2009 Actual | 2010 Actual | 2011 Actual | 2012 Actual | 2013 Actual | 2014 Weather Normal | 2015 Weather Normal | 2014 Originally filed | 2015 Originally filed
Actual kWh Purchases | 0 | 0 | 1162710673.7804 | 1152043160.1684 | 1205241073.8282 | 1272191338.9746 | 1248057839.7213 | 1283916366.3514 | 1247356069.218 | 1216807819.4733 | 1264714636.9492 | 1266311662.4233 | 1260789450.8993 | 1250000079.5233
Predicted kWh Purchases with loss | 1059935867.0983 | 1068597980.5626 | 1162659625.1098 | 1167424417.2294 | 1182059128.7652 | 1271249538.0603 | 1249612438.2486 | 1272270121.8899 | 1258435346.111 | 1227626631.202 | 1259066299.6006 | 1267897960.7042 | 1272267672.0085 | 1239570992.3813 | 1242017209.4663 | 1268921953.906
% Difference |  |  | -0.00439% | 1.335% | -1.923% | -0.07403% | 0.1246% | -0.9071% | 0.8882% | 0.8891% | -0.4466% | 0.1253% | 0.9104% | -0.8343%
Predicted without loss | [14 empty] | 1190583981.4669 | 1216368072.0475
Loss | [14 empty] | 51433227.9994 | 52553881.8585
Loss Factor based on predicted kWh | [13 empty] | 1250965044.3833 | 0.0432 | 0.043206
-964964.86
Billed kWh Weather Normalized with CDM | 0 | 0 | 0 | 1108347420.2106 | 1135405804.1076 | 1208894249.4506 | 1184184646.7744 | 1220452819.8678 | 1188897732 | 1161778118 | 1193712076.1827 | 1232998827 | 1214015314.2603 | 1202305265 | 1189969991.8925 | 1208063402.0835
Loss Factor | [14 empty] | 1.0432 | 1.0432
Loss | [14 empty] | 51433227.9994 | 52553881.8585
CDM Difference | [14 empty] | 613989.5744 | 8304669.964
By Class
Residential
Customers | 0 | 0 | 40624 | 42507 | 42859 | 43068 | 43724 | 44325 | 44955 | 45760.7971 | 45839.7971 | 45996.462 | 45871.0007 | 46274.0115 | 46668.605 | 47066.5634
kWh | 0 | 0 | 0 | 418838011.9736 | 404285804.099 | 463562202.487 | 450017939.3267 | 462721167.9574 | 450470689.5 | 438952917.5 | 451343387.2824 | 418849931 | 414592237 | 412298278 | 403803143.2844 | 407092792.3438 | 402178821 | 399166843
GS<50
Customers | 0 | 0 | 4171 | 3982 | 4033 | 4437 | 4438 | 4339 | 4260 | 4256.623 | 4356.7856 | 4306.7266 | 4259.8898 | 4315.4555 | 4350.2997 | 4385.4253
kWh | 0 | 0 | 0 | 126366945.1775 | 122937632.9665 | 125194926.2388 | 122020708.4167 | 125994115.1778 | 122663803.5 | 119930975.5 | 121294613.5087 | 129680926 | 125465897 | 124179905 | 121349037.4146 | 121037128.6904 | 120510242 | 118740733
GS>50
Customers | 0 | 0 | 796 | 864 | 819 | 802 | 871 | 853 | 847 | 852.2249 | 851 | 858.5123 | 855.1845 | 862.7339 | 862.6074 | 862.4809
kWh | 0 | 0 | 0 | 553710684.7088 | 598431000.7987 | 609950002.1269 | 601216533.3463 | 622092059.277 | 605669659 | 592972281 | 611065861.6087 | 675128624 | 664095955 | 655968805 | 654912816.5035 | 669981013.46 | 651859447 | 657957068
kW | 0 | 0 | 1529263 | 1573551 | 1673046 | 1719941 | 1777691 | 1884479 | 1735816 | 1753191 | 1769836 | 1793543.4188 | 1761221.4537 | 1721553.9693 | 1731829.34 | 1771675.1713 | 1723755 | 1739879
Large User
Customers | 0 | 0 | 0 | 2e-07 | 2e-07 | 2e-07 | 2e-07 | 2e-07 | 0 | 0 | 0 | 0 | 0 | 0 | 0 | 0
kWh | 0 | 0 | 0 | 0 | 0 | 0 | 0 | 0 | 0 | 0 | 0 | 0 | 0 | 0 | 0 | 0
kW | 0 | 0 | 0 | 0 | 0 | 0 | 0 | 0 | 0 | 0 | 0 | 0 | 0 | 0 | 0 | 0
Sentinels
Connections | 0 | 0 | 582 | 582 | 602 | 522 | 594 | 569 | 564.2574 | 565.5177 | 417 | 369.0708 | 343.2164 | 337.4585 | 319.5583 | 302.6076
kWh | 0 | 0 | 0 | 298684.5771 | 299221.7421 | 336742.5535 | 317191.457 | 295242.5843 | 286832 | 294273 | 293544.0982 | 246192 | 267435.2603 | 265619 | 262520.8316 | 259458.8001 | 262521 | 259459
kW | 0 | 0 | 956 | 968 | 933 | 892 | 831 | 825 | 733 | 695 | 653 | 679.4791 | 720.8667 | 716.2304 | 713.3474 | 705.027 | 713 | 705
Streetlights
Connections | 0 | 0 | 11157 | 11358 | 11588 | 11752 | 11807 | 11933 | 11986 | 12136.4996 | 12334.4604 | 12539.6667 | 12507.1667 | 12702 | 12844.8528 | 12989.3123
kWh | 0 | 0 | 0 | 6713622.351 | 7027057.9585 | 7458446.3497 | 8236753.7636 | 7023291.2978 | 7504236 | 7271510 | 7368898.1739 | 7294838 | 7329519 | 7344781 | 7411072.2162 | 7477961.7518 | 7411072 | 7477962
kW | 0 | 0 | 17456 | 17588 | 19480 | 19789 | 19932 | 20188 | 20371 | 20319 | 19656 | 20391.458 | 21037.359 | 20808.5758 | 20994.7306 | 21184.2211 | 20995 | 21184
USL
Connections | 0 | 0 | 419 | 422 | 422 | 422 | 422 | 440 | 444.9505 | 454 | 465 | 424.0555 | 383.5415 | 421.6058 | 421.5664 | 421.527
kWh | 0 | 0 | 0 | 2419471.4225 | 2425086.5427 | 2391929.6946 | 2375520.4641 | 2326943.5736 | 2302512 | 2356161 | 2345771.5108 | 1798316 | 2264271 | 2247877 | 2231401.6423 | 2215047.0374 | 2231402 | 2215047
Total of Above
Customer/Connections | 0 | 0 | 57749 | 59715 | 60323 | 61003 | 61856 | 62459 | 63057.2079 | 64025.6622 | 64264.0431 | 64494.4939 | 64219.9995 | 64913.2652 | 65467.4897 | 66027.9165
kWh | 0 | 0 | 0 | 1108347420.2106 | 1135405804.1076 | 1208894249.4506 | 1184184646.7744 | 1220452819.8678 | 1188897732 | 1161778118 | 1193712076.1827 | 1232998827 | 1214015314.2603 | 1202305265 | 1189969991.8925 | 1208063402.0835 | 1184453505 | 1185817112 | 5516486.8925 | 22246290.0835
kW from applicable classes | 0 | 0 | 1547675 | 1592107 | 1693459 | 1740622 | 1798454 | 1905492 | 1756920 | 1774205 | 1790145 | 1814614.3558 | 1782979.6793 | 1743078.7755 | 1753537.4179 | 1793564.4193 | 1745463 | 1761768
Total from Model | [18 empty] | 0.4657%
Customer/Connections |  |  |  | 59715 | 60323 | 61003 | 61856 | 62459 | 63057.2079 | 64025.6622 | 64264.0431 | 64494.4939 | 64219.9995 | 64913.2652 | 65467.4897 | 66027.9165
kWh |  |  |  | 1108347420.2106 | 1135405804.1076 | 1208894249.4506 | 1184184646.7744 | 1220452819.8678 | 1188897732 | 1161778118 | 1193712076.1827 | 1232998827 | 1214015314.2603 | 1202305265 | 1189969991.8925 | 1208063402.0835
kW from applicable classes |  |  |  | 1592107 | 1693459 | 1740622 | 1798454 | 1905492 | 1756920 | 1774205 | 1790145 | 1814614.3558 | 1782979.6793 | 1743078.7755 | 1753537.4179 | 1793564.4193
Check should all be zero
Customer/Connections | 0 | 0 |  | 0 | 0 | 0 | 0 | 0 | 0 | 0 | 0 | 0 | 0 | 0 | 0 | 0
kWh | 0 | 0 |  | 0 | 0 | 0 | 0 | 0 | 0 | 0 | 0 | 0 | 0 | 0 | 0 | 0
kW from applicable classes | 0 | 0 |  | 0 | 0 | 0 | 0 | 0 | 0 | 0 | 0 | 0 | 0 | 0 | 0 | 0
|  |  | 2002 | 2003 | 2004 | 2005 | 2006 | 2007 | 2008 | 2009 | 2010 | 2011 | 2012 | 2013
Actual |  |  | 1162.7107 | 1152.0432 | 1205.2411 | 1272.1913 | 1248.0578 | 1283.9164 | 1247.3561 | 1216.8078 | 1264.7146 | 1266.3117 | 1260.7895 | 1250.0001
Predicted |  |  | 1162.6596 | 1167.4244 | 1182.0591 | 1271.2495 | 1249.6124 | 1272.2701 | 1258.4353 | 1227.6266 | 1259.0663 | 1267.898 | 1272.2677 | 1239.571

## Details of 2014 2015 Predicted
Drivers of Differences 2015 over 2014 Predicted kWh
|  | Jan | Feb | Mar | Apr | May | Jun | Jul | Aug | Sep | Oct | Nov | Dec | Total
| 2015 Predicted kWh | 110483949.0399 | 101054395.8972 | 103220370.4825 | 96284958.0297 | 97529954.4222 | 106589785.2063 | 124819609.178 | 122191497.4783 | 99218061.172 | 98240162.1532 | 98260067.2594 | 111029143.5873 | 1268921953.906
| 2014 Predicted kWh | 110382555.1279 | 98650431.67 | 100809865.4548 | 93867912.2014 | 95106367.7934 | 104159657.777 | 122382940.9482 | 119748288.448 | 96768311.3412 | 95783871.5219 | 95797235.8275 | 108559771.3549 | 1242017209.4663
| Difference (kWh) | 101393.912 | 2403964.2272 | 2410505.0277 | 2417045.8282 | 2423586.6287 | 2430127.4293 | 2436668.2298 | 2443209.0303 | 2449749.8308 | 2456290.6313 | 2462831.4319 | 2469372.2324 | 26904744.4397
HDD | 2015 value | 625.6917 | 568.0167 | 501.2917 | 325.075 | 173.8833 | 32.7917 | 0.89167 | 1.65 | 30.45 | 202.9167 | 361.2333 | 551.4075 | 3375.2992
| 2014 value | 625.6917 | 568.0167 | 501.2917 | 325.075 | 173.8833 | 32.7917 | 0.89167 | 1.65 | 30.45 | 202.9167 | 361.2333 | 551.4075 | 3375.2992
| Difference | 0 | 0 | 0 | 0 | 0 | 0 | 0 | 0 | 0 | 0 | 0 | 0 | 0
| Regression Coefficient | 23739.912 | 23739.912 | 23739.912 | 23739.912 | 23739.912 | 23739.912 | 23739.912 | 23739.912 | 23739.912 | 23739.912 | 23739.912 | 23739.912
| Impact on forecast (kWh) | 0 | 0 | 0 | 0 | 0 | 0 | 0 | 0 | 0 | 0 | 0 | 0 | 0
CDD | 2015 value | 0 | 0 | 0 | 0.041667 | 9.1333 | 60.9833 | 143.4833 | 128.925 | 47.3667 | 5.075 | 0 | 0 | 395.0083
| 2014 value | 0 | 0 | 0 | 0.041667 | 9.1333 | 60.9833 | 143.4833 | 128.925 | 47.3667 | 5.075 | 0 | 0 | 395.0083
| Difference | 0 | 0 | 0 | 0 | 0 | 0 | 0 | 0 | 0 | 0 | 0 | 0 | 0
| Regression Coefficient | 192796.2845 | 192796.2845 | 192796.2845 | 192796.2845 | 192796.2845 | 192796.2845 | 192796.2845 | 192796.2845 | 192796.2845 | 192796.2845 | 192796.2845 | 192796.2845
| Impact on forecast (kWh) | 0 | 0 | 0 | 0 | 0 | 0 | 0 | 0 | 0 | 0 | 0 | 0 | 0
GDP | 2015 value | 149.6137 | 149.9124 | 150.211 | 150.5096 | 150.8083 | 151.1069 | 151.4055 | 151.7042 | 152.0028 | 152.3014 | 152.6 | 152.8987 | 1815.0746
| 2014 value | 146.2378 | 146.5176 | 146.7973 | 147.0771 | 147.3568 | 147.6366 | 147.9164 | 148.1961 | 148.4759 | 148.7556 | 149.0354 | 149.3151 | 1773.3177
| Difference | 3.3759 | 3.3948 | 3.4137 | 3.4325 | 3.4514 | 3.4703 | 3.4892 | 3.5081 | 3.5269 | 3.5458 | 3.5647 | 3.5836 | 41.7569
| Regression Coefficient | 346491.265 | 346491.265 | 346491.265 | 346491.265 | 346491.265 | 346491.265 | 346491.265 | 346491.265 | 346491.265 | 346491.265 | 346491.265 | 346491.265
| Impact on forecast (kWh) | 1169724.3978 | 1176265.1983 | 1182805.9988 | 1189346.7993 | 1195887.5998 | 1202428.4003 | 1208969.2009 | 1215510.0014 | 1222050.8019 | 1228591.6024 | 1235132.4029 | 1241673.2035 | 14468385.6073
# Days in Month | 2015 value | 31 | 28 | 31 | 30 | 31 | 30 | 31 | 31 | 30 | 31 | 30 | 31 | 365
| 2014 value | 31 | 28 | 31 | 30 | 31 | 30 | 31 | 31 | 30 | 31 | 30 | 31 | 365
| Difference | 0 | 0 | 0 | 0 | 0 | 0 | 0 | 0 | 0 | 0 | 0 | 0 | 0
| Regression Coefficient | 2920755.5871 | 2920755.5871 | 2920755.5871 | 2920755.5871 | 2920755.5871 | 2920755.5871 | 2920755.5871 | 2920755.5871 | 2920755.5871 | 2920755.5871 | 2920755.5871 | 2920755.5871
| Impact on forecast (kWh) | 0 | 0 | 0 | 0 | 0 | 0 | 0 | 0 | 0 | 0 | 0 | 0 | 0
CDM kWh Saved | 2015 value | 2483464.9081 | 2372870.315 | 2372870.315 | 2372870.315 | 2372870.315 | 2372870.315 | 2372870.315 | 2372870.315 | 2372870.315 | 2372870.315 | 2372870.315 | 2372870.315 | 28585038.373
| 2014 value | 2124894.57 | 2483464.9081 | 2483464.9081 | 2483464.9081 | 2483464.9081 | 2483464.9081 | 2483464.9081 | 2483464.9081 | 2483464.9081 | 2483464.9081 | 2483464.9081 | 2483464.9081 | 29443008.5587
| Difference | 358570.3381 | -110594.5931 | -110594.5931 | -110594.5931 | -110594.5931 | -110594.5931 | -110594.5931 | -110594.5931 | -110594.5931 | -110594.5931 | -110594.5931 | -110594.5931 | -857970.1856
| Regression Coefficient | -4.8939 | -4.8939 | -4.8939 | -4.8939 | -4.8939 | -4.8939 | -4.8939 | -4.8939 | -4.8939 | -4.8939 | -4.8939 | -4.8939
| Impact on forecast (kWh) | -1754794.5821 | 541234.9325 | 541234.9325 | 541234.9325 | 541234.9325 | 541234.9325 | 541234.9325 | 541234.9325 | 541234.9325 | 541234.9325 | 541234.9325 | 541234.9325 | 4198789.6756
Spring/Fall | 2015 value | 0 | 0 | 1 | 1 | 1 | 0 | 0 | 0 | 1 | 1 | 1 | 0 | 6
| 2014 value | 0 | 0 | 1 | 1 | 1 | 0 | 0 | 0 | 1 | 1 | 1 | 0 | 6
| Difference | 0 | 0 | 0 | 0 | 0 | 0 | 0 | 0 | 0 | 0 | 0 | 0 | 0
| Regression Coefficient | -5172924.6587 | -5172924.6587 | -5172924.6587 | -5172924.6587 | -5172924.6587 | -5172924.6587 | -5172924.6587 | -5172924.6587 | -5172924.6587 | -5172924.6587 | -5172924.6587 | -5172924.6587
| Impact on forecast (kWh) | 0 | 0 | 0 | 0 | 0 | 0 | 0 | 0 | 0 | 0 | 0 | 0 | 0
Population | 2015 value | 136625.8643 | 136671.6605 | 136717.4566 | 136763.2527 | 136809.0488 | 136854.845 | 136900.6411 | 136946.4372 | 136992.2333 | 137038.0295 | 137083.8256 | 137129.6217 | 1642532.9163
| 2014 value | 136076.3109 | 136122.107 | 136167.9031 | 136213.6992 | 136259.4953 | 136305.2915 | 136351.0876 | 136396.8837 | 136442.6798 | 136488.476 | 136534.2721 | 136580.0682 | 1635938.2744
| Difference | 549.5535 | 549.5535 | 549.5535 | 549.5535 | 549.5535 | 549.5535 | 549.5535 | 549.5535 | 549.5535 | 549.5535 | 549.5535 | 549.5535 | 6594.6419
| Regression Coefficient | 1249.1306 | 1249.1306 | 1249.1306 | 1249.1306 | 1249.1306 | 1249.1306 | 1249.1306 | 1249.1306 | 1249.1306 | 1249.1306 | 1249.1306 | 1249.1306
| Impact on forecast (kWh) | 686464.0964 | 686464.0964 | 686464.0964 | 686464.0964 | 686464.0964 | 686464.0964 | 686464.0964 | 686464.0964 | 686464.0964 | 686464.0964 | 686464.0964 | 686464.0964 | 8237569.1567
Peak Hours | 2015 value | 320 | 304 | 368 | 320 | 320 | 352 | 336 | 336 | 336 | 320 | 336 | 368 | 4016
| 2014 value | 320 | 304 | 368 | 320 | 320 | 352 | 336 | 336 | 336 | 320 | 336 | 368 | 4016
| Difference | 0 | 0 | 0 | 0 | 0 | 0 | 0 | 0 | 0 | 0 | 0 | 0 | 0
| Regression Coefficient | 0 | 0 | 0 | 0 | 0 | 0 | 0 | 0 | 0 | 0 | 0 | 0
| Impact on forecast (kWh) | 0 | 0 | 0 | 0 | 0 | 0 | 0 | 0 | 0 | 0 | 0 | 0 | 0
Total Impact on Forecast (kWh) |  | 101393.912 | 2403964.2272 | 2410505.0277 | 2417045.8282 | 2423586.6287 | 2430127.4293 | 2436668.2298 | 2443209.0303 | 2449749.8308 | 2456290.6313 | 2462831.4319 | 2469372.2324 | 26904744.4397

## Purchased Power Model
[9 empty] | Updated |  | 0.0563 |  | 2011 Rate App
| Purchased | Embedded Generation | Load Transfers | Total | Heating Degree Days | Cooling Degree Days | Ontario Real GDP Monthly % | Number of Days in Month | CDM kWh Saved in month | Spring Fall Flag | Population | Number of Peak Hours | CDM kWh Saved in month | Predicted Purchases | Variances (kWh) | % Variance | SUMMARY OUTPUT
1996-01-01 | 0 |  |  | 0 | 719.2 | 0 | 94.7153 | 31 |  | 0 | 119960.8142 | 352 |  | 85018913.9689
1996-02-01 | 0 |  |  | 0 | 648.2 | 0 | 94.8007 | 29 |  | 0 | 120042.5496 | 336 |  | 77623572.5321 |  |  | Regression Statistics
1996-03-01 | 0 |  |  | 0 | 618.5 | 0 | 94.8863 | 31 |  | 1 | 120124.2849 | 336 |  | 77718813.8562 |  |  | Multiple R | 0.97355
1996-04-01 | 0 |  |  | 0 | 360.6 | 0 | 94.9719 | 30 |  | 1 | 120206.0203 | 336 |  | 68807291.8997 |  |  | R Square | 0.94779
1996-05-01 | 0 |  |  | 0 | 240.4 | 3.2 | 95.0575 | 31 |  | 1 | 120287.7556 | 352 |  | 69623241.8599 |  |  | Adjusted R Square | 0.9451
1996-06-01 | 0 |  |  | 0 | 37.3 | 21.9 | 95.1433 | 30 |  | 0 | 120369.491 | 320 |  | 70790935.7918 |  |  | Standard Error | 2506965.2254
1996-07-01 | 0 |  |  | 0 | 2.6 | 72.1 | 95.2291 | 31 |  | 0 | 120451.2263 | 352 |  | 82698127.1775 |  |  | Observations | 144
1996-08-01 | 0 |  |  | 0 | 0.4 | 115.4 | 95.315 | 31 |  | 0 | 120532.9616 | 336 |  | 91125842.5799
1996-09-01 | 0 |  |  | 0 | 56 | 34.8 | 95.401 | 30 |  | 1 | 120614.697 | 320 |  | 68944611.8554 |  |  | ANOVA
1996-10-01 | 0 |  |  | 0 | 228.3 | 1.4 | 95.4871 | 31 |  | 1 | 120696.4323 | 352 |  | 69648276.1923 |  |  |  | df | SS | MS | F | Significance F
1996-11-01 | 0 |  |  | 0 | 468.9 | 0 | 95.5732 | 30 |  | 1 | 120778.1677 | 320 |  | 72301373.3452 |  |  | Regression | 7 | 15516677838109700 | 2216668262587100 | 352.6989 | 6.8679e-84
1996-12-01 | 0 |  |  | 0 | 496.2 | 0 | 95.6594 | 31 |  | 0 | 120859.903 | 320 |  | 81175124.8329 |  |  | Residual | 136 | 854742951251887 | 6.2849e+12
1997-01-01 | 0 |  |  | 0 | 606.3 | 0 | 96.0138 | 31 |  | 0 | 120947.9384 | 352 |  | 84021654.1648 |  |  | Total | 143 | 16371420789361600
1997-02-01 | 0 |  |  | 0 | 503.8 | 0 | 96.3696 | 28 |  | 0 | 121035.9737 | 320 |  | 73059266.3969
1997-03-01 | 0 |  |  | 0 | 500.5 | 0 | 96.7266 | 31 |  | 1 | 121124.0091 | 304 |  | 76803943.3889 |  |  |  | Coefficients | Standard Error | t Stat | P-value | Lower 95% | Upper 95% | Lower 95.0% | Upper 95.0%
1997-04-01 | 0 |  |  | 0 | 320.9 | 0 | 97.0849 | 30 |  | 1 | 121212.0444 | 352 |  | 69853634.534 |  |  | Intercept | -205263007.6197 | 30886389.0722 | -6.6457 | 6.6891e-10 | -266342719.1785 | -144183296.0609 | -266342719.1785 | -144183296.0609
1997-05-01 | 0 |  |  | 0 | 259.3 | 0 | 97.4446 | 31 |  | 1 | 121300.0798 | 336 |  | 71546606.4841 |  |  | Heating Degree Days | 23739.912 | 1552.1883 | 15.2945 | 2.4061e-31 | 20670.3653 | 26809.4586 | 20670.3653 | 26809.4586
1997-06-01 | 0 |  |  | 0 | 39.4 | 64.4 | 97.8056 | 30 |  | 0 | 121388.1151 | 336 |  | 81229506.2981 |  |  | Cooling Degree Days | 192796.2845 | 7598.9542 | 25.3714 | 2.0163e-53 | 177768.8908 | 207823.6782 | 177768.8908 | 207823.6782
1997-07-01 | 0 |  |  | 0 | 9.7 | 94.1 | 98.168 | 31 |  | 0 | 121476.1505 | 352 |  | 89406756.2461 |  |  | Ontario Real GDP Monthly % | 346491.265 | 130115.6843 | 2.6629 | 0.0086808 | 89179.5914 | 603802.9387 | 89179.5914 | 603802.9387
1997-08-01 | 0 |  |  | 0 | 9 | 58.5 | 98.5317 | 31 |  | 0 | 121564.1858 | 320 |  | 82762575.83 |  |  | Number of Days in Month | 2920755.5871 | 268862.9236 | 10.8634 | 3.5299e-20 | 2389062.8152 | 3452448.359 | 2389062.8152 | 3452448.359
1997-09-01 | 0 |  |  | 0 | 48.7 | 18.3 | 98.8967 | 30 |  | 1 | 121652.2211 | 336 |  | 68097411.5773 |  |  | CDM kWh Saved in month | -4.8939 | 0.6568 | -7.4511 | 9.6857e-12 | -6.1927 | -3.595 | -6.1927 | -3.595
1997-10-01 | 0 |  |  | 0 | 221.5 | 2.1 | 99.2631 | 31 |  | 1 | 121740.2565 | 352 |  | 72234044.8706 |  |  | Spring Fall Flag | -5172924.6587 | 573235.5289 | -9.0241 | 1.5307e-15 | -6306532.7564 | -4039316.561 | -6306532.7564 | -4039316.561
1997-11-01 | 0 |  |  | 0 | 384.9 | 0 | 99.6309 | 30 |  | 1 | 121828.2918 | 304 |  | 73024909.7686 |  |  | Population | 1249.1306 | 337.7175 | 3.6987 | 0.00031348 | 581.2738 | 1916.9875 | 581.2738 | 1916.9875
1997-12-01 | 0 |  |  | 0 | 490 | 0 | 100 | 31 |  | 0 | 121916.3272 | 336 |  | 83851517.9124
1998-01-01 | 0 |  |  | 0 | 524.9 | 0 | 100.3925 | 31 |  | 0 | 122004.3625 | 336.288 |  | 84926021.7679
1998-02-01 | 0 |  |  | 0 | 462.9 | 0 | 100.7866 | 28 |  | 0 | 122092.3979 | 319.872 |  | 74938395.3058
1998-03-01 | 0 |  |  | 0 | 462.3 | 5.5 | 101.1823 | 31 |  | 1 | 122180.4332 | 351.912 |  | 79820923.8752
1998-04-01 | 0 |  |  | 0 | 258.9 | 0 | 101.5794 | 30 |  | 1 | 122268.4686 | 336.24 |  | 71258679.5931
1998-05-01 | 0 |  |  | 0 | 107.6 | 16.8 | 101.9782 | 31 |  | 1 | 122356.5039 | 319.92 |  | 74074693.2667
1998-06-01 | 0 |  |  | 0 | 47.6 | 92.2 | 102.3785 | 30 |  | 0 | 122444.5393 | 352.08 |  | 89687979.0018
1998-07-01 | 0 |  |  | 0 | 0 | 127.8 | 102.7804 | 31 |  | 0 | 122532.5746 | 351.912 |  | 98591478.5139
1998-08-01 | 0 |  |  | 0 | 0 | 135.6 | 103.1838 | 31 |  | 0 | 122620.61 | 319.92 |  | 100345052.1522
1998-09-01 | 0 |  |  | 0 | 14.1 | 64 | 103.5889 | 30 |  | 1 | 122708.6453 | 336.24 |  | 79032202.0749
1998-10-01 | 0 |  |  | 0 | 157 | 0.3 | 103.9955 | 31 |  | 1 | 122796.6806 | 336.288 |  | 73315130.05
1998-11-01 | 0 |  |  | 0 | 340.5 | 0 | 104.4037 | 30 |  | 1 | 122884.716 | 336.24 |  | 74944224.7855
1998-12-01 | 0 |  |  | 0 | 466.2 | 0 | 104.8136 | 31 |  | 0 | 122972.7513 | 336.288 |  | 86273982.5734
1999-01-01 | 0 |  |  | 0 | 671.9 | 0 | 105.4482 | 31 |  | 0 | 123060.7867 | 319.92 |  | 91487140.489
1999-02-01 | 0 |  |  | 0 | 502.7 | 0 | 106.0867 | 28 |  | 0 | 123148.822 | 319.872 |  | 79039270.0312
1999-03-01 | 0 |  |  | 0 | 517.7 | 0 | 106.729 | 31 |  | 1 | 123236.8574 | 368.28 |  | 83317239.6634
1999-04-01 | 0 |  |  | 0 | 312.5 | 0 | 107.3752 | 30 |  | 1 | 123324.8927 | 336.24 |  | 75858930.5452
1999-05-01 | 0 |  |  | 0 | 137.3 | 14.1 | 108.0253 | 31 |  | 1 | 123412.9281 | 319.92 |  | 77674113.2829
1999-06-01 | 0 |  |  | 0 | 17.7 | 72.6 | 108.6794 | 30 |  | 0 | 123500.9634 | 352.08 |  | 88702167.5607
1999-07-01 | 0 |  |  | 0 | 0.2 | 184.1 | 109.3374 | 31 |  | 0 | 123588.9988 | 336.288 |  | 113042228.6202
1999-08-01 | 0 |  |  | 0 | 1.6 | 91 | 109.9994 | 31 |  | 0 | 123677.0341 | 336.288 |  | 95465479.1154
1999-09-01 | 0 |  |  | 0 | 25.2 | 59.6 | 110.6655 | 30 |  | 1 | 123765.0695 | 336.24 |  | 82218995.0068
1999-10-01 | 0 |  |  | 0 | 201 | 1 | 111.3355 | 31 |  | 1 | 123853.1048 | 319.92 |  | 78357499.6489
1999-11-01 | 0 |  |  | 0 | 322.1 | 0 | 112.0096 | 30 |  | 1 | 123941.1401 | 352.08 |  | 78462391.632
1999-12-01 | 0 |  |  | 0 | 516 | 0 | 112.6878 | 31 |  | 0 | 124029.1755 | 336.288 |  | 91504195.5491
2000-01-01 | 0 |  |  | 0 | 662.5 | 0 | 113.2055 | 31 |  | 0 | 124117.2108 | 319.92 |  | 95271436.8883
2000-02-01 | 0 |  |  | 0 | 542.5 | 0 | 113.7256 | 29 |  | 0 | 124205.2462 | 336.168 |  | 86871304.5825
2000-03-01 | 0 |  |  | 0 | 426.9 | 0 | 114.248 | 31 |  | 1 | 124293.2815 | 368.28 |  | 85086553.4314
2000-04-01 | 0 |  |  | 0 | 337.1 | 0 | 114.7729 | 30 |  | 1 | 124381.3169 | 303.84 |  | 80325781.5619
2000-05-01 | 0 |  |  | 0 | 149.2 | 0 | 115.3002 | 31 |  | 1 | 124469.3522 | 351.912 |  | 79078470.9794
2000-06-01 | 0 |  |  | 0 | 44.8 | 33.1 | 115.8299 | 30 |  | 0 | 124557.3876 | 352.08 |  | 85527252.8602
2000-07-01 | 0 |  |  | 0 | 0.2 | 83.7 | 116.362 | 31 |  | 0 | 124645.4229 | 319.92 |  | 97439046.1401
2000-08-01 | 0 |  |  | 0 | 2.8 | 109.1 | 116.8966 | 31 |  | 0 | 124733.4583 | 351.912 |  | 102692988.3529
2000-09-01 | 0 |  |  | 0 | 60.3 | 50.3 | 117.4336 | 30 |  | 1 | 124821.4936 | 319.68 |  | 84923975.2703
2000-10-01 | 0 |  |  | 0 | 196.6 | 0 | 117.9731 | 31 |  | 1 | 124909.529 | 336.288 |  | 81679726.3456
2000-11-01 | 0 |  |  | 0 | 376.8 | 0 | 118.5151 | 30 |  | 1 | 124997.5643 | 352.08 |  | 83334660.2617
2000-12-01 | 0 |  |  | 0 | 628.6 | 0 | 119.0595 | 31 |  | 0 | 125085.5996 | 304.296 |  | 97704670.424
2001-01-01 | 0 |  |  | 0 | 621.5 | 0 | 119.2321 | 31 |  | 0 | 125173.635 | 351.912 |  | 97705861.1526
2001-02-03 | 0 |  |  | 0 | 530.3 | 0 | 119.4048 | 28 |  | 0 | 125261.6703 | 319.872 |  | 86948345.1412
2001-03-08 | 0 |  |  | 0 | 520.5 | 0 | 119.5779 | 31 |  | 1 | 125349.7057 | 351.912 |  | 90474953.57
2001-04-10 | 0 |  |  | 0 | 322.8 | 0 | 119.7511 | 30 |  | 1 | 125437.741 | 319.68 |  | 83030821.72
2001-05-13 | 0 |  |  | 0 | 129.4 | 2.2 | 119.9246 | 31 |  | 1 | 125525.7764 | 351.912 |  | 81954521.4856
2001-06-15 | 0 |  |  | 0 | 27.7 | 61 | 120.0984 | 30 |  | 0 | 125613.8117 | 336.24 |  | 93298941.4832
2001-07-18 | 0 |  |  | 0 | 1.8 | 91 | 120.2724 | 31 |  | 0 | 125701.8471 | 336.288 |  | 101558987.5769
2001-08-20 | 0 |  |  | 0 | 0 | 0 | 120.4467 | 31 |  | 0 | 125789.8824 | 351.912 |  | 84142146.9152
2001-09-22 | 0 |  |  | 0 | 43.6 | 45.2 | 120.6212 | 30 |  | 1 | 125877.9178 | 303.84 |  | 85968359.4535
2001-10-25 | 0 |  |  | 0 | 184.9 | 3.8 | 120.796 | 31 |  | 1 | 125965.9531 | 351.912 |  | 84432326.6155
2001-11-27 | 0 |  |  | 0 | 290.4 | 0 | 120.9711 | 30 |  | 1 | 126053.9884 | 352.08 |  | 83454121.804
2001-12-30 | 0 |  |  | 0 | 455 | 0 | 121.1464 | 31 |  | 0 | 126144.0238 | 304.296 |  | 95628593.6449
2002-01-19 | 98398774.076 |  |  | 98398774.076 | 530.3 | 0 | 121.5045 | 31 | 0 | 0 | 126247.55 | 351.912 |  | 97669623.0839
2002-02-21 | 87515454.4459 |  |  | 87515454.4459 | 492.3 | 0 | 121.8637 | 28 | 0 | 0 | 126351.0762 | 319.872 |  | 88259020.6091
2002-03-26 | 94028461.3241 |  |  | 94028461.3241 | 513.5 | 0 | 122.224 | 31 | 0 | 1 | 126454.6024 | 319.92 |  | 92605797.7432
2002-04-28 | 86184465.6242 |  |  | 86184465.6242 | 314.1 | 0 | 122.5853 | 30 | 0 | 1 | 126558.1286 | 352.08 |  | 85205821.6541
2002-05-31 | 85447299.0056 |  |  | 85447299.0056 | 224.5 | 2.4 | 122.9477 | 31 | 0 | 1 | 126661.6548 | 351.912 |  | 86717080.2911
2002-06-01 | 95651672.7551 |  |  | 95651672.7551 | 39.3 | 54.8 | 123.3112 | 30 | 0 | 0 | 126765.181 | 319.68 |  | 94930402.2823
2002-07-03 | 119450096.0553 |  |  | 119450096.0553 | 0 | 191.6 | 123.6758 | 31 | 0 | 0 | 126868.7072 | 351.912 |  | 123548342.68
2002-08-05 | 114483162.9555 |  |  | 114483162.9555 | 0 | 155 | 124.0414 | 31 | 0 | 0 | 126972.2334 | 336.288 |  | 116748003.7339
2002-09-07 | 96936653.2952 |  |  | 96936653.2952 | 9.8 | 92.3 | 124.4081 | 30 | 0 | 1 | 127075.7596 | 319.68 |  | 97055027.1872
2002-10-10 | 90917730.9059 |  |  | 90917730.9059 | 234.6 | 11.4 | 124.7759 | 31 | 0 | 1 | 127179.2858 | 351.912 |  | 89972050.8073
2002-11-12 | 90920617.5408 |  |  | 90920617.5408 | 381.2 | 0 | 125.1448 | 30 | 0 | 1 | 127282.812 | 336.24 |  | 88590820.658
2002-12-15 | 102776285.7968 |  |  | 102776285.7968 | 567.2 | 0 | 125.5147 | 31 | 0 | 0 | 127386.3382 | 319.92 |  | 101357634.3796
2003-01-01 | 104493534.9333 |  |  | 104493534.9333 | 707.7 | 0 | 125.6602 | 31 | 0 | 0 | 127489.8644 | 351.912 |  | 104872825.1328
2003-02-01 | 96011347.4613 |  |  | 96011347.4613 | 625.7 | 0 | 125.8059 | 28 | 0 | 0 | 127593.3906 | 319.872 |  | 94343677.1573
2003-03-01 | 95684640.1163 |  |  | 95684640.1163 | 547.7 | 0 | 125.9518 | 31 | 0 | 1 | 127696.9168 | 336.288 |  | 96261156.2053
2003-04-01 | 86343957.4769 |  |  | 86343957.4769 | 398.3 | 0 | 126.0978 | 30 | 0 | 1 | 127800.443 | 336.24 |  | 89973566.4289
2003-05-01 | 84100206.046 |  |  | 84100206.046 | 235.4 | 0 | 126.2439 | 31 | 0 | 1 | 127903.9693 | 336.288 |  | 89207057.6627
2003-06-01 | 90485412.5399 |  |  | 90485412.5399 | 74.1 | 44.6 | 126.3903 | 30 | 0 | 0 | 128007.4955 | 336.24 |  | 96408719.2423
2003-07-01 | 107838219.0458 |  |  | 107838219.0458 | 3.4 | 105 | 126.5368 | 31 | 0 | 0 | 128111.0217 | 351.912 |  | 109476043.4389
2003-08-01 | 111720633.467 |  |  | 111720633.467 | 0 | 143.5 | 126.6835 | 31 | 0 | 0 | 128214.5479 | 319.92 |  | 116998128.3452
2003-09-01 | 90994823.965 |  |  | 90994823.965 | 26.8 | 27.4 | 126.8304 | 30 | 0 | 1 | 128318.0741 | 336.24 |  | 87337231.6893
2003-10-01 | 90574201.4473 |  |  | 90574201.4473 | 245.3 | 0 | 126.9774 | 31 | 0 | 1 | 128421.6003 | 351.912 |  | 90342801.4087
2003-11-01 | 91660392.3833 |  |  | 91660392.3833 | 348 | 0 | 127.1246 | 30 | 0 | 1 | 128525.1265 | 319.68 |  | 90040455.3995
2003-12-01 | 102135791.2863 |  |  | 102135791.2863 | 510.1 | 0 | 127.272 | 31 | 0 | 0 | 128628.6527 | 336.288 |  | 102162755.1185
2004-01-01 | 110906403.3525 |  |  | 110906403.3525 | 750.2 | 0 | 127.5341 | 31 | 0 | 0 | 128732.1789 | 336.288 |  | 108082861.6693
2004-02-01 | 98773309.5767 |  |  | 98773309.5767 | 578.9 | 0 | 127.7968 | 29 | 0 | 0 | 128835.7051 | 320.16 |  | 98395044.3726
2004-03-01 | 100169246.3892 |  |  | 100169246.3892 | 479.8 | 0 | 128.0601 | 31 | 0 | 1 | 128939.2313 | 368.28 |  | 96931533.9017
2004-04-01 | 89485332.9086 |  |  | 89485332.9086 | 332.5 | 0.5 | 128.3238 | 30 | 0 | 1 | 129042.7575 | 336.24 |  | 90831003.5927
2004-05-01 | 90686143.1572 |  |  | 90686143.1572 | 169.7 | 1.2 | 128.5882 | 31 | 0 | 1 | 129146.2837 | 319.92 |  | 90242763.3452
2004-06-01 | 96517444.2332 |  |  | 96517444.2332 | 45.6 | 26.3 | 128.853 | 30 | 0 | 0 | 129249.8099 | 352.08 |  | 94609089.1694
2004-07-01 | 110297641.9179 |  |  | 110297641.9179 | 1.9 | 79.3 | 129.1184 | 31 | 0 | 0 | 129353.3361 | 336.288 |  | 106931895.8093
2004-08-01 | 109063695.0917 |  |  | 109063695.0917 | 1.8 | 85 | 129.3844 | 31 | 0 | 0 | 129456.8623 | 336.288 |  | 108249932.2002
2004-09-01 | 103094592.0389 |  |  | 103094592.0389 | 14.6 | 65.3 | 129.6509 | 30 | 0 | 1 | 129560.3885 | 336.24 |  | 96883697.4061
2004-10-01 | 93329245.5929 |  |  | 93329245.5929 | 196.4 | 2.6 | 129.918 | 31 | 0 | 1 | 129663.9147 | 319.92 |  | 92253893.5472
2004-11-01 | 94434398.7339 |  |  | 94434398.7339 | 341 | 0 | 130.1856 | 30 | 0 | 1 | 129767.4409 | 352.08 |  | 92486701.0897
2004-12-01 | 108483620.8355 |  |  | 108483620.8355 | 566.7 | 0 | 130.4538 | 31 | 0 | 0 | 129870.9671 | 336.288 |  | 106160712.6619
2005-01-01 | 111357551.0204 |  |  | 111357551.0204 | 693.3 | 0 | 130.7437 | 31 | 0 | 0 | 129974.4933 | 319.92 | 64075.5917 | 109395968.4347
2005-02-01 | 97354644.1015 |  |  | 97354644.1015 | 582 | 0 | 131.0343 | 28 | 0 | 0 | 130078.0195 | 319.872 | 64075.5917 | 98221455.6874
2005-03-01 | 103696306.6202 |  |  | 103696306.6202 | 576.1 | 0 | 131.3255 | 31 | 0 | 1 | 130181.5457 | 351.912 | 64075.5917 | 101900962.3176
2005-04-01 | 91002648.0836 |  |  | 91002648.0836 | 345.1 | 0 | 131.6174 | 30 | 0 | 1 | 130285.0719 | 336.24 | 64075.5917 | 93726741.3661
2005-05-01 | 90914554.5047 |  |  | 90914554.5047 | 215.3 | 0 | 131.91 | 31 | 0 | 1 | 130388.5981 | 336.288 | 64075.5917 | 93796735.4681
2005-06-01 | 117110313.5889 |  |  | 117110313.5889 | 10.4 | 107.8 | 132.2031 | 30 | 0 | 0 | 130492.1243 | 352.08 | 64075.5917 | 112198940.4195
2005-07-01 | 130492623.1956 |  |  | 130492623.1956 | 0 | 183.5 | 132.497 | 31 | 0 | 0 | 130595.6505 | 319.92 | 64075.5917 | 129698609.8207
2005-08-01 | 125304430.0647 |  |  | 125304430.0647 | 0 | 165.7 | 132.7915 | 31 | 0 | 0 | 130699.1767 | 351.912 | 64075.5917 | 126498192.4134
2005-09-01 | 103515709.3081 |  |  | 103515709.3081 | 7.3 | 76.6 | 133.0866 | 30 | 0 | 1 | 130802.7029 | 336.24 | 64075.5917 | 101631247.8297
2005-10-01 | 95683703.335 |  |  | 95683703.335 | 216.6 | 13.4 | 133.3824 | 31 | 0 | 1 | 130906.2292 | 319.92 | 64075.5917 | 97567852.3604
2005-11-01 | 95832424.0916 |  |  | 95832424.0916 | 369.3 | 0 | 133.6789 | 30 | 0 | 1 | 131009.7554 | 352.08 | 64075.5917 | 95920749.4693
2005-12-01 | 109926431.0602 |  |  | 109926431.0602 | 640.8 | 0 | 133.976 | 31 | 0 | 0 | 131113.2816 | 319.92 | 64075.5917 | 110692082.4734
2006-01-01 | 105189785.9632 |  |  | 105189785.9632 | 520.4 | 0 | 134.252 | 31 | 13497.6641 | 0 | 131216.8078 | 336.288 | 348241.1851 | 107992679.8089
2006-02-01 | 97673987.0582 |  |  | 97673987.0582 | 564.7 | 0 | 134.5285 | 28 | 40492.9922 | 0 | 131320.334 | 319.872 | 348241.1851 | 100375115.1095
2006-03-01 | 102138407.1677 |  |  | 102138407.1677 | 488.7 | 0 | 134.8056 | 31 | 67488.3203 | 1 | 131423.8602 | 368.28 | 348241.1851 | 102253445.234
2006-04-01 | 89654385.2663 |  |  | 89654385.2663 | 296.7 | 0 | 135.0833 | 30 | 94483.6485 | 1 | 131527.3864 | 303.84 | 348241.1851 | 94868045.6566
2006-05-01 | 96375370.8313 |  |  | 96375370.8313 | 135.3 | 29.2 | 135.3615 | 31 | 121478.9766 | 1 | 131630.9126 | 351.912 | 348241.1851 | 99680448.2483
2006-06-01 | 106149795.9184 |  |  | 106149795.9184 | 15.9 | 65.6 | 135.6404 | 30 | 148474.3048 | 0 | 131734.4388 | 352.08 | 348241.1851 | 106209672.4658
2006-07-01 | 129944897.9592 |  |  | 129944897.9592 | 0.6 | 166.8 | 135.9198 | 31 | 175469.6329 | 0 | 131837.965 | 319.92 | 348241.1851 | 128372206.2668
2006-08-01 | 120333539.0742 |  |  | 120333539.0742 | 1.4 | 103.8 | 136.1997 | 31 | 202464.961 | 0 | 131941.4912 | 351.912 | 348241.1851 | 116339246.5649
2006-09-01 | 95914534.5943 |  |  | 95914534.5943 | 45.9 | 17 | 136.4803 | 30 | 229460.2892 | 1 | 132045.0174 | 319.68 | 348241.1851 | 92661689.0204
2006-10-01 | 99436286.7098 |  |  | 99436286.7098 | 234.4 | 0.4 | 136.7614 | 31 | 256455.6173 | 1 | 132148.5436 | 336.288 | 348241.1851 | 96951614.0323
2006-11-01 | 98699342.9567 |  |  | 98699342.9567 | 341.9 | 0 | 137.0431 | 30 | 283450.9454 | 1 | 132252.0698 | 352.08 | 348241.1851 | 96600595.4542
2006-12-01 | 106547506.222 |  |  | 106547506.222 | 445.2 | 0 | 137.3254 | 31 | 296948.6095 | 0 | 132355.596 | 304.296 | 348241.1851 | 107307680.387
2007-01-01 | 110076804.3803 |  |  | 110076804.3803 | 578 | 0 | 137.5747 | 31 | 308452.8428 | 0 | 132252.0698 | 351.912 | 655464.7604 | 110361089.1113
2007-02-01 | 106214902.9368 |  |  | 106214902.9368 | 657.8 | 0 | 137.8244 | 28 | 331461.3093 | 0 | 132355.596 | 319.872 | 655464.7604 | 103596507.8516
2007-03-01 | 105901314.0866 |  |  | 105901314.0866 | 515.5 | 0 | 138.0745 | 31 | 354469.7758 | 1 | 132400.0527 | 351.912 | 655464.7604 | 103837272.5732
2007-04-01 | 96871139.8706 |  |  | 96871139.8706 | 362.1 | 0 | 138.3252 | 30 | 377478.2424 | 1 | 132444.5095 | 319.68 | 655464.7604 | 97304583.9156
2007-05-01 | 96387834.7437 |  |  | 96387834.7437 | 157.9 | 13.6 | 138.5762 | 31 | 400486.7089 | 1 | 132488.9662 | 351.912 | 655464.7604 | 98029605.9923
2007-06-01 | 113036515.6794 |  |  | 113036515.6794 | 10.9 | 81.7 | 138.8278 | 30 | 423495.1754 | 0 | 132533.4229 | 336.24 | 655464.7604 | 109951519.9256
2007-07-01 | 116239482.3295 |  |  | 116239482.3295 | 0 | 109 | 139.0798 | 31 | 446503.642 | 0 | 132577.8797 | 336.288 | 655464.7604 | 117907092.178
2007-08-01 | 124879950.224 |  |  | 124879950.224 | 6.8 | 142.5 | 139.3322 | 31 | 469512.1085 | 0 | 132622.3364 | 351.912 | 655464.7604 | 124557600.7275
2007-09-01 | 104023175.7093 |  |  | 104023175.7093 | 19.2 | 54.7 | 139.5851 | 30 | 492520.575 | 1 | 132666.7931 | 303.84 | 655464.7604 | 99861341.9996
2007-10-01 | 99226202.0906 |  |  | 99226202.0906 | 103 | 20.6 | 139.8385 | 31 | 515529.0416 | 1 | 132711.2499 | 351.912 | 655464.7604 | 98227868.3488
2007-11-01 | 100079143.8527 |  |  | 100079143.8527 | 385.4 | 0 | 140.0923 | 30 | 538537.5081 | 1 | 132755.7066 | 352.08 | 655464.7604 | 98070539.2225
2007-12-01 | 110979900.448 |  |  | 110979900.448 | 567.1 | 0 | 140.3466 | 31 | 550041.7414 | 0 | 132800.1633 | 304.296 | 655464.7604 | 110565100.0438
2008-01-01 | 109593071.1797 |  | -82212.4167 | 109510858.763 | 562.4 | 0 | 140.2997 | 31 | 555157.7576 | 0 | 132844.6201 | 352 | 906713.231 | 110467778.2226
2008-02-01 | 104778875.0622 |  | -82212.4167 | 104696662.6456 | 599.9 | 0 | 140.2528 | 29 | 565389.7901 | 0 | 132889.0768 | 320 | 906713.231 | 105505737.8456
2008-03-01 | 105424609.2583 |  | -82212.4167 | 105342396.8417 | 548 | 0 | 140.206 | 31 | 575621.8227 | 1 | 132933.5335 | 304 | 906713.231 | 104931452.4503
2008-04-01 | 86811986.0627 |  | -82212.4167 | 86729773.6461 | 303.3 | 0 | 140.1592 | 30 | 585853.8552 | 1 | 132977.9903 | 352 | 906713.231 | 96190775.3459
2008-05-01 | 95673539.0742 |  | -82212.4167 | 95591326.6575 | 192.7 | 0 | 140.1124 | 31 | 596085.8877 | 1 | 133022.447 | 336 | 906713.231 | 96475137.0272
2008-06-01 | 106441284.221 |  | -82212.4167 | 106359071.8043 | 30.4 | 62.5 | 140.0656 | 30 | 606317.9202 | 0 | 133066.9037 | 336 | 906713.231 | 106913331.9392
2008-07-01 | 120363653.559 |  | -82212.4167 | 120281441.1423 | 0 | 115.4 | 140.0188 | 31 | 616549.9527 | 0 | 133111.3605 | 352 | 906713.231 | 119300568.8376
2008-08-01 | 112977083.1259 |  | -82212.4167 | 112894870.7093 | 4.5 | 85.7 | 139.9721 | 31 | 626781.9852 | 0 | 133155.8172 | 320 | 906713.231 | 113670605.3921
2008-09-01 | 101476764.5595 |  | -82212.4167 | 101394552.1428 | 38.6 | 39.6 | 139.9253 | 30 | 637014.0177 | 1 | 133200.2739 | 336 | 906713.231 | 97487809.4402
2008-10-01 | 95543325.0373 |  | -82212.4167 | 95461112.6207 | 207.1 | 0.4 | 139.8786 | 31 | 647246.0502 | 1 | 133244.7307 | 352 | 906713.231 | 96840393.2601
2008-11-01 | 97619273.2703 |  | -82212.4167 | 97537060.8536 | 420.9 | 0 | 139.8319 | 30 | 657478.0827 | 1 | 133289.1874 | 304 | 906713.231 | 98907385.1613
2008-12-01 | 111639153.8079 |  | -82212.4167 | 111556941.3912 | 620.1 | 0 | 139.7852 | 31 | 662594.099 | 0 | 133333.6441 | 336 | 906713.231 | 111744371.189
2009-01-01 | 117706102.5386 |  | -61304 | 117644798.5386 | 723.9 | 0 | 139.3891 | 31 | 674483.7548 | 0 | 133378.1009 | 336 | 912481.9072 | 114068689.3186
2009-02-01 | 97637232.454 |  | -61304 | 97575928.454 | 537 | 0 | 138.9942 | 28 | 698263.0664 | 0 | 133422.5576 | 304 | 912481.9072 | 100671750.7378
2009-03-01 | 102033200.5973 |  | -61304 | 101971896.5973 | 509.1 | 0 | 138.6004 | 31 | 722042.378 | 1 | 133467.0143 | 352 | 912481.9072 | 103401454.7411
2009-04-01 | 92234006.9686 |  | -61304 | 92172702.9686 | 315.4 | 0 | 138.2077 | 30 | 745821.6896 | 1 | 133511.4711 | 320 | 912481.9072 | 95685370.2716
2009-05-01 | 90740353.0268 |  | -61304 | 90679049.0268 | 185.9 | 0 | 137.8161 | 31 | 769601.0013 | 1 | 133555.9278 | 320 | 912481.9072 | 95335284.8487
2009-06-01 | 97871861.2398 |  | -61304 | 97810557.2398 | 66.8 | 33 | 137.4256 | 30 | 793380.3129 | 0 | 133600.3845 | 352 | 912481.9072 | 100926169.8141
2009-07-01 | 106379009.8403 |  | -61304 | 106317705.8403 | 0.6 | 56.8 | 137.0362 | 31 | 817159.6245 | 0 | 133644.8413 | 352 | 912481.9072 | 106668140.1636
2009-08-01 | 118375479.5727 |  | -61304 | 118314175.5727 | 3.9 | 118.8 | 136.648 | 31 | 840938.9361 | 0 | 133689.298 | 320 | 912481.9072 | 118504479.1304
2009-09-01 | 96821587.4718 |  | -61304 | 96760283.4718 | 32.4 | 30.7 | 136.2608 | 30 | 864718.2477 | 1 | 133733.7547 | 336 | 912481.9072 | 93907042.5093
2009-10-01 | 93959689.0914 |  | -61304 | 93898385.0914 | 241.2 | 0 | 135.8747 | 31 | 888497.5593 | 1 | 133778.2115 | 336 | 912481.9072 | 95671234.6693
2009-11-01 | 93794432.745 |  | -61304 | 93733128.745 | 320.8 | 0 | 135.4897 | 30 | 912276.871 | 1 | 133822.6682 | 320 | 912481.9072 | 94445943.9795
2009-12-01 | 109990511.9271 |  | -61304 | 109929207.9271 | 570.89 | 0 | 135.1058 | 31 | 924166.5268 | 0 | 133867.1249 | 352 | 912481.9072 | 108341071.018
2010-01-01 | 112413952.5979 | 411293 | -96502.18 | 112728743.4179 | 653.3 | 0 | 135.4098 | 31 | 927754.6885 | 0 | 133911.5817 | 320 | 1109506.9806 | 110440778.6948
2010-02-01 | 98822728.491 | 532219 | -96502.18 | 99258445.311 | 551.1 | 0 | 135.7145 | 28 | 934931.012 | 0 | 133956.0384 | 304 | 1109506.9806 | 99378271.4774
2010-03-01 | 99590879.5038 | 545833 | -96502.18 | 100040210.3238 | 434.7 | 0 | 136.0199 | 31 | 942107.3355 | 1 | 134000.4951 | 368 | 1109506.9806 | 100330503.8981
2010-04-01 | 88866064.2493 | 587674 | -96502.18 | 89357236.0693 | 253.2 | 0 | 136.3259 | 30 | 949283.6589 | 1 | 134044.9519 | 320 | 1109506.9806 | 93227408.419
2010-05-01 | 97708833.327 | 438525 | -96502.18 | 98050856.147 | 129.4 | 22.4 | 136.6326 | 31 | 956459.9824 | 1 | 134089.4086 | 320 | 1109506.9806 | 97654492.4001
2010-06-01 | 106489650.4193 | 575982 | -96502.18 | 106969130.2393 | 15 | 60.6 | 136.9401 | 30 | 963636.3059 | 0 | 134133.8653 | 352 | 1109506.9806 | 104682565.4635
2010-07-01 | 129819711.2992 | 468792 | -96502.18 | 130192001.1192 | 1.9 | 174.6 | 137.2482 | 31 | 970812.6293 | 0 | 134178.3221 | 336 | 1109506.9806 | 129398276.1549
2010-08-01 | 125064295.2866 | 467603 | -96502.18 | 125435396.1066 | 1.4 | 145.7 | 137.557 | 31 | 977988.9528 | 0 | 134222.7788 | 336 | 1109506.9806 | 123942005.309
2010-09-01 | 98983964.4676 | 627245 | -96502.18 | 99514707.2876 | 54.4 | 40.2 | 137.8665 | 30 | 985165.2763 | 1 | 134267.2355 | 336 | 1109506.9806 | 96894184.8663
2010-10-01 | 93865160.6233 | 384107 | -96502.18 | 94152765.4433 | 218.2 | 0.5 | 138.1767 | 31 | 992341.5997 | 1 | 134311.6923 | 320 | 1109506.9806 | 96177419.3094
2010-11-01 | 96656392.3881 | 560522 | -96502.18 | 97120412.2081 | 346.6 | 0 | 138.4876 | 30 | 999517.9232 | 1 | 134356.149 | 336 | 1109506.9806 | 96336605.8791
2010-12-01 | 111304958.4562 | 686277 | -96502.18 | 111894733.2762 | 600.5 | 0 | 138.7992 | 31 | 1003106.085 | 0 | 134400.6057 | 368 | 1109506.9806 | 110603787.7289
2011-01-01 | 113431519.6998 | 490789 | -92423.5508 | 113829885.149 | 678 | 0 | 139.2424 | 31 | 1016670.5838 | 0 | 134445.0625 | 320 | 1169147.0682 | 112586356.8634
2011-02-01 | 101615468.8517 | 597207 | -92423.5508 | 102120252.3009 | 578.5 | 0 | 139.451 | 28 | 1043799.5814 | 0 | 134489.5192 | 304 | 1169147.0682 | 101456996.5288
2011-03-01 | 105339679.1362 | 1602527 | -92423.5508 | 106849782.5854 | 527 | 0 | 139.6595 | 31 | 1070928.579 | 1 | 134533.9759 | 368 | 1169147.0682 | 103818760.8322
2011-04-01 | 93360768.8479 | 818684 | -92423.5508 | 94087029.297 | 342.6 | 0 | 139.8681 | 30 | 1098057.5767 | 1 | 134578.4327 | 320 | 1169147.0682 | 96515393.1463
2011-05-01 | 94535390.7417 | 868682 | -92423.5508 | 95311649.1908 | 187.1 | 4.1 | 140.0766 | 31 | 1125186.5743 | 1 | 134622.8894 | 320 | 1169147.0682 | 96530084.8566
2011-06-01 | 103622682.5439 | 951129 | -92423.5508 | 104481387.9931 | 21.9 | 41.8 | 140.2852 | 30 | 1152315.572 | 0 | 134667.3461 | 352 | 1169147.0682 | 102123868.0632
2011-07-01 | 131926637.8221 | 481410 | -92423.5508 | 132315624.2713 | 0 | 196.9 | 140.4937 | 31 | 1179444.5696 | 0 | 134711.8029 | 336 | 1169147.0682 | 134422450.9647
2011-08-01 | 120223938.4309 | 847595 | -92423.5508 | 120979109.8801 | 0 | 146.3 | 140.7023 | 31 | 1206573.5672 | 0 | 134756.2596 | 336 | 1169147.0682 | 124661986.6378
2011-09-01 | 100218738.7525 | 1330377 | -92423.5508 | 101456692.2017 | 26.9 | 39.9 | 140.9108 | 30 | 1233702.5649 | 1 | 134800.7163 | 336 | 1169147.0682 | 96688413.0241
2011-10-01 | 94403706.3981 | 890902 | -92423.5508 | 95202184.8473 | 184.9 | 4.2 | 141.1194 | 31 | 1260831.5625 | 1 | 134845.1731 | 320 | 1169147.0682 | 96472275.0125
2011-11-01 | 93722004.8244 | 809920 | -92423.5508 | 94439501.2736 | 284.9 | 0 | 141.3279 | 30 | 1287960.5601 | 1 | 134889.6298 | 336 | 1169147.0682 | 95110793.8934
2011-12-01 | 104372806.984 | 958180 | -92423.5508 | 105238563.4331 | 463.7 | 0 | 141.5365 | 31 | 1301525.059 | 0 | 134934.0865 | 368 | 1169147.0682 | 107510580.8812
2012-01-01 | 108352391.1628 | 950033 | -78845.6933 | 109223578.4695 | 554.4 | 0 | 141.7252 | 31 | 1327509.2235 | 0 | 134978.5433 | 320 | 0 | 109657548.3937
2012-02-01 | 98705241.7965 | 947209 | -78845.6933 | 99573605.1032 | 482.4 | 0 | 141.9139 | 29 | 1379477.5524 | 0 | 135023 | 304 | 0 | 101973358.0806
2012-03-01 | 96296940.69 | 722234 | -78845.6933 | 96940328.9966 | 366.7 | 0 | 142.1026 | 31 | 1431445.8814 | 1 | 135068.7961 | 368 | 0 | 99763504.3785
2012-04-01 | 89872581.0775 | 601702 | -78845.6933 | 90395437.3841 | 296.3 | 0 | 142.2913 | 30 | 1483414.2104 | 1 | 135114.5922 | 320 | 0 | 95039726.5856
2012-05-01 | 98707869.1344 | 1571841 | -78845.6933 | 100200864.441 | 99.5 | 22.4 | 142.4801 | 31 | 1535382.5394 | 1 | 135160.3884 | 320 | 0 | 97475371.867
2012-06-01 | 109390922.6662 | 1115019 | -78845.6933 | 110427095.9729 | 18.9 | 105.6 | 142.6688 | 30 | 1587350.8684 | 0 | 135206.1845 | 352 | 0 | 113723022.4978
2012-07-01 | 133058608.9868 | 1039699 | -78845.6933 | 134019462.2935 | 0 | 203.5 | 142.8575 | 31 | 1639319.1974 | 0 | 135251.9806 | 336 | 0 | 134938117.5935
2012-08-01 | 121123046.2917 | 1093336 | -78845.6933 | 122137536.5984 | 0 | 148.7 | 143.0462 | 31 | 1691287.5264 | 0 | 135297.7767 | 336 | 0 | 124241148.8014
2012-09-01 | 99680085.0717 | 646474 | -78845.6933 | 100247713.3784 | 37.9 | 50.3 | 143.2349 | 30 | 1743255.8554 | 1 | 135343.5729 | 336 | 0 | 97944324.4243
2012-10-01 | 94333164.3966 | 944121 | -78845.6933 | 95198439.7032 | 191.9 | 2.6 | 143.4236 | 31 | 1795224.1844 | 1 | 135389.369 | 320 | 0 | 95192911.2808
2012-11-01 | 96179066.9261 | 931868 | -78845.6933 | 97032089.2328 | 381.9 | 0 | 143.6123 | 30 | 1847192.5133 | 1 | 135435.1651 | 336 | 0 | 96149736.2228
2012-12-01 | 104482420.019 | 989725 | -78845.6933 | 105393299.3257 | 463.2 | 0 | 143.8011 | 31 | 1873176.6778 | 0 | 135480.9612 | 368 | 0 | 106168901.8826
2013-01-01 | 109467098.0587 | 930414 | -80413.7383 | 110317098.3204 | 556.4 | 0 | 143.9808 | 31 | 1884489.4391 | 0 | 135526.7574 | 320 | 0 | 108445586.1658
2013-02-01 | 98965961.5066 | 906712 | -80413.7383 | 99792259.7682 | 565.9 | 0 | 144.1606 | 28 | 1907114.9617 | 0 | 135572.5535 | 304 | 0 | 99917609.9379
2013-03-01 | 102422656.3796 | 894061 | -80413.7383 | 103236303.6413 | 508.7 | 0 | 144.3403 | 31 | 1929740.4842 | 1 | 135618.3496 | 368 | 0 | 102157790.4461
2013-04-01 | 92083366.5173 | 1022778 | -80413.7383 | 93025730.779 | 341.3 | 0 | 144.5201 | 30 | 1952366.0068 | 1 | 135664.1457 | 320 | 0 | 95271734.9666
2013-05-01 | 95266525.6346 | 1234580 | -80413.7383 | 96420691.8963 | 153.9 | 14.3 | 144.6998 | 31 | 1974991.5293 | 1 | 135709.9419 | 320 | 0 | 96509379.2899
2013-06-01 | 101746391.2394 | 1118148 | -80413.7383 | 102784125.5011 | 44.3 | 47.5 | 144.8796 | 30 | 1997617.0519 | 0 | 135755.738 | 352 | 0 | 102569252.0245
2013-07-01 | 123815621.3705 | 1104432 | -80413.7383 | 124839639.6322 | 2.3 | 139.4 | 145.0593 | 31 | 2020242.5744 | 0 | 135801.5341 | 336 | 0 | 122219671.2208
2013-08-01 | 114328198.1085 | 1270351 | -80413.7383 | 115518135.3702 | 0 | 106.4 | 145.2391 | 31 | 2042868.097 | 0 | 135847.3302 | 336 | 0 | 115811553.4059
2013-09-01 | 96921113.3234 | 1399910 | -80413.7383 | 98240609.585 | 51.6 | 34.4 | 145.4188 | 30 | 2065493.6195 | 1 | 135893.1264 | 336 | 0 | 95070281.506
2013-10-01 | 94790915.8785 | 1226455 | -80413.7383 | 95936957.1402 | 161.4 | 4.8 | 145.5986 | 31 | 2088119.1421 | 1 | 135938.9225 | 320 | 0 | 94899670.7761
2013-11-01 | 98272590.0116 | 1105762 | -80413.7383 | 99297938.2733 | 412.9 | 0 | 145.7783 | 30 | 2110744.6646 | 1 | 135984.7186 | 336 | 0 | 97032842.2514
2013-12-01 | 109815032.3544 | 855971 | -80413.7383 | 110590589.6161 | 601.4 | 0 | 145.9581 | 31 | 2122057.4259 | 0 | 136030.5147 | 368 | 0 | 109665620.3903
2014-01-01 | 117246822.6315 | 771851 |  | 118018673.6315 | 625.6917 | 0 | 146.2378 | 31 | 2124894.57 | 0 | 136076.3109 | 320 |  | 110382555.1279
2014-02-01 | 101962543.554 | 811223 |  | 102773766.554 | 568.0167 | 0 | 146.5176 | 28 | 2483464.9081 | 0 | 136122.107 | 304 |  | 98650431.67
2014-03-01 | 106897419.9436 | 920445 |  | 107817864.9436 | 501.2917 | 0 | 146.7973 | 31 | 2483464.9081 | 1 | 136167.9031 | 368 |  | 100809865.4548
2014-04-01 | 88321884.8515 | 1137316 |  | 89459200.8515 | 325.075 | 0.041667 | 147.0771 | 30 | 2483464.9081 | 1 | 136213.6992 | 320 |  | 93867912.2014
2014-05-01 | 0 |  |  | 0 | 173.8833 | 9.1333 | 147.3568 | 31 | 2483464.9081 | 1 | 136259.4953 | 320 |  | 95106367.7934
2014-06-01 | 0 |  |  | 0 | 32.7917 | 60.9833 | 147.6366 | 30 | 2483464.9081 | 0 | 136305.2915 | 352 |  | 104159657.777
2014-07-01 | 0 |  |  | 0 | 0.89167 | 143.4833 | 147.9164 | 31 | 2483464.9081 | 0 | 136351.0876 | 336 |  | 122382940.9482
2014-08-01 | 0 |  |  | 0 | 1.65 | 128.925 | 148.1961 | 31 | 2483464.9081 | 0 | 136396.8837 | 336 |  | 119748288.448
2014-09-01 | 0 |  |  | 0 | 30.45 | 47.3667 | 148.4759 | 30 | 2483464.9081 | 1 | 136442.6798 | 336 |  | 96768311.3412
2014-10-01 | 0 |  |  | 0 | 202.9167 | 5.075 | 148.7556 | 31 | 2483464.9081 | 1 | 136488.476 | 320 |  | 95783871.5219
2014-11-01 | 0 |  |  | 0 | 361.2333 | 0 | 149.0354 | 30 | 2483464.9081 | 1 | 136534.2721 | 336 |  | 95797235.8275
2014-12-01 | 0 |  |  | 0 | 551.4075 | 0 | 149.3151 | 31 | 2483464.9081 | 0 | 136580.0682 | 368 |  | 108559771.3549
2015-01-01 | 0 |  |  | 0 | 625.6917 | 0 | 149.6137 | 31 | 2483464.9081 | 0 | 136625.8643 | 320 |  | 110483949.0399
2015-02-01 | 0 |  |  | 0 | 568.0167 | 0 | 149.9124 | 28 | 2372870.315 | 0 | 136671.6605 | 304 |  | 101054395.8972
2015-03-01 | 0 |  |  | 0 | 501.2917 | 0 | 150.211 | 31 | 2372870.315 | 1 | 136717.4566 | 368 |  | 103220370.4825
2015-04-01 | 0 |  |  | 0 | 325.075 | 0.041667 | 150.5096 | 30 | 2372870.315 | 1 | 136763.2527 | 320 |  | 96284958.0297
2015-05-01 | 0 |  |  | 0 | 173.8833 | 9.1333 | 150.8083 | 31 | 2372870.315 | 1 | 136809.0488 | 320 |  | 97529954.4222
2015-06-01 | 0 |  |  | 0 | 32.7917 | 60.9833 | 151.1069 | 30 | 2372870.315 | 0 | 136854.845 | 352 |  | 106589785.2063
2015-07-01 | 0 |  |  | 0 | 0.89167 | 143.4833 | 151.4055 | 31 | 2372870.315 | 0 | 136900.6411 | 336 |  | 124819609.178
2015-08-01 | 0 |  |  | 0 | 1.65 | 128.925 | 151.7042 | 31 | 2372870.315 | 0 | 136946.4372 | 336 |  | 122191497.4783
2015-09-01 | 0 |  |  | 0 | 30.45 | 47.3667 | 152.0028 | 30 | 2372870.315 | 1 | 136992.2333 | 336 |  | 99218061.172
2015-10-01 | 0 |  |  | 0 | 202.9167 | 5.075 | 152.3014 | 31 | 2372870.315 | 1 | 137038.0295 | 320 |  | 98240162.1532
2015-11-01 | 0 |  |  | 0 | 361.2333 | 0 | 152.6 | 30 | 2372870.315 | 1 | 137083.8256 | 336 |  | 98260067.2594
2015-12-01 | 0 |  |  | 0 | 551.4075 | 0 | 152.8987 | 31 | 2372870.315 | 0 | 137129.6217 | 368 |  | 111029143.5873
[6 empty] | Weather Normal | [7 empty] | 23333319549.8129
1996 | 0 | 0 | 0 | 0 | [9 empty] | 915476125.892 | 915476125.892
1997 | 0 | 0 | 0 | 0 | [9 empty] | 925891827.472 | 925891827.472
1998 | 0 | 0 | 0 | 0 | [9 empty] | 987208762.9606 | 987208762.9606
1999 | 0 | 0 | 0 | 0 | [9 empty] | 1035129651.1446 | 1035129651.1446
2000 | 0 | 0 | 0 | 0 | [9 empty] | 1059935867.0983 | 1059935867.0983
2001 | 0 | 0 | 0 | 0 | [9 empty] | 1068597980.5626 | 1068597980.5626
2002 | 1162710673.7804 | 0 | 0 | 1162710673.7804 | [9 empty] | 1162659625.1098 | -51048.6706 | -0.00439%
2003 | 1152043160.1684 | 0 | 0 | 1152043160.1684 | [9 empty] | 1167424417.2294 | 15381257.061 | 1.335%
2004 | 1205241073.8282 | 0 | 0 | 1205241073.8282 | [9 empty] | 1182059128.7652 | -23181945.063 | -1.923%
2005 | 1272191338.9746 | 0 | 0 | 1272191338.9746 | [9 empty] | 1271249538.0603 | -941800.9144 | -0.07403%
2006 | 1248057839.7213 | 0 | 0 | 1248057839.7213 | [9 empty] | 1249612438.2486 | 1554598.5273 | 0.1246%
2007 | 1283916366.3514 | 0 | 0 | 1283916366.3514 | [9 empty] | 1272270121.8899 | -11646244.4616 | -0.9071%
2008 | 1248342618.218 | 0 | -986549 | 1247356069.218 | [9 empty] | 1258435346.111 | 10092727.893 | 0.8085%
2009 | 1217543467.4733 | 0 | -735648 | 1216807819.4733 | [9 empty] | 1227626631.202 | 10083163.7287 | 0.8282%
2010 | 1259586591.1092 | 6286072 | -1158026.16 | 1264714636.9492 | [9 empty] | 1259066299.6006 | -520291.5087 | -0.04131%
2011 | 1256773343.0333 | 10647402 | -1109082.61 | 1266311662.4233 | [9 empty] | 1267897960.7042 | 11124617.6709 | 0.8852%
2012 | 1250182338.2193 | 11553261 | -946148.32 | 1260789450.8993 | [9 empty] | 1272267672.0085 | 22085333.7892 | 1.767%
2013 | 1237895470.3833 | 13069574 | -964964.86 | 1250000079.5233 | [9 empty] | 1239570992.3813 | 1675521.9981 | 0.1354%
2014 | 414428670.9806 | 3640835 | 0 | 418069505.9806 | [9 empty] | 1242017209.4663 | 827588538.4857
2015 | 0 | 0 | 0 | 0 | [9 empty] | 1268921953.906 | 1268921953.906
Total to 2013 | 14794484281.2607 | 41556309 | -5900418.95 | 14830140171.3107 | [9 empty] | 14830140171.3107 | 0
[14 empty] | 23333319549.8129 | 0
Check totals above sould be zero
Note on J111: Suzanne Wilson: 2011 File had 64,076 per month

## Rate Class Energy Model
| Purchases | Modeled Purchases | Difference | % Difference | Loss Factor | Total Billed | Residential | GS<50 | GS>50 | Large User | Sentinels | Streetlights | USL
Weather Normal Projection
1996 | 0 | 915476125.892 | 915476125.892
1997 | 0 | 925891827.472 | 925891827.472
1998 | 0 | 987208762.9606 | 987208762.9606
1999 | 0 | 1035129651.1446 | 1035129651.1446
2000 | 0 | 1059935867.0983 | 1059935867.0983
2001 | 0 | 1068597980.5626 | 1068597980.5626
2002 | 1162710673.7804 | 1162659625.1098 | -51048.6706 | -0.00439% |  | 0 | 0 | 0 | 0 | 0 | 0 | 0 | 0
2003 | 1152043160.1684 | 1167424417.2294 | 15381257.061 | 1.335% | 1.0394 | 1108347420.2106 | 418838011.9736 | 126366945.1775 | 553710684.7088 | 0 | 298684.5771 | 6713622.351 | 2419471.4225
2004 | 1205241073.8282 | 1182059128.7652 | -23181945.063 | -1.923% | 1.0615 | 1135405804.1076 | 404285804.099 | 122937632.9665 | 598431000.7987 | 0 | 299221.7421 | 7027057.9585 | 2425086.5427
2005 | 1272191338.9746 | 1271249538.0603 | -941800.9144 | -0.07403% | 1.0524 | 1208894249.4506 | 463562202.487 | 125194926.2388 | 609950002.1269 | 0 | 336742.5535 | 7458446.3497 | 2391929.6946
2006 | 1248057839.7213 | 1249612438.2486 | 1554598.5273 | 0.1246% | 1.0539 | 1184184646.7744 | 450017939.3267 | 122020708.4167 | 601216533.3463 | 0 | 317191.457 | 8236753.7636 | 2375520.4641
2007 | 1283916366.3514 | 1272270121.8899 | -11646244.4616 | -0.9071% | 1.052 | 1220452819.8678 | 462721167.9574 | 125994115.1778 | 622092059.277 | 0 | 295242.5843 | 7023291.2978 | 2326943.5736
2008 | 1247356069.218 | 1258435346.111 | 11079276.893 | 0.8882% | 1.0492 | 1188897732 | 450470689.5 | 122663803.5 | 605669659 | 0 | 286832 | 7504236 | 2302512
2009 | 1216807819.4733 | 1227626631.202 | 10818811.7287 | 0.8891% | 1.0474 | 1161778118 | 438952917.5 | 119930975.5 | 592972281 | 0 | 294273 | 7271510 | 2356161
2010 | 1264714636.9492 | 1259066299.6006 | -5648337.3487 | -0.4466% | 1.0595 | 1193712076.1827 | 451343387.2824 | 121294613.5087 | 611065861.6087 | 0 | 293544.0982 | 7368898.1739 | 2345771.5108
2011 | 1266311662.4233 | 1267897960.7042 | 1586298.2809 | 0.1253% | 1.027 | 1232998827 | 418849931 | 129680926 | 675128624 | 0 | 246192 | 7294838 | 1798316
2012 | 1260789450.8993 | 1272267672.0085 | 11478221.1092 | 0.9104% | 1.0385 | 1214015314.2603 | 414592237 | 125465897 | 664095955 | 0 | 267435.2603 | 7329519 | 2264271
2013 | 1250000079.5233 | 1239570992.3813 | -10429087.1419 | -0.8343% | 1.0397 | 1202305265 | 412298278 | 124179905 | 655968805 | 0 | 265619 | 7344781 | 2247877
2014 | 418069505.9806 | 1242017209.4663 |  |  |  | 1191483320.8925
2015 | 0 | 1268921953.906 |  |  |  | 1217293393.4168
[7 empty] | 4785932566.1261 | 1365730448.4861 | 6790301465.8664 | 0 | 3200978.2725 | 80572953.8944 | 25253860.2084
[7 empty] | 36.67% | 10.46% | 52.03% | 0% | 0.02453% | 0.6174% | 0.1935%
Before Supply Facility Loss Factor of 1.0045 |  |  |  | 5 year average | 1.0424
Average
2005 to 2006 | -1.897% |  |  |  |  | -2.044% | -2.922% | -2.535% | -1.432% |  | -5.806% | 10.44% | -0.686%
2006 to 2007 | 2.873% |  |  |  |  | 3.063% | 2.823% | 3.256% | 3.472% |  | -6.92% | -14.73% | -2.045%
2007 to 2008 | -2.848% |  |  |  |  | -2.586% | -2.647% | -2.643% | -2.64% |  | -2.849% | 6.848% | -1.05%
2008 to 2009 | -2.449% |  |  |  |  | -2.281% | -2.557% | -2.228% | -2.096% |  | 2.594% | -3.101% | 2.33%
2009 to 2010 | 3.937% |  |  |  |  | 2.749% | 2.823% | 1.137% | 3.051% |  | -0.2477% | 1.339% | -0.4409%
2010 to 2011 | 0.1263% |  |  |  |  | 3.291% | -7.199% | 6.914% | 10.48% |  | -16.13% | -1.005% | -23.34%
2011 to 2012 | -0.4361% |  |  |  |  | -1.54% | -1.017% | -3.25% | -1.634% |  | 8.629% | 0.4754% | 25.91%
2012 to 2013 | -0.8558% |  |  |  |  | -0.9646% | -0.5533% | -1.025% | -1.224% |  | -0.6791% | 0.2082% | -0.724%
Usage Per Customer
2003 | [6 empty] | 9853.3891 | 31734.5417 | 640868.848 | 0 | 513.2037 | 591.0919 | 5733.3446
2004 | [6 empty] | 9432.9267 | 30482.9241 | 730684.9827 | 0 | 497.0461 | 606.4082 | 5746.6506
2005 | [6 empty] | 10763.495 | 28216.1204 | 760536.1623 | 0 | 645.1007 | 634.6534 | 5668.0798
2006 | [6 empty] | 10292.2409 | 27494.5265 | 690260.0842 | 0 | 533.9924 | 697.6161 | 5629.1954
2007 | [6 empty] | 10439.2818 | 29037.5928 | 729299.0144 | 0 | 518.8798 | 588.5604 | 5288.5081
2008 | [6 empty] | 10020.4802 | 28794.3201 | 715076.3388 | 0 | 508.3354 | 626.0834 | 5174.7596
2009 | [6 empty] | 9592.3355 | 28175.1464 | 695793.193 | 0 | 520.3604 | 599.1439 | 5189.7819
2010 | [6 empty] | 9846.1035 | 27840.3906 | 718056.2416 | 0 | 703.9427 | 597.4236 | 5044.6699
2011 | [6 empty] | 9106.1337 | 30111.2508 | 786393.6814 | 0 | 667.059 | 581.741 | 4240.756
2012 | [6 empty] | 9038.2209 | 29452.8503 | 776552.8619 | 0 | 779.2031 | 586.0255 | 5903.5885
2013 | [6 empty] | 8909.9316 | 28775.6197 | 760337.316 | 0 | 787.1161 | 578.2382 | 5331.703
2014 | [6 empty] | 8820.7039 | 28495.3457 | 773446.0392 | 0 | 821.5116 | 576.9682 | 5293.12
2015 | [6 empty] | 8732.3698 | 28217.8016 | 786780.7655 | 0 | 857.4101 | 575.7011 | 5254.8162
1999
2000
2001
2002
2003
2004 | [6 empty] | 0.95733 | 0.96056 | 1.1401 | 0 | 0.96852 | 1.0259 | 1.0023
2005 | [6 empty] | 1.1411 | 0.92564 | 1.0409 | 0 | 1.2979 | 1.0466 | 0.98633
2006 | [6 empty] | 0.95622 | 0.97443 | 0.9076 | 0 | 0.82777 | 1.0992 | 0.99314
2007 | [6 empty] | 1.0143 | 1.0561 | 1.0566 | 0 | 0.9717 | 0.84367 | 0.93948
2008 | [6 empty] | 0.95988 | 0.99162 | 0.9805 | 0 | 0.97968 | 1.0638 | 0.97849
2009 | [6 empty] | 0.95727 | 0.9785 | 0.97303 | 0 | 1.0237 | 0.95697 | 1.0029
2010 | [6 empty] | 1.0265 | 0.98812 | 1.032 | 0 | 1.3528 | 0.99713 | 0.97204
2011 | [6 empty] | 0.92485 | 1.0816 | 1.0952 | 0 | 0.9476 | 0.97375 | 0.84064
2012 | [6 empty] | 0.99254 | 0.97813 | 0.98749 | 0 | 1.1681 | 1.0074 | 1.3921
2013 | [6 empty] | 0.98581 | 0.97701 | 0.97912 | 0 | 1.0102 | 0.98671 | 0.90313
Used | [6 empty] | 0.98999 | 0.99026 | 1.0172 | 0 | 1.0437 | 0.9978 | 0.99276
Geomean | [6 empty] | 0.98999 | 0.99026 | 1.0172 | 0 | 1.0437 | 0.9978 | 0.99276
Non Weather Corrected Forecast | [13 empty] | Total
2014 | [5 empty] | 1212698536.7006 | 411649947.2316 | 123963293.6989 | 667180301.0801 | 0 | 262520.8316 | 7411072.2162 | 2231401.6423 | 1212698536.7006
2015 | [5 empty] | 1223285582.315 | 411002635.9502 | 123747060.2404 | 678583418.5352 | 0 | 259458.8001 | 7477961.7518 | 2215047.0374 | 1223285582.315
Weather Corrected Forecast | [13 empty] | Total
2014 | [5 empty] | 1191483320.8925 | 404097930.9186 | 121689097.3276 | 655791297.9563 | 0 | 262520.8316 | 7411072.2162 | 2231401.6423 | 1191483320.8925
2015 | [5 empty] | 1217293393.4168 | 408890740.6474 | 123111198.5392 | 675338986.641 | 0 | 259458.8001 | 7477961.7518 | 2215047.0374 | 1217293393.4168
Weather Normalization Percentage from 2006 Hydro One Study
% Weather Sensitive | [6 empty] | 93.5% | 93.5% | 87% | 0% | 0% | 0% | 0% | Total
2014 | [5 empty] | -21215215.8081 | 384892700.6615 | 115905679.6085 | 580446861.9397 | 0 | 0 | 0 | 0 | 1081245242.2097
2015 | [5 empty] | -5992188.8982 | 384287464.6135 | 115703501.3247 | 590367574.1256 | 0 | 0 | 0 | 0 | 1090358540.0639
Allocation of Weather Sensitive Amount | [13 empty] | Total
2014 | [6 empty] | -7552016.313 | -2274196.3713 | -11389003.1239 | 0 | 0 | 0 | 0 | -21215215.8081
2015 | [6 empty] | -2111895.3029 | -635861.7011 | -3244431.8942 | 0 | 0 | 0 | 0 | -5992188.8982
CDM | Manual Adjustment to the Load Forecast from 2013 and 2014 Programs on a Net Level | [12 empty] | Total
2014 | [5 empty] | -1513329 | -294787.6341 | -340059.913 | -878481.4528 | 0 | 0 | 0 | 0 | -1513329
2015 | [5 empty] | -9229991.3333 | -1797948.3035 | -2074069.8488 | -5357973.181 | 0 | 0 | 0 | 0 | -9229991.3333
Weather Corrected Forecast after 2013 and 2014 CDM Adjustments | [13 empty] | Adj Weather Total
2014 | [5 empty] | 1189969991.8925 | 403803143.2844 | 121349037.4146 | 654912816.5035 | 0 | 262520.8316 | 7411072.2162 | 2231401.6423 | 1189969991.8925
2015 | [5 empty] | 1208063402.0835 | 407092792.3438 | 121037128.6904 | 669981013.46 | 0 | 259458.8001 | 7477961.7518 | 2215047.0374 | 1208063402.0835
[6 empty] | -1.749% | -1.835% | -1.835% | -1.707% | #DIV/0! | 0% | 0% | 0% | -1.749%
[6 empty] | -0.4898% | -0.5138% | -0.5138% | -0.4781% | #DIV/0! | 0% | 0% | 0% | -0.4898%
% of Total for CDM
2014 | [6 empty] | 19.48% | 22.47% | 58.05%
2015 | [6 empty] | 19.48% | 22.47% | 58.05%
Note on B34: SUZANNEW: These are the changes from year to year

## Rate Class Customer Model
Average Number of Customers or Connections
| Residential | GS<50 | GS>50 | Large User | Sentinels | Streetlights | USL | Total
1999
2000
2001
2002 | 40624 | 4171 | 796 | 0 | 582 | 11157 | 419 | 57749
2003 | 42507 | 3982 | 864 | 2e-07 | 582 | 11358 | 422 | 59715
2004 | 42859 | 4033 | 819 | 2e-07 | 602 | 11588 | 422 | 60323
2005 | 43068 | 4437 | 802 | 2e-07 | 522 | 11752 | 422 | 61003
2006 | 43724 | 4438 | 871 | 2e-07 | 594 | 11807 | 422 | 61856
2007 | 44325 | 4339 | 853 | 2e-07 | 569 | 11933 | 440 | 62459
2008 | 44955 | 4260 | 847 | 0 | 564.2574 | 11986 | 444.9505 | 63057.2079
2009 | 45760.7971 | 4256.623 | 852.2249 | 0 | 565.5177 | 12136.4996 | 454 | 64025.6622
2010 | 45839.7971 | 4356.7856 | 851 | 0 | 417 | 12334.4604 | 465 | 64264.0431
2011 | 45996.462 | 4306.7266 | 858.5123 | 0 | 369.0708 | 12539.6667 | 424.0555 | 64494.4939
2012 | 45871.0007 | 4259.8898 | 855.1845 | 0 | 343.2164 | 12507.1667 | 383.5415 | 64219.9995
2013 | 46274.0115 | 4315.4555 | 862.7339 | 0 | 337.4585 | 12702 | 421.6058 | 64913.2652
2014 | 46668.605 | 4350.2997 | 862.6074 | 0 | 319.5583 | 12844.8528 | 421.5664 | 65467.4897
2015 | 47066.5634 | 4385.4253 | 862.4809 | 0 | 302.6076 | 12989.3123 | 421.527 | 66027.9165
Growth Rate in Customer Numbers
1999
2000
2001
2002
2003
2004 | 1.0083 | 1.0128 | 0.94792 | 0 | 1.0344 | 1.0203 | 1
2005 | 1.0049 | 1.1002 | 0.97924 | 0 | 0.86711 | 1.0142 | 1
2006 | 1.0152 | 1.0002 | 1.086 | 0 | 1.1379 | 1.0047 | 1
2007 | 1.0137 | 0.97769 | 0.97933 | 0 | 0.95791 | 1.0107 | 1.0427
2008 | 1.0142 | 0.98179 | 0.99297 | 0 | 0.99166 | 1.0044 | 1.0113
2009 | 1.0179 | 0.99921 | 1.0062 | 0 | 1.0022 | 1.0126 | 1.0203
2010 | 1.0017 | 1.0235 | 0.99856 | 0 | 0.73738 | 1.0163 | 1.0242
2011 | 1.0034 | 0.98851 | 1.0088 | 0 | 0.88506 | 1.0166 | 0.91195
2012 | 0.99727 | 0.98912 | 0.99612 | 0 | 0.92995 | 0.99741 | 0.90446
2013 | 1.0088 | 1.013 | 1.0088 | 0 | 0.98322 | 1.0156 | 1.0992
Used | 1.0085 | 1.0081 | 0.99985 | 0 | 0.94696 | 1.0112 | 0.99991
Geomean | 1.0085 | 1.0081 | 0.99985 | 0 | 0.94696 | 1.0112 | 0.99991
Note on B17: Suzanne Wilson: Agrees to RRR for 2011 all customer numbers
Note on B18: Suzanne Wilson: Agrees to the RRR filing 2.1.5 for 2012

## Rate Class Load Model
Average Load by Rate Class
| GS>50 | Large User | Sentinels | Streetlights | Total
1999
2000
2001
2002 | 1529263 | 0 | 956 | 17456 | 1547675
2003 | 1573551 | 0 | 968 | 17588 | 1592107
2004 | 1673046 | 0 | 933 | 19480 | 1693459
2005 | 1719941 | 0 | 892 | 19789 | 1740622
2006 | 1777691 | 0 | 831 | 19932 | 1798454
2007 | 1884479 | 0 | 825 | 20188 | 1905492
2008 | 1735816 | 0 | 733 | 20371 | 1756920
2009 | 1753191 | 0 | 695 | 20319 | 1774205
2010 | 1769836 | 0 | 653 | 19656 | 1790145
2011 | 1793543.4188 | 0 | 679.4791 | 20391.458 | 1814614.3558
2012 | 1761221.4537 | 0 | 720.8667 | 21037.359 | 1782979.6793
2013 | 1721553.9693 | 0 | 716.2304 | 20808.5758 | 1743078.7755
2014 | 1731829.34 | 0 | 713.3474 | 20994.7306 | 1753537.4179
2015 | 1771675.1713 | 0 | 705.027 | 21184.2211 | 1793564.4193
kW/kWh
1999
2000
2001
2002
2003 | 0.2842% | #DIV/0! | 0.3241% | 0.262%
2004 | 0.2796% | #DIV/0! | 0.3118% | 0.2772%
2005 | 0.282% | #DIV/0! | 0.2649% | 0.2653%
2006 | 0.2957% | #DIV/0! | 0.262% | 0.242%
2007 | 0.3029% | #DIV/0! | 0.2794% | 0.2874%
2008 | 0.2866% | #DIV/0! | 0.2556% | 0.2715%
2009 | 0.2957% | #DIV/0! | 0.2362% | 0.2794%
2010 | 0.2896% | #DIV/0! | 0.2225% | 0.2667%
2011 | 0.2657% | #DIV/0! | 0.276% | 0.2795%
2012 | 0.2652% | #DIV/0! | 0.2695% | 0.287%
2013 | 0.2624% | #DIV/0! | 0.2696% | 0.2833%
11 Year Average | 0.2827% | #DIV/0! | 0.2701% | 0.2729%
3 Year Average | 0.2644% | #DIV/0! | 0.2717% | 0.2833%

## Load Transfers
Long-Term Load Transfer Data
Used 2012 as
NPEI Geographic (A/P) | [6 empty] | estimate for missing info
|  | 2008 | 2009 | 2010 | 2011 | 2012 | 2013
Physical Distributor | Customer Class | kWh | kWh | kWh | kWh | kWh | kWh
CNP | Residential | 132652 | 142273 | 145366 | 124738.56 | 113652.12 | 113652.12
NOTL | Residential | 110141 | 132870 | 129366 | 102698 | 109292.21 | 109292.21
Hydro One | Residential | 1006943 | 1039014 | 1096349 | 1225534.5 | 1246237.91 | 1217154.16
| GS<50 | 167608 | 176995 | 169698 | 187767.2 | 187405.96 | 162920.36
| GS>50 | 0 | 0 | 159816 | 159600 | 161520 | 162240
Welland Horizon | Residential | 122030 | 129571 | 137513.84 | 119214.23 | 139801.81 | 139801.81
Horizon | Residential | 201016 | 116619 | 96514 | 75197.68 | 74600.75 | 74600.75
| GS<50 | 7434 | 7830 | 7667 | 10596.25 | 12210.91 | 12210.91
Grimsby | Residential | 37880 | 34050 | 33735 | 32999.97 | 27693.2 | 28352.02
| GS<50 | 4069 | 8280 | 29920 | 12510 | 6930 | 24372.86
Total |  | 1785704 | 1787502 | 2005944.84 | 2050856.39 | 2079344.87 | 2044597.2
NPEI Physical (A/R)
|  | 2008 | 2009 | 2010 | 2011 | 2012 | 2013
Physical Distributor | Customer Class | kWh | kWh | kWh | kWh | kWh | kWh
Hydro One | Residential | 1764940 | 1749584 | 1607727 | 1826404 | 1770935 | 1823409
| GS<50 | 458287 | 516008 | 670650 | 335668 | 249984 | 217892
| GS>50 | 174460 | 70720 | 710920 | 831960 | 838860 | 807920
Horizon | Residential | 40303 | 44356 | 39541 | 36332 | 34441 | 34441
Grimsby | Residential | 317659 | 117478 | 115641 | 106860 | 104598.36 | 97213.9
| GS<50 | 16604 | 25004 | 19492 | 22715 | 26674.83 | 28686.16
|  | 2772253 | 2523150 | 3163971 | 3159939 | 3025493.19 | 3009562.06
Summary Net Load Transfer |  | -986549 | -735648 | -1158026.16 | -1109082.61 | -946148.32 | -964964.86
Month |  | Kwh per month
2008-01-01 |  | -82212.4167
2008-02-01 |  | -82212.4167
2008-03-01 |  | -82212.4167
2008-04-01 |  | -82212.4167
2008-05-01 |  | -82212.4167
2008-06-01 |  | -82212.4167
2008-07-01 |  | -82212.4167
2008-08-01 |  | -82212.4167
2008-09-01 |  | -82212.4167
2008-10-01 |  | -82212.4167
2008-11-01 |  | -82212.4167
2008-12-01 |  | -82212.4167
2009-01-01 |  | -61304
2009-02-01 |  | -61304
2009-03-01 |  | -61304
2009-04-01 |  | -61304
2009-05-01 |  | -61304
2009-06-01 |  | -61304
2009-07-01 |  | -61304
2009-08-01 |  | -61304
2009-09-01 |  | -61304
2009-10-01 |  | -61304
2009-11-01 |  | -61304
2009-12-01 |  | -61304
2010-01-01 |  | -96502.18
2010-02-01 |  | -96502.18
2010-03-01 |  | -96502.18
2010-04-01 |  | -96502.18
2010-05-01 |  | -96502.18
2010-06-01 |  | -96502.18
2010-07-01 |  | -96502.18
2010-08-01 |  | -96502.18
2010-09-01 |  | -96502.18
2010-10-01 |  | -96502.18
2010-11-01 |  | -96502.18
2010-12-01 |  | -96502.18
2011-01-01 |  | -92423.5508
2011-02-01 |  | -92423.5508
2011-03-01 |  | -92423.5508
2011-04-01 |  | -92423.5508
2011-05-01 |  | -92423.5508
2011-06-01 |  | -92423.5508
2011-07-01 |  | -92423.5508
2011-08-01 |  | -92423.5508
2011-09-01 |  | -92423.5508
2011-10-01 |  | -92423.5508
2011-11-01 |  | -92423.5508
2011-12-01 |  | -92423.5508
2012-01-01 |  | -78845.6933
2012-02-01 |  | -78845.6933
2012-03-01 |  | -78845.6933
2012-04-01 |  | -78845.6933
2012-05-01 |  | -78845.6933
2012-06-01 |  | -78845.6933
2012-07-01 |  | -78845.6933
2012-08-01 |  | -78845.6933
2012-09-01 |  | -78845.6933
2012-10-01 |  | -78845.6933
2012-11-01 |  | -78845.6933
2012-12-01 |  | -78845.6933
2013-01-01 |  | -80413.7383
2013-02-01 |  | -80413.7383
2013-03-01 |  | -80413.7383
2013-04-01 |  | -80413.7383
2013-05-01 |  | -80413.7383
2013-06-01 |  | -80413.7383
2013-07-01 |  | -80413.7383
2013-08-01 |  | -80413.7383
2013-09-01 |  | -80413.7383
2013-10-01 |  | -80413.7383
2013-11-01 |  | -80413.7383
2013-12-01 |  | -80413.7383
Note on C6: Eric Smith: Immaterial difference between spreadsheet and G/L
Note on C11: Eric Smith: Invoice was adjusted. No backup spreadsheet with the change in Kwh.
Note on C14: Eric Smith: Jan-Apr difference between G/L. Remaining amounts match.
Note on C25: Eric Smith: Immaterial difference between spreadsheet and G/L
Note on C26: Eric Smith: Immaterial difference between spreadsheet and G/L
Note on C27: Eric Smith: Immaterial difference between spreadsheet and G/L
Note on D7: Eric Smith: Immaterial difference between spreadsheet and G/L
Note on D11: Eric Smith: Immaterial difference between spreadsheet and G/L
Note on F11: Eric Smith: Entire Invoice w/ backup
Note on G11: Eric Smith: Entire Invoice w/ backup

## 2006-2010 Final CDM
OPA Conservation & Demand Management Programs
Annual Results at the End-User Level
For: | Niagara Peninsula Energy Inc.
Net Summer Peak Demand Savings (MW)
# | Program Year | Results Status | 2006 | 2007 | 2008 | 2009 | 2010 | 2011 | 2012 | 2013 | 2014 | 2015
1 | 2006 Programs | Final | 3.0901 | 0.20394 | 0.20394 | 0.20394 | 0.20394 | 0.20394 | 0.1898 | 0.1898 | 0.14845 | 0.14845
2 | 2007 Programs | Final | 0 | 4.7648 | 0.53588 | 0.388 | 0.388 | 0.38606 | 0.37123 | 0.37123 | 0.37123 | 0.32962
3 | 2008 Programs | Final | 0 | 0 | 6.6749 | 1.0099 | 1.0099 | 1.0099 | 1.004 | 1.004 | 0.99117 | 0.98685
4 | 2009 Programs | Final | 0 | 0 | 0 | 5.7505 | 0.87197 | 0.87197 | 0.87005 | 0.85557 | 0.82565 | 0.82201
5 | 2010 Programs | Final | 0 | 0 | 0 | 0 | 4.8693 | 1.076 | 1.0755 | 1.0728 | 1.0545 | 1.0076
Total |  |  | 3.0901 | 4.9687 | 7.4147 | 7.3524 | 7.3432 | 3.5479 | 3.5106 | 3.4934 | 3.391 | 3.2946
Net Energy Savings (MWh)
# | Program Year | Results Status | 2006 | 2007 | 2008 | 2009 | 2010 | 2011 | 2012 | 2013 | 2014 | 2015
1 | 2006 Programs | Final | 4211.2712 | 4211.2712 | 4211.2712 | 4211.2712 | 731.4046 | 731.4046 | 669.036 | 669.036 | 628.6624 | 628.6624
2 | 2007 Programs | Final | 0 | 3589.3208 | 2152.4743 | 1973.5278 | 1973.5278 | 1973.1138 | 1907.7133 | 1907.7133 | 1907.7133 | 653.3038
3 | 2008 Programs | Final | 0 | 0 | 3033.0436 | 2473.4182 | 2473.4182 | 2473.4182 | 2297.0445 | 2296.8318 | 2113.3909 | 1976.345
4 | 2009 Programs | Final | 0 | 0 | 0 | 4448.1445 | 3612.8294 | 3612.8294 | 3610.7595 | 3521.8578 | 3287.2267 | 3045.2372
5 | 2010 Programs | Final | 0 | 0 | 0 | 0 | 5434.6881 | 4043.1228 | 4037.1916 | 4034.5057 | 3930.2869 | 3510.8754
Total |  |  | 4211.2712 | 7800.592 | 9396.789 | 13106.3617 | 14225.8681 | 12833.8887 | 12521.7451 | 12429.9446 | 11867.2802 | 9814.4238
Gross Summer Peak Demand Savings (MW)
# | Program Year | Results Status | 2006 | 2007 | 2008 | 2009 | 2010 | 2011 | 2012 | 2013 | 2014 | 2015
1 | 2006 Programs | Final | 3.1277 | 0.24155 | 0.24155 | 0.24155 | 0.24155 | 0.24155 | 0.22585 | 0.22585 | 0.1799 | 0.1799
2 | 2007 Programs | Final | 0 | 11.9992 | 2.8446 | 1.6122 | 1.6122 | 1.6077 | 1.5299 | 1.5299 | 1.5299 | 1.4635
3 | 2008 Programs | Final | 0 | 0 | 7.0825 | 1.3853 | 1.3853 | 1.3853 | 1.3697 | 1.3697 | 1.3418 | 1.3303
4 | 2009 Programs | Final | 0 | 0 | 0 | 6.2763 | 1.393 | 1.393 | 1.3892 | 1.359 | 1.3039 | 1.2962
5 | 2010 Programs | Final | 0 | 0 | 0 | 0 | 5.5019 | 1.7094 | 1.7094 | 1.7019 | 1.6628 | 1.5754
Total |  |  | 3.1277 | 12.2408 | 10.1687 | 9.5153 | 10.134 | 6.337 | 6.2241 | 6.1863 | 6.0183 | 5.8453
Gross Energy Savings (MWh)
# | Program Year | Results Status | 2006 | 2007 | 2008 | 2009 | 2010 | 2011 | 2012 | 2013 | 2014 | 2015
1 | 2006 Programs | Final | 4703.1632 | 4703.1632 | 4703.1632 | 4703.1632 | 836.6447 | 836.6447 | 767.3463 | 767.3463 | 722.4868 | 722.4868
2 | 2007 Programs | Final | 0 | 17077.5948 | 5211.4011 | 3720.1808 | 3720.1808 | 3719.2201 | 3536.5524 | 3536.5524 | 3536.5524 | 1613.0249
3 | 2008 Programs | Final | 0 | 0 | 5841.9407 | 5112.6969 | 5112.6969 | 5112.6969 | 4655.3459 | 4654.7549 | 4244.4523 | 3878.6825
4 | 2009 Programs | Final | 0 | 0 | 0 | 6821.2054 | 5875.9691 | 5875.9691 | 5872.027 | 5698.5793 | 5256.3914 | 4903.1878
5 | 2010 Programs | Final | 0 | 0 | 0 | 0 | 8090.8139 | 6723.6894 | 6723.012 | 6715.5511 | 6511.3714 | 5638.3705
Total |  |  | 4703.1632 | 21780.7579 | 15756.505 | 20357.2462 | 23636.3053 | 22268.2201 | 21554.2837 | 21372.784 | 20271.2543 | 16755.7524

## CDM Activity
Methodology for Implementing CDM Explanatory Variable,
as per Board Staff Interrogatory #22, London Hydro COS Application EB-2012-0146/EB-2012-0380
Year | Reported Savings (kWh) | Incremental Savings (Reported Savings less Prior Year) | First Year (Half of Incremental Savings) | Reported Savings Adjusted for 1/2 Year | Monthly Increment (Year/78) | [8 empty] | Jan | 1
2006 | 4211271.1894 | 4211271.1894 | 2105635.5947 | 2105635.5947 | 26995.3281 | [8 empty] | Feb | 2
2007 | 7800591.9687 | 3589320.7793 | 1794660.3896 | 6005931.579 | 23008.4665 | [8 empty] | Mar | 3
2008 | 9396789.0399 | 1596197.0712 | 798098.5356 | 8598690.5043 | 10232.0325 | [8 empty] | Apr | 4
2009 | 13106361.6525 | 3709572.6126 | 1854786.3063 | 11251575.3462 | 23779.3116 | [8 empty] | May | 5
2010 | 14225868.1139 | 1119506.4615 | 559753.2307 | 13666114.8832 | 7176.3235 | [8 empty] | Jun | 6
2011 | 18457991.7453 | 4232123.6313 | 2116061.8157 | 16341929.9296 | 27128.9976 | [8 empty] | Jul | 7
2012 | 26565051.0676 | 8107059.3223 | 4053529.6612 | 22511521.4064 | 51968.329 | [8 empty] | Aug | 8
2013 | 30094632.5858 | 3529581.5182 | 1764790.7591 | 28329841.8267 | 22625.5226 | [8 empty] | Sep | 9
2014 | 29508525.2077 | -586107.3782 | -293053.6891 | 29801578.8967 | -3757.0986 | [8 empty] | Oct | 10
2015 | 27440362.3523 | -2068162.8553 | -1034081.4277 | 28474443.78 | -13257.4542 | [8 empty] | Nov | 11
[14 empty] | Dec | 12
Based on 2012 Final Report
[14 empty] | Total | 78
4 Year (2011-2014) kWh Target:
58000000
| 2011 | 2012 | 2013 | 2014 | Total
2011 CDM Programs | 8.667% | 8.667% | 8.522% | 8.522% | 34.38%
2012 CDM Programs |  | 9.683% | 9.723% | 9.683% | 29.09%
2013 CDM Programs |  |  | 6.348% | 6.348% | 12.7%
2014 CDM Programs |  |  |  | 5.218% | 5.218%
Total in Year | 8.667% | 18.35% | 24.59% | 29.77% | 81.38%
kWh
2011 CDM Programs | 5026978 | 5026978 | 4942830 | 4942830 | 19939616
2012 CDM Programs |  | 5615949 | 5639392 | 5615949 | 16871290
2013 CDM Programs |  |  | 3682087 | 3682087 | 7364174
Adjustments to Prior Years results | 597125 | 3400379 | 3400379 | 3400379 | 10798262 | 54973342 | 94.78%
2014 CDM Programs |  |  |  | 3026658 | 3026658
Total in Year | 5624103 | 14043306 | 17664688 | 20667903 | 58000000
NPEI CDM Programs
Net Energy Savings (MWh)
As reported by the OPA (Annualized Basis)
Effect in Year
|  | 2006 | 2007 | 2008 | 2009 | 2010 | 2011 | 2012 | 2013 | 2014 | 2015
Year Initiated | 2006 | 4211.2712 | 4211.2712 | 4211.2712 | 4211.2712 | 731.4046 | 731.4046 | 669.036 | 669.036 | 628.6624 | 628.6624 | 0
| 2007 |  | 3589.3208 | 2152.4743 | 1973.5278 | 1973.5278 | 1973.1138 | 1907.7133 | 1907.7133 | 1907.7133 | 653.3038 | 1254.4095
| 2008 |  |  | 3033.0436 | 2473.4182 | 2473.4182 | 2473.4182 | 2297.0445 | 2296.8318 | 2113.3909 | 1976.345 | 137.0459
| 2009 |  |  |  | 4448.1445 | 3612.8294 | 3612.8294 | 3610.7595 | 3521.8578 | 3287.2267 | 3045.2372 | 241.9895
| 2010 |  |  |  |  | 5434.6881 | 4043.1228 | 4037.1916 | 4034.5057 | 3930.2869 | 3510.8754 | 419.4115
| 2011 | Effect in Year 2011: 5026.978; Effect in Year 2012: 5026.978; Effect in Year 2013: 4942.83; Effect in Year 2014: 4942.83; Effect in Year 2015: 4942.83 | 0
| 2012 | Effect in Year 2012: 5615.949; Effect in Year 2013: 5639.392; Effect in Year 2014: 5615.949; Effect in Year 2015: 5615.949 | 0
| 2013 | Effect in Year 2013: 3682.087; Effect in Year 2014: 3682.087; Effect in Year 2015: 3666.7805 | 15.3065
| Adj to prior year | Effect in Year 2011: 597.125; Effect in Year 2012: 3400.379; Effect in Year 2013: 3400.379; Effect in Year 2014: 3400.379; Effect in Year 2015: 3400.379 | 0
| 2014 | Effect in Year 2014: 3026.658; Effect in Year 2015: 3026.658
| 2015 | Effect in Year 2015: 12406.6667
| Total | 4211.2712 | 7800.592 | 9396.789 | 13106.3617 | 14225.8681 | 18457.9917 | 26565.0511 | 30094.6326 | 32535.1832 | 42873.687
Manual Adjustments to Load Forecast:
2014 Bridge Year:
50% of 2014 Initiatives |  | 2007: -1513.329
-1513.329
2015 Test Year:
100% of 2014 Initiatives |  | 2007: -3026.658
50% of 2015 Initiatives |  | 2007: -6203.3333 |  | Updated for 1/12th of |  | Originally filed | Dfference
|  | 2007: -9229.9913 |  | savings up to the 2013
Programs
2006-01-01 | 13497.6641 |  | 2008-01-01 | 555157.7576 |  | 2010-01-01 | 927754.6885 |  | 2012-01-01 | 1327509.2235 |  | 2014-01-01 | 2483464.9081 |  | 2148417.195 | 335047.7131
2006-02-01 | 40492.9922 |  | 2008-02-01 | 565389.7901 |  | 2010-02-01 | 934931.012 |  | 2012-02-01 | 1379477.5524 |  | 2014-02-01 | 2483464.9081 |  | 2188541.7802 | 294923.1279
2006-03-01 | 67488.3203 |  | 2008-03-01 | 575621.8227 |  | 2010-03-01 | 942107.3355 |  | 2012-03-01 | 1431445.8814 |  | 2014-03-01 | 2483464.9081 |  | 2228666.3654 | 254798.5427
2006-04-01 | 94483.6485 |  | 2008-04-01 | 585853.8552 |  | 2010-04-01 | 949283.6589 |  | 2012-04-01 | 1483414.2104 |  | 2014-04-01 | 2483464.9081 |  | 2268790.9506 | 214673.9575
2006-05-01 | 121478.9766 |  | 2008-05-01 | 596085.8877 |  | 2010-05-01 | 956459.9824 |  | 2012-05-01 | 1535382.5394 |  | 2014-05-01 | 2483464.9081 |  | 2308915.5357 | 174549.3723
2006-06-01 | 148474.3048 |  | 2008-06-01 | 606317.9202 |  | 2010-06-01 | 963636.3059 |  | 2012-06-01 | 1587350.8684 |  | 2014-06-01 | 2483464.9081 |  | 2349040.1209 | 134424.7871
2006-07-01 | 175469.6329 |  | 2008-07-01 | 616549.9527 |  | 2010-07-01 | 970812.6293 |  | 2012-07-01 | 1639319.1974 |  | 2014-07-01 | 2483464.9081 |  | 2389164.7061 | 94300.202
2006-08-01 | 202464.961 |  | 2008-08-01 | 626781.9852 |  | 2010-08-01 | 977988.9528 |  | 2012-08-01 | 1691287.5264 |  | 2014-08-01 | 2483464.9081 |  | 2429289.2913 | 54175.6168
2006-09-01 | 229460.2892 |  | 2008-09-01 | 637014.0177 |  | 2010-09-01 | 985165.2763 |  | 2012-09-01 | 1743255.8554 |  | 2014-09-01 | 2483464.9081 |  | 2469413.8765 | 14051.0316
2006-10-01 | 256455.6173 |  | 2008-10-01 | 647246.0502 |  | 2010-10-01 | 992341.5997 |  | 2012-10-01 | 1795224.1844 |  | 2014-10-01 | 2483464.9081 |  | 2509538.4617 | -26073.5536
2006-11-01 | 283450.9454 |  | 2008-11-01 | 657478.0827 |  | 2010-11-01 | 999517.9232 |  | 2012-11-01 | 1847192.5133 |  | 2014-11-01 | 2483464.9081 |  | 2549663.0468 | -66198.1388
2006-12-01 | 296948.6095 |  | 2008-12-01 | 662594.099 |  | 2010-12-01 | 1003106.085 |  | 2012-12-01 | 1873176.6778 |  | 2014-12-01 | 2483464.9081 |  | 2569725.3394 | -86260.4314 | 1392412.2271
2007-01-01 | 308452.8428 |  | 2009-01-01 | 674483.7548 |  | 2011-01-01 | 1016670.5838 |  | 2013-01-01 | 1884489.4391 |  | 2015-01-01 | 2372870.315 |  | 2569979.624 | -197109.309
2007-02-01 | 331461.3093 |  | 2009-02-01 | 698263.0664 |  | 2011-02-01 | 1043799.5814 |  | 2013-02-01 | 1907114.9617 |  | 2015-02-01 | 2372870.315 |  | 2570488.1931 | -197617.8781
2007-03-01 | 354469.7758 |  | 2009-03-01 | 722042.378 |  | 2011-03-01 | 1070928.579 |  | 2013-03-01 | 1929740.4842 |  | 2015-03-01 | 2372870.315 |  | 2570996.7622 | -198126.4472
2007-04-01 | 377478.2424 |  | 2009-04-01 | 745821.6896 |  | 2011-04-01 | 1098057.5767 |  | 2013-04-01 | 1952366.0068 |  | 2015-04-01 | 2372870.315 |  | 2571505.3314 | -198635.0164
2007-05-01 | 400486.7089 |  | 2009-05-01 | 769601.0013 |  | 2011-05-01 | 1125186.5743 |  | 2013-05-01 | 1974991.5293 |  | 2015-05-01 | 2372870.315 |  | 2572013.9005 | -199143.5855
2007-06-01 | 423495.1754 |  | 2009-06-01 | 793380.3129 |  | 2011-06-01 | 1152315.572 |  | 2013-06-01 | 1997617.0519 |  | 2015-06-01 | 2372870.315 |  | 2572522.4696 | -199652.1546
2007-07-01 | 446503.642 |  | 2009-07-01 | 817159.6245 |  | 2011-07-01 | 1179444.5696 |  | 2013-07-01 | 2020242.5744 |  | 2015-07-01 | 2372870.315 |  | 2573031.0387 | -200160.7237
2007-08-01 | 469512.1085 |  | 2009-08-01 | 840938.9361 |  | 2011-08-01 | 1206573.5672 |  | 2013-08-01 | 2042868.097 |  | 2015-08-01 | 2372870.315 |  | 2573539.6079 | -200669.2929
2007-09-01 | 492520.575 |  | 2009-09-01 | 864718.2477 |  | 2011-09-01 | 1233702.5649 |  | 2013-09-01 | 2065493.6195 |  | 2015-09-01 | 2372870.315 |  | 2574048.177 | -201177.862
2007-10-01 | 515529.0416 |  | 2009-10-01 | 888497.5593 |  | 2011-10-01 | 1260831.5625 |  | 2013-10-01 | 2088119.1421 |  | 2015-10-01 | 2372870.315 |  | 2574556.7461 | -201686.4311
2007-11-01 | 538537.5081 |  | 2009-11-01 | 912276.871 |  | 2011-11-01 | 1287960.5601 |  | 2013-11-01 | 2110744.6646 |  | 2015-11-01 | 2372870.315 |  | 2575065.3152 | -202195.0002
2007-12-01 | 550041.7414 |  | 2009-12-01 | 924166.5268 |  | 2011-12-01 | 1301525.059 |  | 2013-12-01 | 2122057.4259 |  | 2015-12-01 | 2372870.315 |  | 2575319.5998 | -202449.2848 | -2398622.9855
-1006210.7583
Note on B81: Suzanne Wilson: Why is formula different

## CDM Forecast
Initiative | Unit | Incremental Activity |  |  |  | Net Incremental Peak Demand Savings (kW) |  |  |  | Net Incremental Energy Savings (kWh) |  |  |  | 2014 Net Annual Peak Demand Savings (kW) | 2011-2014 Cumulative Energy Savings (kWh)
|  | 2011 | 2012 | 2013 | 2014 | 2011 | 2012 | 2013 | 2014 | 2011 | 2012 | 2013 | 2014 | 2014 | 2014
Consumer Program | [15 empty] | Consumer | <50kW | >50kW
Appliance Retirement | Appliances | 512 | 339 | 158 |  | 30 | 20 | 9 |  | 214685 | 135814 | 63786 | 0 | 59 | 1393046 | 1393046 |  |  | Residential
Appliance Exchange | Appliances | 44 | 56 | 32 |  | 4 | 8 | 5 |  | 4714 | 14737 | 8368 |  | 14 | 76976 | 76976 |  |  | Residential
HVAC Incentives | Equipment | 880 | 712 | 622 |  | 282 | 151 | 134 |  | 504642 | 253365 | 226291 |  | 568 | 3231245 | 2908120.5 | 323124.5 |  | Residential (10% <50kW)
Conservation Instant Coupon Book | Coupons | 7729 | 307 | 1040 |  | 15 | 2 | 2 |  | 272325 | 13904 | 31226 |  | 19 | 1193463 | 1193463 |  |  | Residential
Bi-Annual Retailer Event | Coupons | 9469 | 10550 | 10472 |  | 17 | 15 | 16 |  | 292245 | 266332 | 302178 |  | 47 | 2572330 | 2572330 |  |  | Residential
Retailer Co-op | Items | 0 | 0 | 0 |  | 0 | 0 | 0 |  | 0 | 0 | 0 |  | 0 | 0 | 0
Residential Demand Response (Switch/pstat) | Devices | 47 | 0 | 283 |  | 26 | 0 | 164 |  | 0 | 0 | 1313 |  | 0 | 1313 | 1313
Residential Demand Response (HD) | Devices | 0 | 0 | 275 |  | 0 |  |  |  | 0 | 0 |  |  | 0 | 0
Residential New Construction | Homes | 0 | 0 |  |  | 0 |  |  |  | 0 | 0 |  |  | 0 | 0
Consumer Program Total | [5 empty] | 374 | 196 | 330 | 0 | 1288611 | 684152 | 633162 | 0 | 707 | 8468373 | 8145248.5 | 323124.5 | 0
Business Program
Retrofit | Projects | 36 | 80 | 102 |  | 168 | 767 | 426 |  | 927120 | 3486336 | 1879279 |  | 1336 | 17797457 |  | 1705340.7062 | 16092116.2938 | 91% >50kW 9%<50kW
Direct Install Lighting | Projects | 347 | 217 | 140 |  | 333 | 177 | 162 |  | 903623 | 712848 | 700564 |  | 533 | 6675457 |  | 6675457 |  | <50kW
Building Commissioning | Buildings | 0 | 0 | 0 |  | 0 | 0 | 0 |  | 0 | 0 | 0 |  | 0 | 0
New Construction | Buildings | 0 | 0 | 0 |  | 0 | 0 | 0 |  | 0 | 0 | 0 |  | 0 | 0
Energy Audit | Audits | 3 | 8 | 1 |  | 0 | 41 | 5 |  | 0 | 201410 | 25175 |  | 47 | 654583 |  |  | 654583
Small Commercial DR | Devices | 4 | 0 | 1 |  | 3 | 0 | 1 |  | 0 | 0 | 5 |  | 0 | 5 |  |  | 5
Small Commercial DR (HD) | Devices | 0 | 0 | 1 |  | 0 | 0 | 0 |  | 0 | 0 | 0 |  | 0 | 0
Demand Response 3 | Facilities | 3 | 3 | 2 |  | 106 | 106 | 106 |  | 4146 | 1548 | 1548 |  | 0 | 7242 |  |  | 7242 | >50kW
Business Program Total | [5 empty] | 610 | 1091 | 700 | 0 | 1834889 | 4402142 | 2606571 | 0 | 1916 | 25134744 | 0 | 8380797.7062 | 16753946.2938
Industrial Program Total
Process & System Upgrades | Projects | 0 | 0 | 0 |  | 0 | 0 | 0 |  | 0 | 0
Monitoring & Targeting | Projects | 0 | 0 | 0 |  | 0 | 0 | 0 |  | 0 | 0
Energy Manager | Projects | 0 | 0 | 0 |  | 0 | 0 | 0 |  | 0 | 0
Retrofit | Projects | 1 | 0 | 0 |  | 2 | 0 | 0 |  | 13815 | 0 | 0 | 0 | 2 | 55261.5 |  |  | 55261.5 | >50kW
Demand Response 3 | Facilities | 1 | 1 | 5 |  | 63 | 65 | 506 |  | 3710 | 1578 | 12203 | 0 | 0 | 17491 |  |  | 17491 | >50kW
Industrial Program Total | [5 empty] | 65 | 65 | 506 | 0 | 17525 | 1578 | 12203 | 0 | 2 | 72752.5 | 0 | 0 | 72752.5
Home Assistance Program
Home Assistance Program | Homes | 10 | 44 | 178 |  | 0 | 5 | 10 |  | 9137 | 54743 | 123348 | 0 | 15 | 447473 | 447473
Industrial Program Total | [5 empty] | 0 | 5 | 10 | 0 | 9137 | 54743 | 123348 | 0 | 15 | 447473 | 447473 | 0 | 0
Pre-2011 Program
ERIP | Projects | 23 | 0 |  |  | 263 | 0 |  |  | 1480972 | 0 | 0 | 0 | 263 | 5923888 |  | 567623.0793 | 5356264.9207 | 91% >50kW 9%<50kW
HPNC | Projects | 3 | 2 |  |  | 77 | 136 |  |  | 395844 | 643518 | 0 | 0 | 213 | 3513933 |  |  | 3513933 | >50kW
Toronto Comprehensive | Projects | 0 | 0 |  |  | 0 | 0 |  |  | 0 | 0
Multifamily Energy Efficiency Rebates | Projects | 0 | 0 |  |  | 0 | 0 |  |  | 0 | 0
LDC Custom Programs | Projects | 0 | 0 |  |  | 0 | 0 |  |  | 0 | 0
Total Pre-2011 Programs | [5 empty] | 340 | 136 | 0 | 0 | 1876816 | 643518 | 0 | 0 | 476 | 9437821 | 0 | 567623.0793 | 8870197.9207
Other
Program Enabled Savings | Projects | 0 | 0 |  |  | 0 | 0 |  |  | 0 | 0 | 0 | 0 | 0 | 0
Time-of-use Savings | Homes | 0 | 0 |  |  | 0 | 0 |  |  | 0 | 0 | 0 | 0 | 0 | 0
Total Other | [5 empty] | 0 | 0 | 0 | 0 | 0 | 0 | 0 | 0 | 0 | 0
Adjustments to Previous Year's Verified Results | [5 empty] | 0 | -7 |  |  |  | -170184 |  |  | -16 | -716260 | -246785 | 356126 | -825601
Energy Efficiency Total | [5 empty] | 1191 | 1322 | 769 | 0 | 5019122 | 5783007 | 3360215 | 0 | 3116 | 43535112.5 | 8591408.5 | 9271545.2855 | 25672158.7145
Demand Response Total (Scenario 1) | [5 empty] | 198 | 171 | 777 | 0 | 7856 | 3126 | 15069 | 0 | 0 | 26051 | 1313 | 0 | 24738
OPA-Contracted LDC Portfolio Total (incl. Adjustments) | [5 empty] | 1389 | 1486 | 1546 | 0 | 5026978 | 5615949 | 3375284 | 0 | 3100 | 42844903.5 | 8345936.5 | 9627671.2855 | 24871295.7145
[16 empty] | 19.48% | 22.47% | 58.05%
[11 empty] | OEB Target |  |  | 15500 | 58000000
[11 empty] | % of OEB Target Achieved |  |  | 20.1% | 73.87%

## 2014 COP Forecast
2014 Load Forecast | kWh | kW | 2013 %RPP
Residential | 403803143.2844 |  | 92.23%
GS<50 | 121349037.4146 |  | 85.89%
GS>50 | 654912816.5035 | 1731829.34 | 5.323%
Large User | 0 | 0 | 0%
Sentinels | 262520.8316 | 713.3474 | 80.92%
Streetlights | 7411072.2162 | 20994.7306 | 1.062%
USL | 2231401.6423 |  | 100%
TOTAL | 1189969991.8925 | 1753537.4179
Electricity - Commodity RPP | 2014 Forecasted Metered kWhs | 2014 Loss Factor
Class per Load Forecast RPP |  |  | 2014
Residential | 372420135.4873 | 1.0479 | 390268024.6769 | 0.0925 | 36099792.2826
GS<50 | 104230928.1907 | 1.0479 | 109226098.6426 | 0.0925 | 10103414.1244
GS>50 | 34860110.5295 | 1.0479 | 36530748.9579 | 0.0925 | 3379094.2786
Large User | 0 | 1.0479 | 0 | 0.0925 | 0
Sentinels | 212433.226 | 1.0479 | 222613.8911 | 0.0925 | 20591.7849
Streetlights | 78689.9024 | 1.0479 | 82461.0429 | 0.0925 | 7627.6465
USL | 2231401.6423 | 1.0479 | 2338339.4941 | 0.0925 | 216296.4032
TOTAL | 514033698.9782 |  | 538668286.7055 |  | 49826816.5203
Electricity - Commodity Non-RPP | 2014 Forecasted Metered kWhs | 2014 Loss Factor
Class per Load Forecast |  |  | 2014
Residential | 31383007.7971 | 1.0479 | 32887009.3057 | 0.09096 | 2991402.3664
GS<50 | 17118109.2238 | 1.0479 | 17938478.7137 | 0.09096 | 1631684.0238
GS>50 | 620052705.974 | 1.0479 | 649768156.1696 | 0.09096 | 59102911.4852
Large User | 0 | 1.0479 | 0 | 0.09096 | 0
Sentinels | 50087.6056 | 1.0479 | 52488.0076 | 0.09096 | 4774.3092
Streetlights | 7332382.3138 | 1.0479 | 7683779.9278 | 0.09096 | 698916.6222
USL | 0 | 1.0479 | 0 | 0.09096 | 0
TOTAL | 675936292.9143 |  | 708329912.1244 |  | 64429688.8068
Transmission - Network |  | Volume
Class per Load Forecast |  | Metric | 2014
Residential |  | kWh | 423155033.9826 | 0.0073 | 3089031.7481
GS<50 |  | kWh | 127164577.3563 | 0.0066 | 839286.2106
GS>50 |  | kW | 1731829.34 | 2.7218 | 4713693.0975
Large User |  | kW | 0 | 0 | 0
Sentinels |  | kW | 713.3474 | 2.0152 | 1437.5377
Streetlights |  | kW | 20994.7306 | 2.0576 | 43198.7576
USL |  | kWh | 2338339.4941 | 0.0066 | 15433.0407
TOTAL |  |  |  |  | 8702080.3921
Transmission - Connection |  | Volume
Class per Load Forecast |  | Metric | 2014
Residential |  | kWh | 423155033.9826 | 0.005 | 2115775.1699
GS<50 |  | kWh | 127164577.3563 | 0.0044 | 559524.1404
GS>50 |  | kW | 1731829.34 | 1.7467 | 3024986.3081
Large User |  | kW | 0 | 0 | 0
Sentinels |  | kW | 713.3474 | 1.4595 | 1041.1305
Streetlights |  | kW | 20994.7306 | 1.342 | 28174.9284
USL |  | kWh | 2338339.4941 | 0.0044 | 10288.6938
TOTAL |  |  |  |  | 5739790.3711
Wholesale Market Service
Class per Load Forecast |  |  | 2014
Residential |  |  | 423155033.9826 | 0.0044 | 1974723.4919
GS<50 |  |  | 127164577.3563 | 0.0044 | 593434.6943
GS>50 |  |  | 686298905.1275 | 0.0044 | 3202728.2239
Large User |  |  | 0 | 0.0044 | 0
Sentinels |  |  | 275101.8987 | 0.0044 | 1283.8089
Streetlights |  |  | 7766240.9707 | 0.0044 | 36242.4579
USL |  |  | 2338339.4941 | 0.0044 | 10288.6938
TOTAL |  |  | 1246998198.8299 |  | 5818701.3707
Rural Rate Assistance
Class per Load Forecast |  |  | 2014
Residential |  |  | 423155033.9826 | 0.0013 | 550101.5442
GS<50 |  |  | 127164577.3563 | 0.0013 | 165313.9506
GS>50 |  |  | 686298905.1275 | 0.0013 | 892188.5767
Large User |  |  | 0 | 0.0013 | 0
Sentinels |  |  | 275101.8987 | 0.0013 | 357.6325
Streetlights |  |  | 7766240.9707 | 0.0013 | 10096.1133
USL |  |  | 2338339.4941 | 0.0013 | 3039.8413
TOTAL |  |  | 1246998198.8299 |  | 1621097.6585
Smart Meter Entity Charge
Class per Load Forecast |  |  | 2014
Residential |  |  | 560023.2601 | 0.79 | 442418.3755
GS<50 |  |  | 52203.5964 | 0.79 | 41240.8411
TOTAL |  |  | 612226.8564 |  | 483659.2166
2014
4705-Power Purchased | 114256505.3271
4708-Charges-WMS | 7439799.0292
4714-Charges-NW | 8702080.3921
4716-Charges-CN | 5739790.3711
4751-Smart Meter Entity | 483659.2166
TOTAL | 136621834.3361
Note on C14: Paul Blythin: Average Total Loss Factor from Sheet C1.Loss Factors in Rate Maker
Note on D1: Paul Blythin: RPP % linked to Sheet C4. Commodity Price in Rate Maker
Note on E14: Paul Blythin: Forecast RPP Supply cost for the period May 1, 2014 to April 30, 2015. From Table ES-1 in the OEB's RPP Report issued April 16, 2014.
Note on E25: Paul Blythin: From RPP Report May 1, 2014 to April 30, 2015: Forecast Wholesale Electricity Price of $26.28/MWh plus Forecast Global Adjustment of $64.68/MWh. Taken from Table ES-1 in the OEB's RPP Report issued April 16, 2014.
Note on E36: Paul Blythin: From 2014 IRM Rate Tariff
Note on E47: Paul Blythin: From 2014 IRM Rate Tariff
Note on E58: Paul Blythin: From 2014 IRM Rate Tariff
Note on E69: Paul Blythin: From 2014 IRM Rate Tariff
Note on E80: Paul Blythin: From 2014 IRM Rate Tariff

## 2015 COP Forecast
2015 Load Forecast | kWh | kW | 2013 %RPP
Residential | 407092792.3438 |  | 92.23%
GS<50 | 121037128.6904 |  | 85.89%
GS>50 | 669981013.46 | 1771675.1713 | 5.323%
Large User | 0 | 0 | 0%
Sentinels | 259458.8001 | 705.027 | 80.92%
Streetlights | 7477961.7518 | 21184.2211 | 1.062%
USL | 2215047.0374 |  | 100%
TOTAL | 1208063402.0835 | 1793564.4193
Electricity - Commodity RPP | 2015 Forecasted Metered kWhs | 2015 Loss Factor
Class per Load Forecast RPP |  |  | 2015
Residential | 375454117.6858 | 1.0479 | 393447407.655 | 0.0925 | 36393885.2081
GS<50 | 103963018.8894 | 1.0479 | 108945350.0368 | 0.0925 | 10077444.8784
GS>50 | 35662169.9764 | 1.0479 | 37371246.3591 | 0.0925 | 3456840.2882
Large User | 0 | 1.0479 | 0 | 0.0925 | 0
Sentinels | 209955.4141 | 1.0479 | 220017.3323 | 0.0925 | 20351.6032
Streetlights | 79400.1277 | 1.0479 | 83205.3051 | 0.0925 | 7696.4907
USL | 2215047.0374 | 1.0479 | 2321201.1099 | 0.0925 | 214711.1027
TOTAL | 517583709.1307 |  | 542388427.7983 |  | 50170929.5713
Electricity - Commodity Non-RPP | 2015 Forecasted Metered kWhs | 2015 Loss Factor
Class per Load Forecast |  |  | 2015
Residential | 31638674.6581 | 1.0479 | 33154928.7636 | 0.09096 | 3015772.3203
GS<50 | 17074109.801 | 1.0479 | 17892370.6594 | 0.09096 | 1627490.0352
GS>50 | 634318843.4836 | 1.0479 | 664717985.0728 | 0.09096 | 60462747.9222
Large User | 0 | 1.0479 | 0 | 0.09096 | 0
Sentinels | 49503.386 | 1.0479 | 51875.7898 | 0.09096 | 4718.6218
Streetlights | 7398561.6241 | 1.0479 | 7753130.8201 | 0.09096 | 705224.7794
USL | 0 | 1.0479 | 0 | 0.09096 | 0
TOTAL | 690479692.9527 |  | 723570291.1057 |  | 65815953.679
Transmission - Network |  | Volume
Class per Load Forecast |  | Metric | 2015
Residential |  | kWh | 426602336.4186 | 0.0073 | 3114197.0559
GS<50 |  | kWh | 126837720.6962 | 0.0066 | 837128.9566
GS>50 |  | kW | 1771675.1713 | 2.7218 | 4822145.4811
Large User |  | kW | 0 | 0 | 0
Sentinels |  | kW | 705.027 | 2.0152 | 1420.7703
Streetlights |  | kW | 21184.2211 | 2.0576 | 43588.6533
USL |  | kWh | 2321201.1099 | 0.0066 | 15319.9273
TOTAL |  |  |  |  | 8833800.8445
Transmission - Connection |  | Volume
Class per Load Forecast |  | Metric | 2015
Residential |  | kWh | 426602336.4186 | 0.005 | 2133011.6821
GS<50 |  | kWh | 126837720.6962 | 0.0044 | 558085.9711
GS>50 |  | kW | 1771675.1713 | 1.7467 | 3094585.0216
Large User |  | kW | 0 | 0 | 0
Sentinels |  | kW | 705.027 | 1.4595 | 1028.9868
Streetlights |  | kW | 21184.2211 | 1.342 | 28429.2247
USL |  | kWh | 2321201.1099 | 0.0044 | 10213.2849
TOTAL |  |  |  |  | 5825354.1712
Wholesale Market Service
Class per Load Forecast |  |  | 2015
Residential |  |  | 426602336.4186 | 0.0044 | 1990810.9033
GS<50 |  |  | 126837720.6962 | 0.0044 | 591909.3632
GS>50 |  |  | 702089231.4319 | 0.0044 | 3276416.4133
Large User |  |  | 0 | 0.0044 | 0
Sentinels |  |  | 271893.1221 | 0.0044 | 1268.8346
Streetlights |  |  | 7836336.1252 | 0.0044 | 36569.5686
USL |  |  | 2321201.1099 | 0.0044 | 10213.2849
TOTAL |  |  | 1265958718.9039 |  | 5907188.3679
Rural Rate Assistance
Class per Load Forecast |  |  | 2015
Residential |  |  | 426602336.4186 | 0.0013 | 554583.0373
GS<50 |  |  | 126837720.6962 | 0.0013 | 164889.0369
GS>50 |  |  | 702089231.4319 | 0.0013 | 912716.0009
Large User |  |  | 0 | 0.0013 | 0
Sentinels |  |  | 271893.1221 | 0.0013 | 353.4611
Streetlights |  |  | 7836336.1252 | 0.0013 | 10187.237
USL |  |  | 2321201.1099 | 0.0013 | 3017.5614
TOTAL |  |  | 1265958718.9039 |  | 1645746.3346
Smart Meter Entity Charge
Class per Load Forecast |  |  | 2015
Residential |  |  | 564798.7604 | 0.79 | 446191.0208
GS<50 |  |  | 52625.1033 | 0.79 | 41573.8316
TOTAL |  |  | 617423.8637 |  | 487764.8523
2015
4705-Power Purchased | 115986883.2503
4708-Charges-WMS | 7552934.7025
4714-Charges-NW | 8833800.8445
4716-Charges-CN | 5825354.1712
4751-Smart Meter Entity | 487764.8523
TOTAL | 138686737.8208
Note on C14: Paul Blythin: Average Total Loss Factor from Sheet C1.Loss Factors in Rate Maker
Note on D1: Paul Blythin: RPP % linked to Sheet C4. Commodity Price in Rate Maker
Note on E14: Paul Blythin: Forecast RPP Supply cost for the period May 1, 2014 to April 30, 2015. From Table ES-1 in the OEB's RPP Report issued April 16, 2014.
Note on E25: Paul Blythin: From RPP Report May 1, 2014 to April 30, 2015: Forecast Wholesale Electricity Price of $26.28/MWh plus Forecast Global Adjustment of $64.68/MWh. Taken from Table ES-1 in the OEB's RPP Report issued April 16, 2014.
Note on E36: Paul Blythin: From 2014 IRM Rate Tariff
Note on E47: Paul Blythin: From 2014 IRM Rate Tariff
Note on E58: Paul Blythin: From 2014 IRM Rate Tariff
Note on E69: Paul Blythin: From 2014 IRM Rate Tariff
Note on E80: Paul Blythin: From 2014 IRM Rate Tariff

## Calculation of MAPE
Calculation of Mean Absolute Percentage Error (MAPE)
Month | Actual kWh | Predicted kWh | Difference | Absolute Value of Difference | Absolute Value of Difference / Actual
2002-01-19 | 98398774.076 | 97669623.0839 | 729150.9921 | 729150.9921 | 0.0074102
2002-02-21 | 87515454.4459 | 88259020.6091 | -743566.1631 | 743566.1631 | 0.0084964
2002-03-26 | 94028461.3241 | 92605797.7432 | 1422663.5808 | 1422663.5808 | 0.01513
2002-04-28 | 86184465.6242 | 85205821.6541 | 978643.97 | 978643.97 | 0.011355
2002-05-31 | 85447299.0056 | 86717080.2911 | -1269781.2855 | 1269781.2855 | 0.01486
2002-06-01 | 95651672.7551 | 94930402.2823 | 721270.4728 | 721270.4728 | 0.0075406
2002-07-03 | 119450096.0553 | 123548342.68 | -4098246.6248 | 4098246.6248 | 0.034309
2002-08-05 | 114483162.9555 | 116748003.7339 | -2264840.7784 | 2264840.7784 | 0.019783
2002-09-07 | 96936653.2952 | 97055027.1872 | -118373.8919 | 118373.8919 | 0.0012211
2002-10-10 | 90917730.9059 | 89972050.8073 | 945680.0986 | 945680.0986 | 0.010401
2002-11-12 | 90920617.5408 | 88590820.658 | 2329796.8828 | 2329796.8828 | 0.025625
2002-12-15 | 102776285.7968 | 101357634.3796 | 1418651.4172 | 1418651.4172 | 0.013803
2003-01-01 | 104493534.9333 | 104872825.1328 | -379290.1995 | 379290.1995 | 0.0036298
2003-02-01 | 96011347.4613 | 94343677.1573 | 1667670.3039 | 1667670.3039 | 0.01737
2003-03-01 | 95684640.1163 | 96261156.2053 | -576516.089 | 576516.089 | 0.0060252
2003-04-01 | 86343957.4769 | 89973566.4289 | -3629608.9521 | 3629608.9521 | 0.042037
2003-05-01 | 84100206.046 | 89207057.6627 | -5106851.6167 | 5106851.6167 | 0.060723
2003-06-01 | 90485412.5399 | 96408719.2423 | -5923306.7024 | 5923306.7024 | 0.065461
2003-07-01 | 107838219.0458 | 109476043.4389 | -1637824.3931 | 1637824.3931 | 0.015188
2003-08-01 | 111720633.467 | 116998128.3452 | -5277494.8781 | 5277494.8781 | 0.047238
2003-09-01 | 90994823.965 | 87337231.6893 | 3657592.2758 | 3657592.2758 | 0.040196
2003-10-01 | 90574201.4473 | 90342801.4087 | 231400.0386 | 231400.0386 | 0.0025548
2003-11-01 | 91660392.3833 | 90040455.3995 | 1619936.9838 | 1619936.9838 | 0.017673
2003-12-01 | 102135791.2863 | 102162755.1185 | -26963.8322 | 26963.8322 | 0.000264
2004-01-01 | 110906403.3525 | 108082861.6693 | 2823541.6832 | 2823541.6832 | 0.025459
2004-02-01 | 98773309.5767 | 98395044.3726 | 378265.2041 | 378265.2041 | 0.0038296
2004-03-01 | 100169246.3892 | 96931533.9017 | 3237712.4875 | 3237712.4875 | 0.032322
2004-04-01 | 89485332.9086 | 90831003.5927 | -1345670.6841 | 1345670.6841 | 0.015038
2004-05-01 | 90686143.1572 | 90242763.3452 | 443379.812 | 443379.812 | 0.0048892
2004-06-01 | 96517444.2332 | 94609089.1694 | 1908355.0638 | 1908355.0638 | 0.019772
2004-07-01 | 110297641.9179 | 106931895.8093 | 3365746.1087 | 3365746.1087 | 0.030515
2004-08-01 | 109063695.0917 | 108249932.2002 | 813762.8916 | 813762.8916 | 0.0074614
2004-09-01 | 103094592.0389 | 96883697.4061 | 6210894.6328 | 6210894.6328 | 0.060245
2004-10-01 | 93329245.5929 | 92253893.5472 | 1075352.0457 | 1075352.0457 | 0.011522
2004-11-01 | 94434398.7339 | 92486701.0897 | 1947697.6441 | 1947697.6441 | 0.020625
2004-12-01 | 108483620.8355 | 106160712.6619 | 2322908.1736 | 2322908.1736 | 0.021413
2005-01-01 | 111357551.0204 | 109395968.4347 | 1961582.5857 | 1961582.5857 | 0.017615
2005-02-01 | 97354644.1015 | 98221455.6874 | -866811.5859 | 866811.5859 | 0.0089036
2005-03-01 | 103696306.6202 | 101900962.3176 | 1795344.3026 | 1795344.3026 | 0.017313
2005-04-01 | 91002648.0836 | 93726741.3661 | -2724093.2825 | 2724093.2825 | 0.029934
2005-05-01 | 90914554.5047 | 93796735.4681 | -2882180.9634 | 2882180.9634 | 0.031702
2005-06-01 | 117110313.5889 | 112198940.4195 | 4911373.1694 | 4911373.1694 | 0.041938
2005-07-01 | 130492623.1956 | 129698609.8207 | 794013.3749 | 794013.3749 | 0.0060847
2005-08-01 | 125304430.0647 | 126498192.4134 | -1193762.3487 | 1193762.3487 | 0.0095269
2005-09-01 | 103515709.3081 | 101631247.8297 | 1884461.4784 | 1884461.4784 | 0.018205
2005-10-01 | 95683703.335 | 97567852.3604 | -1884149.0254 | 1884149.0254 | 0.019691
2005-11-01 | 95832424.0916 | 95920749.4693 | -88325.3777 | 88325.3777 | 0.00092166
2005-12-01 | 109926431.0602 | 110692082.4734 | -765651.4131 | 765651.4131 | 0.0069651
2006-01-01 | 105189785.9632 | 107992679.8089 | -2802893.8458 | 2802893.8458 | 0.026646
2006-02-01 | 97673987.0582 | 100375115.1095 | -2701128.0513 | 2701128.0513 | 0.027655
2006-03-01 | 102138407.1677 | 102253445.234 | -115038.0662 | 115038.0662 | 0.0011263
2006-04-01 | 89654385.2663 | 94868045.6566 | -5213660.3903 | 5213660.3903 | 0.058153
2006-05-01 | 96375370.8313 | 99680448.2483 | -3305077.417 | 3305077.417 | 0.034294
2006-06-01 | 106149795.9184 | 106209672.4658 | -59876.5474 | 59876.5474 | 0.00056408
2006-07-01 | 129944897.9592 | 128372206.2668 | 1572691.6924 | 1572691.6924 | 0.012103
2006-08-01 | 120333539.0742 | 116339246.5649 | 3994292.5093 | 3994292.5093 | 0.033194
2006-09-01 | 95914534.5943 | 92661689.0204 | 3252845.5739 | 3252845.5739 | 0.033914
2006-10-01 | 99436286.7098 | 96951614.0323 | 2484672.6775 | 2484672.6775 | 0.024988
2006-11-01 | 98699342.9567 | 96600595.4542 | 2098747.5025 | 2098747.5025 | 0.021264
2006-12-01 | 106547506.222 | 107307680.387 | -760174.165 | 760174.165 | 0.0071346
2007-01-01 | 110076804.3803 | 110361089.1113 | -284284.731 | 284284.731 | 0.0025826
2007-02-01 | 106214902.9368 | 103596507.8516 | 2618395.0852 | 2618395.0852 | 0.024652
2007-03-01 | 105901314.0866 | 103837272.5732 | 2064041.5135 | 2064041.5135 | 0.01949
2007-04-01 | 96871139.8706 | 97304583.9156 | -433444.045 | 433444.045 | 0.0044744
2007-05-01 | 96387834.7437 | 98029605.9923 | -1641771.2486 | 1641771.2486 | 0.017033
2007-06-01 | 113036515.6794 | 109951519.9256 | 3084995.7538 | 3084995.7538 | 0.027292
2007-07-01 | 116239482.3295 | 117907092.178 | -1667609.8485 | 1667609.8485 | 0.014346
2007-08-01 | 124879950.224 | 124557600.7275 | 322349.4965 | 322349.4965 | 0.0025813
2007-09-01 | 104023175.7093 | 99861341.9996 | 4161833.7097 | 4161833.7097 | 0.040009
2007-10-01 | 99226202.0906 | 98227868.3488 | 998333.7418 | 998333.7418 | 0.010061
2007-11-01 | 100079143.8527 | 98070539.2225 | 2008604.6301 | 2008604.6301 | 0.02007
2007-12-01 | 110979900.448 | 110565100.0438 | 414800.4041 | 414800.4041 | 0.0037376
2008-01-01 | 109510858.763 | 110467778.2226 | -956919.4596 | 956919.4596 | 0.0087381
2008-02-01 | 104696662.6456 | 105505737.8456 | -809075.2 | 809075.2 | 0.0077278
2008-03-01 | 105342396.8417 | 104931452.4503 | 410944.3914 | 410944.3914 | 0.003901
2008-04-01 | 86729773.6461 | 96190775.3459 | -9461001.6998 | 9461001.6998 | 0.10909
2008-05-01 | 95591326.6575 | 96475137.0272 | -883810.3697 | 883810.3697 | 0.0092457
2008-06-01 | 106359071.8043 | 106913331.9392 | -554260.1349 | 554260.1349 | 0.0052112
2008-07-01 | 120281441.1423 | 119300568.8376 | 980872.3047 | 980872.3047 | 0.0081548
2008-08-01 | 112894870.7093 | 113670605.3921 | -775734.6829 | 775734.6829 | 0.0068713
2008-09-01 | 101394552.1428 | 97487809.4402 | 3906742.7026 | 3906742.7026 | 0.03853
2008-10-01 | 95461112.6207 | 96840393.2601 | -1379280.6394 | 1379280.6394 | 0.014449
2008-11-01 | 97537060.8536 | 98907385.1613 | -1370324.3077 | 1370324.3077 | 0.014049
2008-12-01 | 111556941.3912 | 111744371.189 | -187429.7978 | 187429.7978 | 0.0016801
2009-01-01 | 117644798.5386 | 114068689.3186 | 3576109.22 | 3576109.22 | 0.030398
2009-02-01 | 97575928.454 | 100671750.7378 | -3095822.2838 | 3095822.2838 | 0.031727
2009-03-01 | 101971896.5973 | 103401454.7411 | -1429558.1438 | 1429558.1438 | 0.014019
2009-04-01 | 92172702.9686 | 95685370.2716 | -3512667.303 | 3512667.303 | 0.03811
2009-05-01 | 90679049.0268 | 95335284.8487 | -4656235.822 | 4656235.822 | 0.051349
2009-06-01 | 97810557.2398 | 100926169.8141 | -3115612.5743 | 3115612.5743 | 0.031854
2009-07-01 | 106317705.8403 | 106668140.1636 | -350434.3232 | 350434.3232 | 0.0032961
2009-08-01 | 118314175.5727 | 118504479.1304 | -190303.5577 | 190303.5577 | 0.0016085
2009-09-01 | 96760283.4718 | 93907042.5093 | 2853240.9625 | 2853240.9625 | 0.029488
2009-10-01 | 93898385.0914 | 95671234.6693 | -1772849.5779 | 1772849.5779 | 0.018881
2009-11-01 | 93733128.745 | 94445943.9795 | -712815.2346 | 712815.2346 | 0.0076047
2009-12-01 | 109929207.9271 | 108341071.018 | 1588136.9091 | 1588136.9091 | 0.014447
2010-01-01 | 112728743.4179 | 110440778.6948 | 2287964.7231 | 2287964.7231 | 0.020296
2010-02-01 | 99258445.311 | 99378271.4774 | -119826.1664 | 119826.1664 | 0.0012072
2010-03-01 | 100040210.3238 | 100330503.8981 | -290293.5744 | 290293.5744 | 0.0029018
2010-04-01 | 89357236.0693 | 93227408.419 | -3870172.3496 | 3870172.3496 | 0.043311
2010-05-01 | 98050856.147 | 97654492.4001 | 396363.7469 | 396363.7469 | 0.0040424
2010-06-01 | 106969130.2393 | 104682565.4635 | 2286564.7758 | 2286564.7758 | 0.021376
2010-07-01 | 130192001.1192 | 129398276.1549 | 793724.9642 | 793724.9642 | 0.0060966
2010-08-01 | 125435396.1066 | 123942005.309 | 1493390.7976 | 1493390.7976 | 0.011906
2010-09-01 | 99514707.2876 | 96894184.8663 | 2620522.4213 | 2620522.4213 | 0.026333
2010-10-01 | 94152765.4433 | 96177419.3094 | -2024653.8661 | 2024653.8661 | 0.021504
2010-11-01 | 97120412.2081 | 96336605.8791 | 783806.329 | 783806.329 | 0.0080705
2010-12-01 | 111894733.2762 | 110603787.7289 | 1290945.5473 | 1290945.5473 | 0.011537
2011-01-01 | 113829885.149 | 112586356.8634 | 1243528.2856 | 1243528.2856 | 0.010924
2011-02-01 | 102120252.3009 | 101456996.5288 | 663255.7721 | 663255.7721 | 0.0064949
2011-03-01 | 106849782.5854 | 103818760.8322 | 3031021.7532 | 3031021.7532 | 0.028367
2011-04-01 | 94087029.297 | 96515393.1463 | -2428363.8493 | 2428363.8493 | 0.02581
2011-05-01 | 95311649.1908 | 96530084.8566 | -1218435.6658 | 1218435.6658 | 0.012784
2011-06-01 | 104481387.9931 | 102123868.0632 | 2357519.9299 | 2357519.9299 | 0.022564
2011-07-01 | 132315624.2713 | 134422450.9647 | -2106826.6934 | 2106826.6934 | 0.015923
2011-08-01 | 120979109.8801 | 124661986.6378 | -3682876.7578 | 3682876.7578 | 0.030442
2011-09-01 | 101456692.2017 | 96688413.0241 | 4768279.1776 | 4768279.1776 | 0.046998
2011-10-01 | 95202184.8473 | 96472275.0125 | -1270090.1652 | 1270090.1652 | 0.013341
2011-11-01 | 94439501.2736 | 95110793.8934 | -671292.6198 | 671292.6198 | 0.0071082
2011-12-01 | 105238563.4331 | 107510580.8812 | -2272017.448 | 2272017.448 | 0.021589
2012-01-01 | 109223578.4695 | 109657548.3937 | -433969.9241 | 433969.9241 | 0.0039732
2012-02-01 | 99573605.1032 | 101973358.0806 | -2399752.9774 | 2399752.9774 | 0.0241
2012-03-01 | 96940328.9966 | 99763504.3785 | -2823175.3819 | 2823175.3819 | 0.029123
2012-04-01 | 90395437.3841 | 95039726.5856 | -4644289.2015 | 4644289.2015 | 0.051377
2012-05-01 | 100200864.441 | 97475371.867 | 2725492.574 | 2725492.574 | 0.0272
2012-06-01 | 110427095.9729 | 113723022.4978 | -3295926.5249 | 3295926.5249 | 0.029847
2012-07-01 | 134019462.2935 | 134938117.5935 | -918655.3 | 918655.3 | 0.0068546
2012-08-01 | 122137536.5984 | 124241148.8014 | -2103612.203 | 2103612.203 | 0.017223
2012-09-01 | 100247713.3784 | 97944324.4243 | 2303388.9541 | 2303388.9541 | 0.022977
2012-10-01 | 95198439.7032 | 95192911.2808 | 5528.4224 | 5528.4224 | 5.8073e-05
2012-11-01 | 97032089.2328 | 96149736.2228 | 882353.01 | 882353.01 | 0.0090934
2012-12-01 | 105393299.3257 | 106168901.8826 | -775602.5569 | 775602.5569 | 0.0073591
2013-01-01 | 110317098.3204 | 108445586.1658 | 1871512.1546 | 1871512.1546 | 0.016965
2013-02-01 | 99792259.7682 | 99917609.9379 | -125350.1696 | 125350.1696 | 0.0012561
2013-03-01 | 103236303.6413 | 102157790.4461 | 1078513.1952 | 1078513.1952 | 0.010447
2013-04-01 | 93025730.779 | 95271734.9666 | -2246004.1876 | 2246004.1876 | 0.024144
2013-05-01 | 96420691.8963 | 96509379.2899 | -88687.3936 | 88687.3936 | 0.0009198
2013-06-01 | 102784125.5011 | 102569252.0245 | 214873.4766 | 214873.4766 | 0.0020905
2013-07-01 | 124839639.6322 | 122219671.2208 | 2619968.4114 | 2619968.4114 | 0.020987
2013-08-01 | 115518135.3702 | 115811553.4059 | -293418.0357 | 293418.0357 | 0.00254
2013-09-01 | 98240609.585 | 95070281.506 | 3170328.079 | 3170328.079 | 0.032271
2013-10-01 | 95936957.1402 | 94899670.7761 | 1037286.3641 | 1037286.3641 | 0.010812
2013-11-01 | 99297938.2733 | 97032842.2514 | 2265096.0218 | 2265096.0218 | 0.022811
2013-12-01 | 110590589.6161 | 109665620.3903 | 924969.2258 | 924969.2258 | 0.0083639
|  |  |  | n = # observations | 144
|  |  |  | MAPE | 1.89%
MAPE= (100%)/n ∑_(t=1)^n▒〖|(A_t - F_t)/A_t | where A_t=actual and F_t=predicted.〗