{"text_format":"1","workbook":"xlsx","n_sheets":3,"sheets":["Data summary","Hourly load shapes by class","Input to CA model"],"not_rendered":{"charts":0,"images":0,"macros":1,"external_links":0,"defined_names":5,"comments":0,"pivot_tables":0},"unopened":[],"bounds":{"document_bytes":16777216,"sheet_cells":100000,"rows_first":2000,"rows_last":500,"rows_between":2000,"halvings":0,"cell_chars":16384,"cell_head_chars":4096},"cells_cut":0,"cells_raw":0,"read":"whole","date_system":"1900"}

{"sheet":"Data summary","index":0,"n_rows":65,"n_cols":15,"rows_kept":65,"cut":false,"hidden":false,"merged":[]}
["RUN # 1&2","Rate classes","Weather station used for normalization",null,null,null,null,"Test Year"]
[1,"Residential","Toronto Pearson",null,null,null,null,2004]
[2,"GS>50 <200kW"]
[3,"Street Lighting"]
[4,"Sentinel lighting"]
[5,"GS > 200 kW < 1000 kW"]
[6,"Intermediate Use 1000 - 5000 kW"]
[7,"Large user > 5000 kW"]
[8,"GS < 50 "]
[9,"USL"]
[]
[]
["Monthly kWh by class (with actual weather)",null,"Jan","Feb","Mar","Apr","May","Jun","Jul","Aug","Sep","Oct","Nov","Dec","TOTAL"]
[1,"Residential",57330031.862448297,45753519.442823902,44814532.4151759,37422262.829960622,34534042.000371203,33228217.098631203,41019185.875566803,37671623.061114468,33595264.782801896,33745458.3200069,38609765.224607609,49486213.748272002,487210116.66178071]
[2,"GS>50 <200kW",33614679.841837995,31386904.633989003,28331859.077778008,25198344.985968001,23413256.520396002,24184786.242016006,23757343.504542004,25675379.455948006,25015790.135876004,24371838.547110002,25289072.739919987,30522841.277499985,320762096.96288097]
[3,"Street Lighting",925796.7392319974,803272.76340399322,767419.31394199387,649269.67607599695,588869.22834999871,529535.2346260004,568851.36018799909,641313.33914799732,710262.7296539956,835482.23424800404,896440.20579399681,971527.09941798868,8888039.9240799602]
[4,"Sentinel lighting",4241.3757979029751,3680.0536375216202,3515.7973311690903,2974.5154348950127,2697.8013503540833,2425.9730382532389,2606.0929893823741,2938.0648691753991,3253.944439473848,3827.6156933291641,4106.883975715833,4450.8814428280248,40719.000000000662]
[5,"GS > 200 kW < 1000 kW",2759680.1967280032,2423280.5280899992,2549583.0438979981,2446834.5541379987,2533506.5876080021,2538197.4488079986,2806510.2613979988,2654981.5981199997,2467598.7004300002,2384176.7576679965,2317586.5710180011,2512514.9314079997,30394451.179311994]
[6,"Intermediate Use 1000 - 5000 kW",6127129.8781579956,5628471.4471980007,5837516.1286020018,5546430.7233880004,5627384.7938160002,5730250.0004079957,6418931.9427220058,6303008.8312299959,6635632.0007579923,6408590.9381599976,6489219.934627994,6567560.9065060001,73320127.525573969]
[7,"Large user > 5000 kW",7570627.3323999932,7372011.4406400034,7872115.0728000039,7029672.9659200003,7345177.6508000102,7805933.6968800044,4797729.1146400031,7759644.8916799929,7000305.9068800006,7432702.255440007,7684410.9587519942,6231928.0207360024,85902259.307568029]
[8,"GS < 50 ",16620894.499827195,13746583.81088803,13275992.920171371,11426774.721988816,11378604.686563661,11372892.437942674,12040028.397411874,11780118.667480206,11586924.803903766,11555973.486341007,11874468.814884204,15210823.141401177,151870080.38880396]
[9,"USL",296522.98895299394,257279.8441120832,245796.36015904346,207954.26990411119,188608.63977295565,169604.58367728032,182197.12648032169,205405.93860520786,227489.70547641779,267596.19991949655,287120.39908477338,311169.94385531521,2846746]
[]
[]
["Monthly kWh by class (with normalized weather)",null,"Jan","Feb","Mar","Apr","May","Jun","Jul","Aug","Sep","Oct","Nov","Dec","TOTAL"]
[1,"Residential",54280655.167620122,46698658.952214271,46755843.992212176,37560839.245793149,35059838.60143315,34832459.460991956,42372114.446308658,38905126.960803539,32221719.350887064,34936742.063767143,40349645.807664499,48924976.952038564,492898621.00173426]
[2,"GS>50 <200kW",32097674.606780011,31857093.045291886,29297623.599503849,25267284.041162468,23654197.027308043,24827765.701636013,24299596.534215111,26169767.142914537,24439541.657728266,24964478.898427967,26154629.283770271,30243636.953732036,323273288.49247044]
[3,"Street Lighting",925796.7392319974,803272.76340399322,767419.31394199387,649269.67607599695,588869.22834999871,529535.2346260004,568851.36018799909,641313.33914799732,710262.7296539956,835482.23424800404,896440.20579399681,971527.09941798868,8888039.9240799602]
[4,"Sentinel lighting",4241.3757979029751,3680.0536375216202,3515.7973311690903,2974.5154348950127,2697.8013503540833,2425.9730382532389,2606.0929893823741,2938.0648691753991,3253.944439473848,3827.6156933291641,4106.883975715833,4450.8814428280248,40719.000000000662]
[5,"GS > 200 kW < 1000 kW",2713135.4621227277,2437706.842721493,2579214.6182103981,2448949.7413198296,2552394.837051759,2676055.0420141993,2922771.6698474754,2760980.4688712745,2379431.9881024347,2402360.1411072877,2344143.5654754601,2503948.3880302315,30721092.76487457]
[6,"Intermediate Use 1000 - 5000 kW",5994115.1957576824,5669698.7025511255,5922196.6940754261,5552475.4662272166,5676670.494286485,6012353.2771040676,6656842.1188255474,6519918.383105685,6434187.6009425754,6460555.0753207738,6565114.0226107268,6543079.5971521996,74007206.62795952]
[7,"Large user > 5000 kW",7570627.3323999932,7372011.4406400034,7872115.0728000039,7029672.9659200003,7345177.6508000102,7805933.6968800044,4797729.1146400031,7759644.8916799929,7000305.9068800006,7432702.255440007,7684410.9587519942,6231928.0207360024,85902259.307568029]
[8,"GS < 50 ",16049148.670718938,13923793.656210147,13639981.009623449,11452757.240940792,11462818.580675449,11525878.466059644,12169048.284443894,11897749.810197616,11417549.666109256,11779334.382662686,12200689.40553683,15105593.506134173,152624342.67931288]
[9,"USL",296522.98895299394,257279.8441120832,245796.36015904346,207954.26990411119,188608.63977295565,169604.58367728032,182197.12648032169,205405.93860520786,227489.70547641779,267596.19991949655,287120.39908477338,311169.94385531521,2846746]
[]
[]
["Residential class information",null,"Equipment saturation"]
[null,"Electric space heating",0.12470602069614299]
[null,"Electric water heating",0.2465]
[null,"Air conditioning",0.50875183526650758]
[null,"Baseload",1]
[]
[]
["General service >50kW to < 200kW",null,"2004 kWh (Actual)","2004 kWh (Weather Corrected)"]
[null,"Weather sensitive load",279989102.54356891,282500294.0731585]
[null,"Non-weather sensitive load",40772994.419312008,40772994.419312008]
[null,"TOTAL",320762096.96288091,323273288.4924705]
[]
[]
["General service >200kW to < 1000kW ",null,"2004 kWh (Actual)","2004 kWh (Weather Corrected)"]
[null,"Weather sensitive load",30394451.179311998,30721092.76487457]
[null,"Non-weather sensitive load",0,0]
[null,"TOTAL",30394451.179311998,30721092.76487457]
[null,null,null,null,{"$f":"SUM(D45,D51)/SUM(D47,D53)","v":0.88482022151173345}]
[]
["Intermediate User 1000 - 5000 kW",null,"2004 kWh (Actual)","2004 kWh (Weather Corrected)"]
[null,"Weather sensitive load",59614412.94603198,60301492.048417494,{"$f":"D57/D59","v":0.81480567631147327}]
[null,"Non-weather sensitive load",13705714.579542005,13705714.579542005]
[null,"TOTAL",73320127.525573984,74007206.627959505]
[]
[]
["Large customers > 5000 kW",null,"2004 kWh (Actual)","2004 kWh (Weather Corrected)"]
[null,"Weather sensitive load",0,0]
[null,"Non-weather sensitive load",85902259.307567999,85902259.307567999]
[null,"TOTAL",85902259.307567999,85902259.307567999]

{"sheet":"Hourly load shapes by class","index":1,"n_rows":8842,"n_cols":35,"rows_kept":2250,"cut":true,"hidden":false,"merged":[],"bounds":{"rows_first":1000,"rows_last":250,"rows_between":1000,"halvings":1}}
["ALL UNITS IN GWh",null,null,null,null,null,null,null,null,null,null,null,null,null,null,null,null,null,null,"I2",null,null,null,null,null,null,null,"I1 & I4",null,null,"I2"]
["Year","Month","Day","Hour (EST)","Residential","GS>50-200kW","Street Lighting","Sentinel Lighting","GS>200-1000kW","Intermediate Use 1000-5000kW","Large User >5000kW","GS < 50 kW","USL","TOTAL LDC sales",{"$f":"E2","v":"Residential"},{"$f":"F2","v":"GS>50-200kW"},"Street Lighting","Sentinel Lighting","GS>200-1000kW","Intermediate Use 1000-5000kW",{"$f":"K2","v":"Large User >5000kW"},{"$f":"L2","v":"GS < 50 kW"},{"$f":"M2","v":"USL"},{"$f":"N2","v":"TOTAL LDC sales"},null,null,{"$f":"E2","v":"Residential"},"GS>50-1000kW",{"$f":"G2","v":"Street Lighting"},"Sentinel Lighting",{"$f":"J2","v":"Intermediate Use 1000-5000kW"},{"$f":"K2","v":"Large User >5000kW"},{"$f":"L2","v":"GS < 50 kW"},{"$f":"M2","v":"USL"},{"$f":"N2","v":"TOTAL LDC sales"}]
[2004,1,1,1,5.5141721840825768E-2,3.0433773549860765E-2,2.038515149999981E-3,9.3391005330618523E-6,3.1574037546935625E-3,6.8331728977611859E-3,2.1586611199999987E-3,1.8005897963820666E-2,6.5291502949707471E-4,0.11843140040699207,{"$f":"E3*1000000*O$8826","v":55141.721840825769},{"$f":"F3*1000000*P$8826","v":30433.773549860765},2038.5151499999811,9.3391005330618526,3157.4037546935624,6833.1728977611856,2158.6611199999988,18005.897963820666,652.91502949707467,{"$f":"SUM(O3:W3)","v":118431.40040699205},null,null,{"$f":"O3*AA$8826","v":54140.763971241897},{"$f":"(P3+S3)*AB$8826","v":40804.295590963455},{"$f":"Q3*AC$8826","v":1144.7528100341278},6.7725414399486628,{"$f":"T3*AE$8826","v":4368.0012162298244},{"$f":"U3*AF$8826","v":1260.408789893941},17066.775689410209,580.31032082250749,{"$f":"SUM(AA3:AH3)","v":119372.08093003591}]
[2004,1,1,2,4.9070865447997956E-2,2.9856594326508602E-2,2.038515149999981E-3,9.3391005330618523E-6,3.1390342186342151E-3,7.0392048610630822E-3,2.1432831199999988E-3,1.7245329908026821E-2,6.5291502949707471E-4,0.11119508116226082,{"$f":"E4*1000000*O$8826","v":49070.86544799796},{"$f":"F4*1000000*P$8826","v":29856.594326508603},{"$f":"G4*1000000*Q$8826","v":2038.5151499999811},{"$f":"H4*1000000*R$8826","v":9.3391005330618526},{"$f":"I4*1000000*S$8826","v":3139.034218634215},{"$f":"J4*1000000*T$8826","v":7039.2048610630818},{"$f":"K4*1000000*U$8826","v":2143.2831199999987},{"$f":"L4*1000000*V$8826","v":17245.329908026819},{"$f":"M4*1000000*W$8826","v":652.91502949707467},{"$f":"SUM(O4:W4)","v":111195.0811622608},null,null,{"$f":"O4*AA$8826","v":48180.108552896818},{"$f":"(P4+S4)*AB$8826","v":40080.863143284281},{"$f":"Q4*AC$8826","v":1144.7528100341278},{"$f":"R4*AD$8826","v":6.7725414399486628},{"$f":"T4*AE$8826","v":4499.7039961462751},{"$f":"U4*AF$8826","v":1251.4298139021053},{"$f":"V4*AG$8826","v":16345.876102461196},{"$f":"W4*AH$8826","v":580.31032082250749},{"$f":"SUM(AA4:AH4)","v":112089.81728098726}]
[2004,1,1,3,4.6303228418753013E-2,2.8834853139715295E-2,2.038515149999981E-3,9.3391005330618523E-6,3.1149810580171542E-3,7.0642640066342528E-3,2.1408226399999984E-3,1.6749584102264469E-2,6.5291502949707471E-4,0.10690850264541429,46303.228418753017,28834.853139715295,2038.5151499999811,9.3391005330618526,3114.9810580171543,7064.2640066342528,2140.8226399999985,16749.584102264471,652.91502949707467,106908.50264541431,null,null,45462.710942590791,38810.502736079805,1144.7528100341278,6.7725414399486628,4515.7226715069437,1249.9931777434115,15875.98659831582,580.31032082250749,107646.75179853335]
[2004,1,1,4,4.3504751625941605E-2,2.9021236733495388E-2,2.038515149999981E-3,9.3391005330618523E-6,3.1316207252284124E-3,7.1571038591871031E-3,2.1678879199999988E-3,1.7382810176235882E-2,6.5291502949707471E-4,0.10506618032011851,43504.751625941608,29021.236733495389,2038.5151499999811,9.3391005330618526,3131.6207252284125,7157.1038591871029,2167.8879199999988,17382.810176235882,652.91502949707467,105066.18032011851,null,null,42715.033386275813,39057.121694332549,1144.7528100341278,6.7725414399486628,4575.0691266505437,1265.7961754890423,16476.185898948912,580.31032082250749,105821.04195399344]
[2004,1,1,5,4.4010545073102376E-2,2.8978102231633943E-2,2.038515149999981E-3,9.3391005330618523E-6,3.1917537507404532E-3,7.2229743654073728E-3,2.1680929599999991E-3,1.7345972617731527E-2,6.5291502949707471E-4,0.10561821027864579,44010.545073102374,28978.102231633944,2038.5151499999811,9.3391005330618526,3191.7537507404531,7222.9743654073727,2168.092959999999,17345.972617731528,652.91502949707467,105618.21027864577,null,null,43211.645438398155,39077.770353870743,1144.7528100341278,6.7725414399486628,4617.1758398259244,1265.9158951689337,16441.269653771771,580.31032082250749,106345.61285333212]
[2004,1,1,6,4.6045183611894899E-2,2.9729340285433364E-2,2.038515149999981E-3,9.3391005330618523E-6,3.2182783031033274E-3,7.02692177268875E-3,2.1492292799999988E-3,1.7917696354285036E-2,6.5291502949707471E-4,0.10878741888743548,46045.1836118949,29729.340285433365,2038.5151499999811,9.3391005330618526,3218.2783031033273,7026.92177268875,2149.2292799999987,17917.696354285035,652.91502949707467,108787.4188874355,null,null,45209.350283624815,40022.543887519467,1144.7528100341278,6.7725414399486628,4491.8522198542223,1254.9016846189484,16983.17435564645,580.31032082250749,109693.65810356049]
[2004,1,1,7,4.9625403041648593E-2,3.12328723646693E-2,2.038515149999981E-3,9.3391005330618523E-6,3.3160565239874588E-3,7.5703062000186568E-3,2.1477939999999989E-3,1.8722200839682099E-2,6.5291502949707471E-4,0.11531540225003621,49625.403041648591,31232.8723646693,2038.5151499999811,9.3391005330618526,3316.0565239874591,7570.3062000186565,2147.793999999999,18722.2008396821,652.91502949707467,115315.40225003622,null,null,48724.579925366561,41967.707590075806,1144.7528100341278,6.7725414399486628,4839.2024003589531,1254.0636468597106,17745.718807524634,580.31032082250749,116263.10804248224]
[2004,1,1,8,5.5333108999568031E-2,3.3443190164859735E-2,1.6989248479999843E-3,7.7833269738460495E-6,3.5217447359446722E-3,7.9139143052484699E-3,2.1549703999999988E-3,1.9337286866321222E-2,5.4414781624028308E-4,0.12395507146315624,55333.10899956803,33443.190164859734,1698.9248479999844,7.7833269738460498,3521.7447359446724,7913.9143052484696,2154.9703999999988,19337.286866321221,544.14781624028308,123955.07146315624,null,null,54328.676982346311,44902.50867118741,954.05177331392599,5.6443234853753639,5058.8486238639953,1258.2538356559005,18328.724179843928,483.6381145345963,125320.34650423143]
[2004,1,1,9,6.360481542194299E-2,3.428604073296726E-2,0,0,3.6714186813556547E-3,7.8324866031734552E-3,2.1584560799999988E-3,1.8381122155305615E-2,0,0.12993433967474496,63604.815421942993,34286.04073296726,0,0,3671.4186813556548,7832.4866031734555,2158.456079999999,18381.122155305617,0,129934.33967474499,null,null,62450.231589327042,46108.160478615879,0,0,5006.7972112888801,1260.2890702140501,17422.429549172233,0,132247.90789861808]
[2004,1,1,10,7.0499351091826992E-2,3.6190780047671539E-2,0,0,3.6998381678074975E-3,7.902868232352615E-3,2.1730139199999986E-3,1.9218881194414547E-2,0,0.13968473265407319,70499.351091826989,36190.780047671542,0,0,3699.8381678074975,7902.8682323526145,2173.0139199999985,19218.881194414545,0,139684.73265407319,null,null,69219.614480053759,48456.431348418126,0,0,5051.7875907882089,1268.7891674863208,18216.49411795834,0,142213.11670470476]
[2004,1,1,11,7.2317514158072763E-2,3.8289487155258331E-2,0,0,3.6170517820294209E-3,7.9589828109216214E-3,2.1424629599999987E-3,2.1265334234208025E-2,0,0.14559083310049015,72317.514158072765,38289.487155258328,0,0,3617.0517820294208,7958.9828109216214,2142.4629599999985,21265.334234208025,0,145590.83310049016,null,null,71004.773414970463,50905.235814984953,0,0,5087.6579764940861,1250.9509351825407,20156.211596044948,0,148404.82973767698]
[2004,1,1,12,7.5162808007366855E-2,3.9448648091801493E-2,0,0,3.5406907606532118E-3,8.1874002716389258E-3,2.1443083199999989E-3,2.1603072541313287E-2,0,0.15008692799277379,75162.808007366853,39448.648091801493,0,0,3540.6907606532118,8187.4002716389259,2144.3083199999987,21603.072541313286,0,150086.92799277377,null,null,73798.418183048867,52220.548088912081,0,0,5233.6703430988027,1252.028412301561,20476.334699078656,0,152980.99972643997]
[2004,1,1,13,7.692582107384098E-2,3.9391281943139199E-2,0,0,3.5668859573430053E-3,8.1791640207018387E-3,2.1422579199999988E-3,2.1926717900042154E-2,0,0.15213212881506719,76925.821073840983,39391.281943139198,0,0,3566.8859573430054,8179.164020701839,2142.2579199999986,21926.717900042153,0,152132.12881506718,null,null,75529.428226328324,52182.683719747351,0,0,5228.4054457153106,1250.8312155026497,20783.099890764337,0,154974.44849805796]
[2004,1,1,14,7.4363712795238124E-2,3.9140536510176148E-2,0,0,3.5914332909352488E-3,8.1332000022413913E-3,2.139387359999999E-3,2.2136700369057929E-2,0,0.14950497032764884,74363.712795238127,39140.536510176149,0,0,3591.4332909352488,8133.2000022413913,2139.3873599999988,22136.700369057929,0,149504.97032764883,null,null,73013.828514353037,51907.913531576858,0,0,5199.0236502387424,1249.1551399841737,20982.13043645562,0,152352.05127260843]
[2004,1,1,15,7.1922682938795154E-2,3.9139131907926263E-2,0,0,3.4780865603417882E-3,8.0648388262763143E-3,2.1354915999999987E-3,2.3062078406307234E-2,0,0.14780231023964677,71922.682938795158,39139.131907926261,0,0,3478.0865603417883,8064.8388262763146,2135.4915999999985,23062.078406307235,0,147802.31023964676,null,null,70617.109353389416,51768.52135540083,0,0,5155.324814540294,1246.8804660662418,21859.244114505669,0,150647.08010390244]
[2004,1,1,16,7.5129195544294772E-2,3.9341241277359051E-2,0,0,3.5806423135225835E-3,7.9647759988675272E-3,2.1293403999999984E-3,2.2906128958003747E-2,0,0.15105132449204767,75129.195544294766,39341.241277359055,0,0,3580.6423135225837,7964.7759988675271,2129.3403999999982,22906.128958003748,0,151051.32449204769,null,null,73765.415868849625,52138.607988765012,0,0,5091.3611832433044,1243.2888756695074,21711.428423312107,0,153950.10233983956]
[2004,1,1,17,8.3795410415461458E-2,3.9832095419802455E-2,3.7373039399999654E-4,1.7121804180983479E-6,3.6521430530352585E-3,8.1493922424937144E-3,2.150869599999999E-3,2.1699095519401763E-2,1.1970192677864737E-4,0.15977415075139142,83795.410415461462,39832.095419802456,373.73039399999652,1.712180418098348,3652.1430530352586,8149.3922424937145,2150.8695999999991,21699.095519401762,119.70192677864736,159774.1507513914,null,null,82274.317626003685,52821.718753901725,209.87281783344201,1.2416412900994831,5209.3742920524173,1255.8594420580778,20567.349467203971,106.39097033115605,162446.12501067459]
[2004,1,1,18,9.406744436291567E-2,4.0859115079109429E-2,2.038515149999981E-3,9.3391005330618523E-6,3.7142535142643601E-3,8.1767857779954448E-3,2.1732189599999994E-3,2.1397915370832476E-2,6.5291502949707471E-4,0.17308950234514744,94067.444362915674,40859.115079109426,2038.5151499999811,9.3391005330618526,3714.2535142643601,8176.7857779954447,2173.2189599999992,21397.915370832477,652.91502949707467,173089.50234514748,null,null,92359.888893782845,54144.720534174252,1144.7528100341278,6.7725414399486628,5226.8851904562316,1268.9088871662125,20281.877781867119,580.31032082250749,175014.1169597432]
[2004,1,1,19,9.6500773979628668E-2,3.9244412110398266E-2,2.038515149999981E-3,9.3391005330618523E-6,3.6333618146364745E-3,7.8014518235203882E-3,2.1549703999999988E-3,1.8576263050782887E-2,6.5291502949707471E-4,0.1706120024589968,96500.773979628662,39244.412110398269,2038.5151499999811,9.3391005330618526,3633.3618146364743,7801.4518235203886,2154.9703999999988,18576.263050782887,652.91502949707467,170612.00245899678,null,null,94749.047593305921,52085.026543038453,1144.7528100341278,6.7725414399486628,4986.9587032782838,1258.2538356559005,17607.39260392424,580.31032082250749,172418.51495149935]
[2004,1,1,20,9.3131331776230397E-2,3.8382336465778773E-2,2.038515149999981E-3,9.3391005330618523E-6,3.6084025617583644E-3,7.3494770257878806E-3,2.1516897599999987E-3,1.9200927640131829E-2,6.5291502949707471E-4,0.16652493450971736,93131.331776230392,38382.336465778775,2038.5151499999811,9.3391005330618526,3608.4025617583643,7349.4770257878808,2151.6897599999988,19200.927640131828,652.91502949707467,166524.93450971734,null,null,91440.769052865711,51007.516403133799,1144.7528100341278,6.7725414399486628,4698.0407297776201,1256.3383207776421,18199.476955893639,580.31032082250749,168333.97713474499]
[2004,1,1,21,9.0359763298323265E-2,3.7288066499786304E-2,2.038515149999981E-3,9.3391005330618523E-6,3.4614468931305296E-3,7.4662580698865938E-3,2.1611215999999991E-3,1.9150107783957874E-2,6.5291502949707471E-4,0.16258753342511467,90359.763298323262,37288.066499786306,2038.5151499999811,9.3391005330618526,3461.4468931305296,7466.2580698865941,2161.121599999999,19150.107783957876,652.91502949707467,162587.53342511467,null,null,88719.511359359909,49499.759255150151,1144.7528100341278,6.7725414399486628,4772.6912252777256,1261.8454260526348,18151.307678936075,580.31032082250749,164136.95061707305]
[2004,1,1,22,8.3709831322009834E-2,3.6255432809323869E-2,2.038515149999981E-3,9.3391005330618523E-6,3.4297328891851244E-3,7.8756489968558174E-3,2.1734239999999989E-3,1.9259585334812521E-2,6.5291502949707471E-4,0.15540442463221729,83709.831322009835,36255.432809323866,2038.5151499999811,9.3391005330618526,3429.7328891851243,7875.6489968558171,2173.4239999999991,19259.58533481252,652.91502949707467,155404.42463221727,null,null,82190.292003575494,48206.861493918957,1144.7528100341278,6.7725414399486628,5034.3881109954737,1269.0286068461035,18255.075278153647,580.31032082250749,156687.48116578627]
[2004,1,1,23,7.4852167708048895E-2,3.4288709276726677E-2,2.038515149999981E-3,9.3391005330618523E-6,3.273386477388509E-3,7.6730121301026976E-3,2.1881868799999986E-3,1.8020713706576076E-2,6.5291502949707471E-4,0.14299694545887295,74852.167708048888,34288.70927672668,2038.5151499999811,9.3391005330618526,3273.3864773885089,7673.0121301026975,2188.1868799999984,18020.713706576076,652.91502949707467,142996.94545887294,null,null,73493.416769167045,45627.89938175775,1144.7528100341278,6.7725414399486628,4904.8555945973267,1277.6484237982652,17080.818696806269,580.31032082250749,144116.47453842324]
[2004,1,1,24,6.2099266682738061E-2,3.4512376942641788E-2,2.038515149999981E-3,9.3391005330618523E-6,3.0645678834081971E-3,7.2591812966210497E-3,2.1791651199999985E-3,2.1640722761750567E-2,6.5291502949707471E-4,0.13345604996718977,62099.26668273806,34512.376942641786,2038.5151499999811,9.3391005330618526,3064.5678834081973,7259.18129662105,2179.1651199999983,21640.722761750567,652.91502949707467,133456.04996718976,null,null,60972.01226255684,45645.937032388021,1144.7528100341278,6.7725414399486628,4640.3205665793057,1272.3807578830549,20512.021220692353,580.31032082250749,134774.50751239614]
[2004,1,2,1,5.1253810124720293E-2,3.2644093019114397E-2,2.038515149999981E-3,9.3391005330618523E-6,3.1472689162622448E-3,7.1828279509246595E-3,2.1760895199999983E-3,1.5706977194036548E-2,6.5291502949707471E-4,0.11481183600508825,51253.810124720294,32644.093019114396,2038.5151499999811,9.3391005330618526,3147.2689162622451,7182.8279509246595,2176.0895199999982,15706.977194036548,652.91502949707467,114811.83600508825,null,null,50323.427414898695,43476.931420806679,1144.7528100341278,6.7725414399486628,4591.5128586733163,1270.5849626846878,14887.758281643755,580.31032082250749,116282.05061100372]
[2004,1,2,2,4.5592525836068987E-2,3.1778204491731167E-2,2.038515149999981E-3,9.3391005330618523E-6,3.128958265662468E-3,7.0117451200145094E-3,2.1728088799999991E-3,1.5411666766609459E-2,6.5291502949707471E-4,0.1077966786401167,45592.525836068984,31778.204491731169,2038.5151499999811,9.3391005330618526,3128.958265662468,7011.7451200145097,2172.8088799999991,15411.66676660946,652.91502949707467,107796.6786401167,null,null,44764.9093597182,42402.865921625329,1144.7528100341278,6.7725414399486628,4482.1507768596948,1268.6694478064301,14607.850174102057,580.31032082250749,109258.28135240829]
[2004,1,2,3,4.3071115086449056E-2,3.0760486850136846E-2,2.038515149999981E-3,9.3391005330618523E-6,3.1049823999591795E-3,6.90057531562194E-3,2.1754743999999986E-3,1.4927711961041583E-2,6.5291502949707471E-4,0.10364111529323872,43071.115086449056,30760.486850136847,2038.5151499999811,9.3391005330618526,3104.9823999591795,6900.5753156219398,2175.4743999999987,14927.711961041583,652.91502949707467,103641.11529323872,null,null,42289.268416481376,41137.486938281509,1144.7528100341278,6.7725414399486628,4411.0871804806438,1270.2258036450146,14149.136694383631,580.31032082250749,104989.04070556875]
[2004,1,2,4,4.0793287184182903E-2,3.109458970138166E-2,2.038515149999981E-3,9.3391005330618523E-6,3.1215686363639645E-3,6.7078784279027857E-3,2.1896221599999989E-3,1.5247377364412295E-2,6.5291502949707471E-4,0.10185509275427372,40793.287184182904,31094.589701381661,2038.5151499999811,9.3391005330618526,3121.5686363639643,6707.8784279027859,2189.622159999999,15247.377364412296,652.91502949707467,101855.09275427373,null,null,40052.788692839618,41563.480378857923,1144.7528100341278,6.7725414399486628,4287.9086435821055,1278.4864615575036,14452.129510734967,580.31032082250749,103366.62935986872]
[2004,1,2,5,4.0730812659035803E-2,3.147352861171071E-2,2.038515149999981E-3,9.3391005330618523E-6,3.1815087035226984E-3,6.5693946528180541E-3,2.2041799999999987E-3,1.553005846586869E-2,6.5291502949707471E-4,0.10239025237298607,40730.812659035801,31473.52861171071,2038.5151499999811,9.3391005330618526,3181.5087035226984,6569.3946528180541,2204.1799999999989,15530.058465868689,652.91502949707467,102390.25237298607,null,null,39991.448233976749,42096.600946907885,1144.7528100341278,6.7725414399486628,4199.3850093862848,1286.9865588297746,14720.066992102766,580.31032082250749,104026.32341350005]
[2004,1,2,6,4.290221416153453E-2,3.2555417246167818E-2,2.038515149999981E-3,9.3391005330618523E-6,3.2079479339538895E-3,6.8371675606716167E-3,2.1713735999999988E-3,1.5087707518557552E-2,6.5291502949707471E-4,0.10546259730091551,42902.214161534532,32555.417246167817,2038.5151499999811,9.3391005330618526,3207.9479339538893,6837.1675606716162,2171.373599999999,15087.707518557552,652.91502949707467,105462.59730091553,null,null,42123.433458757019,43442.922851632313,1144.7528100341278,6.7725414399486628,4370.5547433704742,1267.8314100471919,14300.787464420971,580.31032082250749,107237.36560052454]
[2004,1,2,7,4.612819443539589E-2,3.5721541393394431E-2,2.038515149999981E-3,9.3391005330618506E-6,3.3054123573232064E-3,7.4158127443008726E-3,2.4211123199999983E-3,1.4098228745991681E-2,6.5291502949707471E-4,0.1117910712764362,46128.19443539589,35721.541393394429,2038.5151499999811,9.3391005330618508,3305.4123573232064,7415.8127443008725,2421.1123199999984,14098.228745991681,652.91502949707467,111791.0712764362,null,null,45290.854256518498,47407.310033257862,1144.7528100341278,6.772541439948661,4740.4448227926177,1413.6499801546024,13362.916312715779,580.31032082250749,113947.01107773594]
[2004,1,2,8,5.0556186884264616E-2,3.9539161296418143E-2,1.6989248479999843E-3,7.7833269738460495E-6,3.5104404012939439E-3,7.7801628344864298E-3,2.622461599999998E-3,1.3907422509160315E-2,5.4414781624028308E-4,0.12016669151683756,50556.186884264614,39539.16129641814,1698.9248479999844,7.7833269738460498,3510.440401293944,7780.1628344864293,2622.4615999999978,13907.422509160315,544.14781624028308,120166.69151683754,null,null,49638.467752025063,52293.751327034406,954.05177331392599,5.6443234853753639,4973.3500427944982,1531.2147058077035,13182.061836549992,483.6381145345963,123062.17987554557]
[2004,1,2,9,5.5895560872832407E-2,4.2442366352765784E-2,0,0,3.6596338723471808E-3,7.6585279292556586E-3,2.6314833599999986E-3,1.367563850866846E-2,0,0.12596321089586948,55895.560872832408,42442.366352765785,0,0,3659.6338723471808,7658.5279292556588,2631.4833599999984,13675.63850866846,0,125963.21089586949,null,null,54880.918970790051,56001.599094448036,0,0,4895.5967908376979,1536.482371722914,12962.366848122476,0,130276.96407592116]
[2004,1,2,10,6.221458796710113E-2,4.4038797834405459E-2,0,0,3.6879620863366899E-3,7.6204971206044105E-3,2.5798132799999987E-3,1.527395997355838E-2,0,0.13541561826200607,62214.587967101128,44038.797834405457,0,0,3687.9620863366899,7620.4971206044102,2579.8132799999985,15273.95997355838,0,135415.61826200606,null,null,61085.240181982066,57975.247540397213,0,0,4871.2861783406424,1506.3130123903463,14477.325667485775,0,139915.41258059602]
[2004,1,2,11,6.4707696677215001E-2,4.5250245201911052E-2,0,0,3.6054414599353568E-3,7.6220898296269525E-3,2.5558235999999985E-3,1.739991603249098E-2,0,0.14114121280117933,64707.696677215004,45250.24520191105,0,0,3605.4414599353568,7622.0898296269525,2555.8235999999984,17399.916032490979,0,141141.21280117935,null,null,63533.092837337259,59346.59157001882,0,0,4872.3042932122626,1492.3058098430827,16492.399575837873,0,145736.69408624928]
[2004,1,2,12,6.6546294984804952E-2,4.5798205202064304E-2,0,0,3.5293256500097368E-3,7.6849378956546002E-3,2.530398639999998E-3,1.9410734272357767E-2,0,0.14549989664489135,66546.294984804947,45798.205202064302,0,0,3529.3256500097368,7684.9378956545997,2530.3986399999981,19410.734272357768,0,145499.89664489136,null,null,65338.316063708335,59919.756054144134,0,0,4912.4789577427618,1477.4605695365808,18398.340835803738,0,150046.35248093554]
[2004,1,2,13,6.6465034126223954E-2,4.5929525313150699E-2,0,0,3.5554366714846929E-3,7.7381831754301834E-3,2.5230171999999986E-3,2.1271377667064301E-2,0,0.14748257415335383,66465.034126223953,45929.525313150698,0,0,3555.4366714846929,7738.1831754301838,2523.0171999999984,21271.377667064302,0,147482.57415335384,null,null,65258.530289567403,60110.992771155026,0,0,4946.5151880998847,1473.1506610604999,20161.939825381764,0,151951.12873526459]
[2004,1,2,14,6.9066712768121999E-2,4.4195387600736921E-2,0,0,3.5799052845151952E-3,7.6333616466102558E-3,2.5900652799999988E-3,1.7870284534105208E-2,0,0.14493571711408959,69066.712768122001,44195.387600736918,0,0,3579.905284515195,7633.3616466102558,2590.0652799999989,17870.284534105209,0,144935.71711408958,null,null,67812.982065422839,58034.202110873135,0,0,4879.5096297416985,1512.2989963849036,16938.235363897104,0,149177.22816631969]
[2004,1,2,15,6.6259503509615292E-2,4.4036146519358499E-2,0,0,3.4669221871307535E-3,7.60005631681807E-3,2.6827433599999986E-3,1.9239724541887927E-2,0,0.14328509643481055,66259.503509615286,44036.146519358495,0,0,3466.9221871307536,7600.0563168180697,2682.7433599999986,19239.724541887928,0,143285.09643481052,null,null,65056.730559141957,57703.52254711336,0,0,4858.2197072977824,1566.4122916956997,18236.250352091149,0,147421.13545733996]
[2004,1,2,16,6.7690383181013877E-2,4.4360309906238925E-2,0,0,3.569148801584899E-3,7.5176410513122351E-3,2.6700308799999985E-3,2.0627300202480152E-2,0,0.14643481402263009,67690.38318101388,44360.309906238923,0,0,3569.148801584899,7517.6410513122355,2670.0308799999984,20627.300202480154,0,146434.8140226301,null,null,66461.636245331159,58221.472349638694,0,0,4805.5370099108432,1558.9896715424486,19551.45510327856,0,150599.09037970169]
[2004,1,2,17,7.6254536134661433E-2,4.3970841934185594E-2,3.7373039399999654E-4,1.7121804180983479E-6,3.6404201667363744E-3,7.7222408204298655E-3,2.6472714399999983E-3,2.0160586460110312E-2,1.1970192677864737E-4,0.15489104145732033,76254.536134661437,43970.841934185592,373.73039399999652,1.712180418098348,3640.4201667363745,7722.2408204298654,2647.2714399999982,20160.586460110313,119.70192677864736,154891.04145732036,null,null,74870.328759784985,57834.948582211684,209.87281783344201,1.2416412900994831,4936.3242816099037,1545.7007870745317,19109.083455488711,106.39097033115605,158613.89129562455]
[2004,1,2,18,9.0360667458614319E-2,4.3677907049099858E-2,2.038515149999981E-3,9.3391005330618523E-6,3.7023310992345742E-3,7.9477431178290349E-3,2.6361992799999985E-3,1.6773831202344405E-2,6.5291502949707471E-4,0.16779944848715228,90360.66745861432,43677.907049099857,2038.5151499999811,9.3391005330618526,3702.3310992345741,7947.7431178290353,2636.1992799999985,16773.831202344405,652.91502949707467,167799.44848715232,null,null,88720.399106917946,57554.316273182834,1144.7528100341278,6.7725414399486628,5080.4731746702437,1539.2359243604103,15898.969057675215,580.31032082250749,170525.22920910321]
[2004,1,2,19,9.2106579256207313E-2,4.2512871986687614E-2,2.038515149999981E-3,9.3391005330618523E-6,3.6216992704374762E-3,7.915105148525647E-3,2.6361992799999985E-3,1.3904432552323905E-2,6.5291502949707471E-4,0.16539765677421206,92106.579256207318,42512.871986687613,2038.5151499999811,9.3391005330618526,3621.6992704374761,7915.1051485256467,2636.1992799999985,13904.432552323904,652.91502949707467,165397.65677421205,null,null,90434.618311406128,56041.164186373091,1144.7528100341278,6.7725414399486628,5059.6098522070906,1539.2359243604103,13179.227825008298,580.31032082250749,167985.69177165162]
[2004,1,2,20,8.6594157985844009E-2,4.2671042198204188E-2,2.038515149999981E-3,9.3391005330618523E-6,3.5968199158302985E-3,7.4740410491664728E-3,2.6431706399999981E-3,1.5755505710435692E-2,6.5291502949707471E-4,0.16143550677951074,86594.157985844009,42671.042198204188,2038.5151499999811,9.3391005330618526,3596.8199158302987,7474.0410491664725,2643.170639999998,15755.505710435693,652.91502949707467,161435.50677951073,null,null,85022.261044610917,56203.076925411457,1144.7528100341278,6.7725414399486628,4777.6663756901407,1543.3063934767088,14933.755726791353,580.31032082250749,164211.90213827713]
[2004,1,2,21,8.3875616942646489E-2,4.1931908193280847E-2,2.038515149999981E-3,9.3391005330618523E-6,3.4503359817183153E-3,7.3503537887619746E-3,2.6314833599999986E-3,1.5677982896383863E-2,6.5291502949707471E-4,0.15761845044282158,83875.616942646491,41931.908193280848,2038.5151499999811,9.3391005330618526,3450.3359817183155,7350.353788761975,2631.4833599999984,15677.982896383863,652.91502949707467,157618.4504428216,null,null,82353.068207456556,55127.288011036086,1144.7528100341278,6.7725414399486628,4698.6011870929096,1536.482371722914,14860.276221304157,580.31032082250749,160307.55167090922]
[2004,1,2,22,7.9764709551164034E-2,3.9344205748939154E-2,2.038515149999981E-3,9.3391005330618523E-6,3.4187238806103132E-3,7.2579753230486649E-3,2.6284077599999984E-3,1.5540071108952145E-2,6.5291502949707471E-4,0.15065486265274444,79764.709551164036,39344.205748939152,2038.5151499999811,9.3391005330618526,3418.7238806103132,7257.9753230486649,2628.4077599999982,15540.071108952145,652.91502949707467,150654.8626527444,null,null,78316.783895690634,51945.521442117744,1144.7528100341278,6.7725414399486628,4639.5496664265165,1534.6865765245468,14729.557412069978,580.31032082250749,152897.93466512603]
[2004,1,2,23,7.293725355385336E-2,3.5955215693723785E-2,2.038515149999981E-3,9.3391005330618523E-6,3.2628794828527081E-3,6.9925201728071222E-3,2.6370194399999987E-3,1.4140940780266141E-2,6.5291502949707471E-4,0.13862659840353322,72937.253553853356,35955.215693723789,2038.5151499999811,9.3391005330618526,3262.879482852708,6992.5201728071224,2637.0194399999987,14140.940780266141,652.91502949707467,138626.59840353322,null,null,71613.263016501092,47639.495739930484,1144.7528100341278,6.7725414399486628,4469.8615235303478,1539.7148030799749,13403.400642331848,580.31032082250749,140397.57139767031]
[2004,1,2,24,6.269960216207901E-2,3.4317463902127962E-2,2.038515149999981E-3,9.3391005330618523E-6,3.0547309744099575E-3,6.5556456115204538E-3,2.6310732799999983E-3,1.7418008616758067E-2,6.5291502949707471E-4,0.12937729382692556,62699.602162079012,34317.463902127965,2038.5151499999811,9.3391005330618526,3054.7309744099575,6555.6456115204537,2631.0732799999982,17418.008616758067,652.91502949707467,129377.29382692555,null,null,61561.450176454127,45397.220609430362,1144.7528100341278,6.7725414399486628,4190.596145119498,1536.2429323631316,16509.548516587653,580.31032082250749,130926.89405225137]
[2004,1,3,1,5.6783014123446968E-2,3.2299093989561919E-2,2.038515149999981E-3,9.3391005330618523E-6,3.3131415387769991E-3,6.9424058306370093E-3,2.6337387999999986E-3,1.9555369023832717E-2,6.5291502949707471E-4,0.12422753258628572,56783.01412344697,32299.093989561919,2038.5151499999811,9.3391005330618526,3313.1415387769989,6942.4058306370089,2633.7387999999987,19555.369023832718,652.91502949707467,124227.53258628571,null,null,55752.262762261234,43259.340748272451,1144.7528100341278,6.7725414399486628,4437.8266971290814,1537.7992882017168,18535.431963681749,580.31032082250749,125254.49713184283]
[2004,1,3,2,5.0994514474094504E-2,3.1714676793027891E-2,2.038515149999981E-3,9.3391005330618523E-6,3.3002763675394954E-3,6.8779628816938668E-3,2.6536276799999986E-3,1.9926883878919395E-2,6.5291502949707471E-4,0.11816871135530527,50994.514474094503,31714.676793027891,2038.5151499999811,9.3391005330618526,3300.2763675394954,6877.9628816938666,2653.6276799999987,19926.883878919394,652.91502949707467,118168.71135530528,null,null,50068.838618055815,42533.802430134492,1144.7528100341278,6.7725414399486628,4396.6325280991559,1549.4120971511575,18887.569952566733,580.31032082250749,119168.09129830393]
[2004,1,3,3,4.8353930387250048E-2,3.0373633766153499E-2,2.038515149999981E-3,9.3391005330618523E-6,3.2770169829174404E-3,6.7354575024511261E-3,2.6485016799999987E-3,1.8927244127239302E-2,6.5291502949707471E-4,0.11301655372604151,48353.930387250046,30373.6337661535,2038.5151499999811,9.3391005330618526,3277.0169829174401,6735.4575024511259,2648.5016799999989,18927.244127239301,652.91502949707467,113016.55372604153,null,null,47476.187626765663,40876.539918331509,1144.7528100341278,6.7725414399486628,4305.5381449824154,1546.4191051538792,17940.067781532449,580.31032082250749,113876.58824906251]
[2004,1,3,4,4.6687047286561402E-2,2.9905649699617717E-2,2.038515149999981E-3,9.3391005330618523E-6,3.2929489398817063E-3,6.5226460951076318E-3,2.6872542399999978E-3,1.8867514594829566E-2,6.5291502949707471E-4,0.11066383013602814,46687.047286561399,29905.649699617716,2038.5151499999811,9.3391005330618526,3292.9489398817063,6522.6460951076315,2687.2542399999979,18867.514594829565,652.91502949707467,110663.83013602813,null,null,45839.562553966076,40327.417518296614,1144.7528100341278,6.7725414399486628,4169.5017091988975,1569.0461246533043,17883.45352470846,580.31032082250749,111520.81710311995]
[2004,1,3,5,4.5247615385736968E-2,3.0344875382351682E-2,2.038515149999981E-3,9.3391005330618523E-6,3.3298403083942573E-3,6.525402299190808E-3,2.6829483999999985E-3,1.9269839245975022E-2,6.5291502949707471E-4,0.11010129030167884,45247.615385736965,30344.875382351682,2038.5151499999811,9.3391005330618526,3329.8403083942571,6525.4022991908078,2682.9483999999984,19269.839245975021,652.91502949707467,110101.29030167883,null,null,44426.259882348873,40905.772385672055,1144.7528100341278,6.7725414399486628,4171.2635704846607,1566.5320113755906,18264.794382532731,580.31032082250749,111066.45790471051]
[2004,1,3,6,4.7229072687677627E-2,3.0519083120151651E-2,2.038515149999981E-3,9.3391005330618523E-6,3.400299952981732E-3,6.5986241960709737E-3,2.7026322399999981E-3,1.8621874358517466E-2,6.5291502949707471E-4,0.11177235583542956,47229.072687677624,30519.083120151652,2038.5151499999811,9.3391005330618526,3400.2999529817321,6598.624196070974,2702.6322399999981,18621.874358517467,652.91502949707467,111772.35583542955,null,null,46371.748860968997,41202.977812617639,1144.7528100341278,6.7725414399486628,4218.069547651141,1578.0251006451401,17650.624991421428,580.31032082250749,112753.28198560094]
[2004,1,3,7,5.0194978581458799E-2,3.147311344503325E-2,2.038515149999981E-3,9.3391005330618523E-6,3.4648809071785793E-3,6.950048563736785E-3,2.7723458399999982E-3,1.7703930304152508E-2,6.5291502949707471E-4,0.11526006692159005,50194.978581458796,31473.11344503325,2038.5151499999811,9.3391005330618526,3464.880907178579,6950.0485637367847,2772.3458399999981,17703.930304152509,652.91502949707467,115260.06692159003,null,null,49283.816268288043,42440.318062617473,1144.7528100341278,6.7725414399486628,4442.7121973168605,1618.7297918081283,16780.557566694653,580.31032082250749,116297.96955902173]
[2004,1,3,8,5.4492759460373533E-2,3.3615924194852584E-2,1.6989248479999843E-3,7.7833269738460495E-6,3.6133832178981981E-3,7.2363293134611196E-3,2.8496459199999981E-3,1.7455231981321238E-2,5.4414781624028308E-4,0.12151413007912078,54492.759460373534,33615.924194852581,1698.9248479999844,7.7833269738460498,3613.3832178981979,7236.3293134611195,2849.6459199999981,17455.231981321238,544.14781624028308,121514.13007912076,null,null,53503.581854083808,45223.650559897651,954.05177331392599,5.6443234853753639,4625.7127860168457,1663.8641111270888,16544.830445580101,483.6381145345963,123004.97396803938]
[2004,1,3,9,6.4489473711207029E-2,3.6249302847064638E-2,0,0,3.757029027820635E-3,7.3452775872735986E-3,2.8426745599999985E-3,1.9374901338646687E-2,0,0.13405865907201259,64489.473711207029,36249.302847064639,0,0,3757.0290278206348,7345.2775872735983,2842.6745599999986,19374.901338646687,0,134058.65907201258,null,null,63318.83115487027,48596.992493968806,0,0,4695.356302965607,1659.7936420107901,18364.37681783755,0,136635.35041165302]
[2004,1,3,10,6.7881239663860199E-2,3.7510186635952888E-2,0,0,3.8008212763172566E-3,7.540077156844462E-3,2.7854683999999981E-3,1.88194383930038E-2,0,0.1383372315259786,67881.239663860193,37510.186635952887,0,0,3800.8212763172564,7540.0771568444616,2785.4683999999979,18819.438393003802,0,138337.2315259786,null,null,66649.028213612299,50181.824909850853,0,0,4819.8789470633965,1626.3918513211613,17837.884803048048,0,141115.00872489577]
[2004,1,3,11,7.1108426300014502E-2,3.983418094873685E-2,0,0,3.7178374382955373E-3,8.0802901732248966E-3,2.7204707199999984E-3,2.1909662629084628E-2,0,0.14737086820935641,71108.4263000145,39834.180948736852,0,0,3717.8374382955371,8080.2901732248965,2720.4707199999984,21909.662629084629,0,147370.86820935641,null,null,69817.633475224138,52904.05322014726,0,0,5165.201851646425,1588.4407127956697,20766.934160827455,0,150242.26342064096]
[2004,1,3,12,7.2514622615404312E-2,4.0677756538024142E-2,0,0,3.739989280400118E-3,8.1672047164605133E-3,2.7091935199999983E-3,2.2900917799053552E-2,0,0.15070968446934263,72514.622615404311,40677.756538024143,0,0,3739.9892804001179,8167.2047164605128,2709.1935199999984,22900.917799053554,0,150709.68446934264,null,null,71198.303869023526,53955.680487969461,0,0,5220.7606434758573,1581.8561304016569,21706.489059495678,0,153663.0901903662]
[2004,1,3,13,7.4763988998878733E-2,4.0174823643377204E-2,0,0,3.7854856431043539E-3,8.0917610814577254E-3,2.6251271199999983E-3,2.2363793964040261E-2,0,0.15180498045085827,74763.988998878733,40174.823643377204,0,0,3785.485643104354,8091.7610814577256,2625.1271199999983,22363.793964040262,0,151804.9804508583,null,null,73406.838720439235,53400.017454957371,0,0,5172.5344542107005,1532.7710616462884,21197.379653898308,0,154709.5413451519]
[2004,1,3,14,7.2835329775131741E-2,3.9678882548111846E-2,0,0,3.7654637810494674E-3,8.0501241603587251E-3,2.6318934399999984E-3,2.1835373979598061E-2,0,0.14879706768424986,72835.329775131744,39678.882548111847,0,0,3765.4637810494673,8050.124160358725,2631.8934399999985,21835.373979598062,0,148797.06768424984,null,null,71513.189405039477,52773.260469526314,0,0,5145.9186895108069,1536.7218110826964,20696.52013762217,0,151665.61051278148]
[2004,1,3,15,7.2893743841945927E-2,3.7785743163980361E-2,0,0,3.751150337430008E-3,7.8767147487985231E-3,2.6722863199999981E-3,1.9135153871525697E-2,0,0.14411479228368052,72893.743841945921,37785.743163980362,0,0,3751.1503374300078,7876.714748798523,2672.2863199999983,19135.153871525697,0,144114.79228368052,null,null,71570.543112874642,50456.21548168017,0,0,5035.0693766171098,1560.3065880212512,18137.133708292018,0,146759.2682674852]
[2004,1,3,16,7.2327042529505933E-2,3.8494617517918953E-2,0,0,3.7748355878941438E-3,7.7530700919730845E-3,2.8966000799999984E-3,2.0559533635750315E-2,0,0.14580569944304242,72327.042529505939,38494.617517918952,0,0,3774.8355878941438,7753.0700919730843,2896.6000799999983,20559.533635750315,0,145805.69944304245,null,null,71014.128823027597,51346.079458909553,0,0,4956.0314217058876,1691.2799178221603,19487.222994669286,0,148494.74261613449]
[2004,1,3,17,7.8340357890077802E-2,3.9546837212003742E-2,3.3974729199999688E-4,1.5564927814362925E-6,3.8464885928083288E-3,7.8670608416007148E-3,3.133421279999998E-3,2.1238115184664313E-2,1.0881749550781178E-4,0.15442240228144413,78340.357890077808,39546.837212003746,339.74729199999689,1.5564927814362925,3846.488592808329,7867.0608416007144,3133.4212799999978,21238.115184664315,108.81749550781178,154422.40228144414,null,null,76918.287720371329,52711.284179208262,190.78919635131749,1.1287395211069875,5028.8982641613993,1829.5561480964288,20130.412193317305,96.716897109691899,156907.07333813686]
[2004,1,3,18,8.8899727668637893E-2,3.9306799962441644E-2,2.038515149999981E-3,9.3391005330618523E-6,3.8135162065919084E-3,7.9314330665758038E-3,3.2176927199999983E-3,1.8340584721233996E-2,6.5291502949707471E-4,0.16421052362551133,{"$f":"E68*1000000*O$8826","v":88899.72766863789},{"$f":"F68*1000000*P$8826","v":39306.799962441641},{"$f":"G68*1000000*Q$8826","v":2038.5151499999811},{"$f":"H68*1000000*R$8826","v":9.3391005330618526},{"$f":"I68*1000000*S$8826","v":3813.5162065919085},{"$f":"J68*1000000*T$8826","v":7931.4330665758034},{"$f":"K68*1000000*U$8826","v":3217.6927199999982},{"$f":"L68*1000000*V$8826","v":18340.584721233998},{"$f":"M68*1000000*W$8826","v":652.91502949707467},{"$f":"SUM(O68:W68)","v":164210.52362551133},null,null,{"$f":"O68*AA$8826","v":87285.978967234376},{"$f":"(P68+S68)*AB$8826","v":52379.650495265363},{"$f":"Q68*AC$8826","v":1144.7528100341278},{"$f":"R68*AD$8826","v":6.7725414399486628},{"$f":"T68*AE$8826","v":5070.0472239769388},{"$f":"U68*AF$8826","v":1878.7609365316885},{"$f":"V68*AG$8826","v":17384.006400506463},{"$f":"W68*AH$8826","v":580.31032082250749},{"$f":"SUM(AA68:AH68)","v":165730.27969581139}]
[2004,1,3,19,9.0431384495781891E-2,3.9767515332996418E-2,2.038515149999981E-3,9.3391005330618523E-6,3.66143586038707E-3,7.8070183066841501E-3,3.3136514399999977E-3,1.9953594340729287E-2,6.5291502949707471E-4,0.16763536905660892,90431.384495781895,39767.515332996416,2038.5151499999811,9.3391005330618526,3661.4358603870701,7807.01830668415,3313.6514399999978,19953.594340729287,652.91502949707467,167635.36905660894,null,null,88789.832455936092,52754.559497385744,1144.7528100341278,6.7725414399486628,4990.5169924644688,1934.7897467207426,18912.887293650525,580.31032082250749,169114.42165845417]
[2004,1,3,20,8.6256831028668352E-2,3.8164281642770068E-2,2.038515149999981E-3,9.3391005330618523E-6,3.5666941766988899E-3,7.6835008175298383E-3,3.2892516799999981E-3,1.9203766832102578E-2,6.5291502949707471E-4,0.16086509545779984,86256.831028668355,38164.281642770067,2038.5151499999811,9.3391005330618526,3566.6941766988898,7683.5008175298381,3289.251679999998,19203.766832102578,652.91502949707467,160865.09545779982,null,null,84691.05740134597,50691.973585757347,1144.7528100341278,6.7725414399486628,4911.5603275411413,1920.543104813697,18202.168065917773,580.31032082250749,162149.13815767248]
[2004,1,3,21,8.2460508292671361E-2,3.7499672318131422E-2,2.038515149999981E-3,9.3391005330618523E-6,3.5252021492148144E-3,7.3396055874065599E-3,3.2904819199999981E-3,1.9816604586041332E-2,6.5291502949707471E-4,0.15663284413349562,82460.508292671366,37499.672318131423,2038.5151499999811,9.3391005330618526,3525.2021492148142,7339.6055874065596,3290.4819199999979,19816.604586041332,652.91502949707467,156632.84413349559,null,null,80963.647259863996,49834.249308100421,1144.7528100341278,6.7725414399486628,4691.73056384143,1921.2614228930438,18783.042427279277,580.31032082250749,157925.76665427478]
[2004,1,3,22,7.7686360384653458E-2,3.6242115159232022E-2,2.038515149999981E-3,9.3391005330618523E-6,3.3572745171381022E-3,7.1512289817129062E-3,3.322263119999998E-3,1.9031953459527729E-2,6.5291502949707471E-4,0.14949196490229436,77686.360384653453,36242.115159232024,2038.5151499999811,9.3391005330618526,3357.2745171381021,7151.2289817129058,3322.2631199999978,19031.953459527729,652.91502949707467,149491.9649022943,null,null,76276.161878143001,48102.666570048379,1144.7528100341278,6.7725414399486628,4571.313701120348,1939.8179732761707,18039.315855155062,580.31032082250749,150661.11165003956]
[2004,1,3,23,7.1427508664644326E-2,3.4295545696300958E-2,2.038515149999981E-3,9.3391005330618523E-6,3.2312650263263232E-3,7.0615310217680997E-3,3.5424760799999981E-3,1.9069494554220134E-2,6.5291502949707471E-4,0.14132859032328995,71427.508664644323,34295.545696300956,2038.5151499999811,9.3391005330618526,3231.2650263263231,7061.5310217680999,3542.4760799999981,19069.494554220135,652.91502949707467,141328.59032328991,null,null,70130.923710169576,45585.037506399371,1144.7528100341278,6.7725414399486628,4513.9756527503714,2068.3969094792574,18074.898942626598,580.31032082250749,142105.06839372177]
[2004,1,3,24,6.2003842340056535E-2,3.2048944738586417E-2,2.038515149999981E-3,9.3391005330618523E-6,3.1128378442352297E-3,6.7824773667006432E-3,3.9197496799999974E-3,1.8149269062107131E-2,6.5291502949707471E-4,0.12871789031171607,62003.842340056537,32048.944738586419,2038.5151499999811,9.3391005330618526,3112.8378442352296,6782.477366700643,3919.7496799999976,18149.269062107131,652.91502949707467,128717.89031171605,null,null,60878.320106386156,42712.160904825432,1144.7528100341278,6.7725414399486628,4335.5948737234876,2288.6811204789578,17202.669071662847,580.31032082250749,129149.26174937346]
[2004,1,4,1,5.1233755049039702E-2,2.8841418666492844E-2,2.038515149999981E-3,9.3391005330618523E-6,3.130747267908904E-3,6.916816772972895E-3,4.0561012799999983E-3,1.6089166378481717E-2,6.5291502949707471E-4,0.11296877469492619,51233.755049039704,28841.418666492846,2038.5151499999811,9.3391005330618526,3130.7472679089042,6916.8167729728948,4056.1012799999985,16089.166378481717,652.91502949707467,112968.77469492619,null,null,50303.736388166115,38837.629822929186,1144.7528100341278,6.7725414399486628,4421.4692835715168,2368.294707606568,15250.013865616878,580.31032082250749,112912.97974018684]
[2004,1,4,2,4.6518874000280326E-2,2.9003108932281141E-2,2.038515149999981E-3,9.3391005330618523E-6,3.0833152781639022E-3,6.8926895113365664E-3,3.9285663999999981E-3,1.6996763296775616E-2,6.5291502949707471E-4,0.10912408669886765,46518.874000280324,29003.108932281142,2038.5151499999811,9.3391005330618526,3083.3152781639023,6892.6895113365663,3928.5663999999979,16996.763296775614,652.91502949707467,109124.08669886766,null,null,45674.442026444376,38976.423066974028,1144.7528100341278,6.7725414399486628,4406.0463007568551,2293.8290667142774,16110.273823328822,580.31032082250749,109192.84995651494]
[2004,1,4,3,4.3815366403381767E-2,2.8213339066545468E-2,2.038515149999981E-3,9.3391005330618523E-6,3.060817747419297E-3,6.6439504164726802E-3,3.9197496799999974E-3,1.6856462126298641E-2,6.5291502949707471E-4,0.10521045472014798,43815.366403381769,28213.339066545468,2038.5151499999811,9.3391005330618526,3060.8177474192971,6643.9504164726804,3919.7496799999976,16856.46212629864,652.91502949707467,105210.45472014796,null,null,43020.009741564681,37989.735442292593,1144.7528100341278,6.7725414399486628,4247.0436404780066,2288.6811204789578,15977.290252595305,580.31032082250749,105254.59586970613]
[2004,1,4,4,4.1881752214790915E-2,2.8274553833871383E-2,2.038515149999981E-3,9.3391005330618523E-6,3.1076810585865867E-3,6.4375355774746734E-3,3.9197496799999974E-3,1.7105514105049419E-2,6.5291502949707471E-4,0.10342755574980309,41881.752214790919,28274.553833871381,2038.5151499999811,9.3391005330618526,3107.6810585865869,6437.5355774746731,3919.7496799999976,17105.51410504942,652.91502949707467,103427.5557498031,null,null,41121.495406119437,38121.021399368648,1144.7528100341278,6.7725414399486628,4115.0961131314371,2288.6811204789578,16213.352584220414,580.31032082250749,103591.48229561548]
[2004,1,4,5,4.2163944896691952E-2,2.7975843899090903E-2,2.038515149999981E-3,9.3391005330618523E-6,3.1557627718970774E-3,6.4750845433832046E-3,3.9373831199999978E-3,1.6614550780258579E-2,6.5291502949707471E-4,0.10302333929135182,42163.944896691952,27975.843899090902,2038.5151499999811,9.3391005330618526,3155.7627718970775,6475.0845433832046,3937.3831199999977,16614.550780258578,652.91502949707467,103023.33929135182,null,null,41398.565596805864,37816.575147319236,1144.7528100341278,6.7725414399486628,4139.0987150281899,2298.9770129495964,15747.996124200001,580.31032082250749,103133.04826859946]
[2004,1,4,6,4.2955981401411249E-2,2.8317759850197178E-2,2.038515149999981E-3,9.3391005330618523E-6,3.1811840586863835E-3,6.5428085815621862E-3,3.9068321599999983E-3,1.6611829289007288E-2,6.5291502949707471E-4,0.10421716462089439,42955.981401411249,28317.759850197177,2038.5151499999811,9.3391005330618526,3181.1840586863837,6542.8085815621862,3906.8321599999981,16611.829289007288,652.91502949707467,104217.1646208944,null,null,42176.224690992261,38262.791637463728,1144.7528100341278,6.7725414399486628,4182.3902701461211,2281.1387806458165,15745.416576053067,580.31032082250749,104379.7976275976]
[2004,1,4,7,4.5307937695637485E-2,2.9061740780371687E-2,2.038515149999981E-3,9.3391005330618523E-6,3.2512760100673627E-3,6.7784660835980004E-3,3.8455251999999981E-3,1.636725667838039E-2,6.5291502949707471E-4,0.10731297172808503,45307.937695637484,29061.740780371685,2038.5151499999811,9.3391005330618526,3251.2760100673627,6778.4660835980003,3845.5251999999982,16367.25667838039,652.91502949707467,107312.97172808505,null,null,44485.487193965135,39251.672443587595,1144.7528100341278,6.7725414399486628,4333.0307223792815,2245.342596358365,15513.599984971095,580.31032082250749,107560.96861355804]
[2004,1,4,8,5.0568071601788209E-2,3.0957259578094753E-2,1.6989248479999843E-3,7.7833269738460495E-6,3.3757034035422268E-3,7.1548591823913802E-3,4.2867712799999971E-3,1.652791067096164E-2,5.4414781624028308E-4,0.1151214317079923,50568.071601788208,30957.259578094752,1698.9248479999844,7.7833269738460498,3375.7034035422266,7154.8591823913803,4286.7712799999972,16527.910670961639,544.14781624028308,115121.43170799229,null,null,49650.136732695762,41705.36677874584,954.05177331392599,5.6443234853753639,4573.6342513560858,2502.9793474841017,15665.874848490901,483.6381145345963,115541.32617010659]
[2004,1,4,9,5.8002229514659179E-2,3.1931781801366022E-2,0,0,3.6330050307361735E-3,7.269257987479294E-3,4.4040541599999978E-3,1.6069590318051764E-2,0,0.12130991881229243,58002.229514659179,31931.781801366022,0,0,3633.0050307361735,7269.2579874792937,4404.0541599999979,16069.590318051763,0,121309.91881229241,null,null,56949.346395526627,43201.703273732775,0,0,4646.7619370206712,2571.4590043818353,15231.458821435708,0,122600.72943209761]
[2004,1,4,10,6.4792955211815856E-2,3.3493108482392536E-2,0,0,3.7442749951399827E-3,7.3863087304963677E-3,4.6072487999999972E-3,1.639484449329192E-2,0,0.13041874071313664,64792.955211815854,33493.108482392534,0,0,3744.2749951399828,7386.3087304963674,4607.2487999999976,16394.844493291919,0,130418.74071313668,null,null,63616.803719846212,45233.460818453881,0,0,4721.584833427507,2690.1012071539567,15539.748919603629,0,131801.69949848519]
[2004,1,4,11,6.6219910001167129E-2,3.5023996757674369E-2,0,0,3.7183661367454351E-3,7.168248819372774E-3,4.7343735999999977E-3,1.7157260737827001E-2,0,0.13402215605278672,66219.910001167125,35023.996757674373,0,0,3718.3661367454351,7168.2488193727741,4734.3735999999981,17157.260737827,0,134022.15605278671,null,null,65017.855770250288,47061.608264082672,0,0,4582.1933719132085,2764.3274086864649,16262.400300478263,0,135688.3851154109]
[2004,1,4,12,6.9979559427920779E-2,3.6243913916229151E-2,0,0,3.6797060969661734E-3,7.1489168630747852E-3,5.5086046399999969E-3,1.7167388636669969E-2,0,0.13972808958086086,69979.559427920773,36243.913916229154,0,0,3679.7060969661734,7148.9168630747854,5508.6046399999968,17167.38863666997,0,139728.08958086083,null,null,68709.258313247774,48496.519705454251,0,0,4569.8357146601074,3216.388919955416,16271.999964882965,0,141264.00261820049]
[2004,1,4,13,7.0755286631058234E-2,3.5972358196858248E-2,0,0,3.6910766622627448E-3,7.4305211915783442E-3,5.9279114399999958E-3,1.6740553774090637E-2,0,0.14051770789584822,70755.286631058232,35972.358196858251,0,0,3691.0766622627448,7430.5211915783439,5927.9114399999953,16740.553774090637,0,140517.7078958482,null,null,69470.904159787911,48180.464336540754,0,0,4749.846972651565,3461.2156653328002,15867.427259278453,0,141729.85839359148]
[2004,1,4,14,6.7798905310781282E-2,3.5932057987794731E-2,0,0,3.6725586108758922E-3,7.6553713474576913E-3,6.4809043199999961E-3,1.7245141909826744E-2,0,0.13878493948673634,67798.90531078128,35932.057987794731,0,0,3672.5586108758921,7655.3713474576916,6480.904319999996,17245.141909826743,0,138784.93948673634,null,null,66568.188431538802,48109.015882567168,0,0,4893.5789942241854,3784.0996419992102,16345.697909564782,0,139700.58085989414]
[2004,1,4,15,6.5142016633888938E-2,3.5813521038553182E-2,0,0,3.6619189381019756E-3,7.6316328116856754E-3,7.1809108799999952E-3,1.7998170052921179E-2,0,0.13742817035515092,65142.016633888939,35813.521038553183,0,0,3661.9189381019755,7631.6328116856757,7180.9108799999949,17998.170052921178,0,137428.17035515094,null,null,63959.528818610408,47952.100838465791,0,0,4878.4044984701477,4192.8226291475685,17059.450838290075,0,138042.30762298399]
[2004,1,4,16,6.9510420968761921E-2,3.602687375419613E-2,0,0,3.651523051130679E-3,7.6705012967993444E-3,7.6395853599999959E-3,1.7917649869118011E-2,0,0.14241655430000608,69510.420968761915,36026.873754196131,0,0,3651.5230511306791,7670.5012967993443,7639.5853599999955,17917.64986911801,0,142416.55430000607,null,null,68248.635870944083,48198.639099219152,0,0,4903.2505828279927,4460.6355530640531,16983.130294976992,0,142794.2914010323]
[2004,1,4,17,7.6868173706183762E-2,3.6394237842041183E-2,3.0577465599999719E-4,1.4008530929222699E-6,3.702366089594498E-3,7.8992795712354985E-3,7.6043184799999951E-3,1.6684098199496317E-2,9.7936416387044221E-5,0.14955758581403122,76868.173706183763,36394.237842041184,305.77465599999721,1.40085309292227,3702.3660895944981,7899.2795712354982,7604.3184799999954,16684.098199496315,97.936416387044218,149557.58581403119,null,null,75472.827300174758,48706.648897311017,171.71145217793395,1.015872523216738,5049.4935940814466,4440.0437681227759,15813.916202515049,87.045803276346462,149742.70289018255]
[2004,1,4,18,8.7649958275921383E-2,3.6879561209791592E-2,2.038515149999981E-3,9.3391005330618523E-6,3.580619131246921E-3,7.9262590192579422E-3,7.2977836799999951E-3,1.5887082098266794E-2,6.5291502949707471E-4,0.16192203269451474,87649.958275921381,36879.561209791595,2038.5151499999811,9.3391005330618526,3580.6191312469209,7926.2590192579419,7297.783679999995,15887.082098266794,652.91502949707467,161922.03269451472,null,null,86058.895962737952,49148.296986768211,1144.7528100341278,6.7725414399486628,5066.7397934003384,4261.0628466855187,15058.469567869888,580.31032082250749,161325.30082975846]
[2004,1,4,19,9.0071495299486229E-2,3.4872906067843205E-2,2.038515149999981E-3,9.3391005330618523E-6,3.4369425769161196E-3,7.7003841818937564E-3,7.9020365599999955E-3,1.2946954930443877E-2,6.5291502949707471E-4,0.15963148889661327,90071.495299486225,34872.906067843207,2038.5151499999811,9.3391005330618526,3436.9425769161194,7700.3841818937562,7902.0365599999959,12946.954930443877,652.91502949707467,159631.4888966133,null,null,88436.47613368179,46536.219137930872,1144.7528100341278,6.7725414399486628,4922.3527598678293,4613.8767433247149,12271.688760136858,580.31032082250749,158512.44920723862]
[2004,1,4,20,8.7311000554192802E-2,3.4033491328040871E-2,2.038515149999981E-3,9.3391005330618523E-6,3.2935098083879386E-3,7.5998336414209193E-3,8.1023606399999951E-3,1.3171982014059723E-2,6.5291502949707471E-4,0.15621294726613236,87311.000554192797,34033.491328040873,2038.5151499999811,9.3391005330618526,3293.5098083879388,7599.8336414209189,8102.3606399999953,13171.982014059722,652.91502949707467,156212.94726613237,null,null,85726.091157307485,45342.322303439076,1144.7528100341278,6.7725414399486628,4858.0773654574496,4730.8428705783599,12484.979247944269,580.31032082250749,154874.14861702325]
[2004,1,4,21,8.462834538235893E-2,3.3034501856950747E-2,2.038515149999981E-3,9.3391005330618523E-6,3.203356975587021E-3,7.5487813955149516E-3,9.1045961599999954E-3,1.3266520000020101E-2,6.5291502949707471E-4,0.15348687105046185,84628.345382358937,33034.501856950745,2038.5151499999811,9.3391005330618526,3203.3569755870208,7548.7813955149513,9104.5961599999955,13266.5200000201,652.91502949707467,153486.87105046186,null,null,83092.132774692102,44019.305723648999,1144.7528100341278,6.7725414399486628,4825.4429984444923,5316.0326658862614,12574.586475740201,580.31032082250749,151559.33631070866]
[2004,1,4,22,7.8312487042183937E-2,3.2110545098801659E-2,2.038515149999981E-3,9.3391005330618523E-6,3.1456102058431946E-3,7.1554207276189096E-3,9.4402466399999951E-3,1.3173696983684459E-2,6.5291502949707471E-4,0.14603877597816226,78312.487042183944,32110.54509880166,2038.5151499999811,9.3391005330618526,3145.6102058431948,7155.42072761891,9440.2466399999958,13173.696983684458,652.91502949707467,146038.77597816227,null,null,76890.922796913626,42826.798519401564,1144.7528100341278,6.7725414399486628,4573.9932105502285,5512.0137818680605,12486.604770978907,580.31032082250749,144022.16875200899]
[2004,1,4,23,6.9557831772097276E-2,3.1377253132770178E-2,2.038515149999981E-3,9.3391005330618523E-6,3.044979914213302E-3,6.8619852507799759E-3,9.0293464799999935E-3,1.3408360323400257E-2,6.5291502949707471E-4,0.13598052615329109,69557.83177209727,31377.253132770176,2038.5151499999811,9.3391005330618526,3044.979914213302,6861.985250779976,9029.3464799999929,13408.360323400257,652.91502949707467,135980.52615329108,null,null,68295.186051594515,41813.80603054096,1144.7528100341278,6.7725414399486628,4386.4190720212027,5272.0955433662111,12709.028922748765,580.31032082250749,134208.37129256822]
[2004,1,4,24,5.6810283786332988E-2,3.1275922777605748E-2,2.038515149999981E-3,9.3391005330618523E-6,3.012654679197558E-3,6.5629158982155869E-3,8.9996156799999946E-3,1.6177856007401077E-2,6.5291502949707471E-4,0.12554001810878307,56810.283786332991,31275.922777605749,2038.5151499999811,9.3391005330618526,3012.6546791975579,6562.9158982155868,8999.6156799999953,16177.856007401077,652.91502949707467,125540.01810878307,null,null,55779.037413697566,41651.450238136007,1144.7528100341278,6.7725414399486628,4195.2435646421454,5254.7361897819965,15334.077765444876,580.31032082250749,123946.38084399917]
[2004,1,5,1,5.7296933030418815E-2,3.4768781838273477E-2,2.038515149999981E-3,9.3391005330618523E-6,3.086627058394823E-3,6.7516641808903315E-3,8.7353191199999961E-3,2.0642875278586707E-2,6.5291502949707471E-4,0.13398296978659427,57296.933030418812,34768.781838273477,2038.5151499999811,9.3391005330618526,3086.6270583948231,6751.6641808903314,8735.3191199999965,20642.875278586707,652.91502949707467,133982.96978659424,null,null,56256.852777114938,45984.196395730789,1144.7528100341278,6.7725414399486628,4315.8980161861264,5100.4175224023156,19566.217839954628,580.31032082250749,132955.41822368541]
[2004,1,5,2,5.2655351626907279E-2,3.3974086110433413E-2,2.038515149999981E-3,9.3391005330618523E-6,3.0765886681478121E-3,6.9429889165725112E-3,9.9483357599999926E-3,2.1288994393319858E-2,6.5291502949707471E-4,0.13058711475541099,52655.351626907279,33974.086110433411,2038.5151499999811,9.3391005330618526,3076.5886681478123,6942.9889165725108,9948.3357599999927,21288.994393319859,652.91502949707467,130587.11475541098,null,null,51699.527491803165,45006.659689325854,1144.7528100341278,6.7725414399486628,4438.1994258911873,5808.679148638309,20178.637727146477,580.31032082250749,128863.53915510158]
[2004,1,5,3,5.2004198366052627E-2,3.3245372878908587E-2,2.038515149999981E-3,9.3391005330618523E-6,3.1073039127142133E-3,6.9423036594221466E-3,9.6502075999999951E-3,2.0674344402476931E-2,6.5291502949707471E-4,0.12832450009960461,52004.198366052624,33245.372878908587,2038.5151499999811,9.3391005330618526,3107.3039127142133,6942.3036594221467,9650.2075999999943,20674.344402476931,652.91502949707467,128324.5000996046,null,null,51060.194264110323,44158.778832887765,1144.7528100341278,6.7725414399486628,4437.7613857433671,5634.6067340765894,19596.045648579104,580.31032082250749,126619.22253769373]
[2004,1,5,4,5.1041084673323481E-2,3.3346385850459133E-2,2.038515149999981E-3,9.3391005330618523E-6,3.1240343565102505E-3,7.058947104907759E-3,9.7406302399999957E-3,2.0637366348435209E-2,6.5291502949707471E-4,0.12764921785366595,51041.084673323479,33346.385850459134,2038.5151499999811,9.3391005330618526,3124.0343565102503,7058.9471049077592,9740.630239999995,20637.366348435207,652.91502949707467,127649.21785366595,null,null,50114.563453631825,44301.805588994954,1144.7528100341278,6.7725414399486628,4512.3239234355306,5687.4031129085834,19560.996235601811,580.31032082250749,125908.92798686928]
[2004,1,5,5,5.1670581935484829E-2,3.3765455334149465E-2,2.038515149999981E-3,9.3391005330618523E-6,3.1776573775203782E-3,7.3181843854318324E-3,1.0063158159999995E-2,2.0350566153626123E-2,6.5291502949707471E-4,0.12904637262624274,51670.581935484828,33765.455334149468,2038.5151499999811,9.3391005330618526,3177.6573775203783,7318.1843854318322,10063.158159999995,20350.566153626121,652.91502949707467,129046.37262624272,null,null,50732.633792269444,44876.000548300995,1144.7528100341278,6.7725414399486628,4678.0373882583317,5875.7221693773499,19289.154497837837,580.31032082250749,127183.38406834054]
[2004,1,5,6,5.5817474403146126E-2,3.53141278014363E-2,2.038515149999981E-3,9.3391005330618523E-6,3.3097846336886394E-3,7.7555847929635033E-3,1.0601183119999994E-2,2.0727261468152333E-2,6.5291502949707471E-4,0.13622618549941704,55817.474403146123,35314.127801436298,2038.5151499999811,9.3391005330618526,3309.7846336886396,7755.5847929635029,10601.183119999994,20727.261468152334,652.91502949707467,136226.18549941701,null,null,54804.249962578149,46917.72263869561,1144.7528100341278,6.7725414399486628,4957.638905834996,6189.8666094117052,19646.202752203626,580.31032082250749,134247.51654102071]
[2004,1,5,7,6.4440504990238776E-2,3.8697473101497959E-2,2.038515149999981E-3,9.3391005330618523E-6,3.4600147057767413E-3,8.290285197347513E-3,1.2460895919999992E-2,2.1281012698365714E-2,6.5291502949707471E-4,0.15133095589325679,64440.504990238776,38697.473101497962,2038.5151499999811,9.3391005330618526,3460.0147057767413,8290.2851973475135,12460.895919999992,21281.012698365714,652.91502949707467,151330.95589325682,null,null,63270.751336623587,51210.071569216692,1144.7528100341278,6.7725414399486628,5299.437957551243,7275.7241060243605,20171.072328426715,580.31032082250749,148958.89297013916]
[2004,1,5,8,7.1623145088817786E-2,4.4093871029890486E-2,1.6989248479999843E-3,7.7833269738460495E-6,3.6544302572620057E-3,8.7962594921187093E-3,1.2703868319999994E-2,2.1174860421698905E-2,5.4414781624028308E-4,0.16429729060100204,71623.145088817779,44093.871029890484,1698.9248479999844,7.7833269738460498,3654.4302572620059,8796.2594921187101,12703.868319999994,21174.860421698904,544.14781624028308,164297.29060100202,null,null,70323.008852086772,58001.414538787052,954.05177331392599,5.6443234853753639,5622.8742832537182,7417.5919266953651,20070.45656916645,483.6381145345963,162878.68038132327]
[2004,1,5,9,7.3173913150630099E-2,4.8022076915514099E-2,0,0,3.7635638881849563E-3,9.2360504732373738E-3,1.2110892639999996E-2,2.3482375411292382E-2,0,0.16978887247885893,73173.913150630106,48022.076915514102,0,0,3763.5638881849563,9236.0504732373738,12110.892639999996,23482.375411292382,0,169788.87247885895,null,null,71845.626659544476,62905.702159927023,0,0,5904.0039384162019,7071.3626124501843,22257.619953434969,0,169984.31532377284]
[2004,1,5,10,7.1834804932534121E-2,5.0216022139443386E-2,0,0,3.7871578351944112E-3,9.4762106776534009E-3,1.1671081839999995E-2,2.4553898417145205E-2,0,0.17153917584197048,71834.804932534127,50216.022139443383,0,0,3787.1578351944113,9476.2106776534001,11671.081839999995,24553.898417145207,0,171539.17584197054,null,null,70530.826549073376,65599.419114088552,0,0,6057.5226742472396,6814.5638990836842,23273.256209048421,0,172275.58844554125]
[2004,1,5,11,7.3387985412865217E-2,5.0737053015870059E-2,0,0,3.7288161983395364E-3,9.234997937233853E-3,1.1230655919999992E-2,2.3763005390357753E-2,0,0.17208251387466642,73387.985412865222,50737.053015870057,0,0,3728.8161983395366,9234.997937233853,11230.655919999992,23763.005390357754,0,172082.51387466642,null,null,72055.812983720534,66161.462781896713,0,0,5903.3311208814648,6557.4060266775095,22523.613291509861,0,173201.62620468609]
[2004,1,5,12,7.2986696673854601E-2,5.1176366641200587E-2,0,0,3.7205798271247614E-3,9.1690695965856092E-3,1.1872841199999993E-2,2.4177673928810598E-2,0,0.17310322786757615,72986.696673854603,51176.366641200584,0,0,3720.5798271247613,9169.0695965856085,11872.841199999992,24177.673928810596,0,173103.22786757615,null,null,71661.808622271565,66685.106342823507,0,0,5861.1874379329629,6932.3680640965658,22916.654224289232,0,174057.12469141383]
[2004,1,5,13,7.2956026727717838E-2,4.9985457858198912E-2,0,0,3.7718860772089683E-3,9.2302335906357096E-3,1.1520992559999993E-2,2.3244062740869438E-2,0,0.17070865955463085,72956.026727717835,49985.457858198912,0,0,3771.8860772089683,9230.2335906357093,11520.992559999993,23244.062740869438,0,170708.65955463084,null,null,71631.695411088294,65300.794081667045,0,0,5900.2855852208568,6726.929093403367,22031.736806800182,0,171591.44097817971]
[2004,1,5,14,7.2229284843158048E-2,4.9328483247955392E-2,0,0,3.7339639962075087E-3,9.1321961456029676E-3,1.1962238639999994E-2,2.2242302224530448E-2,0,0.16862846909745433,72229.28484315805,49328.483247955395,0,0,3733.9639962075089,9132.1961456029676,11962.238639999994,22242.302224530449,0,168628.46909745439,null,null,70918.145679116831,64456.680469998602,0,0,5837.6166486161083,6984.5658445291056,21082.224482493002,0,169279.23312475363]
[2004,1,5,15,7.0784827417226137E-2,4.8728400794401876E-2,0,0,3.7560995363374928E-3,9.0998991034850138E-3,1.2358170879999993E-2,2.1312452237898193E-2,0,0.1660398499693487,70784.82741722613,48728.400794401874,0,0,3756.0995363374927,9099.8991034850133,12358.170879999992,21312.452237898193,0,166039.8499693487,null,null,69499.908708032846,63754.629557123284,0,0,5816.9712586395035,7215.7445463988988,20200.872095706152,0,166488.12616590067]
[2004,1,5,16,7.1045814500397958E-2,4.8666663084578884E-2,0,0,3.7422003674222838E-3,9.2325747114039725E-3,1.2480579759999994E-2,2.2055710755108395E-2,0,0.1672235431789115,71045.814500397959,48666.663084578882,0,0,3742.2003674222838,9232.5747114039732,12480.579759999993,22055.710755108394,0,167223.5431789115,null,null,69756.158233761074,63662.750980506898,0,0,5901.7821108490125,7287.2171952939116,20905.364946768521,0,167513.27346717945]
[2004,1,5,17,8.3315715242950589E-2,4.9039186090475181E-2,2.7180201999999745E-4,1.2452134044082471E-6,3.8056042322746706E-3,9.1796544492529497E-3,1.2069474559999993E-2,2.1729331549492793E-2,8.7055337266276633E-5,0.17949906869511684,83315.715242950595,49039.186090475181,271.80201999999747,1.245213404408247,3805.6042322746707,9179.6544492529501,12069.474559999993,21729.331549492792,87.055337266276638,179499.06869511688,null,null,81803.330100659005,64192.285528486595,152.63370800455039,0.90300552532648837,5867.9536430350918,7047.1792371121719,20596.008495725553,77.374709443001009,179737.66842799127]
[2004,1,5,18,9.705672926609786E-2,4.8353665825894038E-2,2.038515149999981E-3,9.3391005330618523E-6,3.8334884189066732E-3,9.0767546798699913E-3,1.2044869759999993E-2,1.8848044144602588E-2,6.5291502949707471E-4,0.19191432137540124,97056.729266097856,48353.665825894037,2038.5151499999811,9.3391005330618526,3833.4884189066734,9076.7546798699914,12044.869759999992,18848.044144602587,652.91502949707467,191914.32137540122,null,null,95294.910923982825,63393.433595652416,1144.7528100341278,6.7725414399486628,5802.1765399909418,7032.8128755252346,17864.998582485452,580.31032082250749,191120.16818993347]
[2004,1,5,19,0.10074168626133061,4.8535578604747401E-2,2.038515149999981E-3,9.3391005330618523E-6,3.8675494423088099E-3,9.1146094892042475E-3,1.0071154719999994E-2,1.8749711915838602E-2,6.5291502949707471E-4,0.19378105971345977,100741.6862613306,48535.578604747403,2038.5151499999811,9.3391005330618526,3867.5494423088098,9114.6094892042474,10071.154719999995,18749.711915838601,652.91502949707467,193781.05971345975,null,null,98912.976886793622,63655.783997582002,1144.7528100341278,6.7725414399486628,5826.3746476176857,5880.3912368931042,17771.795005817032,580.31032082250749,193779.15744700003]
[2004,1,5,20,9.4069411500107419E-2,4.7963313720216741E-2,2.038515149999981E-3,9.3391005330618523E-6,3.8606000902938089E-3,8.8760768818956799E-3,1.2307936079999993E-2,1.9667901667081197E-2,6.5291502949707471E-4,0.18944600921962498,94069.411500107424,47963.313720216742,2038.5151499999811,9.3391005330618526,3860.600090293809,8876.0768818956803,12307.936079999992,19667.901667081198,652.91502949707467,189446.00921962495,null,null,92361.820322596497,62952.193626091837,1144.7528100341278,6.7725414399486628,5673.8963283327075,7186.4132248255692,18642.095312764213,580.31032082250749,188548.25448690745]
[2004,1,5,21,9.0788692021826822E-2,4.6905519162516437E-2,2.038515149999981E-3,9.3391005330618523E-6,3.8515056649560545E-3,8.5481440004295459E-3,1.3421098239999993E-2,1.9166898191892053E-2,6.5291502949707471E-4,0.18538262656165103,90788.692021826821,46905.519162516437,2038.5151499999811,9.3391005330618526,3851.5056649560543,8548.1440004295455,13421.098239999994,19166.898191892051,652.91502949707467,185382.62656165101,null,null,89140.653971604173,61656.208878908685,1144.7528100341278,6.7725414399486628,5464.2702517621674,7836.3713669545796,18167.222360143423,580.31032082250749,183996.56250166963]
[2004,1,5,22,8.5808864285126352E-2,4.4342361552540739E-2,2.038515149999981E-3,9.3391005330618523E-6,3.6993877250341327E-3,8.1772222927209062E-3,1.3198834879999991E-2,1.866866829088739E-2,6.5291502949707471E-4,0.17659610830633962,85808.864285126358,44342.361552540737,2038.5151499999811,9.3391005330618526,3699.3877250341329,8177.2222927209059,13198.834879999991,18668.668290887388,652.91502949707467,176596.10830633959,null,null,84251.222355949969,58357.875356852674,1144.7528100341278,6.7725414399486628,5227.1642258150969,7706.5952339525802,17694.978322146035,580.31032082250749,174969.67116701289]
[2004,1,5,23,7.4897421439640385E-2,3.968150292601396E-2,2.038515149999981E-3,9.3391005330618523E-6,3.5200725438546149E-3,7.8282850034714097E-3,1.2773786959999991E-2,1.7947192076012284E-2,6.5291502949707471E-4,0.15934903022902275,74897.421439640384,39681.502926013964,2038.5151499999811,9.3391005330618526,3520.0725438546151,7828.2850034714102,12773.786959999992,17947.192076012285,652.91502949707467,159349.03022902276,null,null,73537.849034230981,52478.358810866375,1144.7528100341278,6.7725414399486628,5004.1114029706596,7458.4163375382432,17011.131687601108,580.31032082250749,157221.70294550393]
[2004,1,5,24,6.2293517573672796E-2,3.7484863320816394E-2,2.038515149999981E-3,9.3391005330618523E-6,3.3576592251431787E-3,7.2107490639799522E-3,1.3253170479999993E-2,1.8141482035771574E-2,6.5291502949707471E-4,0.14444221097941401,62293.517573672798,37484.863320816396,2038.5151499999811,9.3391005330618526,3357.6592251431784,7210.7490639799526,13253.170479999993,18141.482035771573,652.91502949707467,144442.21097941397,null,null,61162.737022071233,49612.740498379942,1144.7528100341278,6.7725414399486628,4609.3610029554502,7738.320949123734,17195.288188353195,580.31032082250749,142050.28333318018]
[2004,1,6,1,5.5690453470774413E-2,3.6896265992273983E-2,2.038515149999981E-3,9.3391005330618523E-6,3.4562491975836588E-3,6.9226504969719591E-3,1.3349744319999994E-2,1.974905600099057E-2,6.5291502949707471E-4,0.13876518875862467,55690.453470774417,36896.265992273984,2038.5151499999811,9.3391005330618526,3456.2491975836588,6922.650496971959,13349.744319999994,19749.056000990571,652.91502949707467,138765.18875862469,null,null,54679.534772530315,49017.512625928481,1144.7528100341278,6.7725414399486628,4425.198402372449,7794.7089183524622,18719.016931215996,580.31032082250749,136367.80732269626]
[2004,1,6,2,5.198573053048007E-2,3.6782739683667624E-2,2.038515149999981E-3,9.3391005330618523E-6,3.4349866498879751E-3,6.7644748654490782E-3,1.2822176399999993E-2,2.0569888819205483E-2,6.5291502949707471E-4,0.13506076622872035,51985.730530480068,36782.739683667627,2038.5151499999811,9.3391005330618526,3434.9866498879751,6764.4748654490786,12822.176399999993,20569.888819205484,652.91502949707467,135060.76622872034,null,null,51042.061665174078,48853.780218306958,1144.7528100341278,6.7725414399486628,4324.0870502659873,7486.6701819925538,19497.038089345886,580.31032082250749,132935.47287738207]
[2004,1,6,3,5.2006400477626245E-2,3.5955298760476075E-2,2.038515149999981E-3,9.3391005330618523E-6,3.416749265196843E-3,6.7084633544996228E-3,1.1645451839999994E-2,1.9908933898526746E-2,6.5291502949707471E-4,0.13234206687635564,52006.400477626245,35955.298760476071,2038.5151499999811,9.3391005330618526,3416.7492651968428,6708.4633544996232,11645.451839999994,19908.933898526746,652.91502949707467,132342.06687635562,null,null,51062.356401942903,47826.507272888855,1144.7528100341278,6.7725414399486628,4288.2825489588049,6799.5989390972909,18870.556177990969,580.31032082250749,130579.13701317539]
[2004,1,6,4,5.085113407444513E-2,3.5967635576787067E-2,2.038515149999981E-3,9.3391005330618523E-6,3.444505980305049E-3,6.8245218796788645E-3,1.1364957119999995E-2,2.0524743316286363E-2,6.5291502949707471E-4,0.13167826722753259,50851.13407444513,35967.63557678707,2038.5151499999811,9.3391005330618526,3444.505980305049,6824.5218796788649,11364.957119999994,20524.743316286364,652.91502949707467,131678.26722753257,null,null,49928.060925296653,47875.210189505386,1144.7528100341278,6.7725414399486628,4362.4711852953542,6635.8224170062085,19454.247211975904,580.31032082250749,129987.64760137608]
[2004,1,6,5,5.3360090650291528E-2,3.5281647614663771E-2,2.038515149999981E-3,9.3391005330618523E-6,3.4741311620377644E-3,6.942532645538564E-3,1.2157231679999993E-2,1.9363689443821681E-2,6.5291502949707471E-4,0.13328009247638342,53360.090650291531,35281.647614663772,2038.5151499999811,9.3391005330618526,3474.1311620377642,6942.5326455385639,12157.231679999994,19363.68944382168,652.91502949707467,133280.0924763834,null,null,52391.473768644326,47077.904972628319,1144.7528100341278,6.7725414399486628,4437.9077616144259,7098.4192601055811,18353.74969474621,580.31032082250749,131091.29113003542]
[2004,1,6,6,5.6643996518039502E-2,3.7912552570162968E-2,2.038515149999981E-3,9.3391005330618523E-6,3.5603369024836931E-3,7.4489144272011617E-3,1.2006937359999994E-2,2.1134871201678659E-2,6.5291502949707471E-4,0.1414083782595961,56643.996518039501,37912.552570162967,2038.5151499999811,9.3391005330618526,3560.3369024836929,7448.9144272011617,12006.937359999994,21134.871201678659,652.91502949707467,141408.37825959607,null,null,55615.76866829842,50378.467706274489,1144.7528100341278,6.7725414399486628,4761.6045670770172,7010.6647347453745,20032.553041697211,580.31032082250749,139530.89439038909]
[2004,1,6,7,6.5171629447354149E-2,4.2148957284729185E-2,2.038515149999981E-3,9.3391005330618523E-6,3.6382691738753173E-3,8.0929392975336387E-3,1.1361881519999995E-2,2.2813556489383009E-2,6.5291502949707471E-4,0.15592800249290542,65171.629447354149,42148.957284729186,2038.5151499999811,9.3391005330618526,3638.2691738753174,8092.9392975336386,11361.881519999995,22813.556489383009,652.91502949707467,155928.00249290539,null,null,63988.604086680061,55619.23316257132,1144.7528100341278,6.7725414399486628,5173.2876108086048,6634.0266218078423,21623.684198606421,580.31032082250749,154770.67135277082]
[2004,1,6,8,7.4468255635356445E-2,4.5538332983793756E-2,1.6989248479999843E-3,7.7833269738460495E-6,3.8078346895138006E-3,8.8042412469735848E-3,1.1656934079999993E-2,2.1321718461508446E-2,5.4414781624028308E-4,0.16784817308836014,74468.255635356443,45538.332983793756,1698.9248479999844,7.7833269738460498,3807.8346895138006,8804.2412469735846,11656.934079999994,21321.718461508444,544.14781624028308,167848.17308836014,null,null,73116.473644805577,59942.394807040291,954.05177331392599,5.6443234853753639,5627.9764979108604,6806.3032411711947,20209.655026730299,483.6381145345963,167146.13742899214]
[2004,1,6,9,7.3669052100220539E-2,4.9726344976294565E-2,0,0,3.8638818389403495E-3,9.2611731208568932E-3,1.221197735999999E-2,2.4330558030174216E-2,0,0.17306298742648657,73669.052100220535,49726.344976294567,0,0,3863.8818389403496,9261.1731208568926,12211.97735999999,24330.558030174216,0,173062.98742648656,null,null,72331.777619431567,65097.791480477368,0,0,5920.0632064895926,7130.3844146365136,23061.564445911761,0,173541.58116694679]
[2004,1,6,10,7.0712494359402869E-2,5.2176592458952342E-2,0,0,3.8734900864013742E-3,9.3953634675615766E-3,1.1140848399999995E-2,2.6491573430745475E-2,0,0.17379036220306363,{"$f":"E132*1000000*O$8826","v":70712.494359402874},{"$f":"F132*1000000*P$8826","v":52176.592458952342},{"$f":"G132*1000000*Q$8826","v":0},{"$f":"H132*1000000*R$8826","v":0},{"$f":"I132*1000000*S$8826","v":3873.4900864013744},{"$f":"J132*1000000*T$8826","v":9395.3634675615758},{"$f":"K132*1000000*U$8826","v":11140.848399999995},{"$f":"L132*1000000*V$8826","v":26491.573430745473},{"$f":"M132*1000000*W$8826","v":0},{"$f":"SUM(O132:W132)","v":173790.36220306365},null,null,{"$f":"O132*AA$8826","v":69428.888673108449},{"$f":"(P132+S132)*AB$8826","v":68085.858240176327},{"$f":"Q132*AC$8826","v":0},{"$f":"R132*AD$8826","v":0},{"$f":"T132*AE$8826","v":6005.8423322899071},{"$f":"U132*AF$8826","v":6504.968806885191},{"$f":"V132*AG$8826","v":25109.869127911901},{"$f":"W132*AH$8826","v":0},{"$f":"SUM(AA132:AH132)","v":175135.42718037174}]
[2004,1,6,11,6.8508767911954163E-2,5.362044381228976E-2,0,0,3.8419080478701E-3,9.479987296101014E-3,1.2033182479999991E-2,2.7156654860330795E-2,0,0.17464094440854583,68508.767911954157,53620.443812289763,0,0,3841.9080478700998,9479.9872961010133,12033.18247999999,27156.654860330797,0,174640.94440854582,null,null,67265.16528063055,69801.387709504706,0,0,6059.936819801469,7025.9888537714378,25740.262324448511,0,175892.74098815667]
[2004,1,6,12,7.0014230183710599E-2,5.2872409060031031E-2,0,0,3.8160192725165006E-3,9.5189719326778215E-3,1.2889019439999993E-2,2.6551800619301208E-2,0,0.17566245050823714,70014.230183710606,52872.40906003103,0,0,3816.0192725165007,9518.9719326778213,12889.019439999993,26551.800619301208,0,175662.45050823718,null,null,68743.299709549116,68861.277629432778,0,0,6084.8571522048196,7525.6987976370656,25166.95508494386,0,176382.08837376765]
[2004,1,6,13,6.9546861409085087E-2,5.1400736946436355E-2,0,0,3.832655871485392E-3,9.5203410316155347E-3,1.3576108479999991E-2,2.4435077239592835E-2,0,0.1723117809782152,69546.86140908509,51400.736946436358,0,0,3832.6558714853918,9520.341031615535,13576.108479999992,24435.077239592836,0,172311.78097821522,null,null,68284.414827652043,67093.798666256029,0,0,6085.7323277513115,7926.8794449522811,23160.632312783291,0,172551.45757939495]
[2004,1,6,14,6.6797106412017207E-2,5.163147408562186E-2,0,0,3.7827470663338277E-3,9.4565220458116377E-3,1.3328010079999992E-2,2.5284834368791156E-2,0,0.17028069405857565,66797.106412017209,51631.474085621863,0,0,3782.7470663338277,9456.5220458116382,13328.010079999993,25284.834368791155,0,170280.69405857567,null,null,65584.574646659137,67313.456724866017,0,0,6044.9370176104976,7782.018632284,23966.069194834108,0,170691.05621625372]
[2004,1,6,15,6.5063409660803401E-2,5.1627168541462286E-2,0,0,3.7952019608798637E-3,9.4543986560875308E-3,1.3034187759999989E-2,2.6340462454232234E-2,0,0.16931482903346531,65063.409660803401,51627.168541462284,0,0,3795.2019608798637,9454.398656087531,13034.18775999999,26340.462454232234,0,169314.82903346533,null,null,63882.348755416097,67323.356005829846,0,0,6043.57967322068,7610.460330999992,24966.639551384189,0,169826.3843168508]
[2004,1,6,16,6.9366990346653154E-2,5.0757601529079863E-2,0,0,3.8248271426125783E-3,9.316756219600689E-3,1.2333566079999992E-2,2.5678609461321351E-2,0,0.17127835077926765,69366.990346653154,50757.60152907986,0,0,3824.8271426125784,9316.7562196006893,12333.566079999991,25678.60946132135,0,171278.35077926761,null,null,68107.808867386688,66303.05134587978,0,0,5955.5938518497105,7201.3781848119615,24339.306407984659,0,171907.13865791279]
[2004,1,6,17,7.8472282303470128E-2,5.1052950621908483E-2,2.3782938399999782E-4,1.0895737158942245E-6,3.8544521073988641E-3,9.2261360914836308E-3,1.2357965839999993E-2,2.5081687864315933E-2,7.6174258145509058E-5,0.18036056804443842,78472.282303470129,51052.95062190848,237.82938399999782,1.0895737158942245,3854.452107398864,9226.1360914836314,12357.965839999993,25081.687864315933,76.174258145509057,180360.56804443843,null,null,77047.817381199406,66697.80790311766,133.55596383116685,0.79013852743623891,5897.6663215862955,7215.6248267190085,23773.518074588243,67.703615609655557,180834.48422517884]
[2004,1,6,18,9.1631499983756803E-2,5.0356263190686167E-2,2.038515149999981E-3,9.3391005330618523E-6,3.9303380780780772E-3,9.0390113028798319E-3,1.344939375999999E-2,2.2699758373640581E-2,6.5291502949707471E-4,0.19380703396907153,91631.499983756803,50356.263190686164,2038.5151499999811,9.3391005330618526,3930.3380780780772,9039.0113028798314,13449.39375999999,22699.75837364058,652.91502949707467,193807.03396907158,null,null,89968.162896183145,65943.70017805534,1144.7528100341278,6.7725414399486628,5778.0496637850638,7852.8926827795549,21515.821379481487,580.31032082250749,192790.46247258113]
[2004,1,6,19,9.6807252922948853E-2,5.1027102632069471E-2,2.038515149999981E-3,9.3391005330618523E-6,3.9181498726792007E-3,8.8877265014291294E-3,1.2657119199999994E-2,2.2363919475788349E-2,6.5291502949707471E-4,0.19836203988494508,96807.252922948857,51027.102632069473,2038.5151499999811,9.3391005330618526,3918.1498726792006,8887.7265014291297,12657.119199999994,22363.919475788349,652.91502949707467,198362.03988494509,null,null,95049.963190035967,66743.785256371964,1144.7528100341278,6.7725414399486628,5681.3431693613302,7390.2958396801851,21197.498619409234,580.31032082250749,197794.72174715524]
[2004,1,6,20,9.5560618461191585E-2,5.0761488169501066E-2,2.038515149999981E-3,9.3391005330618523E-6,3.9022252609012065E-3,8.6735146888304825E-3,1.1752482719999994E-2,2.3242191651409966E-2,6.5291502949707471E-4,0.19659329023186439,95560.618461191581,50761.48816950107,2038.5151499999811,9.3391005330618526,3902.2252609012066,8673.5146888304826,11752.482719999993,23242.191651409965,652.91502949707467,196593.2902318644,null,null,93825.958209791657,66401.790585989307,1144.7528100341278,6.7725414399486628,5544.4115459469349,6862.092612000466,22029.963306574653,580.31032082250749,196396.05193259957]
[2004,1,6,21,9.2769489192498E-2,4.9137341248080613E-2,2.038515149999981E-3,9.3391005330618523E-6,3.8880799507649945E-3,8.5402588949401032E-3,1.0552588639999994E-2,2.2148388245922718E-2,6.5291502949707471E-4,0.1897369154522365,92769.489192498004,49137.341248080615,2038.5151499999811,9.3391005330618526,3888.0799507649945,8540.2588949401033,10552.588639999994,22148.388245922717,652.91502949707467,189736.91545223657,null,null,91085.494801960915,64411.70372851695,1144.7528100341278,6.7725414399486628,5459.2298187329852,6161.4930452775052,20993.208716091416,580.31032082250749,189842.96578287636]
[2004,1,6,22,8.9577349382971364E-2,4.6801705901881131E-2,2.038515149999981E-3,9.3391005330618523E-6,3.7466277171885882E-3,8.3635965134367801E-3,1.0598107519999995E-2,2.2316588339277573E-2,6.5291502949707471E-4,0.18410474465478555,89577.34938297137,46801.705901881134,2038.5151499999811,9.3391005330618526,3746.6277171885881,8363.5965134367798,10598.107519999996,22316.588339277572,652.91502949707467,184104.74465478555,null,null,87951.300180877646,61402.704880591024,1144.7528100341278,6.7725414399486628,5346.301094578881,6188.070814213339,21152.636103161651,580.31032082250749,183772.84874571906]
[2004,1,6,23,7.980805990635019E-2,4.1631430583342205E-2,2.038515149999981E-3,9.3391005330618523E-6,3.5194137705237601E-3,7.8298522965428875E-3,9.7039280799999933E-3,1.9709445406520077E-2,6.5291502949707471E-4,0.16490289932330923,79808.059906350187,41631.430583342204,2038.5151499999811,9.3391005330618526,3519.4137705237599,7829.8522965428874,9703.9280799999924,19709.445406520077,652.91502949707467,164902.89932330922,null,null,78359.347335312239,54846.19912226007,1144.7528100341278,6.7725414399486628,5005.1132710844668,5665.9732902080677,18681.472281562288,580.31032082250749,164289.94097272371]
[2004,1,6,24,6.8208439272924012E-2,3.8351140973296199E-2,2.038515149999981E-3,9.3391005330618523E-6,3.3409519326304559E-3,7.1509048641365926E-3,1.0720106319999994E-2,1.9712235722788088E-2,6.5291502949707471E-4,0.15018454836580544,68208.439272924006,38351.140973296198,2038.5151499999811,9.3391005330618526,3340.9519326304558,7150.9048641365926,10720.106319999994,19712.235722788089,652.91502949707467,150184.54836580544,null,null,66970.288345041336,50644.741246050013,1144.7528100341278,6.7725414399486628,4571.106513919216,6259.3040237485675,18684.117065062914,580.31032082250749,148861.39286611864]
[2004,1,7,1,5.8066541735538976E-2,3.8379504960907765E-2,2.038515149999981E-3,9.3391005330618523E-6,3.5054309222712675E-3,6.9266360318088402E-3,1.0725437359999994E-2,2.0971366507520937E-2,6.5291502949707471E-4,0.14127568679807789,58066.541735538973,38379.504960907761,2038.5151499999811,9.3391005330618526,3505.4309222712677,6926.63603180884,10725.437359999994,20971.366507520936,652.91502949707467,141275.68679807786,null,null,57012.491191424924,50878.993882541574,1144.7528100341278,6.7725414399486628,4427.7460945317571,6262.4167354257379,19877.576158846801,580.31032082250749,140191.05973506736]
[2004,1,7,2,5.3718501917947165E-2,3.8021859089187919E-2,2.038515149999981E-3,9.3391005330618523E-6,3.4838659202598237E-3,6.7795065938255931E-3,1.1669236479999992E-2,2.113049929564785E-2,6.5291502949707471E-4,0.13750423857689847,53718.501917947164,38021.859089187921,2038.5151499999811,9.3391005330618526,3483.8659202598237,6779.506593825593,11669.236479999992,21130.499295647849,652.91502949707467,137504.23857689844,null,null,52743.378990298297,50418.354100769444,1144.7528100341278,6.7725414399486628,4333.6958526207709,6813.4864219646624,20028.40915841447,580.31032082250749,136069.16019636422]
[2004,1,7,3,5.3032487601624767E-2,3.6592557411081868E-2,2.038515149999981E-3,9.3391005330618523E-6,3.4653689436690278E-3,6.7301318631142037E-3,1.2694641519999992E-2,1.9520398794360311E-2,6.5291502949707471E-4,0.13473635541388029,53032.487601624765,36592.557411081871,2038.5151499999811,9.3391005330618526,3465.3689436690279,6730.131863114204,12694.641519999992,19520.39879436031,652.91502949707467,134736.35541388026,null,null,52069.817521033379,48659.665986719934,1144.7528100341278,6.7725414399486628,4302.1338115272356,7412.2045411002628,18502.285654432857,580.31032082250749,132677.94318711024]
[2004,1,7,4,5.1546919759146992E-2,3.6689265365540229E-2,2.038515149999981E-3,9.3391005330618523E-6,3.4935207802109501E-3,6.8261002132459433E-3,1.2958938079999992E-2,1.9845036734023352E-2,6.5291502949707471E-4,0.13406055021219757,51546.919759146993,36689.265365540232,2038.5151499999811,9.3391005330618526,3493.5207802109499,6826.1002132459435,12958.938079999993,19845.036734023353,652.91502949707467,134060.55021219756,null,null,50611.216388572779,48811.337235786596,1144.7528100341278,6.7725414399486628,4363.4801108770371,7566.5232084799445,18809.991657634368,580.31032082250749,131894.38427364733]
[2004,1,7,5,5.4284014483689698E-2,3.6171491154424605E-2,2.038515149999981E-3,9.3391005330618523E-6,3.5235673029030642E-3,6.950823446630193E-3,1.3247634399999993E-2,1.8813057529875915E-2,6.5291502949707471E-4,0.13569135759755357,54284.014483689694,36171.491154424606,2038.5151499999811,9.3391005330618526,3523.567302903064,6950.8234466301928,13247.634399999994,18813.057529875914,652.91502949707467,135691.35759755355,null,null,53298.626112124104,48218.878549808003,1144.7528100341278,6.7725414399486628,4443.2075293495027,7735.0885177666732,17831.836742577678,580.31032082250749,133259.47312392254]
[2004,1,7,6,5.7544836178980395E-2,3.8605824490774793E-2,2.038515149999981E-3,9.3391005330618523E-6,3.6109997824335747E-3,7.4479907119226656E-3,1.3480969919999993E-2,2.0575301561120318E-2,6.5291502949707471E-4,0.14396669192526185,57544.836178980397,38605.824490774794,2038.5151499999811,9.3391005330618526,3610.9997824335746,7447.9907119226655,13480.969919999994,20575.301561120319,652.91502949707467,143966.69192526184,null,null,56500.255873825336,51282.149504244953,1144.7528100341278,6.7725414399486628,4761.0140962195856,7871.3295134827931,19502.168522291289,580.31032082250749,141648.75318236055]
[2004,1,7,7,6.6031781746149112E-2,4.2666607435125847E-2,2.038515149999981E-3,9.3391005330618523E-6,3.6900412389370709E-3,8.1972766424061212E-3,1.3354255199999991E-2,2.2108273667609656E-2,6.5291502949707471E-4,0.15874900521025789,66031.781746149107,42666.60743512585,2038.5151499999811,9.3391005330618526,3690.0412389370708,8197.276642406121,13354.255199999991,22108.273667609657,652.91502949707467,158749.00521025792,null,null,64833.142505752425,56310.928847571202,1144.7528100341278,6.7725414399486628,5239.9836619871885,7797.3427513100651,20955.186368562852,580.31032082250749,156868.41980748036]
[2004,1,7,8,7.5725015822957958E-2,4.6383964598308257E-2,1.6649522119999845E-3,7.6276872853320278E-6,3.8620195397929217E-3,8.7934739783551725E-3,1.2992359599999991E-2,2.0922144635331229E-2,5.3326673711951561E-4,0.17088482481115039,75725.015822957954,46383.964598308259,1664.9522119999845,7.6276872853320281,3862.0195397929215,8793.4739783551722,12992.359599999991,20922.144635331228,533.2667371195156,170884.82481115038,null,null,74350.42054406635,61035.431132446982,934.97402914054226,5.5314564874851149,5621.0936862032704,7586.0375163021999,19830.921520829717,473.96702070125093,169838.37690617779]
[2004,1,7,9,7.4993364080974706E-2,5.0731748085950962E-2,0,0,3.9188642152884808E-3,8.8571592007964835E-3,1.3602353599999992E-2,2.4090501570775857E-2,0,0.1761939907537865,74993.364080974701,50731.74808595096,0,0,3918.8642152884809,8857.1592007964828,13602.353599999991,24090.501570775858,0,176193.99075378646,null,null,73632.050080659188,66385.876218294216,0,0,5661.8034901613482,7942.2035639783471,22834.028460004374,0,176455.96181309747]
[2004,1,7,10,7.168695680456727E-2,5.2379754199655806E-2,0,0,3.9286091390004028E-3,8.8715030402724149E-3,1.4166418639999992E-2,2.5901290858942057E-2,0,0.17693453268243794,71686.956804567264,52379.754199655807,0,0,3928.6091390004026,8871.5030402724151,14166.418639999993,25901.290858942059,0,176934.53268243792,null,null,70385.66222825383,68399.600320122845,0,0,5670.9725700622539,8271.552403358879,24550.37355226334,0,177278.16107406118]
[2004,1,7,11,6.9811661393520089E-2,5.4065544985686206E-2,0,0,3.8965775874661786E-3,8.9641529288240346E-3,1.4042574479999992E-2,2.7019986438609974E-2,0,0.17780049781410648,69811.661393520088,54065.544985686203,0,0,3896.5775874661786,8964.1529288240345,14042.574479999992,27019.986438609973,0,177800.49781410646,null,null,68544.408041107876,70408.475449114485,0,0,5730.1975936248255,8199.2417167046297,25610.722031483303,0,178493.04483203511]
[2004,1,7,12,7.1853907578539308E-2,5.3618524314088693E-2,0,0,3.8703206850132245E-3,9.149982821491584E-3,1.3212572559999991E-2,2.7135177659244284E-2,0,0.17884048561837709,71853.907578539307,53618.524314088696,0,0,3870.3206850132246,9149.9828214915833,13212.572559999991,27135.177659244284,0,178840.48561837708,null,null,70549.582435071614,69833.569787040207,0,0,5848.9865090128233,7714.6164525052864,25719.905296206078,0,179666.66047983599]
[2004,1,7,13,7.1401460323820554E-2,5.2375568063917056E-2,0,0,3.8871939415448934E-3,9.3988242781529192E-3,1.3348719119999993E-2,2.5017419367760751E-2,0,0.17542918509519614,71401.46032382056,52375.568063917053,0,0,3887.1939415448933,9398.8242781529189,13348.719119999992,25017.419367760751,0,175429.18509519615,null,null,70105.348210796292,68344.206897554468,0,0,6008.0546025043895,7794.1103199530053,23712.601589511694,0,175964.32162031985]
[2004,1,7,14,6.8663655789153857E-2,5.2742686098944898E-2,0,0,3.8365748537815231E-3,9.4996778775165852E-3,1.2584740079999992E-2,2.6034016096123533E-2,0,0.1733613507955204,68663.655789153854,52742.686098944898,0,0,3836.574853781523,9499.6778775165858,12584.740079999992,26034.016096123534,0,173361.35079552035,null,null,67417.241561920455,68728.668462605288,0,0,6072.5237226734389,7348.0347926786108,24676.176322880583,0,174242.64486275837]
[2004,1,7,15,6.6543411799562108E-2,5.2466542420795195E-2,0,0,3.8492070865379069E-3,9.4699144225957651E-3,1.3368402959999992E-2,2.6680553580522716E-2,0,0.17237803227001369,66543.411799562105,52466.542420795195,0,0,3849.2070865379069,9469.9144225957643,13368.402959999992,26680.553580522715,0,172378.03227001365,null,null,65335.485215368695,68408.57253944235,0,0,6053.4978895445938,7805.6034092225555,25288.99275909541,0,172892.1518126736]
[2004,1,7,16,7.0930916871066341E-2,5.1623752866133646E-2,0,0,3.8792536402223673E-3,9.3194203833921602E-3,1.2597247519999992E-2,2.6026483589037683E-2,0,0.17437707486985216,70930.916871066336,51623.752866133647,0,0,3879.2536402223673,9319.4203833921601,12597.247519999992,26026.483589037682,0,174377.07486985219,null,null,69643.346278986501,67421.307182510092,0,0,5957.2968777873675,7355.3376931519697,24669.036684020502,0,175046.32471645641]
[2004,1,7,17,8.0408976979023689E-2,5.1508395649206846E-2,2.0385674799999813E-4,9.3393402738020169E-7,3.9093004108532578E-3,9.2394120003271019E-3,1.2554599199999992E-2,2.5732836021043714E-2,6.5293179024741483E-5,0.18362360412150669,80408.97697902369,51508.395649206846,203.85674799999813,0.9339340273802017,3909.3004108532577,9239.4120003271019,12554.599199999991,25732.836021043713,65.293179024741477,183623.60412150674,null,null,78949.356285192684,67317.677808758322,114.47821965778331,0.67727152954598935,5906.1527431714767,7330.4359997346128,24390.704707200257,58.032521776310105,184067.51555702096]
[2004,1,7,18,9.3790927017360373E-2,5.1147060533380251E-2,2.038515149999981E-3,9.3391005330618523E-6,3.9862658139910873E-3,9.0092320166284302E-3,1.317053935999999E-2,2.3508522455433573E-2,6.5291502949707471E-4,0.19731331647682379,93790.927017360373,51147.060533380252,2038.5151499999811,9.3391005330618526,3986.2658139910873,9009.2320166284298,13170.53935999999,23508.522455433573,652.91502949707467,197313.31647682382,null,null,92088.391018129274,66972.244669917534,1144.7528100341278,6.7725414399486628,5759.0137107203909,7690.0739181276012,22282.403262670388,580.31032082250749,196523.96225186175]
[2004,1,7,19,9.8826691865886385E-2,5.188728994838554E-2,2.038515149999981E-3,9.3391005330618523E-6,3.9739045163334208E-3,8.8679205559488525E-3,1.2735239439999994E-2,2.2958933110879504E-2,6.5291502949707471E-4,0.2019507487174638,98826.691865886387,51887.289948385536,2038.5151499999811,9.3391005330618526,3973.9045163334208,8867.9205559488528,12735.239439999994,22958.933110879505,652.91502949707467,201950.74871746381,null,null,97032.74434945501,67856.4097452352,1144.7528100341278,6.7725414399486628,5668.6825217762562,7435.9090377187104,21761.478503258724,580.31032082250749,201487.05982974049]
[2004,1,7,20,9.7730785980997811E-2,5.1784086560389242E-2,2.038515149999981E-3,9.3391005330618523E-6,3.9577531335513883E-3,8.6904449181006635E-3,1.1322923919999995E-2,2.3963226366123101E-2,6.5291502949707471E-4,0.20014999015919235,97730.785980997811,51784.086560389245,2038.5151499999811,9.3391005330618526,3957.7531335513881,8690.4449181006639,11322.923919999996,23963.226366123101,652.91502949707467,200149.9901591923,null,null,95956.731851700213,67711.425623277377,1144.7528100341278,6.7725414399486628,5555.2339359478428,6611.2798826285252,22713.391468003367,580.31032082250749,200279.89843385393]
[2004,1,7,21,9.4383342833204709E-2,5.0099025470784105E-2,2.038515149999981E-3,9.3391005330618523E-6,3.9434065901051809E-3,8.5206231789196445E-3,1.1328049919999993E-2,2.2194361975736737E-2,6.5291502949707471E-4,0.19316957924878045,94383.342833204704,50099.025470784101,2038.5151499999811,9.3391005330618526,3943.4065901051808,8520.6231789196445,11328.049919999992,22194.361975736738,652.91502949707467,193169.57924878044,null,null,92670.053029900402,65647.09989989271,1144.7528100341278,6.7725414399486628,5446.677987725313,6614.2728746258026,21036.784623048014,580.31032082250749,193146.72408748878]
[2004,1,7,22,9.0840083956163678E-2,4.7227615405719292E-2,2.038515149999981E-3,9.3391005330618523E-6,3.7999414345742367E-3,8.3105161599686759E-3,1.2691565919999993E-2,2.1865017836929034E-2,6.5291502949707471E-4,0.18743550999338499,90840.083956163682,47227.615405719291,2038.5151499999811,9.3391005330618526,3799.9414345742366,8310.5161599686762,12691.565919999994,21865.017836929033,652.91502949707467,187435.50999338503,null,null,89191.113015937051,61984.832913662925,1144.7528100341278,6.7725414399486628,5312.3702908401747,7410.4087459018965,20724.617878965211,580.31032082250749,186355.17851760384]
[2004,1,7,23,8.0247889341685863E-2,4.205464601165676E-2,2.038515149999981E-3,9.3391005330618523E-6,3.569494490224923E-3,7.7953910444005948E-3,1.3053256479999992E-2,1.8464823117046975E-2,6.5291502949707471E-4,0.16788626976504525,80247.889341685863,42054.646011656761,2038.5151499999811,9.3391005330618526,3569.4944902249231,7795.3910444005951,13053.256479999993,18464.823117046973,652.91502949707467,167886.2697650452,null,null,78791.192784659142,55421.127346734051,1144.7528100341278,6.7725414399486628,4983.0844429657382,7621.5942612298704,17501.76497259282,580.31032082250749,166050.59948047821]
[2004,1,7,24,6.8643572811309797E-2,3.8913737632068762E-2,2.038515149999981E-3,9.3391005330618523E-6,3.3884929224603571E-3,7.1847412853120237E-3,1.3513981359999991E-2,1.8556339881737747E-2,6.5291502949707471E-4,0.15290163517291877,68643.572811309801,38913.737632068762,2038.5151499999811,9.3391005330618526,3388.492922460357,7184.741285312024,13513.981359999991,18556.339881737746,652.91502949707467,152901.63517291876,null,null,67397.523139517303,51385.895291918328,1144.7528100341278,6.7725414399486628,4592.7359284033091,7890.6043819452652,17588.508555053206,580.31032082250749,150587.10296913399]
[2004,1,8,1,5.5781645242584131E-2,3.6955259646793047E-2,2.038515149999981E-3,9.3391005330618523E-6,3.4612582117211281E-3,6.8941895453047634E-3,1.3528129119999994E-2,1.9699638280797748E-2,6.5291502949707471E-4,0.13902088932723092,55781.645242584134,36955.259646793049,2038.5151499999811,9.3391005330618526,3461.2582117211282,6894.1895453047637,13528.129119999994,19699.63828079775,652.91502949707467,139020.88932723092,null,null,54769.071189400303,49095.25874916774,1144.7528100341278,6.7725414399486628,4407.0051745180654,7898.8650398577556,18672.176659916695,580.31032082250749,136574.21248515713]
[2004,1,8,2,5.2033460386039357E-2,3.6821762109226767E-2,2.038515149999981E-3,9.3391005330618523E-6,3.4399649196170798E-3,6.7944193506559326E-3,1.3040749039999994E-2,2.0478514955396689E-2,6.5291502949707471E-4,0.13530964004096593,52033.460386039354,36821.762109226765,2038.5151499999811,9.3391005330618526,3439.9649196170799,6794.4193506559322,13040.749039999993,20478.514955396688,652.91502949707467,135309.64004096593,null,null,51088.925106465889,48907.229293951765,1144.7528100341278,6.7725414399486628,4343.2286042351197,7614.2913607565106,19410.429954576219,580.31032082250749,133095.93999228207]
[2004,1,8,3,5.2079778148627583E-2,3.5999675203723047E-2,2.038515149999981E-3,9.3391005330618523E-6,3.4217010674614874E-3,6.7650439093422041E-3,1.1785494159999993E-2,1.9833461849637673E-2,6.5291502949707471E-4,0.1325859236188221,52079.778148627585,35999.675203723047,2038.5151499999811,9.3391005330618526,3421.7010674614876,6765.0439093422037,11785.494159999993,19833.461849637672,652.91502949707467,132585.92361882207,null,null,51134.402087747032,47886.427897063193,1144.7528100341278,6.7725414399486628,4324.4508028673699,6881.36748046294,18799.020477200145,580.31032082250749,130757.50441763728]
[2004,1,8,4,5.0906586938748485E-2,3.6003684953082531E-2,2.038515149999981E-3,9.3391005330618523E-6,3.4494979796439373E-3,6.8509927564906498E-3,1.1571637439999992E-2,2.0437739900873303E-2,6.5291502949707471E-4,0.13192090924886898,50906.586938748485,36003.684953082527,2038.5151499999811,9.3391005330618526,3449.4979796439375,6850.9927564906502,11571.637439999991,20437.739900873305,652.91502949707467,131920.90924886899,null,null,49982.507183729489,47925.064483317728,1144.7528100341278,6.7725414399486628,4379.3922882498,6756.4998543364782,19371.781578878861,580.31032082250749,130147.08106080894]
[2004,1,8,5,5.3719683905906576E-2,3.5474135761202487E-2,2.038515149999981E-3,9.3391005330618523E-6,3.4791659618080562E-3,6.8677136856286338E-3,1.1670466719999993E-2,1.961375276163509E-2,6.5291502949707471E-4,0.13352568807621096,53719.683905906575,35474.135761202488,2038.5151499999811,9.3391005330618526,3479.1659618080562,6867.7136856286343,11670.466719999993,19613.752761635089,652.91502949707467,133525.68807621094,null,null,52744.53952226921,47317.842519744234,1144.7528100341278,6.7725414399486628,4390.0808863438333,6814.2047400440097,18590.770617659713,580.31032082250749,131589.27395835757]
[2004,1,8,6,5.665618887288857E-2,3.7921830998053914E-2,2.038515149999981E-3,9.3391005330618523E-6,3.5654967873670509E-3,7.2127832708061054E-3,1.2625748079999992E-2,2.0986134589420877E-2,6.5291502949707471E-4,0.14166895187856662,56656.188872888568,37921.830998053912,2038.5151499999811,9.3391005330618526,3565.4967873670507,7212.7832708061051,12625.748079999992,20986.134589420875,652.91502949707467,141668.95187856662,null,null,55627.739701920516,50396.006394392985,1144.7528100341278,6.7725414399486628,4610.6613385423943,7371.9787286568389,19891.573991204594,580.31032082250749,139629.79582701391]
[2004,1,8,7,6.4469028631734746E-2,4.1774568377857806E-2,2.038515149999981E-3,9.3391005330618523E-6,3.6435420568563552E-3,7.8314532499294074E-3,1.3965479439999994E-2,2.1830501437860864E-2,6.5291502949707471E-4,0.15621534247426927,64469.028631734749,41774.568377857802,2038.5151499999811,9.3391005330618526,3643.542056856355,7831.4532499294073,13965.479439999994,21830.501437860865,652.91502949707467,156215.34247426927,null,null,63298.757203874011,55170.855923225768,1144.7528100341278,6.7725414399486628,5006.1366560396082,8154.2271170655613,20691.901729974128,580.31032082250749,154053.71430247568]
[2004,1,8,8,7.4030971561912351E-2,4.5307987078707028E-2,1.6649522119999845E-3,7.6276872853320278E-6,3.8133532798229819E-3,8.4642281272043797E-3,1.3705898799999993E-2,2.0629166936694785E-2,5.3326673711951561E-4,0.16815745242074637,74030.971561912345,45307.987078707025,1664.9522119999845,7.6276872853320281,3813.3532798229817,8464.2281272043801,13705.898799999994,20629.166936694786,533.2667371195156,168157.45242074638,null,null,72687.127352771742,59669.289755498612,934.97402914054226,5.5314564874851149,5410.628313852385,8002.6620023233754,19553.224475413008,473.96702070125093,166737.40440618838]
[2004,1,8,9,7.3858913510116794E-2,4.9827283221090403E-2,0,0,3.8694817531684314E-3,8.8026579951278223E-3,1.2654043599999993E-2,2.4369505287501172E-2,0,0.17338188536700463,73858.913510116792,49827.283221090402,0,0,3869.4817531684316,8802.6579951278218,12654.043599999992,24369.505287501172,0,173381.88536700464,null,null,72518.192577784022,65227.206847289759,0,0,5626.9644283947855,7388.5000444818161,23098.480355679356,0,173859.34425362974]
[2004,1,8,10,7.0267240972099382E-2,5.1939994878500366E-2,0,0,3.8791037302392398E-3,9.0464780020557724E-3,1.3174230079999991E-2,2.5803564138309747E-2,0,0.17411061180120452,70267.240972099375,51939.994878500365,0,0,3879.1037302392397,9046.4780020557719,13174.230079999992,25803.564138309746,0,174110.61180120448,null,null,68991.717729861863,67805.274539851875,0,0,5782.8226369806371,7692.2288723656438,24457.743902620507,0,174729.78768168052]
[2004,1,8,11,6.8114457042437418E-2,5.3416567017475589E-2,0,0,3.8474760089882787E-3,9.1487620354915745E-3,1.3900481759999989E-2,2.6535017829038946E-2,0,0.17496276169343181,68114.457042437425,53416.567017475587,0,0,3847.4760089882789,9148.7620354915744,13900.48175999999,26535.017829038945,0,174962.76169343182,null,null,66878.012123182445,69560.495519419608,0,0,5848.2061402423296,8116.2759785400667,25151.047624098312,0,175554.03738548278]
[2004,1,8,12,7.0207842543343904E-2,5.2984008948792877E-2,0,0,3.8215499188487211E-3,9.2153628909778969E-3,1.3138963199999992E-2,2.6618412543552603E-2,0,0.17598614004551599,70207.842543343897,52984.008948792878,0,0,3821.5499188487211,9215.3628909778963,13138.963199999993,26618.412543552604,0,175986.14004551599,null,null,68933.397528675618,69003.559899963919,0,0,5890.7797180105017,7671.6370874243676,25230.092773034889,0,176729.46700710928]
[2004,1,8,13,6.9890013047476079E-2,5.1582983415597194E-2,0,0,3.8382103819249117E-3,9.1888367440965818E-3,1.3456980239999991E-2,2.4672269197892421E-2,0,0.17262929302698721,69890.013047476081,51582.983415597191,0,0,3838.2103819249119,9188.8367440965812,13456.98023999999,24672.269197892423,0,172629.2930269872,null,null,68621.337419842777,67321.926624213796,0,0,5873.823284509831,7857.3223109355267,23385.453199570766,0,173059.86283907271]
[2004,1,8,14,6.6904737821441781E-2,5.1699275303783175E-2,0,0,3.788229457581547E-3,9.1603867770851596E-3,1.3775817439999992E-2,2.5266030149001393E-2,0,0.17059447694889304,66904.737821441784,51699.275303783172,0,0,3788.2294575815472,9160.3867770851593,13775.817439999992,25266.030149001392,0,170594.47694889305,null,null,65690.252281288849,67402.476708690563,0,0,5855.6370784285673,8043.4864131662534,23948.245734887201,0,170940.09821646143]
[2004,1,8,15,6.5467329751297404E-2,5.1856120889060775E-2,0,0,3.800702327688925E-3,9.1116609381027454E-3,1.2723962239999992E-2,2.666705206176552E-2,0,0.16962682820791536,65467.329751297402,51856.120889060774,0,0,3800.7023276889249,9111.6609381027447,12723.962239999992,26667.05206176552,0,169626.82820791536,null,null,64278.936702847357,67608.15334335847,0,0,5824.4898314436796,7429.3244553246959,25276.195430544598,0,170417.09976351878]
[2004,1,8,16,6.901589691377695E-2,5.0567138473003731E-2,0,0,3.8303703098530434E-3,8.9495441806532773E-3,1.4105521759999991E-2,2.5125498870080653E-2,0,0.17159397050736763,69015.896913776945,50567.138473003732,0,0,3830.3703098530436,8949.5441806532781,14105.521759999991,25125.498870080653,0,171593.97050736766,null,null,67763.088643813069,66078.423142578453,0,0,5720.8591748942872,8235.9956584312094,23815.044057331026,0,171613.41067704803]
[2004,1,8,17,7.833908967116375E-2,5.0986426200935457E-2,1.3590100999999873E-4,6.2260670220412355E-7,3.8600382920171627E-3,8.8657386237921895E-3,1.3694621599999991E-2,2.4766956683103639E-2,4.3527668633138316E-5,0.18069292235634751,78339.089671163747,50986.426200935457,135.90100999999873,0.62260670220412351,3860.0382920171628,8865.7386237921892,13694.621599999991,24766.956683103639,43.527668633138319,180692.92235634752,null,null,76917.042522749674,66623.784245462972,76.316854002275193,0.45150276266324418,5667.2877550322219,7996.077419929361,23475.202129279311,38.687354721500505,180794.84978394001]
[2004,1,8,18,9.16340863289868E-2,5.0357363736329819E-2,2.038515149999981E-3,9.3391005330618523E-6,3.9360340065976067E-3,8.8101061980755905E-3,1.4194304079999992E-2,2.2531492448851553E-2,6.5291502949707471E-4,0.19416415607887147,91634.086328986799,50357.363736329818,2038.5151499999811,9.3391005330618526,3936.0340065976065,8810.1061980755912,14194.304079999993,22531.492448851553,652.91502949707467,194164.15607887151,null,null,89970.702292886243,65951.956076269824,1144.7528100341278,6.7725414399486628,5631.7255781595231,8287.8342798240756,21356.331594505715,580.31032082250749,192930.38549394195]
[2004,1,8,19,9.6685405077212877E-2,5.0965896274399784E-2,2.038515149999981E-3,9.3391005330618523E-6,3.9238282905225946E-3,8.5726190041898551E-3,1.3832203439999993E-2,2.2046833891008529E-2,6.5291502949707471E-4,0.19872755525736374,96685.405077212883,50965.896274399784,2038.5151499999811,9.3391005330618526,3923.8282905225947,8572.6190041898553,13832.203439999992,22046.833891008529,652.91502949707467,198727.55525736371,null,null,94930.327182378489,66676.3336618748,1144.7528100341278,6.7725414399486628,5479.9155234085629,8076.4093251363183,20896.951067676117,580.31032082250749,197791.77243277087]
[2004,1,8,20,9.5572150094142175E-2,5.0770834181614044E-2,2.038515149999981E-3,9.3391005330618523E-6,3.9078804964689387E-3,8.3520994401472641E-3,1.2577768719999993E-2,2.3074044067254613E-2,6.5291502949707471E-4,0.19695554627965711,95572.150094142169,50770.834181614046,2038.5151499999811,9.3391005330618526,3907.8804964689389,8352.0994401472635,12577.768719999993,23074.044067254614,652.91502949707467,196955.54627965714,null,null,93837.280515242746,66420.013089447501,1144.7528100341278,6.7725414399486628,5338.951766402487,7343.9643235623125,21870.58569001469,580.31032082250749,196542.63105696632]
[2004,1,8,21,9.2270785317032894E-2,4.886519477234183E-2,2.038515149999981E-3,9.3391005330618523E-6,3.8937148553530002E-3,8.2325933098726326E-3,1.2735034399999992E-2,2.1388451895886444E-2,6.5291502949707471E-4,0.1900865438305169,92270.785317032889,48865.194772341827,2038.5151499999811,9.3391005330618526,3893.7148553530001,8232.5933098726327,12735.034399999993,21388.451895886443,652.91502949707467,190086.54383051689,null,null,90595.843628371527,64087.96345502037,1144.7528100341278,6.7725414399486628,5262.5593012626778,7435.7893180388182,20272.907887420821,580.31032082250749,189386.89926241082]
[2004,1,8,22,8.8490732042176917E-2,4.6210116441314772E-2,2.038515149999981E-3,9.3391005330618523E-6,3.7520576074002491E-3,8.0836336256715595E-3,1.4337421999999992E-2,2.0869266736169127E-2,6.5291502949707471E-4,0.18444399773276268,88490.732042176911,46210.116441314771,2038.5151499999811,9.3391005330618526,3752.0576074002493,8083.6336256715595,14337.421999999991,20869.266736169127,652.91502949707467,184443.99773276271,null,null,86884.407617296965,60690.677786233049,1144.7528100341278,6.7725414399486628,5167.3391024626917,8371.3986163880909,19780.801540935347,580.31032082250749,182626.4603356127]
[2004,1,8,23,7.8749448334905436E-2,4.1047608475925659E-2,2.038515149999981E-3,9.3391005330618523E-6,3.5245145530011183E-3,7.796687691976026E-3,1.3077451199999991E-2,1.8310296030826709E-2,6.5291502949707471E-4,0.16520677556666505,78749.448334905435,41047.608475925663,2038.5151499999811,9.3391005330618526,3524.5145530011182,7796.6876919760261,13077.45119999999,18310.29603082671,652.91502949707467,165206.77556666505,null,null,77319.952167488853,54143.207506529754,1144.7528100341278,6.7725414399486628,4983.9133050875153,7635.7211834570235,17355.297458239555,580.31032082250749,163169.92729309929]
[2004,1,8,24,6.7414282921596569E-2,3.7924030665355671E-2,2.038515149999981E-3,9.3391005330618523E-6,3.3457937740474408E-3,7.2058658589906743E-3,1.3242918479999992E-2,1.862762777431436E-2,6.5291502949707471E-4,0.15046128875433484,67414.282921596576,37924.030665355669,2038.5151499999811,9.3391005330618526,3345.7937740474408,7205.8658589906745,13242.918479999993,18627.627774314358,652.91502949707467,150461.28875433485,null,null,66190.547884676387,50131.798005908393,1144.7528100341278,6.7725414399486628,4606.2394888870367,7732.3349651291765,17656.078329935885,580.31032082250749,148048.83434683346]
[2004,1,9,1,5.6409816529183934E-2,3.6717903831895181E-2,2.038515149999981E-3,9.3391005330618523E-6,3.3029244156640193E-3,7.0366931165794363E-3,1.3036443199999992E-2,2.0133660944242137E-2,6.5291502949707471E-4,0.1393382113175948,56409.816529183932,36717.903831895179,2038.5151499999811,9.3391005330618526,3302.9244156640193,7036.6931165794367,13036.443199999992,20133.660944242136,652.91502949707467,139338.2113175948,null,null,55385.839622193984,48614.6017093357,1144.7528100341278,6.7725414399486628,4498.0984019188827,7611.7772474787962,19083.562276785644,580.31032082250749,136925.71493000956]
[2004,1,9,2,5.1007470808495367E-2,3.5949739082632388E-2,2.038515149999981E-3,9.3391005330618523E-6,3.2606239528047399E-3,6.9326681531949909E-3,1.3222619519999992E-2,2.0351492478568149E-2,6.5291502949707471E-4,0.13342538327572576,{"$f":"E196*1000000*O$8826","v":51007.470808495367},{"$f":"F196*1000000*P$8826","v":35949.73908263239},{"$f":"G196*1000000*Q$8826","v":2038.5151499999811},{"$f":"H196*1000000*R$8826","v":9.3391005330618526},{"$f":"I196*1000000*S$8826","v":3260.6239528047399},{"$f":"J196*1000000*T$8826","v":6932.6681531949907},{"$f":"K196*1000000*U$8826","v":13222.619519999993},{"$f":"L196*1000000*V$8826","v":20351.492478568151},{"$f":"M196*1000000*W$8826","v":652.91502949707467},{"$f":"SUM(O196:W196)","v":133425.38327572573},null,null,{"$f":"O196*AA$8826","v":50081.559763121877},{"$f":"(P196+S196)*AB$8826","v":47630.10325660841},{"$f":"Q196*AC$8826","v":1144.7528100341278},{"$f":"R196*AD$8826","v":6.7725414399486628},{"$f":"T196*AE$8826","v":4431.6020358265814},{"$f":"U196*AF$8826","v":7720.4827168199536},{"$f":"V196*AG$8826","v":19290.03250903355},{"$f":"W196*AH$8826","v":580.31032082250749},{"$f":"SUM(AA196:AH196)","v":130885.61595370696}]
[2004,1,9,3,5.0375159714223357E-2,3.4844345390648776E-2,2.038515149999981E-3,9.3391005330618523E-6,3.2927860131127798E-3,6.7762541142759123E-3,1.2676187919999993E-2,1.9643324316124713E-2,6.5291502949707471E-4,0.13030882674841568,50375.159714223359,34844.345390648778,2038.5151499999811,9.3391005330618526,3292.78601311278,6776.2541142759119,12676.187919999993,19643.324316124712,652.91502949707467,130308.82674841565,null,null,49460.726670346885,46326.413887837029,1144.7528100341278,6.7725414399486628,4331.6167548368667,7401.4297699100607,18618.799827215142,580.31032082250749,127870.82258244258]
[2004,1,9,4,5.0703426487724843E-2,3.4593008315925947E-2,2.038515149999981E-3,9.3391005330618523E-6,3.3161213289853333E-3,6.8472005730373748E-3,1.287323135999999E-2,1.8486171184798905E-2,6.5291502949707471E-4,0.12951992853050251,50703.426487724842,34593.008315925945,2038.5151499999811,9.3391005330618526,3316.1213289853335,6847.2005730373749,12873.231359999991,18486.171184798903,652.91502949707467,129519.92853050251,null,null,49783.034594554403,46049.452735834624,1144.7528100341278,6.7725414399486628,4376.9681930038714,7516.4803822854465,17521.999602626634,580.31032082250749,126979.77118060156]
[2004,1,9,5,5.0661508479104021E-2,3.5258517229503919E-2,2.038515149999981E-3,9.3391005330618523E-6,3.3739787414084578E-3,7.0760327503742995E-3,1.2832018319999994E-2,1.9507340842498576E-2,6.5291502949707471E-4,0.13141016564291938,50661.508479104021,35258.517229503916,2038.5151499999811,9.3391005330618526,3373.9787414084576,7076.0327503742992,12832.018319999994,19507.340842498576,652.91502949707467,131410.16564291937,null,null,49741.877500885188,46928.149338787451,1144.7528100341278,6.7725414399486628,4523.2456608618395,7492.4167266273289,18489.908757938436,580.31032082250749,128907.43365739683]
[2004,1,9,6,5.470680436091261E-2,3.6391306384563997E-2,2.038515149999981E-3,9.3391005330618523E-6,3.4249314927811609E-3,7.3996396883586561E-3,1.2713915279999991E-2,1.9091300866133792E-2,6.5291502949707471E-4,0.13642866735278031,54706.804360912611,36391.306384563999,2038.5151499999811,9.3391005330618526,3424.9314927811611,7399.6396883586558,12713.915279999992,19091.300866133792,652.91502949707467,136428.66735278032,null,null,53713.741313245897,48366.079132541519,1144.7528100341278,6.7725414399486628,4730.106444255628,7423.4581910100296,18095.56791647014,580.31032082250749,134060.78866981977]
[2004,1,9,7,6.5136449447865313E-2,4.0323312958046857E-2,2.038515149999981E-3,9.3391005330618523E-6,3.4718635759667582E-3,7.9832921840828353E-3,1.399213463999999E-2,1.927055867337894E-2,6.5291502949707471E-4,0.1528783807593708,65136.449447865314,40323.312958046859,2038.5151499999811,9.3391005330618526,3471.8635759667582,7983.2921840828349,13992.134639999991,19270.558673378939,652.91502949707467,152878.3807593708,null,null,63954.062690705316,53199.425329758553,1144.7528100341278,6.7725414399486628,5103.197371314428,8169.7906754514079,18265.47628721486,580.31032082250749,150423.78802674118]
[2004,1,9,8,7.3784442940286216E-2,4.4066656558094587E-2,1.6649522119999845E-3,7.6276872853320278E-6,3.7294241132287309E-3,8.5653525727945098E-3,1.3497988239999993E-2,1.8088854329037896E-2,5.3326673711951561E-4,0.16393856538984675,73784.442940286215,44066.65655809459,1664.9522119999845,7.6276872853320281,3729.4241132287311,8565.3525727945089,13497.988239999993,18088.854329037895,533.2667371195156,163938.56538984677,null,null,72445.073831952337,58059.453710715577,934.97402914054226,5.5314564874851149,5475.2705683273116,7881.2662469137576,17145.405351758403,473.96702070125093,162420.94221599665]
[2004,1,9,9,7.5573511948311953E-2,4.8775488963964268E-2,0,0,3.8033621838977102E-3,9.0374021433079627E-3,1.2342587839999994E-2,2.1568787712265114E-2,0,0.17110114079174701,75573.511948311949,48775.488963964272,0,0,3803.3621838977101,9037.4021433079633,12342.587839999993,21568.787712265115,0,171101.14079174702,null,null,74201.666837361001,63869.240563347179,0,0,5777.0210331515073,7206.6458507271727,20443.838042255953,0,171498.41232684281]
[2004,1,9,10,7.2879897700791993E-2,5.0900967304782697E-2,0,0,3.8148112528095927E-3,9.2791307386641611E-3,1.1298729199999993E-2,2.3900043751950095E-2,0,0.17207357994899852,72879.897700791989,50900.967304782695,0,0,3814.8112528095926,9279.130738664162,11298.729199999992,23900.043751950096,0,172073.57994899852,null,null,71556.948313236513,66465.035789352711,0,0,5931.5423388921172,6597.1529604013695,22653.504229625814,0,173204.18363150852]
[2004,1,9,11,7.1768556130674524E-2,5.1746346395779158E-2,0,0,3.7935735299839709E-3,9.3117284896916657E-3,1.2211567279999992E-2,2.5319512474409236E-2,0,0.17415128430053856,71768.556130674522,51746.346395779161,0,0,3793.5735299839707,9311.7284896916663,12211.567279999992,25319.512474409235,0,174151.28430053857,null,null,70465.780325902975,67466.147113635612,0,0,5952.3799524378164,7130.1449752767321,23998.938616348471,0,175013.3909836016]
[2004,1,9,12,7.138605472885716E-2,5.0943146863506365E-2,0,0,3.7711998756508928E-3,9.2486551829017022E-3,1.3404695039999992E-2,2.4425075745065833E-2,0,0.17317882743598195,71386.054728857154,50943.146863506365,0,0,3771.1998756508929,9248.6551829017026,13404.695039999993,24425.075745065831,0,173178.82743598195,null,null,70090.222265270728,66463.296512931222,0,0,5912.0613061965569,7826.7937925632878,23151.152459904293,0,173443.52633686608]
[2004,1,9,13,6.9472527588805566E-2,5.0096357590895854E-2,0,0,3.787456012566266E-3,9.1235834325391531E-3,1.3174025039999992E-2,2.4017785449336158E-2,0,0.16967173511414299,69472.527588805562,50096.357590895852,0,0,3787.4560125662661,9123.5834325391534,13174.025039999991,24017.785449336159,0,169671.73511414297,null,null,68211.430349030721,65454.420900750782,0,0,5832.1111035785898,7692.1091526857517,22765.104947491483,0,169955.17645353734]
[2004,1,9,14,6.6908348022090461E-2,5.0474096267236576E-2,0,0,3.7538078382204102E-3,9.045183398655697E-3,1.3340517519999994E-2,2.5122673376914033E-2,0,0.16864462642311717,66908.34802209046,50474.096267236579,0,0,3753.8078382204103,9045.1833986556976,13340.517519999994,25122.673376914034,0,168644.62642311718,null,null,65693.796947916664,65872.398824720061,0,0,5781.995081566678,7789.3215327573607,23812.365931631128,0,168949.87831859192]
[2004,1,9,15,6.4436047263855267E-2,4.9605134813925832E-2,0,0,3.7660435548874565E-3,8.9265185684800491E-3,1.3641721279999991E-2,2.5336172505197992E-2,0,0.16571163798634658,64436.047263855267,49605.134813925833,0,0,3766.0435548874566,8926.518568480049,13641.721279999991,25336.172505197992,0,165711.63798634658,null,null,63266.374528937486,64831.706208279502,0,0,5706.1404046418838,7965.1897425174466,24014.729720409025,0,165784.14060478535]
[2004,1,9,16,6.987026977225011E-2,4.8014506578470978E-2,0,0,3.7767059140594817E-3,8.834884370387092E-3,1.3875671919999992E-2,2.2733844303283807E-2,0,0.16710588285845149,69870.269772250103,48014.50657847098,0,0,3776.7059140594815,8834.8843703870916,13875.671919999992,22733.844303283808,0,167105.88285845146,null,null,68601.952533619697,62912.470271564074,0,0,5647.5646456632949,8101.7898972732401,21548.129510770184,0,166811.90685889046]
[2004,1,9,17,7.9085095742512393E-2,4.8258347430015544E-2,1.0192837399999907E-4,4.6696701369010085E-7,3.855888075819003E-3,8.7011448511745727E-3,1.3799807119999993E-2,2.3783999781656264E-2,3.2646589512370741E-5,0.17761932493170385,79085.095742512392,48258.347430015543,101.92837399999907,0.46696701369010085,3855.888075819003,8701.144851174573,13799.807119999994,23783.999781656265,32.646589512370738,177619.32493170383,null,null,77649.506749140535,63304.856831821868,57.239109828891657,0.33863576477299467,5562.0737044389525,8057.4936157135189,22543.51269157018,29.016260888155053,177204.03759916691]
[2004,1,9,18,9.0180895205510508E-2,4.9042345680332118E-2,2.038515149999981E-3,9.3391005330618523E-6,3.8879628926698387E-3,8.4262224761875431E-3,1.2436701199999994E-2,2.2688073487371826E-2,6.5291502949707471E-4,0.18936297022210194,90180.895205510504,49042.345680332117,2038.5151499999811,9.3391005330618526,3887.9628926698388,8426.2224761875423,12436.701199999994,22688.073487371825,652.91502949707467,189362.9702221019,null,null,88543.890162348398,64296.16732846255,1144.7528100341278,6.7725414399486628,5386.333782988173,7261.5971837972074,21504.745934463095,580.31032082250749,188724.57006435603]
[2004,1,9,19,9.5149362758626788E-2,4.8424509829813715E-2,2.038515149999981E-3,9.3391005330618523E-6,3.9154931157051294E-3,8.3302546612630014E-3,1.4325119599999991E-2,2.0668943379958501E-2,6.5291502949707471E-4,0.19351445262539724,95149.362758626783,48424.509829813716,2038.5151499999811,9.3391005330618526,3915.4931157051296,8330.2546612630013,14325.119599999991,20668.943379958502,652.91502949707467,193514.45262539719,null,null,93422.167809690247,63579.103883664386,1144.7528100341278,6.7725414399486628,5324.9878257613836,8364.2154355946222,19590.926323788935,580.31032082250749,192013.23695079616]
[2004,1,9,20,9.3309621603281406E-2,4.8729344597095381E-2,2.038515149999981E-3,9.3391005330618523E-6,3.8785239254089045E-3,8.0401694193750987E-3,1.2694641519999992E-2,2.247814002297999E-2,6.5291502949707471E-4,0.19183121036817088,93309.621603281412,48729.344597095384,2038.5151499999811,9.3391005330618526,3878.5239254089047,8040.1694193750991,12694.641519999992,22478.140022979991,652.91502949707467,191831.2103681709,null,null,91615.822481061274,63904.488912085995,1144.7528100341278,6.7725414399486628,5139.5552736607588,7412.2045411002628,21305.76183749246,580.31032082250749,191109.66871769732]
[2004,1,9,21,8.9468890934271531E-2,4.7136551828678978E-2,2.038515149999981E-3,9.3391005330618523E-6,3.8351750224381517E-3,8.0634007425753051E-3,1.3365737439999992E-2,2.0797169333507236E-2,6.5291502949707471E-4,0.18536769458150129,89468.890934271534,47136.551828678981,2038.5151499999811,9.3391005330618526,3835.1750224381517,8063.4007425753052,13365.737439999992,20797.169333507238,652.91502949707467,185367.6945815013,null,null,87844.81051976957,61917.014409996344,1144.7528100341278,6.7725414399486628,5154.405541539445,7804.0470533839698,19712.464477074827,580.31032082250749,184164.57767406077]
[2004,1,9,22,8.8054395735110855E-2,4.4314420959045683E-2,2.038515149999981E-3,9.3391005330618523E-6,3.6838021695338751E-3,8.133811561390307E-3,1.2491651919999992E-2,2.0810251862069331E-2,6.5291502949707471E-4,0.18018910348718015,88054.395735110855,44314.420959045681,2038.5151499999811,9.3391005330618526,3683.8021695338753,8133.8115613903074,12491.651919999993,20810.25186206933,652.91502949707467,180189.10348718017,null,null,86455.991887350421,58305.002728024025,1144.7528100341278,6.7725414399486628,5199.4145800668375,7293.682058008033,19724.864668438135,580.31032082250749,178710.791594184]
[2004,1,9,23,7.7728697092738608E-2,3.9965853875331518E-2,2.038515149999981E-3,9.3391005330618523E-6,3.5657285171466326E-3,7.9395792985800864E-3,1.1166068319999993E-2,1.8177118193563123E-2,6.5291502949707471E-4,0.16124381457739009,77728.697092738614,39965.853875331515,2038.5151499999811,9.3391005330618526,3565.7285171466324,7939.5792985800863,11166.068319999993,18177.118193563121,652.91502949707467,161243.81457739009,null,null,76317.730070851496,52879.228952902144,1144.7528100341278,6.7725414399486628,5075.2545781350718,6519.694327511801,17229.065693517492,580.31032082250749,159752.8092952146]
[2004,1,9,24,6.8371617011266456E-2,3.674528179509097E-2,2.038515149999981E-3,9.3391005330618523E-6,3.3351737504216114E-3,7.2167058266185439E-3,1.0499688319999995E-2,1.8557138724990905E-2,6.5291502949707471E-4,0.1474263747084186,68371.617011266455,36745.281795090967,2038.5151499999811,9.3391005330618526,3335.1737504216117,7216.7058266185441,10499.688319999996,18557.138724990906,652.91502949707467,147426.37470841859,null,null,67130.504006105781,48687.032927477332,1144.7528100341278,6.7725414399486628,4613.1687723240093,6130.6053678655908,17589.265733542172,580.31032082250749,145882.41247961146]
[2004,1,10,1,6.6182192386075339E-2,3.6770424322253296E-2,2.038515149999981E-3,9.3391005330618523E-6,3.4505707797402646E-3,6.9717578673776544E-3,1.0531469519999993E-2,1.8103940583611283E-2,6.5291502949707471E-4,0.14471112473908795,66182.192386075345,36770.424322253297,2038.5151499999811,9.3391005330618526,3450.5707797402647,6971.7578673776543,10531.469519999993,18103.940583611282,652.91502949707467,144711.12473908794,null,null,64980.822822636917,48857.750897641934,1144.7528100341278,6.7725414399486628,4456.5895374816164,6149.1619182487166,17159.704762057998,580.31032082250749,143335.86561036378]
[2004,1,10,2,6.0237936472569351E-2,3.5880286288265874E-2,2.038515149999981E-3,9.3391005330618523E-6,3.4371719512773192E-3,6.9152469481363662E-3,1.0552588639999994E-2,1.8572532295164357E-2,6.5291502949707471E-4,0.13829653187544338,60237.936472569352,35880.286288265874,2038.5151499999811,9.3391005330618526,3437.1719512773193,6915.246948136366,10552.588639999994,18572.532295164357,652.91502949707467,138296.53187544335,null,null,59144.469773546727,47760.195284199413,1144.7528100341278,6.7725414399486628,4420.4657970656399,6161.4930452775052,17603.85643097572,580.31032082250749,136822.3160033616]
[2004,1,10,3,5.7737490837616381E-2,3.5049892383637274E-2,2.038515149999981E-3,9.3391005330618523E-6,3.4129478058810749E-3,6.8953510333990145E-3,1.0356775439999995E-2,1.7939818697471337E-2,6.5291502949707471E-4,0.13409304547803519,57737.49083761638,35049.892383637271,2038.5151499999811,9.3391005330618526,3412.9478058810751,6895.3510333990143,10356.775439999996,17939.818697471339,652.91502949707467,134093.04547803517,null,null,56689.413376583048,46722.062943245161,1144.7528100341278,6.7725414399486628,4407.7476380096568,6047.1607509814648,17004.142877718688,580.31032082250749,132602.36325883464]
[2004,1,10,4,5.6497556536714642E-2,3.4948084117231201E-2,2.038515149999981E-3,9.3391005330618523E-6,3.4295408915945786E-3,6.8043357414912485E-3,9.8921547999999936E-3,1.8586123989401862E-2,6.5291502949707471E-4,0.13285856535646365,56497.556536714641,34948.084117231199,2038.5151499999811,9.3391005330618526,3429.5408915945786,6804.3357414912489,9892.154799999993,18586.123989401862,652.91502949707467,132858.5653564636,null,null,55471.986932796062,46618.549291720192,1144.7528100341278,6.7725414399486628,4349.5675053396808,5775.8759563481362,17616.739231781135,580.31032082250749,131564.5545902818]
[2004,1,10,5,5.5247694731834142E-2,3.5737423964836021E-2,2.038515149999981E-3,9.3391005330618523E-6,3.4679623522855399E-3,6.7383503140513636E-3,8.937078479999994E-3,1.9521441903565688E-2,6.5291502949707471E-4,0.13235072102660286,55247.694731834141,35737.423964836024,2038.5151499999811,9.3391005330618526,3467.96235228554,6738.350314051364,8937.0784799999947,19521.441903565687,652.91502949707467,132350.72102660284,null,null,54244.813193643698,47624.057875007755,1144.7528100341278,6.7725414399486628,4307.3873305331435,5218.2216874151982,18503.274358848681,580.31032082250749,131629.59011774504]
[2004,1,10,6,5.7892260417947643E-2,3.5915909771071043E-2,2.038515149999981E-3,9.3391005330618523E-6,3.5413447921549533E-3,6.668302315648713E-3,1.0247079039999996E-2,1.849859579275797E-2,6.5291502949707471E-4,0.13546426140961043,57892.26041794764,35915.909771071041,2038.5151499999811,9.3391005330618526,3541.3447921549532,6668.3023156487134,10247.079039999995,18498.595792757969,652.91502949707467,135464.26140961042,null,null,56841.373508383629,47930.010425311171,1144.7528100341278,6.7725414399486628,4262.6102194026034,5983.110722239704,17533.776188137246,580.31032082250749,134282.71673577093]
[2004,1,10,7,6.2048801363928902E-2,3.7546120173699481E-2,2.038515149999981E-3,9.3391005330618523E-6,3.6086045078923424E-3,7.0305003566219042E-3,9.1261253599999939E-3,1.8802228044542579E-2,6.5291502949707471E-4,0.14086314908671532,62048.801363928898,37546.120173699477,2038.5151499999811,9.3391005330618526,3608.6045078923426,7030.5003566219038,9126.1253599999945,18802.228044542579,652.91502949707467,140863.1490867153,null,null,60922.463013400869,49991.982586591628,1144.7528100341278,6.7725414399486628,4494.1397748753343,5328.6032322748306,17821.572083887109,580.31032082250749,140290.59636332636]
[2004,1,10,8,6.7767312142755581E-2,4.0081301844728127E-2,1.6649522119999845E-3,7.6276872853320278E-6,3.763266640583515E-3,7.5657088543918775E-3,7.8429850399999949E-3,1.9754574664462506E-2,5.3326673711951561E-4,0.14898099582332644,67767.312142755574,40081.301844728128,1664.9522119999845,7.6276872853320281,3763.2666405835148,7565.7088543918771,7842.985039999995,19754.574664462507,533.2667371195156,148980.99582332646,null,null,66537.168757214502,53259.423339423593,934.97402914054226,5.5314564874851149,4836.2636175139032,4579.3974755160652,18724.24776123459,473.96702070125093,149350.97345723191]
[2004,1,10,9,7.7365530982453967E-2,4.199955045329061E-2,0,0,3.9128708532134276E-3,8.2317804920184773E-3,8.2994040799999943E-3,1.970788021058234E-2,0,0.15951701707155883,77365.530982453973,41999.550453290612,0,0,3912.8708532134274,8231.7804920184772,8299.4040799999948,19707.880210582342,0,159517.01707155886,null,null,75961.156318656518,55771.311416150886,0,0,5262.039719886845,4845.8934829537466,18679.988720562829,0,160520.38965821083]
[2004,1,10,10,8.2470817534480115E-2,4.3586356659857883E-2,0,0,3.9584797491301373E-3,8.3975629330461776E-3,9.5831595199999953E-3,2.0056493138833984E-2,0,0.16805286953534826,82470.817534480113,43586.356659857884,0,0,3958.4797491301374,8397.5629330461779,9583.1595199999956,20056.493138833983,0,168052.86953534829,null,null,80973.769363578875,57754.259133790962,0,0,5368.0136085726999,5595.4583987521864,19010.419263979991,0,168701.91976867474]
[2004,1,10,11,8.4432213663382202E-2,4.5320981304184806E-2,0,0,3.8720536530960272E-3,8.4303788125154634E-3,8.9635286399999958E-3,2.2499014157793158E-2,0,0.17351817023097166,84432.213663382208,45320.981304184803,0,0,3872.0536530960271,8430.3788125154642,8963.528639999995,22499.014157793157,0,173518.17023097168,null,null,82899.561328790485,59756.379516395667,0,0,5388.9906573870885,5233.6655261211554,21325.54725320917,0,174604.14428190357]
[2004,1,10,12,8.5268228021151707E-2,4.5498288697954366E-2,0,0,3.8951241083699036E-3,8.5149437964946815E-3,8.7509021599999938E-3,2.3555700869840962E-2,0,0.1754831876538116,85268.228021151706,45498.288697954369,0,0,3895.1241083699038,8514.943796494681,8750.9021599999942,23555.700869840963,0,175483.18765381165,null,null,83720.399969833001,59999.785006715938,0,0,5443.0475294139469,5109.5162180740408,22327.121022245105,0,176599.86974628206]
[2004,1,10,13,8.7171374099448348E-2,4.4541806110371326E-2,0,0,3.9425078430304046E-3,8.4515034819836066E-3,8.4189423999999954E-3,2.225777807462502E-2,0,0.1747839120094587,87171.374099448352,44541.806110371326,0,0,3942.5078430304047,8451.5034819836073,8418.9423999999963,22257.778074625021,0,174783.91200945876,null,null,85588.999266120591,58895.473062548743,0,0,5402.4942791027834,4915.6900563302834,21096.893168425671,0,175899.54983252808]
[2004,1,10,14,8.5511582272021686E-2,4.4226264763232465E-2,0,0,3.921655293095066E-3,8.3830668068632427E-3,8.3162173599999958E-3,2.2155404326658627E-2,0,0.17251419082187108,85511.582272021682,44226.264763232466,0,0,3921.6552930950661,8383.0668068632422,8316.2173599999951,22155.404326658627,0,172514.1908218711,null,null,83959.336742532658,58486.8444549009,0,0,5358.7471817245769,4855.7104967048208,20999.858863525282,0,173660.49773938826]
[2004,1,10,15,8.5892077029936578E-2,4.2927407307296828E-2,0,0,3.9067483770201814E-3,8.3150585593557372E-3,8.5905608799999953E-3,2.056182112476929E-2,0,0.17019367327837859,85892.077029936583,42927.407307296824,0,0,3906.7483770201816,8315.0585593557371,8590.5608799999954,20561.821124769289,0,170193.67327837861,null,null,84332.924584784501,56890.972143360159,0,0,5315.2739501422511,5015.8954283991688,19489.391176564866,0,171044.45728325099]
[2004,1,10,16,8.5138151032209106E-2,4.346616688401532E-2,0,0,3.9314160848887246E-3,8.2625302169283751E-3,8.7779674399999959E-3,2.1894891468958001E-2,0,0.17147112312699955,85138.151032209105,43466.166884015322,0,0,3931.4160848887245,8262.530216928375,8777.9674399999967,21894.891468958001,0,171471.1231269995,null,null,83592.684198157236,57575.385590851525,0,0,5281.6960110146711,5125.3192158196734,20752.933410792106,0,172328.01842663522]
[2004,1,10,17,9.1302592136681612E-2,4.4772999604899548E-2,6.7945271999999375E-5,3.1127937702804545E-7,4.0060412868861937E-3,8.2664888016841572E-3,8.8554725599999939E-3,2.2549284240962562E-2,2.176215824153515E-5,0.17984289734073261,91302.592136681618,44772.999604899545,67.945271999999377,0.31127937702804548,4006.0412868861936,8266.4888016841578,8855.4725599999947,22549.284240962563,21.76215824153515,179842.89734073263,null,null,89645.225535463978,59253.487460299853,38.155488346767086,0.22573399578049916,5284.2264757470175,5170.5732548185233,21373.19543132637,19.342187666690894,180784.43156766499]
[2004,1,10,18,0.10336575155293683,4.4958738389467852E-2,2.038515149999981E-3,9.3391005330618523E-6,3.9717012393827343E-3,7.8528525603727504E-3,9.2995891999999945E-3,1.9924962498677961E-2,6.5291502949707471E-4,0.1920743647208682,103365.75155293682,44958.73838946785,2038.5151499999811,9.3391005330618526,3971.7012393827345,7852.8525603727503,9299.5891999999949,19924.96249867796,652.91502949707467,192074.36472086821,null,null,101489.40893960623,59437.396430303554,1144.7528100341278,6.7725414399486628,5019.8158377962454,5429.8860814627369,18885.748784543874,580.31032082250749,191994.09174600925]
[2004,1,10,19,0.10442623522793044,4.5739165926844495E-2,2.038515149999981E-3,9.3391005330618523E-6,3.8133123699247546E-3,7.6578969146179551E-3,8.5116204799999956E-3,2.2299843769958375E-2,6.5291502949707471E-4,0.19514884396930612,104426.23522793045,45739.165926844493,2038.5151499999811,9.3391005330618526,3813.3123699247544,7657.8969146179552,8511.620479999996,22299.843769958374,652.91502949707467,195148.84396930609,null,null,102530.64222769474,60193.007031403897,1144.7528100341278,6.7725414399486628,4895.1934243860969,4969.8033516410796,21136.764869793518,580.31032082250749,195457.2465772159]
[2004,1,10,20,0.1015961132793774,4.4433805570410427E-2,2.038515149999981E-3,9.3391005330618523E-6,3.7146408256265961E-3,7.428275607158202E-3,5.3527742399999967E-3,2.1984331050067415E-2,6.5291502949707471E-4,0.18721070985267013,101596.1132793774,44433.805570410426,2038.5151499999811,9.3391005330618526,3714.6408256265963,7428.2756071582016,5352.774239999997,21984.331050067416,652.91502949707467,187210.70985267012,null,null,99751.893953044433,58487.483816864682,1144.7528100341278,6.7725414399486628,4748.4115171720841,3125.4019632381483,20837.70814802633,580.31032082250749,188682.73507064226]
[2004,1,10,21,9.645614745279138E-2,4.3273321748939463E-2,2.038515149999981E-3,9.3391005330618523E-6,3.6714278860827563E-3,7.69798768879453E-3,7.6838739999999951E-3,2.1828401524345384E-2,6.5291502949707471E-4,0.18331192958098366,96456.147452791382,43273.321748939459,2038.5151499999811,9.3391005330618526,3671.4278860827562,7697.9876887945302,7683.8739999999952,21828.401524345383,652.91502949707467,183311.92958098362,null,null,94705.231147687329,57025.314212238351,1144.7528100341278,6.7725414399486628,4920.8208383243937,4486.4950039205396,20689.911340324696,580.31032082250749,183559.60821479192]
[2004,1,10,22,9.1385644797778984E-2,4.2457093014152618E-2,2.038515149999981E-3,9.3391005330618523E-6,3.4965343830700162E-3,7.4699798704548591E-3,8.6131152799999947E-3,2.1625844735640842E-2,6.5291502949707471E-4,0.17774898136112741,91385.644797778979,42457.093014152619,2038.5151499999811,9.3391005330618526,3496.5343830700162,7469.9798704548593,8613.1152799999945,21625.844735640843,652.91502949707467,177748.9813611274,null,null,89726.770586498751,55821.365794733254,1144.7528100341278,6.7725414399486628,4775.0703293413853,5029.0645931871941,20497.91917841565,580.31032082250749,177582.02615447278]
[2004,1,10,23,8.3885857531430838E-2,4.0203166497796892E-2,2.038515149999981E-3,9.3391005330618523E-6,3.3652980639050519E-3,7.3967623694735094E-3,6.3822800799999959E-3,2.0571564676503316E-2,6.5291502949707471E-4,0.16450569849913971,83885.85753143084,40203.16649779689,2038.5151499999811,9.3391005330618526,3365.298063905052,7396.7623694735094,6382.2800799999959,20571.564676503316,652.91502949707467,164505.69849913969,null,null,82363.122904368283,52924.030923413593,1144.7528100341278,6.7725414399486628,4728.267162185959,3726.5144759715708,19498.626540010609,580.31032082250749,164972.39767824661]
[2004,1,10,24,7.5768159126636273E-2,3.8806946824250045E-2,2.038515149999981E-3,9.3391005330618523E-6,3.2419585947919202E-3,7.1012603263523348E-3,4.0651230399999976E-3,2.1894807396104044E-2,6.5291502949707471E-4,0.15357902458816475,75768.159126636267,38806.946824250044,2038.5151499999811,9.3391005330618526,3241.9585947919204,7101.2603263523351,4065.1230399999977,21894.807396104043,652.91502949707467,153579.0245881647,null,null,74392.780690674219,51078.173010697858,1144.7528100341278,6.7725414399486628,4539.3720027828376,2373.5623735217778,20752.853722873017,580.31032082250749,154868.57747284631]
[2004,1,11,1,6.5631400508220153E-2,3.6366149069275287E-2,2.038515149999981E-3,9.3391005330618523E-6,3.2658937675434105E-3,6.90355290146712E-3,4.155340639999997E-3,2.1211971891105567E-2,6.5291502949707471E-4,0.14023507805764163,65631.400508220147,36366.149069275285,2038.5151499999811,9.3391005330618526,3265.8937675434104,6903.5529014671201,4155.3406399999967,21211.971891105568,652.91502949707467,140235.07805764163,null,null,64440.02917200853,48142.331426056327,1144.7528100341278,6.7725414399486628,4412.9905566702664,2426.2390326738796,20105.632439047564,580.31032082250749,141259.05829875317]
[2004,1,11,2,6.0328351758766552E-2,3.6170567404746515E-2,2.038515149999981E-3,9.3391005330618523E-6,3.2164141134227238E-3,6.8086526554458271E-3,4.1303257599999976E-3,2.210735186282509E-2,6.5291502949707471E-4,0.13546243283523682,60328.351758766548,36170.567404746515,2038.5151499999811,9.3391005330618526,3216.4141134227239,6808.6526554458269,4130.3257599999979,22107.351862825089,652.91502949707467,135462.43283523677,null,null,59233.24379992779,47844.647471920907,1144.7528100341278,6.7725414399486628,4352.3270265293368,2411.6332317271608,20954.312641769593,580.31032082250749,136527.9998441714]
[2004,1,11,3,5.6908278379670024E-2,3.554332653390678E-2,2.038515149999981E-3,9.3391005330618523E-6,3.1929454684727649E-3,6.6181170498191867E-3,4.0304712799999979E-3,2.1610291951962294E-2,6.5291502949707471E-4,0.13060419994386116,56908.278379670024,35543.32653390678,2038.5151499999811,9.3391005330618526,3192.9454684727648,6618.1170498191868,4030.4712799999979,21610.291951962296,652.91502949707467,130604.19994386117,null,null,55875.253164152971,47054.209459421254,1144.7528100341278,6.7725414399486628,4230.530056137306,2353.3297476201747,20483.177571475466,580.31032082250749,131728.33567110373]
[2004,1,11,4,5.4878612412815365E-2,3.5295789584033704E-2,2.038515149999981E-3,9.3391005330618523E-6,3.2418316191456784E-3,6.7861530793522952E-3,4.0372375999999975E-3,2.1450582108557346E-2,6.5291502949707471E-4,0.12839097568393448,54878.612412815368,35295.789584033708,2038.5151499999811,9.3391005330618526,3241.8316191456784,6786.1530793522952,4037.2375999999977,21450.582108557348,652.91502949707467,128390.97568393451,null,null,53882.430626453723,46812.901872716175,1144.7528100341278,6.7725414399486628,4337.944516791672,2357.2804970565821,20331.79761373829,580.31032082250749,129454.19079905302]
[2004,1,11,5,5.5397747345288927E-2,3.4937099454022222E-2,2.038515149999981E-3,9.3391005330618523E-6,3.2919889519289771E-3,6.803258403799653E-3,4.0382627999999976E-3,2.0720066919784019E-2,6.5291502949707471E-4,0.12788919315485389,55397.747345288924,34937.099454022224,2038.5151499999811,9.3391005330618526,3291.9889519289773,6803.258403799653,4038.2627999999977,20720.066919784018,652.91502949707467,127889.1931548539,null,null,54392.141983117748,46438.11704920543,1144.7528100341278,6.7725414399486628,4348.8788337053475,2357.8790954560382,19639.383445361203,580.31032082250749,128908.23607914234]
[2004,1,11,6,5.6439155901191251E-2,3.5356075850195519E-2,2.038515149999981E-3,9.3391005330618523E-6,3.318507832692324E-3,6.6691196223426534E-3,4.0353922399999978E-3,2.0852148733882168E-2,6.5291502949707471E-4,0.12937116946033403,56439.155901191254,35356.075850195521,2038.5151499999811,9.3391005330618526,3318.507832692324,6669.1196223426532,4035.3922399999979,20852.148733882168,652.91502949707467,129371.16946033404,null,null,55414.646412440721,46979.274651384389,1144.7528100341278,6.7725414399486628,4263.1326702005827,2356.2030199375622,19764.57635150745,580.31032082250749,130509.66877776729]
[2004,1,11,7,5.8876717285424825E-2,3.6386389226841072E-2,2.038515149999981E-3,9.3391005330618523E-6,3.3916254429554077E-3,6.8810701561036244E-3,4.5807986399999971E-3,2.0396821757870848E-2,6.5291502949707471E-4,0.13321419178922589,58876.717285424827,36386.389226841071,2038.5151499999811,9.3391005330618526,3391.6254429554078,6881.070156103624,4580.7986399999972,20396.82175787085,652.91502949707467,133214.19178922588,null,null,57807.960062496073,48319.648159160904,1144.7528100341278,6.7725414399486628,4398.6188057192385,2674.657368447999,19332.99757767807,580.31032082250749,134265.71764579887]
[2004,1,11,8,6.5255399411883436E-2,3.8431728298786147E-2,1.6309795759999848E-3,7.4720475968180043E-6,3.5214240891211393E-3,7.3480361215190089E-3,4.9773459999999971E-3,2.1212532794615338E-2,5.2238565799874793E-4,0.14290730399752063,65255.399411883438,38431.728298786147,1630.9795759999847,7.4720475968180047,3521.4240891211393,7348.0361215190087,4977.3459999999968,21212.532794615337,522.38565799874789,142907.30399752062,null,null,64070.853420325308,50961.858689507921,915.89628496715864,5.418589489594865,4697.1196537719234,2906.1952293574673,20106.164087866404,464.29592686790534,144127.80188215367]
[2004,1,11,9,7.2727020761210417E-2,3.959626663022088E-2,0,0,3.7898325987221716E-3,7.5550756567737062E-3,6.9473703199999966E-3,1.9973883539793527E-2,0,0.15058944950672071,72727.020761210413,39596.266630220882,0,0,3789.8325987221715,7555.0756567737062,6947.3703199999964,19973.883539793525,0,150589.4495067207,null,null,71406.846466101153,52702.50582246307,0,0,4829.4665086417126,4056.4619137515583,18932.118281743587,0,151927.39899270108]
[2004,1,11,10,8.0585494997880203E-2,4.0987517158124237E-2,0,0,3.9059058810554672E-3,7.9942494074471855E-3,7.5020035199999963E-3,2.0921625278775217E-2,0,0.16189679624328232,80585.494997880203,40987.517158124239,0,0,3905.905881055467,7994.2494074471851,7502.0035199999966,20921.625278775216,0,161896.79624328233,null,null,79122.670067870145,54533.501078942361,0,0,5110.2016086867416,4380.3036478570975,19830.429252026348,0,162977.10565538268]
[2004,1,11,11,8.1922038589712629E-2,4.284201977163013E-2,0,0,3.8788786018296001E-3,8.2316480939378222E-3,7.4722727199999965E-3,2.2023076427633445E-2,0,0.16636993420474361,81922.038589712625,42842.019771630126,0,0,3878.8786018296,8231.6480939378216,7472.2727199999963,22023.076427633445,0,166369.93420474362,null,null,80434.95210635195,56753.394804282158,0,0,5261.9550864396915,4362.9442942728811,20874.432707348482,0,167687.67899869519]
[2004,1,11,12,8.6767401272366984E-2,4.4131176651665542E-2,0,0,3.8385496861414246E-3,8.0915999934328721E-3,7.9590376799999942E-3,2.2665289284066893E-2,0,0.17345305456767371,86767.401272366988,44131.176651665541,0,0,3838.5496861414244,8091.599993432872,7959.037679999994,22665.289284066894,0,173453.05456767371,null,null,85192.359539400728,58270.386749443212,0,0,5172.4314811557215,4647.1588143344507,21483.150072493394,0,174765.4866568275]
[2004,1,11,13,8.7539654794899766E-2,4.4136998791405924E-2,0,0,3.8504111082320342E-3,8.3483692385607905E-3,7.8282221599999952E-3,2.2729600514383805E-2,0,0.17443325660748235,87539.654794899761,44136.998791405924,0,0,3850.4111082320342,8348.3692385607901,7828.2221599999948,22729.600514383805,0,174433.25660748233,null,null,85950.594761182496,58291.867547139322,0,0,5336.5672921164878,4570.7776585639031,21544.107062493789,0,175693.91432149601]
[2004,1,11,14,8.4821093573486078E-2,4.4146130939620637E-2,0,0,3.8310936402429952E-3,8.3215487912714891E-3,7.8647192799999946E-3,2.3297689661344718E-2,0,0.1722822758859659,84821.093573486083,44146.130939620634,0,0,3831.0936402429952,8321.5487912714889,7864.7192799999948,23297.689661344717,0,172282.27588596591,null,null,83281.382112096224,58279.495107942195,0,0,5319.4227315832868,4592.0877615845266,22082.566741775066,0,173554.95445498131]
[2004,1,11,15,8.1573729057123012E-2,4.4209908355303446E-2,0,0,3.819994753861473E-3,8.3054399392830242E-3,8.1337317599999969E-3,2.4555221627264704E-2,0,0.17059802549283565,81573.729057123011,44209.908355303443,0,0,3819.9947538614729,8305.4399392830237,8133.7317599999969,24555.221627264706,0,170598.02549283567,null,null,80092.965248427863,58343.485430800443,0,0,5309.1253944413074,4749.1599816017051,23274.510405331486,0,171769.24646060279]
[2004,1,11,16,8.6906664792202853E-2,4.4458282391527632E-2,0,0,3.8091500977035569E-3,8.2829324862318792E-3,8.1950387199999954E-3,2.5138343258053506E-2,0,0.17679041174571941,86906.66479220285,44458.282391527631,0,0,3809.1500977035571,8282.932486231879,8195.038719999995,25138.343258053505,0,176790.41174571941,null,null,85329.09508384025,58632.02009417017,0,0,5294.7378494790182,4784.9561658891562,23827.21852865375,0,177868.02772203236]
[2004,1,11,17,9.4848013812186036E-2,4.5278979103534962E-2,3.3972635999999687E-5,1.5563968851402273E-7,3.8621878902225983E-3,8.4322756290639653E-3,8.7141999999999966E-3,2.4474351065743249E-2,1.0881079120767575E-5,0.1856550168555601,94848.013812186036,45278.979103534963,33.972635999999689,0.15563968851402274,3862.1878902225985,8432.2756290639645,8714.1999999999971,24474.351065743249,10.881079120767575,185655.01685556004,null,null,93126.289087779325,59693.373814150822,19.077744173383543,0.11286699789024958,5390.2031683413379,5088.0863953735279,23197.857758729988,9.6710938333454468,186524.67192937963]
[2004,1,11,18,0.10743428588656857,4.571189301867367E-2,2.038515149999981E-3,9.3391005330618523E-6,3.7351852806389941E-3,8.2547439519608749E-3,9.1041860799999947E-3,2.4062697362207786E-2,6.5291502949707471E-4,0.20100376086007998,{"$f":"E260*1000000*O$8826","v":107434.28588656857},{"$f":"F260*1000000*P$8826","v":45711.893018673669},{"$f":"G260*1000000*Q$8826","v":2038.5151499999811},{"$f":"H260*1000000*R$8826","v":9.3391005330618526},{"$f":"I260*1000000*S$8826","v":3735.1852806389938},{"$f":"J260*1000000*T$8826","v":8254.7439519608743},{"$f":"K260*1000000*U$8826","v":9104.186079999994},{"$f":"L260*1000000*V$8826","v":24062.697362207786},{"$f":"M260*1000000*W$8826","v":652.91502949707467},{"$f":"SUM(O260:W260)","v":201003.76086007996},null,null,{"$f":"O260*AA$8826","v":105484.08936873575},{"$f":"(P260+S260)*AB$8826","v":60064.974226464903},{"$f":"Q260*AC$8826","v":1144.7528100341278},{"$f":"R260*AD$8826","v":6.7725414399486628},{"$f":"T260*AE$8826","v":5276.7187602767199},{"$f":"U260*AF$8826","v":5315.7932265264781},{"$f":"V260*AG$8826","v":22807.674418022889},{"$f":"W260*AH$8826","v":580.31032082250749},{"$f":"SUM(AA260:AH260)","v":200681.0856723233}]
[2004,1,11,19,0.10942725597778896,4.4030791371287681E-2,2.038515149999981E-3,9.3391005330618523E-6,3.585306568790443E-3,7.9792321731789774E-3,9.5604000799999946E-3,2.0876631282384442E-2,6.5291502949707471E-4,0.19816038673346062,109427.25597778897,44030.791371287683,2038.5151499999811,9.3391005330618526,3585.3065687904432,7979.2321731789771,9560.400079999994,20876.631282384442,652.91502949707467,198160.38673346062,null,null,107440.88215119508,57840.822833315462,1144.7528100341278,6.7725414399486628,5100.6020714689093,5582.1695142842691,19787.781979154177,580.31032082250749,197484.09422171448]
[2004,1,11,20,0.10682676946030525,4.3042374411114311E-2,2.038515149999981E-3,9.3391005330618523E-6,3.4356822731195823E-3,7.8921421567594938E-3,9.2999992799999934E-3,2.0718995043341515E-2,6.5291502949707471E-4,0.19391673190467024,106826.76946030525,43042.37441111431,2038.5151499999811,9.3391005330618526,3435.6822731195821,7892.1421567594934,9299.9992799999927,20718.995043341514,652.91502949707467,193916.73190467022,null,null,104887.6008597639,56458.407106198814,1144.7528100341278,6.7725414399486628,5044.9311110917151,5430.1255208225184,19638.36747410291,580.31032082250749,193191.26774427644]
[2004,1,11,21,0.10396793491671136,4.2533437353168599E-2,2.038515149999981E-3,9.3391005330618523E-6,3.3416376693033243E-3,7.8353171452353113E-3,8.7902698399999948E-3,2.1363319080567877E-2,6.5291502949707471E-4,0.19053268528501657,103967.93491671135,42533.4373531686,2038.5151499999811,9.3391005330618526,3341.6376693033244,7835.3171452353108,8790.2698399999954,21363.319080567879,652.91502949707467,190532.6852850166,null,null,102080.66119428986,55725.945670286899,1144.7528100341278,6.7725414399486628,5008.6065919900211,5132.5023966131412,20249.0859085144,580.31032082250749,189928.63743399089]
[2004,1,11,22,9.6622411199173461E-2,4.0736665925723503E-2,2.038515149999981E-3,9.3391005330618523E-6,3.281398216071197E-3,7.6496323266204242E-3,1.0086327679999995E-2,2.0209689210122599E-2,6.5291502949707471E-4,0.1812868938377413,96622.411199173453,40736.665925723501,2038.5151499999811,9.3391005330618526,3281.3982160711971,7649.6323266204245,10086.327679999995,20209.6892101226,652.91502949707467,181286.89383774126,null,null,94868.476798155607,53470.174156124594,1144.7528100341278,6.7725414399486628,4889.9104129703192,5889.2504932050488,19155.625184308719,580.31032082250749,180005.27271706081]
[2004,1,11,23,8.5947732134312074E-2,3.9530707864357341E-2,2.038515149999981E-3,9.3391005330618523E-6,3.1764240370658545E-3,7.114855654865665E-3,1.0668231199999993E-2,1.9662258215082627E-2,6.5291502949707471E-4,0.16880097838571367,85947.732134312071,39530.70786435734,2038.5151499999811,9.3391005330618526,3176.4240370658545,7114.8556548656652,10668.231199999993,19662.258215082627,652.91502949707467,168800.97838571365,null,null,84387.569412134777,51877.742126997997,1144.7528100341278,6.7725414399486628,4548.0626085043359,6229.0149447361082,18636.74620273554,580.31032082250749,167410.97096740536]
[2004,1,11,24,7.1815327053106684E-2,3.8758502968591485E-2,2.038515149999981E-3,9.3391005330618523E-6,3.1427032476506445E-3,6.8250989030374269E-3,1.1025820959999991E-2,2.1572309534742342E-2,6.5291502949707471E-4,0.15584053194715869,71815.327053106681,38758.502968591485,2038.5151499999811,9.3391005330618526,3142.7032476506447,6825.0989030374267,11025.820959999992,21572.30953474234,652.91502949707467,155840.53194715868,null,null,70511.702241062361,50898.757985289471,1144.7528100341278,6.7725414399486628,4362.8400386479179,6437.8060664662589,20447.176179257367,580.31032082250749,154390.11818301998]
[2004,1,12,1,5.9711313056983614E-2,3.6274205747532047E-2,2.038515149999981E-3,9.3391005330618523E-6,3.1552411706946741E-3,6.7261051244726028E-3,1.0149685039999997E-2,2.0366695269722256E-2,6.5291502949707471E-4,0.13908401468943532,59711.313056983614,36274.205747532047,2038.5151499999811,9.3391005330618526,3155.2411706946741,6726.1051244726032,10149.685039999997,20366.695269722255,652.91502949707467,139084.01468943528,null,null,58627.405868156537,47896.231574514983,1144.7528100341278,6.7725414399486628,4299.5597804662457,5926.2438742914128,19304.442377788855,580.31032082250749,137785.71914751461]
[2004,1,12,2,5.5312450201651195E-2,3.5705143665687028E-2,2.038515149999981E-3,9.3391005330618523E-6,3.1449798215023219E-3,6.7737710758793684E-3,1.0450478719999995E-2,2.1471289400407625E-2,6.5291502949707471E-4,0.13555888216515763,55312.450201651198,35705.143665687028,2038.5151499999811,9.3391005330618526,3144.979821502322,6773.7710758793683,10450.478719999994,21471.289400407626,652.91502949707467,135558.88216515764,null,null,54308.393192420896,47192.508560924303,1144.7528100341278,6.7725414399486628,4330.0295105364039,6101.8726446917162,20351.424888415397,580.31032082250749,134016.06446928531]
[2004,1,12,3,5.4604832749368767E-2,3.4854108383104238E-2,2.038515149999981E-3,9.3391005330618523E-6,3.1763779204533066E-3,6.5909998669840351E-3,1.0716825679999993E-2,2.0566198146189745E-2,6.5291502949707471E-4,0.1332101120261302,54604.832749368768,34854.108383104234,2038.5151499999811,9.3391005330618526,3176.3779204533066,6590.9998669840352,10716.825679999993,20566.198146189745,652.91502949707467,133210.1120261302,null,null,53613.620737245401,46196.868616095016,1144.7528100341278,6.7725414399486628,4213.1958119469564,6257.3885088703082,19493.539908437098,580.31032082250749,131506.44925489137]
[2004,1,12,4,5.3349052116933179E-2,3.488987207209681E-2,2.038515149999981E-3,9.3391005330618523E-6,3.193480086460968E-3,6.6797295091049584E-3,1.1382180479999993E-2,2.0314042311478323E-2,6.5291502949707471E-4,0.13250912585610433,53349.052116933177,34889.872072096812,2038.5151499999811,9.3391005330618526,3193.4800864609679,6679.7295091049582,11382.180479999994,20314.042311478323,652.91502949707467,132509.12585610434,null,null,52380.635611815123,46261.086489572357,1144.7528100341278,6.7725414399486628,4269.9148779648549,6645.8788701170643,19254.535606710917,580.31032082250749,130543.88712847691]
[2004,1,12,5,5.3924794991322827E-2,3.5189465668597826E-2,2.038515149999981E-3,9.3391005330618523E-6,3.2482952900886146E-3,6.9116666000543642E-3,1.2179991119999994E-2,1.9804489242629109E-2,6.5291502949707471E-4,0.13395947219272286,53924.794991322829,35189.465668597826,2038.5151499999811,9.3391005330618526,3248.2952900886144,6911.6666000543646,12179.991119999993,19804.489242629108,652.91502949707467,133959.47219272284,null,null,52945.927337025198,46691.598385876983,1144.7528100341278,6.7725414399486628,4418.1771143393717,7111.7081445734975,18771.558976199409,580.31032082250749,131670.80563031102]
[2004,1,12,6,5.8185038623627929E-2,3.6797421038242011E-2,2.038515149999981E-3,9.3391005330618523E-6,3.3833595360338062E-3,7.3501578937007943E-3,1.2743441039999994E-2,2.02524512255692E-2,6.5291502949707471E-4,0.14141263863720385,58185.03862362793,36797.421038242013,2038.5151499999811,9.3391005330618526,3383.3595360338063,7350.1578937007944,12743.441039999994,20252.451225569199,652.91502949707467,141412.63863720384,null,null,57128.837069558183,48808.90100288629,1144.7528100341278,6.7725414399486628,4698.4759641725632,7440.6978249143558,19196.156888260422,580.31032082250749,139004.90442208841]
[2004,1,12,7,6.7034713769743889E-2,4.0598122339252099E-2,2.038515149999981E-3,9.3391005330618523E-6,3.5369290335264801E-3,8.0565751489472485E-3,1.4399344079999991E-2,2.0766022542009776E-2,6.5291502949707471E-4,0.15709247619350961,67034.713769743888,40598.122339252099,2038.5151499999811,9.3391005330618526,3536.92903352648,8056.5751489472486,14399.34407999999,20766.022542009778,652.91502949707467,157092.47619350956,null,null,65817.868846460246,53612.282350492271,1144.7528100341278,6.7725414399486628,5150.0423852553986,8407.5539597152147,19682.942189155612,580.31032082250749,154402.52540337533]
[2004,1,12,8,7.5022400930264646E-2,4.568661515209195E-2,1.6309795759999848E-3,7.4720475968180043E-6,3.7356666847671543E-3,8.6399895094233462E-3,1.3927752079999993E-2,2.1379208861098536E-2,5.2238565799874793E-4,0.17055247049924119,75022.400930264645,45686.615152091952,1630.9795759999847,7.4720475968180047,3735.6666847671545,8639.989509423347,13927.752079999993,21379.208861098537,522.38565799874789,170552.4704992412,null,null,73660.559839719906,60034.853157042657,915.89628496715864,5.418589489594865,5522.9810880007199,8132.1986959655906,20264.146935774224,464.29592686790534,169000.35051782773]
[2004,1,12,9,7.6225225630563137E-2,4.945458210952898E-2,0,0,3.8472260867009242E-3,9.1053511348134931E-3,1.4695216799999992E-2,2.2925542015606336E-2,0,0.17625314377721291,76225.225630563131,49454.582109528979,0,0,3847.226086700924,9105.3511348134925,14695.216799999993,22925.542015606337,0,176253.14377721286,null,null,74841.550313423708,64747.440003447649,0,0,5820.4563862412824,8580.3094577981337,21729.828966301669,0,175719.58512721243]
[2004,1,12,10,7.4830510558486357E-2,5.1403369229623137E-2,0,0,3.8713445172010672E-3,9.3584794377508228E-3,1.4343163119999992E-2,2.4263210505390872E-2,0,0.17807007736845223,74830.510558486363,51403.369229623138,0,0,3871.344517201067,9358.4794377508224,14343.163119999992,24263.210505390871,0,178070.07736845224,null,null,73472.152750133711,67143.992542515334,0,0,5982.2647806190553,8374.7507674250428,22997.729523542224,0,177970.89036423538]
[2004,1,12,11,7.6121732409327778E-2,5.158589302456075E-2,0,0,3.8117059126029857E-3,9.4113870525885032E-3,1.4567886959999991E-2,2.3135507520759178E-2,0,0.17863411287983921,76121.732409327771,51585.893024560748,0,0,3811.7059126029858,9411.3870525885031,14567.886959999991,23135.50752075918,0,178634.1128798392,null,null,74739.935748689924,67293.265179937473,0,0,6016.0851638314462,8505.9635365857339,21928.84343290353,0,178484.09306194811]
[2004,1,12,12,7.6060987927336454E-2,5.1849027264026834E-2,0,0,3.8032865315783359E-3,9.4449113527872164E-3,1.4348084079999992E-2,2.4187381905389625E-2,0,0.17969367906111847,76060.98792733645,51849.027264026838,0,0,3803.2865315783361,9444.9113527872159,14348.084079999991,24187.381905389626,0,179693.67906111848,null,null,74680.293928444604,67602.675602829855,0,0,6037.515059757131,8377.6240397424299,22925.855868050916,0,179623.96449882493]
[2004,1,12,13,7.5818569011386297E-2,5.0928523274934759E-2,0,0,3.8557334240067642E-3,9.3915403547683157E-3,1.4271604159999991E-2,2.2941978594459872E-2,0,0.17720794881955598,75818.569011386295,50928.523274934756,0,0,3855.7334240067644,9391.5403547683163,14271.604159999992,22941.978594459873,0,177207.94881955598,null,null,74442.275512035558,66548.218414832008,0,0,6003.3984659366624,8332.9685991430342,21745.40827286879,0,177072.26926481602]
[2004,1,12,14,7.5507609698767353E-2,5.0576502546340441E-2,0,0,3.8169681652089542E-3,9.3400336864675314E-3,1.3359791279999993E-2,2.2447650570844486E-2,0,0.17504855594762878,75507.609698767352,50576.502546340438,0,0,3816.9681652089544,9340.0336864675319,13359.791279999992,22447.650570844486,0,175048.55594762875,null,null,74136.960875728764,66073.517966027182,0,0,5970.4736163612206,7800.5751826671267,21276.862604500293,0,175258.39024528457]
[2004,1,12,15,7.4420866902402572E-2,4.9786100973042376E-2,0,0,3.8395959877809446E-3,9.3031110090983846E-3,1.2856623119999992E-2,2.2155090591379809E-2,0,0.17236138858370409,74420.866902402573,49786.100973042376,0,0,3839.5959877809446,9303.1110090983839,12856.623119999991,22155.090591379809,0,172361.3885837041,null,null,73069.945133904926,65140.878219954269,0,0,5946.8713598300355,7506.7830882142644,20999.561491539713,0,172664.03929344317]
[2004,1,12,16,7.501334929396597E-2,4.9606452481545923E-2,0,0,3.825387794172381E-3,9.1862734875947389E-3,1.2723552159999992E-2,2.3235134028448474E-2,0,0.17359014924572749,75013.349293965963,49606.452481545923,0,0,3825.3877941723808,9186.273487594739,12723.552159999992,23235.134028448472,0,173590.14924572746,null,null,73651.672512882069,64905.394199564289,0,0,5872.1847620130229,7429.0850159649135,22023.273783606888,0,173881.61027403121]
[2004,1,12,17,8.7174491915850805E-2,4.9995122504676755E-2,0,0,3.8902009120416708E-3,8.9689853528320748E-3,1.3757363839999993E-2,2.2546854418161229E-2,0,0.18633301894356252,87174.491915850798,49995.122504676758,0,0,3890.200912041671,8968.9853528320746,13757.363839999993,22546.854418161231,0,186333.01894356255,null,null,85592.060486487229,65456.254920018364,0,0,5733.2866467280146,8032.7116419760514,21370.892339261831,0,186185.20603447151]
[2004,1,12,18,0.10089724416452045,4.9213183961935345E-2,2.038515149999981E-3,9.3391005330618523E-6,3.9187050695859054E-3,8.8715413394977218E-3,1.4298259359999991E-2,1.9321241348256121E-2,6.5291502949707471E-4,0.19922094452382563,100897.24416452045,49213.183961935341,2038.5151499999811,9.3391005330618526,3918.7050695859052,8871.5413394977222,14298.259359999991,19321.241348256121,652.91502949707467,199220.94452382566,null,null,99065.711031454077,64541.033667626798,1144.7528100341278,6.7725414399486628,5670.9970522559915,8348.5321575288835,18313.515537754112,580.31032082250749,197671.62511891645]
[2004,1,12,19,0.10419851461064143,4.9318275625231736E-2,2.038515149999981E-3,9.3391005330618523E-6,3.9535232360287265E-3,8.7576989855537874E-3,1.3622857599999993E-2,1.8607140715360015E-2,6.5291502949707471E-4,0.20115878005284579,104198.51461064143,49318.275625231734,2038.5151499999811,9.3391005330618526,3953.5232360287264,8757.6989855537868,13622.857599999992,18607.140715360016,652.91502949707467,201158.78005284577,null,null,102307.05529967645,64710.986688236946,1144.7528100341278,6.7725414399486628,5598.2250694705863,7954.1755319674621,17636.659801606333,580.31032082250749,199938.93806325435]
[2004,1,12,20,9.7747986305732837E-2,4.9290694723943845E-2,2.038515149999981E-3,9.3391005330618523E-6,3.946419232201486E-3,8.5790129450970965E-3,1.437432919999999E-2,2.001946572016856E-2,6.5291502949707471E-4,0.19665867740717391,97747.986305732833,49290.694723943845,2038.5151499999811,9.3391005330618526,3946.419232201486,8579.0129450970962,14374.329199999991,20019.465720168559,652.91502949707467,196658.67740717388,null,null,95973.619948237989,64668.853805902087,1144.7528100341278,6.7725414399486628,5484.0027522958162,8392.9481587684968,18975.323061058571,580.31032082250749,195226.58339855954]
[2004,1,12,21,9.4794363279736726E-2,4.8233959803384213E-2,2.038515149999981E-3,9.3391005330618523E-6,3.9371228607297535E-3,8.452352070794809E-3,1.436059151999999E-2,1.9961424848867343E-2,6.5291502949707471E-4,0.19244058366354294,94794.363279736732,48233.959803384212,2038.5151499999811,9.3391005330618526,3937.1228607297535,8452.3520707948082,14360.591519999989,19961.424848867344,652.91502949707467,192440.58366354296,null,null,93073.612444444647,63373.910923880292,1144.7528100341278,6.7725414399486628,5403.0367265155537,8384.9269402157879,18920.309390909704,580.31032082250749,190887.63209826255]
[2004,1,12,22,8.9562520807556889E-2,4.5881594626418616E-2,2.038515149999981E-3,9.3391005330618523E-6,3.7816234387881872E-3,8.2370868969944364E-3,1.382769255999999E-2,1.9328260834337609E-2,6.5291502949707471E-4,0.18331954844412582,89562.520807556895,45881.594626418613,2038.5151499999811,9.3391005330618526,3781.6234387881873,8237.0868969944368,13827.69255999999,19328.260834337609,652.91502949707467,183319.54844412586,null,null,87936.740780577049,60327.526229824136,1144.7528100341278,6.7725414399486628,5265.4317580710967,8073.7754921787118,18320.168912923094,580.31032082250749,181655.47884587065]
[2004,1,12,23,7.854644877372545E-2,4.1361285191722323E-2,2.038515149999981E-3,9.3391005330618523E-6,3.598322114896281E-3,7.968177032890723E-3,1.2524048239999993E-2,1.8716780918904694E-2,6.5291502949707471E-4,0.16541583155216957,78546.448773725453,41361.285191722323,2038.5151499999811,9.3391005330618526,3598.3221148962812,7968.1770328907232,12524.048239999993,18716.780918904693,652.91502949707467,165415.83155216958,null,null,77120.637547611055,54613.897261176862,1144.7528100341278,6.7725414399486628,5093.5352422012784,7312.5977674308333,17740.581570140068,580.31032082250749,163613.08506085665]
[2004,1,12,24,6.6187176287463206E-2,3.8778985848275924E-2,2.038515149999981E-3,9.3391005330618523E-6,3.4322981567504311E-3,7.365214866578141E-3,1.2124630319999993E-2,1.9352399527126751E-2,6.5291502949707471E-4,0.14994147428622456,66187.176287463211,38778.985848275923,2038.5151499999811,9.3391005330618526,3432.2981567504312,7365.2148665781406,12124.630319999993,19352.399527126752,652.91502949707467,149941.47428622458,null,null,64985.716253956954,51275.419560292634,1144.7528100341278,6.7725414399486628,4708.1009036882215,7079.3838310028887,18343.048619122455,580.31032082250749,148123.50484035973]
[2004,1,13,1,5.7121951356612376E-2,3.7872167262052885E-2,2.038515149999981E-3,9.3391005330618523E-6,3.4897197857803892E-3,6.9316612907830994E-3,1.1990534159999991E-2,2.0366926897636063E-2,6.5291502949707471E-4,0.14047373003289493,57121.951356612379,37872.167262052884,2038.5151499999811,9.3391005330618526,3489.719785780389,6931.6612907830995,11990.534159999992,20366.926897636062,652.91502949707467,140473.73003289491,null,null,56085.047451046339,50243.629450611894,1144.7528100341278,6.7725414399486628,4430.9584144364126,7001.0871603540818,19304.661924831511,580.31032082250749,138797.22007357684]
[2004,1,13,2,5.3223593714805541E-2,3.7732197423982698E-2,2.038515149999981E-3,9.3391005330618523E-6,3.4682515418767235E-3,6.8152921435044329E-3,1.1764580079999993E-2,2.1019005759385277E-2,6.5291502949707471E-4,0.13672368994358478,53223.593714805538,37732.197423982696,2038.5151499999811,9.3391005330618526,3468.2515418767234,6815.2921435044327,11764.580079999992,21019.005759385276,652.91502949707467,136723.68994358476,null,null,52257.454588244458,50047.525361827655,1144.7528100341278,6.7725414399486628,4356.5712176758298,6869.1560731140435,19922.730720269599,580.31032082250749,135185.27363342815]
[2004,1,13,3,5.3285661585377633E-2,3.6755594127315834E-2,2.038515149999981E-3,9.3391005330618523E-6,3.4498372838604502E-3,6.7617220605834406E-3,1.0703498079999993E-2,2.0314430743025292E-2,6.5291502949707471E-4,0.13397151316019276,53285.661585377631,36755.594127315831,2038.5151499999811,9.3391005330618526,3449.83728386045,6761.7220605834409,10703.498079999994,20314.430743025292,652.91502949707467,133971.51316019276,null,null,52318.395774313001,48838.845176212853,1144.7528100341278,6.7725414399486628,4322.3273618780222,6249.6067296773854,19254.903779078446,580.31032082250749,132715.91449345631]
[2004,1,13,4,5.1874912261348299E-2,3.684880670837521E-2,2.038515149999981E-3,9.3391005330618523E-6,3.477862857580115E-3,6.845280827004023E-3,1.0855227679999992E-2,2.0696686107431587E-2,6.5291502949707471E-4,0.13329954572176933,51874.912261348298,36848.80670837521,2038.5151499999811,9.3391005330618526,3477.8628575801149,6845.2808270040232,10855.227679999993,20696.686107431586,652.91502949707467,133299.54572176933,null,null,50933.255020178774,48986.117105971513,1144.7528100341278,6.7725414399486628,4375.7410247272892,6338.1992927968295,19617.222091306161,580.31032082250749,131982.37020727718]
[2004,1,13,5,5.4655110156676234E-2,3.6406317668458685E-2,2.038515149999981E-3,9.3391005330618523E-6,3.5077748734856319E-3,6.9679464426394911E-3,1.0925966479999993E-2,1.9757217909649519E-2,6.5291502949707471E-4,0.13492110281093969,54655.110156676237,36406.317668458687,2038.5151499999811,9.3391005330618526,3507.7748734856318,6967.9464426394907,10925.966479999994,19757.21790964952,652.91502949707467,134921.10281093963,null,null,53662.985485955593,48484.946376254258,1144.7528100341278,6.7725414399486628,4454.1531425387457,6379.5025823592741,18726.75314434792,580.31032082250749,133440.17640375235]
[2004,1,13,6,5.7820498820167453E-2,3.874524761349863E-2,2.038515149999981E-3,9.3391005330618523E-6,3.5948155167712238E-3,7.4414907941908045E-3,1.1442872319999995E-2,2.1403765313551988E-2,6.5291502949707471E-4,0.14314945965821022,57820.49882016745,38745.247613498628,2038.5151499999811,9.3391005330618526,3594.8155167712239,7441.4907941908041,11442.872319999995,21403.765313551987,652.91502949707467,143149.45965821019,null,null,56770.914560097037,51431.851752136921,1144.7528100341278,6.7725414399486628,4756.8591232688104,6681.3158953648435,20287.422612810315,580.31032082250749,141660.1996159745]
[2004,1,13,7,6.6108110989372332E-2,4.2712087445412071E-2,2.038515149999981E-3,9.3391005330618523E-6,3.6735025447928019E-3,7.9477939009948671E-3,1.1967159599999994E-2,2.2738437805183039E-2,6.5291502949707471E-4,0.15784786156578523,66108.110989372333,42712.087445412071,2038.5151499999811,9.3391005330618526,3673.5025447928019,7947.7939009948668,11967.159599999994,22738.437805183039,652.91502949707467,157847.86156578519,null,null,64908.086185483378,56346.084805575912,1144.7528100341278,6.7725414399486628,5080.5056370319371,6987.4391168464927,21552.483432285269,580.31032082250749,156606.43484951957]
[2004,1,13,8,7.5773734304801069E-2,4.6425031436715898E-2,1.6309795759999848E-3,7.4720475968180043E-6,3.8447102209369622E-3,8.5953476282511192E-3,1.1546212479999993E-2,2.1568907509735159E-2,5.2238565799874793E-4,0.16991478086203576,75773.734304801066,46425.031436715901,1630.9795759999847,7.4720475968180047,3844.7102209369623,8595.3476282511201,11546.212479999993,21568.90750973516,522.38565799874789,169914.78086203578,null,null,74398.254665643457,61064.290164135738,915.89628496715864,5.418589489594865,5494.4444485547947,6741.6546140299779,20443.951591524838,464.29592686790534,169528.20628521347]
[2004,1,13,9,7.4664939177270101E-2,5.0524015523108555E-2,0,0,3.9013000153696234E-3,9.1266754738854351E-3,1.2700587679999993E-2,2.4276293462727246E-2,0,0.17519381133236095,74664.939177270106,50524.015523108552,0,0,3901.3000153696235,9126.6754738854343,12700.587679999993,24276.293462727248,0,175193.81133236096,null,null,73309.586896700654,66112.200913018416,0,0,5834.0876436959361,7415.6764118171068,23010.130121316502,0,175681.68198654862]
[2004,1,13,10,7.1457933321400435E-2,5.224309065542674E-2,0,0,3.9110012088797276E-3,9.1668938852213257E-3,1.2966524559999991E-2,2.6184712998774819E-2,0,0.17593015662970302,71457.933321400429,52243.090655426742,0,0,3911.0012088797275,9166.893885221325,12966.524559999991,26184.712998774819,0,175930.15662970301,null,null,70160.796084577712,68212.201742706311,0,0,5859.7966477352684,7570.9528366359164,24819.013422135846,0,176622.76073379107]
[2004,1,13,11,6.9725456908300093E-2,5.3980708328754436E-2,0,0,3.8791133998515494E-3,9.1923888529226918E-3,1.2569362079999993E-2,2.7444175463159276E-2,0,0.17679120503298804,69725.456908300097,53980.708328754437,0,0,3879.1133998515493,9192.3888529226915,12569.362079999994,27444.175463159278,0,176791.20503298804,null,null,68459.76837931003,70284.207286012315,0,0,5876.0939157238772,7339.0558166867759,26012.786896364749,0,177971.91229409771]
[2004,1,13,12,7.1825283416949853E-2,5.3540605092732278E-2,0,0,3.8529740203789584E-3,9.2003788601641157E-3,1.1812559439999993E-2,2.7593482489077139E-2,0,0.17782528331930234,71825.283416949853,53540.605092732279,0,0,3852.9740203789584,9200.3788601641154,11812.559439999994,27593.482489077138,0,177825.28331930234,null,null,70521.477872414631,69717.847216900584,0,0,5881.2014055928448,6897.1704782085717,26154.306609811596,0,179172.00358292821]
[2004,1,13,13,7.1128029191103004E-2,5.208944609094724E-2,0,0,3.869771624591253E-3,9.1708880206313338E-3,1.2975956399999993E-2,2.5199254997221983E-2,0,0.17443334632449481,71128.029191103007,52089.44609094724,0,0,3869.7716245912529,9170.8880206313333,12975.956399999994,25199.254997221982,0,174433.34632449484,null,null,69836.880525627101,67975.481776112938,0,0,5862.3498376793459,7576.4599419109099,23884.953332623489,0,175136.12541395379]
[2004,1,13,14,6.7759184090005461E-2,5.2103712055088708E-2,0,0,3.8193795247783526E-3,9.147718471021556E-3,1.4107982239999994E-2,2.5439281489643157E-2,0,0.17237725787053723,67759.184090005467,52103.712055088705,0,0,3819.3795247783528,9147.7184710215552,14107.982239999994,25439.281489643156,0,172377.25787053723,null,null,66529.188248612321,67931.598184146773,0,0,5847.5390576231048,8237.4322945899039,24112.460914522439,0,172658.21869949452]
[2004,1,13,15,6.5857761339244134E-2,5.1968812402684604E-2,0,0,3.8319552584858952E-3,9.1128081505820521E-3,1.4301745039999992E-2,2.6326440857576235E-2,0,0.17139952304857289,65857.761339244127,51968.812402684605,0,0,3831.9552584858952,9112.8081505820519,14301.745039999993,26326.440857576235,0,171399.52304857288,null,null,64662.280997226837,67783.00734164413,0,0,5825.223169466859,8350.5673920870322,24953.349270309835,0,171574.42817073473]
[2004,1,13,16,7.0117991462521678E-2,5.1047749391376761E-2,0,0,3.8618670264526354E-3,8.9766529491758437E-3,1.3828922799999992E-2,2.5554033997287652E-2,0,0.17338721762681458,70117.991462521677,51047.749391376761,0,0,3861.8670264526354,8976.6529491758429,13828.922799999991,25554.033997287654,0,173387.21762681456,null,null,68845.177465954344,66700.49694256339,0,0,5738.188040364068,8074.4938102580591,24221.228347932374,0,173579.5846070722]
[2004,1,13,17,7.9792143232353341E-2,5.1073730042589284E-2,0,0,3.8917790113658043E-3,8.9171884840360434E-3,1.3379475119999993E-2,2.5526941813851942E-2,0,0.18258125770419642,79792.143232353337,51073.730042589283,0,0,3891.7790113658043,8917.1884840360435,13379.475119999992,25526.941813851943,0,182581.25770419641,null,null,78343.719588094653,66768.391545516817,0,0,5700.1762909265262,7812.0682719366769,24195.549194437077,0,182819.90489091174]
[2004,1,13,18,9.3381416772537335E-2,5.0828204741955846E-2,2.0045425139999817E-3,9.1834608445478305E-6,3.9683999035728E-3,8.6776704957420361E-3,1.3108412239999994E-2,2.3573398062284576E-2,6.4203395037630714E-4,0.19619326214131344,93381.416772537341,50828.204741955844,2004.5425139999818,9.183460844547831,3968.3999035727998,8677.670495742037,13108.412239999994,23573.398062284577,642.03395037630719,196193.2621413134,null,null,91686.314391418753,66563.21786715588,1125.6750658607446,6.6596744420584137,5547.0680819245381,7653.7988551205881,22343.895193373606,570.63922698916213,195497.26835628529]
[2004,1,13,19,9.8272428020707028E-2,5.1494403802738238E-2,2.038515149999981E-3,9.3391005330618523E-6,3.9560934623695757E-3,8.5934380145794922E-3,1.2913624239999994E-2,2.2873603257380155E-2,6.5291502949707471E-4,0.20080436007780461,98272.428020707026,51494.403802738241,2038.5151499999811,9.3391005330618526,3956.0934623695757,8593.438014579493,12913.624239999994,22873.603257380153,652.91502949707467,200804.36007780462,null,null,96488.541756248509,67357.522499355851,1144.7528100341278,6.7725414399486628,5493.2237572354034,7540.0651592240029,21680.599145161181,580.31032082250749,200291.78798952152]
[2004,1,13,20,9.7292753518408728E-2,5.1472785487926706E-2,2.038515149999981E-3,9.3391005330618523E-6,3.9400146946568975E-3,8.3285405054274019E-3,1.1251775039999995E-2,2.4027194273971608E-2,6.5291502949707471E-4,0.19901383280042143,97292.753518408732,51472.785487926703,2038.5151499999811,9.3391005330618526,3940.0146946568975,8328.5405054274015,11251.775039999995,24027.194273971607,652.91502949707467,199013.83280042143,null,null,95526.650755624985,67311.730627154146,1144.7528100341278,6.7725414399486628,5323.8920778728507,6569.7371537062991,22774.02304198901,580.31032082250749,199237.86932864384]
[2004,1,13,21,9.4205146811962071E-2,4.992236426028869E-2,2.038515149999981E-3,9.3391005330618523E-6,3.9257324603310106E-3,8.1920146319598725E-3,1.0558329759999993E-2,2.2568674746465768E-2,6.5291502949707471E-4,0.19207303195103748,94205.146811962069,49922.36426028869,2038.5151499999811,9.3391005330618526,3925.7324603310108,8192.0146319598716,10558.329759999993,22568.674746465767,652.91502949707467,192073.03195103747,null,null,92495.091704707098,65411.034441506548,1144.7528100341278,6.7725414399486628,5236.6200023267456,6164.8451963144562,21391.574598452185,580.31032082250749,192431.00161560363]
[2004,1,13,22,9.2216303445912709E-2,4.7933147290978126E-2,2.038515149999981E-3,9.3391005330618523E-6,3.7829102100491838E-3,8.0439904441308701E-3,7.6330240799999957E-3,2.4061385220086069E-2,6.5291502949707471E-4,0.18637152997118706,92216.303445912708,47933.147290978122,2038.5151499999811,9.3391005330618526,3782.9102100491837,8043.9904441308699,7633.0240799999956,24061.385220086067,652.91502949707467,186371.52997118706,null,null,90542.350737207482,62821.177059044981,1144.7528100341278,6.7725414399486628,5141.997805267989,4456.8045233075363,22806.430712471021,580.31032082250749,187500.59650959558]
[2004,1,13,23,8.2202525472018548E-2,4.3041955185032822E-2,2.038515149999981E-3,9.3391005330618523E-6,3.553496085668384E-3,7.77343956078674E-3,6.3826901599999966E-3,2.1278390402337911E-2,6.5291502949707471E-4,0.16693326614587453,82202.525472018548,43041.955185032821,2038.5151499999811,9.3391005330618526,3553.4960856683842,7773.43956078674,6382.6901599999965,21278.390402337911,652.91502949707467,166933.26614587451,null,null,80710.347461901241,56601.01012852104,1144.7528100341278,6.7725414399486628,4969.0522929589997,3726.7539153313537,20168.586801840498,580.31032082250749,167907.5862728497]
[2004,1,13,24,7.0342037348192832E-2,3.9779559581195417E-2,2.038515149999981E-3,9.3391005330618523E-6,3.3733060215213892E-3,7.1800379933714149E-3,7.6135452799999948E-3,2.1044433679741674E-2,6.5291502949707471E-4,0.15203368918405283,70342.037348192825,39779.559581195419,2038.5151499999811,9.3391005330618526,3373.3060215213891,7180.0379933714148,7613.5452799999948,21044.433679741673,652.91502949707467,152033.68918405281,null,null,69065.156367771458,52419.189350997884,1144.7528100341278,6.7725414399486628,4589.7294209982947,4445.4311537178774,19946.832412606345,580.31032082250749,152198.17437838844]
[2004,1,14,1,5.7057193358713891E-2,3.7571015712425021E-2,2.038515149999981E-3,9.3391005330618523E-6,3.447596661131458E-3,6.8904602637318499E-3,9.0644083199999947E-3,2.1592089558718781E-2,6.5291502949707471E-4,0.1383235331547511,57057.193358713892,37571.015712425018,2038.5151499999811,9.3391005330618526,3447.5966611314579,6890.4602637318503,9064.408319999995,21592.089558718781,652.91502949707467,138323.53315475109,null,null,56021.46497007861,49826.642539105727,1144.7528100341278,6.7725414399486628,4404.6212883366561,5292.5676086275971,20465.924548986852,580.31032082250749,137743.056627432]
[2004,1,14,2,5.2920179722669339E-2,3.7227633075207628E-2,2.038515149999981E-3,9.3391005330618523E-6,3.4263875442422484E-3,6.7898065299177909E-3,9.6657906399999945E-3,2.1900332176030074E-2,6.5291502949707471E-4,0.13463089896809718,52920.179722669338,37227.633075207625,2038.5151499999811,9.3391005330618526,3426.3875442422486,6789.8065299177906,9665.7906399999938,21900.332176030075,652.91502949707467,134630.89896809717,null,null,51959.548306296332,49383.761077413801,1144.7528100341278,6.7725414399486628,4340.2799291619258,5643.7054297483155,20758.090350333663,580.31032082250749,133817.22076525062]
[2004,1,14,3,5.2038006752122348E-2,3.5924028259419344E-2,2.038515149999981E-3,9.3391005330618523E-6,3.4081958112784556E-3,6.7270106991185073E-3,1.0900951599999993E-2,2.0221892544497969E-2,6.5291502949707471E-4,0.13192085494646671,52038.006752122346,35924.028259419341,2038.5151499999811,9.3391005330618526,3408.1958112784555,6727.0106991185075,10900.951599999993,20221.892544497969,652.91502949707467,131920.85494646669,null,null,51093.388944822924,47778.131819546659,1144.7528100341278,6.7725414399486628,4300.1386552018748,6364.8967814125544,19167.192037062508,580.31032082250749,130435.58391034311]
[2004,1,14,4,5.0445167702982324E-2,3.569672016664014E-2,2.038515149999981E-3,9.3391005330618523E-6,3.4358830415443693E-3,6.7935297826728384E-3,1.1869765599999993E-2,2.031733751746417E-2,6.5291502949707471E-4,0.13125917309133395,50445.167702982326,35696.720166640138,2038.5151499999811,9.3391005330618526,3435.8830415443695,6793.5297826728383,11869.765599999993,20317.33751746417,652.91502949707467,131259.17309133394,null,null,49529.463841928897,47535.645865384788,1144.7528100341278,6.7725414399486628,4342.6599615137648,6930.5722688981996,19257.658946714502,580.31032082250749,129327.83655673674]
[2004,1,14,5,5.3324434249242436E-2,3.5222850350719287E-2,2.038515149999981E-3,9.3391005330618523E-6,3.4654339656133323E-3,6.9155078599826263E-3,1.1620026879999992E-2,1.9606877231214345E-2,6.5291502949707471E-4,0.13285589981680213,53324.434249242433,35222.850350719287,2038.5151499999811,9.3391005330618526,3465.4339656133325,6915.5078599826265,11620.026879999992,19606.877231214345,652.91502949707467,132855.89981680212,null,null,52356.464618969323,46995.91725642902,1144.7528100341278,6.7725414399486628,4420.6325809709861,6784.7536987907879,18584.253689946789,580.31032082250749,130873.85751740348]
[2004,1,14,6,5.662420066257097E-2,3.7858743733673907E-2,2.038515149999981E-3,9.3391005330618523E-6,3.5514240613078452E-3,7.3973161381829505E-3,1.1432620319999994E-2,2.139323630954592E-2,6.5291502949707471E-4,0.14095831050531171,56624.200662570969,37858.743733673909,2038.5151499999811,9.3391005330618526,3551.424061307845,7397.3161381829505,11432.620319999995,21393.236309545919,652.91502949707467,140958.3105053117,null,null,55596.332156293509,50302.277644455695,1144.7528100341278,6.7725414399486628,4728.621150359907,6675.329911370286,20277.442763431762,580.31032082250749,139311.83929820772]
[2004,1,14,7,6.4251229643802948E-2,4.1611057343441317E-2,2.038515149999981E-3,9.3391005330618523E-6,3.6291612358742092E-3,7.873229530262843E-3,1.3315502639999992E-2,2.2050781984248327E-2,6.5291502949707471E-4,0.15543173165765975,64251.229643802952,41611.057343441316,2038.5151499999811,9.3391005330618526,3629.1612358742091,7873.2295302628427,13315.502639999992,22050.781984248326,652.91502949707467,155431.73165765975,null,null,63084.911803238363,54954.764900720089,1144.7528100341278,6.7725414399486628,5032.8415039976908,7774.7157318106401,20900.693242704536,580.31032082250749,153479.76285476791]
[2004,1,14,8,7.3565465987089532E-2,4.501083391440111E-2,1.5969964739999854E-3,7.3163599601559502E-6,3.7983020943721506E-3,8.4139017896929392E-3,1.3803702879999992E-2,2.0605927689113481E-2,5.1150122672791241E-4,0.16731394841535727,73565.465987089527,45010.833914401112,1596.9964739999853,7.3163599601559506,3798.3020943721508,8413.9017896929399,13803.702879999992,20605.92768911348,511.50122672791241,167313.94841535724,null,null,72230.071849018495,59290.044977717887,896.81266348503425,5.3056877206023705,5378.4579726730499,8059.7682896314491,19531.197302624525,454.62185364644131,165846.28059651746]
[2004,1,14,9,7.2641255411190542E-2,4.9094489842423351E-2,0,0,3.8542090034278803E-3,8.7980135115247847E-3,1.4667946479999992E-2,2.3456259121009796E-2,0,0.17251217336957636,72641.255411190548,49094.489842423354,0,0,3854.2090034278804,8798.0135115247849,14667.946479999991,23456.259121009796,0,172512.17336957634,null,null,71322.637968119525,64318.506591017627,0,0,5623.9955133197009,8564.3867403726126,22232.865794048528,0,172062.39260687798]
[2004,1,14,10,6.9212886333485032E-2,5.1299408322364605E-2,0,0,3.8637931698351754E-3,9.083633488315028E-3,1.4713670399999991E-2,2.5063850941029153E-2,0,0.17323724265502899,{"$f":"E324*1000000*O$8826","v":69212.886333485032},{"$f":"F324*1000000*P$8826","v":51299.408322364608},{"$f":"G324*1000000*Q$8826","v":0},{"$f":"H324*1000000*R$8826","v":0},{"$f":"I324*1000000*S$8826","v":3863.7931698351754},{"$f":"J324*1000000*T$8826","v":9083.6334883150284},{"$f":"K324*1000000*U$8826","v":14713.670399999992},{"$f":"L324*1000000*V$8826","v":25063.850941029152},{"$f":"M324*1000000*W$8826","v":0},{"$f":"SUM(O324:W324)","v":173237.242655029},null,null,{"$f":"O324*AA$8826","v":67956.502221068309},{"$f":"(P324+S324)*AB$8826","v":67008.53497999956},{"$f":"Q324*AC$8826","v":0},{"$f":"R324*AD$8826","v":0},{"$f":"T324*AE$8826","v":5806.5737130324696},{"$f":"U324*AF$8826","v":8591.0842289883367},{"$f":"V324*AG$8826","v":23756.611460470114},{"$f":"W324*AH$8826","v":0},{"$f":"SUM(AA324:AH324)","v":173119.30660355877}]
[2004,1,14,11,6.7622774497396482E-2,5.3080955428261335E-2,0,0,3.8322903167508499E-3,9.197376932421595E-3,1.3928367199999991E-2,2.6423340643617187E-2,0,0.17408510501844743,67622.774497396487,53080.955428261332,0,0,3832.2903167508498,9197.3769324215955,13928.367199999991,26423.340643617186,0,174085.10501844742,null,null,66395.254825601442,69134.370652312908,0,0,5879.2824692178183,8132.5578550052633,25045.195115267732,0,174586.66091740516]
[2004,1,14,12,6.9033846685410349E-2,5.2258976275962842E-2,0,0,3.8064663463951254E-3,9.2050753391793722E-3,1.5107142159999989E-2,2.5691862693870277E-2,0,0.17510336950081792,69033.846685410346,52258.976275962843,0,0,3806.4663463951256,9205.0753391793714,15107.14215999999,25691.862693870276,0,175103.36950081796,null,null,67780.712582944805,68104.516625284377,0,0,5884.203557939577,8820.8262946994364,24351.868400034517,0,174942.1274609027]
[2004,1,14,13,6.8861812159699998E-2,5.0952827130109547E-2,0,0,3.8230610747030276E-3,9.1420390805983989E-3,1.5064698879999989E-2,2.3918907277512794E-2,0,0.17176334560262374,68861.812159699999,50952.827130109545,0,0,3823.0610747030278,9142.0390805983989,15064.698879999989,23918.907277512793,0,171763.34560262374,null,null,67611.800906985984,66538.052932836756,0,0,5843.9085941990161,8796.0443209619698,22671.383902171827,0,171461.19065715556]
[2004,1,14,14,6.6421443343966755E-2,5.1334684549467859E-2,0,0,3.7732773546645284E-3,9.1299752148607648E-3,1.3980857439999994E-2,2.5098504014666026E-2,0,0.16973874191762595,66421.443343966748,51334.684549467856,0,0,3773.2773546645285,9129.975214860764,13980.857439999994,25098.504014666025,0,169738.74191762591,null,null,65215.730787217413,66941.433655762274,0,0,5836.1969526230087,8163.2060930573971,23789.457155580541,0,169946.02464424062]
[2004,1,14,15,6.4817003457470504E-2,5.139298318539294E-2,0,0,3.7857012878557694E-3,9.1048814046068988E-3,1.3378654959999991E-2,2.6296733668277349E-2,0,0.16877595796360342,64817.003457470506,51392.983185392943,0,0,3785.7012878557694,9104.8814046068983,13378.654959999991,26296.733668277349,0,168775.95796360349,null,null,63640.415430696827,67027.342660648035,0,0,5820.1561183943541,7811.5893932171111,24925.191500164427,0,169224.69510312076]
[2004,1,14,16,6.8315203483287248E-2,5.0097532159592548E-2,0,0,3.815251994978302E-3,8.9428289665750716E-3,1.484059015999999E-2,2.4721822266271273E-2,0,0.17073322903070443,68315.203483287245,50097.532159592549,0,0,3815.2519949783018,8942.8289665750708,14840.590159999989,24721.822266271272,0,170733.22903070445,null,null,67075.114522405493,65489.612371420473,0,0,5716.5665770484957,8665.1907108409523,23432.421759786044,0,170378.90594150149]
[2004,1,14,17,7.7330629778080917E-2,5.035592559071872E-2,0,0,3.8448029190472641E-3,8.9792141566281663E-3,1.523242159999999E-2,2.4043542124602406E-2,0,0.17978653616907747,77330.629778080911,50355.925590718718,0,0,3844.8029190472639,8979.2141566281662,15232.421599999991,24043.542124602405,0,179786.5361690775,null,null,75926.888656980518,65839.387744775391,0,0,5739.8252530373247,8893.9750191129242,22789.518248075394,0,179189.59492198157]
[2004,1,14,18,9.0773232816954E-2,4.9816304924951635E-2,1.9705594119999816E-3,9.0277732078857746E-6,3.9204988136614547E-3,9.0007066535037761E-3,1.5062853519999992E-2,2.2005852396587856E-2,6.3114951910547151E-4,0.19319018582997208,90773.232816953998,49816.304924951633,1970.5594119999816,9.0277732078857742,3920.4988136614547,9000.7066535037757,15062.853519999991,22005.852396587856,631.14951910547154,193190.18582997206,null,null,89125.475389320898,65275.843236571258,1106.5914443786198,6.5467726730659175,5753.5640027948839,8794.9668438429508,20858.107019237112,560.96515376769787,191482.05986258652]
[2004,1,14,19,9.5639423976266555E-2,5.0313225667018534E-2,2.038515149999981E-3,9.3391005330618523E-6,3.9083411047321657E-3,8.8664767829849025E-3,1.4980222399999991E-2,2.1322250320213308E-2,6.5291502949707471E-4,0.19773070953124558,95639.423976266553,50313.225667018531,2038.5151499999811,9.3391005330618526,3908.3411047321656,8866.4767829849025,14980.222399999991,21322.250320213308,652.91502949707467,197730.70953124558,null,null,93903.33321094999,65864.700659351642,1144.7528100341278,6.7725414399486628,5667.7596120011267,8746.7198128468208,20210.159145615824,580.31032082250749,196124.50811306195]
[2004,1,14,20,9.3945034565803998E-2,4.9813978962547079E-2,2.038515149999981E-3,9.3391005330618523E-6,3.8924564420896382E-3,8.6661178131239684E-3,1.5256616319999992E-2,2.1692606793209689E-2,6.5291502949707471E-4,0.19596758017680446,93945.034565804002,49813.97896254708,2038.5151499999811,9.3391005330618526,3892.4564420896381,8666.1178131239685,15256.616319999992,21692.606793209688,652.91502949707467,195967.58017680448,null,null,92239.701135549229,65238.953833590756,1144.7528100341278,6.7725414399486628,5539.6832063357806,8908.1019413400809,20561.199169415286,580.31032082250749,194219.47495852772]
[2004,1,14,21,9.0961335006518401E-2,4.8093526109104154E-2,2.038515149999981E-3,9.3391005330618523E-6,3.8783465871985567E-3,8.568209365587047E-3,1.4548203119999992E-2,2.0382646674956012E-2,6.5291502949707471E-4,0.18913303614339425,90961.335006518406,48093.526109104154,2038.5151499999811,9.3391005330618526,3878.3465871985568,8568.2093655870467,14548.203119999991,20382.646674956013,652.91502949707467,189133.03614339427,null,null,89310.163061517247,63131.924096876923,1144.7528100341278,6.7725414399486628,5477.096729406363,8494.4704473161855,19319.561815630968,580.31032082250749,187465.05182304425]
[2004,1,14,22,8.8872678003070527E-2,4.6355477947754506E-2,2.038515149999981E-3,9.3391005330618523E-6,3.7372483172188622E-3,8.4450566494306059E-3,1.1567946719999994E-2,2.1839611762663746E-2,6.5291502949707471E-4,0.18351878868016835,88872.678003070527,46355.477947754509,2038.5151499999811,9.3391005330618526,3737.2483172188622,8445.0566494306058,11567.946719999994,21839.611762663746,652.91502949707467,183518.78868016833,null,null,87259.420319624303,60849.263809401069,1144.7528100341278,6.7725414399486628,5398.3732400403051,6754.3449000984392,20700.536893306766,580.31032082250749,182693.77483476745]
[2004,1,14,23,7.8877565517842391E-2,4.1064833175815711E-2,2.038515149999981E-3,9.3391005330618523E-6,3.51060332806287E-3,8.183906178433507E-3,1.1095739599999993E-2,1.8944643622313254E-2,6.5291502949707471E-4,0.16437806070249786,78877.565517842391,41064.833175815715,2038.5151499999811,9.3391005330618526,3510.6033280628699,8183.9061784335072,11095.739599999994,18944.643622313255,652.91502949707467,164378.06070249784,null,null,77445.743708458001,54147.232492321134,1144.7528100341278,6.7725414399486628,5231.43679748255,6478.6304773091388,17956.559782105422,580.31032082250749,162991.43892997282]
[2004,1,14,24,6.7648821598766284E-2,3.7982948555438205E-2,2.038515149999981E-3,9.3391005330618523E-6,3.3325881208842319E-3,7.5559720238584276E-3,1.1126905679999993E-2,1.9358546210448656E-2,6.5291502949707471E-4,0.14970655146942591,67648.821598766284,37982.948555438204,2038.5151499999811,9.3391005330618526,3332.588120884232,7555.9720238584277,11126.905679999993,19358.546210448654,652.91502949707467,149706.5514694259,null,null,66420.829108019883,50187.326146838648,1144.7528100341278,6.7725414399486628,4830.0394975847457,6496.8278686525919,18348.87471375542,580.31032082250749,148015.73300714785]
[2004,1,15,1,5.6398612993687335E-2,3.7219685043753101E-2,2.038515149999981E-3,9.3391005330618523E-6,3.4516951201098893E-3,7.2834049579399256E-3,1.0772391519999995E-2,2.070618368804612E-2,6.5291502949707471E-4,0.13853274260356646,56398.612993687333,37219.685043753103,2038.5151499999811,9.3391005330618526,3451.6951201098896,7283.4049579399252,10772.391519999996,20706.18368804612,652.91502949707467,138532.74260356644,null,null,55374.839458421156,49404.848280614075,1144.7528100341278,6.7725414399486628,4655.8051714159619,6289.8325421208092,19626.224312593102,580.31032082250749,137083.38543746172]
[2004,1,15,2,5.2437704573239846E-2,3.6949044164619797E-2,2.038515149999981E-3,9.3391005330618523E-6,3.4304606824730644E-3,7.1130806072626325E-3,1.0979276879999993E-2,2.12241790818486E-2,6.5291502949707471E-4,0.13483451526947404,52437.704573239847,36949.044164619794,2038.5151499999811,9.3391005330618526,3430.4606824730645,7113.0806072626328,10979.276879999992,21224.179081848601,652.91502949707467,134834.51526947401,null,null,51485.831267451314,49050.29784038345,1144.7528100341278,6.7725414399486628,4546.9279364852136,6410.62969913097,20117.202947034879,580.31032082250749,133342.72536278242]
[2004,1,15,3,5.2095203975538081E-2,3.5946872241950534E-2,2.038515149999981E-3,9.3391005330618523E-6,3.4122471928815785E-3,7.0981471969754602E-3,1.0710264399999992E-2,2.0156869490067071E-2,6.5291502949707471E-4,0.13212037377744282,52095.203975538083,35946.872241950536,2038.5151499999811,9.3391005330618526,3412.2471928815785,7098.1471969754602,10710.264399999993,20156.869490067071,652.91502949707467,132120.37377744282,null,null,51149.547897960096,47810.802493105177,1144.7528100341278,6.7725414399486628,4537.3819824646152,6253.5574791137924,19105.560349109914,580.31032082250749,130588.68587405018]
[2004,1,15,4,5.0481310863705033E-2,3.5706289967233629E-2,2.038515149999981E-3,9.3391005330618523E-6,3.4399675229742398E-3,7.1737566304658634E-3,1.1720086399999993E-2,2.0235511385406364E-2,6.5291502949707471E-4,0.13145769204981522,50481.310863705032,35706.289967233628,2038.5151499999811,9.3391005330618526,3439.9675229742397,7173.7566304658631,11720.086399999993,20235.511385406364,652.91502949707467,131457.69204981523,null,null,49564.950915392277,47552.232165850306,1144.7528100341278,6.7725414399486628,4585.714155875994,6843.1769025776657,19180.100568667007,580.31032082250749,129458.01038065982]
[2004,1,15,5,5.3148691381416403E-2,3.5110436756080242E-2,2.038515149999981E-3,9.3391005330618523E-6,3.4695534374031261E-3,7.2943040789700282E-3,1.2063528399999994E-2,1.9269549537312601E-2,6.5291502949707471E-4,0.1330568328712125,53148.6913814164,35110.436756080242,2038.5151499999811,9.3391005330618526,3469.5534374031263,7294.3040789700281,12063.528399999994,19269.5495373126,652.91502949707467,133056.83287121251,null,null,52183.911916424695,46864.368863247044,1144.7528100341278,6.7725414399486628,4662.7722677601696,7043.7073663953288,18264.519784022468,580.31032082250749,130751.1158701463]
[2004,1,15,6,5.6299729597339261E-2,3.768301103119686E-2,2.038515149999981E-3,9.3391005330618523E-6,3.5556456838738196E-3,7.7549318861707787E-3,1.2291532879999992E-2,2.0885880197703294E-2,6.5291502949707471E-4,0.14117150055631414,56299.729597339261,37683.01103119686,2038.5151499999811,9.3391005330618526,3555.6456838738195,7754.9318861707789,12291.532879999992,20885.880197703293,652.91502949707467,141171.5005563141,null,null,55277.751038915325,50093.937557463039,1144.7528100341278,6.7725414399486628,4957.2215451582833,7176.8356504342773,19796.548504624574,580.31032082250749,139034.12996889208]
[2004,1,15,7,6.4153976208782201E-2,4.1528873423307265E-2,2.038515149999981E-3,9.3391005330618523E-6,3.6334753086117093E-3,8.1706092073526564E-3,1.368190911999999E-2,2.1797204833581399E-2,6.5291502949707471E-4,0.15566681738166535,64153.976208782202,41528.873423307268,2038.5151499999811,9.3391005330618526,3633.4753086117094,8170.6092073526561,13681.909119999989,21797.2048335814,652.91502949707467,155666.81738166531,null,null,62989.42375725296,54860.173864449353,1144.7528100341278,6.7725414399486628,5222.9369121844093,7988.654799776109,20660.341755703557,580.31032082250749,153453.366761663]
[2004,1,15,8,7.3838810764919299E-2,4.5147731463492748E-2,1.5969964739999854E-3,7.3163599601559502E-6,3.8028174004196445E-3,8.2267881131761721E-3,1.3667966399999993E-2,2.0767064685502087E-2,5.1150122672791241E-4,0.16756699288819796,73838.810764919297,45147.731463492746,1596.9964739999853,7.3163599601559506,3802.8174004196444,8226.7881131761715,13667.966399999994,20767.064685502086,511.50122672791241,167566.992888198,null,null,72498.454746853517,59461.823772165706,896.81266348503425,5.3056877206023705,5258.848418103421,7980.5138615435144,19683.929978226453,454.62185364644131,166240.3109817447]
[2004,1,15,9,7.3244686476671234E-2,4.9404768749069052E-2,0,0,3.8587907570676473E-3,8.6156234660900218E-3,1.3644386799999991E-2,2.4004833080880927E-2,0,0.17277308932977886,73244.686476671239,49404.768749069051,0,0,3858.7907570676471,8615.6234660900227,13644.386799999991,24004.833080880926,0,172773.08932977886,null,null,71915.11527565468,64700.978075591411,0,0,5507.4054676400028,7966.7460983560313,22752.828127556357,0,172843.07304479848]
[2004,1,15,10,7.0020869963860186E-2,5.1732324813944471E-2,0,0,3.8683862666739964E-3,8.9292218755317333E-3,1.3095699759999992E-2,2.5852736080832408E-2,0,0.17349923876084281,70020.869963860183,51732.324813944469,0,0,3868.3862666739965,8929.2218755317335,13095.699759999992,25852.736080832408,0,173499.2387608428,null,null,68749.818961358789,67539.992106609308,0,0,5707.8684523096763,7646.3762349673361,24504.351215120725,0,174148.40697036585]
[2004,1,15,11,6.8170524803980795E-2,5.3352370253456204E-2,0,0,3.8368458198725875E-3,9.1646497472763593E-3,1.2905627679999993E-2,2.6918380174895801E-2,0,0.17434839847948175,68170.524803980792,53352.370253456203,0,0,3836.8458198725875,9164.6497472763585,12905.627679999992,26918.380174895803,0,174348.39847948175,null,null,66933.062116958085,69469.600785775343,0,0,5858.3621168929112,7535.3960917082477,25514.415181642595,0,175310.83629297718]
[2004,1,15,12,7.0218944112294124E-2,5.287811302745099E-2,0,0,3.8109913530472747E-3,9.1864632329436528E-3,1.2343407999999993E-2,2.6930273147277108E-2,0,0.17536819287301314,70218.944112294121,52878.113027450992,0,0,3810.9913530472745,9186.4632329436536,12343.407999999994,26930.273147277108,0,175368.19287301312,null,null,68944.297576845667,68862.098846866313,0,0,5872.3060538239042,7207.1247294467375,25525.687859757283,0,176411.5150667399]
[2004,1,15,13,6.9760861527925974E-2,5.1426889312466736E-2,0,0,3.8276059474496951E-3,9.1336933702964203E-3,1.3048130479999991E-2,2.48259452961869E-2,0,0.17202312593432573,69760.861527925968,51426.889312466737,0,0,3827.6059474496951,9133.6933702964197,13048.130479999991,24825.945296186899,0,172023.12593432571,null,null,68494.530318013887,67119.432488882579,0,0,5838.573726591424,7618.6012692325903,23531.114110439277,0,172602.25191315979]
[2004,1,15,14,6.6796747194687062E-2,5.1517892209856309E-2,0,0,3.7777628770664191E-3,9.1135445410532485E-3,1.3375169279999993E-2,2.5414345143856012E-2,0,0.16999546124651904,66796.747194687065,51517.892209856305,0,0,3777.7628770664192,9113.5445410532484,13375.169279999993,25414.345143856011,0,169995.46124651906,null,null,65584.22195000702,67169.430669428941,0,0,5825.6938958075989,7809.5541586589634,24088.825158009884,0,170477.72583191242]
[2004,1,15,15,6.5296724044785537E-2,5.1663710623699982E-2,0,0,3.7902014696378577E-3,9.1125583902386571E-3,1.2431985279999993E-2,2.6736037221707049E-2,0,0.1690312170300691,65296.724044785537,51663.710623699983,0,0,3790.2014696378578,9112.558390238657,12431.985279999994,26736.037221707051,0,169031.21703006909,null,null,64111.427909504469,67361.670602270708,0,0,5825.0635139890837,7258.8436311597106,25341.582574967266,0,169898.58823189125]
[2004,1,15,16,6.9632658288417137E-2,5.0796414067372973E-2,0,0,3.819787384066744E-3,8.792452217557695E-3,1.1830397919999994E-2,2.6119732978733715E-2,0,0.17099144285614826,69632.658288417137,50796.414067372971,0,0,3819.7873840667439,8792.4522175576949,11830.397919999994,26119.732978733715,0,170991.44285614826,null,null,68368.654282611285,66344.076239864356,0,0,5620.4405412480855,6907.586090359101,24757.422524055492,0,171998.17967813835]
[2004,1,15,17,7.8275101202022565E-2,5.0878804115969609E-2,0,0,3.8493735464344078E-3,8.6459712930786956E-3,1.340838575999999E-2,2.5000803004347424E-2,0,0.18005843892185272,78275.101202022561,50878.804115969608,0,0,3849.3735464344077,8645.9712930786955,13408.38575999999,25000.803004347425,0,180058.43892185274,null,null,76854.215601699689,66480.097385235873,0,0,5526.8048516713779,7828.9487468013267,23696.851875294789,0,180386.91846070305]
[2004,1,15,18,9.1698948441017336E-2,5.0322395749814799E-2,1.9026141399999827E-3,8.7164938308577311E-6,3.9251592878629627E-3,8.4631767347289645E-3,1.3618756799999993E-2,2.2933216702380223E-2,6.0938736086393647E-4,0.19348237171049903,91698.948441017332,50322.395749814801,1902.6141399999826,8.7164938308577309,3925.1592878629626,8463.1767347289642,13618.756799999992,22933.216702380221,609.38736086393646,193482.37171049911,null,null,90034.386998058457,65896.269451215354,1068.4359560318528,6.3210386772854195,5409.9562273004913,7951.7811383696389,21737.103369273384,541.62296610100702,192645.87714502748]
[2004,1,15,19,9.6128109582287277E-2,5.0590571659152282E-2,2.038515149999981E-3,9.3391005330618523E-6,3.9129871674922524E-3,8.7094320787353512E-3,1.4246589279999991E-2,2.1741298535046073E-2,6.5291502949707471E-4,0.19802975758274333,96128.109582287274,50590.57165915228,2038.5151499999811,9.3391005330618526,3912.9871674922524,8709.4320787353518,14246.589279999991,21741.298535046073,652.91502949707467,198029.7575827433,null,null,94383.147971324812,66207.245579938011,1144.7528100341278,6.7725414399486628,5567.371187849114,8318.3627981963145,20607.351326753844,580.31032082250749,196815.3145363587]
[2004,1,15,20,9.4351593675267922E-2,5.0056414090466211E-2,2.038515149999981E-3,9.3391005330618523E-6,3.8970835995179691E-3,8.86856457637312E-3,1.4376584639999994E-2,2.2012970534290556E-2,6.5291502949707471E-4,0.19626398039594586,94351.593675267926,50056.414090466213,2038.5151499999811,9.3391005330618526,3897.0835995179691,8868.5645763731209,14376.584639999994,22012.970534290554,652.91502949707467,196263.98039594587,null,null,92638.880197265564,65539.068427053673,1144.7528100341278,6.7725414399486628,5669.0942019779095,8394.2650752473,20864.853900716855,580.31032082250749,194837.99747455784]
[2004,1,15,21,9.1289419267470917E-2,4.8272914139830821E-2,2.038515149999981E-3,9.3391005330618523E-6,3.8829569467747358E-3,8.736982094237844E-3,1.3926316799999993E-2,2.0609721421680181E-2,6.5291502949707471E-4,0.1894190799500246,91289.419267470919,48272.91413983082,2038.5151499999811,9.3391005330618526,3882.9569467747356,8736.9820942378446,13926.316799999993,20609.72142168018,652.91502949707467,189419.07995002461,null,null,89632.291786227433,63355.432925939633,1144.7528100341278,6.7725414399486628,5584.9821136990167,8131.360658206353,19534.793167872213,580.31032082250749,187970.69632424123]
[2004,1,15,22,8.7825766748947418E-2,4.5818848896540414E-2,2.038515149999981E-3,9.3391005330618523E-6,3.7416910391893489E-3,8.5996989205735317E-3,1.4636165279999992E-2,2.0473406980912618E-2,6.5291502949707471E-4,0.18379634714619342,87825.766748947412,45818.84889654041,2038.5151499999811,9.3391005330618526,3741.6910391893489,8599.6989205735317,14636.165279999992,20473.406980912619,652.91502949707467,183796.34714619341,null,null,86231.513079586846,60202.799766445896,1144.7528100341278,6.7725414399486628,5497.2259455900439,8545.830189989485,19405.588393498732,580.31032082250749,181614.79304740753]
[2004,1,15,23,7.8221062184785667E-2,4.0714723188803134E-2,2.038515149999981E-3,9.3391005330618523E-6,3.5147766955443446E-3,8.2342711775209854E-3,1.3199449999999995E-2,1.8041619919943661E-2,6.5291502949707471E-4,0.1646266724466279,78221.062184785667,40714.723188803131,2038.5151499999811,9.3391005330618526,3514.7766955443444,8234.2711775209846,13199.449999999995,18041.61991994366,652.91502949707467,164626.67244662787,null,null,76801.157525531773,53727.012029337471,1144.7528100341278,6.7725414399486628,5263.6318524827821,7706.9543929922556,17100.634517976443,580.31032082250749,162331.2259906173]
[2004,1,15,24,6.7480870050046229E-2,3.7916794108103329E-2,2.038515149999981E-3,9.3391005330618523E-6,3.3365496556729897E-3,7.5036845770159819E-3,1.1967569679999993E-2,1.9026735067932558E-2,6.5291502949707471E-4,0.14993297241880121,67480.870050046229,37916.794108103328,2038.5151499999811,9.3391005330618526,3336.5496556729895,7503.6845770159816,11967.569679999993,19026.735067932557,652.91502949707467,149932.97241880119,null,null,66255.926292977136,50111.778393207205,1144.7528100341278,6.7725414399486628,4796.6155472737291,6987.6785562062742,18034.369635922161,580.31032082250749,147918.20409788308]
[2004,1,16,1,6.4271470791312346E-2,4.0666898075411025E-2,2.038515149999981E-3,9.3391005330618523E-6,3.517643921547858E-3,7.315078445609381E-3,1.2689310479999993E-2,2.1493995018795477E-2,6.5291502949707471E-4,0.15265516601270618,64271.470791312349,40666.898075411023,2038.5151499999811,9.3391005330618526,3517.6439215478581,7315.0784456093807,12689.310479999993,21493.995018795478,652.91502949707467,152655.16601270621,null,null,63104.785524138424,53672.40022131666,1144.7528100341278,6.7725414399486628,4676.0519637527623,7409.0918294230933,20372.94626417202,580.31032082250749,150967.11147509958]
[2004,1,16,2,5.8694441080436324E-2,3.9761882031743669E-2,2.038515149999981E-3,9.3391005330618523E-6,3.4725937556654286E-3,7.1661967910487817E-3,1.2481399919999994E-2,2.1899939454914582E-2,6.5291502949707471E-4,0.14617722231383889,58694.441080436321,39761.882031743669,2038.5151499999811,9.3391005330618526,3472.5937556654285,7166.196791048782,12481.399919999994,21899.939454914584,652.91502949707467,146177.22231383889,null,null,57628.992618926874,52518.323896632457,1144.7528100341278,6.7725414399486628,4580.881644206469,7287.6960740134764,20757.718112125935,580.31032082250749,144505.4480182018]
[2004,1,16,3,5.7910172475243202E-2,3.8409077160231106E-2,2.038515149999981E-3,9.3391005330618523E-6,3.5068465597116816E-3,6.7565286156563075E-3,1.2728883199999992E-2,2.075053745798355E-2,6.5291502949707471E-4,0.14276281474885597,57910.172475243198,38409.077160231107,2038.5151499999811,9.3391005330618526,3506.8465597116815,6756.5286156563079,12728.883199999993,20750.537457983552,652.91502949707467,142762.81474885595,null,null,56858.960417785507,50916.635815706613,1144.7528100341278,6.7725414399486628,4319.0075316765096,7432.1977276420839,19668.264750899642,580.31032082250749,140926.90191600693]
[2004,1,16,4,5.8940147370841738E-2,3.8400940223445527E-2,2.038515149999981E-3,9.3391005330618523E-6,3.5316989199844981E-3,6.8335601087846582E-3,1.1348758959999991E-2,2.0142640421267573E-2,6.5291502949707471E-4,0.14189851528435413,58940.14737084174,38400.940223445526,2038.5151499999811,9.3391005330618526,3531.6989199844979,6833.560108784658,11348.758959999992,20142.640421267573,652.91502949707467,141898.5152843541,null,null,57870.238735859704,50936.940584268828,1144.7528100341278,6.7725414399486628,4368.2487349516205,6626.364562294807,19092.07341688592,580.31032082250749,140625.70170655748]
[2004,1,16,5,5.9271027904034247E-2,3.9256177631514864E-2,2.038515149999981E-3,9.3391005330618523E-6,3.5933175946491471E-3,7.0496875004973439E-3,1.0620661919999993E-2,2.1477760492703862E-2,6.5291502949707471E-4,0.14396940232342958,59271.02790403425,39256.177631514867,2038.5151499999811,9.3391005330618526,3593.3175946491469,7049.6875004973435,10620.661919999993,21477.760492703863,652.91502949707467,143969.40232342959,null,null,58195.112973591451,52050.67548778405,1144.7528100341278,6.7725414399486628,4506.4048630031866,6201.2399790013633,20357.558472028235,580.31032082250749,143042.82744770485]
[2004,1,16,6,6.3355015501101411E-2,4.0320780969440383E-2,2.038515149999981E-3,9.3391005330618523E-6,3.6475825601456312E-3,7.4146805009386307E-3,1.1559335039999995E-2,2.0469375593979412E-2,6.5291502949707471E-4,0.14946753944563557,63355.015501101414,40320.780969440384,2038.5151499999811,9.3391005330618526,3647.5825601456313,7414.6805009386308,11559.335039999994,20469.375593979414,652.91502949707467,149467.53944563557,null,null,62204.966151418543,53409.801206012482,1144.7528100341278,6.7725414399486628,4739.7210535484701,6749.3166735430113,19401.767269073585,580.31032082250749,148237.40802589268]
[2004,1,16,7,7.4673876236881612E-2,4.4586481360175845E-2,2.038515149999981E-3,9.3391005330618523E-6,3.6975656229609483E-3,8.1557823061772523E-3,1.2524663359999992E-2,2.1150255408576787E-2,6.5291502949707471E-4,0.16748939357480255,74673.87623688161,44586.481360175843,2038.5151499999811,9.3391005330618526,3697.5656229609485,8155.7823061772524,12524.663359999991,21150.255408576788,652.91502949707467,167489.39357480253,null,null,73318.361726699979,58652.202260286947,1144.7528100341278,6.7725414399486628,5213.459042483747,7312.956926470506,20047.134864209889,580.31032082250749,166275.95049244765]
[2004,1,16,8,8.4164684937162421E-2,4.8556015363810018E-2,1.5630238379999856E-3,7.1607202716419267E-6,3.9718700856899653E-3,8.7429477855439502E-3,1.2524663359999992E-2,1.9575655516018094E-2,5.0062014760714484E-4,0.17960664175410326,84164.684937162427,48556.015363810016,1563.0238379999855,7.1607202716419271,3971.8700856899654,8742.9477855439509,12524.663359999991,19575.655516018094,500.62014760714482,179606.64175410321,null,null,82636.888906924461,63807.330871938982,877.73491931165063,5.1928207227121197,5588.7955905816607,7312.956926470506,18554.660386076925,444.95075981309583,179228.51118184]
[2004,1,16,9,8.556034488544699E-2,5.3071063594606727E-2,0,0,4.0506145425307982E-3,9.2033150709236282E-3,1.3212982639999994E-2,2.2355436047541723E-2,0,0.18745375678104986,85560.34488544699,53071.063594606727,0,0,4050.6145425307982,9203.3150709236288,13212.982639999995,22355.436047541723,0,187453.75678104986,null,null,84007.214194595217,69387.560258080644,0,0,5883.0783333920617,7714.8558918650706,21189.457655984181,0,188182.16633391718]
[2004,1,16,10,8.1988896567048289E-2,5.498851429534829E-2,0,0,4.0628079546439957E-3,9.2987384064516197E-3,1.3959533279999992E-2,2.4220651079293751E-2,0,0.18851914158278593,81988.896567048287,54988.514295348286,0,0,4062.8079546439958,9298.7384064516191,13959.533279999992,24220.651079293752,0,188519.14158278596,null,null,80500.596446965268,71731.561721691527,0,0,5944.0762404960269,8150.7552463487173,22957.38984261495,0,189284.3794981165]
[2004,1,16,11,8.102147898789952E-2,5.617069731477594E-2,0,0,4.0401898326766598E-3,8.9788565609216966E-3,1.4092194159999991E-2,2.6492003519422814E-2,0,0.19079542037569663,81021.478987899522,56170.697314775942,0,0,4040.18983267666,8978.8565609216967,14092.194159999992,26492.003519422815,0,190795.42037569662,null,null,79550.739876190855,73140.122916313921,0,0,5739.5966654537597,8228.2138792382848,25110.276784725102,0,191768.95012192192]
[2004,1,16,12,8.0630683783326731E-2,5.553533618301873E-2,0,0,4.0163615215381152E-3,8.7281627423610349E-3,1.473868527999999E-2,2.6080787175923863E-2,0,0.18973001668616848,80630.683783326735,55535.336183018728,0,0,4016.3615215381151,8728.1627423610353,14738.685279999991,26080.787175923862,0,189730.0166861685,null,null,79167.038565721377,72339.384060557466,0,0,5579.3444779622005,8605.6900299350546,24720.507992942672,0,190411.96512711878]
[2004,1,16,13,7.8813857651226393E-2,5.4734859702278642E-2,0,0,4.0336745904680791E-3,8.678362564301571E-3,1.3732964079999993E-2,2.5894023017277279E-2,0,0.18588774160555196,78813.857651226397,54734.859702278642,0,0,4033.6745904680793,8678.3625643015712,13732.964079999992,25894.023017277279,0,185887.74160555197,null,null,77383.192296307243,71388.049992632587,0,0,5547.5104761614457,8018.4650000690053,24543.484774836736,0,186880.70254000701]
[2004,1,16,14,7.5739625277657263E-2,5.5022258391519877E-2,0,0,3.9978387593144968E-3,8.7593389494751896E-3,1.4440147039999992E-2,2.6803255197069449E-2,0,0.18476246361503626,75739.625277657266,55022.258391519877,0,0,3997.8387593144967,8759.33894947519,14440.147039999991,26803.255197069448,0,184762.46361503628,null,null,74364.764801231679,71693.631578179586,0,0,5599.2733913132261,8431.3781760135535,25405.294704743377,0,185494.34265148145]
[2004,1,16,15,7.3605934388041569E-2,5.4344200349420439E-2,0,0,4.0108701425097251E-3,8.7056068029896377E-3,1.3273469439999993E-2,2.7609096859423352E-2,0,0.18154917798238468,73605.934388041569,54344.20034942044,0,0,4010.8701425097252,8705.6068029896378,13273.469439999993,27609.096859423353,0,181549.17798238472,null,null,72269.805648963345,70885.802066288117,0,0,5564.9259388616092,7750.1731974329568,26169.106591282431,0,182639.81344282845]
[2004,1,16,16,7.9695008103470646E-2,5.3145780007116429E-2,0,0,4.0222255525485442E-3,8.5529082892721719E-3,1.1782418559999992E-2,2.5878323910545252E-2,0,0.18307666442295303,79695.008103470653,53145.780007116431,0,0,4022.2255525485443,8552.9082892721726,11782.418559999993,25878.323910545252,0,183076.66442295304,null,null,78248.347700699946,69443.83568497737,0,0,5467.3157505034451,6879.5716852645728,24528.604476522374,0,184567.67529796771]
[2004,1,16,17,8.8987383487837982E-2,5.3194144145239479E-2,0,0,4.1065550472908306E-3,8.4094675363286416E-3,1.345780039999999E-2,2.6439546283182791E-2,0,0.19459489689987972,88987.383487837986,53194.144145239479,0,0,4106.5550472908308,8409.4675363286424,13457.800399999991,26439.54628318279,0,194594.89689987974,null,null,87372.043617731106,69605.022956545305,0,0,5375.6234440612143,7857.8011896550925,25060.555527501841,0,195271.04673549457]
[2004,1,16,18,0.10018014063367588,5.3754225235819443E-2,1.8686415039999827E-3,8.560854142343706E-6,4.1407153701732112E-3,8.1420802366645416E-3,1.4396268479999991E-2,2.4371779947512082E-2,5.9850628174316879E-4,0.20746091854373064,100180.14063367588,53754.225235819446,1868.6415039999827,8.5608541423437057,4140.7153701732113,8142.0802366645412,14396.268479999992,24371.779947512081,598.50628174316876,207460.91854373066,null,null,98361.624693372854,70326.867328579916,1049.3582118584691,6.2081716793951687,5204.7002042117047,8405.7581645168484,23100.636377681363,531.95187226766154,206987.10502416821]
[2004,1,16,19,0.10604808992080043,5.3635609141781629E-2,2.038515149999981E-3,9.3391005330618523E-6,4.170035060340146E-3,8.068425395704423E-3,1.4181181519999992E-2,2.3205059394294236E-2,6.5291502949707471E-4,0.21200916971295097,106048.08992080044,53635.609141781628,2038.5151499999811,9.3391005330618526,4170.0350603401457,8068.425395704423,14181.181519999993,23205.059394294236,652.91502949707467,212009.169712951,null,null,104123.05626902259,70218.396082522595,1144.7528100341278,6.7725414399486628,5157.6174741668647,8280.1722203110421,21994.76773319592,580.31032082250749,211505.84545151558]
[2004,1,16,20,0.10348586165934513,5.3670529249779636E-2,2.038515149999981E-3,9.3391005330618523E-6,4.1306628164235557E-3,7.8918447459714828E-3,1.3823181679999991E-2,2.4462204796341917E-2,6.5291502949707471E-4,0.21016505422789181,103485.86165934513,53670.529249779633,2038.5151499999811,9.3391005330618526,4130.6628164235553,7891.8447459714826,13823.181679999991,24462.204796341917,652.91502949707467,210165.05422789179,null,null,101607.33875217872,70212.987928221075,1144.7528100341278,6.7725414399486628,5044.7409957963482,8071.1416592211071,23186.344994648342,580.31032082250749,209854.39000236214]
[2004,1,16,21,9.9483413328830553E-2,5.1913205741385346E-2,2.038515149999981E-3,9.3391005330618523E-6,4.0844954074189966E-3,7.782042036761712E-3,1.4396473519999993E-2,2.2723407983414948E-2,6.5291502949707471E-4,0.20308380729784167,99483.413328830546,51913.205741385347,2038.5151499999811,9.3391005330618526,4084.4954074189968,7782.0420367617116,14396.473519999992,22723.407983414949,652.91502949707467,203083.80729784165,null,null,97677.544702674728,68022.22885413577,1144.7528100341278,6.7725414399486628,4974.5512940941198,8405.8778841967396,21538.237511460702,580.31032082250749,202350.27591885865]
[2004,1,16,22,9.8151239734268203E-2,4.8804093903031587E-2,2.038515149999981E-3,9.3391005330618523E-6,3.9232823293353369E-3,7.5376160236890997E-3,1.377520231999999E-2,2.2518075728238312E-2,6.5291502949707471E-4,0.19741027931859262,98151.239734268209,48804.093903031586,2038.5151499999811,9.3391005330618526,3923.2823293353367,7537.6160236891001,13775.202319999991,22518.075728238313,652.91502949707467,197410.27931859263,null,null,96369.553335264791,64049.658814123723,1144.7528100341278,6.7725414399486628,4818.3057053531738,8043.1272541265798,21343.614641335495,580.31032082250749,196356.09542250034]
[2004,1,16,23,8.7611093102462081E-2,4.4597839211327019E-2,2.038515149999981E-3,9.3391005330618523E-6,3.7975326783619978E-3,7.3522637239217259E-3,1.0348573839999995E-2,2.0246271074771699E-2,6.5291502949707471E-4,0.17665434291087462,87611.09310246208,44597.839211327017,2038.5151499999811,9.3391005330618526,3797.532678361998,7352.2637239217256,10348.573839999995,20246.271074771699,652.91502949707467,176654.34291087463,null,null,86020.736287763793,58787.432245006094,1144.7528100341278,6.7725414399486628,4699.8220839186642,6042.3719637858194,19190.299071693898,580.31032082250749,176472.49732446484]
[2004,1,16,24,7.8117869267401149E-2,4.1094019600539239E-2,2.038515149999981E-3,9.3391005330618523E-6,3.55198988858962E-3,6.6943391455682819E-3,8.7718162399999973E-3,2.0585526580793472E-2,6.5291502949707471E-4,0.16151633000292187,78117.869267401155,41094.019600539235,2038.5151499999811,9.3391005330618526,3551.98988858962,6694.3391455682822,8771.8162399999965,20585.526580793474,652.91502949707467,161516.33000292184,null,null,76699.837813395367,54232.959792819718,1144.7528100341278,6.7725414399486628,4279.2538645228242,5121.7276254229391,19511.860242056235,580.31032082250749,161577.47501051362]
[2004,1,17,1,7.3191854211449831E-2,3.9975268134039912E-2,2.038515149999981E-3,9.3391005330618523E-6,3.5173958897936793E-3,6.8951423992635085E-3,8.9828023999999947E-3,2.0211027567991563E-2,6.5291502949707471E-4,0.15547425988256861,73191.854211449827,39975.268134039914,2038.5151499999811,9.3391005330618526,3517.3958897936791,6895.1423992635082,8982.802399999995,20211.027567991561,652.91502949707467,155474.25988256859,null,null,71863.242045985229,52831.95354472896,1144.7528100341278,6.7725414399486628,4407.6142718309766,5244.9191760309232,19156.893738289622,580.31032082250749,155236.45844916231]
[2004,1,17,2,6.6943134466346546E-2,3.8912692026599562E-2,2.038515149999981E-3,9.3391005330618523E-6,3.5037376553851531E-3,6.8309314716061909E-3,9.228235279999995E-3,2.046307065416322E-2,6.5291502949707471E-4,0.14858257083413079,{"$f":"E388*1000000*O$8826","v":66943.134466346542},{"$f":"F388*1000000*P$8826","v":38912.692026599565},{"$f":"G388*1000000*Q$8826","v":2038.5151499999811},{"$f":"H388*1000000*R$8826","v":9.3391005330618526},{"$f":"I388*1000000*S$8826","v":3503.7376553851532},{"$f":"J388*1000000*T$8826","v":6830.9314716061908},{"$f":"K388*1000000*U$8826","v":9228.2352799999953},{"$f":"L388*1000000*V$8826","v":20463.070654163221},{"$f":"M388*1000000*W$8826","v":652.91502949707467},{"$f":"SUM(O388:W388)","v":148582.57083413075},null,null,{"$f":"O388*AA$8826","v":65727.951932654061},{"$f":"(P388+S388)*AB$8826","v":51524.616686249945},{"$f":"Q388*AC$8826","v":1144.7528100341278},{"$f":"R388*AD$8826","v":6.7725414399486628},{"$f":"T388*AE$8826","v":4366.5684188577115},{"$f":"U388*AF$8826","v":5388.2236328606195},{"$f":"V388*AG$8826","v":19395.791172030586},{"$f":"W388*AH$8826","v":580.31032082250749},{"$f":"SUM(AA388:AH388)","v":148134.98751494952}]
[2004,1,17,3,6.4335506530310491E-2,3.8052671545771403E-2,2.038515149999981E-3,9.3391005330618523E-6,3.4790441928761345E-3,6.7759060123114114E-3,8.9159593599999944E-3,1.980659796091138E-2,6.5291502949707471E-4,0.14406645488221093,64335.506530310493,38052.671545771402,2038.5151499999811,9.3391005330618526,3479.0441928761343,6775.9060123114114,8915.9593599999953,19806.597960911382,652.91502949707467,144066.45488221091,null,null,63167.658856981208,50449.925884850651,1144.7528100341278,6.7725414399486628,4331.394235982586,5205.8905603864105,18773.557711390957,580.31032082250749,143660.26292188838]
[2004,1,17,4,6.274916102016756E-2,3.7766156329971955E-2,2.038515149999981E-3,9.3391005330618523E-6,3.4959586072448082E-3,6.7300707564395016E-3,9.1406831999999959E-3,2.0157354926418469E-2,6.5291502949707471E-4,0.14274015412027241,62749.161020167558,37766.156329971956,2038.5151499999811,9.3391005330618526,3495.9586072448083,6730.0707564395016,9140.6831999999958,20157.354926418469,652.91502949707467,142740.1541202724,null,null,61610.109419380955,50122.433022858873,1144.7528100341278,6.7725414399486628,4302.0947500204638,5337.1033295471025,19106.020466863411,580.31032082250749,142209.59666096739]
[2004,1,17,5,6.1015790353914676E-2,3.8406799036020692E-2,2.038515149999981E-3,9.3391005330618523E-6,3.5351244111370842E-3,6.5673289824411171E-3,9.2807255199999963E-3,2.06880001641097E-2,6.5291502949707471E-4,0.14219453774765337,61015.790353914679,38406.79903602069,2038.5151499999811,9.3391005330618526,3535.1244111370843,6567.3289824411168,9280.7255199999963,20688.000164109701,652.91502949707467,142194.53774765338,null,null,59908.203693854812,50948.218529969527,1144.7528100341278,6.7725414399486628,4198.0645612059452,5418.8718709127525,19608.989175257022,580.31032082250749,141814.18350349664]
[2004,1,17,6,6.4484801042275108E-2,3.8775830085082709E-2,2.038515149999981E-3,9.3391005330618523E-6,3.6099276951612322E-3,6.6490185908980081E-3,9.2575559999999949E-3,2.0061748031886952E-2,6.5291502949707471E-4,0.14553965072533412,64484.80104227511,38775.830085082707,2038.5151499999811,9.3391005330618526,3609.9276951612324,6649.0185908980084,9257.555999999995,20061.748031886953,652.91502949707467,145539.6507253341,null,null,63314.243306371645,51487.358529632795,1144.7528100341278,6.7725414399486628,4250.2833934280816,5405.3435470850527,19015.400080887157,580.31032082250749,145204.46452970133]
[2004,1,17,7,6.8320139716148698E-2,4.0307795460563581E-2,2.038515149999981E-3,9.3391005330618523E-6,3.6784900192490082E-3,7.048978528982122E-3,9.362536479999994E-3,1.992137865576828E-2,6.5291502949707471E-4,0.15134008814074182,68320.139716148697,40307.795460563582,2038.5151499999811,9.3391005330618526,3678.4900192490081,7048.978528982122,9362.5364799999934,19921.37865576828,652.91502949707467,151340.08814074178,null,null,67079.961150500108,53431.571581846045,1144.7528100341278,6.7725414399486628,4505.9516638104997,5466.6400231893167,18882.351861870618,580.31032082250749,151098.31195351318]
[2004,1,17,8,7.4242981723313589E-2,4.2952224034094114E-2,1.529051201999986E-3,7.005080583127905E-6,3.8361475622914745E-3,7.5203596539574497E-3,8.5874852799999943E-3,2.0896730864456516E-2,4.8973906848637726E-4,0.16006172446918263,74242.981723313584,42952.224034094113,1529.051201999986,7.0050805831279046,3836.1475622914745,7520.3596539574501,8587.4852799999935,20896.730864456516,489.73906848637728,160061.72446918261,null,null,72895.289008315667,56835.356722668643,858.65717513826723,5.0799537248218707,4807.2748350527527,5014.0996332008008,19806.833239989061,435.2796659797504,160657.87023406976]
[2004,1,17,9,8.4839510706981688E-2,4.5144690495194248E-2,0,0,3.9886487845705041E-3,7.8777194607226007E-3,8.2622918399999929E-3,2.1268522397756586E-2,0,0.17138138368522562,84839.510706981688,45144.690495194249,0,0,3988.6487845705042,7877.7194607226011,8262.2918399999926,21268.522397756587,0,171381.38368522562,null,null,83299.464929322916,59683.865235375262,0,0,5035.7116233408497,4824.2242208934485,20159.233476556201,0,173002.49948548869]
[2004,1,17,10,9.0889550729013696E-2,4.7081957541813782E-2,0,0,4.0351410863501535E-3,8.0018231513272961E-3,8.3582505599999954E-3,2.218537427084722E-2,0,0.18055209733935215,90889.550729013703,47081.957541813783,0,0,4035.1410863501533,8001.8231513272958,8358.2505599999949,22185.37427084722,0,180552.09733935213,null,null,89239.681845198909,62093.60223564534,0,0,5115.0430085714979,4880.253031082505,21028.265684219179,0,182356.84580471745]
[2004,1,17,11,9.2521161443500075E-2,4.8846620902277656E-2,0,0,3.9470413415856713E-3,8.0604265246521645E-3,8.4062299199999958E-3,2.4642412701334458E-2,0,0.18642389283335004,92521.161443500081,48846.620902277653,0,0,3947.0413415856715,8060.4265246521645,8406.2299199999961,24642.412701334459,0,186423.89283334999,null,null,90841.674812356388,64130.178588173992,0,0,5152.5043182424506,4908.2674361770323,23357.153909490913,0,188389.77906444078]
[2004,1,17,12,9.3070761033124449E-2,4.9030395380082074E-2,0,0,3.9705587065053376E-3,8.4048287875239484E-3,8.3381566399999951E-3,2.5720346917480458E-2,0,0.18853504746471625,93070.76103312445,49030.395380082075,0,0,3970.5587065053378,8404.8287875239475,8338.1566399999956,25720.34691748046,0,188535.04746471631,null,null,91381.297817717699,64381.982731488803,0,0,5372.6581948682178,4868.5205024531733,24378.866989942046,0,190383.32623646993]
[2004,1,17,13,9.5437270821043016E-2,4.8205275201489615E-2,0,0,4.0188598766259416E-3,8.4516702113460566E-3,6.8897540799999959E-3,2.4780938816232879E-2,0,0.18778376900673752,95437.270821043014,48205.275201489618,0,0,4018.8598766259415,8451.670211346056,6889.7540799999961,24780.93881623288,0,187783.76900673748,null,null,93704.849632678845,63438.355416644219,0,0,5402.6008582964978,4022.8206837021471,23488.455005101205,0,190057.08159642294]
[2004,1,17,14,9.3913978507658272E-2,4.7984205024776592E-2,0,0,3.9976037133537708E-3,8.376753538886202E-3,6.180315679999996E-3,2.4892375810060104E-2,0,0.18534523227473493,93913.978507658278,47984.205024776595,0,0,3997.6037133537707,8376.7535388862016,6180.3156799999961,24892.375810060104,0,185345.23227473494,null,null,92209.20882123959,63143.993730044698,0,0,5354.7115217735263,3608.5905912787962,23594.079849858899,0,187910.58451419551]
[2004,1,17,15,9.3652678859005994E-2,4.6478396272597103E-2,0,0,3.9824078246341313E-3,8.3239107734669818E-3,7.4985178399999946E-3,2.2916223044058517E-2,0,0.18285213461376273,93652.678859005988,46478.3962725971,0,0,3982.4078246341314,8323.9107734669815,7498.517839999995,22916.223044058515,0,182852.1346137627,null,null,91952.652403863118,61296.379923604494,0,0,5320.932592559584,4378.2684132989471,21720.996038480895,0,184669.22937180701]
[2004,1,17,16,9.2474796161143236E-2,4.6776377359518687E-2,0,0,4.0075531865568313E-3,8.2588419101581618E-3,8.8860235199999943E-3,2.3820992016883261E-2,0,0.18422458415426013,92474.79616114324,46776.377359518687,0,0,4007.5531865568314,8258.8419101581621,8886.0235199999952,23820.992016883261,0,184224.58415426017,null,null,90796.151173907303,61688.892130377106,0,0,5279.3383173489074,5188.4114871223037,22578.575546093605,0,185531.36865484921]
[2004,1,17,17,9.9058906016476975E-2,4.8364958900434685E-2,0,0,4.0836238406326639E-3,7.9499977300318322E-3,8.8987359999999939E-3,2.4862820347278429E-2,0,0.19321904283485458,99058.906016476976,48364.958900434685,0,0,4083.6238406326638,7949.9977300318324,8898.7359999999935,24862.82034727843,0,193219.04283485463,null,null,97260.743242093857,63710.999292765358,0,0,5081.9144010216469,5195.8341072755538,23566.06589272635,0,194815.55693588278]
[2004,1,17,18,0.11197442428347551,4.876017001025805E-2,1.8346688679999829E-3,8.4052144538296843E-6,4.0486184184284103E-3,7.9711290208585341E-3,8.6641702399999944E-3,2.2511035366289029E-2,5.8762520262240121E-4,0.20636024662438573,111974.42428347551,48760.170010258051,1834.6688679999829,8.405214453829684,4048.6184184284102,7971.1290208585342,8664.170239999994,22511.03536628903,587.62520262240116,206360.24662438576,null,null,109941.81308750655,64148.552856842536,1030.2804676850856,6.0953046815049197,5095.422255339482,5058.8747934800876,21336.941479108202,522.28077843431606,207140.26102307776]
[2004,1,17,19,0.11222535394370599,4.9451172520660024E-2,2.038515149999981E-3,9.3391005330618523E-6,3.8871625153048912E-3,7.9279047700963438E-3,8.8839731199999942E-3,2.4587044153818509E-2,6.5291502949707471E-4,0.20966338030361584,112225.353943706,49451.172520660024,2038.5151499999811,9.3391005330618526,3887.1625153048913,7927.9047700963438,8883.9731199999933,24587.044153818508,652.91502949707467,209663.38030361585,null,null,110188.18775725552,64791.81034367234,1144.7528100341278,6.7725414399486628,5067.7918144411215,5187.2142903233917,23304.673184419498,580.31032082250749,210271.51306240843]
[2004,1,17,20,0.10829633580504976,4.7280868891217409E-2,2.038515149999981E-3,9.3391005330618523E-6,3.7865799518895979E-3,7.8574652336772487E-3,8.751107199999995E-3,2.2461695707177629E-2,6.5291502949707471E-4,0.20113482206904176,108296.33580504976,47280.868891217411,2038.5151499999811,9.3391005330618526,3786.5799518895979,7857.4652336772488,8751.1071999999949,22461.695707177631,652.91502949707467,201134.82206904175,null,null,106330.49096102995,62033.291026927567,1144.7528100341278,6.7725414399486628,5022.7644186247389,5109.6359377539329,21290.175197507684,580.31032082250749,201518.19321414042]
[2004,1,17,21,0.10387788000818039,4.6611714117675181E-2,2.038515149999981E-3,9.3391005330618523E-6,3.7425299710341416E-3,7.7076039849729621E-3,8.7882194399999947E-3,2.3517354889047354E-2,6.5291502949707471E-4,0.19694607169094014,103877.88000818039,46611.714117675183,2038.5151499999811,9.3391005330618526,3742.5299710341415,7707.6039849729623,8788.2194399999953,23517.354889047354,652.91502949707467,196946.07169094012,null,null,101992.24100383406,61166.938015496264,1144.7528100341278,6.7725414399486628,4926.9679085114776,5131.3051998142291,22290.775028609576,580.31032082250749,197240.06282856222]
[2004,1,17,22,9.8679907170649936E-2,4.5912864013975471E-2,2.038515149999981E-3,9.3391005330618523E-6,3.5642497482950902E-3,7.6366259344836816E-3,8.8579330399999965E-3,2.3617020670669991E-2,6.5291502949707471E-4,0.19096936985810425,98679.907170649938,45912.864013975472,2038.5151499999811,9.3391005330618526,3564.2497482950903,7636.6259344836817,8857.9330399999963,23617.02067066999,652.91502949707467,190969.36985810427,null,null,96888.624157446364,60101.459280192968,1144.7528100341278,6.7725414399486628,4881.5962758158703,5172.0098909772187,22385.242604860483,580.31032082250749,191160.76788158948]
[2004,1,17,23,9.1090021747976216E-2,4.3566657171659917E-2,2.038515149999981E-3,9.3391005330618523E-6,3.4304718087256885E-3,7.5696375032226395E-3,5.7597786399999967E-3,2.2623757207932554E-2,6.5291502949707471E-4,0.1767410933595471,91090.021747976221,43566.657171659914,2038.5151499999811,9.3391005330618526,3430.4718087256883,7569.6375032226397,5759.7786399999968,22623.757207932555,652.91502949707467,176741.09335954711,null,null,89436.513822119305,57088.941106636572,1144.7528100341278,6.7725414399486628,4838.7749461642479,3363.0455278220647,21443.784158684237,580.31032082250749,177902.89523372299]
[2004,1,17,24,8.2512597252899153E-2,4.1967569867478918E-2,2.038515149999981E-3,9.3391005330618523E-6,3.3047436974336132E-3,7.226387915974815E-3,3.5141805599999982E-3,2.3775487024141336E-2,6.5291502949707471E-4,0.16500173559795794,82512.597252899155,41967.569867478916,2038.5151499999811,9.3391005330618526,3304.7436974336133,7226.3879159748149,3514.180559999998,23775.487024141337,652.91502949707467,165001.73559795794,null,null,81014.79067735358,54993.751723581772,1144.7528100341278,6.7725414399486628,4619.3578997932837,2051.8755936542793,22535.443928584991,580.31032082250749,166947.05549526447]
[2004,1,18,1,6.9857180218016415E-2,3.834218692967379E-2,2.038515149999981E-3,9.3391005330618523E-6,3.288508356383172E-3,6.9121619212162639E-3,3.544936559999998E-3,2.4163915493345133E-2,6.5291502949707471E-4,0.14880965875866489,69857.180218016409,38342.186929673793,2038.5151499999811,9.3391005330618526,3288.5083563831722,6912.1619212162641,3544.9365599999978,24163.915493345132,652.91502949707467,148809.65875866488,null,null,68589.100586988425,50570.159560298714,1144.7528100341278,6.7725414399486628,4418.4937408128962,2069.8335456379509,22903.613378873019,580.31032082250749,150283.03648490756]
[2004,1,18,2,6.4197426212656908E-2,3.800310253893615E-2,2.038515149999981E-3,9.3391005330618523E-6,3.2386860818648285E-3,6.8788683241440456E-3,3.5773328799999981E-3,2.4759412162201701E-2,6.5291502949707471E-4,0.14335559747983373,64197.426212656908,38003.102538936153,2038.5151499999811,9.3391005330618526,3238.6860818648283,6878.8683241440458,3577.3328799999981,24759.412162201701,652.91502949707467,143355.59747983373,null,null,63032.085036694341,50097.741985215704,1144.7528100341278,6.7725414399486628,4397.2113183306901,2088.7492550607512,23468.051103200181,580.31032082250749,144815.67437079828]
[2004,1,18,3,6.1455583059391632E-2,3.7775522835887011E-2,2.038515149999981E-3,9.3391005330618523E-6,3.2150550060234969E-3,6.8800862307122086E-3,3.586969759999998E-3,2.5123018434092651E-2,6.5291502949707471E-4,0.14073700460613711,61455.583059391633,37775.522835887008,2038.5151499999811,9.3391005330618526,3215.0550060234968,6880.0862307122088,3586.9697599999981,25123.01843409265,652.91502949707467,140737.00460613711,null,null,60340.013080080265,49792.588081720533,1144.7528100341278,6.7725414399486628,4397.9898464684356,2094.3760800156351,23812.692991879903,580.31032082250749,142169.49575246137]
[2004,1,18,4,6.0017110344098748E-2,3.7793626045457628E-2,2.038515149999981E-3,9.3391005330618523E-6,3.2642797480889395E-3,6.8629431854629729E-3,3.6275676799999977E-3,2.5595169441704649E-2,6.5291502949707471E-4,0.13986146572484304,60017.11034409875,37793.626045457626,2038.5151499999811,9.3391005330618526,3264.2797480889394,6862.9431854629729,3627.5676799999978,25595.169441704649,652.91502949707467,139861.46572484303,null,null,58927.652182418147,49874.373534346494,1144.7528100341278,6.7725414399486628,4387.0314171093487,2118.0805766340809,24260.218316894749,580.31032082250749,141299.19169969938]
[2004,1,18,5,6.0859623082696636E-2,3.7583230887458186E-2,2.038515149999981E-3,9.3391005330618523E-6,3.3147841951602299E-3,6.8866763410707823E-3,3.6538127999999979E-3,2.5151747138060621E-2,6.5291502949707471E-4,0.14015064372447658,60859.623082696635,37583.230887458187,2038.5151499999811,9.3391005330618526,3314.78419516023,6886.6763410707827,3653.8127999999979,25151.747138060622,652.91502949707467,140150.64372447657,null,null,59754.871242694586,49680.149087498161,1144.7528100341278,6.7725414399486628,4402.202473675743,2133.4046956601469,23839.923310937251,580.31032082250749,141542.38648276246]
[2004,1,18,6,6.2080331993843656E-2,3.8070616931537557E-2,2.038515149999981E-3,9.3391005330618523E-6,3.3414867985574362E-3,6.9840979002896188E-3,3.6328987199999978E-3,2.5465024771287367E-2,6.5291502949707471E-4,0.14227522639554574,62080.331993843654,38070.616931537559,2038.5151499999811,9.3391005330618526,3341.486798557436,6984.0979002896183,3632.8987199999979,25465.024771287368,652.91502949707467,142275.22639554573,null,null,60953.421284834745,50304.62928780209,1144.7528100341278,6.7725414399486628,4464.4777146980068,2121.1932883112509,24136.861520047023,580.31032082250749,143712.41876798967]
[2004,1,18,7,6.4841353165484644E-2,3.9296867290511142E-2,2.038515149999981E-3,9.3391005330618523E-6,3.4151106378187404E-3,7.2366345113447769E-3,3.6224416799999983E-3,2.5330905460931464E-2,6.5291502949707471E-4,0.14644408202612089,64841.353165484645,39296.867290511145,2038.5151499999811,9.3391005330618526,3415.1106378187405,7236.6345113447769,3622.4416799999981,25330.905460931463,652.91502949707467,146444.08202612086,null,null,63664.323131623685,51883.628753493686,1144.7528100341278,6.7725414399486628,4625.9078790939502,2115.0875846368026,24009.737386051489,580.31032082250749,148030.52040719619]
[2004,1,18,8,7.0292525343416373E-2,4.0825135379122524E-2,1.529051201999986E-3,7.005080583127905E-6,3.5458080620515962E-3,7.6307768186265872E-3,3.6474565599999976E-3,2.4970848443571315E-2,4.8973906848637726E-4,0.15293834595785788,70292.525343416375,40825.135379122527,1529.051201999986,7.0050805831279046,3545.8080620515962,7630.7768186265876,3647.4565599999978,24970.848443571314,489.73906848637728,152938.34595785788,null,null,69016.543127653873,53898.82811812366,858.65717513826723,5.0799537248218707,4877.8573180052126,2129.6933855835218,23668.459635670424,435.2796659797504,154890.39837987954]
[2004,1,18,9,7.9330739596384342E-2,4.277089675465514E-2,0,0,3.8160753376724815E-3,7.7590461791721584E-3,4.0177587999999974E-3,2.5400888238292497E-2,0,0.16309540490617663,79330.739596384345,42770.896754655143,0,0,3816.0753376724815,7759.0461791721582,4017.7587999999973,25400.888238292497,0,163095.40490617664,null,null,77890.691562916545,56590.710194773943,0,0,4959.8515440040374,2345.9071274669236,24076.070115790521,0,165863.23054495198]
[2004,1,18,10,8.5498875979782632E-2,4.325188856628507E-2,0,0,3.9329523135518693E-3,7.778235165495884E-3,4.0228847999999968E-3,2.4297570139006481E-2,0,0.16878240696412194,85498.875979782635,43251.888566285066,0,0,3932.9523135518693,7778.2351654958838,4022.8847999999966,24297.570139006482,0,168782.40696412194,null,null,83946.86110074821,57316.960856040081,0,0,4972.1178098887649,2348.9001194642019,23030.29708339768,0,171615.13696953896]
[2004,1,18,11,8.7212175563533181E-2,4.5351219789766056E-2,0,0,3.9057377785645677E-3,7.8622807236198057E-3,4.0616373599999976E-3,2.5907649686486258E-2,0,0.17430070090196989,87212.175563533179,45351.219789766059,0,0,3905.7377785645676,7862.2807236198059,4061.6373599999974,25907.649686486257,0,174300.70090196986,null,null,85629.060083283213,59834.028391056228,0,0,5025.8426468856869,2371.5271389636282,24556.400726446074,0,177416.85898663485]
[2004,1,18,12,9.0818000390026618E-2,4.595602345912532E-2,0,0,3.8651295908362945E-3,7.939585781216129E-3,4.0386728799999974E-3,2.5016773981428757E-2,0,0.17763418608263312,90818.000390026617,45956.023459125317,0,0,3865.1295908362945,7939.5857812161294,4038.6728799999973,25016.773981428756,0,177634.18608263312,null,null,89169.430320838743,60519.374992481702,0,0,5075.2587220609676,2358.1185348158201,23711.989864187955,0,180834.1724343852]
[2004,1,18,13,9.0766614769757781E-2,4.5557051886704544E-2,0,0,3.8770732976085667E-3,8.2511458083233836E-3,4.0042261599999981E-3,2.4214172285020874E-2,0,0.17667028420741515,90766.614769757784,45557.051886704547,0,0,3877.0732976085665,8251.1458083233829,4004.2261599999979,24214.172285020875,0,176670.28420741513,null,null,89118.977475958032,60049.239656387959,0,0,5274.4187020139061,2338.0056285941087,22951.248958732613,0,179731.89042168664]
[2004,1,18,14,8.8119511364208661E-2,4.5571401277571359E-2,0,0,3.8576219736722209E-3,8.2029455539783767E-3,4.3142466399999973E-3,2.4829396519969578E-2,0,0.17489512332940019,88119.511364208665,45571.401277571356,0,0,3857.621973672221,8202.9455539783776,4314.2466399999976,24829.396519969578,0,174895.12332940017,null,null,86519.925507631633,60043.042172353176,0,0,5243.6074269661822,2519.0217845895149,23534.385330917772,0,177859.98222245829]
[2004,1,18,15,8.4444847469639539E-2,4.5503109091074856E-2,0,0,3.8464462572621321E-3,8.1179878580108604E-3,5.6238371199999974E-3,2.5792555723987979E-2,0,0.17332878351997535,84444.847469639542,45503.109091074853,0,0,3846.4462572621319,8117.9878580108607,5623.8371199999974,25792.555723987978,0,173328.7835199754,null,null,82911.965800392063,59946.509926079249,0,0,5189.2995198099352,3283.6713800542379,24447.309647228012,0,175778.75627356349]
[2004,1,18,16,8.7970074688951003E-2,4.4725752507562569E-2,0,0,3.8355264136700502E-3,8.0907062236629263E-3,7.1815259999999954E-3,2.421607650120304E-2,0,0.17601966233504956,87970.074688951005,44725.752507562567,0,0,3835.5264136700503,8090.7062236629263,7181.5259999999953,24216.076501203039,0,176019.66233504954,null,null,86373.201475561553,58988.964912180782,0,0,5171.860152506415,4193.1817881872421,22953.053857911229,0,177680.26218634722]
[2004,1,18,17,9.5073644677461516E-2,4.5119311399490658E-2,0,0,3.8889314035180319E-3,8.2661511540323227E-3,7.2477539199999963E-3,2.2568703655820813E-2,0,0.18216449621032332,95073.644677461518,45119.31139949066,0,0,3888.9314035180319,8266.1511540323227,7247.7539199999965,22568.703655820813,0,182164.49621032333,null,null,93347.824197922775,59531.906476423086,0,0,5284.0106396521405,4231.8512447920812,21391.602000000217,0,183787.1945587903]
[2004,1,18,18,0.10632675746003883,4.474832430119223E-2,1.8006857659999833E-3,8.2495268171676284E-6,3.7610494480689624E-3,8.3162525755952187E-3,7.2266347999999959E-3,2.0336022070658783E-2,5.7674077135156569E-4,0.19310071671972273,106326.75746003883,44748.324301192231,1800.6857659999832,8.249526817167629,3761.0494480689622,8316.2525755952192,7226.6347999999962,20336.022070658782,576.74077135156574,193100.71671972272,null,null,104396.66530705561,58925.914011623783,1011.196846202961,5.9824029125124243,5316.0372067529488,4219.5201177632935,19275.368981441457,512.60670521285203,193663.29157896541]
[2004,1,18,19,0.11151010905046851,4.4815833292010207E-2,2.038515149999981E-3,9.3391005330618523E-6,3.6101329264840074E-3,7.9475376395861906E-3,6.9834573599999962E-3,2.0870447992138646E-2,6.5291502949707471E-4,0.19843828754071766,111510.10905046851,44815.833292010204,2038.5151499999811,9.3391005330618526,3610.1329264840074,7947.5376395861904,6983.4573599999958,20870.447992138645,652.91502949707467,198438.28754071769,null,null,109485.9263179376,58824.596171255427,1144.7528100341278,6.7725414399486628,5080.3418258476568,4077.532577412399,19781.92118688158,580.31032082250749,198982.15375163121]
[2004,1,18,20,0.1100186799667483,4.4379293610118227E-2,2.038515149999981E-3,9.3391005330618523E-6,3.459472525655836E-3,7.3753055786288605E-3,6.7765719999999963E-3,2.1896797661489005E-2,6.5291502949707471E-4,0.19660689062267034,110018.6799667483,44379.293610118228,2038.5151499999811,9.3391005330618526,3459.4725256558359,7375.3055786288605,6776.5719999999965,21896.797661489007,652.91502949707467,196606.8906226703,null,null,108021.57034017853,58111.305132685527,1144.7528100341278,6.7725414399486628,4714.5512369623302,3956.7354204022372,20754.740183240381,580.31032082250749,197290.73798576556]
[2004,1,18,21,0.10538588682419818,4.2940438234875873E-2,2.038515149999981E-3,9.3391005330618523E-6,3.3647769275878562E-3,7.3260847732551301E-3,7.6326139999999959E-3,2.0621503146002331E-2,6.5291502949707471E-4,0.1899720731859495,105385.88682419818,42940.438234875874,2038.5151499999811,9.3391005330618526,3364.7769275878563,7326.0847732551301,7632.6139999999959,20621.503146002331,652.91502949707467,189972.0731859495,null,null,103472.87378727745,56248.450888208645,1144.7528100341278,6.7725414399486628,4683.087590285586,4456.5650839477539,19545.96040022267,580.31032082250749,190138.77342223871]
[2004,1,18,22,0.1001367899519176,4.2267231966843156E-2,2.038515149999981E-3,9.3391005330618523E-6,3.3041201624014593E-3,7.2526907715778173E-3,8.6086043999999938E-3,2.1906514750598176E-2,6.5291502949707471E-4,0.18617672128336829,100136.7899519176,42267.231966843159,2038.5151499999811,9.3391005330618526,3304.1201624014593,7252.690771577817,8608.6043999999929,21906.514750598177,652.91502949707467,186176.7212833683,null,null,98319.060933107219,55357.003593603287,1144.7528100341278,6.7725414399486628,4636.1715977610129,5026.4307602295876,20763.950464255715,580.31032082250749,185834.4530212534]
[2004,1,18,23,8.8335189314940957E-2,4.0541046588936362E-2,2.038515149999981E-3,9.3391005330618523E-6,3.1984191198785902E-3,7.3470563201038118E-3,9.280520479999995E-3,2.0299208257136117E-2,6.5291502949707471E-4,0.17170220936102595,88335.189314940959,40541.046588936362,2038.5151499999811,9.3391005330618526,3198.4191198785902,7347.0563201038121,9280.5204799999956,20299.208257136117,652.91502949707467,171702.20936102595,null,null,86731.688373109515,53131.751578451396,1144.7528100341278,6.7725414399486628,4696.4933307098145,5418.7521512328613,19240.47524279396,580.31032082250749,170950.99634859414]
[2004,1,18,24,7.3557975343048906E-2,3.9424157410623731E-2,2.038515149999981E-3,9.3391005330618523E-6,3.1644649580893996E-3,7.0663244591579683E-3,1.1275149599999994E-2,2.1589110881202848E-2,6.5291502949707471E-4,0.15877795193215299,73557.975343048907,39424.157410623731,2038.5151499999811,9.3391005330618526,3164.4649580893997,7066.3244591579687,11275.149599999993,21589.110881202847,652.91502949707467,158777.95193215297,null,null,72222.717178590057,51733.7847432122,1144.7528100341278,6.7725414399486628,4517.0397842544535,6583.3851972138882,20463.101228477222,580.31032082250749,157251.86380404443]
[2004,1,19,1,5.7144938559269061E-2,3.4421878351238729E-2,2.038515149999981E-3,9.3391005330618523E-6,3.1103520100556484E-3,6.7814419588745701E-3,1.2177940719999992E-2,1.9409444056239098E-2,6.5291502949707471E-4,0.13574676493570723,57144.93855926906,34421.878351238731,2038.5151499999811,9.3391005330618526,3110.3520100556484,6781.4419588745704,12177.940719999991,19409.444056239099,652.91502949707467,135746.76493570721,null,null,56107.617379438983,45591.620917756576,1144.7528100341278,6.7725414399486628,4334.9330051140951,7110.5109477745846,18397.117912674192,580.31032082250749,133273.63583505503]
[2004,1,19,2,5.2997282049277596E-2,3.390296561873609E-2,2.038515149999981E-3,9.3391005330618523E-6,3.1002365728336418E-3,6.7610532604744896E-3,1.2157026639999994E-2,2.0686878523144596E-2,6.5291502949707471E-4,0.13230621194449654,52997.282049277594,33902.965618736089,2038.5151499999811,9.3391005330618526,3100.2365728336417,6761.0532604744894,12157.026639999993,20686.878523144595,652.91502949707467,132306.21194449649,null,null,52035.251036047521,44948.993193885042,1144.7528100341278,6.7725414399486628,4321.8998416421045,7098.299540425689,19607.926035012977,580.31032082250749,129744.20531930993]
[2004,1,19,3,5.2193195190404086E-2,3.3070399866492163E-2,2.038515149999981E-3,9.3391005330618523E-6,3.1311877621388357E-3,6.7314575458778505E-3,1.2368832959999991E-2,1.9817961552668153E-2,6.5291502949707471E-4,0.13001380415761118,52193.195190404083,33070.39986649216,2038.5151499999811,9.3391005330618526,3131.1877621388358,6731.4575458778509,12368.832959999991,19817.961552668152,652.91502949707467,130013.8041576112,null,null,51245.760331272024,43975.245912579165,1144.7528100341278,6.7725414399486628,4302.9812339487935,7221.9699697532378,18784.328619452779,580.31032082250749,127262.12173930257]
[2004,1,19,4,5.1375303032778548E-2,3.3249498819468953E-2,2.038515149999981E-3,9.3391005330618523E-6,3.1480468551678608E-3,6.8279974881956173E-3,1.2037283279999991E-2,1.9990734088869845E-2,6.5291502949707471E-4,0.12932963284451091,51375.303032778545,33249.49881946895,2038.5151499999811,9.3391005330618526,3148.0468551678609,6827.9974881956177,12037.283279999991,19990.734088869845,652.91502949707467,129329.63284451094,null,null,50442.714927870256,44213.282524400005,1144.7528100341278,6.7725414399486628,4364.6929148572226,7028.383247369261,18948.089967349428,580.31032082250749,126728.99925414276]
[2004,1,19,5,5.2274478616086667E-2,3.3797994801120571E-2,2.038515149999981E-3,9.3391005330618523E-6,3.2020820124102852E-3,7.10992400908096E-3,1.1700607599999994E-2,1.9959320924951857E-2,6.5291502949707471E-4,0.13074517724368045,52274.478616086664,33797.994801120571,2038.5151499999811,9.3391005330618526,3202.0820124102852,7109.9240090809599,11700.607599999994,19959.320924951859,652.91502949707467,130745.17724368045,null,null,51325.568262866145,44945.196695531449,1144.7528100341278,6.7725414399486628,4544.9101293986678,6831.8035329880076,18918.315200028177,580.31032082250749,128297.62949310905]
[2004,1,19,6,5.6305078301530601E-2,3.5273787918971199E-2,2.038515149999981E-3,9.3391005330618523E-6,3.3352248258097018E-3,7.3980392149242081E-3,1.2825251999999992E-2,2.018136135071456E-2,6.5291502949707471E-4,0.13801951289198036,56305.078301530601,35273.787918971197,2038.5151499999811,9.3391005330618526,3335.224825809702,7398.039214924208,12825.251999999991,20181.36135071456,652.91502949707467,138019.51289198035,null,null,55283.002650970739,46899.623500237329,1144.7528100341278,6.7725414399486628,4729.0833661025044,7488.4659771909201,19128.774803214168,580.31032082250749,135260.78597001225]
[2004,1,19,7,6.5421600132244767E-2,3.8873834068427419E-2,2.038515149999981E-3,9.3391005330618523E-6,3.4866094867982401E-3,7.8001900742002226E-3,1.3840199999999995E-2,2.1199914392631511E-2,6.5291502949707471E-4,0.15332311743433227,65421.60013224477,38873.834068427423,2038.5151499999811,9.3391005330618526,3486.6094867982401,7800.1900742002226,13840.199999999995,21199.914392631512,652.91502949707467,153323.11743433226,null,null,64234.037188850132,51456.608517183486,1144.7528100341278,6.7725414399486628,4986.1521493321861,8081.0783926520744,20094.203815923873,580.31032082250749,150583.91573623836]
[2004,1,19,8,7.3025238334367429E-2,4.4494910151052336E-2,1.4950785659999862E-3,6.8494408946138815E-6,3.6825196752167835E-3,8.554890262137637E-3,1.3214827999999993E-2,2.1506969880824869E-2,4.7885798936560963E-4,0.16646014229985925,73025.23833436743,44494.910151052332,1495.0785659999863,6.8494408946138812,3682.5196752167835,8554.8902621376365,13214.827999999992,21506.969880824869,478.85798936560963,166460.14229985926,null,null,71699.650656854894,58522.69093222441,839.57943096488361,4.9670867269316208,5468.5826963302825,7715.9333689840896,20385.244404498128,425.60857214640492,165062.25714873002]
[2004,1,19,9,7.4578908916945491E-2,4.8454845018738757E-2,0,0,3.7924922379845264E-3,9.3824459469946855E-3,1.2121964799999991E-2,2.3693369725248454E-2,0,0.17202402664591193,74578.908916945496,48454.845018738757,0,0,3792.4922379845266,9382.4459469946851,12121.964799999991,23693.369725248453,0,172024.02664591189,null,null,73225.118297187844,63466.539857626463,0,0,5997.5850049266055,7077.827475164303,22457.609569907567,0,172224.68020481276]
[2004,1,19,10,7.2972655600447481E-2,5.0552346360836234E-2,0,0,3.8162673352630273E-3,9.5691513922542618E-3,1.2315932639999994E-2,2.4571033952440362E-2,0,0.17379738728124136,72972.655600447484,50552.346360836236,0,0,3816.2673352630272,9569.1513922542617,12315.932639999994,24571.033952440361,0,173797.38728124136,null,null,71648.022428880067,66043.323340910574,0,0,6116.9336039116779,7191.0822923413243,23289.49801702645,0,174288.85968307013]
[2004,1,19,11,7.3788395021960024E-2,5.0654156830381158E-2,0,0,3.7574773321220468E-3,9.6074369747056326E-3,1.3622652559999992E-2,2.2917757985055826E-2,0,0.17434787670422466,73788.395021960023,50654.156830381158,0,0,3757.4773321220468,9607.4369747056335,13622.652559999991,22917.757985055825,0,174347.87670422468,null,null,72448.954173623832,66095.581700648676,0,0,6141.4070766620089,7954.0558122875709,21722.450922527791,0,174362.44968574989]
[2004,1,19,12,7.370299996406332E-2,5.1288543639062247E-2,0,0,3.7491776125497126E-3,9.6153013194111032E-3,1.3244763839999993E-2,2.3781240625160047E-2,0,0.17538202700024644,73702.999964063318,51288.543639062249,0,0,3749.1776125497126,9615.3013194111027,13244.763839999992,23781.240625160048,0,175382.02700024642,null,null,72365.109246052612,66856.110050639429,0,0,6146.4342386777089,7733.4124422481964,22540.897442660767,0,175641.96342027871]
[2004,1,19,13,7.3608891048199163E-2,4.9980321659728974E-2,0,0,3.800878271243651E-3,9.5679171870739297E-3,1.3246814239999993E-2,2.2751096029206389E-2,0,0.17295591843545208,73608.891048199162,49980.321659728972,0,0,3800.8782712436509,9567.9171870739301,13246.814239999992,22751.09602920639,0,172955.91843545207,null,null,72272.708638467331,65329.772735371705,0,0,6116.1446571354982,7734.6096390471084,21564.481449294301,0,173017.71711931596]
[2004,1,19,14,7.3410194717185934E-2,4.9647306789089039E-2,0,0,3.7626646452326253E-3,9.5225109633027948E-3,1.2137752879999993E-2,2.2367918948315267E-2,0,0.17084834894312564,73410.194717185936,49647.306789089038,0,0,3762.6646452326254,9522.5109633027951,12137.752879999993,22367.918948315266,0,170848.34894312563,null,null,72077.61913454521,64878.829406657802,0,0,6087.1194233789074,7087.0458905159221,21201.28949396767,0,171331.90334906551]
[2004,1,19,15,7.2475712037666049E-2,4.937748723235872E-2,0,0,3.7849704263254614E-3,9.4434386425418515E-3,1.1040173759999994E-2,2.2103867056240092E-2,0,0.16822564915513219,72475.712037666046,49377.487232358719,0,0,3784.9704263254612,9443.4386425418506,11040.173759999994,22103.867056240091,0,168225.64915513218,null,null,71160.099613969738,64578.166373255335,0,0,6036.5736522676443,6446.1864440586405,20951.00959004584,0,169172.03567359719]
[2004,1,19,16,7.3591037264589002E-2,4.980576759244635E-2,0,0,3.7709643648049587E-3,9.1010274429600534E-3,9.3395719999999939E-3,2.3816572655203098E-2,0,0.16942494132000344,73591.037264589002,49805.767592446347,0,0,3770.9643648049587,9101.027442960054,9339.5719999999947,23816.572655203097,0,169424.94132000342,null,null,72255.17894494014,65081.398837578054,0,0,5817.692532383493,5453.23141904151,22574.386682275912,0,171181.88841621912]
[2004,1,19,17,8.5953024325262084E-2,5.023926918154302E-2,0,0,3.834855584316157E-3,8.9312961682488663E-3,9.3889866399999959E-3,2.3514610554440575E-2,0,0.18186204245381069,85953.024325262086,50239.269181543023,0,0,3834.8555843161571,8931.2961682488658,9388.9866399999955,23514.610554440576,0,181862.04245381072,null,null,84392.76553680317,65685.598059392869,0,0,5709.1944121890492,5482.0838618952757,22288.173828533654,0,183557.81569881403]
[2004,1,19,18,9.9499554287180228E-2,4.9426468810555214E-2,1.7327404939999839E-3,7.9382474401395832E-6,3.8629542379903835E-3,8.8181057337002773E-3,1.0240722799999994E-2,2.0297279780113704E-2,5.5497861311003054E-4,0.19444074300408995,{"$f":"E452*1000000*O$8826","v":99499.554287180232},{"$f":"F452*1000000*P$8826","v":49426.468810555212},{"$f":"G452*1000000*Q$8826","v":1732.740493999984},{"$f":"H452*1000000*R$8826","v":7.9382474401395831},{"$f":"I452*1000000*S$8826","v":3862.9542379903837},{"$f":"J452*1000000*T$8826","v":8818.1057337002767},{"$f":"K452*1000000*U$8826","v":10240.722799999994},{"$f":"L452*1000000*V$8826","v":20297.279780113706},{"$f":"M452*1000000*W$8826","v":554.97861311003055},{"$f":"SUM(O452:W452)","v":194440.74300408998},null,null,{"$f":"O452*AA$8826","v":97693.392662932529},{"$f":"(P452+S452)*AB$8826","v":64732.395361741103},{"$f":"Q452*AC$8826","v":973.04135785619394},{"$f":"R452*AD$8826","v":5.7566689167319245},{"$f":"T452*AE$8826","v":5636.839158901691},{"$f":"U452*AF$8826","v":5979.3994121630776},{"$f":"V452*AG$8826","v":19238.647348132454},{"$f":"W452*AH$8826","v":493.26451754616107},{"$f":"SUM(AA452:AH452)","v":194752.73648818993}]
[2004,1,19,19,0.10210019822963083,4.9012188915765018E-2,2.038515149999981E-3,9.3391005330618523E-6,3.8972770227564835E-3,8.7233572737202073E-3,1.1009622799999995E-2,1.8888655003624515E-2,6.5291502949707471E-4,0.19633206852552718,102100.19822963083,49012.188915765015,2038.5151499999811,9.3391005330618526,3897.2770227564833,8723.3572737202066,11009.622799999996,18888.655003624513,652.91502949707467,196332.06852552714,null,null,100246.82852168026,64270.849102473505,1144.7528100341278,6.7725414399486628,5576.2726556650405,6428.348211754861,17903.491326522664,580.31032082250749,196157.62549039291]
[2004,1,19,20,9.5821376225772109E-2,4.8703939159323931E-2,2.038515149999981E-3,9.3391005330618523E-6,3.8902739919962322E-3,8.4250702466895453E-3,1.2055531839999994E-2,2.0342992545969128E-2,6.5291502949707471E-4,0.19193995328978106,95821.37622577211,48703.939159323934,2038.5151499999811,9.3391005330618526,3890.2739919962323,8425.0702466895455,12055.531839999994,20342.992545969129,652.91502949707467,191939.953289781,null,null,94081.982579625008,63887.901288581488,1144.7528100341278,6.7725414399486628,5385.5972379125651,7039.0382988795745,19281.975902063208,580.31032082250749,191408.3309793584]
[2004,1,19,21,9.2438451034231775E-2,4.7599234801674266E-2,2.038515149999981E-3,9.3391005330618523E-6,3.8811097718927136E-3,8.0972354671852067E-3,1.3359381199999992E-2,1.9746874059311435E-2,6.5291502949707471E-4,0.1878230556143255,92438.451034231781,47599.234801674269,2038.5151499999811,9.3391005330618526,3881.1097718927135,8097.2354671852063,13359.381199999993,19746.874059311434,652.91502949707467,187823.05561432551,null,null,90760.465800438222,62534.848899733988,1144.7528100341278,6.7725414399486628,5176.0338715199832,7800.3357433073452,18716.948791694158,580.31032082250749,186720.46877899027]
[2004,1,19,22,8.7269465896758977E-2,4.4966756423894132E-2,2.0385256159999813E-3,9.3391484812098864E-6,3.727822614682505E-3,7.892079625419348E-3,1.3279620639999993E-2,1.9084348436660473E-2,6.5291838164714276E-4,0.17892087678354376,87269.465896758978,44966.756423894134,2038.5256159999813,9.3391484812098859,3727.822614682505,7892.0796254193483,13279.620639999994,19084.348436660472,652.91838164714272,178920.87678354379,null,null,85685.310456058403,59150.88890017027,1144.7586873428691,6.7725762110509091,5044.8911388893594,7753.7647878296912,18088.978100480068,580.31330021062615,177455.67794719234]
[2004,1,19,23,7.6531616493624721E-2,4.0383716594886404E-2,2.038515149999981E-3,9.3391005330618523E-6,3.5471291418408793E-3,7.6126770266957836E-3,1.2028056479999992E-2,1.8642800067017164E-2,6.5291502949707471E-4,0.16144676508409506,76531.616493624722,40383.716594886406,2038.5151499999811,9.3391005330618526,3547.1291418408791,7612.6770266957838,12028.056479999992,18642.800067017164,652.91502949707467,161446.76508409507,null,null,75142.379428768472,53364.227122798657,1144.7528100341278,6.7725414399486628,4866.2873029697139,7022.9958617741604,17670.459290928397,580.31032082250749,159798.18467953597]
[2004,1,19,24,6.3978099864535287E-2,3.8222895754685231E-2,2.038515149999981E-3,9.3391005330618523E-6,3.3834673584095133E-3,7.0551406570611317E-3,1.2053071359999994E-2,1.8950252677797947E-2,6.5291502949707471E-4,0.14634369695251923,63978.099864535288,38222.895754685233,2038.5151499999811,9.3391005330618526,3383.4673584095131,7055.1406570611316,12053.071359999994,18950.252677797947,652.91502949707467,146343.69695251921,null,null,62816.740001212776,50540.602478422152,1144.7528100341278,6.7725414399486628,4509.8907098944201,7037.601662720881,17961.876289617518,580.31032082250749,144598.54681416432]
[2004,1,20,1,5.7246938010138686E-2,3.7887022178731286E-2,2.038515149999981E-3,9.3391005330618523E-6,3.4942741111929358E-3,6.8084013018151323E-3,1.2198239679999992E-2,2.0370531626045036E-2,6.5291502949707471E-4,0.14070617618795317,57246.938010138685,37887.022178731284,2038.5151499999811,9.3391005330618526,3494.2741111929358,6808.4013018151327,12198.239679999991,20370.531626045034,652.91502949707467,140706.17618795316,null,null,56207.76528941303,50267.206488245763,1144.7528100341278,6.7725414399486628,4352.1663525670356,7122.3631960838075,19308.078643692232,580.31032082250749,138989.41564229847]
[2004,1,20,2,5.3396079696612496E-2,3.7789108104485054E-2,2.038515149999981E-3,9.3391005330618523E-6,3.4727777262380647E-3,6.8037334656908784E-3,1.1702657999999994E-2,2.1084804005391422E-2,6.5291502949707471E-4,0.13694993027844801,53396.079696612498,37789.108104485058,2038.5151499999811,9.3391005330618526,3472.7777262380646,6803.7334656908788,11702.657999999994,21084.804005391423,652.91502949707467,136949.93027844801,null,null,52426.8095252614,50122.154719749582,1144.7528100341278,6.7725414399486628,4349.1825097500941,6833.0007297869197,19985.097168618908,580.31032082250749,135448.0803254635]
[2004,1,20,3,5.2880034992565716E-2,3.646484782532379E-2,2.038515149999981E-3,9.3391005330618523E-6,3.4543396041144918E-3,6.7809029174608019E-3,1.2211157199999991E-2,1.9701154439610683E-2,6.5291502949707471E-4,0.13419320625910561,52880.034992565714,36464.847825323792,2038.5151499999811,9.3391005330618526,3454.339604114492,6780.9029174608022,12211.157199999991,19701.154439610684,652.91502949707467,134193.20625910556,null,null,51920.13230177795,48491.135301799259,1144.7528100341278,6.7725414399486628,4334.5884311385544,7129.9055359169497,18673.61374138977,580.31032082250749,132281.21098431904]
[2004,1,20,4,5.1629852803377306E-2,3.6683456376721255E-2,2.038515149999981E-3,9.3391005330618523E-6,3.4824018107884793E-3,6.8827437875702262E-3,1.1864024479999992E-2,2.0276873541486284E-2,6.5291502949707471E-4,0.13352012207997363,51629.852803377304,36683.456376721253,2038.5151499999811,9.3391005330618526,3482.4018107884795,6882.7437875702262,11864.024479999993,20276.873541486282,652.91502949707467,133520.12207997363,null,null,50692.643994080834,48790.77429434596,1144.7528100341278,6.7725414399486628,4399.6886490249799,6927.2201178612477,19219.305424834954,580.31032082250749,131761.46815244458]
[2004,1,20,5,5.4265938713698302E-2,3.6131601710807856E-2,2.038515149999981E-3,9.3391005330618523E-6,3.5123528150667002E-3,6.9839088950292214E-3,1.2390977279999993E-2,1.9158814901965401E-2,6.5291502949707471E-4,0.13514436359659757,54265.938713698299,36131.601710807859,2038.5151499999811,9.3391005330618526,3512.3528150667003,6983.9088950292216,12390.977279999994,19158.814901965401,652.91502949707467,135144.36359659757,null,null,53280.878461814464,48156.800942168142,1144.7528100341278,6.7725414399486628,4464.3568959773866,7234.8996951814825,18159.56066527612,580.31032082250749,133028.33233271417]
[2004,1,20,6,5.7354076676315709E-2,3.8458989091526966E-2,2.038515149999981E-3,9.3391005330618523E-6,3.5995069833198749E-3,7.4653197345743881E-3,1.3089753599999992E-2,2.0717921995725114E-2,6.5291502949707471E-4,0.14338633736149217,57354.076676315708,38458.989091526964,2038.5151499999811,9.3391005330618526,3599.506983319875,7465.3197345743883,13089.753599999991,20717.921995725115,652.91502949707467,143386.33736149213,null,null,56312.959125297006,51089.823092230436,1144.7528100341278,6.7725414399486628,4772.0914087874553,7642.9043642504921,19637.350392754903,580.31032082250749,141186.96405561687]
[2004,1,20,7,6.5430483503688616E-2,4.2275256831021769E-2,2.038515149999981E-3,9.3391005330618523E-6,3.6782966270028404E-3,8.2412483511758502E-3,1.3983112879999992E-2,2.1799896911411206E-2,6.5291502949707471E-4,0.15810906438433039,65430.483503688614,42275.256831021768,2038.5151499999811,9.3391005330618526,3678.2966270028405,8241.248351175851,13983.112879999991,21799.896911411208,652.91502949707467,158109.06438433036,null,null,64242.759305254083,55821.275978384612,1144.7528100341278,6.7725414399486628,5268.0919039795454,8164.5230095361976,20662.893424526301,580.31032082250749,155891.37929397728]
[2004,1,20,8,7.5569447523928246E-2,4.6242736090178344E-2,1.4610954639999866E-3,6.6937532579518265E-6,3.849727757969895E-3,8.8536506146953322E-3,1.2582484639999994E-2,2.1162151660073295E-2,4.6797355809477406E-4,0.17019596106219784,75569.447523928247,46242.736090178347,1461.0954639999866,6.6937532579518262,3849.7277579698948,8853.6506146953325,12582.484639999993,21162.151660073294,467.97355809477403,170195.96106219778,null,null,74197.676192276107,60848.945043148735,820.49580948275911,4.8541849579391254,5659.5606801832646,7346.7178761998084,20058.410650413036,415.93449892494073,169352.59493558659]
[2004,1,20,9,7.4800984121032088E-2,5.0517776236764997E-2,0,0,3.9063915621275324E-3,9.1969928366523075E-3,1.2792035519999993E-2,2.426954685979682E-2,0,0.17548372713637375,74800.984121032088,50517.776236764999,0,0,3906.3915621275323,9196.9928366523072,12792.035519999992,24269.546859796821,0,175483.72713637375,null,null,73443.162290137945,66110.806716414649,0,0,5879.0369418745913,7469.0713890485549,23003.735396704022,0,175905.81273417978]
[2004,1,20,10,7.1387204930242726E-2,5.2113446463321847E-2,0,0,3.9161052765458821E-3,9.2554431292511709E-3,1.3604609039999993E-2,2.5944452344770146E-2,0,0.17622126118413176,71387.204930242733,52113.446463321845,0,0,3916.1052765458821,9255.4431292511708,13604.609039999994,25944.452344770147,0,176221.26118413176,null,null,70091.351587672296,68060.918803008783,0,0,5916.4003970338299,7943.5204804571513,24591.283891671559,0,176603.47515984363]
[2004,1,20,11,6.9418962622572536E-2,5.3750569952447425E-2,0,0,3.8841758757878391E-3,9.2736229137473439E-3,1.3817440559999991E-2,2.6938979037496941E-2,0,0.17708375096205206,69418.962622572537,53750.569952447426,0,0,3884.1758757878392,9273.6229137473438,13817.440559999992,26938.979037496942,0,177083.75096205206,null,null,68158.837718675044,70010.800269465617,0,0,5928.0215460927238,8067.7895081841552,25533.939682346583,0,177699.38872476414]
[2004,1,20,12,7.1003303784838379E-2,5.3046231696857071E-2,0,0,3.8580024357257386E-3,9.2975491405450864E-3,1.4411236399999992E-2,2.6503217496560105E-2,0,0.17811954095452637,71003.303784838383,53046.231696857074,0,0,3858.0024357257385,9297.5491405450866,14411.236399999992,26503.217496560104,0,178119.54095452637,null,null,69714.419192241781,69123.423953601348,0,0,5943.3160204629794,8414.4977011489027,25120.905881522875,0,178316.56274897789]
[2004,1,20,13,7.1269471034256487E-2,5.2186782923089106E-2,0,0,3.8748217965657271E-3,9.258018900895261E-3,1.2914649439999992E-2,2.5218258454064751E-2,0,0.1747220025488713,71269.471034256494,52186.782923089107,0,0,3874.8217965657273,9258.0189008952602,12914.649439999992,25218.258454064751,0,174722.00254887133,null,null,69975.754851458551,68099.85460004698,0,0,5918.0469196438171,7540.663757623458,23902.965638141966,0,175437.28576691478]
[2004,1,20,14,6.8618764103005409E-2,5.2581263276305946E-2,0,0,3.8243641789309679E-3,9.2354720997799462E-3,1.2102075919999993E-2,2.6300568811876687E-2,0,0.17266250838989894,68618.764103005407,52581.263276305945,0,0,3824.3641789309681,9235.4720997799468,12102.075919999994,26300.568811876688,0,172662.50838989898,null,null,67373.164770284347,68517.750205950608,0,0,5903.6342220335973,7066.2146662148634,24928.826616595616,0,173789.59048107904]
[2004,1,20,15,6.612956374169221E-2,5.2135218703325478E-2,0,0,3.836955997666678E-3,9.1671683284309281E-3,1.3900891839999992E-2,2.6513335260366901E-2,0,0.17168313387148218,66129.563741692211,52135.218703325481,0,0,3836.9559976666778,9167.1683284309274,13900.891839999991,26513.335260366901,0,171683.13387148219,null,null,64929.149517586731,67991.221047756379,0,0,5859.9720813575796,8116.51541789985,25130.495939498102,0,172027.35400409866]
[2004,1,20,16,7.0327938488635319E-2,5.1193869154377791E-2,0,0,3.8669070019448993E-3,8.8111211095168486E-3,1.3812929679999992E-2,2.566136011545906E-2,0,0.17367412554993392,70327.938488635322,51193.86915437779,0,0,3866.9070019448991,8811.1211095168492,13812.929679999992,25661.360115459061,0,173674.12554993393,null,null,69051.313437190329,66884.115593229042,0,0,5632.3743447685501,8065.1556752265506,24322.956725385531,0,173955.91577580004]
[2004,1,20,17,7.9659596509963543E-2,5.1006565998456578E-2,0,0,3.896858006223121E-3,8.7907936224409754E-3,1.4301950079999992E-2,2.5227604902392828E-2,0,0.182883369119477,79659.596509963536,51006.565998456579,0,0,3896.8580062231208,8790.793622440975,14301.950079999991,25227.604902392828,0,182883.36911947705,null,null,78213.578914707934,66692.974816908463,0,0,5619.3803096989259,8350.6871117669234,23911.824609653882,0,182788.44576273614]
[2004,1,20,18,9.331860725835836E-2,5.0823638972009949E-2,1.6987573919999841E-3,7.7825598034775273E-6,3.9735786937879153E-3,8.7279239290672991E-3,1.4078251439999993E-2,2.3345291153506767E-2,5.4409418183919492E-4,0.19651792558037295,93318.607258358359,50823.638972009947,1698.7573919999841,7.7825598034775272,3973.5786937879152,8727.9239290672995,14078.251439999993,23345.291153506769,544.0941818391949,196517.92558037292,null,null,91624.645024398822,66563.962522814778,953.95773637406933,5.6437671477394291,5579.1918202184124,8220.0729410056883,22127.685512904576,483.59044432469688,195558.74976918878]
[2004,1,20,19,9.7917666664260175E-2,5.131503204637744E-2,2.038515149999981E-3,9.3391005330618523E-6,3.9612564154953012E-3,8.6113723852732707E-3,1.4326554879999991E-2,2.2303989528082994E-2,6.5291502949707471E-4,0.20113664119951924,97917.666664260178,51315.032046377441,2038.5151499999811,9.3391005330618526,3961.2564154953011,8611.372385273271,14326.554879999991,22303.989528082995,652.91502949707467,201136.64119951928,null,null,96140.220190938126,67145.905400100804,1144.7528100341278,6.7725414399486628,5504.6880292763472,8365.0534733538607,21140.694400223918,580.31032082250749,200028.39716618962]
[2004,1,20,20,9.6502967727676081E-2,5.1070703878505291E-2,2.038515149999981E-3,9.3391005330618523E-6,3.9451565729865653E-3,8.3954131870591572E-3,1.3776637599999992E-2,2.2951513277874858E-2,6.5291502949707471E-4,0.19934316152413206,96502.967727676078,51070.703878505294,2038.5151499999811,9.3391005330618526,3945.1565729865652,8395.4131870591573,13776.637599999993,22951.513277874859,652.91502949707467,199343.16152413204,null,null,94751.201519430862,66829.555025733091,1144.7528100341278,6.7725414399486628,5366.6394163451087,8043.9652918858192,21754.445661808793,580.31032082250749,198477.64258750022]
[2004,1,20,21,9.3198509463149712E-2,4.9388594690141993E-2,2.038515149999981E-3,9.3391005330618523E-6,3.9308559292064761E-3,8.271112793189728E-3,1.3661200079999991E-2,2.1239825217531365E-2,6.5291502949707471E-4,0.19239086745324938,93198.509463149705,49388.594690141996,2038.5151499999811,9.3391005330618526,3930.855929206476,8271.1127931897281,13661.200079999991,21239.825217531365,652.91502949707467,192390.86745324935,null,null,91506.727299547434,64768.870828611769,1144.7528100341278,6.7725414399486628,5287.1822915623588,7976.5631121071056,20132.033037077617,580.31032082250749,191403.21224120283]
[2004,1,20,22,8.9871445558291616E-2,4.66638390049091E-2,2.038515149999981E-3,9.3391005330618523E-6,3.7878473529336307E-3,8.1037618003473189E-3,1.4371458639999992E-2,2.1180805843267425E-2,6.5291502949707471E-4,0.18667992747977921,89871.445558291613,46663.839004909103,2038.5151499999811,9.3391005330618526,3787.8473529336306,8103.761800347319,14371.458639999992,21180.805843267426,652.91502949707467,186679.9274797792,null,null,88240.057787301703,61285.304309024024,1144.7528100341278,6.7725414399486628,5180.2057301303466,8391.2720832500199,20076.091899128489,580.31032082250749,184904.76748113113]
[2004,1,20,23,7.9934476731001611E-2,4.1836333581418174E-2,2.038515149999981E-3,9.3391005330618523E-6,3.5581336565253547E-3,7.8231608986342478E-3,1.285580295999999E-2,1.8500815914946397E-2,6.5291502949707471E-4,0.16720949302255592,79934.476731001618,41836.333581418177,2038.5151499999811,9.3391005330618526,3558.1336565253546,7823.160898634248,12855.80295999999,18500.815914946397,652.91502949707467,167209.49302255592,null,null,78483.469383680698,55142.135763137383,1144.7528100341278,6.7725414399486628,5000.8358973606455,7506.3042094946986,17535.880516811612,580.31032082250749,165400.46144278161]
[2004,1,20,24,6.9151309206522529E-2,3.9132082190515581E-2,2.038515149999981E-3,9.3391005330618523E-6,3.3777082984788554E-3,7.1900307724920244E-3,1.1215482959999992E-2,1.9517872979121925E-2,6.5291502949707471E-4,0.152285255687161,69151.309206522536,39132.082190515583,2038.5151499999811,9.3391005330618526,3377.7082984788553,7190.030772492024,11215.482959999992,19517.872979121923,652.91502949707467,152285.25568716103,null,null,67896.042870405901,51638.025094990626,1144.7528100341278,6.7725414399486628,4596.1171521453634,6548.546770365565,18499.891576548318,580.31032082250749,150910.45913675235]
[2004,1,21,1,4.7148887365775542E-2,3.2090579436463595E-2,2.038515149999981E-3,9.3391005330618523E-6,3.1020884585524298E-3,7.6777515647306277E-3,1.1482239999999994E-2,1.8986373748859427E-2,6.5291502949707471E-4,0.12318868985441175,47148.887365775539,32090.579436463595,2038.5151499999811,9.3391005330618526,3102.08845855243,7677.7515647306282,11482.239999999994,18986.373748859427,652.91502949707467,123188.68985441171,null,null,46293.019099871024,42749.678298061546,1144.7528100341278,6.7725414399486628,4907.8852056621699,6704.3020739039421,17996.113416735876,580.31032082250749,120382.83376653113]
[2004,1,21,2,4.3667713507860938E-2,3.0830934033921457E-2,2.038515149999981E-3,9.3391005330618523E-6,3.0494663663856066E-3,7.5330996996233824E-3,1.0686479759999994E-2,1.8882205445858447E-2,6.5291502949707471E-4,0.11735066809367994,43667.713507860935,30830.934033921458,2038.5151499999811,9.3391005330618526,3049.4663663856068,7533.0996996233825,10686.479759999995,18882.205445858446,652.91502949707467,117350.66809367995,null,null,42875.037109242097,41155.624292063432,1144.7528100341278,6.7725414399486628,4815.4187143012714,6239.6699962464209,17897.378154277074,580.31032082250749,114714.96393842687]
[2004,1,21,3,4.141429645765287E-2,2.9868113970890814E-2,2.038515149999981E-3,9.3391005330618523E-6,3.0167618470255363E-3,7.4667350769175161E-3,1.1226760159999993E-2,1.8645211620257774E-2,6.5291502949707471E-4,0.11433864841277462,41414.296457652868,29868.113970890812,2038.5151499999811,9.3391005330618526,3016.7618470255361,7466.7350769175164,11226.760159999993,18645.211620257774,652.91502949707467,114338.64841277461,null,null,40662.525120656363,39946.328203401674,1144.7528100341278,6.7725414399486628,4772.996144723259,6555.1313527595785,17672.745066306179,580.31032082250749,111341.56156014363]
[2004,1,21,4,4.0475800074473101E-2,2.9508123812953563E-2,2.038515149999981E-3,9.3391005330618523E-6,3.0185652917057411E-3,7.4512130298036647E-3,1.1246033919999995E-2,1.8392780448495374E-2,6.5291502949707471E-4,0.11279328585746155,40475.800074473103,29508.123812953563,2038.5151499999811,9.3391005330618526,3018.5652917057409,7451.2130298036645,11246.033919999996,18392.780448495374,652.91502949707467,112793.28585746158,null,null,39741.06475501394,39511.227153147192,1144.7528100341278,6.7725414399486628,4763.0739136183074,6566.3850026693481,17433.479788110093,580.31032082250749,109747.06628485548]
[2004,1,21,5,4.1804503403226605E-2,2.9285124447763752E-2,2.038515149999981E-3,9.3391005330618523E-6,3.0823347112926705E-3,7.6106308886586867E-3,1.1463581359999994E-2,1.7407971445356728E-2,6.5291502949707471E-4,0.11335491553632854,41804.503403226605,29285.124447763752,2038.5151499999811,9.3391005330618526,3082.3347112926704,7610.6308886586867,11463.581359999995,17407.971445356729,652.91502949707467,113354.91553632857,null,null,41045.648850474419,39317.805359430182,1144.7528100341278,6.7725414399486628,4864.9793405387409,6693.4075830338488,16500.034847610579,580.31032082250749,110153.71165338437]
[2004,1,21,6,4.5135742363561632E-2,3.0795694135739557E-2,2.038515149999981E-3,9.3391005330618523E-6,3.1253669964450186E-3,8.1061375963882767E-3,1.2549473199999994E-2,1.8164145071954515E-2,6.5291502949707471E-4,0.1205773286441191,45135.742363561629,30795.694135739555,2038.5151499999811,9.3391005330618526,3125.3669964450187,8106.1375963882765,12549.473199999995,18164.145071954514,652.91502949707467,120577.3286441191,null,null,44316.417630671851,41205.016205524284,1144.7528100341278,6.7725414399486628,5181.7244213959839,7327.4430077373363,17216.769202838139,580.31032082250749,116979.20614046419]
[2004,1,21,7,5.1758494212141348E-2,3.3680823779389822E-2,2.038515149999981E-3,9.3391005330618523E-6,3.2415949305905538E-3,8.7114203165361698E-3,1.3294588559999992E-2,1.787478737626514E-2,6.5291502949707471E-4,0.13126247845495315,51758.494212141348,33680.823779389822,2038.5151499999811,9.3391005330618526,3241.5949305905538,8711.4203165361705,13294.588559999993,17874.78737626514,652.91502949707467,131262.47845495312,null,null,50818.950244889013,44850.862871397279,1144.7528100341278,6.7725414399486628,5568.6421384400137,7762.5043244617445,16942.503354155782,580.31032082250749,127675.29860564042]
[2004,1,21,8,6.2469110818651107E-2,3.8541601303718927E-2,1.4610954639999866E-3,6.6937532579518265E-6,3.460526606374489E-3,9.4630572963971538E-3,1.3130146479999992E-2,1.8699603272347366E-2,4.6797355809477406E-4,0.14769980855284176,62469.110818651105,38541.601303718926,1461.0954639999866,6.6937532579518262,3460.5266063744889,9463.0572963971536,13130.146479999992,18699.603272347365,467.97355809477403,147699.80855284171,null,null,61335.142817790809,51021.350849186812,820.49580948275911,4.8541849579391254,6049.1145765473202,7666.4891411890485,17724.299847270431,415.93449892494073,145037.68172535003]
[2004,1,21,9,6.2640546601688704E-2,4.2493266991410199E-2,0,0,3.6033933306744647E-3,9.9507045666227621E-3,1.3924881519999993E-2,2.0359813041374641E-2,0,0.15297260605177077,62640.546601688708,42493.266991410201,0,0,3603.3933306744648,9950.7045666227623,13924.881519999994,20359.81304137464,0,152972.60605177077,null,null,61503.466619728963,55995.112540564609,0,0,6360.8356322423251,8130.5226204471146,19297.919101488609,0,151287.85651447161]
[2004,1,21,10,5.9489550681345406E-2,4.4807444760380725E-2,0,0,3.6282286761487007E-3,1.0229316911367678E-2,1.4288007359999992E-2,2.266924059689816E-2,0,0.15511178898614064,59489.550681345405,44807.444760380728,0,0,3628.2286761487007,10229.316911367678,14288.007359999992,22669.240596898158,0,155111.78898614066,null,null,58409.669025049094,58836.387844720259,0,0,6538.9343103982901,8342.546173534327,21486.895299191081,0,153614.43265289307]
[2004,1,21,11,5.8707528122044127E-2,4.6318305568551377E-2,0,0,3.6076553672611126E-3,1.0411913118409636E-2,1.3396083359999989E-2,2.4405260481897003E-2,0,0.15684674601816326,58707.528122044125,46318.305568551375,0,0,3607.6553672611126,10411.913118409637,13396.08335999999,24405.260481897003,0,156846.74601816325,null,null,57641.842098542606,60646.688540195413,0,0,6655.6561417307812,7821.7655660078581,23132.370688930776,0,155898.3230354074]
[2004,1,21,12,6.0913726206736407E-2,4.5879590209571976E-2,0,0,3.5896227799998956E-3,1.040763189621987E-2,1.3477689279999993E-2,2.3283199793628591E-2,0,0.1575514601661567,60913.726206736406,45879.590209571972,0,0,3589.6227799998956,10407.631896219869,13477.689279999993,23283.199793628592,0,157551.46016615673,null,null,59807.992261969237,60091.861954631204,0,0,6652.9194359556386,7869.4139986045338,22068.832612959206,0,156491.02026411984]
[2004,1,21,13,6.1070645574921326E-2,4.5238893347592263E-2,0,0,3.6130651744318253E-3,1.0351494407467398E-2,1.3789965199999992E-2,2.2389191760243433E-2,0,0.15645325546465624,61070.645574921327,45238.89334759226,0,0,3613.0651744318252,10351.494407467397,13789.965199999991,22389.191760243433,0,156453.25546465625,null,null,59962.063157686651,59342.062877322664,0,0,6617.0344052655428,8051.747071078742,21221.452793248303,0,155194.3603046019]
[2004,1,21,14,5.9745202188122105E-2,4.5408121752928521E-2,0,0,3.5822459195484152E-3,1.0131516006610509E-2,1.359312679999999E-2,2.3349139076637108E-2,0,0.15580935174384664,59745.202188122108,45408.12175292852,0,0,3582.2459195484153,10131.516006610509,13593.126799999991,23349.139076637108,0,155809.35174384664,null,null,58660.679828216329,59510.192973995589,0,0,6476.4165785452506,7936.8161783832456,22131.332742332819,0,154715.43830147324]
[2004,1,21,15,5.8668976165326653E-2,4.5434772241582218E-2,0,0,3.5545416744839206E-3,9.6740859265683661E-3,1.2429729839999995E-2,2.4244327046391477E-2,0,0.15400643289435262,58668.976165326654,45434.772241582221,0,0,3554.5416744839204,9674.0859265683666,12429.729839999995,24244.327046391478,0,154006.43289435265,null,null,57603.98995465607,59508.912941811031,0,0,6184.011399302849,7257.5267146809092,22979.830957215214,0,153534.27196766608]
[2004,1,21,16,6.2440463777521861E-2,4.646355052006635E-2,0,0,3.5692133586439959E-3,9.55391072248531E-3,1.1440001759999992E-2,2.5182524728939809E-2,0,0.1586496648676573,62440.463777521858,46463.550520066354,0,0,3569.2133586439959,9553.9107224853105,11440.001759999992,25182.52472893981,0,158649.66486765729,null,null,61307.015790913953,60776.425548591309,0,0,6107.1912389689223,6679.6398198463658,23869.095654402208,0,158739.36805272277]
[2004,1,21,17,7.2433817837272471E-2,4.7367311086008675E-2,0,0,3.6560154228412879E-3,9.6102031560344938E-3,1.1779547999999994E-2,2.5929546435920336E-2,0,0.17077644193807726,72433.817837272465,47367.311086008674,0,0,3656.015422841288,9610.2031560344931,11779.547999999993,25929.546435920336,0,170776.44193807725,null,null,71118.965896349895,61979.694192471172,0,0,6143.1753157494068,6877.8956097460969,24577.155420917272,0,170696.88643523384]
[2004,1,21,18,8.6499808258265073E-2,4.6414403473662297E-2,1.6647847559999847E-3,7.6269201149635056E-6,3.7201948711809087E-3,9.5128632324012734E-3,1.2530404479999991E-2,2.3583160945186175E-2,5.3321310271842734E-4,0.18446646003952907,86499.808258265068,46414.4034736623,1664.7847559999848,7.6269201149635055,3720.1948711809086,9512.8632324012742,12530.404479999992,23583.160945186173,533.21310271842731,184466.46003952911,null,null,84929.623996635753,60900.127186666075,934.87999220068593,5.5309001498491801,6080.9522590260913,7316.3090775074579,22353.148879743389,473.91935049135139,182994.49164242062]
[2004,1,21,19,8.8868969876969614E-2,4.4852095888589537E-2,2.038515149999981E-3,9.3391005330618523E-6,3.7053588655962849E-3,9.415609073646216E-3,1.3133222079999991E-2,2.0431080576566941E-2,6.5291502949707471E-4,0.18310710564139868,88868.969876969612,44852.095888589538,2038.5151499999811,9.3391005330618526,3705.3588655962849,9415.6090736462156,13133.22207999999,20431.080576566939,652.91502949707467,183107.1056413987,null,null,87255.779505132057,58984.319572091867,1144.7528100341278,6.7725414399486628,6018.7840261887968,7668.2849363874138,19365.469580754238,580.31032082250749,181024.47329285095]
[2004,1,21,20,8.5795194101462247E-2,4.4683810063284549E-2,2.038515149999981E-3,9.3391005330618523E-6,3.6832283152341901E-3,9.2365838909824471E-3,1.2821356239999993E-2,2.1467491549241637E-2,6.5291502949707471E-4,0.18038843344023514,85795.194101462243,44683.810063284545,2038.5151499999811,9.3391005330618526,3683.2283152341902,9236.583890982447,12821.356239999994,21467.491549241637,652.91502949707467,180388.43344023515,null,null,84237.800319740461,58753.014607468722,1144.7528100341278,6.7725414399486628,5904.3449175475807,7486.191303272989,20347.82511937961,580.31032082250749,178461.01193970593]
[2004,1,21,21,8.3153761997105058E-2,4.3502199276721359E-2,2.038515149999981E-3,9.3391005330618523E-6,3.6477367470726632E-3,9.0612030271323626E-3,1.2932897999999993E-2,2.1394103110926162E-2,6.5291502949707471E-4,0.17639267143898771,83153.761997105059,43502.19927672136,2038.5151499999811,9.3391005330618526,3647.7367470726631,9061.203027132362,12932.897999999994,21394.10311092616,652.91502949707467,176392.67143898772,null,null,81644.316704541081,57274.560792159558,1144.7528100341278,6.7725414399486628,5792.2353839440038,7551.3188091337706,20278.264355598596,580.31032082250749,174272.53171767358]
[2004,1,21,22,7.7783736284595048E-2,4.1480918437328353E-2,2.038515149999981E-3,9.3391005330618523E-6,3.5107714305537695E-3,8.8497750293558362E-3,1.1374388959999994E-2,2.1427318768195855E-2,6.5291502949707471E-4,0.16712767819005894,77783.736284595041,41480.91843732835,2038.5151499999811,9.3391005330618526,3510.7714305537693,8849.7750293558365,11374.388959999993,21427.318768195855,652.91502949707467,167127.67819005894,null,null,76371.770166009723,54652.868991796553,1144.7528100341278,6.7725414399486628,5657.0832715577535,6641.3295222812003,20309.747604761578,580.31032082250749,165364.63522870338]
[2004,1,21,23,6.975968282658418E-2,3.6855636139860232E-2,2.038515149999981E-3,9.3391005330618523E-6,3.1722515993547946E-3,8.5626285480709802E-3,1.1526938719999994E-2,1.8445119924106093E-2,6.5291502949707471E-4,0.15102302703800638,69759.682826584176,36855.636139860231,2038.5151499999811,9.3391005330618526,3172.2515993547945,8562.6285480709794,11526.938719999995,18445.119924106093,652.91502949707467,151023.02703800637,null,null,68493.373013000411,48623.177103452872,1144.7528100341278,6.7725414399486628,5473.529277204806,6730.400964120211,17483.089426670987,580.31032082250749,148535.40545674588]
[2004,1,21,24,5.8959905494516941E-2,3.4137577327362403E-2,2.038515149999981E-3,9.3391005330618523E-6,3.0259421211648744E-3,7.8718993878256691E-3,1.0177365439999995E-2,1.9085892706949176E-2,6.5291502949707471E-4,0.13595935175784921,58959.905494516941,34137.5773273624,2038.5151499999811,9.3391005330618526,3025.9421211648742,7871.8993878256688,10177.365439999996,19085.892706949176,652.91502949707467,135959.35175784916,null,null,57889.638200996131,45143.735780068258,1144.7528100341278,6.7725414399486628,5031.9912307980712,5942.4060310767163,18090.441827236384,580.31032082250749,133830.04874247214]
[2004,1,22,1,5.8705355245489248E-2,3.8633820281671373E-2,2.038515149999981E-3,9.3391005330618523E-6,3.5261507939684904E-3,6.9897924119929908E-3,1.0708829119999994E-2,2.1068626998714864E-2,6.5291502949707471E-4,0.14233334413186707,58705.355245489249,38633.820281671375,2038.5151499999811,9.3391005330618526,3526.1507939684902,6989.7924119929912,10708.829119999993,21068.626998714863,652.91502949707467,142333.34413186708,null,null,57639.708665041275,51213.088076065651,1144.7528100341278,6.7725414399486628,4468.1178441690927,6252.719441354554,19969.763895886292,580.31032082250749,141275.23359481344]
[2004,1,22,2,5.4478000124839762E-2,3.8344359844870363E-2,2.038515149999981E-3,9.3391005330618523E-6,3.5044583824179456E-3,6.8751429590048173E-3,1.1230245839999995E-2,2.1400684591294811E-2,6.5291502949707471E-4,0.13853366102245782,54478.00012483976,38344.359844870363,2038.5151499999811,9.3391005330618526,3504.4583824179458,6875.1429590048174,11230.245839999994,21400.684591294812,652.91502949707467,138533.66102245779,null,null,53489.090436789789,50835.120591240826,1144.7528100341278,6.7725414399486628,4394.829935669587,6557.166587317729,20284.502569842713,580.31032082250749,137292.54579315725]
[2004,1,22,3,5.4080550215650704E-2,3.7045499197157841E-2,2.038515149999981E-3,9.3391005330618523E-6,3.4858521268111261E-3,6.835792902257963E-3,1.1529809279999992E-2,2.0066781408126556E-2,6.5291502949707471E-4,0.13574505441003432,54080.550215650706,37045.499197157842,2038.5151499999811,9.3391005330618526,3485.8521268111263,6835.7929022579629,11529.809279999992,20066.781408126557,652.91502949707467,135745.0544100343,null,null,53098.855220959718,49234.750694498187,1144.7528100341278,6.7725414399486628,4369.6760140140568,6732.0770396386861,19020.17093449381,580.31032082250749,134187.36557590106]
[2004,1,22,4,5.2538069555550591E-2,3.7118731253607554E-2,2.038515149999981E-3,9.3391005330618523E-6,3.5141702063031192E-3,6.9252606844188488E-3,1.1903597199999992E-2,2.0363590280642992E-2,6.5291502949707471E-4,0.13506418846055321,52538.069555550588,37118.731253607555,2038.5151499999811,9.3391005330618526,3514.1702063031194,6925.2606844188485,11903.597199999993,20363.590280642991,652.91502949707467,135064.18846055321,null,null,51584.374378490706,49358.106947442197,1144.7528100341278,6.7725414399486628,4426.8669247577573,6950.3260160802374,19301.499333668515,580.31032082250749,133353.00927273597]
[2004,1,22,5,5.5428105082962302E-2,3.6676724718660916E-2,2.038515149999981E-3,9.3391005330618523E-6,3.5443943151443574E-3,7.1837660997153777E-3,1.1721931759999993E-2,1.9451516727482038E-2,6.5291502949707471E-4,0.1367072079839951,55428.105082962305,36676.724718660917,2038.5151499999811,9.3391005330618526,3544.3943151443573,7183.766099715378,11721.931759999994,19451.516727482038,652.91502949707467,136707.20798399506,null,null,54421.948653189094,48857.901441644382,1144.7528100341278,6.7725414399486628,4592.1125559325801,6844.2543796966866,18436.996226113508,580.31032082250749,134885.04892887286]
[2004,1,22,6,5.8594833884806873E-2,3.9052434526011919E-2,2.038515149999981E-3,9.3391005330618523E-6,3.6323436540481591E-3,7.802989440204279E-3,1.2148414959999992E-2,2.1112710885695662E-2,6.5291502949707471E-4,0.14504449663079699,58594.833884806874,39052.434526011915,2038.5151499999811,9.3391005330618526,3632.3436540481589,7802.9894402042792,12148.414959999993,21112.710885695662,652.91502949707467,145044.49663079699,null,null,57531.193538876774,51850.588334626002,1144.7528100341278,6.7725414399486628,4987.9416012154243,7093.2713138702611,20011.548527351511,580.31032082250749,143206.37898823654]
[2004,1,22,7,6.6732284607877279E-2,4.2950238623719494E-2,2.038515149999981E-3,9.3391005330618523E-6,3.711852351177171E-3,8.2991425665111546E-3,1.3342157839999992E-2,2.2201044747266301E-2,6.5291502949707471E-4,0.1599374900165815,66732.284607877285,42950.238623719495,2038.5151499999811,9.3391005330618526,3711.8523511771709,8299.1425665111547,13342.157839999993,22201.0447472663,652.91502949707467,159937.49001658149,null,null,65520.929517690187,56681.959544596357,1144.7528100341278,6.7725414399486628,5305.0998952569398,7790.2792901964895,21043.118845473786,580.31032082250749,158073.22276551038]
[2004,1,22,8,7.6466601242095825E-2,4.6675226344472465E-2,1.4271228279999866E-3,6.5381135694378031E-6,3.8848471700269386E-3,8.7726783188688279E-3,1.3475638879999991E-2,2.0998402716643768E-2,4.5709247897400643E-4,0.17216414809265126,76466.601242095829,46675.226344472467,1427.1228279999866,6.5381135694378028,3884.8471700269388,8772.6783188688278,13475.638879999991,20998.402716643766,457.09247897400644,172164.14809265124,null,null,75078.544363956433,61416.965713397702,801.41806530937538,4.7413179600488755,5607.8003790840521,7868.2168018056218,19903.202257446184,406.26340509159525,171087.15230405104]
[2004,1,22,9,7.5979419421889127E-2,5.1161768563372373E-2,0,0,3.9420278335578667E-3,8.7329942769232682E-3,1.3213802799999994E-2,2.4483055219987459E-2,0,0.17751306811573009,75979.419421889121,51161.768563372374,0,0,3942.0278335578669,8732.9942769232675,13213.802799999994,24483.055219987458,0,177513.0681157301,null,null,74600.206091984612,66936.373678684919,0,0,5582.4329625007667,7715.3347705846354,23206.107935885855,0,178040.45543964079]
[2004,1,22,10,7.260144495596213E-2,5.2777430110818584E-2,0,0,3.9518302170813901E-3,8.9402116641157086E-3,1.3754493279999992E-2,2.6233729217543845E-2,0,0.17825913944552169,{"$f":"E516*1000000*O$8826","v":72601.444955962128},{"$f":"F516*1000000*P$8826","v":52777.430110818583},{"$f":"G516*1000000*Q$8826","v":0},{"$f":"H516*1000000*R$8826","v":0},{"$f":"I516*1000000*S$8826","v":3951.8302170813899},{"$f":"J516*1000000*T$8826","v":8940.2116641157081},{"$f":"K516*1000000*U$8826","v":13754.493279999992},{"$f":"L516*1000000*V$8826","v":26233.729217543845},{"$f":"M516*1000000*W$8826","v":0},{"$f":"SUM(O516:W516)","v":178259.13944552167},null,null,{"$f":"O516*AA$8826","v":71283.550170565228},{"$f":"(P516+S516)*AB$8826","v":68910.877582206813},{"$f":"Q516*AC$8826","v":0},{"$f":"R516*AD$8826","v":0},{"$f":"T516*AE$8826","v":5714.8935065003343},{"$f":"U516*AF$8826","v":8031.0355664575745},{"$f":"V516*AG$8826","v":24865.473132868123},{"$f":"W516*AH$8826","v":0},{"$f":"SUM(AA516:AH516)","v":178805.8299585981}]
[2004,1,22,11,7.0668212014435294E-2,5.4455366637067799E-2,0,0,3.919609519252556E-3,9.0657645253587604E-3,1.3705488719999994E-2,2.7317166463996456E-2,0,0.17913160788011084,70668.212014435296,54455.366637067797,0,0,3919.6095192525559,9065.7645253587598,13705.488719999994,27317.166463996455,0,179131.60788011085,null,null,69385.410161612133,70909.982124234506,0,0,5795.1512518868831,8002.422562963593,25892.402225541678,0,179985.36832623879]
[2004,1,22,12,7.2610580712120371E-2,5.400311408040824E-2,0,0,3.8931972521633784E-3,9.0765702947703392E-3,1.3236152159999992E-2,2.7359761774781364E-2,0,0.18017937627424369,72610.580712120369,54003.114080408239,0,0,3893.1972521633784,9076.5702947703394,13236.152159999992,27359.761774781364,0,180179.37627424367,null,null,71292.52009028029,70328.532394736889,0,0,5802.058674637381,7728.3842156927685,25932.775919541691,0,181084.27129488898]
[2004,1,22,13,7.2106062721962141E-2,5.2797624297228334E-2,0,0,3.9101703040528455E-3,8.7764147641555528E-3,1.3977986879999993E-2,2.5174274586296626E-2,0,0.17674253355369549,72106.062721962138,52797.624297228336,0,0,3910.1703040528455,8776.4147641555537,13977.986879999993,25174.274586296626,0,176742.53355369548,null,null,70797.160342478965,68884.802465931876,0,0,5610.1888445598988,8161.5300175389202,23861.275809250368,0,177314.95747976002]
[2004,1,22,14,6.9241375717872436E-2,5.3140074079981781E-2,0,0,3.8592520781548594E-3,9.0954794512851361E-3,1.3214007839999995E-2,2.6109038624013713E-2,0,0.17465922779130791,69241.375717872434,53140.07407998178,0,0,3859.2520781548592,9095.4794512851367,13214.007839999995,26109.038624013712,0,174659.22779130793,null,null,67984.474453060931,69238.935329813699,0,0,5814.1460635986023,7715.4544902645266,24747.285948056007,0,175500.29628479376]
[2004,1,22,15,6.7597496632078355E-2,5.3133107053048537E-2,0,0,3.8719590644525495E-3,8.9964627732714991E-3,1.2749182159999992E-2,2.7320334163540575E-2,0,0.17366854184639149,67597.496632078357,53133.107053048538,0,0,3871.9590644525497,8996.4627732714998,12749.182159999991,27320.334163540574,0,173668.54184639151,null,null,66370.435815708406,69245.907845140086,0,0,5750.8511672946743,7444.0499759513059,25895.404709376671,0,174706.64951347117]
[2004,1,22,16,7.1632002560341301E-2,5.1988539143682615E-2,0,0,3.9021831732937873E-3,8.8218917033078652E-3,1.3116203759999992E-2,2.6221714973546174E-2,0,0.17568253531417174,71632.002560341294,51988.539143682618,0,0,3902.1831732937871,8821.8917033078651,13116.203759999991,26221.714973546175,0,175682.53531417175,null,null,70331.705538717637,67892.278187735894,0,0,5639.2592820418467,7658.3482029564502,24854.085508224351,0,176375.67671967618]
[2004,1,22,17,8.1513520878750731E-2,5.2065629449884521E-2,0,0,3.932407282135026E-3,8.9848002625779327E-3,1.2161947599999993E-2,2.6339981670072891E-2,0,0.18499828714342115,81513.520878750729,52065.629449884524,0,0,3932.407282135026,8984.8002625779336,12161.947599999994,26339.981670072892,0,184998.28714342104,null,null,80033.849996571895,68022.636497981788,0,0,5743.3960857892025,7101.172812743077,24966.183843181301,0,185867.23923626725]
[2004,1,22,18,9.4683934126374408E-2,5.1586141112800493E-2,1.5968394839999853E-3,7.3156407379354595E-6,4.0098278698753329E-3,8.8056523663617974E-3,1.3759414239999993E-2,2.3829934844812283E-2,5.1145094447689219E-4,0.19879051062943912,94683.934126374414,51586.141112800491,1596.8394839999853,7.3156407379354595,4009.8278698753329,8805.6523663617972,13759.414239999993,23829.934844812284,511.45094447689218,198790.51062943914,null,null,92965.187851810566,67534.23172600643,896.7245038539188,5.3051661540686803,5628.8785343873524,8033.9088387749625,22587.051948581295,454.57716282466055,198105.86573239326]
[2004,1,22,19,9.9153537186053103E-2,5.2030596993908641E-2,2.038515149999981E-3,9.3391005330618523E-6,3.997393275316675E-3,8.7283287075513426E-3,1.4246589279999991E-2,2.260543800668181E-2,6.5291502949707471E-4,0.20346265272954164,99153.537186053101,52030.596993908643,2038.5151499999811,9.3391005330618526,3997.393275316675,8728.3287075513435,14246.589279999991,22605.438006681808,652.91502949707467,203462.65272954167,null,null,97353.656623201779,68059.02203383419,1144.7528100341278,6.7725414399486628,5579.4505686705679,8318.3627981963145,21426.420420470022,580.31032082250749,202468.74811666948]
[2004,1,22,20,9.7755746496908325E-2,5.1753298566089401E-2,2.038515149999981E-3,9.3391005330618523E-6,3.9811465910671801E-3,8.6603714603887168E-3,1.3555604479999992E-2,2.3241484398577202E-2,6.5291502949707471E-4,0.20164842127306093,97755.746496908323,51753.298566089397,2038.5151499999811,9.3391005330618526,3981.14659106718,8660.3714603887165,13555.604479999991,23241.484398577202,652.91502949707467,201648.4212730609,null,null,95981.239272857856,67702.44323894594,1144.7528100341278,6.7725414399486628,5536.0099382783173,7914.907476963167,22029.292941482243,580.31032082250749,200895.72854082409]
[2004,1,22,21,9.4995216972681235E-2,5.0377522788143891E-2,2.038515149999981E-3,9.3391005330618523E-6,3.9667154075209276E-3,8.5142904419355601E-3,1.1925946559999994E-2,2.2135275767186987E-2,6.5291502949707471E-4,0.19461573721749867,94995.216972681228,50377.522788143891,2038.5151499999811,9.3391005330618526,3966.7154075209278,8514.29044193556,11925.946559999995,22135.275767186988,652.91502949707467,194615.73721749868,null,null,93270.82014887307,66013.713627744321,1144.7528100341278,6.7725414399486628,5442.6298825094173,6963.3754611883733,20980.780136646808,580.31032082250749,194403.15492925857]
[2004,1,22,22,9.1919124981735309E-2,4.7723815060935731E-2,2.038515149999981E-3,9.3391005330618523E-6,3.8224020844257428E-3,8.3693148668668657E-3,1.1997710559999993E-2,2.2305606259566318E-2,6.5291502949707471E-4,0.18883874309356005,91919.124981735309,47723.815060935733,2038.5151499999811,9.3391005330618526,3822.4020844257429,8369.3148668668655,11997.710559999992,22305.606259566317,652.91502949707467,188838.74309356004,null,null,90250.566793049744,62614.866455131632,1144.7528100341278,6.7725414399486628,5349.9564645089513,7005.2773491502712,21142.226808861982,580.31032082250749,188094.72954299912]
[2004,1,22,23,8.1602151380318969E-2,4.2694449502121874E-2,2.038515149999981E-3,9.3391005330618523E-6,3.590593181381265E-3,8.0627410360943879E-3,1.1204000719999996E-2,1.9288443347138213E-2,6.5291502949707471E-4,0.16914314844708483,81602.151380318974,42694.449502121875,2038.5151499999811,9.3391005330618526,3590.5931813812649,8062.7410360943877,11204.000719999996,19288.443347138214,652.91502949707467,169143.14844708479,null,null,80120.871636554599,56223.946721925706,1144.7528100341278,6.7725414399486628,5153.9838342661005,6541.8424682916639,18282.428161314179,580.31032082250749,168054.90849464881]
[2004,1,22,24,7.0268589940934101E-2,3.9704408749269289E-2,2.038515149999981E-3,9.3391005330618523E-6,3.4085216648163086E-3,7.4665774235791182E-3,1.0765625199999993E-2,1.9731838735581281E-2,6.5291502949707471E-4,0.15404633099421022,70268.589940934107,39704.408749269292,2038.5151499999811,9.3391005330618526,3408.5216648163087,7466.5774235791187,10765.625199999993,19731.838735581281,652.91502949707467,154046.33099421021,null,null,68993.042211594526,52370.678778515874,1144.7528100341278,6.7725414399486628,4772.8953672390417,6285.8817926844004,18702.697655869895,580.31032082250749,152857.03147820034]
[2004,1,23,1,5.7487689586422648E-2,3.7201665234481776E-2,2.038515149999981E-3,9.3391005330618523E-6,3.3289637828323821E-3,7.3123879716221214E-3,1.2479554559999993E-2,2.044216385923496E-2,6.5291502949707471E-4,0.14095319427462402,57487.689586422646,37201.665234481778,2038.5151499999811,9.3391005330618526,3328.9637828323821,7312.3879716221218,12479.554559999993,20442.163859234959,652.91502949707467,140953.19427462397,null,null,56444.146632471558,49233.873285112291,1144.7528100341278,6.7725414399486628,4674.3321194250375,7286.6185968944555,19375.974799631826,580.31032082250749,138746.78110583173]
[2004,1,23,2,5.2092608941715163E-2,3.6438051330419462E-2,2.038515149999981E-3,9.3391005330618523E-6,3.2863299043025466E-3,7.2234261409708919E-3,1.2515026479999993E-2,2.0715615079698931E-2,6.5291502949707471E-4,0.1349718271571371,52092.60894171516,36438.051330419461,2038.5151499999811,9.3391005330618526,3286.3299043025468,7223.4261409708915,12515.026479999993,20715.615079698931,652.91502949707467,134971.82715713707,null,null,51146.999970383404,48254.497881202631,1144.7528100341278,6.7725414399486628,4617.4646304420021,7307.330101515623,19635.163797094287,580.31032082250749,132693.29205293453]
[2004,1,23,3,5.1323342306378791E-2,3.5240662398479165E-2,2.038515149999981E-3,9.3391005330618523E-6,3.3187456989566401E-3,6.8504481511890919E-3,1.2567926799999993E-2,1.9817260175305589E-2,6.5291502949707471E-4,0.13181915481033937,51323.342306378792,35240.662398479166,2038.5151499999811,9.3391005330618526,3318.7456989566399,6850.4481511890917,12567.926799999994,19817.26017530559,652.91502949707467,131819.15481033939,null,null,50391.697416449337,46839.367121766183,1144.7528100341278,6.7725414399486628,4379.0441576441262,7338.2177789275383,18783.663823387371,580.31032082250749,129463.82597047114]
[2004,1,23,4,5.2148584098328989E-2,3.5237830143283182E-2,2.038515149999981E-3,9.3391005330618523E-6,3.3422649544094822E-3,6.8472736362417321E-3,1.1542726799999993E-2,1.9201667169238653E-2,6.5291502949707471E-4,0.13102111608153214,52148.584098328989,35237.830143283179,2038.5151499999811,9.3391005330618526,3342.264954409482,6847.2736362417318,11542.726799999993,19201.667169238652,652.91502949707467,131021.11608153213,null,null,51201.959040236732,46864.496293801982,1144.7528100341278,6.7725414399486628,4377.0148975392704,6739.6193794718283,18200.177913846823,580.31032082250749,129115.10319719321]
[2004,1,23,5,5.2216391615127609E-2,3.5959765202091841E-2,2.038515149999981E-3,9.3391005330618523E-6,3.4005782642590686E-3,7.0631347539553959E-3,1.1257311119999992E-2,2.0335305714410147E-2,6.5291502949707471E-4,0.13293325594987418,52216.391615127606,35959.765202091839,2038.5151499999811,9.3391005330618526,3400.5782642590684,7063.1347539553963,11257.311119999991,20335.305714410148,652.91502949707467,132933.25594987415,null,null,51268.535683836424,47812.289364001444,1144.7528100341278,6.7725414399486628,4515.0008140113887,6572.969585063358,19274.689987734302,580.31032082250749,131175.32110694348]
[2004,1,23,6,5.5997000372004113E-2,3.6924972145880704E-2,2.038515149999981E-3,9.3391005330618523E-6,3.4519327384354287E-3,7.4177549721792975E-3,1.1980692239999993E-2,1.9536798506033085E-2,6.5291502949707471E-4,0.13800992025456274,55997.000372004113,36924.972145880703,2038.5151499999811,9.3391005330618526,3451.9327384354287,7417.7549721792975,11980.692239999993,19536.798506033083,652.91502949707467,138009.92025456272,null,null,54980.517093566661,49047.139581037387,1144.7528100341278,6.7725414399486628,4741.6863622446544,6995.3406157193076,18517.83001667753,580.31032082250749,136014.34934154211]
[2004,1,23,7,6.6796086978640756E-2,4.1076611329316219E-2,2.038515149999981E-3,9.3391005330618523E-6,3.4992349012382519E-3,8.1182980425815229E-3,1.2380725279999992E-2,2.0078556500952967E-2,6.5291502949707471E-4,0.15465028231275985,66796.086978640757,41076.61132931622,2038.5151499999811,9.3391005330618526,3499.234901238252,8118.2980425815231,12380.725279999991,20078.556500952967,652.91502949707467,154650.28231275978,null,null,65583.573718505722,54147.730200640282,1144.7528100341278,6.7725414399486628,5189.4978005504026,7228.913711186924,19031.331881223272,580.31032082250749,152912.88298440323]
[2004,1,23,8,7.5076285689259156E-2,4.4641953067420068E-2,1.393150191999987E-3,6.3824738809237805E-6,3.7588260570849807E-3,8.8141884315583591E-3,1.3394443039999994E-2,1.8307223939662196E-2,4.4621139985323891E-4,0.16583866429071889,75076.285689259152,44641.953067420065,1393.1501919999871,6.3824738809237802,3758.8260570849807,8814.1884315583593,13394.443039999993,18307.223939662195,446.2113998532389,165838.66429071888,null,null,73713.466457811926,58794.000589001982,782.34032113599199,4.6284509621586256,5634.3350834485673,7820.8078085687303,17352.385596198154,396.59231125824988,164498.55661838577]
[2004,1,23,9,7.6286168822826905E-2,4.9055319404536585E-2,0,0,3.8333470318190105E-3,9.2714087355405123E-3,1.3548633119999992E-2,2.1089382687627018E-2,0,0.17308425980235001,76286.168822826905,49055.319404536582,0,0,3833.3470318190107,9271.4087355405118,13548.633119999991,21089.382687627018,0,173084.25980235002,null,null,74901.387236861308,64245.583270709772,0,0,5926.6061665545358,7910.8370078468679,19989.437043410213,0,172973.85072538265]
[2004,1,23,10,7.3176640728472145E-2,5.0882566134132848E-2,0,0,3.844886164491689E-3,9.5327250499510456E-3,1.3623882799999992E-2,2.3007274094443274E-2,0,0.17406797497149099,73176.64072847215,50882.566134132845,0,0,3844.8861644916888,9532.7250499510465,13623.882799999992,23007.274094443273,0,174067.974971491,null,null,71848.304725140362,66479.216262261209,0,0,6093.6486219766557,7954.7741303669181,21807.298196602875,0,174183.24193634803]
[2004,1,23,11,7.2845607095135739E-2,5.2175930892657284E-2,0,0,3.8234812689455816E-3,9.499639376576649E-3,1.2415377039999993E-2,2.5409727945629557E-2,0,0.17616976361894479,72845.60709513574,52175.930892657285,0,0,3823.4812689455816,9499.6393765766497,12415.377039999992,25409.727945629558,0,176169.76361894482,null,null,71523.280166408862,68024.307277031097,0,0,6072.4991115367111,7249.1463370885276,24084.448776081987,0,176953.68166814718]
[2004,1,23,12,7.3235082818817368E-2,5.1897893301017919E-2,0,0,3.8009312371649171E-3,9.4186345652306283E-3,1.1368237759999992E-2,2.5465249879780948E-2,0,0.17518602956201174,73235.082818817362,51897.893301017917,0,0,3800.9312371649171,9418.6345652306281,11368.237759999991,25465.249879780949,0,175186.02956201177,null,null,71905.685947810547,67659.173714553865,0,0,6020.7180253891884,6637.7379318844651,24137.074887698745,0,176360.39050733682]
[2004,1,23,13,7.1123979196125342E-2,5.088090091383652E-2,0,0,3.8173152794969464E-3,9.3715963711576075E-3,1.1601163199999993E-2,2.4843345194832531E-2,0,0.17163830015544893,71123.979196125336,50880.900913836522,0,0,3817.3152794969465,9371.5963711576078,11601.163199999994,24843.345194832531,0,171638.30015544893,null,null,69832.904048019031,66443.702214289355,0,0,5990.6495795889186,6773.7394882408043,23547.606493535091,0,172588.60182367318]
[2004,1,23,14,6.9026249536653081E-2,5.1527562914464795E-2,0,0,3.783402027605983E-3,9.310890247016106E-3,1.0417467279999995E-2,2.6533714247219002E-2,0,0.17059928625295895,69026.249536653078,51527.562914464797,0,0,3783.4020276059828,9310.8902470161065,10417.467279999995,26533.714247219003,0,170599.28625295896,null,null,67773.253341122268,67188.028048414853,0,0,5951.8441186339414,6082.5977762292432,25149.812032373949,0,172145.53531677424]
[2004,1,23,15,6.7033475556540406E-2,5.091613836606404E-2,0,0,3.7957340065032531E-3,8.9069681367172689E-3,9.6553335999999927E-3,2.7324657207488116E-2,0,0.16763230687331307,67033.475556540405,50916.138366064042,0,0,3795.7340065032531,8906.9681367172689,9655.3335999999927,27324.657207488115,0,167632.30687331306,null,null,65816.653109871724,66460.290819358124,0,0,5693.6430902909442,5637.5997260738668,25899.502279045031,0,169507.68902463972]
[2004,1,23,16,7.2782266044077018E-2,4.9495022919762821E-2,0,0,3.8064805408901162E-3,8.8022969239888414E-3,9.0574369599999947E-3,2.509918797505693E-2,0,0.16904269136377573,72782.266044077012,49495.022919762821,0,0,3806.4805408901161,8802.2969239888407,9057.4369599999955,25099.187975056928,0,169042.69136377572,null,null,71461.088911210842,64747.069831231085,0,0,5626.7336191941677,5288.4971395112989,23790.105443080309,0,170913.49494422768]
[2004,1,23,17,8.1888907190250271E-2,4.9661127319404696E-2,0,0,3.8862869195134295E-3,8.6577171991520947E-3,9.6294985599999928E-3,2.5954453200476898E-2,0,0.17967799038879739,81888.907190250276,49661.127319404695,0,0,3886.2869195134294,8657.7171991520954,9629.4985599999927,25954.453200476899,0,179677.99038879736,null,null,80402.42212327478,65045.785651589547,0,0,5534.3132423973229,5622.5150464075832,24600.76313904885,0,181205.7992027181]
[2004,1,23,18,9.2441668938765528E-2,5.0104221609375318E-2,1.5628668479999853E-3,7.1600010494214361E-6,3.9186147578863335E-3,8.6968086595434289E-3,1.0224934719999993E-2,2.4100912235979492E-2,5.0056986535612462E-4,0.19155775763595559,92441.668938765535,50104.221609375316,1562.8668479999853,7.1600010494214361,3918.6147578863333,8696.8086595434288,10224.934719999994,24100.912235979493,500.56986535612464,191557.75763595561,null,null,90763.625292090423,65623.296373513076,877.64675968053507,5.1922991561784304,5559.3018602895309,5970.1809968114594,22843.896142702844,444.90606899131512,192088.04579323536]
[2004,1,23,19,9.7204655681675106E-2,4.9382909306357081E-2,2.038515149999981E-3,9.3391005330618523E-6,3.9463617723898845E-3,8.6717664731180179E-3,1.2028466559999992E-2,2.1822422894132006E-2,6.5291502949707471E-4,0.19575735196770219,97204.655681675111,49382.909306357084,2038.5151499999811,9.3391005330618526,3946.3617723898847,8671.7664731180175,12028.466559999992,21822.422894132007,652.91502949707467,195757.35196770218,null,null,95440.152111300093,64780.80006004365,1144.7528100341278,6.7725414399486628,5543.2940258032868,7023.2353011339428,20684.244533760168,580.31032082250749,195203.56170433771]
[2004,1,23,20,9.4464897225003772E-2,4.9218149472745568E-2,2.038515149999981E-3,9.3391005330618523E-6,3.9091013160152165E-3,8.5410872967163556E-3,1.2592736639999992E-2,2.2627860932176544E-2,6.5291502949707471E-4,0.19405460216268752,94464.897225003777,49218.149472745565,2038.5151499999811,9.3391005330618526,3909.1013160152165,8541.0872967163559,12592.736639999992,22627.860932176543,652.91502949707467,194054.60216268754,null,null,92750.127008909578,64535.399443291491,1144.7528100341278,6.7725414399486628,5459.7593618925594,7352.703860194365,21447.673847568625,580.31032082250749,193277.49919415318]
[2004,1,23,21,9.0860491688528028E-2,4.7746774428202396E-2,2.038515149999981E-3,9.3391005330618523E-6,3.8654105054707912E-3,8.6654811865041013E-3,1.2442237279999992E-2,2.1235007121340795E-2,6.5291502949707471E-4,0.18751617149007618,90860.491688528025,47746.774428202392,2038.5151499999811,9.3391005330618526,3865.4105054707911,8665.4811865041011,12442.237279999992,21235.007121340794,652.91502949707467,187516.17149007617,null,null,89211.150297767235,62694.999673129569,1144.7528100341278,6.7725414399486628,5539.2762525104527,7264.8296151542672,20127.466235294127,580.31032082250749,186569.55774615222]
[2004,1,23,22,8.9443559366116587E-2,4.488480265275243E-2,2.038515149999981E-3,9.3391005330618523E-6,3.7128442612474571E-3,8.5624949033066382E-3,1.1765810319999992E-2,2.1207281291899475E-2,6.5291502949707471E-4,0.18227756207535267,89443.559366116591,44884.802652752427,2038.5151499999811,9.3391005330618526,3712.8442612474573,8562.4949033066387,11765.810319999991,21207.281291899475,652.91502949707467,182277.5620753527,null,null,87819.9387818783,59033.142295827412,1144.7528100341278,6.7725414399486628,5473.4438468341832,6869.8743911933898,20101.186484468672,580.31032082250749,181029.42147249851]
[2004,1,23,23,7.9119099357239722E-2,4.0531335859674458E-2,2.038515149999981E-3,9.3391005330618523E-6,3.5938396917291047E-3,8.3847827660820506E-3,1.0133486879999994E-2,1.8649382845097567E-2,6.5291502949707471E-4,0.16311269667985298,79119.099357239727,40531.335859674458,2038.5151499999811,9.3391005330618526,3593.8396917291047,8384.7827660820512,10133.486879999993,18649.382845097567,652.91502949707467,163112.69667985302,null,null,77682.893114630468,53600.285869066916,1144.7528100341278,6.7725414399486628,5359.8440823982319,5916.7860195800104,17676.698735200331,580.31032082250749,161968.34349317249]
[2004,1,23,24,6.9961909477277331E-2,3.740729396241034E-2,2.038515149999981E-3,9.3391005330618523E-6,3.361467533767665E-3,7.6488163095333721E-3,8.7808379999999957E-3,1.9274000853695083E-2,6.5291502949707471E-4,0.14913509541671388,69961.909477277324,37407.293962410338,2038.5151499999811,9.3391005330618526,3361.4675337676649,7648.8163095333721,8780.8379999999961,19274.000853695085,652.91502949707467,149135.09541671388,null,null,68691.928752617634,49523.140552206612,1144.7528100341278,6.7725414399486628,4889.3887865338102,5126.9952913381485,18268.738935901209,580.31032082250749,148232.02799089398]
[2004,1,24,1,5.8876709041728828E-2,3.3076333867598631E-2,2.038515149999981E-3,9.3391005330618523E-6,3.3678347255339468E-3,7.3297704196087542E-3,8.9553270399999954E-3,1.7078599168126034E-2,6.5291502949707471E-4,0.13138534354262632,58876.709041728827,33076.333867598631,2038.5151499999811,9.3391005330618526,3367.8347255339468,7329.7704196087543,8955.3270399999947,17078.599168126035,652.91502949707467,131385.3435426263,null,null,57807.951968443434,44269.916899860153,1144.7528100341278,6.7725414399486628,4685.4435833207535,5228.8767389255099,16187.841432702782,580.31032082250749,129911.86629554922]
[2004,1,24,2,5.3128550117152631E-2,3.2306250481453101E-2,2.038515149999981E-3,9.3391005330618523E-6,3.3547572567185187E-3,7.2609381029503494E-3,9.2034254399999942E-3,1.7606745006243676E-2,6.5291502949707471E-4,0.12556143568454839,53128.550117152634,32306.250481453102,2038.5151499999811,9.3391005330618526,3354.7572567185189,7260.9381029503493,9203.4254399999936,17606.745006243676,652.91502949707467,125561.43568454839,null,null,52164.136265643698,43318.585937823103,1144.7528100341278,6.7725414399486628,4641.4435781433149,5373.7375515937911,16688.441101131466,580.31032082250749,123918.18010663196]
[2004,1,24,3,5.0709113710761922E-2,3.1465109026873841E-2,2.038515149999981E-3,9.3391005330618523E-6,3.3311138459230249E-3,7.2713130122806294E-3,9.323783919999995E-3,1.6943832902765542E-2,6.5291502949707471E-4,0.12174503569863507,50709.113710761922,31465.109026873841,2038.5151499999811,9.3391005330618526,3331.1138459230251,7271.3130122806297,9323.7839199999944,16943.832902765542,652.91502949707467,121745.03569863508,null,null,49788.618580505929,42268.103635597916,1144.7528100341278,6.7725414399486628,4648.0755801797022,5444.0130036898918,16060.104086527184,580.31032082250749,119940.7505587972]
[2004,1,24,4,4.9559916612327393E-2,3.1389710628609777E-2,2.038515149999981E-3,9.3391005330618523E-6,3.3473089898992227E-3,6.720020589006807E-3,9.3403921599999936E-3,1.7566115854976073E-2,6.5291502949707471E-4,0.12062423411484938,49559.91661232739,31389.710628609777,2038.5151499999811,9.3391005330618526,3347.3089898992225,6720.0205890068073,9340.392159999994,17566.115854976073,652.91502949707467,120624.23411484937,null,null,48660.282235797975,42196.18751708838,1144.7528100341278,6.7725414399486628,4295.6703342730289,5453.7102977610739,16649.931018905711,580.31032082250749,118987.61707612277]
[2004,1,24,5,4.8060728101176287E-2,3.1993000000943982E-2,2.038515149999981E-3,9.3391005330618523E-6,3.3848094510101597E-3,6.6885288426701533E-3,9.3106613599999947E-3,1.8024654200473327E-2,6.5291502949707471E-4,0.12016315123630403,48060.72810117629,31993.000000943983,2038.5151499999811,9.3391005330618526,3384.8094510101596,6688.5288426701536,9310.6613599999946,18024.654200473327,652.91502949707467,120163.15123630404,null,null,47188.30768329979,42974.575768816452,1144.7528100341278,6.7725414399486628,4275.5397173022839,5436.3509441768583,17084.553668846263,580.31032082250749,118691.16345473823]
[2004,1,24,6,5.0793791718653114E-2,3.2475487284971592E-2,2.038515149999981E-3,9.3391005330618523E-6,3.4564322073935331E-3,6.7645653943029542E-3,9.0090475199999954E-3,1.7789888612658063E-2,6.5291502949707471E-4,0.12298998201800937,50793.791718653112,32475.487284971594,2038.5151499999811,9.3391005330618526,3456.4322073935332,6764.5653943029538,9009.0475199999946,17789.888612658062,652.91502949707467,122989.98201800935,null,null,49871.759474292776,43647.671256773203,1144.7528100341278,6.7725414399486628,4324.1449194505876,5260.2432950569892,16862.032601866635,580.31032082250749,121697.68721973678]
[2004,1,24,7,5.4792238345863796E-2,3.4156684588757265E-2,2.038515149999981E-3,9.3391005330618523E-6,3.5220790813856426E-3,7.0226319316108021E-3,7.6949461599999961E-3,1.8002357024043857E-2,6.5291502949707471E-4,0.12789170641169148,54792.2383458638,34156.684588757264,2038.5151499999811,9.3391005330618526,3522.0790813856424,7022.631931610802,7694.9461599999959,18002.357024043857,652.91502949707467,127891.70641169147,null,null,53797.624461249812,45769.619693862776,1144.7528100341278,6.7725414399486628,4489.1100045866933,4492.959866634661,17063.419432198159,580.31032082250749,127344.56913082869]
[2004,1,24,8,6.031425156159171E-2,3.6605905211927789E-2,1.3591775559999874E-3,6.2268341924097579E-6,3.6730329487489033E-3,7.2088460471387214E-3,6.667900799999996E-3,1.8991351456238561E-2,4.3533032073247134E-4,0.13526202273657056,60314.251561591707,36605.905211927791,1359.1775559999874,6.2268341924097577,3673.0329487489034,7208.8460471387216,6667.9007999999958,18991.351456238561,435.33032073247136,135262.02273657054,null,null,59219.399556010365,48928.136215563813,763.26257696260836,4.5155839642683766,4608.144528558948,3893.2839900599315,18000.831504967737,386.92121742490446,135804.49517351258]
[2004,1,24,9,6.9007619890758848E-2,3.8571665275844262E-2,0,0,3.8190498901741485E-3,7.3190147390679748E-3,7.3020895199999965E-3,1.8808398993123143E-2,0,0.14482783830896837,69007.619890758855,38571.665275844265,0,0,3819.0498901741485,7319.0147390679749,7302.0895199999968,18808.398993123144,0,144827.83830896838,null,null,67754.961869119667,51493.380427367018,0,0,4678.5681791144743,4263.576959963234,17827.421178190933,0,146017.90861375534]
[2004,1,24,10,7.372274829574961E-2,4.0264736484326782E-2,0,0,3.8635654690607219E-3,7.4648011918988051E-3,7.9094179999999962E-3,1.935238815577436E-2,0,0.15257765759681027,73722.74829574961,40264.736484326786,0,0,3863.5654690607221,7464.801191898805,7909.417999999996,19352.388155774359,0,152577.65759681028,null,null,72384.499096948814,53604.083611239883,0,0,4771.7599383166353,4618.1866518007955,18343.037840858524,0,153721.56713916466]
[2004,1,24,11,7.5394635993037126E-2,4.1587659918159346E-2,0,0,3.7792116143335812E-3,7.8649142800039512E-3,7.9409941599999957E-3,2.0972264120781334E-2,0,0.1575396800863153,75394.635993037125,41587.659918159348,0,0,3779.2116143335811,7864.9142800039508,7940.9941599999956,20972.264120781332,0,157539.68008631535,null,null,74026.037920610455,55108.614362204091,0,0,5027.5261075065537,4636.623482504031,19878.426955857969,0,158677.22882868315]
[2004,1,24,12,7.6254555336631891E-2,4.164345454633752E-2,0,0,3.8017290111727045E-3,8.123225107439843E-3,7.879482159999996E-3,2.1621294494293036E-2,0,0.15932374065587501,76254.555336631893,41643.454546337518,0,0,3801.7290111727043,8123.2251074398428,7879.4821599999959,21621.294494293037,0,159323.74065587498,null,null,74870.347613192454,55203.742526012131,0,0,5192.6473513689743,4600.7075785366887,20493.60626113867,0,160361.05133024888]
[2004,1,24,13,7.7940156858899601E-2,4.065898524620494E-2,0,0,3.8479763494405424E-3,7.9761199888063877E-3,7.9754408799999951E-3,2.0290181254394316E-2,0,0.15868886057774578,77940.156858899602,40658.985246204938,0,0,3847.9763494405424,7976.1199888063875,7975.4408799999946,20290.181254394316,0,158688.8605777458,null,null,76525.351322182454,54064.053794213134,0,0,5098.6126552302167,4656.7363887257425,19231.919055746162,0,159576.67321609773]
[2004,1,24,14,7.6833727745628758E-2,4.0650991621296581E-2,0,0,3.8276239230110374E-3,8.0056244110308667E-3,6.5541035999999962E-3,2.0756070952780127E-2,0,0.15662814225374735,76833.727745628756,40650.991621296584,0,0,3827.6239230110373,8005.6244110308671,6554.1035999999958,20756.070952780126,0,156628.14225374736,null,null,75439.00661852186,54029.620923726347,0,0,5117.4729056715469,3826.839567720348,19673.509638694817,0,158086.44965433489]
[2004,1,24,15,7.7905120781321252E-2,3.9560778472495908E-2,0,0,3.8130742557216605E-3,7.9641710029835933E-3,5.7616239999999964E-3,1.9516559760582908E-2,0,0.15452132827310533,77905.120781321253,39560.778472495906,0,0,3813.0742557216604,7964.1710029835931,5761.6239999999962,19516.55976058291,0,154521.32827310532,null,null,76490.951235581553,52687.629599726752,0,0,5090.9744488819215,3364.1230049410847,18498.646850721172,0,156132.3251398525]
[2004,1,24,16,7.7232093963177054E-2,4.0074227194623176E-2,0,0,3.8371505986143843E-3,7.9232991557363821E-3,5.7464510399999969E-3,2.0867914736907429E-2,0,0.15568113668905842,77232.09396317706,40074.227194623178,0,0,3837.1505986143843,7923.2991557363821,5746.4510399999972,20867.914736907427,0,155681.13668905845,null,null,75830.141509460838,53340.578778666488,0,0,5064.8477459349097,3355.2637486291405,19779.52005704723,0,157370.35183973861]
[2004,1,24,17,8.303226978345786E-2,4.1167873732095524E-2,0,0,3.909986364472557E-3,8.0134058686699809E-3,5.9367281599999972E-3,2.1221735856705795E-2,0,0.1632819997654017,83032.269783457858,41167.873732095526,0,0,3909.9863644725569,8013.4058686699809,5936.7281599999969,21221.735856705796,0,163281.99976540171,null,null,81525.029873375301,54757.54277118107,0,0,5122.4470833983869,3466.3636115681202,20114.887151646348,0,164986.27049116921]
[2004,1,24,18,9.409101505604861E-2,4.0973996817151144E-2,1.5288837459999857E-3,7.0043134127593811E-6,3.8764696286709304E-3,8.0964177864094843E-3,7.0049865599999955E-3,1.831866619445028E-2,4.8968543408528899E-4,0.17438712553622848,94091.015056048607,40973.996817151143,1528.8837459999856,7.0043134127593811,3876.4696286709304,8096.4177864094845,7004.9865599999957,18318.666194450281,489.68543408528899,174387.12553622847,null,null,92383.031720864528,54481.320307871021,858.56313819841057,5.079397387185935,5175.511181595949,4090.1031438009686,17363.231064513129,435.23199576985093,174792.07195000106]
[2004,1,24,19,9.4663247212983637E-2,4.110546028836988E-2,2.038515149999981E-3,9.3391005330618523E-6,3.7218786544087968E-3,7.9211906086229539E-3,7.7211912799999951E-3,1.9344760705293691E-2,6.5291502949707471E-4,0.17717849802970903,94663.247212983639,41105.460288369883,2038.5151499999811,9.3391005330618526,3721.8786544087966,7921.1906086229537,7721.1912799999955,19344.760705293691,652.91502949707467,177178.49802970904,null,null,92944.876456776212,54453.226577725538,1144.7528100341278,6.7725414399486628,5063.4998894568525,4508.283985660727,18335.808210506446,580.31032082250749,177037.53079242236]
[2004,1,24,20,9.0450005929700691E-2,3.9313451215291909E-2,2.038515149999981E-3,9.3391005330618523E-6,3.6255730658914741E-3,8.0375596261840244E-3,7.7377995199999954E-3,1.8106182898896879E-2,6.5291502949707471E-4,0.16997134153599508,90450.005929700696,39313.451215291905,2038.5151499999811,9.3391005330618526,3625.573065891474,8037.5596261840246,7737.799519999995,18106.182898896877,652.91502949707467,169971.34153599507,null,null,88808.115865030821,52159.42934275818,1144.7528100341278,6.7725414399486628,5137.8870032974473,4517.9812797319091,17161.830126318149,580.31032082250749,169517.07928943308]
[2004,1,24,21,8.6687845245618109E-2,3.8808131864137313E-2,2.038515149999981E-3,9.3391005330618523E-6,3.5833962624972921E-3,7.9468750578039309E-3,7.6354845599999957E-3,1.9069089951511804E-2,6.5291502949707471E-4,0.16643159222159851,86687.845245618111,38808.131864137315,2038.5151499999811,9.3391005330618526,3583.3962624972919,7946.8750578039308,7635.4845599999953,19069.089951511804,652.91502949707467,166431.59222159852,null,null,85114.247650201229,51494.367957068222,1144.7528100341278,6.7725414399486628,5079.9182805819264,4458.2411594662299,18074.515442526783,580.31032082250749,165953.12616214098]
[2004,1,24,22,8.2428510183404677E-2,3.7954441715014074E-2,2.038515149999981E-3,9.3391005330618523E-6,3.4126962409993218E-3,7.858074571568445E-3,7.7806528799999946E-3,1.924574785760912E-2,6.5291502949707471E-4,0.16138089272862574,82428.51018340468,37954.441715014073,2038.5151499999811,9.3391005330618526,3412.6962409993221,7858.0745715684452,7780.6528799999942,19245.74785760912,652.91502949707467,161380.89272862574,null,null,80932.229994978159,50250.007899558768,1144.7528100341278,6.7725414399486628,5023.1539285478248,4543.0026928291572,18241.959513529619,580.31032082250749,160722.18970174011]
[2004,1,24,23,7.5503616367538315E-2,3.5934112080928088E-2,2.038515149999981E-3,9.3391005330618523E-6,3.2846066368243994E-3,7.7749925536827746E-3,5.5088096799999972E-3,1.8650224257855005E-2,6.5291502949707471E-4,0.1493571308568587,75503.616367538314,35934.112080928091,2038.5151499999811,9.3391005330618526,3284.6066368243996,7774.992553682775,5508.8096799999976,18650.224257855003,652.91502949707467,149357.13085685868,null,null,74133.04003328293,47640.253175677011,1144.7528100341278,6.7725414399486628,4970.0450199044717,3216.5086396353076,17677.496262922759,580.31032082250749,149369.17880371906]
[2004,1,24,24,6.7777054776208684E-2,3.4634978259932316E-2,2.038515149999981E-3,9.3391005330618523E-6,3.1642247364067006E-3,7.4703484254862009E-3,3.7087635199999978E-3,1.9980503687136143E-2,6.5291502949707471E-4,0.13943664268520015,67777.054776208679,34634.978259932315,2038.5151499999811,9.3391005330618526,3164.2247364067007,7470.3484254862005,3708.7635199999977,19980.503687136144,652.91502949707467,139436.64268520012,null,null,66546.734537908924,45915.921260560659,1144.7528100341278,6.7725414399486628,4775.3059225056777,2165.4895698709729,18938.393146232676,580.31032082250749,140073.68010937551]
[2004,1,25,1,7.1263770826576853E-2,3.9061404871707839E-2,2.038515149999981E-3,9.3391005330618523E-6,3.3040671964801932E-3,7.5160547429747818E-3,3.7253717599999986E-3,2.4464285665882872E-2,6.5291502949707471E-4,0.15203572434365267,71263.77082657686,39061.40487170784,2038.5151499999811,9.3391005330618526,3304.0671964801932,7516.0547429747821,3725.3717599999986,24464.285665882871,652.91502949707467,152035.72434365263,null,null,69970.158116567662,51462.716815426182,1144.7528100341278,6.7725414399486628,4804.5229865792244,2175.1868639421559,23188.317333587824,580.31032082250749,153332.73778839962]
[2004,1,25,2,6.5529611312380956E-2,3.871886356841904E-2,2.038515149999981E-3,9.3391005330618523E-6,3.254009194169486E-3,7.4537859846029279E-3,3.7557176799999977E-3,2.5050661383690598E-2,6.5291502949707471E-4,0.14646341840329313,{"$f":"E580*1000000*O$8826","v":65529.611312380955},{"$f":"F580*1000000*P$8826","v":38718.863568419038},{"$f":"G580*1000000*Q$8826","v":2038.5151499999811},{"$f":"H580*1000000*R$8826","v":9.3391005330618526},{"$f":"I580*1000000*S$8826","v":3254.0091941694859},{"$f":"J580*1000000*T$8826","v":7453.7859846029278},{"$f":"K580*1000000*U$8826","v":3755.7176799999979},{"$f":"L580*1000000*V$8826","v":25050.6613836906},{"$f":"M580*1000000*W$8826","v":652.91502949707467},{"$f":"SUM(O580:W580)","v":146463.41840329312},null,null,{"$f":"O580*AA$8826","v":64340.087700419012},{"$f":"(P580+S580)*AB$8826","v":50985.813670018491},{"$f":"Q580*AC$8826","v":1144.7528100341278},{"$f":"R580*AD$8826","v":6.7725414399486628},{"$f":"T580*AE$8826","v":4764.7186356033417},{"$f":"U580*AF$8826","v":2192.9053765660447},{"$f":"V580*AG$8826","v":23744.109822562805},{"$f":"W580*AH$8826","v":580.31032082250749},{"$f":"SUM(AA580:AH580)","v":147759.47087746626}]
[2004,1,25,3,6.2882191419916189E-2,3.8543512624147451E-2,2.038515149999981E-3,9.3391005330618523E-6,3.2302662359549716E-3,7.0793241390677136E-3,3.7747863999999976E-3,2.5577208171294559E-2,6.5291502949707471E-4,0.143788058270411,62882.191419916191,38543.51262414745,2038.5151499999811,9.3391005330618526,3230.2662359549718,7079.324139067714,3774.7863999999977,25577.208171294558,652.91502949707467,143788.05827041098,null,null,61740.724990192859,50743.967831340495,1144.7528100341278,6.7725414399486628,4525.3496307205023,2204.0393067959208,24243.19384114787,580.31032082250749,145189.11127249425]
[2004,1,25,4,6.160705243604872E-2,3.8633916909543965E-2,2.038515149999981E-3,9.3391005330618523E-6,3.2797238855091868E-3,6.680972135601532E-3,3.7877039199999975E-3,2.6203395049852186E-2,6.5291502949707471E-4,0.14289353361658572,61607.052436048718,38633.916909543965,2038.5151499999811,9.3391005330618526,3279.7238855091869,6680.9721356015316,3787.7039199999977,26203.395049852184,652.91502949707467,142893.53361658569,null,null,60488.732915020031,50913.862672593343,1144.7528100341278,6.7725414399486628,4270.709207938582,2211.5816466290626,24836.721085246907,580.31032082250749,144453.44319972448]
[2004,1,25,5,6.2477609041562056E-2,3.8407408104418068E-2,2.038515149999981E-3,9.3391005330618523E-6,3.3304673765539861E-3,6.7244837218991202E-3,3.8149742399999974E-3,2.573327650117133E-2,6.5291502949707471E-4,0.14318898826563467,62477.609041562057,38407.408104418071,2038.5151499999811,9.3391005330618526,3330.467376553986,6724.4837218991206,3814.9742399999973,25733.276501171331,652.91502949707467,143188.98826563466,null,null,61343.48677705499,50700.354828989686,1144.7528100341278,6.7725414399486628,4298.5233236812446,2227.5043640545841,24391.122213483406,580.31032082250749,144692.8271795605]
[2004,1,25,6,6.3735374117244489E-2,3.8918194685239708E-2,2.038515149999981E-3,9.3391005330618523E-6,3.3572962737657961E-3,6.7719851266495133E-3,3.8043121599999979E-3,2.6071698355320572E-2,6.5291502949707471E-4,0.14535962999825019,63735.374117244486,38918.194685239709,2038.5151499999811,9.3391005330618526,3357.2962737657963,6771.9851266495134,3804.3121599999977,26071.698355320572,652.91502949707467,145359.62999825017,null,null,62578.420323206548,51353.413835557447,1144.7528100341278,6.7725414399486628,4328.8878698191484,2221.2789407002451,24711.893212228635,580.31032082250749,146925.72985380859]
[2004,1,25,7,6.6536933806986803E-2,4.0168890436765733E-2,2.038515149999981E-3,9.3391005330618523E-6,3.431268652963062E-3,6.9984582167420557E-3,3.8338379199999977E-3,2.594869831766013E-2,6.5291502949707471E-4,0.14961885663114791,66536.93380698681,40168.890436765731,2038.5151499999811,9.3391005330618526,3431.2686529630619,6998.4582167420558,3833.8379199999977,25948.698317660132,652.91502949707467,149618.85663114788,null,null,65329.124814290924,52962.53129744032,1144.7528100341278,6.7725414399486628,4473.657327254019,2238.5185746045695,24595.308410028949,580.31032082250749,151330.97609591536]
[2004,1,25,8,7.2174413815678809E-2,4.1768826675035731E-2,1.3251944539999878E-3,6.0711465557477029E-6,3.5625844055137512E-3,7.4297763565076514E-3,3.8321975999999975E-3,2.5730397461542799E-2,4.2444588946163577E-4,0.15625390780429613,72174.41381567881,41768.826675035729,1325.1944539999879,6.0711465557477027,3562.5844055137513,7429.7763565076511,3832.1975999999972,25730.397461542798,424.44588946163577,156253.90780429612,null,null,70864.270695738742,55065.539397912988,744.17895548048398,4.4026821952758812,4749.3708482298134,2237.5608171654403,24388.393334110668,377.24714420344026,158430.96387503686]
[2004,1,25,9,8.1408765248125473E-2,4.3808679666198683E-2,0,0,3.8341301464465999E-3,7.5433398294841598E-3,3.744440479999998E-3,2.6291800540826003E-2,0,0.16663115591108091,81408.765248125477,43808.679666198681,0,0,3834.1301464466001,7543.33982948416,3744.4404799999979,26291.800540826003,0,166631.15591108089,null,null,79930.995938283464,57873.27061369946,0,0,4821.9645606241238,2186.320794172032,24920.51566673315,0,169733.06757351223]
[2004,1,25,10,8.7669794642613985E-2,4.4303412586453136E-2,0,0,3.9515602117530862E-3,7.5869188322259572E-3,3.7042526399999973E-3,2.5225516201897707E-2,0,0.17244145511494385,87669.794642613982,44303.412586453138,0,0,3951.5602117530862,7586.918832225957,3704.2526399999974,25225.516201897706,0,172441.45511494385,null,null,86078.372250588582,58616.884902243277,0,0,4849.8217712971655,2162.8557369133678,23909.844848194374,0,175617.77950923675]
[2004,1,25,11,8.9284886410492842E-2,4.6393071961189886E-2,0,0,3.9242170275327988E-3,7.902390630812578E-3,3.8014415999999976E-3,2.6773382600421163E-2,0,0.17807939023044927,89284.886410492836,46393.071961189882,0,0,3924.217027532799,7902.3906308125779,3801.4415999999978,26773.382600421162,0,178079.39023044929,null,null,87664.146130646928,61122.047453615174,0,0,5051.4822913118205,2219.6028651817692,25376.980154295466,0,181434.25889505114]
[2004,1,25,12,9.2743397932643301E-2,4.6891177085223813E-2,0,0,3.8834166252675489E-3,8.2531747133991994E-3,4.0727095199999969E-3,2.5641266588164166E-2,0,0.18148514246469805,92743.397932643304,46891.177085223811,0,0,3883.4166252675491,8253.1747133991994,4072.7095199999972,25641.266588164166,0,181485.14246469803,null,null,91059.877162642675,61677.55037252188,0,0,5275.7156485380729,2377.9920016777496,24303.911203532632,0,184695.046388913]
[2004,1,25,13,9.2648621264315514E-2,4.6476391645535055E-2,0,0,3.8954168310886606E-3,8.2345134425588842E-3,4.3997483199999981E-3,2.484563793914257E-2,0,0.18050032944264069,92648.621264315516,46476.391645535055,0,0,3895.4168310886607,8234.513442558884,4399.7483199999979,24845.637939142569,0,180500.32944264065,null,null,90966.820923943276,61188.274048759857,0,0,5263.78671670121,2568.9448911041213,23549.779656624833,0,183537.6062371333]
[2004,1,25,14,8.9986741908516202E-2,4.6475873664482734E-2,0,0,3.8758735528583448E-3,8.1924237228183788E-3,4.7362189599999965E-3,2.541955996244874E-2,0,0.17868669177112437,89986.741908516196,46475.873664482737,0,0,3875.8735528583447,8192.4237228183792,4736.2189599999965,25419.55996244874,0,178686.6917711244,null,null,88353.261225204376,61163.90498463704,0,0,5236.8815073982905,2765.4048858054844,24093.767990595181,0,181613.22059364035]
[2004,1,25,15,8.6477035532405711E-2,4.6548555474706002E-2,0,0,3.8646448705269907E-3,8.1487416477397101E-3,5.338011359999997E-3,2.6709409909030035E-2,0,0.17708639879440843,86477.035532405716,46548.555474706001,0,0,3864.6448705269909,8148.7416477397101,5338.0113599999968,26709.409909030037,0,177086.39879440848,null,null,84907.264651759062,61238.554097788277,0,0,5208.958409311078,3116.7821462859861,25316.344046259423,0,179787.90335140383]
[2004,1,25,16,8.9711663302879482E-2,4.5594770413207419E-2,0,0,3.8536734556692633E-3,8.1097024139694662E-3,7.819610479999994E-3,2.474618186530466E-2,0,0.17983560193103029,89711.663302879489,45594.770413207421,0,0,3853.6734556692631,8109.7024139694659,7819.6104799999939,24746.181865304661,0,179835.60193103028,null,null,88083.175972801386,60066.633028228083,0,0,5184.0031764872492,4565.7494320084743,23455.510850561863,0,181355.07246008707]
[2004,1,25,17,9.6703455603900298E-2,4.5967728258890825E-2,0,0,3.9073310021541076E-3,8.2830599832078525E-3,8.2940730399999954E-3,2.2958010598822194E-2,0,0.18611365848697525,96703.455603900293,45967.728258890827,0,0,3907.3310021541074,8283.0599832078533,8294.0730399999957,22958.010598822195,0,186113.65848697524,null,null,94948.050047612196,60584.856620329701,0,0,5294.8193499699983,4842.780771276578,21760.604106081504,0,187431.11089526996]
[2004,1,25,18,0.1081743470233188,4.5603458414690587E-2,1.4609384739999866E-3,6.6930340357313367E-6,3.7788441690658633E-3,8.3152870194428824E-3,8.6982068799999947E-3,2.0781264994485276E-2,4.6792327584375395E-4,0.19728696328488288,108174.3470233188,45603.458414690584,1460.9384739999866,6.6930340357313369,3778.8441690658633,8315.2870194428815,8698.2068799999943,20781.264994485275,467.92327584375397,197286.96328488286,null,null,106210.71657571242,59986.28905801403,820.40764985164367,4.853663391405437,5315.4199897571471,5078.7482603420176,19697.389650641759,415.88980810316014,197529.71465581359]
[2004,1,25,19,0.11305671164565739,4.5562583694995738E-2,2.038515149999981E-3,9.3391005330618523E-6,3.627213583802752E-3,8.0946986641703567E-3,8.7010774399999945E-3,2.0997194675094148E-2,6.5291502949707471E-4,0.20274024898375048,113056.71164565739,45562.583694995737,2038.5151499999811,9.3391005330618526,3627.2135838027521,8094.698664170357,8701.0774399999937,20997.194675094146,652.91502949707467,202740.2489837505,null,null,111004.45427223583,59752.446603040946,1144.7528100341278,6.7725414399486628,5174.4122590099541,5080.4243358604936,19902.057222958469,580.31032082250749,202645.63036540226]
[2004,1,25,20,0.11149649875356557,4.5034341253146148E-2,2.038515149999981E-3,9.3391005330618523E-6,3.4758404829596983E-3,8.2269581667050069E-3,8.0558165599999947E-3,2.1878926610769175E-2,6.5291502949707471E-4,0.20086915110717571,111496.49875356557,45034.341253146151,2038.5151499999811,9.3391005330618526,3475.8404829596984,8226.9581667050061,8055.8165599999948,21878.926610769176,652.91502949707467,200869.15110717571,null,null,109472.56308139725,58926.895499522951,1144.7528100341278,6.7725414399486628,5258.9571222196328,4703.6665032430701,20737.801221652226,580.31032082250749,200831.71910033171]
[2004,1,25,21,0.10675434105603158,4.3577833713355253E-2,2.038515149999981E-3,9.3391005330618523E-6,3.3806965805903066E-3,7.8058930610363942E-3,9.3067655999999957E-3,2.0564202662009274E-2,6.5291502949707471E-4,0.19409050195305294,106754.34105603158,43577.833713355256,2038.5151499999811,9.3391005330618526,3380.6965805903064,7805.8930610363941,9306.7655999999952,20564.202662009273,652.91502949707467,194090.50195305288,null,null,104816.48720916166,57042.054026834558,1144.7528100341278,6.7725414399486628,4989.79769640223,5434.0762702589273,19491.648501467655,580.31032082250749,193505.89937642158]
[2004,1,25,22,0.10175789116329712,4.3030699595382749E-2,2.038515149999981E-3,9.3391005330618523E-6,3.3197527642846785E-3,7.5688989373770103E-3,9.6797333599999945E-3,2.2155122644748511E-2,6.5291502949707471E-4,0.19021286774512014,101757.89116329711,43030.69959538275,2038.5151499999811,9.3391005330618526,3319.7527642846785,7568.89893737701,9679.7333599999947,22155.12264474851,652.91502949707467,190212.86774512014,null,null,99910.735170486791,56303.401982946132,1144.7528100341278,6.7725414399486628,4838.3028292486888,5651.8463679809138,20999.591873121059,580.31032082250749,189435.71389608015]
[2004,1,25,23,9.0051827289419267E-2,4.1398653658301858E-2,2.038515149999981E-3,9.3391005330618523E-6,3.2135518461947534E-3,7.8957021778163581E-3,9.3412123199999933E-3,2.0822838653392951E-2,6.5291502949707471E-4,0.17542455522515529,90051.827289419263,41398.653658301861,2038.5151499999811,9.3391005330618526,3213.5518461947536,7895.702177816358,9341.2123199999933,20822.838653392952,652.91502949707467,175424.55522515526,null,null,88417.165146369982,54191.896993246468,1144.7528100341278,6.7725414399486628,5047.206800078201,5454.1891764806378,19736.794978417747,580.31032082250749,174579.08876688959]
[2004,1,25,24,7.5471401204598013E-2,4.0406483115709456E-2,2.038515149999981E-3,9.3391005330618523E-6,3.1794369271009363E-3,7.6482774082907573E-3,1.0389171759999993E-2,2.2424568328989706E-2,6.5291502949707471E-4,0.16222010802471895,75471.40120459802,40406.48311570946,2038.5151499999811,9.3391005330618526,3179.4369271009364,7648.2774082907572,10389.171759999992,22424.568328989706,652.91502949707467,162220.10802471897,null,null,74101.409654781499,52945.234664037926,1144.7528100341278,6.7725414399486628,4889.0443021605352,6066.0764604042633,21254.984248589593,580.31032082250749,160988.58500227041]
[2004,1,26,1,5.8954313385368315E-2,3.5221859337626539E-2,2.038515149999981E-3,9.3391005330618523E-6,3.1516570297170673E-3,7.3711375966842184E-3,1.1764169999999996E-2,1.9653635547465329E-2,6.5291502949707471E-4,0.13881754217689157,58954.313385368318,35221.859337626542,2038.5151499999811,9.3391005330618526,3151.6570297170674,7371.1375966842188,11764.169999999996,19653.635547465328,652.91502949707467,138817.54217689158,null,null,57884.147602382051,46613.558391282386,1144.7528100341278,6.7725414399486628,4711.8869182811241,6868.9166337542638,18628.573262159931,580.31032082250749,136438.91848015634]
[2004,1,26,2,5.4613053989678709E-2,3.4623102926361157E-2,2.038515149999981E-3,9.3391005330618523E-6,3.1414072716625463E-3,7.3149025654994605E-3,1.2090593679999992E-2,2.0815326422626099E-2,6.5291502949707471E-4,0.13529915613585811,54613.053989678709,34623.102926361156,2038.5151499999811,9.3391005330618526,3141.4072716625465,7314.9025654994603,12090.593679999993,20815.326422626098,652.91502949707467,135299.15613585807,null,null,53621.692741824008,45873.778790098811,1144.7528100341278,6.7725414399486628,4675.9395350837476,7059.5103641409587,19729.674558337472,580.31032082250749,132692.43166178156]
[2004,1,26,3,5.3907034397519267E-2,3.379132158218312E-2,2.038515149999981E-3,9.3391005330618523E-6,3.1727696674296235E-3,7.2937222887035202E-3,1.2165433279999992E-2,1.9923847322305184E-2,6.5291502949707471E-4,0.1329548978181708,53907.034397519266,33791.321582183118,2038.5151499999811,9.3391005330618526,3172.7696674296235,7293.7222887035205,12165.433279999992,19923.847322305184,652.91502949707467,132954.89781817078,null,null,52928.489141680417,44901.483860645989,1144.7528100341278,6.7725414399486628,4662.4003672346416,7103.2080473012256,18884.69177172249,580.31032082250749,130212.10886088136]
[2004,1,26,4,5.3086982639567334E-2,3.3980392585113664E-2,2.038515149999981E-3,9.3391005330618523E-6,3.1898524322279739E-3,7.3308828802700361E-3,1.1798616719999993E-2,2.0167757324662614E-2,6.5291502949707471E-4,0.13225525386187173,53086.982639567337,33980.392585113666,2038.5151499999811,9.3391005330618526,3189.8524322279741,7330.8828802700364,11798.616719999993,20167.757324662613,652.91502949707467,132255.25386187172,null,null,52123.323340009607,45151.905547249407,1144.7528100341278,6.7725414399486628,4686.1547067760202,6889.0295399759734,19115.880313776986,580.31032082250749,129698.12912008459]
[2004,1,26,5,5.4134470109498754E-2,3.4591175886091945E-2,2.038515149999981E-3,9.3391005330618523E-6,3.2446052172684756E-3,7.1538154736114946E-3,1.1667391119999993E-2,2.0210589523627351E-2,6.5291502949707471E-4,0.13370281661012814,54134.470109498754,34591.175886091944,2038.5151499999811,9.3391005330618526,3244.6052172684754,7153.8154736114948,11667.391119999993,20210.58952362735,652.91502949707467,133702.81661012809,null,null,53151.796336121275,45960.353876825546,1144.7528100341278,6.7725414399486628,4572.9670764889861,6812.4089448456425,19156.478540729298,580.31032082250749,131385.84044730733]
[2004,1,26,6,5.8232035415327184E-2,3.6092510481388645E-2,2.038515149999981E-3,9.3391005330618523E-6,3.379516206057049E-3,7.4775407666274035E-3,1.2785269199999992E-2,2.047406607580483E-2,6.5291502949707471E-4,0.14114170742523521,58232.035415327184,36092.510481388643,2038.5151499999811,9.3391005330618526,3379.5162060570487,7477.5407666274032,12785.269199999992,20474.066075804829,652.91502949707467,141141.70742523519,null,null,57174.980753901953,47947.954605049265,1144.7528100341278,6.7725414399486628,4779.9035165256691,7465.120639612147,19406.213112393951,580.31032082250749,138506.00829977955]
[2004,1,26,7,6.8033532260016225E-2,4.0035604820293155E-2,2.038515149999981E-3,9.3391005330618523E-6,3.5329112166353127E-3,8.1140187959648797E-3,1.2273694399999993E-2,2.210096963378988E-2,6.5291502949707471E-4,0.15679150040672954,68033.532260016218,40035.604820293156,2038.5151499999811,9.3391005330618526,3532.9112166353125,8114.0187959648792,12273.694399999993,22100.969633789879,652.91502949707467,156791.50040672955,null,null,66798.556324592442,52924.093452045439,1144.7528100341278,6.7725414399486628,5186.7623576301494,7166.4200382837489,20948.263286632668,580.31032082250749,154755.93113148102]
[2004,1,26,8,7.6632893379342717E-2,4.6226959186450867E-2,1.291221817999988E-3,5.9155068672336794E-6,3.7314230886270551E-3,8.6637051302802717E-3,9.8296175999999947E-3,2.3430418258757617E-2,4.1356481034086814E-4,0.1702257187786666,76632.893379342713,46226.959186450869,1291.2218179999879,5.9155068672336792,3731.4230886270552,8663.705130280272,9829.6175999999941,23430.418258757618,413.56481034086812,170225.71877866663,null,null,75241.8178899255,60686.071795472453,725.10121130710024,4.2898151973856313,5538.1409357459206,5739.3614539813389,22208.37269736626,367.57605037009478,170510.73184936607]
[2004,1,26,9,7.8094826580803384E-2,5.0002084700584593E-2,0,0,3.8428559797997913E-3,9.1588644564923188E-3,9.5224676799999936E-3,2.5294341280995548E-2,0,0.17591544067867565,78094.82658080339,50002.084700584594,0,0,3842.8559797997914,9158.8644564923197,9522.4676799999943,25294.341280995548,0,175915.44067867566,null,null,76677.213408231619,65407.200696785687,0,0,5854.6639582835769,5560.0213735044081,23975.08026100905,0,177474.17969781434]
[2004,1,26,10,7.5750007512160947E-2,5.1852302770305614E-2,0,0,3.8669467341339355E-3,9.3552428319918571E-3,1.1385256079999994E-2,2.5519159514392604E-2,0,0.17772891544298491,75750.007512160941,51852.302770305614,0,0,3866.9467341339355,9355.2428319918563,11385.256079999994,25519.159514392606,0,177728.91544298496,null,null,74374.958572644551,67683.984585367303,0,0,5980.195829912971,6647.6746653154314,24188.172791466939,0,178874.98644470717]
[2004,1,26,11,7.6718326771920156E-2,5.2021494447762121E-2,0,0,3.8073759717837485E-3,9.4217453726593813E-3,1.2301989919999992E-2,2.402091825635614E-2,0,0.17829185074048151,76718.326771920154,52021.494447762117,0,0,3807.3759717837484,9421.7453726593812,12301.989919999993,24020.918256356141,0,178291.85074048155,null,null,75325.70045630871,67817.144676256517,0,0,6022.7065614376033,7182.941354108726,22768.074358669735,0,179116.56740678131]
[2004,1,26,12,7.5705749376221362E-2,5.2270622298847436E-2,0,0,3.7989662913637547E-3,9.435172546376781E-3,1.4176465599999992E-2,2.3962424537143749E-2,0,0.17934940064995308,75705.749376221356,52270.622298847433,0,0,3798.9662913637549,9435.1725463767816,14176.465599999992,23962.42453714375,0,179349.40064995308,null,null,74331.503830722839,68109.552867279112,0,0,6031.2896767788461,8277.4186676735444,22712.631459512853,0,179462.39650196719]
[2004,1,26,13,7.596440653426785E-2,5.1164044220647971E-2,0,0,3.8513533685621978E-3,9.6366500058657489E-3,1.2953607039999992E-2,2.3298364240710516E-2,0,0.17686842541005429,75964.406534267851,51164.044220647971,0,0,3851.3533685621978,9636.6500058657493,12953.607039999992,23298.364240710514,0,176868.42541005427,null,null,74585.465725197078,66828.992771865393,0,0,6160.0810598242015,7563.410496802775,22083.206137529938,0,177221.1561912194]
[2004,1,26,14,7.4850879648604096E-2,5.0283593991108405E-2,0,0,3.8126323358437597E-3,9.600138011633565E-3,1.4288827519999991E-2,2.1877104540331288E-2,0,0.1747131760475211,74850.879648604096,50283.593991108406,0,0,3812.6323358437598,9600.1380116335658,14288.827519999992,21877.104540331289,0,174713.17604752112,null,null,73492.15209116909,65712.445544483475,0,0,6136.741326204201,8343.02505225389,20736.074183794062,0,174420.43819790473]
[2004,1,26,15,7.3313502677113951E-2,4.9772960549690902E-2,0,0,3.835234372782929E-3,9.6132696648472855E-3,1.4443017599999993E-2,2.1053156576667145E-2,0,0.17203114144110224,73313.502677113953,49772.960549690899,0,0,3835.2343727829289,9613.2696648472847,14443.017599999994,21053.156576667145,0,172031.14144110223,null,null,71982.682292809535,65119.617924735023,0,0,6145.135534585409,8433.0542515320303,19955.100354893257,0,171635.59035855523]
[2004,1,26,16,7.4016061024108917E-2,4.9949479805629964E-2,0,0,3.8210422642025316E-3,9.5107715223086021E-3,1.3697697199999992E-2,2.2262509381140924E-2,0,0.17325756119739094,74016.061024108916,49949.479805629962,0,0,3821.0422642025314,9510.7715223086016,13697.697199999991,22262.509381140924,0,173257.56119739095,null,null,72672.48747790113,65316.801990158143,0,0,6079.6151653559182,7997.8732151277281,21101.377707168867,0,173168.15555571177]
[2004,1,26,17,8.6240791466594746E-2,5.0261725498391252E-2,0,0,3.8857818682244E-3,9.282627658683389E-3,1.4645187039999992E-2,2.1659909613978578E-2,0,0.18597602314587236,86240.791466594746,50261.72549839125,0,0,3885.7818682244001,9282.6276586833883,14645.187039999992,21659.909613978576,0,185976.02314587237,null,null,84675.308996772452,65774.738291226735,0,0,5933.7776915058412,8551.0978559046944,20530.207356358525,0,185465.13019176826]
[2004,1,26,18,0.10039238981506335,4.9679736513231071E-2,1.426955371999987E-3,6.5373463990692817E-6,3.9142536077735246E-3,9.1657997302853622E-3,1.4850842159999992E-2,1.8945699548626831E-2,4.5703884457291838E-4,0.1988392529379521,100392.38981506335,49679.736513231073,1426.9553719999869,6.5373463990692819,3914.2536077735244,9165.7997302853619,14850.842159999991,18945.699548626832,457.03884457291838,198839.25293795211,null,null,98570.02103010242,65102.362890393524,801.32402836951906,4.7407616224129416,5859.0972259348046,8671.1766948355107,17957.560635135607,406.21573488169594,197372.49900127546]
[2004,1,26,19,0.10375750461750011,4.9636955581079514E-2,2.038515149999981E-3,9.3391005330618523E-6,3.9490322899660866E-3,9.0501280431785347E-3,1.3364712239999991E-2,1.8314274964068403E-2,6.5291502949707471E-4,0.20077337701582273,103757.5046175001,49636.955581079514,2038.5151499999811,9.3391005330618526,3949.0322899660864,9050.1280431785344,13364.712239999992,18314.274964068405,652.91502949707467,200773.37701582274,null,null,101874.05072255158,65092.642297103237,1144.7528100341278,6.7725414399486628,5785.1558699167945,7803.4484549845138,17359.068864767327,580.31032082250749,199646.20188162004]
[2004,1,26,20,9.7571533162910964E-2,4.9438575907071416E-2,2.038515149999981E-3,9.3391005330618523E-6,3.9419363441491025E-3,8.8649969759300555E-3,1.3744856399999993E-2,2.0019216772287182E-2,6.5291502949707471E-4,0.19628188484237882,97571.533162910971,49438.575907071419,2038.5151499999811,9.3391005330618526,3941.9363441491023,8864.9969759300548,13744.856399999993,20019.216772287182,652.91502949707467,196281.88484237884,null,null,95800.369863935601,64843.044378814659,1144.7528100341278,6.7725414399486628,5666.8136679847712,8025.4087415026925,18975.087097394979,580.31032082250749,195042.5594219293]
[2004,1,26,21,9.54437624510317E-2,4.8999471458830837E-2,2.038515149999981E-3,9.3391005330618523E-6,3.9326503551136626E-3,8.9074091843809634E-3,1.1177755599999993E-2,2.0910060285844554E-2,6.5291502949707471E-4,0.19207187861523181,95443.762451031696,48999.471458830834,2038.5151499999811,9.3391005330618526,3932.6503551136625,8907.4091843809638,11177.755599999993,20910.060285844553,652.91502949707467,192071.87861523181,null,null,93711.223423617397,64298.369931209287,1144.7528100341278,6.7725414399486628,5693.9250232612139,6526.518349265596,19819.467447144754,580.31032082250749,191781.33984679484]
[2004,1,26,22,8.9849719938944611E-2,4.6166307051768191E-2,2.038515149999981E-3,9.3391005330618523E-6,3.7773275585584599E-3,8.75722512993664E-3,1.1865869839999994E-2,1.9851098165252157E-2,6.5291502949707471E-4,0.18296831696449015,89849.719938944618,46166.307051768192,2038.5151499999811,9.3391005330618526,3777.3275585584597,8757.2251299366399,11865.869839999994,19851.098165252155,652.91502949707467,182968.31696449016,null,null,88218.72654137887,60668.157327446184,1144.7528100341278,6.7725414399486628,5597.9221645180869,6928.2975949802685,18815.736946613935,580.31032082250749,181960.67624723393]
[2004,1,26,23,7.85970186640505E-2,4.1265026858961176E-2,2.038515149999981E-3,9.3391005330618523E-6,3.5942345652240438E-3,8.5110715372775508E-3,1.1476088799999996E-2,1.8954704763305678E-2,6.5291502949707471E-4,0.16509891446884908,78597.018664050498,41265.026858961173,2038.5151499999811,9.3391005330618526,3594.2345652240438,8511.0715372775503,11476.088799999996,18954.704763305679,652.91502949707467,165098.91446884908,null,null,77170.28947005271,54492.003854136521,1144.7528100341278,6.7725414399486628,5440.5722469612629,6700.7104835072087,17966.096170506724,580.31032082250749,163501.50789746101]
[2004,1,26,24,6.5760287243453355E-2,3.8978342991104212E-2,2.038515149999981E-3,9.3391005330618523E-6,3.4283992884875953E-3,7.5530406198057783E-3,1.2201930399999993E-2,1.9031428228277983E-2,6.5291502949707471E-4,0.14965419805115901,65760.287243453349,38978.342991104211,2038.5151499999811,9.3391005330618526,3428.3992884875952,7553.0406198057781,12201.930399999994,19031.428228277982,652.91502949707467,149654.19805115901,null,null,64566.576296007086,51512.849083490299,1144.7528100341278,6.7725414399486628,4828.1656423993418,7124.51815032185,18038.818018060654,580.31032082250749,147802.76286257582]
[2004,1,27,1,5.7057286846154472E-2,3.6280545266174441E-2,2.038515149999981E-3,9.3391005330618523E-6,3.4746920305439972E-3,6.9035712639634924E-3,1.2533685119999992E-2,2.0756086783618816E-2,6.5291502949707471E-4,0.13970663659048532,57057.286846154471,36280.545266174442,2038.5151499999811,9.3391005330618526,3474.6920305439971,6903.5712639634921,12533.685119999991,20756.086783618815,652.91502949707467,139706.63659048532,null,null,56021.556760492218,48291.979743271957,1144.7528100341278,6.7725414399486628,4413.0022946150966,7318.2245923857154,19673.524643854431,580.31032082250749,137450.123706916]
[2004,1,27,2,5.3211307649893451E-2,3.6117376647651758E-2,2.038515149999981E-3,9.3391005330618523E-6,3.4533162368118567E-3,6.5999918267094764E-3,1.2450233839999993E-2,2.1444081289160415E-2,6.5291502949707471E-4,0.13597707677025705,53211.307649893453,36117.376647651756,2038.5151499999811,9.3391005330618526,3453.3162368118565,6599.9918267094763,12450.233839999994,21444.081289160415,652.91502949707467,135977.07677025703,null,null,52245.391545627463,48067.807643585358,1144.7528100341278,6.7725414399486628,4218.9437846098299,7269.4986826700224,20325.635853482414,580.31032082250749,133859.11318227166]
[2004,1,27,3,5.3518879489693361E-2,3.5324847080031266E-2,2.038515149999981E-3,9.3391005330618523E-6,3.4349814431736555E-3,6.7071905205832918E-3,1.0489641359999993E-2,2.106362313489861E-2,6.5291502949707471E-4,0.13323993230841027,53518.879489693361,35324.847080031264,2038.5151499999811,9.3391005330618526,3434.9814431736554,6707.1905205832918,10489.641359999992,21063.623134898611,652.91502949707467,133239.93230841027,null,null,52547.380200078194,47082.824331419884,1144.7528100341278,6.7725414399486628,4287.4689093542202,6124.7391035509227,19965.021015442122,580.31032082250749,131739.26923214196]
[2004,1,27,4,5.1726382349532134E-2,3.5135508140108095E-2,2.038515149999981E-3,9.3391005330618523E-6,3.4628861777318129E-3,7.3422935559218708E-3,1.1225529919999994E-2,2.0978260858819108E-2,6.5291502949707471E-4,0.13257163028214314,51726.382349532134,35135.508140108097,2038.5151499999811,9.3391005330618526,3462.8861777318129,7342.2935559218704,11225.529919999994,20978.260858819107,652.91502949707467,132571.63028214313,null,null,50787.421291563602,46886.724951678501,1144.7528100341278,6.7725414399486628,4693.4488065845508,6554.4130346802322,19884.110925808509,580.31032082250749,130537.95468261198]
[2004,1,27,5,5.4405946863702634E-2,3.4596087202533238E-2,2.038515149999981E-3,9.3391005330618523E-6,3.4926692964655651E-3,7.4693133168372734E-3,1.1555849359999993E-2,1.9963690135784196E-2,6.5291502949707471E-4,0.134184325455353,54405.946863702637,34596.087202533236,2038.5151499999811,9.3391005330618526,3492.6692964655649,7469.3133168372733,11555.849359999993,19963.690135784196,652.91502949707467,134184.32545535301,null,null,53418.345119553516,46267.651317676784,1144.7528100341278,6.7725414399486628,4774.6442451406983,6747.2814389848609,18922.456528684212,580.31032082250749,131862.21432233666]
[2004,1,27,6,5.719775028786675E-2,3.6905911405107121E-2,2.038515149999981E-3,9.3391005330618523E-6,3.5793351802895141E-3,7.9510720140823776E-3,1.2858878559999991E-2,2.1174040961714963E-2,6.5291502949707471E-4,0.14236775768909085,57197.750287866751,36905.911405107123,2038.5151499999811,9.3391005330618526,3579.335180289514,7951.0720140823778,12858.878559999992,21174.040961714963,652.91502949707467,142367.75768909082,null,null,56159.47044527495,49178.745769044304,1144.7528100341278,6.7725414399486628,5082.6011206626636,7508.1000046930676,20069.679849240543,580.31032082250749,139730.43286121212]
[2004,1,27,7,6.5537587047351187E-2,4.0921024242534562E-2,2.038515149999981E-3,9.3391005330618523E-6,3.6576833689797869E-3,7.957307029986373E-3,1.3612400559999993E-2,2.2599123214726881E-2,6.5291502949707471E-4,0.15698589474360888,65537.58704735119,40921.024242534564,2038.5151499999811,9.3391005330618526,3657.6833689797868,7957.307029986373,13612.400559999993,22599.123214726882,652.91502949707467,156985.89474360889,null,null,64347.918656183632,54151.206013155774,1144.7528100341278,6.7725414399486628,5086.5867591734041,7948.0698282930143,21420.434985140077,580.31032082250749,154686.0519142425]
[2004,1,27,8,7.5285499790085253E-2,4.5057477846574143E-2,1.291221817999988E-3,5.9155068672336794E-6,3.8281537991701276E-3,8.4467744728523309E-3,1.3087498159999992E-2,2.1570817773195076E-2,4.1356481034086814E-4,0.16898692397708501,75285.499790085247,45057.47784657414,1291.2218179999879,5.9155068672336792,3828.1537991701275,8446.7744728523303,13087.498159999992,21570.817773195078,413.56481034086812,168986.92397708501,null,null,73918.882808156923,59382.96671588991,725.10121130710024,4.2898151973856313,5399.4713323771484,7641.5874477716907,20445.762222577152,367.57605037009478,167885.63760364737]
[2004,1,27,9,7.4366681191165657E-2,4.9507751419143216E-2,0,0,3.8845000557389459E-3,8.8285617201278397E-3,1.3177305679999992E-2,2.4472333971449226E-2,0,0.17423713403762486,74366.681191165655,49507.751419143213,0,0,3884.5000557389458,8828.5617201278401,13177.305679999992,24472.333971449225,0,174237.13403762487,null,null,73016.743026593875,64857.304395602841,0,0,5643.5229882319054,7694.024667564011,23195.945868752067,0,174407.54094674473]
[2004,1,27,10,7.0699010209555421E-2,5.1986562313597891E-2,0,0,3.8941593785880605E-3,9.1045720153899497E-3,1.3451854239999993E-2,2.5833286273246273E-2,0,0.1749694444303776,70699.010209555418,51986.562313597889,0,0,3894.1593785880605,9104.5720153899492,13451.854239999993,25833.286273246275,0,174969.44443037757,null,null,69415.649293744282,67880.130103542717,0,0,5819.9583460715776,7854.3293189382503,24485.915838893354,0,175455.98290119017]
[2004,1,27,11,6.8343427032043588E-2,5.3625714885341791E-2,0,0,3.8624087416883335E-3,9.4930906924529969E-3,1.4149810399999992E-2,2.6351339202387549E-2,0,0.17582579095391423,68343.42703204359,53625.714885341789,0,0,3862.4087416883335,9493.0906924529972,14149.810399999991,26351.339202387549,0,175825.79095391423,null,null,67102.825744337577,69832.693512922706,0,0,6068.3129654161894,8261.8551092876969,24976.94900783951,0,176242.63633980369]
[2004,1,27,12,7.0182977279107023E-2,5.3368488652897415E-2,0,0,3.8363821433669929E-3,9.5695276892638851E-3,1.3727222959999992E-2,2.6169632509648575E-2,0,0.17685423123428387,70182.977279107028,53368.488652897417,0,0,3836.3821433669928,9569.5276892638849,13727.222959999992,26169.632509648574,0,176854.23123428388,null,null,68908.983630139468,69488.617086879298,0,0,6117.1741460171224,8015.1128490320534,24804.719476578597,0,177334.60718864651]
[2004,1,27,13,7.0290389999769387E-2,5.2503631135471927E-2,0,0,3.8531073804487109E-3,9.5228504294862047E-3,1.2601963439999994E-2,2.4708868973489593E-2,0,0.17348081135866583,70290.389999769381,52503.631135471929,0,0,3853.107380448711,9522.850429486205,12601.963439999994,24708.868973489592,0,173480.81135866581,null,null,69014.446545745843,68458.363221299747,0,0,6087.3364219422665,7358.0912457894674,23420.144063733984,0,174338.38149851133]
[2004,1,27,14,6.7001113489104439E-2,5.241749716431577E-2,0,0,3.8029323200428479E-3,9.5314537572009934E-3,1.3689085519999993E-2,2.4993880070836444E-2,0,0.17143596232150052,67001.113489104435,52417.49716431577,0,0,3802.932320042848,9531.453757200994,13689.085519999993,24993.880070836443,0,171435.96232150047,null,null,65784.878493552533,68292.784207347751,0,0,6092.8359675390329,7992.8449885723012,23690.290016864732,0,171853.63367387635]
[2004,1,27,15,6.534577324476884E-2,5.278912323454156E-2,0,0,3.8154536931735033E-3,9.4853245351920242E-3,1.2874256559999991E-2,2.6153609603878088E-2,0,0.17046354087155399,65345.77324476884,52789.123234541563,0,0,3815.4536931735033,9485.324535192025,12874.256559999991,26153.609603878089,0,170463.540871554,null,null,64159.586745874141,68759.420600800513,0,0,6063.3485682219562,7517.0789806849025,24789.532267408198,0,171288.96716298972]
[2004,1,27,16,6.9556133228127856E-2,5.1837664476452647E-2,0,0,3.8452368119072551E-3,9.2909518550224907E-3,1.2559520159999992E-2,2.5350886145127451E-2,0,0.17244039267663772,69556.133228127859,51837.66447645265,0,0,3845.2368119072553,9290.9518550224911,12559.520159999991,25350.88614512745,0,172440.39267663768,null,null,68293.518340375638,67639.831225106347,0,0,5939.098806641864,7333.3092720519999,24028.675950291887,0,173234.43359446773]
[2004,1,27,17,7.8975929044823659E-2,5.1645285618496774E-2,0,0,3.8750199306410073E-3,9.2696316077063891E-3,1.2749182159999992E-2,2.506916529459325E-2,0,0.18158421365626107,78975.929044823657,51645.285618496775,0,0,3875.0199306410072,9269.6316077063893,12749.182159999991,25069.165294593251,0,181584.2136562611,null,null,77542.321695504623,67442.320892411008,0,0,5925.4701647795209,7444.0499759513059,23761.648636643997,0,182115.81136529049]
[2004,1,27,18,9.2993310884967248E-2,5.1872833397767069E-2,1.3929827359999872E-3,6.3817067105552583E-6,3.9513107543509389E-3,9.0213103868015607E-3,1.1798001599999995E-2,2.3639607760351192E-2,4.4615776545215075E-4,0.19512189699240068,{"$f":"E644*1000000*O$8826","v":92993.310884967243},{"$f":"F644*1000000*P$8826","v":51872.83339776707},{"$f":"G644*1000000*Q$8826","v":1392.9827359999872},{"$f":"H644*1000000*R$8826","v":6.3817067105552585},{"$f":"I644*1000000*S$8826","v":3951.3107543509391},{"$f":"J644*1000000*T$8826","v":9021.3103868015605},{"$f":"K644*1000000*U$8826","v":11798.001599999994},{"$f":"L644*1000000*V$8826","v":23639.607760351191},{"$f":"M644*1000000*W$8826","v":446.15776545215073},{"$f":"SUM(O644:W644)","v":195121.89699240067},null,null,{"$f":"O644*AA$8826","v":91305.25358023413},{"$f":"(P644+S644)*AB$8826","v":67811.403525494825},{"$f":"Q644*AC$8826","v":782.24628419613555},{"$f":"R644*AD$8826","v":4.6278946245226917},{"$f":"T644*AE$8826","v":5766.7346240348479},{"$f":"U644*AF$8826","v":6888.6703809363007},{"$f":"V644*AG$8826","v":22406.651633937523},{"$f":"W644*AH$8826","v":396.54464104835046},{"$f":"SUM(AA644:AH644)","v":195362.13256450661}]
[2004,1,27,19,9.7174479593388305E-2,5.1825130348541623E-2,2.038515149999981E-3,9.3391005330618523E-6,3.9390575270077579E-3,8.8833996119485267E-3,1.3047720399999992E-2,2.2137256019145356E-2,6.5291502949707471E-4,0.19970781278006167,97174.4795933883,51825.130348541621,2038.5151499999811,9.3391005330618526,3939.0575270077579,8883.3996119485273,13047.720399999991,22137.256019145356,652.91502949707467,199707.81278006168,null,null,95410.523793232191,67738.572686329557,1144.7528100341278,6.7725414399486628,5678.5772714693048,7618.3618298728088,20982.657105851558,580.31032082250749,199160.52835905203]
[2004,1,27,20,9.5596452903879359E-2,5.1523639538278918E-2,2.038515149999981E-3,9.3391005330618523E-6,3.9230479961985948E-3,8.6460711228302546E-3,1.2921620799999993E-2,2.2615465376800072E-2,6.5291502949707471E-4,0.19792706701801732,95596.452903879355,51523.63953827892,2038.5151499999811,9.3391005330618526,3923.0479961985948,8646.0711228302553,12921.620799999993,22615.465376800072,652.91502949707467,197927.06701801729,null,null,93861.142169211715,67352.894695651587,1144.7528100341278,6.7725414399486628,5526.8686663125045,7544.7342267397571,21435.924799363369,580.31032082250749,197453.40022957552]
[2004,1,27,21,9.2795392350813202E-2,5.0009162538019875E-2,2.038515149999981E-3,9.3391005330618523E-6,3.9088272506894381E-3,8.5188265030430831E-3,1.1593576719999993E-2,2.1497627588210787E-2,6.5291502949707471E-4,0.1910241822308065,92795.392350813199,50009.162538019875,2038.5151499999811,9.3391005330618526,3908.8272506894382,8518.826503043083,11593.576719999994,21497.627588210788,652.91502949707467,191024.1822308065,null,null,91110.927754245233,65495.935824516455,1144.7528100341278,6.7725414399486628,5445.5294901632851,6769.3098600848316,20376.389371953253,580.31032082250749,190929.92797325965]
[2004,1,27,22,8.9483465882338145E-2,4.730526743713119E-2,2.038515149999981E-3,9.3391005330618523E-6,3.7666200435366483E-3,8.333073156550146E-3,1.2271643999999993E-2,2.1492948644974367E-2,6.5291502949707471E-4,0.1853537884445606,89483.465882338147,47305.267437131188,2038.5151499999811,9.3391005330618526,3766.6200435366482,8333.0731565501465,12271.643999999993,21492.948644974367,652.91502949707467,185353.78844456057,null,null,87859.120896682463,62038.682784334909,1144.7528100341278,6.7725414399486628,5326.7895057461274,7165.2228414848378,20371.954465410967,580.31032082250749,184493.60616595589]
[2004,1,27,23,7.9208066711042621E-2,4.2263798876732039E-2,2.038515149999981E-3,9.3391005330618523E-6,3.538193800221006E-3,8.0164635886661277E-3,1.1933738079999994E-2,1.8360643674212324E-2,6.5291502949707471E-4,0.16602167401090423,79208.066711042615,42263.798876732042,2038.5151499999811,9.3391005330618526,3538.1938002210059,8016.4635886661281,11933.738079999994,18360.643674212326,652.91502949707467,166021.67401090421,null,null,77770.245492151298,55637.170168255638,1144.7528100341278,6.7725414399486628,5124.4016841178327,6967.9248090242363,17403.019151313638,580.31032082250749,164634.59697715921]
[2004,1,27,24,6.8131245724452297E-2,3.9424534618390544E-2,2.038515149999981E-3,9.3391005330618523E-6,3.3587795365076748E-3,7.3023621311071787E-3,1.1284171359999992E-2,1.9001598285054967E-2,6.5291502949707471E-4,0.15120346093554277,68131.245724452296,39424.534618390542,2038.5151499999811,9.3391005330618526,3358.7795365076749,7302.3621311071784,11284.171359999993,19001.598285054966,652.91502949707467,151203.46093554274,null,null,66894.496049327863,51970.283188044974,1144.7528100341278,6.7725414399486628,4667.9232542875334,6588.6528631290985,18010.543896390191,580.31032082250749,149863.73492347624]
[2004,1,28,1,6.1103746424064756E-2,3.9871193895083985E-2,2.038515149999981E-3,9.3391005330618523E-6,3.6103977560903375E-3,6.924771692971874E-3,1.1188212639999993E-2,2.1234629673095629E-2,6.5291502949707471E-4,0.14663372136133671,61103.746424064753,39871.193895083983,2038.5151499999811,9.3391005330618526,3610.3977560903377,6924.7716929718745,11188.212639999994,21234.629673095631,652.91502949707467,146633.72136133668,null,null,59994.563145008316,52818.503573541995,1144.7528100341278,6.7725414399486628,4426.5543444576442,6532.6240529400447,20127.108473379256,580.31032082250749,145631.18926162383]
[2004,1,28,2,5.6914374633110901E-2,3.9640497137172451E-2,2.038515149999981E-3,9.3391005330618523E-6,3.5881870285261862E-3,6.5599093559992969E-3,1.1567741679999993E-2,2.1747753234211058E-2,6.5291502949707471E-4,0.14271923234905001,56914.3746331109,39640.497137172453,2038.5151499999811,9.3391005330618526,3588.1870285261862,6559.9093559992971,11567.741679999994,21747.753234211057,652.91502949707467,142719.23234904997,null,null,55881.238755600483,52511.288625374109,1144.7528100341278,6.7725414399486628,4193.3216785353698,6754.225180418548,20613.469372241649,580.31032082250749,141685.37928446673]
[2004,1,28,3,5.6518062406039377E-2,3.8230630613043791E-2,2.038515149999981E-3,9.3391005330618523E-6,3.5691360327378763E-3,6.528399064064213E-3,1.2114173279999993E-2,2.0185209605467117E-2,6.5291502949707471E-4,0.13984638028138249,56518.062406039375,38230.630613043788,2038.5151499999811,9.3391005330618526,3569.1360327378761,6528.3990640642132,12114.173279999992,20185.209605467116,652.91502949707467,139846.38028138247,null,null,55492.120570159437,50775.536039831553,1144.7528100341278,6.7725414399486628,4173.1792065746067,7073.27812732844,19132.422346968418,580.31032082250749,138378.37196315901]
[2004,1,28,4,5.4833141569026009E-2,3.8281362872625367E-2,2.038515149999981E-3,9.3391005330618523E-6,3.5981308301297195E-3,6.6247131701364119E-3,1.263538495999999E-2,2.0471440483372336E-2,6.5291502949707471E-4,0.13914494316531995,54833.141569026011,38281.362872625366,2038.5151499999811,9.3391005330618526,3598.1308301297195,6624.7131701364115,12635.38495999999,20471.440483372335,652.91502949707467,139144.94316531994,null,null,53837.785190312301,50872.383088979186,1144.7528100341278,6.7725414399486628,4234.7465251187177,7377.6055536117219,19403.724461331549,580.31032082250749,137458.08049165003]
[2004,1,28,5,5.8020678491811514E-2,3.7891890052957455E-2,2.038515149999981E-3,9.3391005330618523E-6,3.6290770606593713E-3,6.7615764113778962E-3,1.2160717359999993E-2,1.9672888788615665E-2,6.5291502949707471E-4,0.14083759744545202,58020.678491811515,37891.890052957453,2038.5151499999811,9.3391005330618526,3629.0770606593715,6761.576411377896,12160.717359999993,19672.888788615666,652.91502949707467,140837.597445452,null,null,56967.460478369358,50436.869180437672,1144.7528100341278,6.7725414399486628,4322.2342578520474,7100.4544946637297,18646.822324143242,580.31032082250749,139205.67640776263]
[2004,1,28,6,6.1258900819731552E-2,4.0277142094010294E-2,2.038515149999981E-3,9.3391005330618523E-6,3.719127773676455E-3,7.2176431819219768E-3,1.2806388319999992E-2,2.1446814023327633E-2,6.5291502949707471E-4,0.14942678549269803,61258.900819731549,40277.142094010298,2038.5151499999811,9.3391005330618526,3719.127773676455,7217.643181921977,12806.388319999993,21446.814023327632,652.91502949707467,149426.78549269799,null,null,60146.901106799662,53443.699942528918,1144.7528100341278,6.7725414399486628,4613.7679623586673,7477.4517666409356,20328.226058155593,580.31032082250749,147741.88250878034]
[2004,1,28,7,6.9653624588008139E-2,4.4487686860568205E-2,2.038515149999981E-3,9.3391005330618523E-6,3.8005358677924241E-3,7.899080180025983E-3,1.3565446399999993E-2,2.2662587768615374E-2,6.5291502949707471E-4,0.16476973094504024,69653.624588008141,44487.686860568203,2038.5151499999811,9.3391005330618526,3800.5358677924241,7899.0801800259833,13565.446399999993,22662.587768615373,652.91502949707467,164769.73094504021,null,null,68389.239992299204,58657.274673822234,1144.7528100341278,6.7725414399486628,5049.3661363017736,7920.654021597943,21480.589458281029,580.31032082250749,163228.95995459874]
[2004,1,28,8,8.0004741084321512E-2,4.8495527178320071E-2,1.2572491819999884E-3,5.7598671787196568E-6,3.9776641359805468E-3,8.4873277943339816E-3,1.2823406639999993E-2,2.1911453372653461E-2,4.0268373122010062E-4,0.17736581298600837,80004.741084321518,48495.527178320073,1257.2491819999884,5.7598671787196567,3977.6641359805467,8487.3277943339817,12823.406639999994,21911.453372653461,402.68373122010064,177365.81298600839,null,null,78552.458266176342,63740.892127040795,706.02346713371674,4.1769481994953814,5425.3944226024887,7487.388500071901,20768.631505712336,357.90495653674941,177042.87019347382]
[2004,1,28,9,7.9248966307699203E-2,5.2948437312011043E-2,0,0,4.0362107872117664E-3,8.8881822096953528E-3,1.2528354079999991E-2,2.5226193344681912E-2,0,0.18287634404129924,79248.9663076992,52948.437312011039,0,0,4036.2107872117663,8888.1822096953529,12528.354079999992,25226.193344681913,0,182876.34404129925,null,null,77810.402660538151,69221.105414262012,0,0,5681.6344738974358,7315.1118807085468,23910.48667366906,0,183938.74110307521]
[2004,1,28,10,7.6645974481500734E-2,5.4982305837352662E-2,0,0,4.04624775181081E-3,8.8956131556302952E-3,1.1113167999999994E-2,2.7961658168575269E-2,0,0.18364496739486977,76645.974481500729,54982.305837352658,0,0,4046.2477518108099,8895.6131556302953,11113.167999999994,27961.658168575268,0,183644.96739486977,null,null,75254.661537907057,71703.903888855057,0,0,5686.384592380783,6488.8066500998866,26503.279582385163,0,185637.03625162796]
[2004,1,28,11,7.4074743302513554E-2,5.6364272126962656E-2,0,0,4.0132568941554933E-3,9.1814448617649341E-3,1.2472378159999993E-2,2.8437674788211194E-2,0,0.18454377013360782,74074.743302513554,56364.272126962656,0,0,4013.2568941554932,9181.4448617649341,12472.378159999993,28437.674788211192,0,184543.77013360782,null,null,72730.104528626733,73342.548220114128,0,0,5869.0981368371531,7282.4284080982652,26954.468903133358,0,186178.64819680963]
[2004,1,28,12,7.5403120761609183E-2,5.5631924022339678E-2,0,0,3.9862137778402355E-3,9.1788923270886193E-3,1.3477689279999993E-2,2.7945366103308725E-2,0,0.18562320627218643,75403.120761609185,55631.924022339677,0,0,3986.2137778402357,9178.8923270886189,13477.689279999993,27945.366103308726,0,185623.20627218642,null,null,74034.368669765085,72420.091005607843,0,0,5867.4664681032518,7869.4139986045338,26487.837252100941,0,186679.17739418166]
[2004,1,28,13,7.5408777489313919E-2,5.4600142296191638E-2,0,0,4.003592116653281E-3,9.2273831168682187E-3,1.2525688559999993E-2,2.631693607207946E-2,0,0.1820825196511065,75408.777489313914,54600.14229619164,0,0,4003.5921166532812,9227.3831168682191,12525.688559999993,26316.936072079461,0,182082.5196511065,null,null,74039.922713949549,71187.862218566195,0,0,5898.4634634818758,7313.5555248699629,24944.34021992116,0,183384.14414078876]
[2004,1,28,14,7.1834706882243415E-2,5.4622015100575155E-2,0,0,3.9514575960916997E-3,9.2401280996574943E-3,1.3592101599999993E-2,2.6695866945380849E-2,0,0.17993627622394859,71834.706882243408,54622.015100575154,0,0,3951.4575960916995,9240.1280996574951,13592.101599999993,26695.866945380847,0,179936.2762239486,null,null,70530.730278636591,71151.102327692934,0,0,5906.6104987109456,7936.2175799837914,25303.507434431733,0,180828.16811945598]
[2004,1,28,15,6.9710004177358481E-2,5.4399276207511331E-2,0,0,3.9644679354832171E-3,9.2353911383277736E-3,1.4191023439999992E-2,2.7415490229857606E-2,0,0.17891565312853841,69710.004177358482,54399.276207511328,0,0,3964.4679354832169,9235.3911383277737,14191.023439999992,27415.490229857605,0,178915.6531285384,null,null,68444.596153440187,70896.338232337759,0,0,5903.5824686641372,8285.9187649458163,25985.597780701552,0,179516.03340008945]
[2004,1,28,16,7.4054314868286578E-2,5.3478937705379467E-2,0,0,3.9954141660128685E-3,8.8592511778030087E-3,1.4080916959999992E-2,2.6521676448423001E-2,0,0.18099051132590493,74054.314868286572,53478.937705379467,0,0,3995.4141660128685,8859.2511778030093,14080.916959999991,26521.676448423001,0,180990.51132590492,null,null,72710.046920723631,69815.964513437037,0,0,5663.140754452118,8221.6292968442722,25138.402081464621,0,181549.18356692168]
[2004,1,28,17,8.380918829776858E-2,5.3345050062737431E-2,0,0,4.026360644481297E-3,8.7673948031464517E-3,1.4362641919999992E-2,2.6277079139194262E-2,0,0.19058771486732801,83809.188297768575,53345.050062737435,0,0,4026.3606444812972,8767.3948031464515,14362.641919999991,26277.079139194262,0,190587.714867328,null,null,82287.84540586095,69690.918533257951,0,0,5604.4229725049108,8386.1241370147018,24906.562079970219,0,190875.87312860874]
[2004,1,28,18,9.7863715954569816E-2,5.340906147524857E-2,1.3250374639999878E-3,6.0704273335272131E-6,4.1056309794684385E-3,8.847763114242296E-3,1.4198404879999993E-2,2.4616565642743591E-2,4.2439560721061566E-4,0.2047966455448168,97863.715954569823,53409.061475248571,1325.0374639999877,6.0704273335272134,4105.6309794684385,8847.7631142422961,14198.404879999993,24616.56564274359,424.39560721061565,204796.64554481683,null,null,96087.248819317596,69864.967532038252,744.09079584936842,4.4021606287421928,5655.797185606998,8290.2286734218978,23332.654939648488,377.20245338165961,204356.59255989298]
[2004,1,28,19,0.10281109615383333,5.4104110491273588E-2,2.038515149999981E-3,9.3391005330618523E-6,4.0928989513542577E-3,8.9054530169701048E-3,1.3142243839999993E-2,2.3853382089198374E-2,6.5291502949707471E-4,0.20960995382265973,102811.09615383332,54104.11049127359,2038.5151499999811,9.3391005330618526,4092.8989513542579,8905.4530169701047,13142.243839999992,23853.382089198374,652.91502949707467,209609.95382265971,null,null,100944.82190014233,70693.800168924572,1144.7528100341278,6.7725414399486628,5692.6745731763667,7673.552602302625,22609.276269816273,580.31032082250749,209345.96118665877]
[2004,1,28,20,0.10113686046564269,5.3640461623265787E-2,2.038515149999981E-3,9.3391005330618523E-6,4.0762644908573188E-3,8.665801762339961E-3,1.343196535999999E-2,2.4088787011340998E-2,6.5291502949707471E-4,0.20774090999347686,101136.86046564269,53640.461623265786,2038.5151499999811,9.3391005330618526,4076.2644908573188,8665.801762339961,13431.965359999991,24088.787011340999,652.91502949707467,207740.90999347682,null,null,99300.977707387225,70110.384389059589,1144.7528100341278,6.7725414399486628,5539.4811757081943,7842.716509988808,22832.403325765597,580.31032082250749,207357.79878020595]
[2004,1,28,21,9.7817991521592026E-2,5.191092535602404E-2,2.038515149999981E-3,9.3391005330618523E-6,4.0614880835562498E-3,9.0321606975575924E-3,1.2691155839999994E-2,2.2281255761330259E-2,6.5291502949707471E-4,0.20049574654009025,97817.991521592034,51910.92535602404,2038.5151499999811,9.3391005330618526,4061.4880835562499,9032.1606975575924,12691.155839999994,22281.25576133026,652.91502949707467,200495.74654009024,null,null,96042.354397255185,67991.511051284106,1144.7528100341278,6.7725414399486628,5773.6705191582314,7410.1693065421141,21119.146344218938,580.31032082250749,200068.68729075516]
[2004,1,28,22,9.4842410978732958E-2,4.9208629946076443E-2,2.038515149999981E-3,9.3391005330618523E-6,3.9137270477955788E-3,8.8804360539693813E-3,1.2589455999999992E-2,2.2408778661688014E-2,6.5291502949707471E-4,0.1945442079682925,94842.410978732951,49208.629946076442,2038.5151499999811,9.3391005330618526,3913.727047795579,8880.4360539693807,12589.455999999991,22408.778661688015,652.91502949707467,194544.20796829244,null,null,93120.787959533292,64529.454791474374,1144.7528100341278,6.7725414399486628,5676.6828623783949,7350.7883453161066,21240.018113016133,580.31032082250749,193649.56774401484]
[2004,1,28,23,8.483563757634402E-2,4.4448237691279292E-2,2.038515149999981E-3,9.3391005330618523E-6,3.6763796883474012E-3,8.4322528446816505E-3,1.0143943919999994E-2,2.0016321806337684E-2,6.5291502949707471E-4,0.17425354280702016,84835.637576344016,44448.23769127929,2038.5151499999811,9.3391005330618526,3676.379688347401,8432.2528446816505,10143.943919999994,20016.321806337684,652.91502949707467,174253.54280702013,null,null,83295.662105532072,58458.537935616361,1144.7528100341278,6.7725414399486628,5390.1886037735812,5922.8917232544591,18972.343122360362,580.31032082250749,173771.4591628334]
[2004,1,28,24,7.3002887087211185E-2,4.0963933345654742E-2,2.038515149999981E-3,9.3391005330618523E-6,3.48995814792226E-3,7.7583382648346733E-3,1.0739380079999993E-2,2.0045339037324032E-2,6.5291502949707471E-4,0.15870060524297702,73002.887087211187,40963.933345654739,2038.5151499999811,9.3391005330618526,3489.9581479222602,7758.3382648346733,10739.380079999992,20045.339037324033,652.91502949707467,158700.60524297701,null,null,71677.705139806247,53999.587815179075,1144.7528100341278,6.7725414399486628,4959.3990205960408,6270.5576736583334,18999.846919914191,580.31032082250749,157638.93224145047]
[2004,1,29,1,5.9221714424375758E-2,3.8909678137488198E-2,2.038515149999981E-3,9.3391005330618523E-6,3.5600772795916832E-3,7.0791186586280884E-3,1.1976591439999993E-2,2.0617164628857355E-2,6.5291502949707471E-4,0.14406511384897119,59221.714424375758,38909.678137488198,2038.5151499999811,9.3391005330618526,3560.0772795916832,7079.1186586280883,11976.591439999993,20617.164628857354,652.91502949707467,144065.11384897117,null,null,58146.694654872677,51589.393191035728,1144.7528100341278,6.7725414399486628,4525.2182804936565,6992.9462221214844,19541.848164382682,580.31032082250749,142527.93618520279]
[2004,1,29,2,5.5561046470260327E-2,3.8926439511547582E-2,2.038515149999981E-3,9.3391005330618523E-6,3.5381763205372179E-3,6.7698244190761703E-3,1.1064983599999995E-2,2.1657969169357159E-2,6.5291502949707471E-4,0.14021920877080857,55561.046470260328,38926.439511547585,2038.5151499999811,9.3391005330618526,3538.1763205372181,6769.8244190761707,11064.983599999994,21657.969169357159,652.91502949707467,140219.20877080856,null,null,54552.476827345286,51583.149969982398,1144.7528100341278,6.7725414399486628,4327.5066705652307,6460.6725253254681,20528.368118284536,580.31032082250749,139184.00978379953]
[2004,1,29,3,5.4940277428280254E-2,3.7456233512807892E-2,2.038515149999981E-3,9.3391005330618523E-6,3.5193908361868752E-3,6.7363686640089897E-3,1.2069679599999994E-2,1.9973946196597973E-2,6.5291502949707471E-4,0.1373966655179121,54940.277428280257,37456.233512807892,2038.5151499999811,9.3391005330618526,3519.3908361868753,6736.36866400899,12069.679599999994,19973.946196597972,652.91502949707467,137396.66551791207,null,null,53942.976270226056,49774.42358752853,1144.7528100341278,6.7725414399486628,4306.1205910660256,7047.2989567920631,18932.177670596568,580.31032082250749,135734.83274850581]
[2004,1,29,4,5.3522569092924348E-2,3.7626937560305572E-2,2.038515149999981E-3,9.3391005330618523E-6,3.5479815553566786E-3,6.7638879125171856E-3,1.2068859439999994E-2,2.0476518332892071E-2,6.5291502949707471E-4,0.13670752317402596,53522.56909292435,37626.937560305574,2038.5151499999811,9.3391005330618526,3547.9815553566787,6763.8879125171852,12068.859439999995,20476.518332892072,652.91502949707467,136707.52317402596,null,null,52551.002827936158,50016.513422460564,1144.7528100341278,6.7725414399486628,4323.7118495856093,7046.8200780724992,19408.537468653485,580.31032082250749,135078.4213190049]
[2004,1,29,5,5.6834581077178703E-2,3.7358775158499648E-2,2.038515149999981E-3,9.3391005330618523E-6,3.578496496383499E-3,6.7461655782186346E-3,1.1193133599999993E-2,1.9958607152183307E-2,6.5291502949707471E-4,0.13837052834249389,56834.5810771787,37358.775158499651,2038.5151499999811,9.3391005330618526,3578.4964963834991,6746.1655782186344,11193.133599999994,19958.607152183307,652.91502949707467,138370.52834249387,null,null,55802.893648956517,49727.835322608502,1144.7528100341278,6.7725414399486628,4312.3831185658128,6535.4973252574318,18917.638655056158,580.31032082250749,137028.08374274103]
[2004,1,29,6,5.9848076710334881E-2,3.9700865185611993E-2,2.038515149999981E-3,9.3391005330618523E-6,3.6672921123183655E-3,7.2089832355896784E-3,1.2227970479999991E-2,2.1455299233909524E-2,6.5291502949707471E-4,0.14680925623779453,59848.076710334884,39700.86518561199,2038.5151499999811,9.3391005330618526,3667.2921123183655,7208.9832355896788,12227.970479999991,21455.299233909525,652.91502949707467,146809.25623779453,null,null,58761.686924836453,52680.711175318756,1144.7528100341278,6.7725414399486628,4608.2322241770153,7139.722549668023,20336.268710955781,580.31032082250749,145258.45725725259]
[2004,1,29,7,6.7826790411097918E-2,4.3499798618258374E-2,2.038515149999981E-3,9.3391005330618523E-6,3.7475654836284173E-3,8.0546220230635519E-3,1.3761464639999995E-2,2.2292439201104446E-2,6.5291502949707471E-4,0.16188344965718282,67826.790411097914,43499.798618258377,2038.5151499999811,9.3391005330618526,3747.5654836284175,8054.6220230635518,13761.464639999995,22292.439201104447,652.91502949707467,161883.44965718282,null,null,66595.567348702738,57392.909847368705,1144.7528100341278,6.7725414399486628,5148.7938794202491,8035.1060355738755,21129.746496371616,580.31032082250749,160033.95927973377]
[2004,1,29,8,7.808366230420824E-2,4.7520371640088058E-2,1.2232765459999886E-3,5.6042274902056334E-6,3.9222249014431929E-3,9.0148739351073419E-3,1.2509285359999992E-2,2.1587773500393721E-2,3.9180265209933299E-4,0.1742588750668301,78083.662304208236,47520.371640088058,1223.2765459999887,5.6042274902056333,3922.2249014431927,9014.8739351073418,12509.285359999993,21587.77350039372,391.80265209933299,174258.87506683008,null,null,76666.251790714625,62488.995137503567,686.94572296033323,4.0640812016051315,5762.6202207775023,7303.9779504786711,20461.833600596259,348.23386270340387,173722.92236693596]
[2004,1,29,9,7.660072806161175E-2,5.1513237962562144E-2,0,0,3.9799558340976298E-3,9.401087678153449E-3,1.4197379679999992E-2,2.3980486122171747E-2,0,0.17967287533859672,76600.72806161175,51513.237962562147,0,0,3979.95583409763,9401.0876781534498,14197.379679999991,23980.486122171747,0,179672.8753385967,null,null,75210.236451820267,67409.387364893599,0,0,6009.5014463210264,8289.6300750224418,22729.75101783132,0,179648.50635588865]
[2004,1,29,10,7.3958595356002674E-2,5.3531493499462852E-2,0,0,3.9898523103870766E-3,9.6907767185885983E-3,1.2640921039999994E-2,2.6616386869516784E-2,0,0.18042802579395797,73958.595356002668,53531.493499462849,0,0,3989.8523103870766,9690.7767185885987,12640.921039999994,26616.386869516784,0,180428.02579395796,null,null,72616.064953004796,69873.049578911858,0,0,6194.6807327055058,7380.8379849687844,25228.172750803358,0,181292.80600039431]
[2004,1,29,11,7.1565425553061099E-2,5.4983453182414717E-2,0,0,3.9573218440485574E-3,9.8073563400995472E-3,1.3776432559999991E-2,2.7221113785653908E-2,0,0.18131110326527783,71565.425553061097,54983.45318241472,0,0,3957.3218440485575,9807.3563400995463,13776.43255999999,27221.11378565391,0,181311.10326527781,null,null,70266.337067862245,71597.276413834028,0,0,6269.2024718984758,8043.8455722059261,25801.359306219732,0,181978.02083202041]
[2004,1,29,12,7.3364282794185054E-2,5.4459859791379517E-2,0,0,3.9306554087204662E-3,9.5894037002265207E-3,1.3859473759999991E-2,2.7167931298728982E-2,0,0.18237160675324054,73364.282794185056,54459.859791379517,0,0,3930.6554087204663,9589.4037002265213,13859.47375999999,27167.931298728981,0,182371.60675324051,null,null,72032.540625864756,70928.857906105331,0,0,6129.8795818896788,8092.3320425618385,25750.950624754554,0,182934.5607811762]
[2004,1,29,13,7.3601241882333468E-2,5.3573606298966195E-2,0,0,3.9477916043252894E-3,9.2587841830904585E-3,1.2686644959999991E-2,2.5824886976142235E-2,0,0.17889295590485763,73601.241882333474,53573.606298966195,0,0,3947.7916043252894,9258.7841830904581,12686.644959999991,25824.886976142236,0,178892.95590485766,null,null,72265.198323774835,69873.112858509616,0,0,5918.5361145770339,7407.5354735845076,24477.954618635893,0,179942.33738908189]
[2004,1,29,14,7.0018825431020407E-2,5.3579650888226374E-2,0,0,3.8963836993424566E-3,9.0919957670609602E-3,1.4159857359999991E-2,2.6037593121269787E-2,0,0.17678430626691999,70018.825431020407,53579.650888226373,0,0,3896.3836993424566,9091.9957670609601,14159.857359999991,26037.593121269787,0,176784.30626691997,null,null,68747.811541818475,69818.008563505267,0,0,5811.9191717643344,8267.7213736023623,24679.5667833802,0,177325.02743407065]
[2004,1,29,15,6.8074026819590405E-2,5.3411087683972173E-2,0,0,3.9092126715184984E-3,9.2512097543319283E-3,1.4208861919999993E-2,2.6927169880737581E-2,0,0.17578156873015061,68074.026819590406,53411.087683972175,0,0,3909.2126715184982,9251.2097543319287,14208.861919999992,26927.16988073758,0,175781.56873015058,null,null,66838.315808316111,69628.833126701298,0,0,5913.694276894229,8296.3343770963456,25522.74644833526,0,176199.92403734327]
[2004,1,29,16,7.2274900431731084E-2,5.2432010626978727E-2,0,0,3.9397276435376664E-3,9.5682016805901902E-3,1.3646232159999992E-2,2.5959006009251447E-2,0,0.17782007855208912,72274.90043173109,52432.010626978728,0,0,3939.7276435376662,9568.2016805901894,13646.232159999992,25959.006009251447,0,177820.07855208911,null,null,70962.933232568117,68476.583911059075,0,0,6116.3265152625536,7967.8235754750522,24605.078489844913,0,178128.74572420973]
[2004,1,29,17,8.2094788170423538E-2,5.2448740249422615E-2,0,0,3.9702428015109172E-3,9.4585608524379479E-3,1.3357945919999992E-2,2.5918889764584327E-2,0,0.18724916775837935,82094.788170423533,52448.740249422612,0,0,3970.2428015109172,9458.5608524379477,13357.945919999993,25918.889764584328,0,187249.16775837934,null,null,80604.56585730442,68533.973682420547,0,0,6046.2402935493064,7799.4977055481068,24567.054562873265,0,187551.33210169565]
[2004,1,29,18,9.6103515532229483E-2,5.2408754441096182E-2,1.2910648279999878E-3,5.9147876450131888E-6,4.0484084452765221E-3,9.2666379713240779E-3,1.3364302159999992E-2,2.4307084778760375E-2,4.1351452808984792E-4,0.20120919747242144,96103.515532229489,52408.754441096185,1291.0648279999878,5.9147876450131891,4048.4084452765223,9266.6379713240785,13364.302159999992,24307.084778760374,413.51452808984794,201209.19747242148,null,null,94359.000363763349,68580.351970289121,725.01305167598468,4.289293630851942,5923.5565285296361,7803.2090156247323,23039.315474081191,367.53135954831407,200802.26705714321]
[2004,1,29,19,0.10148468757494947,5.3324777726897865E-2,2.038515149999981E-3,9.3391005330618523E-6,4.0358537553726887E-3,9.1189228156450357E-3,1.1175500159999994E-2,2.4097659265112665E-2,6.5291502949707471E-4,0.20593817057800781,101484.68757494946,53324.777726897868,2038.5151499999811,9.3391005330618526,4035.8537553726887,9118.9228156450354,11175.500159999994,24097.659265112667,652.91502949707467,205938.17057800779,null,null,99642.490899197554,69677.82465812999,1144.7528100341278,6.7725414399486628,5829.131875544047,6525.2014327867937,22840.812834987788,580.31032082250749,206247.29737294273]
[2004,1,29,20,9.9123504632744483E-2,5.2520146453076171E-2,2.038515149999981E-3,9.3391005330618523E-6,4.0194510246553327E-3,8.9276189520150415E-3,1.3220569119999991E-2,2.3589813995873891E-2,6.5291502949707471E-4,0.20410187345839503,99123.504632744487,52520.146453076173,2038.5151499999811,9.3391005330618526,4019.4510246553327,8927.6189520150419,13220.569119999991,23589.81399587389,652.91502949707467,204101.87345839501,null,null,97324.169234599205,68680.487949514485,1144.7528100341278,6.7725414399486628,5706.8438079789694,7719.2855200210406,22359.454931458538,580.31032082250749,203522.0771158688]
[2004,1,29,21,9.6188304498195293E-2,5.1029296172151684E-2,2.038515149999981E-3,9.3391005330618523E-6,4.0048807784474529E-3,8.7861966635343867E-3,1.2015138959999994E-2,2.2259041352217211E-2,6.5291502949707471E-4,0.19698362770457614,96188.304498195299,51029.296172151684,2038.5151499999811,9.3391005330618526,4004.8807784474529,8786.196663534387,12015.138959999995,22259.041352217209,652.91502949707467,196983.62770457612,null,null,94442.25020146287,66851.804672924336,1144.7528100341278,6.7725414399486628,5616.4417740588415,7015.45352194102,21098.090558044485,580.31032082250749,196755.87640072819]
[2004,1,29,22,9.2904783203559063E-2,4.8214188550009841E-2,2.038515149999981E-3,9.3391005330618523E-6,3.8591790291926452E-3,8.4046246986344761E-3,1.2926541759999993E-2,2.2126262043310384E-2,6.5291502949707471E-4,0.19113634856473652,92904.783203559069,48214.188550009843,2038.5151499999811,9.3391005330618526,3859.179029192645,8404.6246986344759,12926.541759999993,22126.262043310384,652.91502949707467,191136.34856473652,null,null,91218.332893972707,63255.213232153859,1144.7528100341278,6.7725414399486628,5372.5277341685151,7547.6074990571442,20972.236535886801,580.31032082250749,190097.7535675356]
[2004,1,29,23,8.2429517998624982E-2,4.3121202529711154E-2,2.038515149999981E-3,9.3391005330618523E-6,3.6251396379166903E-3,8.1110353950982692E-3,1.2179375999999993E-2,1.9034088380333165E-2,6.5291502949707471E-4,0.17120112922171435,82429.517998624986,43121.202529711154,2038.5151499999811,9.3391005330618526,3625.1396379166904,8111.035395098269,12179.375999999993,19034.088380333167,652.91502949707467,171201.12922171433,null,null,80933.219515873556,56784.302208591886,1144.7528100341278,6.7725414399486628,5184.8552642770564,7111.3489855338239,18041.339426241284,580.31032082250749,169786.90107281419]
[2004,1,29,24,7.1408649826831552E-2,4.0271929792911186E-2,2.038515149999981E-3,9.3391005330618523E-6,3.4413164958759512E-3,7.2408919674237949E-3,1.0954056959999993E-2,1.9903003043117914E-2,6.5291502949707471E-4,0.15592061736619048,71408.649826831548,40271.929792911185,2038.5151499999811,9.3391005330618526,3441.3164958759512,7240.891967423795,10954.056959999993,19903.003043117915,652.91502949707467,155920.61736619048,null,null,70112.407206645439,53099.901996183449,1144.7528100341278,6.7725414399486628,4628.6293927464567,6395.9041785043601,18864.93465447061,580.31032082250749,154833.61310084688]
[2004,1,30,1,5.4819136739940884E-2,3.5616831335871041E-2,2.038515149999981E-3,9.3391005330618523E-6,3.2416668018435766E-3,7.0091800297061024E-3,1.1653858479999994E-2,2.0497599052641778E-2,6.5291502949707471E-4,0.1355390417200335,54819.136739940885,35616.831335871044,2038.5151499999811,9.3391005330618526,3241.6668018435766,7009.1800297061027,11653.858479999994,20497.599052641777,652.91502949707467,135539.04172003348,null,null,53824.034583319211,47202.681521294391,1144.7528100341278,6.7725414399486628,4480.5110821301014,6804.5074459728276,19428.518694586368,580.31032082250749,133472.08899959951]
[2004,1,30,2,4.9766642495424472E-2,3.4833830633539432E-2,2.038515149999981E-3,9.3391005330618523E-6,3.2001511271986323E-3,6.8977693952436379E-3,1.1380540159999992E-2,2.1007724975305894E-2,6.5291502949707471E-4,0.12978742806674218,49766.642495424472,34833.83063353943,2038.5151499999811,9.3391005330618526,3200.1511271986324,6897.7693952436375,11380.540159999991,21007.724975305893,652.91502949707467,129787.42806674218,null,null,48863.255535685385,46201.114661618405,1144.7528100341278,6.7725414399486628,4409.2935388139613,6644.9211126779337,19912.038300937314,580.31032082250749,127762.45882202958]
[2004,1,30,3,4.9286590389565635E-2,3.3952598846958518E-2,2.038515149999981E-3,9.3391005330618523E-6,3.231716646808879E-3,6.6222518939041547E-3,1.0410905999999994E-2,2.0551021741788106E-2,6.5291502949707471E-4,0.12675585479905541,49286.590389565637,33952.598846958521,2038.5151499999811,9.3391005330618526,3231.716646808879,6622.2518939041547,10410.905999999994,20551.021741788107,652.91502949707467,126755.85479905542,null,null,48391.917556210865,45168.997412591809,1144.7528100341278,6.7725414399486628,4233.1731919487784,6078.7667464727256,19479.155050197041,580.31032082250749,125083.84562971782]
[2004,1,30,4,4.9531427844761673E-2,3.3566780790694833E-2,2.038515149999981E-3,9.3391005330618523E-6,3.2546192165382863E-3,6.634426019619763E-3,1.0928631999999995E-2,1.9371809902762414E-2,6.5291502949707471E-4,0.12598846505440708,49531.427844761674,33566.780790694836,2038.5151499999811,9.3391005330618526,3254.6192165382863,6634.4260196197629,10928.631999999996,19371.809902762412,652.91502949707467,125988.46505440708,null,null,48632.310609430213,44728.152167638902,1144.7528100341278,6.7725414399486628,4240.9553155285485,6381.0589381978598,18361.446620026749,580.31032082250749,124075.75932311887]
[2004,1,30,5,4.9449056400636696E-2,3.4116338036612411E-2,2.038515149999981E-3,9.3391005330618523E-6,3.3114033639798763E-3,6.8378070973138493E-3,1.1032382239999992E-2,2.0379410407479932E-2,6.5291502949707471E-4,0.12782716682605288,49449.056400636699,34116.338036612411,2038.5151499999811,9.3391005330618526,3311.4033639798763,6837.8070973138492,11032.382239999992,20379.410407479932,652.91502949707467,127827.16682605287,null,null,48551.43440960435,45464.694778793812,1144.7528100341278,6.7725414399486628,4370.963557383071,6441.6370962227757,19316.494340118436,580.31032082250749,125877.05985441904]
[2004,1,30,6,5.2904634804751313E-2,3.524118419236881E-2,2.038515149999981E-3,9.3391005330618523E-6,3.3614112516652545E-3,7.1649761777113257E-3,1.1870790799999994E-2,1.9465058795065698E-2,6.5291502949707471E-4,0.1327088253015925,52904.634804751317,35241.184192368812,2038.5151499999811,9.3391005330618526,3361.4112516652544,7164.9761777113254,11870.790799999993,19465.058795065699,652.91502949707467,132708.8253015925,null,null,51944.285566870436,46891.828196303926,1144.7528100341278,6.7725414399486628,4580.1013858078704,6931.1708672976556,18449.831988611193,580.31032082250749,130529.05367718767]
[2004,1,30,7,6.3703805917360357E-2,3.8668830612568483E-2,2.038515149999981E-3,9.3391005330618523E-6,3.4074727598196282E-3,8.2272757540050069E-3,1.1782008479999995E-2,2.0219858129554971E-2,6.5291502949707471E-4,0.14871002093333854,63703.805917360354,38668.830612568483,2038.5151499999811,9.3391005330618526,3407.4727598196282,8227.2757540050061,11782.008479999995,20219.85812955497,652.91502949707467,148710.02093333853,null,null,62547.425163790642,51111.454195718186,1144.7528100341278,6.7725414399486628,5259.1601350415549,6879.3322459047922,19165.263729817787,580.31032082250749,146694.47114256956]
[2004,1,30,8,7.2387612793750014E-2,4.28696768962257E-2,1.1892934439999888E-3,5.4485398535435784E-6,3.6602566945553505E-3,8.8406641993614404E-3,1.0665975759999993E-2,1.9468805970313561E-2,3.8091822082849742E-4,0.15946865251888809,72387.612793750013,42869.676896225697,1189.2934439999888,5.4485398535435783,3660.2566945553504,8840.6641993614412,10665.975759999992,19468.805970313562,380.9182208284974,159468.65251888809,null,null,71073.599588006255,56521.423671825643,667.8621014782085,3.9511794326126362,5651.2593128943599,6227.6980282573049,18453.383724800784,338.55978948193973,158937.73739617711]
[2004,1,30,9,7.3203076509550283E-2,4.7079409673493819E-2,0,0,3.7328233538632873E-3,9.3233368364435375E-3,1.1200925119999993E-2,2.189636137897186E-2,0,0.16643593287232275,73203.076509550287,47079.409673493821,0,0,3732.8233538632871,9323.3368364435373,11200.925119999993,21896.361378971862,0,166435.9328723228,null,null,71874.260631774509,61723.272074899476,0,0,5959.8004104723559,6540.0466730932949,20754.326655635577,0,166851.7064458752]
[2004,1,30,10,7.0381795906776096E-2,4.9415090262200922E-2,0,0,3.744060063212552E-3,9.5841700591063773E-3,1.0332170639999996E-2,2.3924570179617459E-2,0,0.16738185711091341,{"$f":"E708*1000000*O$8826","v":70381.795906776097},{"$f":"F708*1000000*P$8826","v":49415.090262200923},{"$f":"G708*1000000*Q$8826","v":0},{"$f":"H708*1000000*R$8826","v":0},{"$f":"I708*1000000*S$8826","v":3744.060063212552},{"$f":"J708*1000000*T$8826","v":9584.1700591063782},{"$f":"K708*1000000*U$8826","v":10332.170639999995},{"$f":"L708*1000000*V$8826","v":23924.570179617458},{"$f":"M708*1000000*W$8826","v":0},{"$f":"SUM(O708:W708)","v":167381.85711091341},null,null,{"$f":"O708*AA$8826","v":69104.193210732352},{"$f":"(P708+S708)*AB$8826","v":64574.148847963734},{"$f":"Q708*AC$8826","v":0},{"$f":"R708*AD$8826","v":0},{"$f":"T708*AE$8826","v":6126.5340568868523},{"$f":"U708*AF$8826","v":6032.7943893945276},{"$f":"V708*AG$8826","v":22676.751447859668},{"$f":"W708*AH$8826","v":0},{"$f":"SUM(AA708:AH708)","v":168514.42195283712}]
[2004,1,30,11,6.8550098057595321E-2,5.0350201660987255E-2,0,0,3.7232162841114541E-3,9.6034480572158836E-3,1.2858263439999993E-2,2.4317683571571758E-2,0,0.16940291107148167,68550.098057595314,50350.201660987252,0,0,3723.2162841114541,9603.4480572158827,12858.263439999993,24317.683571571757,0,169402.91107148162,null,null,67305.74518247899,65684.739461226491,0,0,6138.8572221936138,7507.7408456533949,23049.361472334313,0,169686.44418388681]
[2004,1,30,12,6.8630613573490817E-2,5.0075113219492325E-2,0,0,3.7012576173066098E-3,9.5305591233039531E-3,1.2702843119999993E-2,2.3816582471992177E-2,0,0.16845696912558586,68630.613573490817,50075.113219492327,0,0,3701.25761730661,9530.5591233039522,12702.843119999992,23816.582471992177,0,168456.96912558589,null,null,67384.799143737298,65323.906677617524,0,0,6092.2640865097028,7416.9933282959082,22574.395987056909,0,168792.35922321735]
[2004,1,30,13,6.7049578028919643E-2,4.9305157143578318E-2,0,0,3.7172120127302072E-3,9.4393828640620021E-3,1.1772576639999994E-2,2.3761600186394862E-2,0,0.16504550687568503,67049.578028919641,49305.157143578319,0,0,3717.2120127302073,9439.3828640620013,11772.576639999994,23761.600186394862,0,165045.50687568501,null,null,65832.463282774101,64407.99631318255,0,0,6033.9810579344112,6873.8251406297986,22522.281377884628,0,165670.5471724055]
[2004,1,30,14,6.3999113160030333E-2,4.92911129850436E-2,0,0,3.6841880862404897E-3,9.357472946562119E-3,1.3520747679999992E-2,2.4193756215176099E-2,0,0.16404639107305266,63999.113160030334,49291.112985043597,0,0,3684.1880862404896,9357.4729465621185,13520.747679999991,24193.756215176101,0,164046.39107305265,null,null,62837.371853713492,64350.821179461425,0,0,5981.6213965276293,7894.5551313816732,22931.897716978372,0,163996.26727806259]
[2004,1,30,15,6.1736620398033355E-2,4.8727174240431305E-2,0,0,3.6961968149570659E-3,9.2283928040786077E-3,1.3213392719999995E-2,2.4591602473009004E-2,0,0.16119337945050935,61736.620398033352,48727.174240431304,0,0,3696.1968149570657,9228.3928040786086,13213.392719999994,24591.602473009003,0,161193.37945050932,null,null,60615.94889982904,63680.373838186482,0,0,5899.1088905812594,7715.095331224853,23308.993758228218,0,161219.52071804987]
[2004,1,30,16,6.7695188393107855E-2,4.7196680931128186E-2,0,0,3.7066615049390181E-3,9.1299994494065916E-3,1.2260366799999993E-2,2.2560701396567826E-2,0,0.16254959847514946,67695.188393107848,47196.680931128183,0,0,3706.661504939018,9129.9994494065922,12260.366799999993,22560.701396567827,0,162549.59847514948,null,null,66466.354231007455,61833.945636901139,0,0,5836.2124441856022,7158.6382590908242,21384.01710954079,0,162679.1676807258]
[2004,1,30,17,7.6694843783586458E-2,4.8115642691941074E-2,0,0,3.7843750323445129E-3,8.3983435701487589E-3,1.2255445839999995E-2,2.3527734331481184E-2,0,0.17277638524950201,76694.843783586461,48115.642691941073,0,0,3784.3750323445129,8398.3435701487597,12255.445839999995,23527.734331481184,0,172776.385249502,null,null,75302.643741968452,63044.639525357321,0,0,5368.5126188955073,7155.7649867734381,22300.613117004574,0,173172.17398999928]
[2004,1,30,18,8.7572581441740696E-2,4.8136333223668337E-2,1.2570817259999884E-3,5.7591000083511346E-6,3.8158551990307302E-3,8.1436693803009393E-3,1.2376419439999993E-2,2.2489504456106434E-2,4.0263009681901246E-4,0.18419983406367446,87572.581441740695,48136.333223668335,1257.0817259999883,5.759100008351135,3815.8551990307301,8143.6693803009393,12376.419439999992,22489.504456106435,402.63009681901246,184199.83406367444,null,null,85982.923708401911,63108.012969519456,705.92943019386018,4.1763918618594476,5205.7160399647892,7226.3995979092106,21316.533543041169,357.85728632684999,183907.5489672191]
[2004,1,30,19,9.3181202217571063E-2,4.7627730736687371E-2,2.038515149999981E-3,9.3391005330618523E-6,3.8428746371927712E-3,8.2363413239056396E-3,1.1387921599999993E-2,2.1261284494443825E-2,6.5291502949707471E-4,0.18823812428983075,93181.202217571059,47627.730736687372,2038.5151499999811,9.3391005330618526,3842.8746371927714,8236.341323905639,11387.921599999992,21261.284494443826,652.91502949707467,188238.12428983077,null,null,91489.734223042309,62523.01837711675,1144.7528100341278,6.7725414399486628,5264.9551618825635,6649.2310211540162,20152.37307600585,580.31032082250749,187811.14753149805]
[2004,1,30,20,9.0352451502878725E-2,4.7112736028716337E-2,2.038515149999981E-3,9.3391005330618523E-6,3.8065912145617618E-3,8.3484673711576324E-3,1.2429934879999993E-2,2.1849827909599228E-2,6.5291502949707471E-4,0.18660077818694376,90352.451502878728,47112.736028716339,2038.5151499999811,9.3391005330618526,3806.5912145617617,8348.4673711576324,12429.934879999993,21849.827909599229,652.91502949707467,186600.77818694376,null,null,88712.332290985665,61853.362902109933,1144.7528100341278,6.7725414399486628,5336.6300218774304,7257.6464343607995,20710.220203103829,580.31032082250749,185602.02752473421]
[2004,1,30,21,8.7533693541276561E-2,4.620236438574532E-2,2.038515149999981E-3,9.3391005330618523E-6,3.7640462530758772E-3,8.081276779758801E-3,1.0720721439999996E-2,2.1310627986614577E-2,6.5291502949707471E-4,0.18031349966650123,87533.69354127656,46202.364385745321,2038.5151499999811,9.3391005330618526,3764.0462530758773,8081.2767797588012,10720.721439999996,21310.627986614578,652.91502949707467,180313.49966650124,null,null,85944.74171897395,60695.824110025831,1144.7528100341278,6.7725414399486628,5165.8325247765388,6259.663182788242,20199.142990747259,580.31032082250749,179997.04019960843]
[2004,1,30,22,8.5947587434704917E-2,4.3634941667675134E-2,2.038515149999981E-3,9.3391005330618523E-6,3.6154807799527828E-3,7.8676558220333384E-3,1.0294443279999992E-2,2.1215215373316269E-2,6.5291502949707471E-4,0.17527609363771252,85947.58743470491,43634.941667675135,2038.5151499999811,9.3391005330618526,3615.480779952783,7867.6558220333382,10294.443279999992,21215.21537331627,652.91502949707467,175276.09363771247,null,null,84387.427339181362,57396.62491941006,1144.7528100341278,6.7725414399486628,5029.2785962987855,6010.7659682945559,20108.706753000351,580.31032082250749,174664.63924848172]
[2004,1,30,23,7.5833488982558261E-2,3.9113038451483645E-2,2.038515149999981E-3,9.3391005330618523E-6,3.4995968918528726E-3,7.6266459428374943E-3,9.4213829599999934E-3,1.8652453889462527E-2,6.5291502949707471E-4,0.15684737639822491,75833.488982558265,39113.038451483648,2038.5151499999811,9.3391005330618526,3499.5968918528724,7626.6459428374947,9421.3829599999935,18652.453889462526,652.91502949707467,156847.37639822488,null,null,74456.924649035878,51762.954084484991,1144.7528100341278,6.7725414399486628,4875.216718866156,5500.9995713180742,17679.609605039441,580.31032082250749,156007.5403010411]
[2004,1,30,24,6.6038988242474492E-2,3.6240834403498977E-2,2.038515149999981E-3,9.3391005330618523E-6,3.2733181702554073E-3,7.5079450718507496E-3,9.1499099999999955E-3,1.8494908443049497E-2,6.5291502949707471E-4,0.14340667361115922,66038.988242474486,36240.834403498979,2038.5151499999811,9.3391005330618526,3273.3181702554075,7507.9450718507496,9149.9099999999962,18494.908443049499,652.91502949707467,143406.67361115923,null,null,64840.218186445498,47999.126289250351,1144.7528100341278,6.7725414399486628,4799.3390034043505,5342.490715142204,17530.281157204085,580.31032082250749,142243.29102374311]
[2004,1,31,1,5.7943967457218283E-2,3.2667763921713687E-2,2.038515149999981E-3,9.3391005330618523E-6,3.3602772416833214E-3,7.352807249739305E-3,9.4636211999999942E-3,1.6678876834639006E-2,6.5291502949707471E-4,0.13016808318502371,57943.967457218285,32667.763921713686,2038.5151499999811,9.3391005330618526,3360.2772416833213,7352.807249739305,9463.6211999999941,16678.876834639006,652.91502949707467,130168.0831850237,null,null,56892.141937720764,43764.433376835907,1144.7528100341278,6.7725414399486628,4700.1695244807224,5525.6618253756506,15808.967165094571,580.31032082250749,128423.20950180419]
[2004,1,31,2,5.2063623727301243E-2,3.1833812177369449E-2,2.038515149999981E-3,9.3391005330618523E-6,3.3472290606359426E-3,7.2408716591786442E-3,1.0172444479999994E-2,1.703938146205259E-2,6.5291502949707471E-4,0.12439813184656798,52063.623727301245,31833.812177369447,2038.5151499999811,9.3391005330618526,3347.2290606359425,7240.8716591786442,10172.444479999995,17039.381462052588,652.91502949707467,124398.13184656798,null,null,51118.540908898722,42735.555019645442,1144.7528100341278,6.7725414399486628,4628.6164110114933,5939.5327587593283,16150.669179813558,580.31032082250749,122304.74995042513]
[2004,1,31,3,5.0015962042211176E-2,3.1180792386273949E-2,2.038515149999981E-3,9.3391005330618523E-6,3.3236388637004921E-3,7.2388933443324512E-3,9.3631515999999942E-3,1.679388465190973E-2,6.5291502949707471E-4,0.1206170921684579,50015.962042211177,31180.792386273948,2038.5151499999811,9.3391005330618526,3323.638863700492,7238.8933443324513,9363.1515999999938,16793.884651909728,652.91502949707467,120617.09216845789,null,null,49108.049319509555,41913.65486112763,1144.7528100341278,6.7725414399486628,4627.3518035175002,5466.9991822289903,15917.97659210743,580.31032082250749,118765.86743078768]
[2004,1,31,4,4.8536173103966219E-2,3.0933778158832071E-2,2.038515149999981E-3,9.3391005330618523E-6,3.339797591668798E-3,7.1400522695138141E-3,9.8328982399999952E-3,1.7023197240964429E-2,6.5291502949707471E-4,0.11950666588497545,48536.173103966219,30933.778158832072,2038.5151499999811,9.3391005330618526,3339.7975916687978,7140.0522695138143,9832.898239999995,17023.19724096443,652.91502949707467,119506.66588497545,null,null,47655.12218995703,41633.227177575085,1144.7528100341278,6.7725414399486628,4564.1691588689619,5741.2769688595972,16135.329068946861,580.31032082250749,117460.96023650412]
[2004,1,31,5,4.7296508020950097E-2,3.1658522782911223E-2,2.038515149999981E-3,9.3391005330618523E-6,3.3772138775648962E-3,7.097894214048878E-3,9.1552410399999944E-3,1.7763711875837709E-2,6.5291502949707471E-4,0.11904986109134293,47296.508020950096,31658.522782911223,2038.5151499999811,9.3391005330618526,3377.2138775648964,7097.894214048878,9155.2410399999935,17763.711875837711,652.91502949707467,119049.86109134291,null,null,46437.960077088908,42559.04882343598,1144.7528100341278,6.7725414399486628,4537.2202669998478,5345.6034268193725,16837.221148614412,580.31032082250749,117448.88941525511]
[2004,1,31,6,4.9765702920167791E-2,3.202806315200335E-2,2.038515149999981E-3,9.3391005330618523E-6,3.448675845651296E-3,6.7298481973190553E-3,9.8901043999999935E-3,1.7287336612655649E-2,6.5291502949707471E-4,0.12185050040782726,49765.702920167794,32028.063152003349,2038.5151499999811,9.3391005330618526,3448.6758456512957,6729.8481973190555,9890.1043999999929,17287.33661265565,652.91502949707467,121850.50040782725,null,null,48862.333016030447,43094.74870556243,1144.7528100341278,6.7725414399486628,4301.9524825082353,5774.6787595492242,16385.691889865528,580.31032082250749,120151.24052581243]
[2004,1,31,7,5.2647665326516997E-2,3.310060347839635E-2,2.038515149999981E-3,9.3391005330618523E-6,3.5141756299638689E-3,7.1456706839966612E-3,1.1377259519999995E-2,1.6220671088912737E-2,6.5291502949707471E-4,0.12670681500781672,52647.665326516995,33100.603478396348,2038.5151499999811,9.3391005330618526,3514.1756299638687,7145.670683996661,11377.259519999996,16220.671088912737,652.91502949707467,126706.81500781672,null,null,51691.980716669023,44477.163041641885,1144.7528100341278,6.7725414399486628,4567.7606443562381,6643.0055977996781,15374.659767728324,580.31032082250749,124486.40544049174]
[2004,1,31,8,5.8019552203290733E-2,3.5469196996146049E-2,1.1213481719999896E-3,5.137260476515534E-6,3.6647906579958243E-3,7.4345681390118957E-3,1.0874501439999995E-2,1.7060593949789506E-2,3.5915606258696232E-4,0.13400884488129747,58019.552203290732,35469.196996146049,1121.3481719999897,5.1372604765155341,3664.7906579958244,7434.5681390118953,10874.501439999995,17060.593949789505,359.15606258696232,134008.84488129747,null,null,56966.354634755276,47537.327596916912,629.7066131314416,3.7254454368321381,4752.4339218735822,6349.4529427065972,16170.775301193771,319.21760181524888,132728.99405782967]
[2004,1,31,9,6.6755289887993771E-2,3.7495612827154932E-2,0,0,3.8104799173347349E-3,7.6119278033395174E-3,1.0803352559999991E-2,1.7009365312910873E-2,0,0.1434860283087338,66755.289887993771,37495.612827154931,0,0,3810.4799173347351,7611.9278033395176,10803.352559999992,17009.365312910872,0,143486.02830873383,null,null,65543.517195392284,50175.854295687037,0,0,4865.8083734035572,6307.9102137843702,16122.218564049163,0,143015.30864231641]
[2004,1,31,10,7.1745236408569793E-2,3.933961674781658E-2,0,0,3.854895452924733E-3,7.8786572683306536E-3,1.0416442079999994E-2,1.7929201238690212E-2,0,0.15116404919633197,71745.236408569792,39339.616747816581,0,0,3854.895452924733,7878.657268330654,10416.442079999993,17929.201238690213,0,151164.04919633197,null,null,70442.883914108083,52469.778828131799,0,0,5036.3111025043145,6081.9991778297863,16994.079187045045,0,151025.05220961905]
[2004,1,31,11,7.3157182509691637E-2,4.0507822980129629E-2,0,0,3.770730992430978E-3,7.9191033971528439E-3,1.1520582479999993E-2,1.9204679981898124E-2,0,0.15608010234130321,73157.182509691644,40507.822980129626,0,0,3770.7309924309779,7919.1033971528441,11520.582479999992,19204.679981898124,0,156080.10234130319,null,null,71829.199720887191,53786.599625724652,0,0,5062.1656714623168,6726.6896540435846,18203.033589134819,0,155607.68826125254]
[2004,1,31,12,7.4049439507785156E-2,4.056216638140063E-2,0,0,3.7931978097595653E-3,8.2163914333781944E-3,1.1375209119999993E-2,1.9851241284339422E-2,0,0.15784764553666294,74049.439507785151,40562.166381400632,0,0,3793.1978097595652,8216.3914333781941,11375.209119999994,19851.241284339423,0,157847.64553666295,null,null,72705.26006000601,53879.903496432366,0,0,5252.2024996286818,6641.808401000766,18815.872601129147,0,157295.04705819697]
[2004,1,31,13,7.6098674195673496E-2,3.9785826698733373E-2,0,0,3.8393415716032543E-3,8.2600896731536404E-3,1.0275374559999993E-2,1.8959331682229151E-2,0,0.15721863838139291,76098.674195673491,39785.82669873337,0,0,3839.3415716032541,8260.0896731536413,10275.374559999993,18959.331682229153,0,157218.63838139293,null,null,74717.296098323932,52992.910762523003,0,0,5280.1359307509638,5999.6320380646803,17970.48176613537,0,156960.45659579794]
[2004,1,31,14,7.4202298571506911E-2,3.9346926808964469E-2,0,0,3.8190345179699658E-3,8.1975017297052782E-3,1.1103326079999995E-2,1.8507925546096631E-2,0,0.15517701325424327,74202.298571506908,39346.926808964468,0,0,3819.0345179699657,8197.5017297052782,11103.326079999995,18507.925546096631,0,155177.01325424327,null,null,72855.344355772366,52435.097153130235,0,0,5240.1275455989726,6483.0601054651124,17542.619335409789,0,154556.24849537647]
[2004,1,31,15,7.577773789892972E-2,3.8521514793672398E-2,0,0,3.8045175166144768E-3,8.1477840549101614E-3,9.0289363999999945E-3,1.7809216157262716E-2,0,0.15308970682138948,75777.737898929714,38521.514793672395,0,0,3804.5175166144768,8147.7840549101611,9028.936399999995,17809.216157262716,0,153089.70682138947,null,null,74402.185584692052,51414.808058765339,0,0,5208.3462827475178,5271.8561040064296,16880.352091905814,0,153177.54812211715]
[2004,1,31,16,7.5987977044030292E-2,3.9498513451935072E-2,0,0,3.8285399328231726E-3,8.1274809095705572E-3,6.6240222399999967E-3,2.0172246310143194E-2,0,0.15423877988850229,75987.977044030296,39498.513451935069,0,0,3828.5399328231724,8127.4809095705568,6624.0222399999966,20172.246310143193,0,154238.77988850226,null,null,74608.608372236908,52630.780915125324,0,0,5195.3678077603354,3867.6639785632278,19120.135170070407,0,155422.55624375617]
[2004,1,31,17,8.2082016438837835E-2,4.0750450456504078E-2,0,0,3.9012123070272116E-3,8.2332289974853985E-3,5.9264761599999967E-3,2.0875846096493289E-2,0,0.16176923045634783,82082.016438837833,40750.450456504077,0,0,3901.2123070272114,8233.2289974853993,5926.4761599999965,20875.846096493289,0,161769.23045634781,null,null,80592.025964058397,54239.827009103399,0,0,5262.9656548420844,3460.3776275735631,19787.037745708796,0,163342.23400128624]
[2004,1,31,18,9.3323069789988722E-2,4.0670863744005158E-2,1.189136453999989E-3,5.4478206313230894E-6,3.8677707586597522E-3,8.2423175376439371E-3,6.8286521599999961E-3,1.8263341137125102E-2,3.8086793857747725E-4,0.17277146734063145,93323.069789988716,40670.863744005161,1189.136453999989,5.447820631323089,3867.7707586597521,8242.3175376439376,6828.652159999996,18263.341137125102,380.86793857747728,172771.46734063147,null,null,91629.026550104725,54102.527904498958,667.77394184709317,3.9506578660789482,5268.7753650689765,3987.1442190945868,17310.791561342012,338.51509866015908,173308.50529848263]
[2004,1,31,19,9.386037291514443E-2,4.0746791687885649E-2,2.038515149999981E-3,9.3391005330618523E-6,3.7135266817391811E-3,7.7036719306688975E-3,7.6344593599999948E-3,1.9177381147349556E-2,6.5291502949707471E-4,0.17553697300281781,93860.372915144428,40746.791687885649,2038.5151499999811,9.3391005330618526,3713.5266817391812,7703.6719306688974,7634.4593599999944,19177.381147349555,652.91502949707467,175536.9730028178,null,null,92156.576302070011,54007.394750542029,1144.7528100341278,6.7725414399486628,4924.454402964433,4457.6425610667739,18177.158562698543,580.31032082250749,175455.06225163839]
[2004,1,31,20,8.9796290970136902E-2,3.9063769583658939E-2,2.038515149999981E-3,9.3391005330618523E-6,3.6174372028584811E-3,7.4625186647650811E-3,7.5836094399999955E-3,1.8172176727404812E-2,6.5291502949707471E-4,0.16839657186885432,89796.290970136906,39063.769583658941,2038.5151499999811,9.3391005330618526,3617.4372028584812,7462.5186647650808,7583.6094399999956,18172.176727404811,652.91502949707467,168396.57186885434,null,null,88166.267439760777,51846.250046733774,1144.7528100341278,6.7725414399486628,4770.3008677727812,4427.9520804537715,17224.381956295936,580.31032082250749,168166.98806331359]
[2004,1,31,21,8.5935902245975124E-2,3.8494647589815419E-2,2.038515149999981E-3,9.3391005330618523E-6,3.5753549881077772E-3,7.3303249865673253E-3,7.8737410399999947E-3,1.897888343593445E-2,6.5291502949707471E-4,0.16488962356643019,85935.902245975129,38494.647589815417,2038.5151499999811,9.3391005330618526,3575.3549881077774,7330.3249865673251,7873.7410399999944,18978.883435934451,652.91502949707467,164889.62356643021,null,null,84375.954265366134,51103.800415754675,1144.7528100341278,6.7725414399486628,4685.7980817632433,4597.3554274997359,17989.013771342408,580.31032082250749,164483.75763402274]
[2004,1,31,22,8.1834513262880548E-2,3.7701165348649972E-2,2.038515149999981E-3,9.3391005330618523E-6,3.4050382179745668E-3,7.2632376059614187E-3,7.6941259999999956E-3,1.928687122388641E-2,6.5291502949707471E-4,0.15988572093938305,81834.513262880544,37701.165348649971,2038.5151499999811,9.3391005330618526,3405.0382179745666,7263.2376059614189,7694.1259999999957,19286.87122388641,652.91502949707467,159885.720939383,null,null,80349.01557946582,49933.042410140602,1144.7528100341278,6.7725414399486628,4642.9135002570029,4492.4809879150962,18280.93803430421,580.31032082250749,159430.22618437931]
[2004,1,31,23,7.504075313332173E-2,3.5761472127227432E-2,2.038515149999981E-3,9.3391005330618523E-6,3.2772359438499998E-3,7.1751462023236659E-3,5.1940732799999967E-3,1.8823910479212651E-2,6.5291502949707471E-4,0.1479733604459656,75040.753133321734,35761.472127227433,2038.5151499999811,9.3391005330618526,3277.2359438499998,7175.1462023236663,5194.0732799999969,18823.910479212653,652.91502949707467,147973.36044596558,null,null,73678.578905155227,47421.588388496311,1144.7528100341278,6.7725414399486628,4586.6024184233847,3032.7389310024046,17842.123641474409,580.31032082250749,148293.46795684833]
[2004,1,31,24,6.7185062757994796E-2,3.4382641406146261E-2,2.038515149999981E-3,9.3391005330618523E-6,3.1571240487606039E-3,6.9257437657455753E-3,3.8287119199999979E-3,1.9964729453009176E-2,6.5291502949707471E-4,0.13814478263168653,67185.06275799479,34382.641406146264,2038.5151499999811,9.3391005330618526,3157.1240487606037,6925.7437657455757,3828.7119199999979,19964.729453009175,652.91502949707467,138144.78263168651,null,null,65965.488630798951,45600.774041038974,1144.7528100341278,6.7725414399486628,4427.1757271039378,2235.5255826072912,18923.441638895572,580.31032082250749,138884.24129274132]
[2004,2,1,1,5.3972949435490213E-2,3.4998177637027193E-2,2.0566317959999809E-3,9.4220987773064676E-6,3.1227734856437662E-3,6.8772415543002204E-3,3.8629536000000025E-3,1.6996690503255456E-2,6.5871760126480397E-4,0.12255555771175894,53972.949435490213,34998.177637027191,2056.631795999981,9.4220987773064682,3122.7734856437664,6877.2415543002207,3862.9536000000026,16996.690503255457,658.71760126480399,122555.55771175894,null,null,52993.207659597618,46306.759174148974,1154.926431464851,6.832730217936402,4396.1714306002505,2255.5187691491146,16110.204826454426,585.46764165600143,123809.08866328916]
[2004,2,1,2,4.9333161516922207E-2,3.4745492159692346E-2,2.0566317959999809E-3,9.4220987773064676E-6,3.0754621129001889E-3,6.877249614076892E-3,3.8713602400000028E-3,1.775710157539212E-2,6.5871760126480397E-4,0.11838459871502582,49333.161516922206,34745.492159692345,2056.631795999981,9.4220987773064682,3075.4621129001889,6877.2496140768917,3871.3602400000027,17757.10157539212,658.71760126480399,118384.59871502584,null,null,48437.643303066659,45942.343243264106,1154.926431464851,6.832730217936402,4396.1765826891597,2260.4272760246513,16830.955617443949,585.46764165600143,119614.77282582731]
[2004,2,1,3,4.6255766682407884E-2,3.4060252090123158E-2,2.0566317959999809E-3,9.4220987773064676E-6,3.0530219263444139E-3,6.9371118729298804E-3,3.9291815200000035E-3,1.7178747821591307E-2,6.5871760126480397E-4,0.11413885340943872,46255.766682407884,34060.252090123155,2056.631795999981,9.4220987773064682,3053.0219263444137,6937.1118729298805,3929.1815200000033,17178.747821591307,658.71760126480399,114138.85340943871,null,null,45416.110753489971,45082.701019563399,1154.926431464851,6.832730217936402,4434.4426156709669,2294.1882257539537,16282.766695953891,585.46764165600143,115257.43611377096]
[2004,2,1,4,4.4381252461865861E-2,3.3899500769977359E-2,2.0566317959999809E-3,9.4220987773064676E-6,3.0997660119815749E-3,6.864602771464493E-3,3.9804415200000026E-3,1.7254317502223494E-2,6.5871760126480397E-4,0.11220465253355486,44381.252461865864,33899.500769977356,2056.631795999981,9.4220987773064682,3099.766011981575,6864.6027714644933,3980.4415200000026,17254.317502223494,658.71760126480399,112204.65253355486,null,null,43575.623576320206,44944.212723835575,1154.926431464851,6.832730217936402,4388.0922820664546,2324.1181457267389,16354.394936370523,585.46764165600143,113333.66846765828]
[2004,2,1,5,4.4591367142124951E-2,3.3660965518146249E-2,2.0566317959999809E-3,9.4220987773064676E-6,3.1477251553849294E-3,6.90655439674115E-3,3.9613728000000032E-3,1.6773372634215952E-2,6.5871760126480397E-4,0.11176612914265532,44591.367142124953,33660.965518146251,2056.631795999981,9.4220987773064682,3147.7251553849296,6906.5543967411504,3961.3728000000033,16773.372634215953,658.71760126480399,111766.12914265532,null,null,43781.924158366557,44712.713726632901,1154.926431464851,6.832730217936402,4414.9092165964285,2312.9842154968633,15898.53440679569,585.46764165600143,112868.29252722721]
[2004,2,1,6,4.5535086267777254E-2,3.4038369388720582E-2,2.0566317959999809E-3,9.4220987773064676E-6,3.1730818037332322E-3,6.7451751809475156E-3,3.9691643200000029E-3,1.6875616804424641E-2,6.5871760126480397E-4,0.11306126526164532,45535.086267777253,34038.369388720581,2056.631795999981,9.4220987773064682,3173.0818037332324,6745.1751809475154,3969.164320000003,16875.616804424641,658.71760126480399,113061.2652616453,null,null,44708.512460860569,45201.960028347399,1154.926431464851,6.832730217936402,4311.7500222649396,2317.5335633327263,15995.445892243833,585.46764165600143,114282.42877038824]
[2004,2,1,7,4.7497299804505982E-2,3.5055315066722402E-2,2.0566317959999809E-3,9.4220987773064676E-6,3.2429954581285011E-3,6.8756748047712297E-3,4.7694354400000033E-3,1.6254298630056258E-2,6.5871760126480397E-4,0.11641979070022647,47497.299804505979,35055.315066722404,2056.631795999981,9.4220987773064682,3242.995458128501,6875.6748047712299,4769.4354400000029,16254.298630056257,658.71760126480399,116419.79070022645,null,null,46635.106995936389,46522.20340841241,1154.926431464851,6.832730217936402,4395.1699099376601,2784.7994739478531,15406.533418397457,585.46764165600143,117491.04000997056]
[2004,2,1,8,5.3541525520445631E-2,3.7164963212051087E-2,1.0970356539999901E-3,5.0258769286356997E-6,3.3671058837435679E-3,7.0605681959817401E-3,5.0901180000000037E-3,1.7213184588658267E-2,3.5136901797897012E-4,0.12489089594978789,53541.525520445633,37164.963212051087,1097.03565399999,5.0258769286357001,3367.105883743568,7060.5681959817402,5090.118000000004,17213.184588658267,351.36901797897013,124890.89594978788,null,null,52569.615149675585,49235.622595279652,616.05362492602887,3.6446721663149009,4513.3601810992423,2972.0410532975998,16315.407366259877,312.29648321547654,126538.04112591977]
[2004,2,1,9,6.0890983875263531E-2,3.8435709325837043E-2,0,0,3.6237518996732575E-3,7.1171985117428893E-3,5.0630527200000042E-3,1.6473852736229415E-2,0,0.13160454906874614,60890.983875263533,38435.709325837044,0,0,3623.7518996732574,7117.1985117428894,5063.0527200000042,16473.852736229415,0,131604.54906874613,null,null,59785.66275974617,51090.995492131893,0,0,4549.5602439135791,2956.238055551969,15614.636379398084,0,133997.0929307417]
[2004,2,1,10,6.8223541707028545E-2,3.9993922912668435E-2,0,0,3.7347386282993822E-3,7.4737910971838092E-3,4.6068387200000034E-3,1.745353578121462E-2,0,0.14148636884639479,68223.541707028548,39993.922912668437,0,0,3734.7386282993821,7473.7910971838091,4606.8387200000034,17453.535781214621,0,141486.36884639479,null,null,66985.116632823236,53118.627404372834,0,0,4777.5065977098957,2689.8617677941779,16543.222713113653,0,144114.3351158138]
[2004,2,1,11,6.9010038683125247E-2,4.1628201766512211E-2,0,0,3.7088958775804964E-3,7.9718308985757928E-3,5.1618820000000039E-3,1.7914721785896696E-2,0,0.14539557101169046,69010.03868312524,41628.201766512211,0,0,3708.8958775804963,7971.8308985757931,5161.8820000000042,17914.721785896698,0,145395.57101169042,null,null,67757.336754455697,55072.447051598683,0,0,5095.8709199303685,3013.9429412594991,16980.35492994724,0,147919.9525971915]
[2004,2,1,12,7.3026701317991119E-2,4.299281450215197E-2,0,0,3.6703341036178625E-3,8.0666144131426587E-3,5.2600961600000043E-3,1.8569167785051653E-2,0,0.15158572828195527,73026.701317991116,42992.814502151967,0,0,3670.3341036178626,8066.614413142659,5260.0961600000046,18569.167785051653,0,151585.72828195526,null,null,71701.087083727674,56683.244283216358,0,0,5156.4598312752369,3071.2886679273565,17600.667401496954,0,154212.7472676436]
[2004,2,1,13,7.3956754582635564E-2,4.3058978702936186E-2,0,0,3.6816757301099444E-3,7.9806516760746182E-3,4.9426942400000035E-3,1.8821605080082897E-2,0,0.1524423600118392,73956.754582635564,43058.978702936183,0,0,3681.6757301099447,7980.6516760746181,4942.6942400000034,18821.605080082896,0,152442.36001183919,null,null,72614.257594201597,56777.393132407647,0,0,5101.5094669742439,2885.9626034558682,17839.938483594407,0,155219.06128063379]
[2004,2,1,14,7.1406996334325887E-2,4.3161069345848894E-2,0,0,3.6632049680169749E-3,7.8096106878391934E-3,5.0068717600000043E-3,1.951478917298418E-2,0,0.15056254226901514,71406.996334325886,43161.069345848897,0,0,3663.2049680169748,7809.6106878391938,5006.8717600000045,19514.789172984179,0,150562.54226901513,null,null,70110.783729095419,56878.968921291569,0,0,4992.1741324501809,2923.4348632617962,18496.968610544165,0,153402.33025664312]
[2004,2,1,15,6.8417975666535374E-2,4.292772675296367E-2,0,0,3.6525922969205039E-3,7.888955595693652E-3,6.2104565600000052E-3,1.9992924405165192E-2,0,0.1490906312772784,68417.975666535378,42927.726752963667,0,0,3652.5922969205039,7888.955595693652,6210.4565600000051,19992.924405165191,0,149090.63127727841,null,null,67176.021137764881,56582.628527734392,0,0,5042.8941506899455,3626.1893842227996,18950.166044697897,0,151377.8992451099]
[2004,2,1,16,7.313587252134518E-2,4.3110058824087735E-2,0,0,3.6422229056557831E-3,7.9392361368241862E-3,6.3146168800000037E-3,2.0360334804416649E-2,0,0.15450234207232955,73135.872521345183,43110.058824087733,0,0,3642.2229056557831,7939.2361368241864,6314.6168800000041,20360.334804416649,0,154502.34207232954,null,null,71808.276561240011,56791.51718787205,0,0,5075.0352172335461,3687.0069816074988,19298.413651264404,0,156660.2495992175]
[2004,2,1,17,8.0626129786196488E-2,4.3783274612215095E-2,0,0,3.6929363852695541E-3,8.099633953111262E-3,6.6301734400000039E-3,1.9417235802944677E-2,0,0.16224938397973707,80626.129786196485,43783.274612215093,0,0,3692.9363852695542,8099.6339531112617,6630.1734400000041,19417.235802944677,0,162249.38397973706,null,null,79162.567234839356,57670.897614465604,0,0,5177.5670669474766,3871.2555689599662,18404.503270156503,0,164286.79075536889]
[2004,2,1,18,9.2258400099325857E-2,4.4301424794513419E-2,1.1654204979999892E-3,5.3391701278811186E-6,3.5714993550186253E-3,8.1680350453815845E-3,6.7351539200000048E-3,1.9084553148334144E-2,3.7327196652336172E-4,0.1756630979972249,92258.400099325852,44301.424794513419,1165.4204979999893,5.3391701278811183,3571.4993550186255,8168.0350453815845,6735.1539200000052,19084.553148334144,373.2719665233617,175663.09799722489,null,null,90583.683232826661,58152.797982952252,654.45596023991914,3.871866548389729,5221.2914185332693,3932.5520450642316,18089.172135135967,331.76380518315335,176969.58844648383]
[2004,2,1,19,9.3771023437349318E-2,4.2503765527356831E-2,2.0566317959999809E-3,9.4220987773064676E-6,3.4281887546220601E-3,7.9162598916495078E-3,6.7505319200000047E-3,1.6083643739243828E-2,6.5871760126480397E-4,0.17317818476626362,93771.023437349315,42503.765527356831,2056.631795999981,9.4220987773064682,3428.1887546220601,7916.2598916495081,6750.5319200000049,16083.643739243827,658.71760126480399,173178.18476626364,null,null,92068.848737047228,55795.038756750488,1154.926431464851,6.832730217936402,5060.3480040795703,3941.5310210560669,15244.779267193851,585.46764165600143,173857.77258946595]
[2004,2,1,20,9.0610334975762236E-2,4.132562813932239E-2,2.0566317959999809E-3,9.4220987773064676E-6,3.2851214340572457E-3,7.8100823051860781E-3,8.0098876000000065E-3,1.5703715830773748E-2,6.5871760126480397E-4,0.16946954178114376,90610.334975762235,41325.628139322391,2056.631795999981,9.4220987773064682,3285.1214340572456,7810.082305186078,8009.8876000000064,15703.715830773748,658.71760126480399,169469.54178114381,null,null,88965.534544585462,54190.128426365991,1154.926431464851,6.832730217936402,4992.4756066226637,4676.8492949474612,14884.667019249637,585.46764165600143,169456.88169511]
[2004,2,1,21,8.8449795011188506E-2,4.0951490573554752E-2,2.0566317959999809E-3,9.4220987773064676E-6,3.1951981964177013E-3,7.4540611745707586E-3,7.2161777600000055E-3,1.6520633365467857E-2,6.5871760126480397E-4,0.16651212757724165,88449.7950111885,40951.490573554751,2056.631795999981,9.4220987773064682,3195.1981964177012,7454.0611745707583,7216.177760000005,16520.633365467856,658.71760126480399,166512.12757724166,null,null,86844.21369410347,53626.418675358262,1154.926431464851,6.832730217936402,4764.8945465794231,4213.4144140888502,15658.977100834258,585.46764165600143,166855.14523430303]
[2004,2,1,22,8.1816391821469464E-2,3.9186816635837306E-2,2.0566317959999809E-3,9.4220987773064676E-6,3.1375983732556808E-3,7.1896746465286553E-3,8.7416753600000046E-3,1.5635029768795057E-2,6.5871760126480397E-4,0.15843195810192823,81816.391821469471,39186.816635837306,2056.631795999981,9.4220987773064682,3137.5983732556811,7189.6746465286551,8741.6753600000047,15635.029768795057,658.71760126480399,158431.95810192826,null,null,80331.223086785089,51412.843470404034,1154.926431464851,6.832730217936402,4595.8895040725865,5104.1288324789457,14819.563372925824,585.46764165600143,158010.87507000525]
[2004,2,1,23,7.2309484857865189E-2,3.7869473369778008E-2,2.0566317959999809E-3,9.4220987773064676E-6,3.0372245596155824E-3,7.125657264927478E-3,9.4055948800000067E-3,1.5047931364909308E-2,6.5871760126480397E-4,0.14752013779313763,72309.484857865187,37869.47336977801,2056.631795999981,9.4220987773064682,3037.2245596155826,7125.6572649274776,9405.594880000006,15047.931364909307,658.71760126480399,147520.13779313766,null,null,70996.889866309299,49690.696423876791,1154.926431464851,6.832730217936402,4554.967372454139,5491.7811559664642,14263.085890555223,585.46764165600143,146744.6475125007]
[2004,2,1,24,5.9371645130211009E-2,3.720390530417151E-2,2.0566317959999809E-3,9.4220987773064676E-6,3.0049816286914204E-3,6.8201201579781139E-3,9.986883280000006E-3,1.7081317720654157E-2,6.5871760126480397E-4,0.13619362471774829,59371.645130211007,37203.905304171509,2056.631795999981,9.4220987773064682,3004.9816286914206,6820.1201579781136,9986.8832800000055,17081.317720654155,658.71760126480399,136193.62471774829,null,null,58293.903749650308,48843.042710792979,1154.926431464851,6.832730217936402,4359.6574520516533,5831.1864484578509,16190.418195399679,585.46764165600143,135265.43535969127]
[2004,2,2,1,5.1063458976583612E-2,3.5942190091445399E-2,2.0566317959999809E-3,9.4220987773064676E-6,2.9957547075638966E-3,6.6981789416043335E-3,1.0559970080000008E-2,1.6518725385374061E-2,6.5871760126480397E-4,0.12650304967861339,51063.458976583614,35942.190091445402,2056.631795999981,9.4220987773064682,2995.7547075638968,6698.1789416043339,10559.970080000008,16518.725385374062,658.71760126480399,126503.0496786134,null,null,50136.531608259364,47299.187964691475,1154.926431464851,6.832730217936402,4281.7083953837428,6165.802953753594,15657.168634055979,585.46764165600143,125287.62635948294]
[2004,2,2,2,4.6794876749272692E-2,3.5229181075813555E-2,2.0566317959999809E-3,9.4220987773064676E-6,2.9860121734295569E-3,6.669419585089E-3,1.0974150880000009E-2,1.7305553934672851E-2,6.5871760126480397E-4,0.12268396589431975,{"$f":"E772*1000000*O$8826","v":46794.876749272691},{"$f":"F772*1000000*P$8826","v":35229.181075813554},{"$f":"G772*1000000*Q$8826","v":2056.631795999981},{"$f":"H772*1000000*R$8826","v":9.4220987773064682},{"$f":"I772*1000000*S$8826","v":2986.0121734295567},{"$f":"J772*1000000*T$8826","v":6669.4195850890001},{"$f":"K772*1000000*U$8826","v":10974.150880000008},{"$f":"L772*1000000*V$8826","v":17305.553934672851},{"$f":"M772*1000000*W$8826","v":658.71760126480399},{"$f":"SUM(O772:W772)","v":122683.96589431973},null,null,{"$f":"O772*AA$8826","v":45945.434646728252},{"$f":"(P772+S772)*AB$8826","v":46421.238150426165},{"$f":"Q772*AC$8826","v":1154.926431464851},{"$f":"R772*AD$8826","v":6.832730217936402},{"$f":"T772*AE$8826","v":4263.3244167962666},{"$f":"U772*AF$8826","v":6407.6367071337008},{"$f":"V772*AG$8826","v":16402.959062497186},{"$f":"W772*AH$8826","v":585.46764165600143},{"$f":"SUM(AA772:AH772)","v":121187.81978692036}]
[2004,2,2,3,4.5740777486996655E-2,3.427337794792127E-2,2.0566317959999809E-3,9.4220987773064676E-6,3.0158229157601084E-3,6.6647081431256642E-3,1.1015158880000007E-2,1.6380250406413437E-2,6.5871760126480397E-4,0.11981486727625924,45740.777486996652,34273.377947921268,2056.631795999981,9.4220987773064682,3015.8229157601086,6664.7081431256638,11015.158880000008,16380.250406413437,658.71760126480399,119814.86727625922,null,null,44910.46987856437,45296.405082717058,1154.926431464851,6.832730217936402,4260.3126996139326,6431.580643111929,15525.916007318594,585.46764165600143,118171.91111466466]
[2004,2,2,4,4.4885816927201588E-2,3.4174814816407641E-2,2.0566317959999809E-3,9.4220987773064676E-6,3.0320608079988129E-3,6.7147151579670435E-3,1.137684944000001E-2,1.6222902295342262E-2,6.5871760126480397E-4,0.11913193094095943,44885.816927201588,34174.814816407641,2056.631795999981,9.4220987773064682,3032.0608079988128,6714.7151579670435,11376.849440000011,16222.902295342263,658.71760126480399,119131.93094095946,null,null,44071.028955660244,45196.401937024537,1154.926431464851,6.832730217936402,4292.2789186625878,6642.7661584399048,15376.774602530009,585.46764165600143,117326.47737565608]
[2004,2,2,5,4.5835503931973456E-2,3.4796599791611343E-2,2.0566317959999809E-3,9.4220987773064676E-6,3.0841051929177072E-3,6.9637932348999183E-3,1.1312056800000006E-2,1.6357083791458126E-2,6.5871760126480397E-4,0.12107391423890265,45835.503931973457,34796.599791611341,2056.631795999981,9.4220987773064682,3084.105192917707,6963.7932348999184,11312.056800000006,16357.083791458126,658.71760126480399,121073.91423890262,null,null,45003.476805590122,46014.924376384952,1154.926431464851,6.832730217936402,4451.4982680420608,6604.9347395943014,15503.957678902001,585.46764165600143,119326.01867185223]
[2004,2,2,6,5.0263714392782495E-2,3.6994942701276186E-2,2.0566317959999809E-3,9.4220987773064676E-6,3.2123424737037446E-3,7.5274503620071367E-3,1.2165228240000008E-2,1.7296331707846155E-2,6.5871760126480397E-4,0.1301847813736578,50263.714392782495,36994.942701276188,2056.631795999981,9.4220987773064682,3212.3424737037444,7527.4503620071364,12165.228240000008,17296.331707846155,658.71760126480399,130184.78137365781,null,null,49351.304355584092,48841.097003396942,1154.926431464851,6.832730217936402,4811.8074616741433,7103.0883276213435,16394.217833544077,585.46764165600143,128248.74178515936]
[2004,2,2,7,5.7479480685402602E-2,3.9956470698926765E-2,2.0566317959999809E-3,9.4220987773064676E-6,3.3581497409951931E-3,8.0797470726289358E-3,1.3320423600000009E-2,1.6505540033150485E-2,6.5871760126480397E-4,0.14142458332714605,57479.480685402603,39956.470698926765,2056.631795999981,9.4220987773064682,3358.149740995193,8079.7470726289357,13320.423600000009,16505.540033150486,658.71760126480399,141424.58332714607,null,null,56436.086743194392,52615.678212663712,1154.926431464851,6.832730217936402,5164.8546829007801,7777.5890041280381,15644.670981940111,585.46764165600143,139386.1064281658]
[2004,2,2,8,6.6241099210169962E-2,4.7075718990706561E-2,1.0627595039999905E-3,4.8688467438287291E-6,3.5468416636505904E-3,8.7772426657712448E-3,1.232761992000001E-2,1.8514760918524012E-2,3.4039072650623021E-4,0.15789130244607244,66241.099210169967,47075.718990706562,1062.7595039999906,4.8688467438287288,3546.8416636505904,8777.242665771244,12327.61992000001,18514.760918524011,340.39072650623024,157891.30244607243,null,null,65038.66034299598,61492.870874514032,596.80543879915558,3.5307968064595183,5610.7180679994872,7197.9063140951293,17549.098199624506,302.53898712668843,157792.12902196145]
[2004,2,2,9,6.6813277783374522E-2,5.0781996208975194E-2,0,0,3.6527623184269787E-3,9.3740594679510379E-3,1.3876287040000011E-2,1.9890319272290052E-2,0,0.1643887020910178,66813.27778337452,50781.996208975193,0,0,3652.7623184269787,9374.0594679510377,13876.287040000012,19890.319272290053,0,164388.7020910178,null,null,65600.452467853684,66123.671618788067,0,0,5992.2240765247298,8102.1490563129246,18852.912423085651,0,164671.40964256506]
[2004,2,2,10,6.586982702223626E-2,5.3332537544770436E-2,0,0,3.6756615965850494E-3,9.5657867424011143E-3,1.279203552000001E-2,2.1182590808288788E-2,0,0.16641843923428168,65869.827022236263,53332.537544770435,0,0,3675.6615965850492,9565.7867424011147,12792.03552000001,21182.590808288787,0,166418.43923428166,null,null,64674.127658397745,69249.713631114457,0,0,6114.7828029776711,7469.0713890485658,20077.783766853954,0,167585.47924839237]
[2004,2,2,11,6.7529932035892665E-2,5.4077640957545664E-2,0,0,3.6190375145627529E-3,9.4410915431545304E-3,1.318632744000001E-2,2.0872657361653186E-2,0,0.16872668685280881,67529.932035892663,54077.640957545664,0,0,3619.0375145627531,9441.0915431545309,13186.32744000001,20872.657361653186,0,168726.68685280884,null,null,66304.097683115077,70086.031866275036,0,0,6035.0733048987404,7699.2923334792313,19784.015323702497,0,169908.51051147061]
[2004,2,2,12,6.7697976677366323E-2,5.4969716714341706E-2,0,0,3.6110438209733184E-3,9.4605761021028158E-3,1.306617400000001E-2,2.191657787576454E-2,0,0.17072206519054872,67697.976677366329,54969.716714341703,0,0,3611.0438209733184,9460.5761021028156,13066.17400000001,21916.577875764542,0,170722.06519054872,null,null,66469.091901049003,71159.955102328458,0,0,6047.5285110609748,7629.1366010630227,20773.488733343649,0,172079.20084884512]
[2004,2,2,13,6.7885977587911969E-2,5.3730068691016229E-2,0,0,3.6608395137030254E-3,9.3687852997495543E-3,1.1347118640000008E-2,2.1398540142612561E-2,0,0.16739132987499333,67885.97758791197,53730.068691016226,0,0,3660.8395137030252,9368.7852997495538,11347.118640000008,21398.540142612561,0,167391.32987499336,null,null,66653.680132689871,69714.602777608234,0,0,5988.8526452052865,6625.4068048556874,20282.469967819146,0,169265.01232817819]
[2004,2,2,14,6.6772547859120068E-2,5.288470550376681E-2,0,0,3.6240335616238265E-3,9.4395038483466726E-3,1.2668396400000009E-2,2.0205158527722512E-2,0,0.16559434570057988,66772.547859120066,52884.705503766811,0,0,3624.0335616238262,9439.5038483466724,12668.396400000009,20205.158527722513,0,165594.3457005799,null,null,65560.461891897561,68643.003232405332,0,0,6034.0583952871302,7396.8804220742059,19151.330805855745,0,166785.73474751998]
[2004,2,2,15,6.5561268860577698E-2,5.2406856602427235E-2,0,0,3.6455177925800793E-3,9.0425546151078964E-3,1.2490421680000009E-2,1.9540471930434348E-2,0,0.16268709148112726,65561.268860577693,52406.856602427237,0,0,3645.5177925800795,9042.5546151078961,12490.421680000009,19540.471930434349,0,162687.09148112725,null,null,64371.170586255896,68088.642224490657,0,0,5780.3146719084116,7292.9637399286948,18521.311848596957,0,164054.40307118063]
[2004,2,2,16,6.7648718222820731E-2,5.3460707240542853E-2,0,0,3.632027742992372E-3,8.6977795447882155E-3,1.265978472000001E-2,2.2059197475316872E-2,0,0.16815821494646105,67648.718222820724,53460.707240542855,0,0,3632.0277429923722,8697.7795447882163,12659.784720000009,22059.197475316872,0,168158.21494646106,null,null,66420.727608601985,69352.402068053081,0,0,5559.9224838261371,7391.852195518778,20908.669812308101,0,169633.57416830809]
[2004,2,2,17,7.9913782385978391E-2,5.4341692287381824E-2,0,0,3.6935648581682421E-3,8.5083959980985398E-3,1.3900481760000008E-2,2.2214409786380798E-2,0,0.18257232707600779,79913.782385978397,54341.692287381826,0,0,3693.5648581682422,8508.3959980985401,13900.481760000008,22214.409786380798,0,182572.32707600782,null,null,78463.150691916293,70497.314392834072,0,0,5438.8619494811837,8116.2759785400776,21055.786812664628,0,183571.38982543626]
[2004,2,2,18,9.3674937080706538E-2,5.398144706570631E-2,1.0968681979999901E-3,5.0251097582671766E-6,3.720628245626907E-3,8.3813424714590471E-3,1.4051801280000008E-2,2.0353377589173671E-2,3.5131538357788185E-4,0.19561674242400862,93674.937080706542,53981.447065706314,1096.8681979999901,5.0251097582671767,3720.6282456269068,8381.3424714590474,14051.801280000009,20353.37758917367,351.31538357788185,195616.74242400864,null,null,91974.506584096875,70092.587582408145,615.95958798617244,3.6441158286789652,5357.6449267025828,8204.6291022997411,19291.819299113042,312.24881300557701,195853.04001144081]
[2004,2,2,19,9.6407344157332014E-2,5.3466452515095922E-2,2.0566317959999809E-3,9.4220987773064676E-6,3.7536864383631826E-3,8.4312707135660858E-3,1.2849241680000009E-2,1.9376559865452385E-2,6.5871760126480397E-4,0.19700932686585171,96407.344157332016,53466.452515095923,2056.631795999981,9.4220987773064682,3753.6864383631828,8431.2707135660858,12849.241680000008,19376.559865452386,658.71760126480399,197009.32686585168,null,null,94657.313752069706,69507.163814005093,1154.926431464851,6.832730217936402,5389.5607914861612,7502.4731797381928,18365.948841905698,585.46764165600143,197169.6871825436]
[2004,2,2,20,9.0272804634262765E-2,5.3010230243666662E-2,2.0566317959999809E-3,9.4220987773064676E-6,3.7469415202710087E-3,8.6604025888097763E-3,1.4034167840000011E-2,2.0553956611146555E-2,6.5871760126480397E-4,0.19300327493419883,90272.804634262764,53010.230243666665,2056.631795999981,9.4220987773064682,3746.9415202710088,8660.4025888097767,14034.167840000011,20553.956611146554,658.71760126480399,193003.27493419885,null,null,88634.131208922379,68944.782511353071,1154.926431464851,6.832730217936402,5536.0298366451643,8194.333209829103,19481.936847423647,585.46764165600143,192538.44041751215]
[2004,2,2,21,8.787085923838403E-2,5.225046651128247E-2,2.0566317959999809E-3,9.4220987773064676E-6,3.738114913362873E-3,8.465583518353274E-3,1.2853752560000008E-2,2.0937249625624398E-2,6.5871760126480397E-4,0.18884079786304916,87870.85923838403,52250.466511282473,2056.631795999981,9.4220987773064682,3738.1149133628728,8465.5835183532745,12853.752560000008,20937.249625624398,658.71760126480399,188840.79786304911,null,null,86275.787029437575,68011.15082859002,1154.926431464851,6.832730217936402,5411.4947269046261,7505.1070126957984,19845.238689661965,585.46764165600143,188796.00509062875]
[2004,2,2,22,8.1859314808132536E-2,4.9083852251812658E-2,2.0566317959999809E-3,9.4220987773064676E-6,3.590475547729463E-3,8.2728022467352582E-3,1.3130761600000011E-2,1.8931406553191223E-2,6.5871760126480397E-4,0.17759338450364323,81859.314808132534,49083.852251812656,2056.631795999981,9.4220987773064682,3590.475547729463,8272.8022467352584,13130.761600000011,18931.406553191224,658.71760126480399,177593.38450364323,null,null,80373.366915673381,63985.219157424719,1154.926431464851,6.832730217936402,5288.2622488899515,7666.8483002287321,17944.013110456784,585.46764165600143,177004.93653601233]
[2004,2,2,23,7.2259391792096728E-2,4.4322722923343869E-2,2.0566317959999809E-3,9.4220987773064676E-6,3.4164394057653391E-3,8.0009656181850245E-3,1.1001831280000009E-2,1.9144902240136291E-2,6.5871760126480397E-4,0.16087102475556933,72259.391792096721,44322.72292334387,2056.631795999981,9.4220987773064682,3416.439405765339,8000.9656181850241,11001.831280000009,19144.902240136293,658.71760126480399,160871.02475556935,null,null,70947.706112885804,57990.313149216498,1154.926431464851,6.832730217936402,5114.4948436319528,6423.7988639190053,18146.373637383531,585.46764165600143,160369.91341037559]
[2004,2,2,24,6.1065596820164318E-2,4.230932871243448E-2,2.0566317959999809E-3,9.4220987773064676E-6,3.2588074582306707E-3,7.4300360614139443E-3,9.9272166400000087E-3,2.0260046914337745E-2,6.5871760126480397E-4,0.14697580410262323,61065.596820164319,42309.328712434479,2056.631795999981,9.4220987773064682,3258.8074582306708,7430.0360614139445,9927.2166400000078,20260.046914337745,658.71760126480399,146975.80410262328,null,null,59957.106050245624,55353.097064121008,1154.926431464851,6.832730217936402,4749.5368606172533,5796.3480216095295,19203.356413475984,585.46764165600143,146806.67121340818]
[2004,2,3,1,5.0491839494751965E-2,3.9210302325044813E-2,2.0566317959999809E-3,9.4220987773064676E-6,3.2775124457556375E-3,7.2790548352374956E-3,1.0134307040000009E-2,1.9627293020749045E-2,6.5871760126480397E-4,0.13274508065758103,50491.839494751963,39210.30232504481,2056.631795999981,9.4220987773064682,3277.5124457556376,7279.0548352374954,10134.307040000009,19627.293020749046,658.71760126480399,132745.08065758104,null,null,49575.288425891093,51611.330475362338,1154.926431464851,6.832730217936402,4653.0244220423901,5917.2648982995834,18603.604666010913,585.46764165600143,132107.73969094511]
[2004,2,3,2,4.6935574690448428E-2,3.8376324365859096E-2,2.0566317959999809E-3,9.4220987773064676E-6,3.2573495779256432E-3,7.1760553118735103E-3,1.0729948240000011E-2,1.9294219189181311E-2,6.5871760126480397E-4,0.12849424287133007,46935.574690448426,38376.324365859095,2056.631795999981,9.4220987773064682,3257.3495779256432,7176.0553118735106,10729.948240000011,19294.219189181309,658.71760126480399,128494.24287133009,null,null,46083.578574232437,50573.777832718471,1154.926431464851,6.832730217936402,4587.1835527922667,6265.0505683833517,18287.902756403244,585.46764165600143,127544.72008786855]
[2004,2,3,3,4.4676235979569191E-2,3.7741826247422901E-2,2.0566317959999809E-3,9.4220987773064676E-6,3.2400552780766875E-3,6.9046079782168757E-3,1.1381360320000009E-2,1.9127598811051E-2,6.5871760126480397E-4,0.12579645611037873,44676.235979569188,37741.826247422898,2056.631795999981,9.4220987773064682,3240.0552780766875,6904.6079782168754,11381.360320000009,19127.598811051001,658.71760126480399,125796.45611037876,null,null,43865.25241768072,49782.024383337281,1154.926431464851,6.832730217936402,4413.6649983381567,6645.3999913975085,18129.972692345986,585.46764165600143,124583.54128643843]
[2004,2,3,4,4.4143557362956255E-2,3.7522221990894875E-2,2.0566317959999809E-3,9.4220987773064676E-6,3.2663766925347094E-3,6.5525123975865365E-3,1.1725827520000009E-2,1.9273552247637559E-2,6.5871760126480397E-4,0.12520881970765205,44143.557362956257,37522.221990894875,2056.631795999981,9.4220987773064682,3266.3766925347095,6552.5123975865363,11725.82752000001,19273.552247637559,658.71760126480399,125208.81970765204,null,null,43342.243228054438,49547.23742874559,1154.926431464851,6.832730217936402,4188.5932860555122,6846.5290536146276,18268.313727507157,585.46764165600143,123940.14352731613]
[2004,2,3,5,4.6207200591953268E-2,3.7284923444082879E-2,2.0566317959999809E-3,9.4220987773064676E-6,3.2944695073215328E-3,6.697937534656577E-3,1.147506360000001E-2,1.8993538008546047E-2,6.5871760126480397E-4,0.12667790418260239,46207.200591953268,37284.92344408288,2056.631795999981,9.4220987773064682,3294.469507321533,6697.9375346565766,11475.06360000001,18993.538008546046,658.71760126480399,126677.90418260239,null,null,45368.42625702286,49293.108421849436,1154.926431464851,6.832730217936402,4281.5540796863079,6700.1118851077617,18002.904014644286,585.46764165600143,125393.33146164943]
[2004,2,3,6,4.9797600433535677E-2,3.9648768373335863E-2,2.0566317959999809E-3,9.4220987773064676E-6,3.3762174146250799E-3,7.1303736073160687E-3,1.2355095280000008E-2,1.997503394219172E-2,6.5871760126480397E-4,0.1350078605470465,49797.600433535677,39648.768373335864,2056.631795999981,9.4220987773064682,3376.21741462508,7130.373607316069,12355.095280000007,19975.03394219172,658.71760126480399,135007.8605470465,null,null,48893.651511080439,52263.849580852097,1154.926431464851,6.832730217936402,4557.9822221583336,7213.9487512005408,18933.208683328779,585.46764165600143,133609.86755195897]
[2004,2,3,7,5.7250070565089128E-2,4.3510593237879334E-2,2.0566317959999809E-3,9.4220987773064676E-6,3.4501195473546882E-3,7.8725384409968797E-3,1.371574072000001E-2,2.0251536138369459E-2,6.5871760126480397E-4,0.14877537014573158,57250.070565089125,43510.593237879337,2056.631795999981,9.4220987773064682,3450.1195473546882,7872.5384409968801,13715.740720000011,20251.536138369458,658.71760126480399,148775.37014573158,null,null,56210.840980786765,57044.70516998598,1154.926431464851,6.832730217936402,5032.3997357592143,8008.4085469581605,19195.289528687154,585.46764165600143,147238.87076551607]
[2004,2,3,8,6.7028874418166823E-2,4.7924935098724537E-2,1.0284833539999907E-3,4.7118165590217569E-6,3.6109161143047467E-3,8.3874303459020704E-3,1.230240000000001E-2,1.9872801580813667E-2,3.294124350334902E-4,0.16048996516350436,67028.87441816683,47924.935098724534,1028.4833539999906,4.7118165590217567,3610.9161143047468,8387.4303459020703,12302.400000000011,19872.801580813666,329.41243503349023,160489.96516350438,null,null,65812.135493475886,62602.274619986238,577.55725267228206,3.4169214466041358,5361.5365072858995,7183.1807934685194,18836.308390805534,292.7814910379002,160669.19147017886]
[2004,2,3,9,6.7322209033211108E-2,5.1681213182835729E-2,0,0,3.6640648311315753E-3,8.6821699455128486E-3,1.366899160000001E-2,2.1523216791412211E-2,0,0.16654186538410348,67322.209033211111,51681.213182835731,0,0,3664.0648311315754,8682.1699455128492,13668.99160000001,21523.216791412211,0,166541.86538410347,null,null,66100.145363816016,67229.709252845583,0,0,5549.944286341627,7981.1124599429795,20400.643935207299,0,167261.55529815354]
[2004,2,3,10,6.3723493508347967E-2,5.4025649504831907E-2,0,0,3.6731761486097254E-3,8.9412406571963768E-3,1.3454109680000008E-2,2.3556045713412549E-2,0,0.16737371521239855,63723.493508347965,54025.649504831905,0,0,3673.1761486097253,8941.2406571963766,13454.109680000009,23556.04571341255,0,167373.71521239853,null,null,62566.755376581234,70088.640117275398,0,0,5715.5512745818833,7855.6462354170617,22327.447880027816,0,168554.04088388337]
[2004,2,3,11,6.2248577464270094E-2,5.5585392390270209E-2,0,0,3.643227242845905E-3,9.0907664093749108E-3,1.403662832000001E-2,2.4703758927548072E-2,0,0.16930835075430922,62248.577464270093,55585.392390270208,0,0,3643.227242845905,9090.7664093749099,14036.628320000009,24703.758927548071,0,169308.35075430921,null,null,61118.61268618203,71946.93061939039,0,0,5811.1333236746996,8195.7698459877956,23415.300539238746,0,170487.74701447366]
[2004,2,3,12,6.3971559140259399E-2,5.4305431174519136E-2,0,0,3.6186774726062404E-3,9.1252334593966491E-3,1.3860704000000008E-2,2.3201857831576373E-2,0,0.16808346307835781,63971.5591402594,54305.431174519137,0,0,3618.6774726062404,9125.2334593966498,13860.704000000009,23201.857831576373,0,168083.4630783578,null,null,62810.318007169066,70362.298696804923,0,0,5833.1658579991481,8093.0503606411967,21991.733152367397,0,169090.56607498176]
[2004,2,3,13,6.4198866871938348E-2,5.3305360725554217E-2,0,0,3.6344536514299254E-3,9.0619687624578747E-3,1.1793080640000011E-2,2.246850838056743E-2,0,0.16446223903194782,64198.86687193835,53305.360725554216,0,0,3634.4536514299252,9061.9687624578746,11793.080640000011,22468.508380567429,0,164462.2390319478,null,null,63033.499544466598,69166.644433687179,0,0,5792.7248685338409,6885.7971086189227,21296.632546584224,0,166175.29850189073]
[2004,2,3,14,6.1788093435019009E-2,5.3067721962887102E-2,0,0,3.5871257551689534E-3,9.0191095248481692E-3,1.3694621600000009E-2,2.219134671115703E-2,0,0.16334801898908027,61788.093435019007,53067.721962887103,0,0,3587.1257551689537,9019.1095248481688,13694.621600000008,22191.346711157028,0,163348.01898908027,null,null,60666.48757459817,68820.486164834409,0,0,5765.3277567079112,7996.077419929371,21033.92662372304,0,164282.3055397929]
[2004,2,3,15,6.0382545922373715E-2,5.2910419062806947E-2,0,0,3.5989367471108633E-3,9.0015310527761204E-3,1.3443857680000009E-2,2.2858344566468406E-2,0,0.16219563503153606,60382.545922373713,52910.419062806948,0,0,3598.9367471108631,9001.5310527761212,13443.85768000001,22858.344566468408,0,162195.63503153605,null,null,59286.454206177783,68643.752412041489,0,0,5754.0909874150802,7849.660251422506,21666.136292176674,0,163200.09414923351]
[2004,2,3,16,6.3859244388547606E-2,5.284336174004884E-2,0,0,3.627029592383881E-3,8.884822629041781E-3,1.261857168000001E-2,2.3835015314344735E-2,0,0.16566804534436685,63859.24438854761,52843.361740048837,0,0,3627.0295923838812,8884.8226290417806,12618.57168000001,23835.015314344735,0,165668.04534436684,null,null,62700.042044433081,68596.420993960055,0,0,5679.4869133716902,7367.7885398606595,22591.867439265596,0,166935.60593089106]
[2004,2,3,17,7.2253487579853518E-2,5.2999889651896115E-2,0,0,3.6551226510602602E-3,8.8002492182782475E-3,1.3812314560000009E-2,2.2503649818966315E-2,0,0.17402471348005447,72253.487579853521,52999.889651896112,0,0,3655.1226510602601,8800.249218278248,13812.31456000001,22503.649818966314,0,174024.71348005446,null,null,70941.909076615906,68820.686091465774,0,0,5625.4246546519007,8064.7965161868879,21329.941135123492,0,174782.75747404396]
[2004,2,3,18,8.6924241237067629E-2,5.2351430104157388E-2,1.0625920479999905E-3,4.8680795734602061E-6,3.7270842765404254E-3,8.5499504746918888E-3,1.3873826560000009E-2,2.074421328800085E-2,3.40337092105142E-4,0.18757854316013678,86924.241237067632,52351.430104157385,1062.5920479999904,4.8680795734602063,3727.0842765404254,8549.9504746918883,13873.826560000009,20744.21328800085,340.33709210514201,187578.54316013682,null,null,85346.352473002393,68120.395315285525,596.71140185929903,3.530240468823584,5465.4250127923742,8100.7124201542292,19662.270426665807,302.49131691678895,187597.88860714526]
[2004,2,3,19,9.0784071506052069E-2,5.2695271473234384E-2,2.0566317959999809E-3,9.4220987773064676E-6,3.7155263504986863E-3,8.4671068359226265E-3,1.3299714560000011E-2,2.0016991463743777E-2,6.5871760126480397E-4,0.19170345368549363,90784.071506052074,52695.271473234381,2056.631795999981,9.4220987773064682,3715.5263504986865,8467.1068359226265,13299.714560000011,20016.991463743776,658.71760126480399,191703.45368549365,null,null,89136.117329554661,68524.0308207239,1154.926431464851,6.832730217936402,5412.4684843515961,7765.4973164590338,18972.977852867083,585.46764165600143,191558.31860729502]
[2004,2,3,20,8.7525482218137871E-2,5.2482341210410205E-2,2.0566317959999809E-3,9.4220987773064676E-6,3.7004251360202322E-3,8.3130910212980327E-3,1.4573423040000012E-2,2.1048382068731272E-2,6.5871760126480397E-4,0.1903679161906397,87525.482218137869,52482.341210410203,2056.631795999981,9.4220987773064682,3700.425136020232,8313.0910212980325,14573.423040000012,21048.382068731273,658.71760126480399,190367.91619063969,null,null,85936.67945154554,68247.033568750863,1154.926431464851,6.832730217936402,5314.0162315453972,8509.1959679428073,19950.574867959331,585.46764165600143,189704.72689108271]
[2004,2,3,21,8.4786858555164546E-2,5.1221367248730082E-2,2.0566317959999809E-3,9.4220987773064676E-6,3.6870116067806067E-3,8.1446762462293754E-3,1.248181000000001E-2,2.0815432582075695E-2,6.5871760126480397E-4,0.18386192773502241,84786.858555164552,51221.367248730079,2056.631795999981,9.4220987773064682,3687.0116067806066,8144.6762462293755,12481.81000000001,20815.432582075697,658.71760126480399,183861.92773502241,null,null,83247.768543556464,66698.993635364386,1154.926431464851,6.832730217936402,5206.3596636028551,7287.9355133732679,19729.775180895551,585.46764165600143,183918.05934013129]
[2004,2,3,22,7.9509169157672505E-2,4.925702623417412E-2,2.0566317959999809E-3,9.4220987773064676E-6,3.5528741498645476E-3,8.1840143492486455E-3,1.380575328000001E-2,2.0852728862593446E-2,6.5871760126480397E-4,0.17788633752959537,79509.169157672499,49257.026234174118,2056.631795999981,9.4220987773064682,3552.8741498645477,8184.0143492486459,13805.75328000001,20852.728862593445,658.71760126480399,177886.33752959533,null,null,78065.882188829171,64149.903585174085,1154.926431464851,6.832730217936402,5231.5059440209379,8060.9654864303711,19765.126222811079,585.46764165600143,177020.61023060439]
[2004,2,3,23,6.9992348198688159E-2,4.2645362747462563E-2,2.0566317959999809E-3,9.4220987773064676E-6,3.3374107450623901E-3,8.086885465183451E-3,1.464416184000001E-2,1.610557946678547E-2,6.5871760126480397E-4,0.1575365199592241,69992.348198688152,42645.362747462561,2056.631795999981,9.4220987773064682,3337.4107450623901,8086.8854651834508,14644.16184000001,16105.57946678547,658.71760126480399,157536.51995922413,null,null,68721.814936372408,55856.770504644301,1154.926431464851,6.832730217936402,5169.4177911122324,8550.4992575052493,15265.570906816016,585.46764165600143,155311.300199789]
[2004,2,3,24,6.0177542940267184E-2,3.9688671404131903E-2,2.0566317959999809E-3,9.4220987773064676E-6,3.168177611576051E-3,7.4751709980137998E-3,1.1650577840000009E-2,1.7808024128135813E-2,6.5871760126480397E-4,0.14269293641816683,60177.542940267187,39688.671404131906,2056.631795999981,9.4220987773064682,3168.1776115760508,7475.1709980137994,11650.577840000009,17808.024128135814,658.71760126480399,142692.93641816685,null,null,59085.17253239057,52059.608375117656,1154.926431464851,6.832730217936402,4778.3886782007385,6802.5919310945783,16879.222234690977,585.46764165600143,141352.21055483329]
[2004,2,4,1,4.7998751712315296E-2,3.7416857446675687E-2,2.0566317959999809E-3,9.4220987773064676E-6,3.2329414770316104E-3,7.522254897015173E-3,1.2121349680000009E-2,1.809392792487376E-2,6.5871760126480397E-4,0.12911085463395361,47998.751712315294,37416.857446675691,2056.631795999981,9.4220987773064682,3232.9414770316102,7522.2548970151729,12121.34968000001,18093.927924873758,658.71760126480399,129110.85463395363,null,null,47127.456318324294,49378.6328462889,1154.926431464851,6.832730217936402,4808.486340177099,7077.4683161246403,17150.214327253176,585.46764165600143,127289.48495150689]
[2004,2,4,2,4.4812365711501906E-2,3.6116906988579889E-2,2.0566317959999809E-3,9.4220987773064676E-6,3.2130528325207378E-3,7.3587879436615173E-3,1.0604258720000008E-2,1.816203366816382E-2,6.5871760126480397E-4,0.12299217736046997,44812.365711501909,36116.906988579889,2056.631795999981,9.4220987773064682,3213.0528325207379,7358.7879436615176,10604.258720000007,18162.033668163822,658.71760126480399,122992.17736046997,null,null,43998.911060174927,47775.381361918538,1154.926431464851,6.832730217936402,4703.992591556148,6191.6624046100796,17214.767922204541,585.46764165600143,121631.94214380301]
[2004,2,4,3,4.2503321654996547E-2,3.5402352901001966E-2,2.0566317959999809E-3,9.4220987773064676E-6,3.1959936422034188E-3,7.3225319773910251E-3,1.0797201360000007E-2,1.7889190054161806E-2,6.5871760126480397E-4,0.11983536308579686,42503.321654996544,35402.352901001963,2056.631795999981,9.4220987773064682,3195.9936422034189,7322.5319773910251,10797.201360000006,17889.190054161805,658.71760126480399,119835.36308579685,null,null,41731.781832267894,46886.666918276111,1154.926431464851,6.832730217936402,4680.8165198930146,6304.318623387644,16956.154840656658,585.46764165600143,118306.9655378201]
[2004,2,4,4,4.1574108923975304E-2,3.4915498867244522E-2,2.0566317959999809E-3,9.4220987773064676E-6,3.2219571182523455E-3,7.0077723153235847E-3,1.1217533360000007E-2,1.7554063942916521E-2,6.5871760126480397E-4,0.11821570602375436,41574.108923975306,34915.498867244525,2056.631795999981,9.4220987773064682,3221.9571182523455,7007.7723153235847,11217.533360000007,17554.06394291652,658.71760126480399,118215.70602375438,null,null,40819.436597664666,46326.808167827607,1154.926431464851,6.832730217936402,4479.6112222513975,6549.7439671644852,16638.507690829425,585.46764165600143,116561.33444907636]
[2004,2,4,5,4.3004001169137246E-2,3.4705811824580192E-2,2.0566317959999809E-3,9.4220987773064676E-6,3.2496680324812324E-3,6.9067581461094308E-3,1.1595217040000008E-2,1.6618111124678737E-2,6.5871760126480397E-4,0.11880433883302892,43004.001169137249,34705.811824580189,2056.631795999981,9.4220987773064682,3249.6680324812323,6906.7581461094305,11595.217040000009,16618.111124678737,658.71760126480399,118804.33883302892,null,null,42223.372781831938,46105.755846027248,1154.926431464851,6.832730217936402,4415.0394602624046,6770.2676175239694,15751.370773979645,585.46764165600143,117013.033282964]
[2004,2,4,6,4.6314242376154627E-2,3.6695844094363425E-2,2.0566317959999809E-3,9.4220987773064676E-6,3.3303041387592043E-3,7.4602707284408933E-3,1.2509900480000009E-2,1.7338619367277139E-2,6.5871760126480397E-4,0.12637395268103735,46314.242376154623,36695.844094363427,2056.631795999981,9.4220987773064682,3330.3041387592043,7460.2707284408934,12509.900480000009,17338.619367277141,658.71760126480399,126373.95268103739,null,null,45473.524969577309,48621.064068826759,1154.926431464851,6.832730217936402,4768.8639088746286,7304.3371095183538,16434.299922167978,585.46764165600143,124349.31678230381]
[2004,2,4,7,5.2745494376233326E-2,4.0167432062680759E-2,2.0566317959999809E-3,9.4220987773064676E-6,3.4032012636024127E-3,8.2863687716805204E-3,1.3673502480000009E-2,1.6572019880289515E-2,6.5871760126480397E-4,0.1375727903305286,52745.494376233328,40167.43206268076,2056.631795999981,9.4220987773064682,3403.2012636024128,8286.3687716805198,13673.502480000008,16572.019880289514,658.71760126480399,137572.79033052863,null,null,51788.033928527584,52926.665392287294,1154.926431464851,6.832730217936402,5296.9344423713028,7983.7462929005833,15707.683481581496,585.46764165600143,135450.29034100706]
[2004,2,4,8,6.4162108807096524E-2,4.614960133053235E-2,9.9420720399999093E-4,4.5547863742147863E-6,3.5618109948518327E-3,8.9447053386319184E-3,1.247832432000001E-2,1.8186586023741517E-2,3.1843414356075029E-4,0.15480033294878912,64162.108807096527,46149.60133053235,994.20720399999095,4.5547863742147863,3561.8109948518327,8944.7053386319185,12478.324320000011,18186.586023741518,318.43414356075027,154800.33294878912,null,null,62997.408728906186,60386.069365131247,558.30906654540865,3.3030460867487541,5717.7660191742898,7285.9002788151192,17238.039716043044,283.02399494911202,154469.82021565115]
[2004,2,4,9,6.4413974257719872E-2,4.9961951147471394E-2,0,0,3.6142370669253014E-3,9.2606107333615354E-3,1.3210317120000013E-2,1.9865528295239007E-2,0,0.16032661862071712,64413.97425771987,49961.951147471395,0,0,3614.2370669253014,9260.6107333615346,13210.317120000012,19865.528295239008,0,160326.61862071711,null,null,63244.702202150846,65080.738335447866,0,0,5919.7037088886282,7713.2995360264968,18829.414453403624,0,160787.85823591746]
[2004,2,4,10,6.1807046087571912E-2,5.3012325276075328E-2,0,0,3.6232243970506046E-3,9.4534144870088103E-3,1.1749817200000009E-2,2.2922803289768475E-2,0,0.16256863073747516,61807.046087571915,53012.325276075331,0,0,3623.2243970506047,9453.4144870088094,11749.817200000009,22922.803289768475,0,162568.63073747518,null,null,60685.09618989419,68797.044202008357,0,0,6042.950558196495,6860.5362561618904,21727.233082461637,0,164112.86028872259]
[2004,2,4,11,6.0369587526580969E-2,5.4123445106398244E-2,0,0,3.593682969761868E-3,9.5629024437261598E-3,1.2679058480000008E-2,2.4058322528806207E-2,0,0.16438699905527346,60369.587526580966,54123.445106398241,0,0,3593.6829697618682,9562.9024437261596,12679.058480000009,24058.322528806206,0,164386.99905527345,null,null,59273.731037139165,70110.872665419345,0,0,6112.9390591841693,7403.1058454285458,22803.527760050412,0,165704.17636722163]
[2004,2,4,12,6.332858347618936E-2,5.3807883252752056E-2,0,0,3.5694669928652899E-3,9.3638471097589639E-3,1.1136747600000009E-2,2.3919067962681711E-2,0,0.16512559639424737,63328.583476189357,53807.883252752057,0,0,3569.4669928652897,9363.8471097589645,11136.747600000008,23919.067962681711,0,165125.59639424738,null,null,62179.013932766815,69698.133483728219,0,0,5985.6959828161444,6502.574413287376,22671.536206585639,0,167036.95401918417]
[2004,2,4,13,6.3887618338073007E-2,5.305956955218382E-2,0,0,3.5850284879076237E-3,9.2903467182010105E-3,1.0605078880000007E-2,2.3546946902755911E-2,0,0.16397458887912136,63887.618338073007,53059.569552183821,0,0,3585.0284879076235,9290.3467182010099,10605.078880000008,23546.94690275591,0,163974.58887912138,null,null,62727.900936990351,68808.035547650361,0,0,5938.7119821883098,6192.1412833296454,22318.823630305345,0,165985.613380464]
[2004,2,4,14,6.1612104277812538E-2,5.2982221051483369E-2,0,0,3.538344429587345E-3,9.2909125534051274E-3,1.2537990960000007E-2,2.333815265855585E-2,0,0.16329972593084424,61612.104277812541,52982.221051483371,0,0,3538.3444295873451,9290.9125534051273,12537.990960000006,23338.152658555849,0,163299.72593084426,null,null,60493.693053431103,68657.369164174161,0,0,5939.0736836843425,7320.7387056634389,22120.919335936778,0,164531.79394288984]
[2004,2,4,15,5.9218219097954918E-2,5.2329476262671884E-2,0,0,3.5499946678258934E-3,9.4960875544117685E-3,1.3907043040000009E-2,2.2909319455673323E-2,0,0.16141014007853779,59218.21909795492,52329.476262671888,0,0,3549.9946678258934,9496.087554411768,13907.04304000001,22909.319455673321,0,161410.14007853781,null,null,58143.262777222946,67878.610762640339,0,0,6070.2286635664695,8120.1070082965953,21714.452516205092,0,161926.66172793144]
[2004,2,4,16,6.2904963469126343E-2,5.2646584265550099E-2,0,0,3.5777055820547803E-3,9.3806326994837225E-3,1.3690930880000009E-2,2.4075768011364899E-2,0,0.16627658490757985,62904.963469126342,52646.584265550096,0,0,3577.7055820547803,9380.6326994837218,13690.930880000009,24075.7680113649,0,166276.58490757985,null,null,61763.083670703185,68297.473516137412,0,0,5996.4259142008596,7993.9224656913311,22820.063349567856,0,166870.96891630066]
[2004,2,4,17,7.3034703069104839E-2,5.4173463025671394E-2,0,0,3.6054164962836675E-3,9.3351740587210019E-3,1.3995005200000011E-2,2.4842588319187946E-2,0,0.17898635016896888,73034.703069104842,54173.463025671394,0,0,3605.4164962836676,9335.1740587210024,13995.005200000011,24842.588319187947,0,178986.35016896887,null,null,71708.943583378801,70185.884155029897,0,0,5967.3671736844635,8171.4667509698957,23546.88909377659,0,179580.55075683966]
[2004,2,4,18,8.7795932249540604E-2,5.3428762123749612E-2,1.0283158979999905E-3,4.7110493886532338E-6,3.6763993929770527E-3,9.1021596955924693E-3,1.4582854880000011E-2,2.3386005857647548E-2,3.2935880063240198E-4,0.19333449994752835,{"$f":"E836*1000000*O$8826","v":87795.932249540609},{"$f":"F836*1000000*P$8826","v":53428.762123749613},{"$f":"G836*1000000*Q$8826","v":1028.3158979999905},{"$f":"H836*1000000*R$8826","v":4.7110493886532341},{"$f":"I836*1000000*S$8826","v":3676.3993929770527},{"$f":"J836*1000000*T$8826","v":9102.1596955924688},{"$f":"K836*1000000*U$8826","v":14582.854880000012},{"$f":"L836*1000000*V$8826","v":23386.005857647549},{"$f":"M836*1000000*W$8826","v":329.35880063240199},{"$f":"SUM(O836:W836)","v":193334.49994752838},null,null,{"$f":"O836*AA$8826","v":86202.220149720655},{"$f":"(P836+S836)*AB$8826","v":69367.496982081168},{"$f":"Q836*AC$8826","v":577.46321573242551},{"$f":"R836*AD$8826","v":3.416365108968201},{"$f":"T836*AE$8826","v":5818.4163075534561},{"$f":"U836*AF$8826","v":8514.7030732177991},{"$f":"V836*AG$8826","v":22166.276685876212},{"$f":"W836*AH$8826","v":292.73382082800072},{"$f":"SUM(AA836:AH836)","v":192942.72660011868}]
[2004,2,4,19,9.0001097994777055E-2,5.2100885404522748E-2,2.0566317959999809E-3,9.4220987773064676E-6,3.6649986842401173E-3,9.0694409588860988E-3,1.352156784000001E-2,2.0827041283777156E-2,6.5871760126480397E-4,0.19190980366224525,90001.097994777054,52100.885404522749,2056.631795999981,9.4220987773064682,3664.9986842401172,9069.4409588860981,13521.567840000011,20827.041283777155,658.71760126480399,191909.80366224525,null,null,88367.356713191562,67740.633131687602,1154.926431464851,6.832730217936402,5797.5013557638194,7895.0340101012489,19740.778414857119,585.46764165600143,191288.53042894011]
[2004,2,4,20,8.6384384767608846E-2,5.1595730542376962E-2,2.0566317959999809E-3,9.4220987773064676E-6,3.6501030991432618E-3,8.8714010112282016E-3,1.448382056000001E-2,2.1350218617073247E-2,6.5871760126480397E-4,0.18906043009347262,86384.384767608848,51595.730542376965,2056.631795999981,9.4220987773064682,3650.1030991432617,8871.4010112282012,14483.820560000009,21350.218617073246,658.71760126480399,189060.43009347262,null,null,84816.295726212964,67108.910939306326,1154.926431464851,6.832730217936402,5670.907349556951,8456.8784678303764,20236.668717639528,585.46764165600143,188036.88800388487]
[2004,2,4,21,8.4395526998291698E-2,5.0688451928929665E-2,2.0566317959999809E-3,9.4220987773064676E-6,3.6368716639431156E-3,8.7506627589075264E-3,1.273134368000001E-2,2.1944935724839243E-2,6.5871760126480397E-4,0.18487256425095333,84395.526998291694,50688.451928929666,2056.631795999981,9.4220987773064682,3636.8716639431154,8750.6627589075269,12731.343680000011,21944.935724839244,658.71760126480399,184872.56425095335,null,null,82863.540616900282,65990.73744455447,1154.926431464851,6.832730217936402,5593.7272692526813,7433.6343638007884,20800.367539952713,585.46764165600143,184429.2340377997]
[2004,2,4,22,7.8693085299326171E-2,4.8551183747925046E-2,2.0566317959999809E-3,9.4220987773064676E-6,3.5045586838204031E-3,8.5591129222655857E-3,1.1681333840000009E-2,2.1448137415528833E-2,6.5871760126480397E-4,0.17516218340490813,78693.085299326165,48551.183747925046,2056.631795999981,9.4220987773064682,3504.5586838204031,8559.1129222655854,11681.333840000008,21448.137415528832,658.71760126480399,175162.18340490808,null,null,77264.612259627276,63233.803392297676,1154.926431464851,6.832730217936402,5471.281967203503,6820.549883078249,20329.480427023638,585.46764165600143,174866.95473256914]
[2004,2,4,23,7.1108274228825083E-2,4.2895989939828044E-2,2.0566317959999809E-3,9.4220987773064676E-6,3.2920252157087231E-3,8.3256499304482333E-3,1.1079951520000008E-2,1.8856644740353871E-2,6.5871760126480397E-4,0.15828330707120603,71108.274228825088,42895.989939828047,2056.631795999981,9.4220987773064682,3292.025215708723,8325.6499304482331,11079.951520000008,18856.64474035387,658.71760126480399,158283.30707120604,null,null,69817.484164500813,56106.084227982588,1154.926431464851,6.832730217936402,5322.0443220479174,6469.4120619575297,17873.150602383452,585.46764165600143,157335.40218221108]
[2004,2,4,24,6.0402029258419879E-2,3.9885983387974853E-2,2.0566317959999809E-3,9.4220987773064676E-6,3.1250935765003672E-3,7.5906346290324275E-3,9.3141470400000086E-3,1.9452806829080838E-2,6.5871760126480397E-4,0.14249546621705045,60402.029258419876,39885.983387974855,2056.631795999981,9.4220987773064682,3125.0935765003674,7590.6346290324273,9314.1470400000089,19452.806829080837,658.71760126480399,142495.46621705045,null,null,59305.583871756462,52246.954080593547,1154.926431464851,6.832730217936402,4852.1970375479641,5438.3861787350161,18438.219040696124,585.46764165600143,142028.56701266789]
[2004,2,5,1,5.1475402473425906E-2,3.9784797317730172E-2,2.0566317959999809E-3,9.4220987773064676E-6,3.3068533653434437E-3,7.3084519161896585E-3,9.7795878400000081E-3,1.9891529375439872E-2,6.5871760126480397E-4,0.13427139378417113,51475.402473425907,39784.797317730176,2056.631795999981,9.4220987773064682,3306.8533653434438,7308.4519161896587,9779.5878400000074,19891.52937543987,658.71760126480399,134271.39378417114,null,null,50540.997317480542,52344.829597153854,1154.926431464851,6.832730217936402,4671.8160562178882,5710.1498520879077,18854.059411647981,585.46764165600143,133869.07903792695]
[2004,2,5,2,4.8200248850991861E-2,3.9195196127253258E-2,2.0566317959999809E-3,9.4220987773064676E-6,3.2865100192422769E-3,6.868441841373767E-3,9.809318640000007E-3,1.9887195222466385E-2,6.5871760126480397E-4,0.12997168219736963,48200.248850991862,39195.196127253257,2056.631795999981,9.4220987773064682,3286.5100192422769,6868.4418413737667,9809.3186400000068,19887.195222466384,658.71760126480399,129971.68219736966,null,null,47325.295788362237,51603.910130742326,1154.926431464851,6.832730217936402,4390.5463487619409,5727.5092056721223,18849.951312360143,585.46764165600143,129644.43958923756]
[2004,2,5,3,4.5927235432185146E-2,3.8594567709178386E-2,2.0566317959999809E-3,9.4220987773064676E-6,3.2690607885531016E-3,6.8402881668036732E-3,1.0147429600000007E-2,1.9739517065282972E-2,6.5871760126480397E-4,0.12724287025804537,45927.235432185145,38594.567709178387,2056.631795999981,9.4220987773064682,3269.0607885531017,6840.2881668036734,10147.429600000007,19739.517065282973,658.71760126480399,127242.87025804537,null,null,45093.543153464154,50853.111108437246,1154.926431464851,6.832730217936402,4372.5495430900401,5924.9269578126159,18709.975511767527,585.46764165600143,126701.33307791034]
[2004,2,5,4,4.4833586241872989E-2,3.8018878742415038E-2,2.0566317959999809E-3,9.4220987773064676E-6,3.2956180442114268E-3,6.7921124876109233E-3,1.1708399120000008E-2,1.9275109022732811E-2,6.5871760126480397E-4,0.12664847515488525,44833.586241872988,38018.878742415036,2056.631795999981,9.4220987773064682,3295.6180442114269,6792.1124876109234,11708.399120000007,19275.10902273281,658.71760126480399,126648.47515488528,null,null,44019.746385728991,50186.06295900359,1154.926431464851,6.832730217936402,4341.753977332356,6836.3528808238789,18269.789306864703,585.46764165600143,125400.93231309229]
[2004,2,5,5,4.6793532761133752E-2,3.7765942024233751E-2,2.0566317959999809E-3,9.4220987773064676E-6,3.3239623091301136E-3,6.9172135266948546E-3,1.1770321200000008E-2,1.883870534420579E-2,6.5871760126480397E-4,0.12813444866144033,46793.532761133749,37765.942024233751,2056.631795999981,9.4220987773064682,3323.9623091301137,6917.2135266948544,11770.321200000008,18838.705344205791,658.71760126480399,128134.44866144036,null,null,45944.115055279493,49913.243201382757,1154.926431464851,6.832730217936402,4421.7229023173013,6872.5082241510045,17856.146860016484,585.46764165600143,126754.96304648582]
[2004,2,5,6,5.044036157337059E-2,4.0058239380412246E-2,2.0566317959999809E-3,9.4220987773064676E-6,3.4064419460729679E-3,7.3628105516268362E-3,1.2720066480000007E-2,1.984749570144341E-2,6.5871760126480397E-4,0.13656018712896811,50440.361573370588,40058.239380412248,2056.631795999981,9.4220987773064682,3406.4419460729678,7362.8105516268361,12720.066480000007,19847.495701443411,658.71760126480399,136560.18712896816,null,null,49524.744955390037,52797.962052150913,1154.926431464851,6.832730217936402,4706.5639821455306,7427.049781406773,18812.322374240117,585.46764165600143,135015.86994867213]
[2004,2,5,7,5.7859450637331424E-2,4.4086784650099825E-2,2.0566317959999809E-3,9.4220987773064676E-6,3.4810058121394136E-3,7.9793164152217998E-3,1.434275304000001E-2,2.0011915055813703E-2,6.5871760126480397E-4,0.15048599710664823,57859.450637331422,44086.784650099828,2056.631795999981,9.4220987773064682,3481.0058121394136,7979.3164152217996,14342.753040000011,20011.915055813701,658.71760126480399,150485.99710664825,null,null,56809.159305979534,57782.142168832623,1154.926431464851,6.832730217936402,5100.6559219057435,8374.5113280652713,18968.166211946722,585.46764165600143,148781.86174006865]
[2004,2,5,8,6.775308788752174E-2,4.8402030576821749E-2,9.5992058799999132E-4,4.3977082412597824E-6,3.6432418762192432E-3,8.6942529293531599E-3,1.2901526880000009E-2,1.9669387267827292E-2,3.0745249993794233E-4,0.16233529821392237,67753.087887521746,48402.030576821751,959.92058799999131,4.3977082412597825,3643.2418762192433,8694.2529293531607,12901.526880000009,19669.387267827293,307.45249993794232,162335.29821392239,null,null,66523.202707196964,63221.085168639889,539.05500310979414,3.1891359557911261,5557.6681488722325,7533.0016981104345,18643.503429968285,273.26351947220513,162293.96881132561]
[2004,2,5,9,6.8249478974515082E-2,5.2430965670718421E-2,0,0,3.6968664825415124E-3,8.6233840671305507E-3,1.3956662720000011E-2,2.149940846092396E-2,0,0.16845676637582954,68249.478974515077,52430.965670718419,0,0,3696.8664825415126,8623.3840671305516,13956.662720000011,21499.408460923958,0,168456.76637582955,null,null,67010.583075113536,68180.303217627486,0,0,5512.3663131053372,8149.0791708302522,20378.077360810468,0,169230.40913748709]
[2004,2,5,10,6.5015998748377893E-2,5.5074317225305966E-2,0,0,3.7060591981588576E-3,8.804726556529311E-3,1.2689105440000011E-2,2.4007977626402933E-2,0,0.16929818479477499,65015.99874837789,55074.317225305967,0,0,3706.0591981588577,8804.726556529311,12689.105440000012,24007.977626402931,0,169298.18479477495,null,null,63835.798467655761,71402.435013969211,0,0,5628.2867246183323,7408.9721097432139,22755.808664998978,0,171031.30098098551]
[2004,2,5,11,6.3097449705066436E-2,5.6488445983499766E-2,0,0,3.6758423187457784E-3,8.8697579034469464E-3,1.4434816000000012E-2,2.4688744087183707E-2,0,0.17125505599794266,63097.449705066436,56488.445983499769,0,0,3675.8423187457784,8869.7579034469472,14434.816000000012,24688.744087183706,0,171255.05599794266,null,null,61952.075808051166,73083.517783460542,0,0,5669.8570180500074,8428.2654643363949,23401.068818442269,0,172534.78489234039]
[2004,2,5,12,6.4874498980399042E-2,5.5201100850609176E-2,0,0,3.6510727735302884E-3,8.9091357800310939E-3,1.4107982240000011E-2,2.3272296180809737E-2,0,0.17001608680537933,64874.498980399039,55201.100850609175,0,0,3651.0727735302885,8909.1357800310943,14107.98224000001,23272.296180809735,0,170016.08680537934,null,null,63696.867268476984,71489.649408760146,0,0,5695.0287231108368,8237.4322945899148,22058.497693003672,0,171177.47538794152]
[2004,2,5,13,6.4784610485660102E-2,5.4052631089316003E-2,0,0,3.6669901339204942E-3,9.0602102975841439E-3,1.2600118080000011E-2,2.2188678056166658E-2,0,0.16635323814264741,64784.610485660101,54052.631089316004,0,0,3666.9901339204944,9060.2102975841444,12600.118080000011,22188.678056166656,0,166353.2381426474,null,null,63608.610470993597,70113.901172260128,0,0,5791.6007967706828,7357.0137686704575,21031.397156089457,0,167902.52336478434]
[2004,2,5,14,6.3007653669883174E-2,5.4109078091437224E-2,0,0,3.6192386929599606E-3,9.0337218613991965E-3,1.2773786960000009E-2,2.2682726864818183E-2,0,0.16522620614049774,63007.653669883177,54109.078091437223,0,0,3619.2386929599606,9033.7218613991972,12773.786960000009,22682.726864818182,0,165226.20614049776,null,null,61863.909791755119,70124.463953216356,0,0,5774.66846925563,7458.4163375382532,21499.678172333024,0,166721.13672409835]
[2004,2,5,15,6.1481583181829856E-2,5.389133925121313E-2,0,0,3.6311552890794623E-3,8.9776027593320706E-3,1.2878767440000011E-2,2.320012763618998E-2,0,0.16406057555764453,61481.583181829854,53891.339251213132,0,0,3631.1552890794624,8977.6027593320705,12878.767440000011,23200.12763618998,0,164060.57555764451,null,null,60365.541236350291,69874.444979141874,0,0,5738.7951919727957,7519.712813642519,21990.09319769156,0,165488.58741879906]
[2004,2,5,16,6.4644146234538263E-2,5.3599806636826786E-2,0,0,3.65949976740151E-3,8.8534899765167728E-3,1.2961603600000008E-2,2.3854361235769499E-2,0,0.16757290745105285,64644.146234538261,53599.806636826783,0,0,3659.4997674015099,8853.489976516772,12961.603600000008,23854.361235769498,0,167572.9074510528,null,null,63470.695991494082,69554.741790336207,0,0,5659.4579946856447,7568.0795643185384,22610.204347656658,0,168863.17968849113]
[2004,2,5,17,7.2799918291521395E-2,5.3328875881517475E-2,0,0,3.6878442762097534E-3,9.0427133308977545E-3,1.5004212080000011E-2,2.2162091920313598E-2,0,0.17602565578046001,72799.91829152139,53328.875881517473,0,0,3687.8442762097534,9042.7133308977536,15004.212080000012,22162.091920313596,0,176025.65578045999,null,null,71478.420726949334,69260.064386838654,0,0,5780.4161285484688,8760.7270153940972,21006.197656571905,0,176285.82591430246]
[2004,2,5,18,8.7697311665789132E-2,5.2800704911119198E-2,9.5976359799999141E-4,4.3969890190392927E-6,3.760449953033972E-3,9.0743445148916968E-3,1.460376896000001E-2,2.0527187048184715E-2,3.0740221768692217E-4,0.18973532985772468,87697.311665789137,52800.704911119195,959.76359799999136,4.3969890190392924,3760.4499530339722,9074.3445148916962,14603.76896000001,20527.187048184715,307.40221768692214,189735.32985772469,null,null,86105.389772116425,68706.674407933111,538.96684347867881,3.1886143892574372,5800.6358789080123,8526.9144805666947,19456.563487689451,273.21882865042443,189411.55231373201]
[2004,2,5,19,9.1721897904401814E-2,5.336422071238927E-2,2.0566317959999809E-3,9.4220987773064676E-6,3.7487885263620593E-3,8.9709565051604191E-3,1.3415972240000009E-2,1.9961076914313935E-2,6.5871760126480397E-4,0.19390768429866959,91721.89790440182,53364.220712389273,2056.631795999981,9.4220987773064682,3748.7885263620592,8970.9565051604186,13415.97224000001,19961.076914313933,658.71760126480399,193907.6842986696,null,null,90056.919872239509,69377.029865263758,1154.926431464851,6.832730217936402,5734.5466756920705,7833.3783749573104,18919.979603359559,585.46764165600143,193669.08119485097]
[2004,2,5,20,8.8469882695651425E-2,5.3217217344163702E-2,2.0566317959999809E-3,9.4220987773064676E-6,3.7335524104731422E-3,8.7920677257083794E-3,1.455004848000001E-2,2.106923895126607E-2,6.5871760126480397E-4,0.19255677910330482,88469.882695651424,53217.217344163699,2056.631795999981,9.4220987773064682,3733.5524104731421,8792.0677257083789,14550.04848000001,21069.23895126607,658.71760126480399,192556.77910330481,null,null,86863.936737688782,69179.952287234511,1154.926431464851,6.832730217936402,5620.1947607167613,8495.5479244352155,19970.343931213883,585.46764165600143,191877.20244462791]
[2004,2,5,21,8.5500380767660894E-2,5.1805448720922319E-2,2.0566317959999809E-3,9.4220987773064676E-6,3.7200186131963924E-3,8.6493395611011784E-3,1.2990104160000009E-2,2.0585920830504933E-2,6.5871760126480397E-4,0.18597598414942781,85500.380767660899,51805.448720922315,2056.631795999981,9.4220987773064682,3720.0186131963924,8649.3395611011783,12990.104160000008,20585.920830504932,658.71760126480399,185975.98414942779,null,null,83948.33857302554,67448.59108050917,1154.926431464851,6.832730217936402,5528.9579654647687,7584.7205998234076,19512.233929133912,585.46764165600143,185770.06895129557]
[2004,2,5,22,8.0740632161686032E-2,4.9851032629317962E-2,2.0566317959999809E-3,9.4220987773064676E-6,3.5846803050807547E-3,8.4773279658019313E-3,1.3307916160000009E-2,2.1245316802636117E-2,6.5871760126480397E-4,0.17993167752056488,80740.632161686037,49851.032629317961,2056.631795999981,9.4220987773064682,3584.6803050807548,8477.327965801931,13307.91616000001,21245.316802636116,658.71760126480399,179931.6775205649,null,null,79274.991110601186,64910.098444017698,1154.926431464851,6.832730217936402,5419.0021852270229,7770.2861036546783,20137.238201038359,585.46764165600143,179258.84284787771]
[2004,2,5,23,7.178062360291107E-2,4.3515341202771E-2,2.0566317959999809E-3,9.4220987773064676E-6,3.367288008269242E-3,8.23637006140732E-3,1.2578588880000009E-2,1.7144890988587843E-2,6.5871760126480397E-4,0.15934787423998859,71780.623602911073,43515.341202771,2056.631795999981,9.4220987773064682,3367.2880082692418,8236.3700614073205,12578.588880000008,17144.890988587842,658.71760126480399,159347.87423998857,null,null,70477.628743839115,56949.854512823389,1154.926431464851,6.832730217936402,5264.9735318907833,7344.4432022818855,16250.675712455874,585.46764165600143,158034.80250662984]
[2004,2,5,24,6.1038541661877888E-2,4.018248840218358E-2,2.0566317959999809E-3,9.4220987773064676E-6,3.1965397718908832E-3,7.6392083044899625E-3,1.1686254800000009E-2,1.7865827591990027E-2,6.5871760126480397E-4,0.14433363202847443,61038.541661877891,40182.488402183582,2056.631795999981,9.4220987773064682,3196.539771890883,7639.2083044899628,11686.25480000001,17865.827591990026,658.71760126480399,144333.63202847444,null,null,59930.542009622841,52693.916382135285,1154.926431464851,6.832730217936402,4883.2470163279222,6823.423155395637,16934.010879703459,585.46764165600143,143012.36624652392]
[2004,2,6,1,5.3019327607480023E-2,3.9794203834898345E-2,2.0566317959999809E-3,9.4220987773064676E-6,3.2048918916685238E-3,7.5538665401564693E-3,1.213385712000001E-2,1.8951641322498634E-2,6.5871760126480397E-4,0.13738255981274405,53019.327607480023,39794.203834898348,2056.631795999981,9.4220987773064682,3204.8918916685238,7553.8665401564695,12133.85712000001,18951.641322498635,658.71760126480399,137382.55981274409,null,null,52056.896413148679,52232.40008122861,1154.926431464851,6.832730217936402,4828.6935993455954,7084.7712165980001,17963.192507651551,585.46764165600143,135913.18062131121]
[2004,2,6,2,4.8036914801042593E-2,3.9069847941899799E-2,2.0566317959999809E-3,9.4220987773064676E-6,3.1638469866813444E-3,7.3447527344223775E-3,1.1724597280000007E-2,1.9487980935930075E-2,6.5871760126480397E-4,0.13155271217601827,48036.914801042592,39069.847941899796,2056.631795999981,9.4220987773064682,3163.8469866813443,7344.7527344223772,11724.597280000007,19487.980935930074,658.71760126480399,131552.71217601828,null,null,47164.926653131079,51302.642838027292,1154.926431464851,6.832730217936402,4695.0207988115671,6845.8107355352795,18471.558593817965,585.46764165600143,130227.18642266197]
[2004,2,6,3,4.7404360141429097E-2,3.7791054086525715E-2,2.0566317959999809E-3,9.4220987773064676E-6,3.1950546674142078E-3,6.8073601698570912E-3,1.1897651040000009E-2,1.8659656792073775E-2,6.5871760126480397E-4,0.12847990839334197,47404.360141429097,37791.054086525714,2056.631795999981,9.4220987773064682,3195.0546674142079,6807.360169857091,11897.65104000001,18659.656792073776,658.71760126480399,128479.90839334198,null,null,46543.854416324575,49787.159335210097,1154.926431464851,6.832730217936402,4351.5008248938702,6946.8541453634043,17686.436830397815,585.46764165600143,127063.03235552854]
[2004,2,6,4,4.7973913751707328E-2,3.7659261545844654E-2,2.0566317959999809E-3,9.4220987773064676E-6,3.2176974347321355E-3,6.8325770866936942E-3,1.1439796720000008E-2,1.7854060253785744E-2,6.5871760126480397E-4,0.12770207828880564,47973.913751707325,37659.261545844653,2056.631795999981,9.4220987773064682,3217.6974347321357,6832.5770866936946,11439.796720000008,17854.060253785745,658.71760126480399,127702.07828880566,null,null,47103.069227789027,49654.571555519738,1154.926431464851,6.832730217936402,4367.6203531218098,6679.5201001664836,16922.857283143188,585.46764165600143,126474.86532307902]
[2004,2,6,5,4.8023385654448081E-2,3.8535958862259648E-2,2.0566317959999809E-3,9.4220987773064676E-6,3.2738375179312668E-3,7.0300891472229194E-3,1.0962258560000007E-2,1.9015486023267449E-2,6.5871760126480397E-4,0.12956578726117143,48023.38565444808,38535.958862259649,2056.631795999981,9.4220987773064682,3273.837517931267,7030.0891472229196,10962.258560000007,19015.486023267447,658.71760126480399,129565.78726117147,null,null,47151.643093821483,50787.719484425455,1154.926431464851,6.832730217936402,4493.8769155592063,6400.6929657000137,18023.707300591519,585.46764165600143,128604.86656343646]
[2004,2,6,6,5.136603837867755E-2,3.9513220785039604E-2,2.0566317959999809E-3,9.4220987773064676E-6,3.3232778026060185E-3,7.3592785042705814E-3,1.2153540960000009E-2,1.8073722804814882E-2,6.5871760126480397E-4,0.13451385073145072,51366.038378677549,39513.220785039608,2056.631795999981,9.4220987773064682,3323.2778026060187,7359.2785042705809,12153.540960000009,18073.722804814883,658.71760126480399,134513.85073145074,null,null,50433.618450027119,52034.88804827322,1154.926431464851,6.832730217936402,4704.3061749191165,7096.2643058675494,17131.063032909773,585.46764165600143,133147.36681533555]
[2004,2,6,7,6.1418290314626173E-2,4.3780698570603682E-2,2.0566317959999809E-3,9.4220987773064676E-6,3.3688170433521271E-3,7.9916900575356525E-3,1.3243123520000011E-2,1.8205285012766304E-2,6.5871760126480397E-4,0.15073267601492601,61418.290314626174,43780.698570603679,2056.631795999981,9.4220987773064682,3368.8170433521273,7991.6900575356522,13243.12352000001,18205.285012766304,658.71760126480399,150732.67601492605,null,null,60303.397290351844,57274.050106655675,1154.926431464851,6.832730217936402,5108.5655834180125,7732.4546848090777,17255.763433679676,585.46764165600143,149421.45790225305]
[2004,2,6,8,6.9903975742584848E-2,4.812139570098737E-2,8.9136828799999182E-4,4.0836478716458396E-6,3.6187330489387318E-3,8.8228428099379839E-3,1.2636000080000008E-2,1.7353742628554228E-2,2.8549591699246246E-4,0.16163763786386726,69903.975742584851,48121.39570098737,891.36828799999182,4.08364787164584,3618.7330489387318,8822.8428099379835,12636.000080000009,17353.742628554228,285.49591699246247,161637.63786386728,null,null,68635.046657694809,62850.417187975414,500.55863085604727,2.9613852360803619,5639.8672624016708,7377.9647126514055,16448.634409035949,253.74852729462884,161709.19877314605]
[2004,2,6,9,7.028325064303155E-2,5.2326948758749825E-2,0,0,3.6904765152113777E-3,9.2797194357676846E-3,1.3958713120000009E-2,1.916057683145371E-2,0,0.1686996853042142,70283.250643031555,52326.948758749822,0,0,3690.4765152113778,9279.7194357676854,13958.713120000009,19160.576831453709,0,168699.68530421416,null,null,69007.436785891681,68046.188390471056,0,0,5931.9186545075208,8150.2763676291625,18161.230698918316,0,169297.05089741774]
[2004,2,6,10,6.768880801696267E-2,5.45606171084866E-2,0,0,3.7015857759293241E-3,9.5530727431402916E-3,1.2878972480000009E-2,2.1275421677225754E-2,0,0.16965847780174464,67688.808016962677,54560.6171084866,0,0,3701.585775929324,9553.072743140292,12878.972480000009,21275.421677225753,0,169658.47780174468,null,null,66460.089674381525,70772.992763015412,0,0,6106.6555734950662,7519.8325333224093,20165.772914653393,0,171025.34345886778]
[2004,2,6,11,6.7774987196040554E-2,5.6194337150625384E-2,0,0,3.6809784193841777E-3,9.5135436842563193E-3,1.0424643680000008E-2,2.4118534215064612E-2,0,0.17170702434537105,67774.987196040558,56194.337150625382,0,0,3680.9784193841779,9513.5436842563195,10424.643680000008,24118.534215064614,0,171707.02434537103,null,null,66544.704489405965,72732.493207067164,0,0,6081.3872274624082,6086.7879650254408,22860.599023328599,0,174305.97191228956]
[2004,2,6,12,6.7559097925732933E-2,5.5302013531973601E-2,0,0,3.6592690478818757E-3,9.440806101965793E-3,1.1482650080000007E-2,2.3304378533716995E-2,0,0.17074821522127123,67559.097925732931,55302.0135319736,0,0,3659.2690478818758,9440.8061019657925,11482.650080000007,23304.378533716994,0,170748.21522127118,null,null,66332.734140322762,71622.187605927,0,0,6034.8908409865535,6704.5415132637318,22088.906746845743,0,172783.26084734581]
[2004,2,6,13,6.5577316329335125E-2,5.4323403056480139E-2,0,0,3.6750424524618656E-3,9.3591019846694049E-3,1.1432415280000009E-2,2.2923059802313957E-2,0,0.16729033890526049,65577.316329335124,54323.403056480136,0,0,3675.0424524618657,9359.1019846694053,11432.415280000008,22923.059802313957,0,167290.33890526049,null,null,64386.926753987471,70452.598100584946,0,0,5982.6627342107786,6675.210191690403,21727.476216243915,0,169224.87399671751]
[2004,2,6,14,6.2883467148605279E-2,5.4399724324787582E-2,0,0,3.6423929271622579E-3,9.2896976640067571E-3,1.2731753760000009E-2,2.3330617933903588E-2,0,0.16627765375846548,62883.467148605276,54399.724324787581,0,0,3642.3929271622578,9289.6976640067569,12731.753760000009,23330.617933903588,0,166277.65375846549,null,null,61741.97756126865,70505.647587195897,0,0,5938.2970842262184,7433.873803160569,22113.777595170504,0,167733.57363102183]
[2004,2,6,15,6.0477522056418674E-2,5.3495058464565662E-2,0,0,3.654265531703161E-3,9.1900420315731042E-3,1.2930437520000011E-2,2.3638514079600898E-2,0,0.1633858396838615,60477.522056418675,53495.058464565664,0,0,3654.2655317031608,9190.0420315731044,12930.43752000001,23638.514079600896,0,163385.8396838615,null,null,59379.706289801004,69421.142582321074,0,0,5874.5937460863388,7549.8821729750862,22405.614995604985,0,164630.93978678848]
[2004,2,6,16,6.6166087302729423E-2,5.2037766590059223E-2,0,0,3.6646114485981516E-3,9.0631025602554826E-3,1.218860280000001E-2,2.1640331169934815E-2,0,0.16476050187157709,66166.087302729429,52037.766590059226,0,0,3664.6114485981516,9063.1025602554819,12188.60280000001,21640.331169934816,0,164760.50187157714,null,null,64965.01008616334,67663.490267154324,0,0,5793.4496314270109,7116.7363711289345,20511.650052884193,0,166050.33640875778]
[2004,2,6,17,7.500082725244489E-2,5.2302320217697637E-2,0,0,3.7414435180182361E-3,8.6440999321438124E-3,1.2883278320000011E-2,2.2554424286504931E-2,0,0.1751263935268095,75000.827252444884,52302.320217697634,0,0,3741.4435180182359,8644.0999321438121,12883.27832000001,22554.424286504931,0,175126.39352680952,null,null,73639.377777211907,68078.182576596329,0,0,5525.6086128286206,7522.3466466001237,21378.067390752174,0,176143.58300398913]
[2004,2,6,18,8.5869152434185456E-2,5.3167640329036078E-2,9.2548744799999161E-4,4.2399588342323204E-6,3.772566325185737E-3,8.3664818891678993E-3,1.2775632320000009E-2,2.1527587785959756E-2,2.9642392621418221E-4,0.18670521241658333,85869.152434185453,53167.640329036076,925.48744799999156,4.2399588342323202,3772.5663251857372,8366.4818891678988,12775.63232000001,21527.587785959757,296.42392621418219,186705.21241658335,null,null,84310.416126828102,69167.120945606192,519.71865735180529,3.0747390294020547,5348.1455268640557,7459.493814657274,20404.786954546435,263.46133256163625,187476.21809744486]
[2004,2,6,19,9.1007999349342769E-2,5.3016250154592839E-2,2.0566317959999809E-3,9.4220987773064676E-6,3.7992794262701147E-3,8.2984412248416854E-3,1.1117883920000007E-2,2.0833803566868158E-2,6.5871760126480397E-4,0.19079842913795766,91007.999349342776,53016.250154592839,2056.631795999981,9.4220987773064682,3799.2794262701145,8298.4412248416847,11117.883920000007,20833.803566868159,658.71760126480399,190798.42913795769,null,null,89355.980331750849,69015.671649601281,1154.926431464851,6.832730217936402,5304.6515733264005,6491.5602027373907,19747.188001809925,585.46764165600143,191662.27856256464]
[2004,2,6,20,8.8239643869929899E-2,5.2753159465813153E-2,2.0566317959999809E-3,9.4220987773064676E-6,3.7634075711890139E-3,8.4198935196585726E-3,1.1855617840000009E-2,2.1382311603445298E-2,6.5871760126480397E-4,0.18913880536607802,88239.643869929903,52753.159465813151,2056.631795999981,9.4220987773064682,3763.4075711890141,8419.8935196585735,11855.61784000001,21382.311603445298,658.71760126480399,189138.80536607804,null,null,86637.877312914425,68652.51212411873,1154.926431464851,6.832730217936402,5382.2880943703631,6922.3116109857201,20267.087850343472,585.46764165600143,189609.30379607147]
[2004,2,6,21,8.5506147689753495E-2,5.1607751034488489E-2,2.0566317959999809E-3,9.4220987773064676E-6,3.7213450675171247E-3,8.5491893898923255E-3,9.8066531200000084E-3,2.0850152184459281E-2,6.5871760126480397E-4,0.18276600998215281,85506.147689753489,51607.751034488487,2056.631795999981,9.4220987773064682,3721.3450675171248,8549.1893898923263,9806.6531200000081,20850.152184459283,658.71760126480399,182766.00998215281,null,null,83954.000811298713,67210.052558085372,1154.926431464851,6.832730217936402,5464.9385009800899,5725.9528498335385,19762.683934854769,585.46764165600143,183864.85545839125]
[2004,2,6,22,8.2749973565703253E-2,4.8094030800248329E-2,2.0566317959999809E-3,9.4220987773064676E-6,3.5744651434737808E-3,8.3448671793438026E-3,1.2828532640000011E-2,1.9343449474990802E-2,6.5871760126480397E-4,0.17766009029980206,82749.973565703258,48094.030800248329,2056.631795999981,9.4220987773064682,3574.4651434737807,8344.8671793438025,12828.532640000012,19343.449474990801,658.71760126480399,177660.09029980208,null,null,81247.858026265691,62763.402488494743,1154.926431464851,6.832730217936402,5334.3286543492322,7490.3814920691902,18334.565369216245,585.46764165600143,176917.76283373387]
[2004,2,6,23,7.3225368294195167E-2,4.3753023692402304E-2,2.0566317959999809E-3,9.4220987773064676E-6,3.4598958297062891E-3,8.1573310392300171E-3,1.0367027440000008E-2,1.7293296668309029E-2,6.5871760126480397E-4,0.1589807144598849,73225.36829419517,43753.023692402305,2056.631795999981,9.4220987773064682,3459.8958297062891,8157.3310392300173,10367.027440000007,17293.296668309031,658.71760126480399,158980.71445988491,null,null,71896.147765702612,57351.068896036959,1154.926431464851,6.832730217936402,5214.4490463895909,6053.1467349760287,16391.341090651684,585.46764165600143,158653.38033709567]
[2004,2,6,24,6.4249406930639047E-2,4.0207740168982056E-2,2.0566317959999809E-3,9.4220987773064676E-6,3.236184263049583E-3,7.4750777136771479E-3,9.5519934400000086E-3,1.7912024064895032E-2,6.5871760126480397E-4,0.14535719807728495,64249.406930639045,40207.740168982054,2056.631795999981,9.4220987773064682,3236.184263049583,7475.0777136771476,9551.9934400000093,17912.024064895031,658.71760126480399,145357.19807728496,null,null,63083.122176801247,52772.747977361112,1154.926431464851,6.832730217936402,4778.3290476159364,5577.2610074087415,16977.797912279999,585.46764165600143,144936.48492480582]
[2004,2,7,1,6.3354676054044295E-2,4.0290343071168272E-2,2.0566317959999809E-3,9.4220987773064676E-6,3.386000678315211E-3,7.4352838409695917E-3,9.7108994400000072E-3,1.7329071515158327E-2,6.5871760126480397E-4,0.14423104609569778,63354.676054044292,40290.343071168274,2056.631795999981,9.4220987773064682,3386.0006783152112,7435.2838409695914,9710.8994400000065,17329.071515158328,658.71760126480399,144231.04609569779,null,null,62204.632866160355,53055.075281473481,1154.926431464851,6.832730217936402,4752.8914233986343,5670.0437593243742,16425.250051355935,585.46764165600143,143855.12018505155]
[2004,2,7,2,5.7693449171274697E-2,3.9189522526219038E-2,2.0566317959999809E-3,9.4220987773064676E-6,3.3728527448016769E-3,7.2737290484157996E-3,9.9987756000000077E-3,1.758462700040346E-2,6.5871760126480397E-4,0.13783772758715676,57693.449171274697,39189.522526219036,2056.631795999981,9.4220987773064682,3372.8527448016771,7273.7290484157993,9998.7756000000081,17584.62700040346,658.71760126480399,137837.72758715678,null,null,56646.17117480364,51701.901539984872,1154.926431464851,6.832730217936402,4649.6199943098245,5838.130189891539,16667.476690185093,585.46764165600143,137250.52639251374]
[2004,2,7,3,5.5573590745483646E-2,3.8448599489267994E-2,2.0566317959999809E-3,9.4220987773064676E-6,3.3490816834269737E-3,6.5528400973348336E-3,9.5743428000000068E-3,1.7424968025700437E-2,6.5871760126480397E-4,0.13364819433725597,55573.590745483649,38448.599489267996,2056.631795999981,9.4220987773064682,3349.0816834269735,6552.8400973348334,9574.3428000000076,17424.968025700437,658.71760126480399,133648.19433725599,null,null,54564.793393121319,50773.002747845239,1154.926431464851,6.832730217936402,4188.8027631052719,5590.3104525168746,16516.144948023008,585.46764165600143,133380.28110795049]
[2004,2,7,4,5.402844075973625E-2,3.8169429862559022E-2,2.0566317959999809E-3,9.4220987773064676E-6,3.3653642379405549E-3,6.4933854083772512E-3,9.9325476800000059E-3,1.7703867385036865E-2,6.5871760126480397E-4,0.13241780682969201,54028.440759736251,38169.429862559024,2056.631795999981,9.4220987773064682,3365.3642379405551,6493.3854083772512,9932.5476800000051,17703.867385036865,658.71760126480399,132417.80682969201,null,null,53047.691679830583,50453.665271112943,1154.926431464851,6.832730217936402,4150.7972629426213,5799.4607332866981,16780.49792921168,585.46764165600143,131979.33967972331]
[2004,2,7,5,5.2566972328070435E-2,3.8910890434012121E-2,2.0566317959999809E-3,9.4220987773064676E-6,3.4030668194848664E-3,6.5145842695804113E-3,9.5308743200000073E-3,1.8260485699949106E-2,6.5871760126480397E-4,0.13191164536713901,52566.972328070435,38910.890434012123,2056.631795999981,9.4220987773064682,3403.0668194848663,6514.5842695804113,9530.8743200000081,18260.485699949106,658.71760126480399,131911.64536713905,null,null,51612.752494604465,51400.140094553644,1154.926431464851,6.832730217936402,4164.3483105896703,5564.9298803799529,17308.085053403567,585.46764165600143,131797.48263687009]
[2004,2,7,6,5.5105150008164933E-2,3.9025336300379097E-2,2.0566317959999809E-3,9.4220987773064676E-6,3.4750758814836033E-3,6.7150052943902054E-3,1.0722976880000007E-2,1.7246539721826784E-2,6.5871760126480397E-4,0.13501485558228671,55105.150008164936,39025.336300379095,2056.631795999981,9.4220987773064682,3475.0758814836036,6715.0052943902056,10722.976880000007,17246.539721826783,658.71760126480399,135014.85558228672,null,null,54104.856007290364,51626.632960297728,1154.926431464851,6.832730217936402,4292.4643839315349,6260.9800992670516,16347.022816765109,585.46764165600143,134379.18307089058]
[2004,2,7,7,5.8335416086583103E-2,4.0497219091423155E-2,2.0566317959999809E-3,9.4220987773064676E-6,3.5410771205996979E-3,7.1603414504946292E-3,1.1427494320000009E-2,1.670951378639763E-2,6.5871760126480397E-4,0.14039583335154029,58335.4160865831,40497.219091423154,2056.631795999981,9.4220987773064682,3541.077120599698,7160.3414504946295,11427.494320000009,16709.513786397631,658.71760126480399,140395.83335154032,null,null,57276.484811715236,53494.750709858396,1154.926431464851,6.832730217936402,4577.1387073534652,6672.3369193730159,15838.006204664958,585.46764165600143,139605.94415630386]
[2004,2,7,8,6.4292226366063271E-2,4.3531514160717599E-2,8.5709213799999235E-4,3.926617686838869E-6,3.6928452010619398E-3,7.3094066777646145E-3,1.0490051440000007E-2,1.8035169301888487E-2,2.7451762551972255E-4,0.14848674952870244,64292.226366063274,43531.514160717597,857.09213799999236,3.9266176868388691,3692.8452010619399,7309.4066777646149,10490.051440000007,18035.169301888487,274.51762551972257,148486.74952870246,null,null,63125.16433416037,57364.965241354475,481.31044472917404,2.8475098762249802,4672.4263729452732,6124.9785429107133,17094.52034074258,243.99103120584073,149110.20381792463]
[2004,2,7,9,7.2881188042196676E-2,4.5352033260945154E-2,0,0,3.8396497937187857E-3,7.4508733024972358E-3,1.228722704000001E-2,1.7176846128467961E-2,0,0.15898781756782582,72881.188042196678,45352.033260945151,0,0,3839.6497937187855,7450.8733024972362,12287.227040000011,17176.846128467962,0,158987.81756782581,null,null,71558.215231771173,59754.73731631766,0,0,4762.8567481360533,7174.3215371565748,16280.964188240505,0,159531.09502162194]
[2004,2,7,10,7.8502660530093762E-2,4.7651555284834453E-2,0,0,3.8844052344054591E-3,7.7824467794576635E-3,1.128355624000001E-2,1.8390722811553305E-2,0,0.16749534688034465,{"$f":"E900*1000000*O$8826","v":78502.660530093766},{"$f":"F900*1000000*P$8826","v":47651.555284834452},{"$f":"G900*1000000*Q$8826","v":0},{"$f":"H900*1000000*R$8826","v":0},{"$f":"I900*1000000*S$8826","v":3884.4052344054589},{"$f":"J900*1000000*T$8826","v":7782.4467794576631},{"$f":"K900*1000000*U$8826","v":11283.556240000009},{"$f":"L900*1000000*V$8826","v":18390.722811553307},{"$f":"M900*1000000*W$8826","v":0},{"$f":"SUM(O900:W900)","v":167495.34688034464},null,null,{"$f":"O900*AA$8826","v":77077.644168296174},{"$f":"(P900+S900)*AB$8826","v":62602.407397795367},{"$f":"Q900*AC$8826","v":0},{"$f":"R900*AD$8826","v":0},{"$f":"T900*AE$8826","v":4974.8100196692849},{"$f":"U900*AF$8826","v":6588.293704089434},{"$f":"V900*AG$8826","v":17431.529470041478},{"$f":"W900*AH$8826","v":0},{"$f":"SUM(AA900:AH900)","v":168674.68475989177}]
[2004,2,7,11,7.9619778174620806E-2,4.9342470123410954E-2,0,0,3.7995964522062517E-3,7.8799054406067937E-3,1.2046100000000011E-2,2.025468145783222E-2,0,0.17294253164867704,79619.778174620806,49342.470123410953,0,0,3799.5964522062518,7879.9054406067935,12046.100000000011,20254.681457832219,0,172942.53164867702,null,null,78174.483380082791,64553.396661454492,0,0,5037.10897753277,7033.5311936045919,19198.270799704591,0,173996.79101237925]
[2004,2,7,12,8.0799098146199413E-2,4.9797078857675939E-2,0,0,3.8222352258327056E-3,7.9582002901290687E-3,1.0858508320000007E-2,2.1665894789232736E-2,0,0.17490101562906984,80799.098146199409,49797.078857675937,0,0,3822.2352258327055,7958.2002901290689,10858.508320000006,21665.894789232738,0,174901.01562906982,null,null,79332.395793701624,65133.124731283497,0,0,5087.157762051289,6340.1148076750951,20535.880366598274,0,176428.67346130981]
[2004,2,7,13,8.2744526267751764E-2,4.8895573187681077E-2,0,0,3.8687323123223925E-3,7.8999870621808861E-3,9.9723254400000093E-3,2.0822917638275176E-2,0,0.17420406190821133,82744.52626775176,48895.573187681075,0,0,3868.7323123223923,7899.9870621808859,9972.3254400000096,20822.917638275176,0,174204.06190821133,null,null,81242.509610169363,64094.517996608971,0,0,5049.9458468425228,5822.6863511855818,19736.86984373524,0,175946.52964854168]
[2004,2,7,14,8.0833019580210635E-2,4.8183045593038043E-2,0,0,3.8482698566594904E-3,7.8390387268124032E-3,1.1193338640000008E-2,2.0045149176727794E-2,0,0.17194186157344837,80833.019580210632,48183.045593038041,0,0,3848.2698566594904,7839.0387268124032,11193.338640000009,20045.149176727795,0,171941.86157344838,null,null,79365.701470257554,63204.131142741142,0,0,5010.9855560669239,6535.6170449373321,18999.666961757437,0,173116.1021757604]
[2004,2,7,15,8.2433849062620579E-2,4.7411735399835481E-2,0,0,3.8336417574327815E-3,7.7752532514220379E-3,8.4101256800000052E-3,1.9764442435104553E-2,0,0.16962904758641545,82433.849062620575,47411.735399835481,0,0,3833.6417574327816,7775.2532514220375,8410.1256800000046,19764.442435104553,0,169629.04758641543,null,null,80937.471960405601,62249.426337077988,0,0,4970.2116669451952,4910.5421100949698,18733.600864781034,0,171801.2529393048]
[2004,2,7,16,8.2678496572920923E-2,4.8654590432405137E-2,0,0,3.8578479787471343E-3,7.7696713842123222E-3,5.8545071200000048E-3,2.2087152835904397E-2,0,0.17090226632418992,82678.496572920922,48654.590432405137,0,0,3857.8479787471342,7769.6713842123227,5854.5071200000048,22087.152835904395,0,170902.2663241899,null,null,81177.67851669628,63788.566852058699,0,0,4966.6435437430364,3418.3560199317772,20935.167122768402,0,174286.41205519822]
[2004,2,7,17,8.8912736961725719E-2,5.0316302437112187E-2,0,0,3.9310765190102613E-3,7.9174248027502371E-3,5.2192932000000034E-3,2.2949451282853951E-2,0,0.17924628520345234,88912.736961725721,50316.302437112186,0,0,3931.0765190102616,7917.4248027502372,5219.2932000000037,22949.451282853952,0,179246.28520345237,null,null,87298.752109656998,65896.055559223241,0,0,5061.0926556756758,3047.4644516290186,21752.491212962908,0,183055.85598914785]
[2004,2,7,18,0.10123693990019944,5.0812393544553747E-2,8.5693514799999211E-4,3.9258984646183776E-6,3.8973789393176844E-3,7.9354316388721199E-3,5.2164226400000036E-3,2.1203263935564411E-2,2.7446734326870234E-4,0.19143715898824071,101236.93990019945,50812.39354455375,856.93514799999207,3.9258984646183777,3897.3789393176844,7935.4316388721199,5216.4226400000034,21203.26393556441,274.46734326870234,191437.15898824076,null,null,99399.240454066647,66457.740016262498,481.22228509805842,2.84698830969129,5072.6032501326963,3045.7883761105427,20097.378658856596,243.94634038405997,194800.76636922077]
[2004,2,7,19,0.10119398932004353,5.1398282450149796E-2,2.0566317959999809E-3,9.4220987773064676E-6,3.7419542837201329E-3,7.790090275246052E-3,5.0427537600000035E-3,2.2609594130872504E-2,6.5871760126480397E-4,0.19450143571607409,101193.98932004353,51398.282450149796,2056.631795999981,9.4220987773064682,3741.9542837201329,7790.0902752460524,5042.7537600000032,22609.594130872505,658.71760126480399,194501.43571607411,null,null,99357.069532575275,66980.638941150712,1154.926431464851,6.832730217936402,4979.69600739409,2944.3858072427452,21430.359776310117,585.46764165600143,197439.37686801172]
[2004,2,7,20,9.7313705057314889E-2,4.9242667757427458E-2,2.0566317959999809E-3,9.4220987773064676E-6,3.6451291240869738E-3,7.6882695975616124E-3,4.9814468000000042E-3,2.0993642987440973E-2,6.5871760126480397E-4,0.18658963281987401,97313.705057314888,49242.667757427458,2056.631795999981,9.4220987773064682,3645.1291240869737,7688.2695975616125,4981.4468000000043,20993.642987440973,658.71760126480399,186589.63281987401,null,null,95547.221972570784,64244.526994162821,1154.926431464851,6.832730217936402,4914.6086972063595,2908.5896229552945,19898.690778440272,585.46764165600143,189260.86486867431]
[2004,2,7,21,9.3216463987299894E-2,4.8647006067394846E-2,2.0566317959999809E-3,9.4220987773064676E-6,3.6027247177442723E-3,7.5122820992254372E-3,5.0435739200000041E-3,2.1956977010067488E-2,6.5871760126480397E-4,0.18270379929777406,93216.463987299896,48647.006067394846,2056.631795999981,9.4220987773064682,3602.7247177442723,7512.2820992254374,5043.5739200000044,21956.977010067487,658.71760126480399,182703.79929777404,null,null,91524.355904926095,63469.447354440264,1154.926431464851,6.832730217936402,4802.1113817900441,2944.8646859623104,20811.780795454637,585.46764165600143,185299.78692591211]
[2004,2,7,22,8.8738978624924886E-2,4.7760718167027115E-2,2.0566317959999809E-3,9.4220987773064676E-6,3.4311042713425599E-3,7.4557653008842035E-3,4.9281364000000032E-3,2.2119809519965103E-2,6.5871760126480397E-4,0.17715928378018597,88738.978624924886,47760.718167027117,2056.631795999981,9.4220987773064682,3431.10427134256,7455.7653008842035,4928.1364000000031,22119.809519965103,658.71760126480399,177159.28378018597,null,null,87128.147914018613,62184.371678218733,1154.926431464851,6.832730217936402,4765.983883249387,2877.4625061835968,20966.120552735843,585.46764165600143,179669.31333774494]
[2004,2,7,23,8.0983513413976277E-2,4.4953693004555567E-2,2.0566317959999809E-3,9.4220987773064676E-6,3.3023236655989469E-3,7.3827075386044246E-3,3.9072422400000025E-3,2.0705695450823326E-2,6.5871760126480397E-4,0.1639599468096006,80983.513413976281,44953.693004555564,2056.631795999981,9.4220987773064682,3302.3236655989467,7382.7075386044244,3907.2422400000023,20705.695450823325,658.71760126480399,163959.9468096006,null,null,79513.463470808667,58618.152927449744,1154.926431464851,6.832730217936402,4719.282826614678,2281.3782200056012,19625.761540051491,585.46764165600143,166505.26578826897]
[2004,2,7,24,7.2586870637675521E-2,4.2856217898923535E-2,2.0566317959999809E-3,9.4220987773064676E-6,3.1812922541652406E-3,7.0256151350928933E-3,3.6175207200000027E-3,2.1077240316477012E-2,6.5871760126480397E-4,0.15306952845837626,72586.870637675514,42856.217898923533,2056.631795999981,9.4220987773064682,3181.2922541652406,7025.6151350928931,3617.5207200000027,21077.240316477011,658.71760126480399,153069.5284583763,null,null,71269.24041200029,55923.26090648579,1154.926431464851,6.832730217936402,4491.0169717647523,2112.2143123194178,19977.927974261253,585.46764165600143,155520.88738017029]
[2004,2,8,1,6.2346685144312811E-2,4.0002612335824105E-2,2.0566317959999809E-3,9.4220987773064676E-6,3.1999209652316812E-3,6.5841141520093264E-3,3.5129503200000021E-3,2.0103227318661605E-2,6.5871760126480397E-4,0.13847428173208159,62346.685144312811,40002.612335824102,2056.631795999981,9.4220987773064682,3199.9209652316813,6584.1141520093261,3512.9503200000022,20103.227318661604,658.71760126480399,138474.28173208161,null,null,61214.939470541278,52479.522319561962,1154.926431464851,6.832730217936402,4208.7942240120165,2051.1572755749353,19054.715958637997,585.46764165600143,140756.35605166695]
[2004,2,8,2,5.7259595899845264E-2,3.9623383257973432E-2,2.0566317959999809E-3,9.4220987773064676E-6,3.1514408127650924E-3,6.6384689194477105E-3,3.6369995200000024E-3,2.0726893193273827E-2,6.5871760126480397E-4,0.1337615530993474,57259.595899845262,39623.38325797343,2056.631795999981,9.4220987773064682,3151.4408127650922,6638.4689194477105,3636.9995200000026,20726.893193273827,658.71760126480399,133761.55309934739,null,null,56220.193407290011,51959.970006684773,1154.926431464851,6.832730217936402,4243.5396773806187,2123.5876819090763,19645.853685205904,585.46764165600143,135940.37126180914]
[2004,2,8,3,5.389706739014824E-2,3.8850129961977856E-2,2.0566317959999809E-3,9.4220987773064676E-6,3.128446387194127E-3,6.5100510295887188E-3,3.7676100000000033E-3,2.0086248413482249E-2,6.5871760126480397E-4,0.12896432467843327,53897.067390148237,38850.129961977858,2056.631795999981,9.4220987773064682,3128.4463871941271,6510.0510295887188,3767.6100000000033,20086.248413482248,658.71760126480399,128964.32467843327,null,null,52918.703060006505,50992.742002144812,1154.926431464851,6.832730217936402,4161.4505062909293,2199.8491179997341,19038.622611517512,585.46764165600143,131058.59410129828]
[2004,2,8,4,5.2022285834127491E-2,3.8546090792307731E-2,2.0566317959999809E-3,9.4220987773064676E-6,3.1763450459876838E-3,6.473287514476578E-3,3.839374000000003E-3,1.9996741657005778E-2,6.5871760126480397E-4,0.12677889633994732,52022.285834127491,38546.090792307732,2056.631795999981,9.4220987773064682,3176.345045987684,6473.2875144765776,3839.374000000003,19996.741657005779,658.71760126480399,126778.89633994736,null,null,51077.953400154453,50681.599792871581,1154.926431464851,6.832730217936402,4137.9499917970943,2241.7510059616334,18953.784202539522,585.46764165600143,128840.26519666307]
[2004,2,8,5,5.2328295116227642E-2,3.8166198998018978E-2,2.0566317959999809E-3,9.4220987773064676E-6,3.2254890048523336E-3,6.6392670867493975E-3,3.8588528000000032E-3,1.9340533445402725E-2,6.5871760126480397E-4,0.12628340794729317,52328.295116227644,38166.198998018976,2056.631795999981,9.4220987773064682,3225.4890048523334,6639.2670867493971,3858.8528000000033,19340.533445402725,658.71760126480399,126283.40794729319,null,null,51378.407861170701,50279.82963994256,1154.926431464851,6.832730217936402,4244.0498936149634,2253.1243755512924,18331.801429145977,585.46764165600143,128234.44000276428]
[2004,2,8,6,5.3242274924703382E-2,3.8543593802214476E-2,2.0566317959999809E-3,9.4220987773064676E-6,3.2514722359552675E-3,6.7789330337015702E-3,3.8809971200000027E-3,1.9324732645000838E-2,6.5871760126480397E-4,0.1277467752576176,53242.274924703379,38543.593802214476,2056.631795999981,9.4220987773064682,3251.4722359552675,6778.9330337015699,3880.9971200000027,19324.732645000837,658.71760126480399,127746.77525761763,null,null,52275.796688237198,50769.826058882842,1154.926431464851,6.832730217936402,4333.3292130878917,2266.0541009795352,18316.824741134413,585.46764165600143,129709.05760566067]
[2004,2,8,7,5.5468190213102064E-2,3.9640160017079498E-2,2.0566317959999809E-3,9.4220987773064676E-6,3.3231128722940174E-3,7.0671636193794466E-3,4.4881205600000029E-3,1.8830021531142334E-2,6.5871760126480397E-4,0.13154154030903945,55468.190213102062,39640.160017079499,2056.631795999981,9.4220987773064682,3323.1128722940175,7067.1636193794466,4488.120560000003,18830.021531142334,658.71760126480399,131541.54030903947,null,null,54461.306139629538,52188.884915788236,1154.926431464851,6.832730217936402,4517.5762045855163,2620.5440731372064,17847.915963119227,585.46764165600143,133383.45409959852]
[2004,2,8,8,6.1976685367028453E-2,4.2047382515907526E-2,8.2281598799999254E-4,3.7695875020318968E-6,3.4502893249716074E-3,7.4772066238493915E-3,5.109186720000004E-3,1.9962080827304308E-2,2.6353933404698259E-4,0.14111295628861029,61976.685367028454,42047.382515907528,822.81598799999256,3.769587502031897,3450.2893249716076,7477.2066238493917,5109.1867200000042,19962.080827304308,263.53933404698262,141112.95628861026,null,null,60851.656099209678,55267.501750948759,462.06225860230052,2.7336345163695972,4779.6899208677542,2983.1749835274759,18920.931155892671,234.23353511705255,143501.98333868204]
[2004,2,8,9,6.9368465783705147E-2,4.3263463169692068E-2,0,0,3.7132760425411925E-3,8.0530194810051019E-3,5.4852300800000038E-3,1.8815180408485919E-2,0,0.14869863496542945,69368.465783705149,43263.46316969207,0,0,3713.2760425411925,8053.0194810051016,5485.2300800000039,18815.180408485918,0,148698.63496542943,null,null,68109.257521627427,57064.172992105305,0,0,5147.7694789308862,3202.74087644783,17833.848899545665,0,151357.78976865712]
[2004,2,8,10,7.7379294753105926E-2,4.5049058989967229E-2,0,0,3.8270045165794239E-3,8.2124894634813504E-3,5.1721340000000036E-3,2.0224029921006709E-2,0,0.15986401164414063,77379.294753105933,45049.058989967227,0,0,3827.004516579424,8212.48946348135,5172.1340000000037,20224.02992100671,0,159864.01164414061,null,null,75974.670243019878,59371.3439860125,0,0,5249.7082250786125,3019.9289252540561,19169.217935771463,0,162784.86931513652]
[2004,2,8,11,7.8510404303379883E-2,4.7090704751253702E-2,0,0,3.8005233239762634E-3,8.2680805512336791E-3,5.2918773600000042E-3,2.1319397759370882E-2,0,0.16428098804921443,78510.404303379881,47090.704751253703,0,0,3800.5233239762633,8268.0805512336792,5291.877360000004,21319.397759370884,0,164280.98804921441,null,null,77085.247373051738,61819.2299287848,0,0,5285.2439772901907,3089.8452183104832,20207.45536399183,0,167487.02186142904]
[2004,2,8,12,8.3066436939724195E-2,4.8605958266210982E-2,0,0,3.761008856436915E-3,8.3348702589860092E-3,5.266862480000003E-3,2.2240033782639557E-2,0,0.17127517058399766,83066.436939724197,48605.958266210982,0,0,3761.0088564369148,8334.8702589860095,5266.8624800000034,22240.033782639555,0,171275.17058399768,null,null,81558.576811723091,63611.858146605671,0,0,5327.9382759796617,3075.2394173637636,21080.074354296445,0,174653.68700596862]
[2004,2,8,13,8.3952158617666056E-2,4.8803490705049767E-2,0,0,3.7726307425146196E-3,8.3046103608543712E-3,4.6939807200000036E-3,2.2716206858273441E-2,0,0.17224307800435826,83952.158617666049,48803.490705049764,0,0,3772.6307425146197,8304.6103608543708,4693.9807200000032,22716.206858273443,0,172243.07800435825,null,null,82428.220462824276,63865.92470761494,0,0,5308.5950991246909,2740.742631747913,21531.411970865702,0,175874.89487217751]
[2004,2,8,14,8.106167410218125E-2,4.8609735588621993E-2,0,0,3.7537036325768552E-3,8.2769589949422233E-3,5.5088096800000041E-3,2.2908189777497638E-2,0,0.17011907177581995,81061.674102181249,48609.735588621996,0,0,3753.7036325768554,8276.9589949422225,5508.8096800000039,22908.189777497639,0,170119.07177581996,null,null,79590.205350290591,63607.572689974084,0,0,5290.9193865762418,3216.5086396353113,21713.381757942196,0,173418.58782441844]
[2004,2,8,15,7.8062390454487596E-2,4.8650733164796914E-2,0,0,3.7428288411804609E-3,8.2275054130117493E-3,5.7423502400000036E-3,2.4030179188818411E-2,0,0.16845598730229513,78062.390454487599,48650.733164796911,0,0,3742.828841180461,8227.5054130117496,5742.3502400000034,24030.179188818413,0,168455.98730229514,null,null,76645.366077383413,63644.163816357708,0,0,5259.3069410474591,3352.8693550313214,22776.852274512974,0,171678.55846433289]
[2004,2,8,16,8.3426543513902787E-2,4.9128116344693523E-2,0,0,3.7322033658823187E-3,7.664896974882528E-3,5.739684720000005E-3,2.4879179400070044E-2,0,0.17457062431943121,83426.543513902783,49128.116344693524,0,0,3732.2033658823188,7664.8969748825284,5739.6847200000047,24879.179400070043,0,174570.6243194312,null,null,81912.146565917094,64211.14958095648,0,0,4899.6681057979131,3351.3129991927376,23581.571716709506,0,177955.8489685737]
[2004,2,8,17,9.131469251756652E-2,5.0107388895626201E-2,0,0,3.7841695841986309E-3,7.7562471727061254E-3,6.0333020000000043E-3,2.4328116721204929E-2,0,0.18332391689130245,91314.692517566524,50107.388895626202,0,0,3784.1695841986307,7756.2471727061256,6033.3020000000042,24328.116721204929,0,183323.91689130239,null,null,89657.106264675574,65463.828853962848,0,0,4958.0623219499794,3522.7515807968525,23059.250466756097,0,186660.99948814133]
[2004,2,8,18,0.10437170613622068,5.1093478422989488E-2,8.226485319999925E-4,3.7688203316633746E-6,3.6597325904685622E-3,7.8002857184284857E-3,5.798326160000004E-3,2.4666511280319992E-2,2.6348569964589443E-4,0.19847994336040473,104371.70613622069,51093.478422989487,822.64853199999254,3.7688203316633744,3659.7325904685622,7800.2857184284858,5798.3261600000042,24666.511280319992,263.48569964589444,198479.94336040478,null,null,102477.10297311096,66510.506210945678,461.96822166244402,2.7330781787336624,4986.2132884415905,3385.5528276416039,23379.995594077041,234.18586490715316,201438.25805896524]
[2004,2,8,19,0.10558675723607384,4.9323863851223844E-2,2.0566317959999809E-3,9.4220987773064676E-6,3.5128815063651727E-3,7.5308428129452314E-3,5.5262380800000042E-3,2.1466911869641649E-2,6.5871760126480397E-4,0.1956722668522918,105586.75723607384,49323.863851223847,2056.631795999981,9.4220987773064682,3512.8815063651728,7530.8428129452313,5526.2380800000037,21466.911869641648,658.71760126480399,195672.26685229182,null,null,103670.09790714733,64182.513047651359,1154.926431464851,6.832730217936402,4813.976034026301,3226.6848124260582,20347.275673763255,585.46764165600143,197987.77427835308]
[2004,2,8,20,0.10258353465644121,4.8101465813577236E-2,2.0566317959999809E-3,9.4220987773064676E-6,3.3662797078738409E-3,7.6410179594703686E-3,6.1136776800000047E-3,2.0951153772907651E-2,6.5871760126480397E-4,0.19148190108631241,102583.53465644122,48101.465813577233,2056.631795999981,9.4220987773064682,3366.2797078738408,7641.0179594703686,6113.6776800000043,20951.153772907652,658.71760126480399,191481.9010863124,null,null,100721.39120360346,62519.54442135735,1154.926431464851,6.832730217936402,4884.4038105834807,3569.6816953141802,19858.417647096503,585.46764165600143,193300.66558129375]
[2004,2,8,21,9.9822624081646424E-2,4.7566265350635163E-2,2.0566317959999809E-3,9.4220987773064676E-6,3.274134758327202E-3,7.6596589988926021E-3,5.586314800000004E-3,2.1506577139027008E-2,6.5871760126480397E-4,0.18814034662457046,99822.624081646427,47566.265350635163,2056.631795999981,9.4220987773064682,3274.1347583272018,7659.6589988926016,5586.3148000000037,21506.577139027009,658.71760126480399,188140.34662457052,null,null,98010.597946055947,61757.487545031268,1154.926431464851,6.832730217936402,4896.3198097959075,3261.762678634163,20384.87214668675,585.46764165600143,190058.26692954282]
[2004,2,8,22,9.2681554847368924E-2,4.5418321902774172E-2,2.0566317959999809E-3,9.4220987773064676E-6,3.2151121749561663E-3,7.5684513486917243E-3,7.284661120000006E-3,2.0117778197826165E-2,6.5871760126480397E-4,0.17901065108765923,92681.554847368927,45418.321902774172,2056.631795999981,9.4220987773064682,3215.1121749561662,7568.451348691724,7284.6611200000061,20117.778197826163,658.71760126480399,179010.65108765921,null,null,90999.156681465844,59076.614127552166,1154.926431464851,6.832730217936402,4838.0167150304542,4253.4007871724925,19068.507916766619,585.46764165600143,179982.92303132633]
[2004,2,8,23,8.2321598882573385E-2,4.3906823110770536E-2,2.0566317959999809E-3,9.4220987773064676E-6,3.1122587362038849E-3,7.2826993165972676E-3,7.9740056000000056E-3,1.9359352422509184E-2,6.5871760126480397E-4,0.16668150956469635,82321.59888257338,43906.823110770536,2056.631795999981,9.4220987773064682,3112.2587362038848,7282.6993165972672,7974.0056000000059,19359.352422509182,658.71760126480399,166681.50956469637,null,null,80827.259397199698,57115.60796767682,1154.926431464851,6.832730217936402,4655.3541009851288,4655.8983509665113,18349.63887672151,585.46764165600143,167350.98549688846]
[2004,2,8,24,6.8096051079022779E-2,4.2505664078082775E-2,2.0566317959999809E-3,9.4220987773064676E-6,3.0792191400462261E-3,6.9841868799209502E-3,1.0147224560000008E-2,2.034668320693659E-2,6.5871760126480397E-4,0.1538838004400514,68096.051079022785,42505.664078082773,2056.631795999981,9.4220987773064682,3079.2191400462261,6984.1868799209506,10147.224560000008,20346.683206936592,658.71760126480399,153883.80044005145,null,null,66859.940273272281,55373.440247356149,1154.926431464851,6.832730217936402,4464.5345935658024,5924.8072381327256,19285.474071552111,585.46764165600143,153655.42322721783]
[2004,2,9,1,5.5115468545901644E-2,3.8280440687757843E-2,2.0566317959999809E-3,9.4220987773064676E-6,3.0508246338790774E-3,6.7697495506539931E-3,1.1246649040000011E-2,1.8714362700605301E-2,6.5871760126480397E-4,0.13590226665483993,55115.468545901647,38280.440687757844,2056.631795999981,9.4220987773064682,3050.8246338790773,6769.7495506539935,11246.649040000011,18714.362700605303,658.71760126480399,135902.26665483997,null,null,54114.987238189249,50206.432243860465,1154.926431464851,6.832730217936402,4327.4588120719627,6566.7441617090299,17738.289477328777,585.46764165600143,134701.13873649825]
[2004,2,9,2,5.089405438776437E-2,3.7592132978562183E-2,2.0566317959999809E-3,9.4220987773064676E-6,3.0409027799489551E-3,6.7361604149469012E-3,1.1776472400000008E-2,1.9693279082264651E-2,6.5871760126480397E-4,0.13245777353952912,50894.054387764372,37592.132978562186,2056.631795999981,9.4220987773064682,3040.902779948955,6736.1604149469013,11776.472400000008,19693.279082264649,658.71760126480399,132457.77353952915,null,null,49970.202129368889,49358.270084320109,1154.926431464851,6.832730217936402,4305.9874710396352,6876.0998145477388,18666.149134094492,585.46764165600143,130923.93543670965]
[2004,2,9,3,5.033072460149924E-2,3.6806093731985422E-2,2.0566317959999809E-3,9.4220987773064676E-6,3.0712617250281933E-3,6.7098430475382893E-3,1.1373158720000009E-2,1.9146883595854945E-2,6.5871760126480397E-4,0.13016273691794816,50330.724601499242,36806.09373198542,2056.631795999981,9.4220987773064682,3071.2617250281933,6709.8430475382893,11373.158720000009,19146.883595854946,658.71760126480399,130162.73691794819,null,null,49417.098164204537,48440.320644352345,1154.926431464851,6.832730217936402,4289.1644966222239,6640.6112042018631,18148.25165278044,585.46764165600143,128682.6729655002]
[2004,2,9,4,4.9379585021288863E-2,3.6784091591688876E-2,2.0566317959999809E-3,9.4220987773064676E-6,3.0877980466244175E-3,6.7912764438693646E-3,1.1734234160000008E-2,1.8976032008245575E-2,6.5871760126480397E-4,0.12947778876775917,49379.585021288862,36784.091591688877,2056.631795999981,9.4220987773064682,3087.7980466244176,6791.2764438693648,11734.234160000007,18976.032008245576,658.71760126480399,129477.78876775919,null,null,48483.224106652888,48433.681136606836,1154.926431464851,6.832730217936402,4341.2195491633947,6851.4375604901634,17986.31106377079,585.46764165600143,127843.10022002284]
[2004,2,9,5,5.0190956189347269E-2,3.7332855972626901E-2,2.0566317959999809E-3,9.4220987773064676E-6,3.1407990578391112E-3,7.0478625833211945E-3,1.1628638560000008E-2,1.8829071733182674E-2,6.5871760126480397E-4,0.13089495559235922,50190.956189347271,37332.855972626901,2056.631795999981,9.4220987773064682,3140.7990578391114,7047.8625833211945,11628.638560000009,18829.071733182675,658.71760126480399,130894.95559235926,null,null,49279.866892486207,49164.665130266454,1154.926431464851,6.832730217936402,4505.2383126225359,6789.7819253462258,17847.015703173271,585.46764165600143,129333.79476723346]
[2004,2,9,6,5.4074513368934325E-2,3.895436327098744E-2,2.0566317959999809E-3,9.4220987773064676E-6,3.2713936836113737E-3,7.4875032703386069E-3,1.255787984000001E-2,1.9107188925582112E-2,6.5871760126480397E-4,0.13817761385549593,54074.513368934327,38954.363270987436,2056.631795999981,9.4220987773064682,3271.3936836113735,7487.5032703386069,12557.879840000011,19107.188925582112,658.71760126480399,138177.61385549596,null,null,53092.927957858548,51293.000322856366,1154.926431464851,6.832730217936402,4786.2718945805391,7332.3515146128821,18110.627312413035,585.46764165600143,136362.40580566015]
[2004,2,9,7,6.3056483116074702E-2,4.2983291655724336E-2,2.0566317959999809E-3,9.4220987773064676E-6,3.4198812971192962E-3,8.0074638777253657E-3,1.323082112000001E-2,2.0076041471497313E-2,6.5871760126480397E-4,0.15349875403418309,63056.483116074705,42983.291655724337,2056.631795999981,9.4220987773064682,3419.8812971192961,8007.4638777253658,13230.82112000001,20076.041471497312,658.71760126480399,153498.7540341831,null,null,61911.852863404813,56367.443402161327,1154.926431464851,6.832730217936402,5118.6487566091719,7725.271504015609,19028.948026574191,585.46764165600143,151899.39135610388]
[2004,2,9,8,7.0790484301885823E-2,4.9471248901594676E-2,7.8853983799999285E-4,3.6125573172249258E-6,3.6120418780073828E-3,8.7116285234563363E-3,1.2258111360000006E-2,2.0762601578607379E-2,2.5256104257424268E-4,0.16665082998144307,70790.484301885823,49471.248901594678,788.53983799999287,3.6125573172249257,3612.0418780073828,8711.6285234563366,12258.111360000006,20762.60157860738,252.56104257424269,166650.82998144306,null,null,69505.462906323155,64481.999790411486,442.81407247542711,2.6197591565142151,5568.7752315278249,7157.3213426120301,19679.699650785809,224.47603902826441,167063.1687923205]
[2004,2,9,9,7.1488736686898618E-2,5.3278147419590707E-2,0,0,3.7199095335926332E-3,9.2960970468666457E-3,1.2437521360000007E-2,2.2000665443347549E-2,0,0.17222107749029616,71488.736686898614,53278.147419590707,0,0,3719.9095335926331,9296.0970468666455,12437.521360000008,22000.665443347549,0,172221.07749029616,null,null,70191.040293232843,69237.393585277314,0,0,5942.3877917984319,7262.0760625167804,20853.190598648609,0,173486.08833147393]
[2004,2,9,10,6.9646958232167919E-2,5.5385393366367469E-2,0,0,3.7432298260961262E-3,9.5216330923564227E-3,1.316377304000001E-2,2.2535473818935604E-2,0,0.17399646137592356,69646.958232167919,55385.393366367469,0,0,3743.2298260961261,9521.6330923564219,13163.773040000011,22535.473818935603,0,173996.46137592354,null,null,68382.694647213037,71825.461690646523,0,0,6086.5582578092917,7686.123168691206,21360.105310778992,0,175340.94307513908]
[2004,2,9,11,7.0401196765235999E-2,5.5544625833817897E-2,0,0,3.68556488442275E-3,9.5485582186748789E-3,1.4191843600000011E-2,2.1175802468306824E-2,0,0.17454759177045837,70401.196765236004,55544.625833817896,0,0,3685.5648844227499,9548.5582186748798,14191.843600000011,21175.802468306825,0,174547.59177045838,null,null,69123.241895895815,71948.839067589113,0,0,6103.7697328101222,8286.397643665392,20071.349482043035,0,175533.5978220035]
[2004,2,9,12,7.049413127774827E-2,5.649778429562384E-2,0,0,3.6774241864036537E-3,9.5839175392823557E-3,1.3004662000000009E-2,2.2325008943685529E-2,0,0.17558292824274366,70494.131277748267,56497.784295623838,0,0,3677.4241864036535,9583.9175392823563,13004.662000000009,22325.008943685531,0,175582.92824274366,null,null,69214.489418438417,73096.78288100948,0,0,6126.3726374533107,7593.2206970956795,21160.617519411404,0,177191.48315340831]
[2004,2,9,13,7.0943262438888474E-2,5.5456847872472542E-2,0,0,3.7281353490666472E-3,9.4713714680409126E-3,1.1505204480000008E-2,2.2049224941961747E-2,0,0.17315404655043032,70943.262438888472,55456.847872472543,0,0,3728.135349066647,9471.3714680409121,11505.204480000008,22049.224941961747,0,173154.04655043036,null,null,69655.467744389389,71893.924051017675,0,0,6054.4292835502383,6717.7106780517579,20899.217410091391,0,175220.74916710044]
[2004,2,9,14,7.0209836541033299E-2,5.4754126400902596E-2,0,0,3.6906528168739105E-3,9.4348992813581539E-3,1.1647912320000009E-2,2.130662203399809E-2,0,0.17104404939416606,70209.836541033306,54754.126400902598,0,0,3690.6528168739105,9434.8992813581535,11647.912320000009,21306.62203399809,0,171044.04939416604,null,null,68935.355330402832,70994.774173259386,0,0,6031.1149962970867,6801.0355752559926,20195.345974077198,0,172957.62604929251]
[2004,2,9,15,6.8570287909192784E-2,5.4099884105709796E-2,0,0,3.7125319659931317E-3,9.4536080463925865E-3,1.2248884560000008E-2,2.0333170726669653E-2,0,0.16841836731395796,68570.28790919279,54099.884105709796,0,0,3712.5319659931315,9453.6080463925864,12248.884560000008,20333.170726669654,0,168418.36731395795,null,null,67325.568538614098,70226.622092751044,0,0,6043.0742880708012,7151.9339570169295,19272.666353204113,0,170019.86522965701]
[2004,2,9,16,6.9238822215892337E-2,5.4216736196759277E-2,0,0,3.698793972185923E-3,9.3729294790632512E-3,1.187714704000001E-2,2.1214579797474566E-2,0,0.16961900870137539,69238.822215892331,54216.736196759281,0,0,3698.7939721859229,9372.9294790632521,11877.147040000009,21214.579797474566,0,169619.00870137539,null,null,67981.967303421974,70351.878140353132,0,0,5991.5017484188811,6934.8821773742902,20108.104326487337,0,171368.33369605563]
[2004,2,9,17,8.1034160354274326E-2,5.455785967366409E-2,0,0,3.7614621861484583E-3,9.158315745242708E-3,1.2902962160000007E-2,2.0655619141838666E-2,0,0.18207037926116823,81034.160354274325,54557.85967366409,0,0,3761.4621861484584,9158.3157452427076,12902.962160000006,20655.619141838666,0,182070.37926116821,null,null,79563.191044576801,70842.377040166684,0,0,5854.3132030134375,7533.8397358696711,19578.297029560985,0,183372.01805318758]
[2004,2,9,18,9.5255373698665047E-2,5.4437098987825783E-2,7.8837238199999291E-4,3.6117901468564032E-6,3.7890230778144336E-3,9.0559786433024245E-3,1.2018829680000009E-2,1.9062682592853215E-2,2.5250740817315447E-4,0.1946634782607809,95255.373698665047,54437.098987825782,788.37238199999285,3.6117901468564031,3789.0230778144337,9055.9786433024237,12018.82968000001,19062.682592853216,252.50740817315446,194663.47826078089,null,null,93526.254390438466,70729.164218956357,442.72003553557062,2.6192028188782803,5788.8957765222895,7017.6084761790698,18068.442268436414,224.42836881836496,195800.1327377054]
[2004,2,9,19,9.7445171371414507E-2,5.3728856462441757E-2,2.0566317959999809E-3,9.4220987773064676E-6,3.8226890128371664E-3,8.9452310766689764E-3,1.2551728640000009E-2,1.7338511421354785E-2,6.5871760126480397E-4,0.19655695948075927,97445.171371414501,53728.856462441756,2056.631795999981,9.4220987773064682,3822.6890128371665,8945.231076668977,12551.72864000001,17338.511421354786,658.71760126480399,196556.95948075928,null,null,95676.301849734984,69909.73409472208,1154.926431464851,6.832730217936402,5718.1020891698317,7328.7599242161477,16434.197606313079,585.46764165600143,196814.32236749487]
[2004,2,9,20,9.1312821018419213E-2,5.3373098966325611E-2,2.0566317959999809E-3,9.4220987773064676E-6,3.8158201378783404E-3,8.9372275282927956E-3,1.329233312000001E-2,1.8703736805043371E-2,6.5871760126480397E-4,0.19215980907200142,91312.821018419214,53373.098966325611,2056.631795999981,9.4220987773064682,3815.8201378783406,8937.2275282927949,13292.33312000001,18703.736805043372,658.71760126480399,192159.8090720014,null,null,89655.268737840641,69469.240047720785,1154.926431464851,6.832730217936402,5712.9859433376714,7761.1874079829522,17728.217789906194,585.46764165600143,192074.126730127]
[2004,2,9,21,8.8479037227347263E-2,5.2433486937123852E-2,2.0566317959999809E-3,9.4220987773064676E-6,3.8068311919847316E-3,8.9291681551584828E-3,1.3014298880000009E-2,1.8650619284345676E-2,6.5871760126480397E-4,0.18803821317200209,88479.03722734726,52433.486937123853,2056.631795999981,9.4220987773064682,3806.8311919847315,8929.1681551584825,13014.298880000009,18650.619284345677,658.71760126480399,188038.21317200211,null,null,86872.925092119258,68316.943590983632,1154.926431464851,6.832730217936402,5707.8341123830842,7598.8475220505634,17677.870686265669,585.46764165600143,187921.64780714095]
[2004,2,9,22,8.3085061520298722E-2,4.9339696729382994E-2,2.0566317959999809E-3,9.4220987773064676E-6,3.6564777319175856E-3,8.6585870588453823E-3,1.4198199840000012E-2,1.7463037270217856E-2,6.5871760126480397E-4,0.17912583164670462,83085.061520298725,49339.696729382995,2056.631795999981,9.4220987773064682,3656.4777319175855,8658.5870588453818,14198.199840000012,17463.037270217857,658.71760126480399,179125.83164670467,null,null,81576.863310354005,64376.176765200398,1154.926431464851,6.832730217936402,5534.8692868959879,8290.1089537420175,16552.228638941928,585.46764165600143,178077.47375847309]
[2004,2,9,23,7.2587721628963306E-2,4.4136688902097015E-2,2.0566317959999809E-3,9.4220987773064676E-6,3.4792425211383374E-3,8.39545653186477E-3,1.346518184000001E-2,1.6842648759407115E-2,6.5871760126480397E-4,0.16163171167951262,72587.721628963307,44136.688902097012,2056.631795999981,9.4220987773064682,3479.2425211383375,8395.4565318647692,13465.18184000001,16842.648759407115,658.71760126480399,161631.71167951263,null,null,71270.075955703243,57840.62055989074,1154.926431464851,6.832730217936402,5366.6671238488498,7862.1110981311849,15964.197340776806,585.46764165600143,160050.89888168962]
[2004,2,9,24,6.079790933847172E-2,4.1940149223498105E-2,2.0566317959999809E-3,9.4220987773064676E-6,3.3187129522793146E-3,7.8196236681330623E-3,1.2501493840000009E-2,1.7408679182305695E-2,6.5871760126480397E-4,0.14651133970072999,60797.90933847172,41940.149223498105,2056.631795999981,9.4220987773064682,3318.7129522793148,7819.623668133062,12501.49384000001,17408.679182305696,658.71760126480399,146511.33970072999,null,null,59694.277754709074,54977.411883706503,1154.926431464851,6.832730217936402,4998.5747768881447,7299.4286026428172,16500.705671569449,585.46764165600143,145217.62549285477]
[2004,2,10,1,5.1529019606502781E-2,3.9977294549297132E-2,2.0566317959999809E-3,9.4220987773064676E-6,3.3505286496743865E-3,7.5492729854760784E-3,1.320314072000001E-2,1.8696303872519873E-2,6.5871760126480397E-4,0.1370303318795123,51529.019606502778,39977.294549297134,2056.631795999981,9.4220987773064682,3350.5286496743865,7549.2729854760782,13203.14072000001,18696.303872519875,658.71760126480399,137030.33187951235,null,null,50593.641167723537,52631.716033487624,1154.926431464851,6.832730217936402,4825.757239805017,7709.1093472303055,17721.172532160763,585.46764165600143,135228.62312374602]
[2004,2,10,2,4.8623307547441555E-2,3.9618099516052031E-2,2.0566317959999809E-3,9.4220987773064676E-6,3.3299166592276825E-3,7.0250056005384844E-3,1.2925926640000012E-2,1.9125194329738075E-2,6.5871760126480397E-4,0.13337222178903993,{"$f":"E964*1000000*O$8826","v":48623.307547441553},{"$f":"F964*1000000*P$8826","v":39618.099516052032},{"$f":"G964*1000000*Q$8826","v":2056.631795999981},{"$f":"H964*1000000*R$8826","v":9.4220987773064682},{"$f":"I964*1000000*S$8826","v":3329.9166592276824},{"$f":"J964*1000000*T$8826","v":7025.005600538484},{"$f":"K964*1000000*U$8826","v":12925.926640000012},{"$f":"L964*1000000*V$8826","v":19125.194329738075},{"$f":"M964*1000000*W$8826","v":658.71760126480399},{"$f":"SUM(O964:W964)","v":133372.22178903993},null,null,{"$f":"O964*AA$8826","v":47740.67492898069},{"$f":"(P964+S964)*AB$8826","v":52170.352088969274},{"$f":"Q964*AC$8826","v":1154.926431464851},{"$f":"R964*AD$8826","v":6.832730217936402},{"$f":"T964*AE$8826","v":4490.6273361277172},{"$f":"U964*AF$8826","v":7547.2483400174824},{"$f":"V964*AG$8826","v":18127.693620049813},{"$f":"W964*AH$8826","v":585.46764165600143},{"$f":"SUM(AA964:AH964)","v":131823.82311748376}]
[2004,2,10,3,4.6727558824757633E-2,3.9257913577366341E-2,2.0566317959999809E-3,9.4220987773064676E-6,3.3122369224222337E-3,6.8084993017929795E-3,1.2403894800000009E-2,1.9452634527262553E-2,6.5871760126480397E-4,0.13068750944964383,46727.558824757631,39257.913577366344,2056.631795999981,9.4220987773064682,3312.2369224222339,6808.4993017929792,12403.894800000009,19452.634527262551,658.71760126480399,130687.50944964383,null,null,45879.338708108044,51711.346363250668,1154.926431464851,6.832730217936402,4352.2289975533149,7242.4420350146338,18438.055725515205,585.46764165600143,129370.63863278067]
[2004,2,10,4,4.5789628606576906E-2,3.8785624674353154E-2,2.0566317959999809E-3,9.4220987773064676E-6,3.339144708344401E-3,6.7665216880767563E-3,1.342950488000001E-2,1.9196812087960109E-2,6.5871760126480397E-4,0.13003200814135341,45789.628606576909,38785.624674353152,2056.631795999981,9.4220987773064682,3339.1447083444009,6766.5216880767566,13429.504880000011,19196.812087960108,658.71760126480399,130032.00814135342,null,null,44958.434230177481,51170.32743474911,1154.926431464851,6.832730217936402,4325.3954503110135,7841.2798738301262,18195.576055983292,585.46764165600143,128238.23984838981]
[2004,2,10,5,4.8369109418134652E-2,3.8823170158082516E-2,2.0566317959999809E-3,9.4220987773064676E-6,3.367863435189578E-3,6.9422131878447979E-3,1.198520312000001E-2,1.9401486378242832E-2,6.5871760126480397E-4,0.13161381719353646,48369.109418134649,38823.170158082517,2056.631795999981,9.4220987773064682,3367.863435189578,6942.2131878447981,11985.203120000009,19401.486378242833,658.71760126480399,131613.81719353647,null,null,47491.091120907673,51250.820726510537,1154.926431464851,6.832730217936402,4437.7035531719093,6997.9744486769214,18389.57527827497,585.46764165600143,130314.39193088078]
[2004,2,10,6,5.1878074446567293E-2,4.1092405206911584E-2,2.0566317959999809E-3,9.4220987773064676E-6,3.4514325267774718E-3,7.9294498335879138E-3,1.2363912000000008E-2,2.0200428545569436E-2,6.5871760126480397E-4,0.13964047405545577,51878.074446567291,41092.405206911586,2056.631795999981,9.4220987773064682,3451.432526777472,7929.4498335879134,12363.912000000008,20200.428545569437,658.71760126480399,139640.47405545579,null,null,50936.359803958811,54108.848438453817,1154.926431464851,6.832730217936402,5068.7794726361217,7219.0966974358598,19146.847522401422,585.46764165600143,138227.1587382248]
[2004,2,10,7,6.0397636254761827E-2,4.5836572959551916E-2,2.0566317959999809E-3,9.4220987773064676E-6,3.5269809444938385E-3,8.1227233792155133E-3,1.1870380720000011E-2,2.1499510881625352E-2,6.5871760126480397E-4,0.15397857663569053,60397.636254761826,45836.572959551915,2056.631795999981,9.4220987773064682,3526.9809444938387,8122.723379215513,11870.38072000001,21499.510881625352,658.71760126480399,153978.57663569055,null,null,59301.270611919172,59963.514426987567,1154.926431464851,6.832730217936402,5192.3266292788294,6930.9314279378832,20378.174439619874,585.46764165600143,153513.44433908211]
[2004,2,10,8,6.9814180888892255E-2,4.9776058731053584E-2,7.1998753799999346E-4,3.2984969476109834E-6,3.6913598831819026E-3,8.4517425475356817E-3,1.2585355200000009E-2,2.0477130870520683E-2,2.3060445962876281E-4,0.16574971861576052,69814.180888892253,49776.058731053585,719.98753799999349,3.2984969476109836,3691.3598831819027,8451.7425475356813,12585.355200000009,20477.130870520683,230.60445962876281,165749.71861576047,null,null,68546.881801442461,64948.612364510642,404.3177002216803,2.3920084368034509,5402.6470980988543,7348.3939517182944,19409.118058542968,204.96104685068809,166267.3240298224]
[2004,2,10,9,7.0062223628584983E-2,5.3566157541747941E-2,0,0,3.7456927142875533E-3,8.7655292166618267E-3,1.2806798400000008E-2,2.1952929045808513E-2,0,0.17089933054709081,70062.223628584979,53566.15754174794,0,0,3745.6927142875534,8765.5292166618274,12806.798400000009,21952.929045808512,0,170899.33054709079,null,null,68790.421955361657,69618.568516062121,0,0,5603.2304248911241,7477.6912060007271,20807.943958316857,0,172297.85606063245]
[2004,2,10,10,6.6427499289601316E-2,5.6128513817945529E-2,0,0,3.7550068564174122E-3,9.0376136281382011E-3,1.2167073600000008E-2,2.4101905401463158E-2,0,0.17161761259356564,66427.499289601314,56128.513817945532,0,0,3755.0068564174121,9037.6136281382005,12167.073600000009,24101.905401463158,0,171617.6125935656,null,null,65221.676802544433,72742.460214187959,0,0,5777.1562215931745,7104.1658047403644,22844.837508280179,0,173690.29655134611]
[2004,2,10,11,6.4393398364521792E-2,5.7565772259202196E-2,0,0,3.7243908517465294E-3,9.1516156491116482E-3,1.2916904880000009E-2,2.4705482306991398E-2,0,0.17245756431157358,64393.398364521789,57565.772259202196,0,0,3724.3908517465293,9151.615649111649,12916.904880000009,24705.482306991398,0,172457.56431157357,null,null,63224.49981201964,74451.154531533524,0,0,5850.0302690840308,7541.9806741022703,23416.934033466365,0,174484.59932020583]
[2004,2,10,12,6.6645029866480424E-2,5.6604492035341784E-2,0,0,3.6992940372335666E-3,9.1604716239420212E-3,1.3499833600000009E-2,2.385717710993035E-2,0,0.17346629827292814,66645.029866480429,56604.492035341784,0,0,3699.2940372335665,9160.4716239420213,13499.833600000009,23857.177109930351,0,173466.29827292816,null,null,65435.258664448142,73252.970262104252,0,0,5855.6913154835211,7882.3437240327867,22612.873356043212,0,175039.13732211193]
[2004,2,10,13,6.6613076588237979E-2,5.5505691697912266E-2,0,0,3.715421691393122E-3,9.1101334721965486E-3,1.2361246480000008E-2,2.2851937723926522E-2,0,0.17015750765366644,66613.076588237978,55505.691697912269,0,0,3715.4216913931218,9110.1334721965486,12361.246480000007,22851.937723926523,0,170157.50765366643,null,null,65403.885416793208,71937.812540900501,0,0,5823.5134222358574,7217.5403415972751,21660.063607284232,0,172042.81532881106]
[2004,2,10,14,6.4059402942503799E-2,5.5098762462412181E-2,0,0,3.6670396739864838E-3,8.963602982148728E-3,1.3811289360000008E-2,2.2551719859053469E-2,0,0.16815181728010467,64059.402942503795,55098.762462412182,0,0,3667.0396739864836,8963.6029821487282,13811.289360000008,22551.719859053468,0,168151.81728010465,null,null,62896.567228355496,71384.73115345597,0,0,5729.8460486277154,8064.1979177874309,21375.504016419214,0,169450.84636464584]
[2004,2,10,15,6.2968598931962896E-2,5.5113400890066132E-2,0,0,3.6791134874107887E-3,8.7845342556434891E-3,1.311148784000001E-2,2.3540910601428988E-2,0,0.16719804600651231,62968.598931962893,55113.400890066128,0,0,3679.1134874107888,8784.5342556434898,13111.487840000011,23540.910601428986,0,167198.0460065123,null,null,61825.563993381169,71417.179381482405,0,0,5615.379105252131,7655.5946503189653,22313.1021605432,0,168826.81929097787]
[2004,2,10,16,6.6080198691315123E-2,5.4910141822382408E-2,0,0,3.707832458145521E-3,8.8153697970318658E-3,1.1439386640000007E-2,2.418408336085898E-2,0,0.16913701276973392,66080.19869131512,54910.141822382408,0,0,3707.8324581455208,8815.3697970318663,11439.386640000008,24184.083360858982,0,169137.01276973393,null,null,64880.680564284739,71205.159848978059,0,0,5635.0902532506925,6679.2806608067012,22922.729363628914,0,171322.94069094912]
[2004,2,10,17,7.4719354731567392E-2,5.483038853577659E-2,0,0,3.7365511849906984E-3,8.7944704293343515E-3,1.3123380160000007E-2,2.2901534940998561E-2,0,0.17810567998266758,74719.354731567393,54830.38853577659,0,0,3736.5511849906984,8794.4704293343511,13123.380160000006,22901.534940998561,0,178105.67998266761,null,null,73363.014674855236,71143.166509389295,0,0,5621.7306522443887,7662.5383917526487,21707.074013557125,0,179497.52424179867]
[2004,2,10,18,8.9614075937864898E-2,5.4224234169931509E-2,7.1982008199999352E-4,3.2977297772424612E-6,3.8101158355476903E-3,8.8755424312665053E-3,1.2839399760000009E-2,2.1066989639101565E-2,2.3055082522767463E-4,0.19138402641071711,89614.075937864895,54224.234169931507,719.82008199999348,3.297729777242461,3810.1158355476905,8875.5424312665054,12839.399760000009,21066.989639101565,230.55082522767464,191384.02641071702,null,null,87987.360058472812,70496.212460286159,404.2236632818238,2.3914520991675166,5673.554688945972,7496.7266351034186,19968.211935006628,204.91337664078867,192233.59426983676]
[2004,2,10,19,9.3123753838755124E-2,5.4410754093460897E-2,2.0566317959999809E-3,9.4220987773064676E-6,3.7983004535937798E-3,8.9417637821483601E-3,1.2998920880000009E-2,1.9883831988481881E-2,6.5871760126480397E-4,0.19588209653248212,93123.753838755118,54410.754093460899,2056.631795999981,9.4220987773064682,3798.3004535937798,8941.7637821483604,12998.920880000009,19883.831988481881,658.71760126480399,195882.09653248216,null,null,91433.328673593147,70708.431749026699,1154.926431464851,6.832730217936402,5715.8856742027756,7589.8685460587267,18846.763492451362,585.46764165600143,196041.50493867148]
[2004,2,10,20,9.0145172076837213E-2,5.4515409644745334E-2,2.0566317959999809E-3,9.4220987773064676E-6,3.7828631288214605E-3,8.6767033810195935E-3,1.2887994240000013E-2,2.1402557893884535E-2,6.5871760126480397E-4,0.19413547186135022,90145.172076837218,54515.409644745334,2056.631795999981,9.4220987773064682,3782.8631288214606,8676.7033810195935,12887.994240000013,21402.557893884536,658.71760126480399,194135.47186135023,null,null,88508.815496319687,70816.808030503686,1154.926431464851,6.832730217936402,5546.4498686366451,7525.1001992376214,20286.278167769651,585.46764165600143,194430.67856580604]
[2004,2,10,21,8.6720881563129973E-2,5.2790732138527446E-2,2.0566317959999809E-3,9.4220987773064676E-6,3.7691504690418438E-3,8.4332582975766082E-3,1.250190392000001E-2,2.0424101226163022E-2,6.5871760126480397E-4,0.18736479911048098,86720.881563129966,52790.732138527448,2056.631795999981,9.4220987773064682,3769.1504690418437,8433.258297576609,12501.90392000001,20424.101226163024,658.71760126480399,187364.79911048096,null,null,85146.684277299151,68705.128956481814,1154.926431464851,6.832730217936402,5390.8313241516189,7299.6680420025996,19358.854247931584,585.46764165600143,187648.39365120555]
[2004,2,10,22,8.1918956075850868E-2,5.0832582624212308E-2,2.0566317959999809E-3,9.4220987773064676E-6,3.6320249382624822E-3,8.3025087669118969E-3,1.330279016000001E-2,2.1089416092500902E-2,6.5871760126480397E-4,0.18180305015378057,81918.956075850874,50832.582624212308,2056.631795999981,9.4220987773064682,3632.024938262482,8302.5087669118966,13302.79016000001,21089.416092500902,658.71760126480399,181803.05015378055,null,null,80431.925547698062,66159.930212500491,1154.926431464851,6.832730217936402,5307.2516873547711,7767.2931116574,19989.468706007137,585.46764165600143,181403.09606855662]
[2004,2,10,23,7.333519191258478E-2,4.4673877843890396E-2,2.0566317959999809E-3,9.4220987773064676E-6,3.4117612992262351E-3,8.0185335823269345E-3,1.3238202560000009E-2,1.7438930964469742E-2,6.5871760126480397E-4,0.16284126965854018,73335.191912584778,44673.877843890397,2056.631795999981,9.4220987773064682,3411.7612992262352,8018.5335823269343,13238.202560000009,17438.930964469742,658.71760126480399,162841.26965854017,null,null,72003.977815313017,58411.189803999812,1154.926431464851,6.832730217936402,5125.7248958912314,7729.5814124916897,16529.379630593103,585.46764165600143,161547.08036162762]
[2004,2,10,24,6.3405407426132057E-2,4.1841326178083657E-2,2.0566317959999809E-3,9.4220987773064676E-6,3.2387580905026323E-3,7.3553640880029076E-3,1.0566531360000006E-2,1.9174770979780462E-2,6.5871760126480397E-4,0.14830692961854378,63405.407426132057,41841.326178083655,2056.631795999981,9.4220987773064682,3238.7580905026325,7355.3640880029079,10566.531360000006,19174.770979780464,658.71760126480399,148306.9296185438,null,null,62254.443339073579,54760.244545270536,1154.926431464851,6.832730217936402,4701.8039442169447,6169.6339835101098,18174.684531994662,585.46764165600143,147808.0371474046]
[2004,2,11,1,5.3791626022192139E-2,4.0949408657011396E-2,2.0566317959999809E-3,9.4220987773064676E-6,3.3776299314727588E-3,7.108069116866518E-3,1.0963693840000009E-2,1.9529952919027524E-2,6.5871760126480397E-4,0.13844515198261242,53791.62602219214,40949.408657011394,2056.631795999981,9.4220987773064682,3377.6299314727589,7108.069116866518,10963.693840000009,19529.952919027524,658.71760126480399,138445.15198261244,null,null,52815.175712206328,53845.49546560015,1154.926431464851,6.832730217936402,4543.7244179334548,6401.531003459253,18511.341470639949,585.46764165600143,137864.4948731779]
[2004,2,11,2,4.986123842622673E-2,4.0490652544324116E-2,2.0566317959999809E-3,9.4220987773064676E-6,3.3568511815423867E-3,7.1101310611793329E-3,1.1392637520000007E-2,1.981298528491577E-2,6.5871760126480397E-4,0.13474926751423041,49861.23842622673,40490.652544324119,2056.631795999981,9.4220987773064682,3356.8511815423867,7110.1310611793333,11392.637520000007,19812.985284915769,658.71760126480399,134749.26751423042,null,null,48956.134317689844,53262.988871591326,1154.926431464851,6.832730217936402,4545.0424842843195,6651.9845737915211,18779.611895761962,585.46764165600143,133942.98894645774]
[2004,2,11,3,4.9251264835505168E-2,3.9221605616975332E-2,2.0566317959999809E-3,9.4220987773064676E-6,3.3390284035125558E-3,7.1242158345699936E-3,1.1874481520000011E-2,1.8501469789541144E-2,6.5871760126480397E-4,0.13203683749614628,49251.264835505172,39221.605616975328,2056.631795999981,9.4220987773064682,3339.028403512556,7124.2158345699936,11874.48152000001,18501.469789541145,658.71760126480399,132036.8374961463,null,null,48357.233247837939,51699.786386330234,1154.926431464851,6.832730217936402,4554.045960154348,6933.3258215357055,17536.500287681134,585.46764165600143,130828.11850687815]
[2004,2,11,4,4.7908174130591896E-2,3.8969939297491873E-2,2.0566317959999809E-3,9.4220987773064676E-6,3.3661538913493253E-3,6.94180326552461E-3,1.2813769760000007E-2,1.8649965646422736E-2,6.5871760126480397E-4,0.13137457748742251,47908.174130591899,38969.939297491874,2056.631795999981,9.4220987773064682,3366.1538913493255,6941.8032655246097,12813.769760000006,18649.965646422737,658.71760126480399,131374.57748742253,null,null,47038.522942479991,51427.0293351652,1154.926431464851,6.832730217936402,4437.4415166012068,7481.7616751170244,17677.251139724012,585.46764165600143,129809.23341242621]
[2004,2,11,5,5.0880830318917214E-2,3.857916344808647E-2,2.0566317959999809E-3,9.4220987773064676E-6,3.3951049839686374E-3,6.9361046708239149E-3,1.227266920000001E-2,1.818406139956634E-2,6.5871760126480397E-4,0.13297270551740464,50880.830318917215,38579.163448086467,2056.631795999981,9.4220987773064682,3395.1049839686375,6936.1046708239146,12272.669200000009,18184.061399566341,658.71760126480399,132972.70551740465,null,null,49957.218109895213,50987.509035112285,1154.926431464851,6.832730217936402,4433.7987771365588,7165.8214398843029,17235.646767100181,585.46764165600143,131527.22093246732]
[2004,2,11,6,5.3483421561516663E-2,4.1127246513147461E-2,2.0566317959999809E-3,9.4220987773064676E-6,3.4793499849737905E-3,7.3388203993867487E-3,1.3686830080000009E-2,1.9241801041927385E-2,6.5871760126480397E-4,0.14108224107699413,53483.421561516661,41127.24651314746,2056.631795999981,9.4220987773064682,3479.3499849737905,7338.8203993867492,13686.830080000009,19241.801041927385,658.71760126480399,141082.24107699413,null,null,52512.565920504814,54185.083550775053,1154.926431464851,6.832730217936402,4691.2286444144202,7991.5280720935079,18238.218549426467,585.46764165600143,139365.85154055306]
[2004,2,11,7,6.1423436537991163E-2,4.5574030904279195E-2,2.0566317959999809E-3,9.4220987773064676E-6,3.5555096508889778E-3,7.9018669678701317E-3,1.4136892880000008E-2,2.0251886506771514E-2,6.5871760126480397E-4,0.15556839494384306,61423.436537991161,45574.030904279192,2056.631795999981,9.4220987773064682,3555.5096508889778,7901.8669678701317,14136.892880000009,20251.886506771512,658.71760126480399,155568.39494384307,null,null,60308.450097105895,59679.250801058108,1154.926431464851,6.832730217936402,5051.147547788757,8254.3127694545637,19195.621623145234,585.46764165600143,154236.00964189135]
[2004,2,11,8,7.1225166658304057E-2,4.9878969665598724E-2,6.8571138799999377E-4,3.1414667628040124E-6,3.7212178486276644E-3,8.4488043311228434E-3,1.349737312000001E-2,1.9781051060198462E-2,2.1962616815602288E-4,0.16746106170677058,71225.16665830405,49878.969665598721,685.7113879999938,3.1414667628040123,3721.2178486276644,8448.804331122843,13497.373120000009,19781.051060198461,219.62616815602289,167461.06170677056,null,null,69932.254708893932,65109.891065503987,385.06951409480689,2.2781330769480688,5400.7688882164393,7880.9070878740931,18749.343244281175,195.20355076189995,167655.71619270326]
[2004,2,11,9,6.9613492827837992E-2,5.3976837823678375E-2,0,0,3.7759902906573549E-3,8.8197570354449743E-3,1.4635960240000009E-2,2.184182144055009E-2,0,0.17266385965816877,69613.492827837996,53976.837823678376,0,0,3775.9902906573548,8819.7570354449745,14635.960240000009,21841.821440550091,0,172663.8596581688,null,null,68349.836722278109,70154.238662898977,0,0,5637.8947282743857,8545.7104703096047,20702.631322415935,0,173390.311906177]
[2004,2,11,10,6.6314036628620121E-2,5.645491512410411E-2,0,0,3.7853797641737119E-3,9.0952330224129876E-3,1.4216038320000011E-2,2.3523950732418326E-2,0,0.17338955359172928,66314.036628620117,56454.915124104111,0,0,3785.3797641737119,9095.2330224129873,14216.038320000011,23523.950732418325,0,173389.55359172929,null,null,65110.273767915503,73175.845455551404,0,0,5813.988537712843,8300.5245658925469,22297.026856733952,0,174697.65918380624]
[2004,2,11,11,6.4370376045093047E-2,5.8097748269186844E-2,0,0,3.7545160896590782E-3,9.2180463295644076E-3,1.4323479280000009E-2,2.4474000551243567E-2,0,0.17423816656474697,64370.376045093049,58097.748269186843,0,0,3754.5160896590783,9218.0463295644076,14323.479280000009,24474.000551243567,0,174238.16656474696,null,null,63201.895404310722,75133.957199129713,0,0,5892.4950650659521,8363.2576781555035,23197.525525794204,0,175789.13087245607]
[2004,2,11,12,6.6287709554577634E-2,5.7483314241650936E-2,0,0,3.7292164200082114E-3,9.2327398279830782E-3,1.4221164320000009E-2,2.4303176270404236E-2,0,0.1752573206346241,66287.709554577639,57483.314241650936,0,0,3729.2164200082116,9232.7398279830777,14221.164320000009,24303.176270404238,0,175257.32063462413,null,null,65084.424595016957,74356.851870464452,0,0,5901.8876590956525,8303.5175578898234,23035.6108193326,0,176682.2925017995]
[2004,2,11,13,6.6958916484793671E-2,5.6547389558965697E-2,0,0,3.7454743111904783E-3,9.2028182371581869E-3,1.1903187120000009E-2,2.3556585016562395E-2,0,0.17191437072867044,66958.916484793677,56547.389558965697,0,0,3745.4743111904781,9202.8182371581861,11903.18712000001,23556.585016562396,0,171914.37072867044,null,null,65743.447468651328,73239.702707592078,0,0,5882.7607400098677,6950.086576720465,22327.959055083094,0,174143.95654805683]
[2004,2,11,14,6.3672383923530751E-2,5.6282227461894874E-2,0,0,3.6967008815332334E-3,9.1407087267149651E-3,1.3686830080000009E-2,2.3409117326495869E-2,0,0.1698879684001697,63672.383923530753,56282.227461894872,0,0,3696.7008815332333,9140.7087267149655,13686.830080000009,23409.117326495867,0,169887.96840016972,null,null,62516.573556429794,72858.3550128395,0,0,5843.0581858356109,7991.5280720935079,22188.182744406564,0,171397.69757160498]
[2004,2,11,19,9.2971270280405749E-2,5.6322231280757154E-2,2.0566317959999809E-3,9.4220987773064676E-6,3.8290236477243654E-3,8.5765028130619127E-3,1.160136824000001E-2,2.187938110516327E-2,6.5871760126480397E-4,0.19790454886315453,92971.270280405748,56322.231280757151,2056.631795999981,9.4220987773064682,3829.0236477243652,8576.5028130619121,11601.368240000011,21879.381105163269,658.71760126480399,197904.54886315454,null,null,91283.61306685314,73067.685720452049,1154.926431464851,6.832730217936402,5482.3981888014296,6773.8592079207046,20738.232011268585,585.46764165600143,199093.01499863467]
[2004,2,11,24,6.4076637477004039E-2,4.1702531380839222E-2,2.0566317959999809E-3,9.4220987773064676E-6,3.2649553042044446E-3,7.6756847972927998E-3,1.249370232000001E-2,1.7899888559946064E-2,6.5871760126480397E-4,0.14983817133532865,64076.637477004042,41702.531380839224,2056.631795999981,9.4220987773064682,3264.9553042044445,7675.6847972927999,12493.702320000009,17899.888559946063,658.71760126480399,149838.17133532866,null,null,62913.488913667134,54623.468598418607,1154.926431464851,6.832730217936402,4906.5640562024428,7294.8792548069541,16966.295351215955,585.46764165600143,148451.92297764987]
[2004,2,12,9,7.6332400981305698E-2,5.8699801880791408E-2,0,0,3.9472574325515302E-3,9.1519379898962888E-3,1.0411521120000008E-2,2.4095587355463483E-2,0,0.18263850676000842,76332.400981305691,58699.801880791405,0,0,3947.2574325515302,9151.9379898962889,10411.521120000009,24095.587355463482,0,182638.5067600084,null,null,74946.780167958132,76099.420480260553,0,0,5850.236320498273,6079.1259055124074,22838.848988624646,0,185814.411862854]
[2004,2,12,17,8.0752587908248699E-2,5.9076914626521267E-2,0,0,3.9376244353138672E-3,8.9229352337847102E-3,1.2331515680000009E-2,2.5318285721472249E-2,0,0.1903398636053408,80752.587908248694,59076.914626521269,0,0,3937.6244353138673,8922.9352337847104,12331.51568000001,25318.28572147225,0,190339.86360534083,null,null,79286.729830959201,76545.810082661774,0,0,5703.8498127687399,7200.1809880130604,23997.775846391432,0,192734.34656079419]
[2004,2,12,23,8.0776994197293603E-2,4.900231746371838E-2,2.0566317959999809E-3,9.4220987773064676E-6,3.5953564789202746E-3,8.3775729233096369E-3,1.0768905840000008E-2,1.8781005226879456E-2,6.5871760126480397E-4,0.17402692362616343,80776.994197293607,49002.317463718377,2056.631795999981,9.4220987773064682,3595.3564789202746,8377.5729233096372,10768.905840000007,18781.005226879457,658.71760126480399,174026.92362616345,null,null,79310.693085831954,63892.105224354789,1154.926431464851,6.832730217936402,5355.2353007282918,6287.7973075626669,17801.456171352143,585.46764165600143,174394.51389316862]
[2004,2,13,10,6.7325542994701379E-2,5.4054152842138777E-2,0,0,3.6787918275730945E-3,9.5304729464613536E-3,1.1751662560000009E-2,2.1771906713511275E-2,0,0.16811252988438594,67325.542994701376,54054.152842138777,0,0,3678.7918275730945,9530.4729464613538,11751.66256000001,21771.906713511275,0,168112.52988438588,null,null,66103.418805705529,70130.085596025412,0,0,6092.2089992817182,6861.6137332809112,20636.363093741344,0,169823.69022803495]
[2004,2,13,19,8.9244975347382627E-2,5.2319464795554022E-2,2.0566317959999809E-3,9.4220987773064676E-6,3.7758837718939293E-3,8.0783408627328988E-3,1.317997120000001E-2,1.9736443065164561E-2,6.5871760126480397E-4,0.18905985053877011,89244.975347382628,52319.46479555402,2056.631795999981,9.4220987773064682,3775.8837718939294,8078.340862732899,13179.971200000011,19736.44306516456,658.71760126480399,189059.85053877012,null,null,87624.959551491338,68140.844349445848,1154.926431464851,6.832730217936402,5163.9557847420383,7695.5810234026067,18707.061840336333,585.46764165600143,189079.62935275695]
[2004,2,13,22,8.2600048565563508E-2,4.8144426758621392E-2,2.0566317959999809E-3,9.4220987773064676E-6,3.5524538671877917E-3,7.8402815179512662E-3,1.1120549440000007E-2,2.0058707981006101E-2,6.5871760126480397E-4,0.17604123962637216,82600.048565563513,48144.42675862139,2056.631795999981,9.4220987773064682,3552.4538671877917,7840.2815179512663,11120.549440000008,20058.7079810061,658.71760126480399,176041.23962637212,null,null,81100.654533611159,62797.882285009029,1154.926431464851,6.832730217936402,5011.7799912857154,6493.1165585759754,19012.51858802453,585.46764165600143,176163.17875984518]
[2004,2,14,4,4.9522669830137485E-2,3.5746967055199599E-2,2.0566317959999809E-3,9.4220987773064676E-6,3.3172392496393652E-3,6.6551378979452331E-3,1.055463904000001E-2,1.6573610023854581E-2,6.5871760126480397E-4,0.12509503459281834,49522.669830137485,35746.967055199602,2056.631795999981,9.4220987773064682,3317.2392496393654,6655.1378979452329,10554.639040000009,16573.610023854581,658.71760126480399,125095.03459281835,null,null,48623.711574311325,47452.561922350753,1154.926431464851,6.832730217936402,4254.1950668226655,6162.6902420764245,15709.190689030605,585.46764165600143,123949.57629793056]
[2004,2,14,12,7.5188728998870566E-2,4.6747101266122359E-2,0,0,3.7675770155736377E-3,8.6359035218041245E-3,1.0762344560000007E-2,2.0127251408031354E-2,0,0.16522890677040203,75188.72899887056,46747.101266122358,0,0,3767.5770155736377,8635.9035218041245,10762.344560000007,20127.251408031356,0,165228.90677040204,null,null,73823.868644805465,61361.822647677298,0,0,5520.3691829373902,6283.9662778061502,19077.487038716299,0,166067.51379194262]
[2004,2,14,21,8.7547822011008816E-2,4.5526691391960722E-2,2.0566317959999809E-3,9.4220987773064676E-6,3.5512055489834477E-3,7.390959603576051E-3,5.4805141600000043E-3,2.0378215686057206E-2,6.5871760126480397E-4,0.17260017989762835,87547.822011008815,45526.691391960725,2056.631795999981,9.4220987773064682,3551.2055489834474,7390.9596035760514,5480.5141600000043,20378.215686057207,658.71760126480399,172600.17989762832,null,null,85958.61372223233,59616.517623203814,1154.926431464851,6.832730217936402,4724.5578328777692,3199.9873238103337,19315.36193102815,585.46764165600143,174562.26523649116]
[2004,2,15,6,5.5376477149118163E-2,3.9697699521721364E-2,2.0566317959999809E-3,9.4220987773064676E-6,3.2736239926253047E-3,6.8973245781676542E-3,3.9593224000000031E-3,1.9967448065720782E-2,6.5871760126480397E-4,0.13189666720339535,55376.47714911816,39697.699521721363,2056.631795999981,9.4220987773064682,3273.6239926253047,6897.3245781676542,3959.3224000000032,19967.448065720782,658.71760126480399,131896.66720339534,null,null,54371.257893320413,52198.66427178157,1154.926431464851,6.832730217936402,4409.0091963045643,2311.7870186979517,18926.018458637005,585.46764165600143,133963.96364208029]
[2004,2,15,11,8.1611667597705925E-2,4.8818098040447892E-2,0,0,3.8264156147611388E-3,7.767412708271226E-3,4.8422246400000035E-3,2.2751867100315262E-2,0,0.16961768570150143,81611.66759770592,48818.098040447891,0,0,3826.4156147611388,7767.4127082712257,4842.2246400000031,22751.867100315263,0,169617.68570150144,null,null,80130.215111191341,63949.002946628381,0,0,4965.1997197091068,2827.2999603092085,21565.212304133209,0,173436.93004197127]
[2004,2,15,23,8.4713926220889663E-2,4.5257614300020628E-2,2.0566317959999809E-3,9.4220987773064676E-6,3.1334619759058467E-3,7.6454027293595891E-3,8.5366353600000063E-3,2.0084390371500425E-2,6.5871760126480397E-4,0.17209620245371826,84713.926220889669,45257.614300020628,2056.631795999981,9.4220987773064682,3133.4619759058469,7645.4027293595891,8536.6353600000057,20084.390371500423,658.71760126480399,172096.20245371826,null,null,83176.160110521916,58782.214223258241,1154.926431464851,6.832730217936402,4887.2067076410513,4984.4091525878048,19036.861478260562,585.46764165600143,172614.07847560834]
[2004,2,16,1,5.9796323865124415E-2,4.128501895384392E-2,2.0566317959999809E-3,9.4220987773064676E-6,3.1707019294493054E-3,7.2334212865622525E-3,1.1986638400000008E-2,1.8820163914754016E-2,6.5871760126480397E-4,0.14501703984577599,59796.323865124417,41285.018953843923,2056.631795999981,9.4220987773064682,3170.7019294493052,7233.4212865622521,11986.638400000007,18820.163914754015,658.71760126480399,145017.03984577602,null,null,58710.873521049965,54001.810034366434,1154.926431464851,6.832730217936402,4623.8538743192885,6998.8124864361589,17838.572484217493,585.46764165600143,143921.14920372813]
[2004,2,16,8,7.7266682308919407E-2,5.3068315168425688E-2,4.4576787199999599E-4,2.0422075210071809E-6,3.7539713623365579E-3,9.137829513681266E-3,1.2223869680000008E-2,2.1786624435632233E-2,1.4277477569677534E-4,0.1778278773242129,77266.682308919408,53068.315168425688,445.76787199999598,2.0422075210071808,3753.9713623365578,9137.8295136812667,12223.869680000007,21786.624435632231,142.77477569677535,177827.87732421292,null,null,75864.101991659743,69023.879536406923,250.32633389795191,1.4809707868581479,5841.217692960463,7137.3281560702098,20650.313192903413,126.89809875226415,178895.54597343781]
[2004,2,16,17,8.7747813770170185E-2,5.7075306367530054E-2,0,0,3.9092627322919512E-3,9.0862050021859216E-3,1.437432920000001E-2,2.2088667892847025E-2,0,0.19428158496502515,87747.813770170193,57075.306367530051,0,0,3909.2627322919511,9086.2050021859213,14374.329200000009,22088.667892847025,0,194281.58496502513,null,null,86154.975139095695,74079.939547081274,0,0,5808.2175139260908,8392.9481587685077,20936.603159840728,0,195372.68351871229]
[2004,2,16,24,6.6750255377363898E-2,4.4641232226858965E-2,2.0566317959999809E-3,9.4220987773064676E-6,3.4491163686399557E-3,7.9312144255129988E-3,1.2261186960000009E-2,1.8579877197470979E-2,6.5871760126480397E-4,0.15633765405188887,66750.255377363894,44641.232226858963,2056.631795999981,9.4220987773064682,3449.1163686399559,7931.2144255129988,12261.186960000008,18579.877197470978,658.71760126480399,156337.65405188888,null,null,65538.574073512442,58416.910528978755,1154.926431464851,6.832730217936402,5069.9074610231046,7159.1171378103982,17610.818249840828,585.46764165600143,155542.55425450433]
[2004,2,17,10,5.60611271420536E-2,4.8300427221914216E-2,0,0,3.5283981257292689E-3,1.0598480637157591E-2,1.413894328000001E-2,2.1111542483264415E-2,0,0.15373891889011909,56061.1271420536,48300.427221914215,0,0,3528.3981257292689,10598.480637157591,14138.94328000001,21111.542483264417,0,153738.91889011909,null,null,55043.479805023322,62958.15982999,0,0,6774.916573303798,8255.5099662534776,20010.44106454965,0,153042.50723912023]
[2004,2,17,21,7.8944564744027709E-2,4.7203037412622939E-2,2.0566317959999809E-3,9.4220987773064676E-6,3.5473694101627994E-3,9.5167091717616274E-3,1.2303425200000009E-2,2.0591569065532576E-2,6.5871760126480397E-4,0.17483144650014973,78944.56474402771,47203.037412622936,2056.631795999981,9.4220987773064682,3547.3694101627993,9516.7091717616277,12303.425200000009,20591.569065532578,658.71760126480399,174831.44650014976,null,null,77511.526733906969,61648.169773371759,1154.926431464851,6.832730217936402,6083.4107169130666,7183.7793918679736,19517.587572726228,585.46764165600143,173691.70099212474]
[2004,2,18,3,3.9350624006942427E-2,3.249838382143698E-2,2.0566317959999809E-3,9.4220987773064676E-6,2.9545502683211342E-3,7.8018809902217628E-3,1.1602393440000009E-2,1.7443151871985065E-2,6.5871760126480397E-4,0.11437575589494946,39350.624006942424,32498.383821436979,2056.631795999981,9.4220987773064682,2954.5502683211344,7801.8809902217627,11602.393440000009,17443.151871985065,658.71760126480399,114375.75589494946,null,null,38636.313400420469,43065.832109709918,1154.926431464851,6.832730217936402,4987.233041525189,6774.4578063201598,16533.380390894785,585.46764165600143,111744.44355220931]
[2004,2,18,12,5.894463996866172E-2,5.0529064362103124E-2,0,0,3.5155977043463257E-3,1.0475920167671479E-2,1.1469322480000007E-2,2.2668045700129334E-2,0,0.15760259038291199,58944.639968661722,50529.064362103127,0,0,3515.5977043463258,10475.920167671478,11469.322480000008,22668.045700129333,0,157602.59038291199,null,null,57874.649781979941,65649.808760175321,0,0,6696.5716685594098,6696.759734070808,21485.762723900109,0,158403.55266868559]
[2004,2,18,20,8.1454314547114368E-2,4.8632593907646189E-2,2.0566317959999809E-3,9.4220987773064676E-6,3.6072728311502202E-3,9.5009043661454153E-3,1.4667741440000012E-2,1.9859382632927872E-2,6.5871760126480397E-4,0.1804469812210262,81454.314547114365,48632.593907646187,2056.631795999981,9.4220987773064682,3607.2728311502201,9500.9043661454161,14667.741440000013,19859.382632927871,658.71760126480399,180446.98122102616,null,null,79975.718405469597,63457.465176529629,1154.926431464851,6.832730217936402,6073.3077367621463,8564.2670206927323,18823.589326529211,585.46764165600143,178641.57446932208]
[2004,2,18,21,7.9748427404985806E-2,4.7828285708775536E-2,2.0566317959999809E-3,9.4220987773064676E-6,3.572513234387612E-3,9.35012861461108E-3,1.250046864000001E-2,2.072532085129496E-2,6.5871760126480397E-4,0.1764499159500971,79748.427404985807,47828.285708775533,2056.631795999981,9.4220987773064682,3572.5132343876121,9350.1286146110797,12500.46864000001,20725.32085129496,658.71760126480399,176449.91595009709,null,null,78300.797310510636,62438.222235341142,1154.926431464851,6.832730217936402,5976.9266447081573,7298.8300042433621,19644.36335087688,585.46764165600143,175406.36634901891]
[2004,2,19,10,6.4785012530741079E-2,5.4768760687012426E-2,0,0,3.684973879057047E-3,9.3401170807767588E-3,1.1092253920000008E-2,2.4393046284224781E-2,0,0.16806416438181213,64785.012530741078,54768.760687012429,0,0,3684.9738790570468,9340.1170807767594,11092.253920000008,24393.04628422478,0,168064.16438181209,null,null,63609.005217967548,71005.65252609452,0,0,5970.5269248973254,6476.5952427509983,23120.793539470258,0,170182.57345118068]
[2004,2,19,14,6.2409650991416862E-2,5.3602370784672622E-2,0,0,3.5986474026392921E-3,9.151091289063485E-3,1.268479960000001E-2,2.2575307648835911E-2,0,0.16402186771662822,62409.650991416864,53602.370784672625,0,0,3598.6474026392921,9151.0912890634845,12684.799600000009,22575.307648835911,0,164021.86771662819,null,null,61276.762332659193,69483.93719748249,0,0,5849.6950799468032,7406.4579964654977,21397.861552712864,0,165414.71415926685]
[2004,2,19,20,8.8398720398418867E-2,5.3119668948060354E-2,2.0566317959999809E-3,9.4220987773064676E-6,3.712310544762806E-3,8.7562221717317965E-3,1.2782808720000009E-2,2.165871053340215E-2,6.5871760126480397E-4,0.19115321281241809,88398.720398418867,53119.668948060353,2056.631795999981,9.4220987773064682,3712.3105447628059,8756.2221717317971,12782.808720000008,21658.710533402151,658.71760126480399,191153.21281241806,null,null,86794.066211170939,69035.653892676113,1154.926431464851,6.832730217936402,5597.2810388325333,7463.6840034534634,20529.070815472172,585.46764165600143,191166.98276494397]
[2004,2,20,7,5.088208164130216E-2,3.7005068834834363E-2,2.0566317959999809E-3,9.4220987773064676E-6,3.0953793534614599E-3,8.2384999030385223E-3,1.334810400000001E-2,1.7009952595710705E-2,6.5871760126480397E-4,0.1323038578243893,50882.08164130216,37005.068834834361,2056.631795999981,9.4220987773064682,3095.3793534614597,8238.4999030385225,13348.10400000001,17009.952595710703,658.71760126480399,132303.8578243893,null,null,49958.446717701314,48711.318640906647,1154.926431464851,6.832730217936402,5266.3350005634866,7793.7511609133426,16122.775216310056,585.46764165600143,129599.85353973361]
[2004,2,20,16,5.5653825085806144E-2,4.5748651978482505E-2,0,0,3.3671649659884222E-3,9.4379567039317488E-3,1.3339492320000011E-2,1.9376631507594944E-2,0,0.14692372256180378,55653.825085806144,45748.651978482507,0,0,3367.1649659884224,9437.9567039317481,13339.49232000001,19376.631507594942,0,146923.72256180379,null,null,54643.571282834804,59662.580284797587,0,0,6033.0694068937173,7788.7229343579147,18366.01674745417,0,146493.9606563382]
[2004,2,20,23,6.1683170942146863E-2,3.706591906326135E-2,2.0566317959999809E-3,9.4220987773064676E-6,3.1790656644670331E-3,8.2271201876882617E-3,9.5263634400000081E-3,1.5206672840086271E-2,6.5871760126480397E-4,0.13761308363369185,61683.170942146862,37065.919063261354,2056.631795999981,9.4220987773064682,3179.065664467033,8227.1201876882624,9526.3634400000083,15206.67284008627,658.71760126480399,137613.08363369189,null,null,60563.469683023024,48886.891876260372,1154.926431464851,6.832730217936402,5259.0606916539946,5562.2960474223482,14413.547986635904,585.46764165600143,136432.49308833442]
[2004,2,21,9,6.9326586113439476E-2,4.3869878586540498E-2,0,0,3.7743161108026702E-3,7.3400907182391544E-3,5.1573711200000039E-3,1.9057857218840461E-2,0,0.14852609986786225,69326.58611343948,43869.878586540501,0,0,3774.3161108026702,7340.0907182391547,5157.3711200000034,19057.857218840461,0,148526.09986786227,null,null,68068.138070377943,57874.952878183962,0,0,4692.040676302875,3011.309108301894,18063.868568415528,0,151710.30930158219]
[2004,2,21,16,7.6570963118055405E-2,4.5314470683459021E-2,0,0,3.7922046780401344E-3,7.9003960476607734E-3,5.4300743200000048E-3,2.0648429339131674E-2,0,0.15965653818634701,76570.963118055399,45314.470683459018,0,0,3792.2046780401342,7900.3960476607735,5430.0743200000052,20648.429339131675,0,159656.538186347,null,null,75181.011815194768,59651.475706641017,0,0,5050.2072845523971,3170.5362825571133,19571.482220863418,0,162624.71330980872]
[2004,2,21,18,9.4458096822041065E-2,4.7230076217181408E-2,2.0566736599999811E-4,9.4222905698985986E-7,3.8310632351057868E-3,8.0507310437130074E-3,5.3173023200000042E-3,1.9680446727622068E-2,6.5873100986507606E-5,0.17884019906170687,94458.096822041072,47230.076217181406,205.66736599999811,0.94222905698985981,3831.063235105787,8050.7310437130072,5317.3023200000043,19680.446727622068,65.873100986507609,178840.19906170687,null,null,92743.450049985884,62025.626804692176,115.49499406998152,0.68328693023453857,5146.3066304087288,3104.6904586169849,18653.986068487215,58.547955920847635,181848.78624911208]
[2004,2,22,3,4.987755491976828E-2,3.6404480291381873E-2,2.0566317959999809E-3,9.4220987773064676E-6,3.0894726837720188E-3,7.1214787095320586E-3,3.5822538400000024E-3,1.8503637544922968E-2,6.5871760126480397E-4,0.1213036494854193,49877.554919768278,36404.480291381871,2056.631795999981,9.4220987773064682,3089.4726837720186,7121.4787095320589,3582.2538400000026,18503.637544922967,658.71760126480399,121303.6494854193,null,null,48972.154626744057,47974.589179858776,1154.926431464851,6.832730217936402,4552.2962948563145,2091.6225273781415,17538.55498081143,585.46764165600143,122876.4444129875]
[2004,2,22,15,7.4019692573480941E-2,4.6317321756946674E-2,0,0,3.6962015176680621E-3,7.7797882195010963E-3,3.6302332000000032E-3,2.3006208422432142E-2,0,0.15844944569002892,74019.692573480948,46317.321756946672,0,0,3696.201517668062,7779.7882195010961,3630.2332000000033,23006.208422432141,0,158449.44569002892,null,null,72676.05310572045,60753.053361015154,0,0,4973.1105758973426,2119.6369324726688,21806.288106175336,0,162328.14208128094]
[2004,2,22,20,9.7080952514823723E-2,4.5108455510655975E-2,2.0566317959999809E-3,9.4220987773064676E-6,3.3243432951022165E-3,7.6443219634077268E-3,5.2125268800000037E-3,1.9012211401226324E-2,6.5871760126480397E-4,0.18010758306125807,97080.95251482373,45108.455510655971,2056.631795999981,9.4220987773064682,3324.3432951022164,7644.3219634077268,5212.526880000004,19012.211401226323,658.71760126480399,180107.58306125805,null,null,95318.694461168518,58832.895937227979,1154.926431464851,6.832730217936402,4886.5158445438001,3043.5137021926112,18020.603470948823,585.46764165600143,181849.45021942048]
[2004,2,23,5,5.3217366759514224E-2,3.9565078565820803E-2,2.0566317959999809E-3,9.4220987773064676E-6,3.2057894662056649E-3,6.9118535213341659E-3,1.0450478720000008E-2,1.9442707110460811E-2,6.5871760126480397E-4,0.13551804563937775,53217.366759514225,39565.078565820804,2056.631795999981,9.4220987773064682,3205.7894662056651,6911.8535213341656,10450.478720000008,19442.707110460811,658.71760126480399,135518.04563937776,null,null,52251.340667506556,51955.164477795079,1154.926431464851,6.832730217936402,4418.2966009072852,6101.8726446917244,18428.646086736233,585.46764165600143,134902.54728097568]
[2004,2,23,13,7.4237457951453839E-2,5.7007173496898718E-2,0,0,3.8052788654492822E-3,9.4298221530294581E-3,1.2232481360000007E-2,2.2557483961464279E-2,0,0.1792696977882956,74237.457951453835,57007.173496898715,0,0,3805.278865449282,9429.8221530294577,12232.481360000007,22557.483961464281,0,179269.69778829557,null,null,72889.865506500602,73870.86374814852,0,0,6027.869519701293,7142.3563826256377,21380.967484172601,0,181311.92264114867]
[2004,2,23,22,8.69662982332641E-2,5.1243519840738674E-2,2.0566317959999809E-3,9.4220987773064676E-6,3.7321387046638801E-3,8.4781887871274442E-3,1.3732143920000011E-2,1.857533824799102E-2,6.5871760126480397E-4,0.18545239922982723,86966.298233264097,51243.519840738678,2056.631795999981,9.4220987773064682,3732.1387046638802,8478.1887871274448,13732.143920000011,18575.338247991021,658.71760126480399,185452.39922982719,null,null,85387.646031280921,66780.72046288001,1154.926431464851,6.832730217936402,5419.5524520873914,8017.9861213494523,17606.516035488861,585.46764165600143,184959.64790642541]
[2004,2,24,4,4.9459475872236508E-2,3.9904185463103807E-2,2.0566317959999809E-3,9.4220987773064676E-6,3.4023143897195249E-3,6.6955959793879721E-3,1.164340144000001E-2,1.9342324131710765E-2,6.5871760126480397E-4,0.13317206877220067,49459.475872236508,39904.185463103808,2056.631795999981,9.4220987773064682,3402.314389719525,6695.595979387972,11643.401440000011,19342.324131710764,658.71760126480399,133172.0687722007,null,null,48561.664742168476,52605.813871401122,1154.926431464851,6.832730217936402,4280.0572763104583,6798.4017422983889,18333.498719756575,585.46764165600143,132326.6631552738]
[2004,2,24,7,6.2677774250306989E-2,4.6286239663537225E-2,2.0566317959999809E-3,9.4220987773064676E-6,3.5937041576670136E-3,8.1238925921361636E-3,1.3835279040000011E-2,2.0455251711041286E-2,6.5871760126480397E-4,0.15769691291073076,62677.774250306989,46286.239663537228,2056.631795999981,9.4220987773064682,3593.7041576670135,8123.8925921361633,13835.27904000001,20455.251711041285,658.71760126480399,157696.91291073078,null,null,61540.01849496537,60590.790054420591,1154.926431464851,6.832730217936402,5193.0740307474953,8078.2051203346955,19388.380036598268,585.46764165600143,156537.69454040521]
[2004,2,24,18,9.0089117713626529E-2,5.6610536423816374E-2,6.8552299999999388E-5,3.1406036961394246E-7,3.8821953816280076E-3,8.4933938090523669E-3,1.4071690160000011E-2,2.2767874323566261E-2,2.1956582945479866E-5,0.19600563075500466,90089.117713626532,56610.536423816375,68.552299999999391,0.31406036961394246,3882.1953816280075,8493.3938090523661,14071.690160000011,22767.874323566262,21.956582945479866,196005.63075500465,null,null,88453.778657664036,73482.488789089432,38.496372253746841,0.22775071971076424,5429.2720296913203,8216.2419112491825,21580.38464872741,19.514992177576307,197220.40515157237]
[2004,2,24,24,6.6141270529307641E-2,4.2900281289102095E-2,2.0566317959999809E-3,9.4220987773064676E-6,3.3000284514770216E-3,7.420909036337419E-3,1.0354725040000007E-2,1.9046299684654336E-2,6.5871760126480397E-4,0.15188828552692057,66141.270529307643,42900.281289102095,2056.631795999981,9.4220987773064682,3300.0284514770215,7420.9090363374189,10354.725040000007,19046.299684654336,658.71760126480399,151888.2855269206,null,null,64940.643798214711,56121.018860302494,1154.926431464851,6.832730217936402,4743.7025494954196,6045.9635541825601,18052.913833257433,585.46764165600143,151651.46939879138]
[2004,2,25,9,6.1804174480402728E-2,4.7610098178885708E-2,0,0,3.5899112787562974E-3,9.7588149601977054E-3,1.4571782720000013E-2,1.912481169312517E-2,0,0.15645959331136761,61804.174480402726,47610.09817888571,0,0,3589.9112787562976,9758.8149601977057,14571.782720000012,19124.811693125172,0,156459.59331136761,null,null,60682.276709457685,62194.316716803361,0,0,6238.1731375583213,8508.2382105036777,18127.330940373624,0,155750.33571469664]
[2004,2,25,17,7.0830110079860911E-2,5.2965451965204149E-2,0,0,3.6423366496472942E-3,9.5734377831621746E-3,1.3327600000000012E-2,2.4330341590686304E-2,0,0.17466927806856086,70830.110079860911,52965.451965204149,0,0,3642.3366496472941,9573.437783162175,13327.600000000013,24330.341590686305,0,174669.27806856082,null,null,69544.369378970485,68763.321941621951,0,0,6119.6736137108055,7781.7791929242303,23061.359295121842,0,175270.50342234928]
[2004,2,26,2,4.4035692386587083E-2,3.5335217639834049E-2,2.0566317959999809E-3,9.4220987773064676E-6,3.1803309634816893E-3,7.3578237078311733E-3,1.0523678000000007E-2,1.8219564159872501E-2,6.5871760126480397E-4,0.12137707835364858,{"$f":"E1348*1000000*O$8826","v":44035.692386587085},{"$f":"F1348*1000000*P$8826","v":35335.217639834053},{"$f":"G1348*1000000*Q$8826","v":2056.631795999981},{"$f":"H1348*1000000*R$8826","v":9.4220987773064682},{"$f":"I1348*1000000*S$8826","v":3180.3309634816892},{"$f":"J1348*1000000*T$8826","v":7357.8237078311731},{"$f":"K1348*1000000*U$8826","v":10523.678000000007},{"$f":"L1348*1000000*V$8826","v":18219.564159872501},{"$f":"M1348*1000000*W$8826","v":658.71760126480399},{"$f":"SUM(O1348:W1348)","v":121377.0783536486},null,null,{"$f":"O1348*AA$8826","v":43236.336266294617},{"$f":"(P1348+S1348)*AB$8826","v":46786.089567772782},{"$f":"Q1348*AC$8826","v":1154.926431464851},{"$f":"R1348*AD$8826","v":6.832730217936402},{"$f":"T1348*AE$8826","v":4703.3762185559781},{"$f":"U1348*AF$8826","v":6144.6125704128617},{"$f":"V1348*AG$8826","v":17269.297832307682},{"$f":"W1348*AH$8826","v":585.46764165600143},{"$f":"SUM(AA1348:AH1348)","v":119886.9392586827}]
[2004,2,26,7,5.229896980723997E-2,3.8478347576585907E-2,1.9539603359999824E-3,8.9517274451060457E-6,3.3685430639225611E-3,8.1754100088060593E-3,1.3749572320000011E-2,1.710663190218607E-2,6.2583300909760441E-4,0.13576621975128328,52298.96980723997,38478.347576585904,1953.9603359999824,8.9517274451060462,3368.543063922561,8175.4100088060595,13749.57232000001,17106.631902186069,625.83300909760442,135766.21975128329,null,null,51349.614878665212,50832.779088886542,1097.2700327153464,6.4916257049039459,5226.0057510534243,8028.1622941401984,16214.412081116141,556.23984421141779,133310.9755964932]
[2004,2,26,11,5.8842878612341824E-2,5.2663505407637638E-2,0,0,3.5570847506116851E-3,9.6924051511153072E-3,1.4047495440000011E-2,2.3424939253790557E-2,0,0.162228308615497,58842.878612341825,52663.50540763764,0,0,3557.0847506116852,9692.4051511153066,14047.49544000001,23424.939253790555,0,162228.30861549702,null,null,57774.73564455397,68292.979383148559,0,0,6195.7216832805361,8202.1149890220277,22203.179457408893,0,162668.731157414]
[2004,2,26,20,8.5710454055091714E-2,5.17266601653978E-2,2.0566317959999809E-3,9.4220987773064676E-6,3.6129303676585758E-3,9.1181117494864676E-3,1.1920820560000009E-2,2.1763978614943714E-2,6.5871760126480397E-4,0.18657772700862038,85710.454055091715,51726.6601653978,2056.631795999981,9.4220987773064682,3612.930367658576,9118.1117494864684,11920.820560000009,21763.978614943713,658.71760126480399,186577.72700862039,null,null,84154.598513625257,67222.800484803505,1154.926431464851,6.832730217936402,5828.6134139128144,6960.3824691911032,20628.848496015198,585.46764165600143,186542.47018088668]
[2004,2,27,6,5.0574446823337893E-2,3.8575305140362878E-2,2.0566317959999809E-3,9.4220987773064676E-6,3.2914923475158456E-3,7.2677883210864906E-3,1.1807843520000007E-2,1.8368454956564785E-2,6.5871760126480397E-4,0.13261010260490996,50574.446823337894,38575.305140362878,2056.631795999981,9.4220987773064682,3291.4923475158457,7267.7883210864902,11807.843520000008,18368.454956564787,658.71760126480399,132610.10260491,null,null,49656.396228294798,50856.960583837303,1154.926431464851,6.832730217936402,4645.8224752673586,6894.4169255710831,17410.423025534405,585.46764165600143,131211.24604184373]
[2004,2,27,13,6.3931302198654574E-2,5.3972428615148678E-2,0,0,3.6398925714378454E-3,9.2869384396749438E-3,1.179738648000001E-2,2.2294776628406371E-2,0,0.16492272493332241,63931.302198654572,53972.428615148681,0,0,3639.8925714378456,9286.9384396749447,11797.38648000001,22294.776628406369,0,164922.72493332243,null,null,62770.791828064197,69983.560327916071,0,0,5936.53329229273,6888.3112218966362,21131.962011950589,0,166711.15868212024]
[2004,2,27,20,8.6683255706933318E-2,5.1823056272230127E-2,2.0566317959999809E-3,9.4220987773064676E-6,3.727412460423732E-3,8.2916059228207734E-3,1.223842752000001E-2,2.0973437516422572E-2,6.5871760126480397E-4,0.18646196689487263,86683.255706933312,51823.056272230126,2056.631795999981,9.4220987773064682,3727.4124604237318,8291.6059228207741,12238.42752000001,20973.437516422571,658.71760126480399,186461.9668948726,null,null,85109.741422931285,67478.961092455065,1154.926431464851,6.832730217936402,5300.2822111007763,7145.8282533424826,19879.539151442117,585.46764165600143,186661.57893461047]
[2004,2,28,6,4.1536828239359849E-2,3.1327317437555353E-2,2.0566317959999809E-3,9.4220987773064676E-6,3.3130444712271495E-3,6.1845707901139659E-3,6.9699247200000055E-3,1.5747528451084923E-2,6.5871760126480397E-4,0.10780398560538333,41536.828239359849,31327.317437555354,2056.631795999981,9.4220987773064682,3313.0444712271496,6184.5707901139658,6969.9247200000054,15747.528451084923,658.71760126480399,107803.98560538335,null,null,40782.83264916487,42078.774253389201,1154.926431464851,6.832730217936402,3953.3922435839663,4069.631078539589,14926.194532329993,585.46764165600143,107558.0515603464]
[2004,2,28,10,6.1325889187281886E-2,3.877439305785077E-2,0,0,3.7032880945414913E-3,7.2872418014375594E-3,5.9927040800000038E-3,1.6342190866244135E-2,0,0.13342570708735582,61325.889187281886,38774.393057850772,0,0,3703.2880945414913,7287.2418014375598,5992.7040800000041,16342.190866244135,0,133425.70708735587,null,null,60212.673470724585,51599.020839496217,0,0,4658.2578149118763,3499.0470841784063,15489.841514604223,0,135458.84072391532]
[2004,2,28,23,6.5552579107701583E-2,3.6284513975152151E-2,2.0566317959999809E-3,9.4220987773064676E-6,3.1483471042380042E-3,6.9608521964246006E-3,4.0411333600000035E-3,1.7598655480487242E-2,6.5871760126480397E-4,0.13631085272004567,65552.579107701589,36284.513975152149,2056.631795999981,9.4220987773064682,3148.3471042380042,6960.8521964246002,4041.1333600000034,17598.655480487243,658.71760126480399,136310.85272004569,null,null,64362.638573766482,47900.378867122352,1154.926431464851,6.832730217936402,4449.6182541993876,2359.5551709745173,16680.773495672624,585.46764165600143,137500.19116507415]
[2004,2,28,24,5.7107312781566881E-2,3.4088413880372842E-2,2.0566317959999809E-3,9.4220987773064676E-6,3.0329590837184263E-3,6.6950957121483714E-3,3.4046892000000025E-3,1.7094644478031915E-2,6.5871760126480397E-4,0.12414788663188052,57107.312781566878,34088.413880372842,2056.631795999981,9.4220987773064682,3032.9590837184264,6695.0957121483716,3404.6892000000025,17094.644478031914,658.71760126480399,124147.88663188052,null,null,56070.674602140723,45092.539074651999,1154.926431464851,6.832730217936402,4279.7374881324467,1987.9452845924125,16203.049877490204,585.46764165600143,125381.17313034656]
[2004,2,29,9,5.5256257760358682E-2,3.4459062748760684E-2,0,0,3.5593199679029232E-3,7.1281469818304348E-3,3.5830740000000025E-3,1.5315668802574784E-2,0,0.11930153026142754,55256.257760358683,34459.062748760683,0,0,3559.3199679029231,7128.1469818304349,3583.0740000000023,15315.668802574784,0,119301.53026142751,null,null,54253.220782140204,46182.165995438008,0,0,4556.5588858876354,2092.1014060977059,14516.859115388303,0,121600.90618495185]
[2004,2,29,17,7.2806223687463978E-2,3.9138328201830275E-2,0,0,3.6272740306910202E-3,7.8477017938937375E-3,7.9227456000000064E-3,1.5739260330736634E-2,0,0.14708153364461565,72806.223687463978,39138.328201830278,0,0,3627.2740306910205,7847.7017938937379,7922.7456000000066,15739.260330736633,0,147081.53364461567,null,null,71484.611664447773,51948.767939871337,0,0,5016.5232891396445,4625.9684309937265,14918.357647124887,0,147994.22897157737]
[2004,2,29,23,6.5058048642923028E-2,3.362111920100231E-2,2.0566317959999809E-3,9.4220987773064676E-6,2.9832213147581838E-3,7.2590808413068135E-3,1.0189462800000007E-2,1.1893546941939795E-2,6.5871760126480397E-4,0.13372925123797219,65058.04864292303,33621.119201002308,2056.631795999981,9.4220987773064682,2983.2213147581838,7259.0808413068135,10189.462800000007,11893.546941939794,658.71760126480399,133729.2512379722,null,null,63877.085053195398,44464.482943706324,1154.926431464851,6.832730217936402,4640.2563520568092,5949.4694921903001,11273.222708326733,585.46764165600143,131951.74335281434]
[2004,3,1,10,6.7436565369278861E-2,4.6017783195197288E-2,0,0,3.6016724353152645E-3,9.5826205537276454E-3,1.2551318559999998E-2,1.9425340418163128E-2,0,0.15861530053168219,67436.565369278862,46017.783195197291,0,0,3601.6724353152645,9582.6205537276455,12551.318559999998,19425.340418163127,0,158615.30053168218,null,null,66212.425851130727,60274.36657707204,0,0,6125.543559283451,7328.5204848563581,18412.1851780658,0,158353.04165040836]
[2004,3,1,19,8.5228423542294929E-2,4.132252354409429E-2,1.9195271959999824E-3,8.7939780380785803E-6,3.7359415596469156E-3,8.5857131596433749E-3,1.2094899520000001E-2,1.4109846562868025E-2,6.1480443537384423E-4,0.16762047349795942,85228.423542294928,41322.523544094292,1919.5271959999825,8.7939780380785795,3735.9415596469157,8585.7131596433755,12094.899520000001,14109.846562868026,614.80443537384417,167620.47349795944,null,null,83681.318040164493,54733.98304259171,1077.9336869573574,6.3772287785148709,5488.2857619203405,7062.0244774186776,13373.928186437803,546.43765730084874,165970.28808156974]
[2004,3,1,22,7.65909677637477E-2,3.6787311490979538E-2,2.0566317959999805E-3,9.4220987773064625E-6,3.4837938754803044E-3,7.6850199601767597E-3,1.4350134479999999E-2,1.2384576841162667E-2,6.5871760126480386E-4,0.15400657590758904,76590.9677637477,36787.31149097954,2056.6317959999806,9.4220987773064628,3483.7938754803045,7685.0199601767599,14350.134479999999,12384.576841162667,658.71760126480387,154006.57590758905,null,null,75200.653327367385,48918.621465674878,1154.9264314648508,6.8327302179363985,4912.5314162328323,8378.8212365413456,11738.642270498476,585.46764165600132,150896.49651965368]
[2004,3,2,12,5.9554730283610052E-2,4.8660497702621208E-2,0,0,3.6409335239337066E-3,9.31504473071686E-3,1.4837514559999997E-2,2.1518555601267669E-2,0,0.15752727640214947,59554.73028361005,48660.497702621207,0,0,3640.9335239337065,9315.0447307168597,14837.514559999998,21518.555601267668,0,157527.27640214949,null,null,58473.665457226823,63532.249562132682,0,0,5954.4998087692875,8663.3949156425897,20396.225855820066,0,157020.03559959144]
[2004,3,2,19,8.2136938697396022E-2,4.3474781382365303E-2,1.8852405799999826E-3,8.6368999051235756E-6,3.7348887393639772E-3,8.8932475008467876E-3,1.3516851919999998E-2,1.7249114680882114E-2,6.0382279175103621E-4,0.17150352319251033,82136.938697396021,43474.781382365305,1885.2405799999826,8.6368999051235757,3734.888739363977,8893.2475008467882,13516.851919999997,17249.114680882114,603.82279175103622,171503.5231925103,null,null,80645.951248545345,57347.121743712734,1058.6796235217428,6.2633186475572424,5684.8723837587941,7892.2804574637448,16349.463475303499,536.67718182394196,169521.30943277734]
[2004,3,2,21,8.030352930635358E-2,4.2874334090331215E-2,2.0566317959999805E-3,9.4220987773064625E-6,3.604900716435985E-3,8.2178265258377146E-3,1.3125225519999999E-2,1.8431447873260797E-2,6.5871760126480386E-4,0.16928203552826138,80303.529306353579,42874.334090331213,2056.6317959999806,9.4220987773064628,3604.900716435985,8217.8265258377141,13125.225519999998,18431.447873260797,658.71760126480387,169282.03552826136,null,null,78845.822747124563,56459.83820995727,1154.9264314648508,6.8327302179363985,5253.1198605241798,7663.6158688716641,17470.130460366741,585.46764165600132,167439.75395018316]
[2004,3,3,6,4.8197168886989522E-2,3.2792213156990983E-2,2.0566317959999805E-3,9.4220987773064625E-6,3.3548783514294181E-3,7.315038953649689E-3,1.2811104239999999E-2,1.6061147635393066E-2,6.5871760126480386E-4,0.12325632272049476,48197.168886989522,32792.213156990983,2056.6317959999806,9.4220987773064628,3354.8783514294182,7315.0389536496887,12811.104239999999,16061.147635393067,658.71760126480387,123256.32272049476,null,null,47322.271733281552,43909.047702928081,1154.9264314648508,6.8327302179363985,4676.0267191218209,7480.2053192784351,15223.456478456625,585.46764165600132,120358.23475640529]
[2004,3,3,18,7.2550493105108832E-2,4.3282734192580746E-2,0,0,3.7194219221664297E-3,8.9286242779887601E-3,1.4566861759999999E-2,1.870096330783879E-2,0,0.16174909856568356,72550.493105108835,43282.734192580749,0,0,3719.4219221664298,8928.6242779887598,14566.86176,18700.963307838789,0,161749.09856568355,null,null,71233.523221118332,57095.04773024805,0,0,5707.4864472245454,8505.3649381862833,17725.588948247703,0,160267.0112850249]
[2004,3,3,23,6.5330146321592591E-2,3.4883884486616494E-2,2.0566317959999805E-3,9.4220987773064625E-6,3.2666675500610969E-3,7.5966618152379772E-3,1.3079706639999997E-2,1.5669208132642911E-2,6.5871760126480386E-4,0.14255104644219316,65330.146321592591,34883.884486616495,2056.6317959999806,9.4220987773064628,3266.6675500610968,7596.661815237977,13079.706639999997,15669.208132642911,658.71760126480387,142551.04644219315,null,null,64144.243489787135,46342.716367132663,1154.9264314648508,6.8327302179363985,4856.0498241041059,7637.0380999358295,14851.959117386579,585.46764165600132,139579.23370168509]
[2004,3,4,4,4.4274903195526766E-2,3.2206605645816018E-2,2.0566317959999805E-3,9.4220987773064625E-6,3.2387349787513856E-3,6.6610723160474292E-3,1.2899886559999997E-2,1.799663652688465E-2,6.5871760126480386E-4,0.12000261071906833,44274.903195526764,32206.605645816016,2056.6317959999806,9.4220987773064628,3238.7349787513854,6661.072316047429,12899.886559999997,17996.636526884649,658.71760126480387,120002.61071906833,null,null,43471.204810725605,43056.60808057298,1154.9264314648508,6.8327302179363985,4257.9885527882407,7532.0439406712985,17057.997295404744,585.46764165600132,117123.06948350165]
[2004,3,4,16,6.1715330141625252E-2,4.7817534295623278E-2,0,0,3.6569978266360681E-3,9.2937524377705652E-3,1.3002201519999999E-2,2.2592821565695816E-2,0,0.15807863778735098,61715.330141625251,47817.534295623278,0,0,3656.9978266360681,9293.7524377705649,13002.201519999999,22592.821565695816,0,158078.63778735098,null,null,60595.045113937013,62527.788326086498,0,0,5940.8890363100963,7591.7840609369796,21414.462007246795,0,158069.96854451738]
[2004,3,5,1,5.3862948495101995E-2,3.5285925865025693E-2,2.0566317959999805E-3,9.4220987773064625E-6,3.117666689246327E-3,6.9975941464058451E-3,1.2029081679999996E-2,1.912681874011277E-2,6.5871760126480386E-4,0.13314480711193472,53862.948495101991,35285.925865025696,2056.6317959999806,9.4220987773064628,3117.6666892463268,6997.5941464058451,12029.081679999996,19126.818740112769,658.71760126480387,133144.8071119347,null,null,52885.20350681898,46650.092913741937,1154.9264314648508,6.8327302179363985,4473.104983513279,7023.5944601736182,18129.233307076149,585.46764165600132,130908.45597466273]
[2004,3,5,7,6.532944105560605E-2,3.894297811911368E-2,1.5426360699999856E-3,7.0673172792743546E-6,3.2849103506126243E-3,7.6791012204999991E-3,1.241537704E-2,1.6680125133837747E-2,4.9409015927465714E-4,0.14637572646622402,65329.441055606047,38942.978119113679,1542.6360699999857,7.0673172792743548,3284.9103506126244,7679.1012204999988,12415.377039999999,16680.125133837748,494.09015927465714,146375.726466224,null,null,64143.551026112815,51295.589543607115,866.28592188412415,5.1250866155371115,4908.7479524608107,7249.1463370885322,15810.15035753857,439.14691175784111,144717.74313706532]
[2004,3,5,10,7.157783454439387E-2,4.9713315145674002E-2,0,0,3.574876171111623E-3,9.673632205833468E-3,1.2529994399999998E-2,2.3460483199680745E-2,0,0.17053013566669373,71577.834544393874,49713.315145674002,0,0,3574.8761711116231,9673.6322058334681,12529.994399999998,23460.483199680744,0,170530.13566669371,null,null,70278.520805483058,64730.899137111424,0,0,6183.7213652657301,7316.0696381476791,22236.869560109866,0,170746.08050611775]
[2004,3,5,17,7.3638640105988348E-2,4.664815625478165E-2,0,0,3.6753375636325684E-3,8.7881240213853063E-3,1.3036443199999999E-2,2.2673164088735671E-2,0,0.16845986523452355,73638.64010598835,46648.15625478165,0,0,3675.3375636325686,8788.1240213853071,13036.4432,22673.16408873567,0,168459.86523452358,null,null,72301.917677691396,61129.584662047309,0,0,5617.6738080733303,7611.7772474788007,21490.614155937052,0,168151.5675512279]
[2004,3,6,3,4.6706799811369895E-2,3.3096234518152502E-2,2.0566317959999805E-3,9.4220987773064625E-6,3.3244104644229049E-3,6.7971263324352084E-3,6.1298758399999992E-3,1.7451067012155486E-2,6.5871760126480386E-4,0.11623028547457807,46706.799811369892,33096.234518152502,2056.6317959999806,9.4220987773064628,3324.4104644229051,6797.1263324352085,6129.8758399999988,17451.067012155487,658.71760126480387,116230.28547457808,null,null,45858.956521868997,44241.342005034683,1154.9264314648508,6.8327302179363985,4344.9590009162966,3579.1395500255771,16540.882706086741,585.46764165600132,116312.50658727105]
[2004,3,6,14,7.5248347213865224E-2,4.179830982130836E-2,0,0,3.8238717163714825E-3,8.3465173307232538E-3,4.6209864799999995E-3,1.9745551538885114E-2,0,0.15358358410115344,75248.347213865229,41798.309821308358,0,0,3823.8717163714823,8346.5173307232544,4620.9864799999996,19745.551538885113,0,153583.58410115342,null,null,73882.404642570109,55418.747729204733,0,0,5335.3834883685458,2698.1224257066642,18715.695249132379,0,156050.35353498239]
[2004,3,6,20,8.8502905081729519E-2,3.9538552671586978E-2,2.0566317959999805E-3,9.4220987773064625E-6,3.5372564012064308E-3,7.6224584767004963E-3,4.8893838399999999E-3,1.765556248177419E-2,6.5871760126480386E-4,0.16447089044903968,88502.905081729521,39538.552671586978,2056.6317959999806,9.4220987773064628,3537.2564012064308,7622.4584767004962,4889.3838399999995,17655.562481774188,658.71760126480387,164470.8904490397,null,null,86896.359686242737,52325.58627791411,1154.9264314648508,6.8327302179363985,4872.5399452131251,2854.8354866841692,16734.712434351091,585.46764165600132,165431.26063374401]
[2004,3,7,5,4.6250171170979085E-2,3.2131056955998889E-2,2.0566317959999805E-3,9.4220987773064625E-6,3.0989498360097811E-3,6.4404444380169864E-3,3.3671668799999999E-3,1.9467963510766604E-2,6.5871760126480386E-4,0.11348052428781343,46250.171170979083,32131.056955998891,2056.6317959999806,9.4220987773064628,3098.9498360097809,6440.4444380169862,3367.1668799999998,19467.963510766604,658.71760126480387,113480.52428781343,null,null,45410.616814355475,42795.035070648431,1154.9264314648508,6.8327302179363985,4116.9555577228111,1966.0365831723318,18452.585204885574,585.46764165600132,114488.4560341234]
[2004,3,7,13,7.5712381157880079E-2,3.8877241149263247E-2,0,0,3.6687547484893306E-3,8.3489302773274918E-3,3.9474300799999997E-3,1.7023549598683782E-2,0,0.14757828701164394,75712.381157880081,38877.241149263245,0,0,3668.7547484893307,8348.9302773274921,3947.4300799999996,17023.549598683781,0,147578.28701164393,null,null,74338.015229233948,51682.004982553495,0,0,5336.9259275632958,2304.8432772642632,16135.66304896667,0,149797.45246558168]
[2004,3,7,14,7.2047352819977789E-2,3.9700263348860086E-2,0,0,3.6129948166214046E-3,8.2428217346337089E-3,3.8846878400000001E-3,1.8785723333739252E-2,0,0.14627384389383227,72047.352819977794,39700.263348860084,0,0,3612.9948166214044,8242.8217346337096,3884.6878400000001,18785.723333739254,0,146273.84389383224,null,null,70739.51616960956,52614.023413594274,0,0,5269.0976652796544,2268.2090552175741,17805.92819888538,0,148696.77450258646]
[2004,3,8,3,3.8587377577645292E-2,2.8261710681632322E-2,2.0566317959999805E-3,9.4220987773064625E-6,3.0273561044055109E-3,6.2218574267486702E-3,1.11982596E-2,1.4446198956080833E-2,6.5871760126480386E-4,0.10446753184255471,38587.377577645289,28261.710681632321,2056.6317959999806,9.4220987773064628,3027.3561044055109,6221.8574267486702,11198.259599999999,14446.198956080832,658.71760126480387,104467.5318425547,null,null,37886.921770979643,38007.847070301534,1154.9264314648508,6.8327302179363985,3977.2271555064895,6538.4903172547138,13692.737659816668,585.46764165600132,101850.45077719785]
[2004,3,8,7,5.7559681048924775E-2,3.592504069833611E-2,1.3712553199999873E-3,6.2821663552394992E-6,3.3470433888887737E-3,7.843718942244636E-3,1.3348514079999999E-2,1.7469810265035936E-2,4.3919870191095749E-4,0.13731054461169639,57559.681048924773,35925.04069833611,1371.2553199999873,6.2821663552394993,3347.0433888887737,7843.7189422446363,13348.514079999999,17469.810265035936,439.19870191095748,137310.54461169644,null,null,56514.831272870048,47705.07782562988,770.044991249757,4.555709816260201,5013.9773121670678,7793.9906002731186,16558.648378937007,390.35943131390036,134751.48552225702]
[2004,3,8,16,6.5621457394787766E-2,4.5010696607500594E-2,0,0,3.6486181234209616E-3,8.9438680322052894E-3,1.0544592079999998E-2,2.0646467307845473E-2,0,0.15441569954576007,65621.457394787765,45010.696607500591,0,0,3648.6181234209616,8943.8680322052896,10544.592079999999,20646.467307845473,0,154415.69954576009,null,null,64430.266550539513,59108.052198725651,0,0,5717.2307838532179,6156.8239777617528,19569.622522006717,0,154981.99603288685]
[2004,3,9,2,4.7301614388993454E-2,3.2208616482656341E-2,2.0566317959999805E-3,9.4220987773064625E-6,3.1914788646964288E-3,6.4752063314795468E-3,1.280741352E-2,1.7830848483100698E-2,6.5871760126480386E-4,0.12253994956696855,47301.614388993454,32208.61648265634,2056.6317959999806,9.4220987773064628,3191.4788646964289,6475.2063314795469,12807.41352,17830.848483100697,658.71760126480387,122539.94956696856,null,null,46442.973751993435,43001.647170783413,1154.9264314648508,6.8327302179363985,4139.1765662052203,7478.0503650403953,16900.856154155801,585.46764165600132,119709.93081151704]
[2004,3,9,9,6.546185059971546E-2,4.6415049397473922E-2,0,0,3.66773384781583E-3,9.30905185140362E-3,1.3094674559999998E-2,2.0019875371849023E-2,0,0.15796823562825785,65461.850599715457,46415.049397473922,0,0,3667.7338478158299,9309.0518514036194,13094.674559999998,20019.875371849022,0,157968.23562825785,null,null,64273.557011342309,60837.185700004695,0,0,5950.6689523691039,7645.7776365678837,18975.711346794462,0,157682.90064707847]
[2004,3,9,16,6.1749508153899665E-2,4.7801592012810555E-2,0,0,3.6567871572137796E-3,8.8484501640525761E-3,1.2245603919999999E-2,2.2805260705597456E-2,0,0.15710720211357401,61749.508153899667,47801.592012810557,0,0,3656.7871572137797,8848.4501640525759,12245.60392,22805.260705597455,0,157107.20211357405,null,null,60628.602711229621,62508.166809648174,0,0,5656.2363716852387,7150.0184421386666,21615.821092788519,0,157558.84542749022]
[2004,3,10,2,5.2064396582372684E-2,3.5095474278852859E-2,2.0566317959999805E-3,9.4220987773064625E-6,3.193976062801379E-3,7.1186630327124654E-3,1.119477392E-2,1.9822968784713828E-2,6.5871760126480386E-4,0.13121502415749528,52064.396582372683,35095.47427885286,2056.6317959999806,9.4220987773064628,3193.9760628013792,7118.6630327124658,11194.77392,19822.96878471383,658.71760126480387,131215.0241574953,null,null,51119.299734749817,46511.440655714912,1154.9264314648508,6.8327302179363985,4550.496416533827,6536.4550826965642,18789.074692451755,585.46764165600132,129253.99338548565]
[2004,3,10,3,4.9027838768855019E-2,3.4975469367095877E-2,2.0566317959999805E-3,9.4220987773064625E-6,3.2286108533855539E-3,7.1007503072406334E-3,1.1325794479999998E-2,2.0034968388514041E-2,6.5871760126480386E-4,0.12841820366113318,49027.838768855021,34975.469367095873,2056.6317959999806,9.4220987773064628,3228.610853385554,7100.7503072406334,11325.794479999999,20034.96838851404,658.71760126480387,128418.20366113322,null,null,48137.862913802186,46407.738792949312,1154.9264314648508,6.8327302179363985,4539.0459808698042,6612.955958147003,18990.017166499536,585.46764165600132,126434.84761560665]
[2004,3,10,15,6.2533781621929282E-2,5.0826885913318971E-2,0,0,3.6787776917922366E-3,9.5205610562636937E-3,1.3925701679999998E-2,2.5143639866050897E-2,0,0.16562934782935507,62533.78162192928,50826.885913318969,0,0,3678.7776917922365,9520.5610562636939,13925.701679999998,25143.639866050897,0,165629.34782935504,null,null,61398.639686935036,66209.802322797288,0,0,6085.8729751409119,8131.0014991666822,23832.238884805265,0,165657.55536884518]
[2004,3,10,20,8.6355681649243274E-2,5.006296832009853E-2,2.0566317959999805E-3,9.4220987773064625E-6,3.7015302063288041E-3,8.5257814223337752E-3,1.3538176079999997E-2,2.4888790863144078E-2,6.5871760126480386E-4,0.18979770003719054,86355.68164924327,50062.968320098531,2056.6317959999806,9.4220987773064628,3701.5302063288041,8525.7814223337755,13538.176079999997,24888.790863144077,658.71760126480387,189797.70003719055,null,null,84788.113640039533,65309.484996074229,1154.9264314648508,6.8327302179363985,5449.9753158982785,7904.7313041724237,23590.681880760261,585.46764165600132,188790.21394028349]
[2004,3,11,5,5.1675208865528136E-2,3.5378704289597912E-2,2.0566317959999805E-3,9.4220987773064625E-6,3.3088221357801097E-3,6.9712922432289505E-3,1.1630483919999999E-2,1.8087606484987431E-2,6.5871760126480386E-4,0.12977688943516463,51675.208865528133,35378.70428959791,2056.6317959999806,9.4220987773064628,3308.8221357801099,6971.2922432289506,11630.483919999999,18087.606484987431,658.71760126480387,129776.8894351646,null,null,50737.176732152773,46994.996621636834,1154.9264314648508,6.8327302179363985,4456.2918943693649,6790.8594024652402,17144.222590723803,585.46764165600132,127870.7740446868]
[2004,3,11,13,6.7683822457525716E-2,5.3041796018666439E-2,0,0,3.6908133679046172E-3,9.7759603716001241E-3,1.0990759119999999E-2,2.5321954272929471E-2,0,0.17050510560862633,67683.822457525719,53041.796018666442,0,0,3690.8133679046173,9775.9603716001238,10990.759119999999,25321.95427292947,0,170505.10560862636,null,null,66455.194615110071,68914.94579269932,0,0,6249.1330794446239,6417.3340012048775,24001.253059521885,0,172037.86054798076]
[2004,3,11,22,8.5864839318419053E-2,4.3272089537426506E-2,2.0566317959999805E-3,9.4220987773064625E-6,3.4301653987750141E-3,8.7014615489260476E-3,1.268110888E-2,1.8772216813577332E-2,6.5871760126480386E-4,0.17544665299316603,85864.83931841905,43272.089537426509,2056.6317959999806,9.4220987773064628,3430.1653987750142,8701.4615489260468,12681.10888,18772.216813577332,658.71760126480387,175446.65299316603,null,null,84306.18130472074,56730.748014685654,1154.9264314648508,6.8327302179363985,5562.2761486305908,7404.3030422274514,17793.126129784956,585.46764165600132,173543.86144338816]
[2004,3,12,4,4.2200231898309327E-2,3.1759849711134609E-2,2.0566317959999805E-3,9.4220987773064625E-6,3.0906514503239602E-3,6.3655461377757324E-3,9.8759566400000009E-3,1.8022752137113109E-2,6.5871760126480386E-4,0.11403975947069882,42200.231898309328,31759.849711134608,2056.6317959999806,9.4220987773064628,3090.65145032396,6365.5461377757319,9875.9566400000003,18022.752137113108,658.71760126480387,114039.75947069883,null,null,41434.193900097911,42334.037238181809,1154.9264314648508,6.8327302179363985,4069.077965359455,5766.4181016367402,17082.750810206213,585.46764165600132,112433.7048188209]
[2004,3,12,15,5.4957536623827921E-2,4.530696981510763E-2,0,0,3.6830609314998292E-3,8.8961429387843013E-3,1.3460465919999999E-2,2.1762857188742234E-2,0,0.14806703341796193,54957.536623827924,45306.96981510763,0,0,3683.0609314998292,8896.1429387843018,13460.465919999999,21762.857188742233,0,148067.03341796194,null,null,53959.922168926445,59509.783699183768,0,0,5686.7232481554374,7859.3575454936818,20627.785559333486,0,147643.57222109282]
[2004,3,12,18,7.1200122412308928E-2,4.1668958092560972E-2,0,0,3.6033475950125009E-3,8.1780872470289135E-3,1.3051001039999999E-2,1.8500705967570232E-2,0,0.15620222235448156,71200.122412308934,41668.95809256097,0,0,3603.3475950125007,8178.0872470289132,13051.001039999999,18500.705967570233,0,156202.22235448152,null,null,69907.665077558646,54993.742154721811,0,0,5227.7171346212817,7620.2773447510717,17535.776303891467,0,155285.17801554428]
[2004,3,12,24,5.8068616083877103E-2,3.1939365897604904E-2,2.0566317959999805E-3,9.4220987773064625E-6,3.1195931461405835E-3,6.3972268386199406E-3,5.1891523200000003E-3,1.5619928766000695E-2,6.5871760126480386E-4,0.12305865454828532,58068.616083877103,31939.365897604905,2056.6317959999806,9.4220987773064628,3119.5931461405835,6397.2268386199403,5189.1523200000001,15619.928766000696,658.71760126480387,123058.65454828531,null,null,57014.527885238967,42587.257807677852,1154.9264314648508,6.8327302179363985,4089.3293686078428,3029.8656586850188,14805.249983618922,585.46764165600132,123273.45750716738]
[2004,3,13,9,7.3908408011176097E-2,4.2899717240589948E-2,0,0,3.7660670701048196E-3,7.8696495416747912E-3,5.0708442399999996E-3,1.9913159035324462E-2,0,0.15342784513887012,73908.4080111761,42899.717240589947,0,0,3766.0670701048198,7869.6495416747912,5070.8442399999994,19913.159035324461,0,153427.84513887012,null,null,72566.788631919975,56686.445959712328,0,0,5030.5530510724293,2960.7874033878297,18874.560946991027,0,156119.13599308359]
[2004,3,13,17,7.9869274498745896E-2,4.4666707326732474E-2,0,0,3.8630283070064061E-3,7.4876029434100648E-3,5.1873069600000005E-3,2.2788806150217042E-2,0,0.16386272618611186,79869.274498745901,44666.707326732474,0,0,3863.0283070064061,7487.6029434100647,5187.3069600000008,22788.806150217042,0,163862.72618611189,null,null,78419.450732301892,58950.648254948559,0,0,4786.3356090663083,3028.7881815659989,21600.224747284909,0,166785.44752516763]
[2004,3,14,2,5.350199126396555E-2,3.476492827654587E-2,2.0566317959999805E-3,9.4220987773064625E-6,2.9860933773661162E-3,6.8632180308822403E-3,3.4258083199999994E-3,2.045315715483665E-2,6.5871760126480386E-4,0.12471996791963851,53501.991263965552,34764.92827654587,2056.6317959999806,9.4220987773064628,2986.0933773661163,6863.2180308822399,3425.8083199999992,20453.157154836648,658.71760126480387,124719.9679196385,null,null,52530.798537183051,45857.393816865035,1154.9264314648508,6.8327302179363985,4387.2071078380332,2000.2764116211981,19386.394724841797,585.46764165600132,125909.29740168789]
[2004,3,14,7,5.6971696795035512E-2,3.5766236181758844E-2,9.9420720399999093E-4,4.5547863742147837E-6,3.2556868325355876E-3,6.858349111245424E-3,3.4774783999999997E-3,1.9393571979921954E-2,3.1843414356075024E-4,0.12704021543443231,56971.69679503551,35766.236181758846,994.20720399999095,4.5547863742147836,3255.6868325355877,6858.349111245424,3477.4783999999995,19393.571979921955,318.43414356075021,127040.21543443226,null,null,55937.520379305308,47401.199034104982,558.30906654540865,3.3030460867487523,4384.0947254625917,2030.445770953766,18382.073666240376,283.02399494911197,128979.96968364829]
[2004,3,14,19,9.7264929343159348E-2,4.3103275499014174E-2,1.3368117139999876E-3,6.1243690000640056E-6,3.312841744305677E-3,7.6302703018085232E-3,4.5527081600000002E-3,2.3719572384732678E-2,4.2816677603712942E-4,0.18135470029205761,97264.929343159354,43103.275499014177,1336.8117139999877,6.1243690000640054,3312.8417443056769,7630.2703018085231,4552.7081600000001,23719.572384732677,428.16677603712941,181354.70029205759,null,null,95499.331657588482,56383.167252802763,750.70276818302716,4.4412781187688841,4877.5335348797962,2658.2557723029145,22482.445593791621,380.55426501521282,183036.43212268254]
[2004,3,14,24,6.6395071738400327E-2,3.8801503788207764E-2,2.0566317959999805E-3,9.4220987773064625E-6,2.9498234040712819E-3,6.8848244220351823E-3,8.9588127199999989E-3,2.1887931377291909E-2,6.5871760126480386E-4,0.14860273894604853,66395.071738400322,38801.503788207767,2056.6317959999806,9.4220987773064628,2949.8234040712819,6884.8244220351826,8958.8127199999981,21887.931377291909,658.71760126480387,148602.73894604854,null,null,65189.837891151597,50716.695060217622,1154.9264314648508,6.8327302179363985,4401.0186627696103,5230.9119734836613,20746.336332241419,585.46764165600132,148032.02672320267]
[2004,3,15,4,3.9995012181646972E-2,2.9298240410406233E-2,2.0566317959999805E-3,9.4220987773064625E-6,3.0515100137560409E-3,6.3737525372117307E-3,1.0830007759999998E-2,1.5204023465742216E-2,6.5871760126480386E-4,0.10747731786480529,39995.012181646969,29298.240410406233,2056.6317959999806,9.4220987773064628,3051.5100137560407,6373.7525372117307,10830.007759999999,15204.023465742217,658.71760126480387,107477.31786480527,null,null,39269.004344915207,39296.293983195537,1154.9264314648508,6.8327302179363985,4074.3237806276529,6323.4737721702222,14411.036794040117,585.46764165600132,105121.35947828753]
[2004,3,15,13,6.5092924241951455E-2,4.5696226802679811E-2,0,0,3.6437738113552433E-3,9.5972887137881057E-3,1.2255855919999999E-2,1.9065176759543626E-2,0,0.15535124624931823,65092.924241951456,45696.226802679812,0,0,3643.7738113552432,9597.2887137881062,12255.85592,19065.176759543625,0,155351.24624931824,null,null,63911.327574326751,59934.9034795646,0,0,6134.9199561553842,7156.0044261332241,18070.806348446349,0,155207.96178462633]
[2004,3,15,20,8.4621882757068834E-2,4.1944550101155761E-2,2.0566317959999805E-3,9.4220987773064625E-6,3.6971282752579627E-3,8.5899142237069234E-3,1.3300329679999999E-2,1.4754996359077555E-2,6.5871760126480386E-4,0.16963357289230913,84621.88275706883,41944.550101155764,2056.6317959999806,9.4220987773064628,3697.1282752579627,8589.9142237069227,13300.329679999999,14754.996359077555,658.71760126480387,169633.57289230911,null,null,83085.787461945496,55442.43117332978,1154.9264314648508,6.8327302179363985,5490.9712278398474,7765.8564754987001,13985.429311241489,585.46764165600132,167517.70245319407]
[2004,3,16,6,5.4530816187226924E-2,3.5881882236786233E-2,2.0566317959999805E-3,9.4220987773064625E-6,3.3578557692118894E-3,7.9054956054606558E-3,1.2175275199999998E-2,1.8951029923860125E-2,6.5871760126480386E-4,0.13552712641858791,54530.816187226927,35881.88223678623,2056.6317959999806,9.4220987773064628,3357.8557692118893,7905.4956054606555,12175.275199999998,18951.029923860126,658.71760126480387,135527.12641858793,null,null,53540.947757746289,47665.785988740106,1154.9264314648508,6.8327302179363985,5053.4670988444395,7108.9545919360044,17962.61299734658,585.46764165600132,133078.99523795221]
[2004,3,16,13,6.4588645501501049E-2,5.2143020868856887E-2,0,0,3.6873396776701713E-3,9.7397761729400983E-3,1.1638890559999997E-2,2.5459880567084245E-2,0,0.16725755334805248,64588.645501501051,52143.020868856889,0,0,3687.3396776701711,9739.7761729400991,11638.890559999996,25459.880567084245,0,167257.55334805243,null,null,63416.202733262639,67818.954781965454,0,0,6226.0028841283201,6795.767909340776,24131.985618861108,0,168388.91392755826]
[2004,3,16,23,7.2307435479430734E-2,3.875750092383267E-2,2.0566317959999805E-3,9.4220987773064625E-6,3.269566718315577E-3,7.4675565212150331E-3,1.3152085759999998E-2,1.9063818792435891E-2,6.5871760126480386E-4,0.15674273569127195,72307.435479430729,38757.500923832667,2056.6317959999806,9.4220987773064628,3269.566718315577,7467.5565212150332,13152.085759999998,19063.81879243589,658.71760126480387,156742.73569127198,null,null,70994.877689133762,51051.645952853411,1154.9264314648508,6.8327302179363985,4773.5212404210124,7679.2991469374037,18069.519207973382,585.46764165600132,154316.09004065776]
[2004,3,17,8,7.4384997324064436E-2,4.4900766897061378E-2,0,0,3.5791518492806688E-3,9.1601642987275706E-3,1.1006752239999999E-2,2.0218917348223606E-2,0,0.16325074995735767,74384.997324064432,44900.766897061381,0,0,3579.151849280669,9160.16429872757,11006.75224,20218.917348223607,0,163250.74995735765,null,null,73034.72667663297,58890.134061583682,0,0,5855.4948625427587,6426.6721362363869,19164.37201622553,0,163371.39975322134]
[2004,3,17,16,6.6252534911353453E-2,5.030881370796346E-2,0,0,3.6591980794035113E-3,8.7466535774069713E-3,1.3913194239999999E-2,2.5251324194685388E-2,0,0.16813171871081281,66252.534911353447,50308.813707963462,0,0,3659.1980794035112,8746.6535774069707,13913.194239999999,25251.324194685389,0,168131.71871081277,null,null,65049.888458077476,65556.699173200905,0,0,5591.1644613254512,8123.6985986933232,23934.306789764094,0,168255.75748106124]
[2004,3,17,17,7.5402848477382961E-2,5.0201370009476429E-2,0,0,3.7134604547603045E-3,8.6607130551810216E-3,1.413053664E-2,2.5549579504054867E-2,0,0.17765850814085557,75402.848477382955,50201.370009476428,0,0,3713.4604547603044,8660.7130551810224,14130.53664,25549.579504054866,0,177658.50814085556,null,null,74034.101328167235,65492.098090325773,0,0,5536.2282975223425,8250.6014593779346,24217.006184896312,0,177530.03536028962]
[2004,3,18,2,4.6959865798586256E-2,3.2032569145212554E-2,2.0566317959999805E-3,9.4220987773064625E-6,3.1911187619181125E-3,7.0130092626734626E-3,1.124213816E-2,1.7888123976292563E-2,6.5871760126480386E-4,0.12105159660072505,46959.865798586259,32032.569145212554,2056.6317959999806,9.4220987773064628,3191.1187619181123,7013.0092626734622,11242.13816,17888.123976292562,658.71760126480387,121051.59660072502,null,null,46107.42873901486,42787.359315671769,1154.9264314648508,6.8327302179363985,4482.9588607109908,6564.1103287514188,16955.144365539094,585.46764165600132,118644.2284130269]
[2004,3,18,10,6.0311765864228262E-2,4.9027040808375881E-2,0,0,3.6234549036240466E-3,9.1174439873292282E-3,1.3834868959999996E-2,2.1679560958756658E-2,0,0.1575941354823141,{"$f":"E1860*1000000*O$8826","v":60311.765864228262},{"$f":"F1860*1000000*P$8826","v":49027.040808375881},{"$f":"G1860*1000000*Q$8826","v":0},{"$f":"H1860*1000000*R$8826","v":0},{"$f":"I1860*1000000*S$8826","v":3623.4549036240464},{"$f":"J1860*1000000*T$8826","v":9117.4439873292285},{"$f":"K1860*1000000*U$8826","v":13834.868959999996},{"$f":"L1860*1000000*V$8826","v":21679.560958756658},{"$f":"M1860*1000000*W$8826","v":0},{"$f":"SUM(O1860:W1860)","v":157594.13548231407},null,null,{"$f":"O1860*AA$8826","v":59216.95898016751},{"$f":"(P1860+S1860)*AB$8826","v":63956.26954557265},{"$f":"Q1860*AC$8826","v":0},{"$f":"R1860*AD$8826","v":0},{"$f":"T1860*AE$8826","v":5828.1865571716462},{"$f":"U1860*AF$8826","v":8077.9656809749049},{"$f":"V1860*AG$8826","v":20548.833758329518},{"$f":"W1860*AH$8826","v":0},{"$f":"SUM(AA1860:AH1860)","v":157628.21452221621}]
[2004,3,18,19,8.3011185559523804E-2,4.4113449812704875E-2,1.165420497999989E-3,5.3391701278811161E-6,3.7350958449463771E-3,8.5846275230509871E-3,1.3665915999999998E-2,1.7890659642149479E-2,3.7327196652336167E-4,0.17254496601702676,83011.185559523801,44113.449812704872,1165.420497999989,5.3391701278811157,3735.0958449463769,8584.6275230509873,13665.915999999999,17890.65964214948,373.27196652336164,172544.96601702677,null,null,81504.328379961196,58123.184635978818,654.45596023991902,3.8718665483897272,5487.5917853406627,7979.316664744606,16957.547780269659,331.76380518315329,171042.06087826641]
[2004,3,19,1,4.6120703739406674E-2,3.1793869582534315E-2,2.0566317959999805E-3,9.4220987773064625E-6,3.1006899815526406E-3,6.8970612244697548E-3,1.2305885679999998E-2,1.6333806821483079E-2,6.5871760126480386E-4,0.11927678852548855,46120.703739406672,31793.869582534317,2056.6317959999806,9.4220987773064628,3100.6899815526408,6897.061224469755,12305.885679999998,16333.806821483078,658.71760126480387,119276.78852548855,null,null,45283.499535084455,42387.556412809572,1154.9264314648508,6.8327302179363985,4408.8408514829216,7185.2160280266608,15481.894751182901,585.46764165600132,116494.23438192529]
[2004,3,19,12,6.0249762192169369E-2,4.6323186785160515E-2,0,0,3.5806541472483498E-3,9.4226425341402426E-3,1.470054784E-2,2.0497747465939232E-2,0,0.15477454096465773,60249.762192169372,46323.186785160513,0,0,3580.6541472483495,9422.6425341402428,14700.547839999999,20497.747465939232,0,154774.5409646577,null,null,59156.080827251266,60619.818652630252,0,0,6023.2800581862139,8583.4221694753087,19428.659367184984,0,153811.26107472804]
[2004,3,19,15,5.3503224545578515E-2,4.4626122155934665E-2,0,0,3.6803232516771744E-3,9.1408820980201262E-3,1.380493312E-2,2.1008881885302116E-2,0,0.14576436705651261,53503.224545578516,44626.122155934667,0,0,3680.3232516771745,9140.8820980201253,13804.93312,21008.881885302115,0,145764.36705651259,null,null,52532.009431701546,58679.410354982923,0,0,5843.1690107895711,8060.4866077108009,19913.134870707843,0,145028.21027589269]
[2004,3,20,5,4.3057290221795025E-2,3.2154756543213932E-2,2.0566317959999805E-3,9.4220987773064625E-6,3.3697015701329835E-3,6.3094429758460005E-3,7.6461466399999995E-3,1.6984763477190259E-2,6.5871760126480386E-4,0.11224687292422028,43057.290221795025,32154.756543213931,2056.6317959999806,9.4220987773064628,3369.7015701329833,6309.4429758460001,7646.1466399999999,16984.763477190259,658.71760126480387,112246.87292422028,null,null,42275.694507122345,43152.714667409877,1154.9264314648508,6.8327302179363985,4033.2148775655405,4464.4665828205716,16098.899870772379,585.46764165600132,111772.2173090295]
[2004,3,20,6,4.5266024808063722E-2,3.2539282278914693E-2,2.0566317959999805E-3,9.4220987773064625E-6,3.4693219894099381E-3,6.1942606924173171E-3,7.5028236799999986E-3,1.6757029738713659E-2,6.5871760126480386E-4,0.11445351468356139,45266.024808063725,32539.282278914692,2056.6317959999806,9.4220987773064628,3469.3219894099379,6194.2606924173169,7502.8236799999986,16757.02973871366,658.71760126480387,114453.5146835614,null,null,44444.335128383391,43740.822748226106,1154.9264314648508,6.8327302179363985,3959.5863653601114,4380.7825265766633,15883.043897396296,585.46764165600132,114155.79746928136]
[2004,3,20,14,7.2308576469316654E-2,4.0202310967503881E-2,0,0,3.8121552053635662E-3,7.722073479873125E-3,7.2586210399999997E-3,1.8393049254079398E-2,0,0.14969678641613662,72308.576469316657,40202.31096750388,0,0,3812.1552053635664,7722.0734798731246,7258.62104,18393.049254079397,0,149696.78641613666,null,null,70995.997967247051,53465.803586248359,0,0,4936.2173117195898,4238.1963878263141,17433.734573770649,0,151069.94982681196]
[2004,3,20,23,6.7697837103295397E-2,3.5218450624989128E-2,2.0566317959999805E-3,9.4220987773064625E-6,3.1597238426817743E-3,7.6027291370842128E-3,3.7210659199999998E-3,1.7032493218751853E-2,6.5871760126480386E-4,0.13715707134284444,67697.837103295402,35218.450624989127,2056.6317959999806,9.4220987773064628,3159.7238426817744,7602.7291370842131,3721.0659199999996,17032.493218751853,658.71760126480387,137157.07134284446,null,null,66468.954860590748,46619.216737249953,1154.9264314648508,6.8327302179363985,4859.9282667544157,2172.6727506644424,16144.140202278311,585.46764165600132,138012.13962087664]
[2004,3,21,11,8.1956107249067892E-2,4.0767608406734025E-2,0,0,3.6567422528311824E-3,8.0215197806535587E-3,4.2029099200000001E-3,1.984615558049314E-2,0,0.15845104318977979,81956.107249067893,40767.608406734027,0,0,3656.7422528311822,8021.5197806535589,4202.9099200000001,19846.155580493141,0,158451.0431897798,null,null,80468.402335749837,53963.703603319154,0,0,5127.6337774778331,2454.0139984086263,18811.052149133826,0,160824.80586408929]
[2004,3,21,16,8.0031545798763523E-2,4.2887026288310502E-2,0,0,3.5876086244071071E-3,8.1608673954327859E-3,4.9867778399999988E-3,2.2944407923462629E-2,0,0.16259823387037656,80031.545798763516,42887.026288310502,0,0,3587.6086244071071,8160.867395432786,4986.7778399999988,22944.40792346263,0,162598.23387037654,null,null,78578.776409126425,56454.250569048323,0,0,5216.7096079802068,2911.7023346324609,21747.710896889494,0,164909.14981767692]
[2004,3,22,1,4.8447857492631599E-2,2.9350528100388688E-2,2.0566317959999805E-3,9.4220987773064625E-6,3.0850756213837019E-3,6.9858084276841629E-3,1.145004872E-2,1.284206966882501E-2,6.5871760126480386E-4,0.11488615952695523,48447.8574926316,29350.528100388688,2056.6317959999806,9.4220987773064628,3085.0756213837021,6985.8084276841628,11450.048719999999,12842.06966882501,658.71760126480387,114886.15952695525,null,null,47568.409724175748,39400.582776094358,1154.9264314648508,6.8327302179363985,4465.5711431611171,6685.5060841610357,12172.27393301904,585.46764165600132,112039.57046395008]
[2004,3,22,10,7.0258813438542594E-2,4.7275755441573121E-2,0,0,3.6161684625271367E-3,9.2793015740937623E-3,1.2329055199999998E-2,2.0229098546520892E-2,0,0.16298819266325748,70258.813438542595,47275.755441573121,0,0,3616.1684625271369,9279.3015740937626,12329.055199999997,20229.098546520891,0,162988.19266325751,null,null,68983.443176766217,61820.075174744677,0,0,5931.6515428264292,7198.7443518543596,19174.022200178493,0,163107.93644637021]
[2004,3,22,18,8.3022051361207258E-2,4.3877507837482718E-2,0,0,3.7334410456213735E-3,8.5744345371867349E-3,1.3318578239999998E-2,1.7573034937937368E-2,0,0.17009904795943542,83022.051361207254,43877.507837482721,0,0,3733.4410456213736,8574.4345371867348,13318.578239999999,17573.034937937369,0,170099.04795943544,null,null,81514.996940620229,57834.568106341219,0,0,5481.076075096209,7776.5115270090118,16656.489227616774,0,169263.64187668345]
[2004,3,22,24,5.6593889073503108E-2,3.3783753813710821E-2,2.0566317959999805E-3,9.4220987773064625E-6,3.1666097391651092E-3,7.2342404474848021E-3,1.200160632E-2,1.5012308826994045E-2,6.5871760126480386E-4,0.13051717971689994,56593.889073503109,33783.75381371082,2056.6317959999806,9.4220987773064628,3166.6097391651092,7234.2404474848017,12001.606320000001,15012.308826994045,658.71760126480387,130517.17971689999,null,null,55566.570797116998,44884.808380940311,1154.9264314648508,6.8327302179363985,4624.3775104045335,7007.5520230682087,14229.321294903906,585.46764165600132,128059.85680977273]
[2004,3,23,3,3.7874315685804606E-2,2.7924952941204631E-2,2.0566317959999805E-3,9.4220987773064625E-6,3.2234700608310099E-3,6.3073319562508738E-3,9.8119841599999987E-3,1.4115556103790141E-2,6.5871760126480386E-4,0.10198238240392335,37874.315685804606,27924.952941204632,2056.6317959999806,9.4220987773064628,3223.47006083101,6307.3319562508741,9811.9841599999982,14115.556103790141,658.71760126480387,101982.38240392333,null,null,37186.803706214196,37837.002491577019,1154.9264314648508,6.8327302179363985,4031.8654405913908,5729.0655615107025,13379.339938431678,585.46764165600132,99911.303941663748]
[2004,3,23,14,5.2545560218948559E-2,4.6368508929939815E-2,0,0,3.6309368600762402E-3,9.0481349602481182E-3,1.3394648079999998E-2,2.019397853988748E-2,0,0.1451817675891002,52545.560218948558,46368.508929939817,0,0,3630.93686007624,9048.1349602481187,13394.648079999999,20193.978539887481,0,145181.76758910023,null,null,51591.729067925109,60735.952982617164,0,0,5783.8818221509382,7820.9275282486251,19140.733925601609,0,145073.22532654344]
[2004,3,23,20,7.3069620215621203E-2,4.3474722371723257E-2,2.0566317959999805E-3,9.4220987773064625E-6,3.6956366378200363E-3,8.3986425149096596E-3,1.2815E-2,1.8359427373447586E-2,6.5871760126480386E-4,0.16253782060956382,73069.620215621209,43474.722371723255,2056.6317959999806,9.4220987773064628,3695.6366378200364,8398.6425149096594,12815,18359.427373447586,658.71760126480387,162537.82060956382,null,null,71743.226897809,57299.369257186183,1154.9264314648508,6.8327302179363985,5368.7037147595711,7482.479993196368,17401.866288381483,585.46764165600132,161042.87295467139]
[2004,3,24,5,4.2203727866987589E-2,3.0865638953585343E-2,2.0566317959999805E-3,9.4220987773064625E-6,3.3019969795244422E-3,6.8960770561704108E-3,8.6654004799999983E-3,1.6120071970956974E-2,6.5871760126480386E-4,0.11077768480326687,42203.727866987589,30865.638953585345,2056.6317959999806,9.4220987773064628,3301.9969795244424,6896.0770561704112,8665.4004799999984,16120.071970956975,658.71760126480387,110777.68480326683,null,null,41437.626408346507,41504.538635804551,1154.9264314648508,6.8327302179363985,4408.2117369569423,5059.5931115594376,15279.307534579313,585.46764165600132,109436.50423058555]
[2004,3,24,13,5.719595607693688E-2,4.7875178298595646E-2,0,0,3.6832001691747846E-3,9.6463011890407634E-3,1.2369037999999999E-2,2.193023078214856E-2,0,0.15269990451589666,57195.956076936876,47875.178298595645,0,0,3683.2001691747846,9646.3011890407633,12369.037999999999,21930.230782148559,0,152699.90451589663,null,null,56157.708803686219,62629.63920899653,0,0,6166.2504309900232,7222.0896894331336,20786.429553692222,0,152962.11768679813]
[2004,3,24,22,6.9302590558904614E-2,3.5017436641082915E-2,2.0566317959999805E-3,9.4220987773064625E-6,3.4230898750196893E-3,7.6238598325321337E-3,1.263784544E-2,1.1572100784606848E-2,6.5871760126480386E-4,0.14230169462818829,69302.590558904616,35017.436641082917,2056.6317959999806,9.4220987773064628,3423.0898750196893,7623.8598325321336,12637.845439999999,11572.100784606848,658.71760126480387,142301.6946281883,null,null,68044.578094173688,46694.957798417359,1154.9264314648508,6.8327302179363985,4873.4357404854754,7379.0421897704209,10968.542015675503,585.46764165600132,139707.78264186124]
[2004,3,25,3,3.2479805285454064E-2,2.4611530373279809E-2,2.0566317959999805E-3,9.4220987773064625E-6,3.2203366088412394E-3,6.2505405383439169E-3,1.0986863359999998E-2,1.1907603649220186E-2,6.5871760126480386E-4,9.2181451311181301E-2,32479.805285454062,24611.530373279809,2056.6317959999806,9.4220987773064628,3220.3366088412395,6250.5405383439165,10986.863359999998,11907.603649220186,658.71760126480387,92181.451311181299,null,null,31890.216937145418,33808.274026551291,1154.9264314648508,6.8327302179363985,3995.562395695471,6415.0593272869455,11286.546268782768,585.46764165600132,89142.885758800665]
[2004,3,25,7,5.1820661513826291E-2,3.4958575406940022E-2,3.0866327199999711E-4,1.4140867817792955E-6,3.522844542595755E-3,7.7152955717995622E-3,1.1027051199999999E-2,1.5504697694756198E-2,9.8861609805815586E-5,0.1249580648985054,51820.661513826293,34958.575406940021,308.66327199999711,1.4140867817792955,3522.8445425957552,7715.2955717995619,11027.051199999998,15504.697694756198,98.86160980581559,124958.06489850541,null,null,50879.989057151157,46744.632382026255,173.3335893904582,1.0254693474366192,4931.8846376965876,6438.5243845456089,14696.028946749124,87.868114397111512,123953.28658130374]
[2004,3,25,16,5.3490876476908172E-2,4.3560294810346949E-2,0,0,3.6502696068253732E-3,8.9500878455542696E-3,1.3176895599999999E-2,2.0098094701049524E-2,0,0.14292651904068432,53490.876476908175,43560.294810346946,0,0,3650.2696068253731,8950.0878455542697,13176.895599999998,20098.094701049526,0,142926.5190406843,null,null,52519.885510847002,57348.208073473448,0,0,5721.2067043632887,7693.7852282042322,19049.851039728601,0,142332.93655661657]
[2004,3,26,2,3.7796473676879966E-2,2.8933943841773321E-2,2.0566317959999805E-3,9.4220987773064625E-6,3.0148716633763657E-3,6.6237968415189556E-3,1.0671101759999999E-2,1.5159952936349967E-2,6.5871760126480386E-4,0.10492491221594065,37796.473676879963,28933.943841773322,2056.6317959999806,9.4220987773064628,3014.8716633763656,6623.7968415189553,10671.10176,15159.952936349968,658.71760126480387,104924.91221594065,null,null,37110.374721199871,38809.265297067577,1154.9264314648508,6.8327302179363985,4234.1607760713277,6230.6910202545878,14369.264823480116,585.46764165600132,102500.98344141225]
[2004,3,26,9,5.6669121831050877E-2,3.9957038197152281E-2,0,0,3.5321652544910319E-3,8.4926982918330039E-3,1.3485685840000001E-2,1.5403156687892328E-2,0,0.13753986610241953,56669.121831050878,39957.03819715228,0,0,3532.1652544910316,8492.6982918330032,13485.68584,15403.156687892328,0,137539.86610241953,null,null,55640.437895084251,52827.749875137808,0,0,5428.8274309513881,7874.0830661202926,14599.783950198293,0,136370.88221749204]
[2004,3,26,16,5.2540653688484311E-2,4.0438193832666801E-2,0,0,3.6188555358233729E-3,8.8965689413522155E-3,1.296919008E-2,1.7168678084075954E-2,0,0.13563214016240266,52540.653688484308,40438.193832666802,0,0,3618.855535823373,8896.5689413522159,12969.19008,17168.678084075953,0,135632.14016240265,null,null,51586.911603056142,53517.530778946719,0,0,5686.9955637784442,7572.5091924745066,16273.222159393088,0,134637.16929764888]
[2004,3,27,2,4.0163698512647714E-2,2.6860561372716387E-2,2.0566317959999805E-3,9.4220987773064625E-6,3.2478045793891156E-3,6.5911320341703961E-3,6.161657039999999E-3,1.570323089503993E-2,6.5871760126480386E-4,0.10145285593000564,40163.698512647716,26860.561372716387,2056.6317959999806,9.4220987773064628,3247.8045793891156,6591.1320341703959,6161.6570399999991,15703.230895039929,658.71760126480387,101452.85593000564,null,null,39434.628604133111,36573.611366221587,1154.9264314648508,6.8327302179363985,4213.2802977984647,3597.6961004087043,14884.207376003325,585.46764165600132,100450.65054790398]
[2004,3,27,11,6.5323066032527216E-2,3.4939940921271853E-2,0,0,3.7227799890389231E-3,7.4943091624849623E-3,6.557179199999999E-3,1.4274476044912341E-2,0,0.13231175135023529,65323.066032527218,34939.940921271853,0,0,3722.7799890389233,7494.3091624849621,6557.1791999999987,14274.476044912341,0,132311.75135023531,null,null,64137.291725381903,46964.864555710323,0,0,4790.6224569938722,3828.6353629187165,13529.971192321744,0,133251.38529332657]
[2004,3,27,15,5.8220480582299651E-2,3.4507732312236597E-2,0,0,3.7991314778844849E-3,7.7736594324235783E-3,5.5022483999999997E-3,1.5637813388347133E-2,0,0.12544106559319143,58220.48058229965,34507.7323122366,0,0,3799.1314778844849,7773.6594324235784,5502.2483999999995,15637.813388347133,0,125441.06559319144,null,null,57163.635669512376,46532.593337922415,0,0,4969.1928425384549,3212.6776098787923,14822.201808986907,0,126700.30126883896]
[2004,3,27,20,7.5371149385348016E-2,3.1794871796090696E-2,2.0566317959999805E-3,9.4220987773064625E-6,3.4719936917097845E-3,7.186748941278534E-3,4.8797469599999995E-3,1.3978203256277383E-2,6.5871760126480386E-4,0.13940748552674648,75371.149385348021,31794.871796090694,2056.6317959999806,9.4220987773064628,3471.9936917097843,7186.7489412785344,4879.7469599999995,13978.203256277382,658.71760126480387,139407.48552674652,null,null,74002.97765261498,42839.8085272186,1154.9264314648508,6.8327302179363985,4594.0192917594986,2849.2086617292853,13249.1509168393,585.46764165600132,139282.39185350045]
[2004,3,28,5,4.0190852255351621E-2,2.824537454099629E-2,2.0566317959999805E-3,9.4220987773064625E-6,3.1008074952992306E-3,5.9824797116306266E-3,3.6011175199999993E-3,1.5538471642385972E-2,6.5871760126480386E-4,9.9383874661705826E-2,40190.852255351623,28245.37454099629,2056.6317959999806,9.4220987773064628,3100.8074952992306,5982.4797116306263,3601.1175199999993,15538.471642385972,658.71760126480387,99383.874661705835,null,null,39461.289439623732,38077.226822405391,1154.9264314648508,6.8327302179363985,3824.2086139858275,2102.6367379281246,14728.041367873659,585.46764165600132,99940.629785155528]
[2004,3,28,13,7.3300809415691157E-2,3.724102341115542E-2,0,0,3.670954319478708E-3,7.969173749546846E-3,4.7913747199999999E-3,1.7704756373325144E-2,0,0.14467809198919726,73300.809415691154,37241.023411155424,0,0,3670.9543194787079,7969.173749546846,4791.3747199999998,17704.756373325145,0,144678.09198919724,null,null,71970.219445299968,49697.109970163874,0,0,5094.1723780723178,2797.6094796962034,16781.340551097968,0,146340.45182433032]
[2004,3,28,22,7.7182662884203668E-2,3.1720558010909901E-2,2.0566317959999805E-3,9.4220987773064625E-6,3.0790170006032205E-3,7.2672268812373339E-3,6.7281825599999996E-3,1.1548372998134313E-2,6.5871760126480386E-4,0.14025079183113048,77182.662884203673,31720.558010909899,2056.6317959999806,9.4220987773064628,3079.0170006032204,7267.2268812373341,6728.1825599999993,11548.372998134313,658.71760126480387,140250.79183113054,null,null,75781.607726143964,42272.175587521473,1154.9264314648508,6.8327302179363985,4645.4635834347291,3928.4815759479293,10946.051784410911,585.46764165600132,139321.00706079777]
[2004,3,29,4,4.2561496697711448E-2,3.0304926446891065E-2,2.0566317959999805E-3,9.4220987773064625E-6,3.0693426008414266E-3,6.2097935080297432E-3,1.1462761199999999E-2,1.5504464203369398E-2,6.5871760126480386E-4,0.11183755615288517,42561.496697711445,30304.926446891066,2056.6317959999806,9.4220987773064628,3069.3426008414267,6209.793508029743,11462.761199999999,15504.464203369398,658.71760126480387,111837.55615288515,null,null,41788.900854879052,40540.810076679954,1154.9264314648508,6.8327302179363985,3969.5154800630016,6692.9287043142867,14695.80763342546,585.46764165600132,109435.18955270053]
[2004,3,29,15,6.5830274142734582E-2,4.6854610515977883E-2,0,0,3.6442159444308236E-3,9.1145236992099532E-3,1.377479224E-2,2.0424218436207828E-2,0,0.15964263497856107,65830.274142734575,46854.610515977882,0,0,3644.2159444308236,9114.5236992099526,13774.792240000001,20424.218436207826,0,159642.63497856105,null,null,64635.292760937249,61342.566924795137,0,0,5826.3198076765593,8042.8878147668029,19358.965344725933,0,159206.03265290169]
[2004,3,29,21,8.8210159927286994E-2,4.3348533545034679E-2,2.0566317959999805E-3,9.4220987773064625E-6,3.653520355632349E-3,8.1364132047523803E-3,1.0235391759999999E-2,1.7371941168894206E-2,6.5871760126480386E-4,0.17368073145764271,88210.159927286993,43348.533545034676,2056.6317959999806,9.4220987773064628,3653.520355632349,8136.4132047523799,10235.391759999999,17371.941168894205,658.71760126480387,173680.73145764269,null,null,86608.928576344697,57094.923567480473,1154.9264314648508,6.8327302179363985,5201.0776407766652,5976.2867004859108,16465.883779574488,585.46764165600132,173094.327068001]
[2004,3,30,8,6.0595913511039476E-2,3.8640851299984798E-2,0,0,3.5734887837379184E-3,8.7145274864744611E-3,1.339690352E-2,1.4103725586971016E-2,0,0.13902541018820769,60595.913511039478,38640.851299984795,0,0,3573.4887837379183,8714.5274864744606,13396.90352,14103.725586971017,0,139025.41018820766,null,null,59495.94864834287,51279.131878480977,0,0,5570.6283492783095,7822.2444447274283,13368.126458423769,0,137536.07977925337]
[2004,3,30,11,5.5870716148378685E-2,4.6693319189025348E-2,0,0,3.6463415115101649E-3,9.1424607027570381E-3,1.2671677039999999E-2,2.0105299175445877E-2,0,0.14812981376711712,55870.716148378684,46693.319189025351,0,0,3646.3415115101648,9142.4607027570382,12671.677039999999,20105.299175445878,0,148129.8137671171,null,null,54856.525239189461,61149.223099571565,0,0,5844.1781097124212,7398.7959369524588,19056.67975489347,0,148305.40214031938]
[2004,3,30,17,6.3955325995887324E-2,4.3958112928434122E-2,0,0,3.7075848294106282E-3,8.6257733786237554E-3,1.2991129359999999E-2,1.9797759342644845E-2,0,0.15303568583500068,63955.325995887324,43958.112928434122,0,0,3707.5848294106281,8625.773378623755,12991.129359999999,19797.759342644844,0,153035.68583500065,null,null,62794.379534291911,57901.073345140554,0,0,5513.8936439170138,7585.3191982228582,18765.18008336805,0,152559.84580494041]
[2004,3,31,2,3.4171385839353363E-2,2.4373865344739527E-2,2.0566317959999805E-3,9.4220987773064625E-6,3.1855022742132105E-3,6.2922814303959639E-3,1.13786948E-2,1.1337465387629796E-2,6.5871760126480386E-4,9.3463966572373949E-2,34171.385839353366,24373.865344739526,2056.6317959999806,9.4220987773064628,3185.5022742132105,6292.281430395964,11378.694800000001,11337.465387629796,658.71760126480387,93463.966572373945,null,null,33551.091143637794,33477.260187344124,1154.9264314648508,6.8327302179363985,4022.244622236175,6643.8436355589192,10746.144349252576,585.46764165600132,90187.810741368361]
[2004,3,31,10,5.1092921328105743E-2,4.440867498185485E-2,0,0,3.617077334668485E-3,8.5159771839746247E-3,1.137315872E-2,1.9680374443015958E-2,0,0.13868818399161964,51092.921328105745,44408.674981854849,0,0,3617.077334668485,8515.9771839746245,11373.158719999999,19680.374443015957,0,138688.18399161965,null,null,50165.459145640256,58338.443327978377,0,0,5443.7081065479915,6640.6112042018576,18653.91755398376,0,139242.13933835225]
[2004,3,31,19,6.9242563741510277E-2,3.5365702571145234E-2,6.5126778199999403E-4,2.9836694076285171E-6,3.7285217999482572E-3,8.0458697132981365E-3,1.2412096399999999E-2,1.1470156498096313E-2,2.0859424228219473E-4,0.14112775641768804,69242.563741510283,35365.702571145237,651.26778199999399,2.9836694076285171,3728.521799948257,8045.869713298136,12412.096399999999,11470.156498096312,208.59424228219473,141127.75641768801,null,null,67985.640911147872,47489.025843737414,365.72729102807688,2.163701379456751,5143.1990993272884,7247.2308222102729,10871.914773080427,185.39838446321232,139290.30082637403]
[2004,3,31,24,4.2411138165150783E-2,2.5248950961561767E-2,2.0566317959999805E-3,9.4220987773064625E-6,3.1234763370731945E-3,6.9847331361306015E-3,1.2423373599999999E-2,9.9288963117960902E-3,6.5871760126480386E-4,0.10284534000775451,42411.138165150784,25248.950961561768,2056.6317959999806,9.4220987773064628,3123.4763370731944,6984.7331361306015,12423.373599999999,9928.8963117960902,658.71760126480387,102845.34000775454,null,null,41641.271699483288,34464.910224199171,1154.9264314648508,6.8327302179363985,4464.8837794892133,7253.8154046042864,9411.0411231542803,585.46764165600132,98983.149034269023]
[2004,4,1,12,4.5826223885537809E-2,4.2874483265760842E-2,0,0,3.5546529952856414E-3,9.4580024948727557E-3,1.4127666079999993E-2,1.7848755993463226E-2,0,0.13368978471492027,45826.223885537809,42874.483265760842,0,0,3554.6529952856413,9458.0024948727551,14127.666079999994,17848.755993463226,0,133689.78471492024,null,null,44994.365214821068,56398.981877065708,0,0,6045.8833720195371,8248.9253838594541,16917.829673784046,0,132605.98552154982]
[2004,4,1,21,6.4588611208002425E-2,3.5275340463061196E-2,2.0566317959999814E-3,9.4220987773064354E-6,3.5194739398580898E-3,7.7559409851328132E-3,1.0435100719999996E-2,1.4984307135854783E-2,6.5871760126480418E-4,0.13928354594795136,64588.611208002425,35275.340463061199,2056.6317959999815,9.4220987773064362,3519.4739398580896,7755.9409851328128,10435.100719999997,14984.307135854782,658.71760126480422,139283.54594795138,null,null,63416.169062275352,47125.322817389344,1154.9264314648512,6.8327302179363789,4957.8665962289069,6092.8936686998823,14202.78007032526,585.46764165600166,137542.25901825752]
[2004,4,1,23,4.8858625190037003E-2,2.693331963992561E-2,2.0566317959999814E-3,9.4220987773064354E-6,3.1899573600559553E-3,6.5321616115084045E-3,1.1930662479999996E-2,1.0588295405438108E-2,6.5871760126480418E-4,0.11075779318300716,48858.625190037004,26933.319639925608,2056.6317959999815,9.4220987773064362,3189.9573600559552,6532.1616115084043,11930.662479999995,10588.295405438108,658.71760126480422,110757.79318300716,null,null,47971.720977611636,36591.72430104341,1154.9264314648512,6.8327302179363789,4175.5843574552073,6966.1290138258701,10036.048353762888,585.46764165600166,107488.4338070378]
[2004,4,2,6,3.7695249561802563E-2,2.8490325122335534E-2,1.8854080359999835E-3,8.6376670754920741E-6,3.1631137617226059E-3,7.0353307642342933E-3,1.2396718399999998E-2,1.383286247126852E-2,6.0387642615212481E-4,0.10511152221059114,37695.249561802564,28490.325122335533,1885.4080359999834,8.6376670754920735,3163.1137617226059,7035.3307642342934,12396.718399999998,13832.86247126852,603.87642615212485,105111.52221059112,null,null,37010.98807276653,38450.461708601339,1058.7736604615998,6.2638749851931594,4497.2275390284576,7238.2518462184371,13111.390579573526,536.72485203384167,101910.08213366893]
[2004,4,2,13,5.0354291188323581E-2,4.2173081370976542E-2,0,0,3.5867187609307685E-3,8.9676594554185442E-3,1.2778297839999996E-2,1.8709516959247684E-2,0,0.13656956557489711,50354.291188323579,42173.081370976543,0,0,3586.7187609307684,8967.6594554185449,12778.297839999996,18709.516959247685,0,136569.56557489713,null,null,49440.236959517228,55585.917511518652,0,0,5732.4390870948037,7461.0501704958506,17733.696472249801,0,135953.34020087632]
[2004,4,2,23,5.0823552672299009E-2,2.6706410622755725E-2,2.0566317959999814E-3,9.4220987773064354E-6,3.1223147834817662E-3,6.8259555307257271E-3,8.8546523999999977E-3,1.0343589980739877E-2,6.5871760126480418E-4,0.10940124748604418,50823.552672299011,26706.410622755724,2056.6317959999815,9.4220987773064362,3122.314783481766,6825.9555307257269,8854.6523999999972,10343.589980739876,658.71760126480422,109401.24748604419,null,null,49900.980193434501,36233.922900129335,1154.9264314648512,6.8327302179363789,4363.387624789867,5170.0943760989603,9804.1058757094124,585.46764165600166,107219.71777350086]
[2004,4,3,8,4.4812555320774154E-2,3.1505319228065432E-2,0,0,3.5098984500387459E-3,6.8007717612688229E-3,4.9129634399999993E-3,1.6414950651465476E-2,0,0.10795645885161263,44812.555320774154,31505.319228065433,0,0,3509.898450038746,6800.771761268823,4912.9634399999995,16414.950651465475,0,107956.45885161264,null,null,43999.097227572551,42534.123748189602,0,0,4347.2892855171913,2868.6032498716504,15558.80641355441,0,109307.91992470541]
[2004,4,3,12,5.9150530288088254E-2,3.4536195111192276E-2,0,0,3.6613726008738897E-3,7.6819606451990919E-3,3.6812881599999989E-3,1.5635504802421572E-2,0,0.12434685160777507,59150.530288088252,34536.195111192275,0,0,3661.3726008738895,7681.9606451990921,3681.2881599999992,15635.504802421572,0,124346.85160777508,null,null,58076.802685732437,46399.827837164536,0,0,4910.5757959458551,2149.447132765561,14820.013630522804,0,126356.6670821312]
[2004,4,4,1,3.3756969508460306E-2,2.4448304164947535E-2,2.0566317959999814E-3,9.4220987773064354E-6,3.202409912619884E-3,6.407692580220432E-3,3.451233279999999E-3,1.3138627563335099E-2,6.5871760126480418E-4,8.7130008505625356E-2,33756.969508460308,24448.304164947534,2056.6317959999815,9.4220987773064362,3202.4099126198839,6407.6925802204323,3451.233279999999,13138.6275633351,658.71760126480422,87130.008505625345,null,null,33144.197488385682,33588.221701574708,1154.9264314648512,6.8327302179363789,4096.0194337830817,2015.1216519276995,12453.364444289133,585.46764165600166,87044.151523299079]
[2004,4,4,9,4.6111185480435746E-2,3.1901010339941409E-2,0,0,3.7673645095118347E-3,7.6212807910666369E-3,3.7821678399999987E-3,1.5842453171949059E-2,0,0.10902546213290469,46111.185480435743,31901.010339941407,0,0,3767.3645095118345,7621.280791066637,3782.1678399999987,15842.453171949059,0,109025.46213290468,null,null,45274.154055923507,43327.535007504746,0,0,4871.7871276921869,2208.3492152720023,15016.168324340993,0,110697.99373073345]
[2004,4,4,10,4.8853465226466365E-2,3.3032796326812067E-2,0,0,3.8125040723791404E-3,8.1693152015351825E-3,3.8830475199999989E-3,1.5338411229353926E-2,0,0.11308953957654669,48853.465226466367,33032.796326812066,0,0,3812.5040723791403,8169.3152015351825,3883.0475199999987,15338.411229353926,0,113089.53957654667,null,null,47966.654680070467,44757.18475108649,0,0,5222.1097387659838,2267.251297778444,14538.415379744145,0,114751.61584744553]
[2004,4,4,19,6.1078640347421213E-2,2.963635542999879E-2,4.7987656599999574E-4,2.1984705354456221E-6,3.4675739588946692E-3,7.9397341914528539E-3,6.0062367199999987E-3,1.3446420772614683E-2,1.5369943276842711E-4,0.12221073588968609,61078.640347421213,29636.355429998788,479.87656599999576,2.198470535445622,3467.5739588946694,7939.7341914528542,6006.236719999999,13446.420772614683,153.6994327684271,122210.73588968607,null,null,59969.912805402935,40212.419700563762,269.48048308496891,1.5942898090775899,5075.353591033876,3506.9485830512185,12745.104277095767,136.60792463115288,121917.42165467275]
[2004,4,5,8,6.1989124073887271E-2,3.8155588123360791E-2,0,0,3.4397552757630709E-3,8.5818713652787496E-3,1.1974951119999999E-2,1.568539283960485E-2,0,0.13982668279789473,61989.124073887273,38155.588123360794,0,0,3439.755275763071,8581.8713652787501,11974.95112,15685.39283960485,0,139826.68279789475,null,null,60863.869012946663,50527.216473456654,0,0,5485.8299536584591,6991.9884646823593,14867.299688785644,0,138736.20359352979]
[2004,4,5,12,6.104737760976664E-2,4.4971896569860233E-2,0,0,3.4984716608428726E-3,9.225054975115797E-3,1.2758613999999995E-2,1.9081429788932389E-2,0,0.15058284460451793,61047.377609766641,44971.896569860233,0,0,3498.4716608428726,9225.0549751157978,12758.613999999994,19081.42978893239,0,150582.84460451792,null,null,59939.217563325859,58878.532739616174,0,0,5896.9752344909975,7449.5570812263004,18086.211678822474,0,150250.49429748178]
[2004,4,5,22,7.0735498006106595E-2,3.5748872821211447E-2,2.0566317959999814E-3,9.4220987773064354E-6,3.3943468222913898E-3,8.0627139121318726E-3,1.1728082959999995E-2,1.3091641438668597E-2,6.5871760126480418E-4,0.14548592745645195,70735.498006106602,35748.872821211444,2056.6317959999815,9.4220987773064362,3394.3468222913898,8062.7139121318723,11728.082959999996,13091.641438668597,658.71760126480422,145485.92745645199,null,null,69451.47474704824,47548.541994654799,1154.9264314648512,6.8327302179363789,5153.9664956881034,6847.8459700934227,12408.828945320456,585.46764165600166,143157.8849561438]
[2004,4,6,5,4.718271877244995E-2,3.3422997825837839E-2,2.0566317959999814E-3,9.4220987773064354E-6,3.2348863839456407E-3,7.0276316535260539E-3,1.2001196239999998E-2,1.746034639181122E-2,6.5871760126480418E-4,0.1230545487636128,47182.718772449953,33422.99782583784,2056.6317959999815,9.4220987773064362,3234.8863839456408,7027.6316535260539,12001.196239999997,17460.346391811221,658.71760126480422,123054.54876361279,null,null,46326.236383307725,44529.52421029062,1154.9264314648512,6.8327302179363789,4492.3060003171377,7007.3125837084244,16549.678106984797,585.46764165600166,120652.28408794748]
[2004,4,6,14,5.9077026864325845E-2,4.9477488811631373E-2,0,0,3.5578063487369557E-3,9.1889653571444584E-3,1.4415337199999998E-2,2.3105456144561765E-2,0,0.15882208072640042,59077.026864325846,49477.488811631374,0,0,3557.8063487369559,9188.9653571444578,14415.337199999998,23105.456144561766,0,158822.0807264004,null,null,58004.633529889135,64423.69795071923,0,0,5873.9054984326967,8416.8920947467286,21900.359427398784,0,158619.4885011866]
[2004,4,6,21,8.225774744775409E-2,4.5561771994843327E-2,2.0566317959999814E-3,9.4220987773064354E-6,3.5300237562684751E-3,8.3822755618018809E-3,1.2307731039999999E-2,2.0826081201625959E-2,6.5871760126480418E-4,0.17559040249833582,82257.747447754096,45561.77199484333,2056.6317959999815,9.4220987773064362,3530.0237562684752,8382.27556180188,12307.731039999999,20826.081201625959,658.71760126480422,175590.40249833581,null,null,80764.567022961637,59633.400959959203,1154.9264314648512,6.8327302179363789,5358.2413904264376,7186.2935051456816,19739.868407105725,585.46764165600166,174429.59808893746]
[2004,4,6,23,6.9729188649294935E-2,3.8438945257458355E-2,2.0566317959999814E-3,9.4220987773064354E-6,3.1995194144435668E-3,7.7085328359600882E-3,1.0725642399999999E-2,1.8982738363670572E-2,6.5871760126480418E-4,0.15150933841686956,69729.188649294942,38438.945257458356,2056.6317959999815,9.4220987773064362,3199.5194144435668,7708.5328359600881,10725.642399999999,18982.738363670571,658.71760126480422,151509.33841686961,null,null,68463.432380027793,50579.597285976015,1154.9264314648512,6.8327302179363789,4927.5616622920661,6262.5364551056309,17992.667640041622,585.46764165600166,149973.0222267819]
[2004,4,7,11,6.630751088829584E-2,5.1738618817305501E-2,0,0,3.5756888173877565E-3,9.3414064159566667E-3,1.3910733759999997E-2,2.3635575703263512E-2,0,0.16850953440220928,66307.510888295845,51738.618817305498,0,0,3575.6888173877564,9341.406415956666,13910.733759999997,23635.575703263512,0,168509.53440220928,null,null,65103.866485827835,67192.088525861094,0,0,5971.351112682155,8122.2619625346288,22402.82987431073,0,168792.39796121645]
[2004,4,7,16,6.5665756077171469E-2,4.9949381559278007E-2,0,0,3.5826186189742214E-3,8.8153267344291113E-3,1.2144519199999997E-2,2.3963700758916431E-2,0,0.16412130294876925,65665.756077171463,49949.381559278008,0,0,3582.6186189742211,8815.3267344291107,12144.519199999997,23963.700758916431,0,164121.30294876924,null,null,64473.761102887664,65027.06169077193,0,0,5635.062726140809,7090.9966399523319,22713.841118190696,0,164940.72327794344]
[2004,4,8,4,4.2923045123227442E-2,3.1584224931912236E-2,2.0566317959999814E-3,9.4220987773064354E-6,3.1692309168231425E-3,6.2316220149309298E-3,1.1727262799999996E-2,1.7131131089912016E-2,6.5871760126480418E-4,0.11549128837284785,42923.045123227443,31584.224931912235,2056.6317959999815,9.4220987773064362,3169.2309168231423,6231.6220149309302,11727.262799999995,17131.131089912014,658.71760126480422,115491.28837284785,null,null,42143.88628726254,42216.153140516151,1154.9264314648512,6.8327302179363789,3983.4690190879114,6847.367091373857,16237.633480145038,585.46764165600166,113175.73582172427]
[2004,4,8,9,6.2800727495229303E-2,4.4927705724255307E-2,0,0,3.5892300038614599E-3,9.0109988968026418E-3,1.3541046639999997E-2,1.9099991888474496E-2,0,0.1529697006486232,62800.727495229301,44927.705724255306,0,0,3589.2300038614599,9010.998896802641,13541.046639999997,19099.991888474495,0,152969.7006486232,null,null,61660.739836095287,58935.099793285379,0,0,5760.1431618356137,7906.4073796908988,18103.805646634915,0,152366.19581754212]
[2004,4,8,18,7.3076416117349635E-2,4.4623727613003511E-2,0,0,3.6412248820390804E-3,8.3239500963088863E-3,1.3322268959999994E-2,2.0465454617814176E-2,0,0.16345304228651528,{"$f":"E2372*1000000*O$8826","v":73076.41611734964},{"$f":"F2372*1000000*P$8826","v":44623.72761300351},{"$f":"G2372*1000000*Q$8826","v":0},{"$f":"H2372*1000000*R$8826","v":0},{"$f":"I2372*1000000*S$8826","v":3641.2248820390805},{"$f":"J2372*1000000*T$8826","v":8323.9500963088867},{"$f":"K2372*1000000*U$8826","v":13322.268959999994},{"$f":"L2372*1000000*V$8826","v":20465.454617814175},{"$f":"M2372*1000000*W$8826","v":0},{"$f":"SUM(O2372:W2372)","v":163453.04228651529},null,null,{"$f":"O2372*AA$8826","v":71749.899437206899},{"$f":"(P2372+S2372)*AB$8826","v":58629.007564569976},{"$f":"Q2372*AC$8826","v":0},{"$f":"R2372*AD$8826","v":0},{"$f":"T2372*AE$8826","v":5320.9577290845682},{"$f":"U2372*AF$8826","v":7778.666481247049},{"$f":"V2372*AG$8826","v":19398.050796791555},{"$f":"W2372*AH$8826","v":0},{"$f":"SUM(AA2372:AH2372)","v":162876.58200890006}]
[2004,4,8,24,5.8627102525970899E-2,3.6152493864394668E-2,2.0566317959999814E-3,9.4220987773064354E-6,3.0623567582775402E-3,7.1505359414208124E-3,3.0413583199999988E-3,2.0166388980224277E-2,6.5871760126480418E-4,0.13092500788633027,58627.102525970899,36152.493864394666,2056.6317959999815,9.4220987773064362,3062.3567582775404,7150.5359414208124,3041.3583199999989,20166.388980224277,658.71760126480422,130925.00788633028,null,null,57562.876424840644,47635.554474777105,1154.9264314648512,6.8327302179363789,4570.8706857182715,1775.8020118253069,19114.583337217315,585.46764165600166,132406.91373771743]
[2004,4,9,11,6.094897738606786E-2,4.6603137850727533E-2,0,0,3.489996693622331E-3,9.3655829038708817E-3,3.1174281599999991E-3,2.2908066990605373E-2,0,0.14643318998489399,60948.977386067862,46603.137850727529,0,0,3489.9966936223309,9365.5829038708816,3117.428159999999,22908.066990605374,0,146433.18998489398,null,null,59842.603545697406,60849.75975963856,0,0,5986.8055626417126,1820.2180130649206,21713.265375168503,0,150212.65225621112]
[2004,4,9,17,6.2912915118799775E-2,4.2220142430075852E-2,0,0,3.5709236367246051E-3,8.7242210153707037E-3,3.1848863199999992E-3,2.0851116173350705E-2,0,0.14146420469432164,62912.915118799778,42220.142430075852,0,0,3570.9236367246049,8724.2210153707038,3184.8863199999992,20851.116173350703,0,141464.20469432164,null,null,61770.890978378382,55623.897259526319,0,0,5576.8247892984682,1859.6057877491064,19763.597645585,0,144594.81646053726]
[2004,4,9,20,7.2398663542790259E-2,4.227319740198783E-2,2.0566317959999814E-3,9.4220987773064354E-6,3.4411533188704363E-3,7.2362450242159987E-3,3.1844762399999989E-3,2.0579884195153404E-2,6.5871760126480418E-4,0.15183839121906001,72398.663542790266,42273.197401987833,2056.6317959999815,9.4220987773064362,3441.1533188704361,7236.2450242159985,3184.4762399999991,20579.884195153405,658.71760126480422,151838.39121906002,null,null,71084.449738772688,55530.70863372118,1154.9264314648512,6.8327302179363789,4625.6589054066653,1859.366348389324,19506.512142768672,585.46764165600166,154353.92257239734]
[2004,4,10,5,3.9981377269992333E-2,2.9506484261206278E-2,2.0566317959999814E-3,9.4220987773064354E-6,3.2707320854790775E-3,6.0737582653462747E-3,3.1311658399999988E-3,1.7087768016403812E-2,6.5871760126480418E-4,0.10177605723446986,39981.377269992336,29506.484261206278,2056.6317959999815,9.4220987773064362,3270.7320854790773,6073.758265346275,3131.1658399999988,17087.768016403814,658.71760126480422,101776.05723446986,null,null,39255.616940441461,39815.550742181797,1154.9264314648512,6.8327302179363789,3882.5570327381593,1828.239231617627,16196.532067138316,585.46764165600166,102725.72281745615]
[2004,4,10,13,6.8740411336251805E-2,3.7360872197950146E-2,0,0,3.7248391541141175E-3,7.7654351080370743E-3,3.1606915999999995E-3,1.6406387144478653E-2,0,0.1371586365408318,68740.411336251811,37360.872197950142,0,0,3724.8391541141173,7765.4351080370743,3160.6915999999997,16406.387144478653,0,137158.63654083179,null,null,67492.603807062347,49908.149850625647,0,0,4963.9355690199272,1845.478865521952,15550.689548005552,0,139760.85764023542]
[2004,4,10,22,6.9394431467694015E-2,3.2709150109228646E-2,2.0566317959999814E-3,9.4220987773064354E-6,3.1627884301736399E-3,6.9699114875074993E-3,3.5016731199999989E-3,1.5259939073038889E-2,6.5871760126480418E-4,0.13372266518368475,69394.431467694012,32709.150109228645,2056.6317959999815,9.4220987773064362,3162.7884301736399,6969.9114875074993,3501.673119999999,15259.93907303889,658.71760126480422,133722.66518368476,null,null,68134.751864590653,43574.810442389309,1154.9264314648512,6.8327302179363789,4455.4092674022359,2044.5726931809204,14464.036046239977,585.46764165600166,134420.80711714187]
[2004,4,11,6,4.1185913461529493E-2,2.7873748550582091E-2,1.3369791699999881E-3,6.12513617043251E-6,3.0617306307648704E-3,6.1219030818322751E-3,3.4157613599999997E-3,1.5076302997885919E-2,4.282204104382178E-4,9.8506684799203298E-2,41185.91346152949,27873.748550582091,1336.979169999988,6.1251361704325102,3061.7306307648705,6121.9030818322753,3415.7613599999995,15076.302997885919,428.22041043821781,98506.684799203285,null,null,40438.287837608623,37578.332706803747,750.79680512288394,4.4418344564048065,3913.332869982803,1994.4101473065323,14289.977762147912,380.60193522511247,99350.181898654031]
[2004,4,11,15,6.8290608090605207E-2,3.5849295845927547E-2,0,0,3.5473571615872645E-3,7.2573342472043089E-3,3.3273891199999987E-3,1.7529002210023976E-2,0,0.13580098667534829,68290.608090605208,35849.295845927547,0,0,3547.3571615872647,7257.3342472043087,3327.3891199999989,17529.002210023977,0,135800.98667534831,null,null,67050.965596591719,47856.395744584399,0,0,4639.1398685025151,1942.8109652734499,16614.75308694772,0,138104.06526189981]
[2004,4,11,24,4.825038181322145E-2,2.8120750208305696E-2,2.0566317959999814E-3,9.4220987773064354E-6,2.8910266467413667E-3,6.2908366998318168E-3,9.5720873599999968E-3,1.1651316397361828E-2,6.5871760126480418E-4,0.10950117062150423,48250.381813221451,28120.750208305697,2056.6317959999815,9.4220987773064362,2891.0266467413667,6290.836699831817,9572.0873599999959,11651.316397361828,658.71760126480422,109501.17062150425,null,null,47374.518714027967,37671.013972552049,1154.9264314648512,6.8327302179363789,4021.3211003297724,5588.993536038065,11043.626029630537,585.46764165600166,107446.70015591718]
[2004,4,12,5,4.0690165059909383E-2,2.8988908832096129E-2,2.0566317959999814E-3,9.4220987773064354E-6,3.014493533148047E-3,6.4946106665090203E-3,1.0389376799999997E-2,1.4952685599326884E-2,6.5871760126480418E-4,0.10725501198703155,40690.165059909385,28988.908832096127,2056.6317959999815,9.4220987773064362,3014.4935331480469,6494.6106665090201,10389.376799999998,14952.685599326884,658.71760126480422,107255.01198703155,null,null,39951.538488745115,38875.573731406854,1154.9264314648512,6.8327302179363789,4151.5804904549113,6066.1961800841582,14172.807798353015,585.46764165600166,104964.92349238282]
[2004,4,12,9,5.8827089244136564E-2,4.1219117425704506E-2,0,0,3.4708135963262957E-3,9.0487921328395553E-3,1.0332785759999998E-2,1.7200833077821526E-2,0,0.14009943123682844,58827.089244136565,41219.117425704506,0,0,3470.8135963262957,9048.7921328395551,10332.785759999997,17200.833077821524,0,140099.43123682844,null,null,57759.232892214757,54286.312707339217,0,0,5784.3019096742046,6033.1535484342021,16303.70006539104,0,140166.70112305341]
[2004,4,12,19,7.6603113677566143E-2,3.9106965350916421E-2,1.371045999999988E-4,6.281207392278828E-7,3.6295685380288026E-3,8.5339135373579088E-3,1.2940074399999996E-2,1.4153804506615672E-2,4.3913165890959746E-5,0.1551490858971151,76603.113677566143,39106.96535091642,137.10459999999881,0.62812073922788281,3629.5685380288028,8533.9135373579084,12940.074399999996,14153.804506615672,43.913165890959746,155149.08589711515,null,null,75212.578762977791,51913.45767751096,76.992744507493697,0.45550143942152699,5455.1736459928634,7555.5089979299619,13415.593443411723,39.029984355152628,153668.79075812537]
[2004,4,13,2,3.56034005284998E-2,2.5163465856418557E-2,2.0566317959999814E-3,9.4220987773064354E-6,3.1196158994311477E-3,6.8679048051867074E-3,1.1401249199999996E-2,1.1422293148221314E-2,6.5871760126480418E-4,9.6302700933799598E-2,35603.400528499798,25163.465856418556,2056.6317959999815,9.4220987773064362,3119.6158994311477,6867.9048051867076,11401.249199999997,11422.293148221313,658.71760126480422,96302.700933799599,null,null,34957.111244211199,34356.379287504365,1154.9264314648512,6.8327302179363789,4390.2030565968907,6657.0128003469426,10826.547801785704,585.46764165600166,92934.480993783887]
[2004,4,13,11,5.1596661060256295E-2,4.3737946003168687E-2,0,0,3.5675329037604948E-3,9.2424662527144201E-3,1.3303610319999999E-2,1.8219601219351102E-2,0,0.139667817759251,51596.661060256294,43737.94600316869,0,0,3567.5329037604947,9242.466252714421,13303.61032,18219.601219351101,0,139667.81775925102,null,null,50660.054762730826,57463.50379117905,0,0,5908.1051272750392,7767.7719903769585,17269.332958898409,0,139068.76863046028]
[2004,4,13,18,6.4468746660526752E-2,4.0472223174328317E-2,0,0,3.6370825837617475E-3,8.5226773489258095E-3,1.1703273119999998E-2,1.6786557177132493E-2,0,0.14559056006467511,64468.746660526755,40472.223174328319,0,0,3637.0825837617476,8522.6773489258103,11703.273119999998,16786.557177132494,0,145590.56006467511,null,null,63298.480351136932,53581.008314980012,0,0,5447.9910844696105,6833.3598888265951,15911.031291815039,0,145071.87093122819]
[2004,4,14,4,3.3302715252011533E-2,2.5411158945385582E-2,2.0566317959999814E-3,9.4220987773064354E-6,3.1653131085360637E-3,6.0980769228444311E-3,1.1429544719999997E-2,1.2247563678525681E-2,6.5871760126480418E-4,9.4379144123345388E-2,33302.715252011534,25411.158945385581,2056.6317959999815,9.4220987773064362,3165.3131085360637,6098.0769228444315,11429.544719999996,12247.563678525681,658.71760126480422,94379.144123345366,null,null,32698.189063905971,34712.770024795529,1154.9264314648512,6.8327302179363789,3898.1023624288255,6673.5341161719198,11608.775217051843,585.46764165600166,91338.597587692871]
[2004,4,14,8,5.4663591315140272E-2,3.6351175295264548E-2,0,0,3.4959097696706629E-3,8.7488197295475939E-3,1.3552323839999996E-2,1.2677693602580118E-2,0,0.1294895135522032,54663.591315140271,36351.175295264547,0,0,3495.9097696706631,8748.8197295475948,13552.323839999997,12677.693602580119,0,129489.51355220319,null,null,53671.312690534542,48403.55021458077,0,0,5592.5491409356928,7912.9919620849123,12016.471125686352,0,127596.87513382226]
[2004,4,14,13,4.9182424943190729E-2,4.3190711162508326E-2,0,0,3.6021580433299011E-3,8.8881967537649698E-3,1.3796936559999995E-2,1.7423238112782572E-2,0,0.1360836655755765,49182.42494319073,43190.711162508327,0,0,3602.1580433299009,8888.1967537649707,13796.936559999995,17423.238112782572,0,136083.66557557648,null,null,48289.64296887711,56840.820115150971,0,0,5681.6437709713909,8055.817540195043,16514.505261083166,0,135382.42965627767]
[2004,4,14,22,6.2718752990160248E-2,3.1911365824635711E-2,2.0566317959999814E-3,9.4220987773064354E-6,3.3477708207036872E-3,8.0170481202017276E-3,1.1840854959999998E-2,1.1763648610725796E-2,6.5871760126480418E-4,0.13232421282246923,62718.752990160247,31911.365824635712,2056.6317959999815,9.4220987773064362,3347.7708207036871,8017.0481202017272,11840.854959999997,11763.648610725797,658.71760126480422,132324.21282246927,null,null,61580.253369905229,42830.420050908331,1154.9264314648512,6.8327302179363789,5124.7753369576803,6913.6917940335507,11150.099402523683,585.46764165600166,129346.46675766727]
[2004,4,15,6,4.5134941345303464E-2,3.1268123010674158E-2,1.0970356539999903E-3,5.0258769286356827E-6,3.2817217833834697E-3,7.2712081249944847E-3,1.3807393599999995E-2,1.562795400942853E-2,3.5136901797897023E-4,0.1178447724226917,45134.941345303465,31268.123010674157,1097.0356539999902,5.0258769286356824,3281.7217833834698,7271.2081249944849,13807.393599999996,15627.954009428531,351.36901797897025,117844.77242269171,null,null,44315.631152865135,41968.820170155144,616.05362492602899,3.644672166314888,4648.0085325869795,8061.9232438694917,14812.856659482075,312.29648321547666,114739.23453926663]
[2004,4,15,15,5.1879590521627536E-2,4.4879509439531368E-2,0,0,3.594349206634343E-3,8.8377687616814915E-3,1.2703663279999996E-2,2.0146704845603498E-2,0,0.14204158605507824,51879.590521627535,44879.509439531364,0,0,3594.3492066343429,8837.768761681491,12703.663279999995,20146.704845603497,0,142041.58605507825,null,null,50937.848358528005,58882.772660800838,0,0,5649.4084486623597,7417.4722070154749,19095.925855602789,0,141983.42753060945]
[2004,4,15,21,7.1289677897048237E-2,3.974546330268762E-2,2.0566317959999814E-3,9.4220987773064354E-6,3.525517063606801E-3,8.219342691272424E-3,1.3978191919999999E-2,1.5941453413996033E-2,6.5871760126480418E-4,0.15542441778465318,71289.677897048241,39745.463302687618,2056.6317959999815,9.4220987773064362,3525.517063606801,8219.3426912724244,13978.191919999999,15941.453413996032,658.71760126480422,155424.41778465323,null,null,69995.594909992913,52562.667195879018,1154.9264314648512,6.8327302179363789,5254.0890460785204,8161.6497372188151,15110.005073144523,585.46764165600166,152831.23276565253]
[2004,4,16,8,5.8692075486985067E-2,3.6483974135374755E-2,0,0,3.367470590719793E-3,8.0995744108622904E-3,1.1888834319999998E-2,1.4724017493783487E-2,0,0.13325594643772537,58692.075486985064,36483.974135374752,0,0,3367.4705907197931,8099.5744108622903,11888.834319999998,14724.017493783487,0,133255.94643772539,null,null,57626.669966814814,48408.846036784598,0,0,5177.5290054759143,6941.7061991280789,13956.066191104484,0,132110.81739930788]
[2004,4,16,11,5.695513531321772E-2,4.4271713195570654E-2,0,0,3.4893985591197933E-3,8.9627163071908707E-3,1.2646867199999998E-2,1.9554434382253551E-2,0,0.1458802649573526,56955.135313217717,44271.713195570657,0,0,3489.3985591197934,8962.7163071908708,12646.867199999999,19554.434382253552,0,145880.2649573526,null,null,55921.259529114606,58016.975830352931,0,0,5729.2792552284745,7384.3098556856303,18534.546069614502,0,145586.37053999613]
[2004,4,17,1,4.6785052232763524E-2,2.9714637747976308E-2,2.0566317959999814E-3,9.4220987773064354E-6,3.2244737727116809E-3,6.5373862587456769E-3,5.9227854399999981E-3,1.6251009261145262E-2,6.5871760126480418E-4,0.11116011620938453,46785.052232763526,29714.637747976307,2056.6317959999815,9.4220987773064362,3224.4737727116808,6537.386258745677,5922.7854399999978,16251.009261145262,658.71760126480422,111160.11620938453,null,null,45935.788469356608,40012.210075519855,1154.9264314648512,6.8327302179363789,4178.9241332560296,3458.2226733355233,15403.415611028089,585.46764165600166,110735.78776583489]
[2004,4,17,2,4.2748555589816696E-2,2.8657409740817555E-2,2.0566317959999814E-3,9.4220987773064354E-6,3.2004963189391166E-3,6.1400250630026165E-3,5.7915598399999983E-3,1.6121228004328029E-2,6.5871760126480418E-4,0.1053840460529461,42748.555589816693,28657.409740817555,2056.6317959999815,9.4220987773064362,3200.4963189391165,6140.0250630026167,5791.5598399999981,16121.228004328028,658.71760126480422,105384.0460529461,null,null,41972.564168031051,38698.834637010768,1154.9264314648512,6.8327302179363789,3924.9170691501445,3381.6020782051924,15280.403273446262,585.46764165600166,105005.54802918222]
[2004,4,17,10,6.4590901482351651E-2,3.6412550446624455E-2,0,0,3.6368037758070866E-3,7.7488971194513111E-3,6.3439375999999985E-3,1.543837751863846E-2,0,0.13417146794287299,64590.901482351648,36412.550446624453,0,0,3636.8037758070868,7748.8971194513115,6343.9375999999984,15438.377518638459,0,134171.46794287296,null,null,63418.417762512327,48649.253138791661,0,0,4953.3639128746136,3704.1268958319288,14633.16779026818,0,135358.32950027872]
[2004,4,17,19,7.4842690565433564E-2,3.5308657043863351E-2,0,0,3.5026123213926356E-3,7.5628572065883585E-3,4.595356479999999E-3,1.7477521495481811E-2,0,0.14328969511275974,74842.690565433571,35308.65704386335,0,0,3502.6123213926357,7562.8572065883582,4595.3564799999995,17477.521495481811,0,143289.69511275974,null,null,73484.111659998729,47145.311195320755,0,0,4834.4407452903552,2683.1574657202714,16565.957419595437,0,144712.97848592556]
[2004,4,18,7,4.3716022212515408E-2,2.8331748146931734E-2,0,0,3.1914937911429919E-3,6.4177538022633044E-3,4.7880940799999985E-3,1.4903870691546002E-2,0,0.10134898272439945,43716.022212515411,28331.748146931735,0,0,3191.493791142992,6417.7538022633044,4788.0940799999989,14903.870691546002,0,101348.98272439944,null,null,42922.468892094374,38292.307243791096,0,0,4102.4509160209191,2795.6939648179446,14126.538898958521,0,102239.45991568285]
[2004,4,18,12,6.5407579873517016E-2,3.633818840421886E-2,0,0,3.5611075222656131E-3,7.3931499820435323E-3,4.8209004799999993E-3,1.7138818170649009E-2,0,0.13465974443269402,65407.579873517017,36338.188404218861,0,0,3561.1075222656132,7393.149982043532,4820.9004799999993,17138.81817064901,0,134659.74443269402,null,null,64220.271432300375,48466.972446210217,0,0,4725.9579987967509,2814.8491136005277,16244.919630655737,0,136472.97062156361]
[2004,4,18,21,7.5967766824116226E-2,3.163860844876866E-2,2.0566317959999814E-3,9.4220987773064354E-6,3.0949095962333234E-3,7.2755389735763365E-3,7.2684629599999995E-3,1.3856779326039001E-2,6.5871760126480418E-4,0.1418268376247756,75967.766824116232,31638.60844876866,2056.6317959999815,9.4220987773064362,3094.9095962333236,7275.5389735763365,7268.4629599999998,13856.779326039001,658.71760126480422,141826.83762477562,null,null,74588.765017520258,42191.934041864261,1154.9264314648512,6.8327302179363789,4650.7769612738985,4243.9429324610883,13134.060018019982,585.46764165600166,140556.70577447827]
[2004,4,19,6,4.0610634003544831E-2,2.950754575205403E-2,8.5709213799999245E-4,3.9266176868388555E-6,3.1092847196513671E-3,7.0993318048072872E-3,1.0465856719999998E-2,1.4482103114237723E-2,2.7451762551972266E-4,0.1064102924955018,40610.63400354483,29507.545752054029,857.09213799999247,3.9266176868388554,3109.2847196513671,7099.331804807287,10465.856719999998,14482.103114237723,274.51762551972269,106410.29249550178,null,null,39873.451116656041,39620.724803455021,481.31044472917409,2.84750987622497,4538.1392248946831,6110.8516206835538,13726.769187420125,243.99103120584084,104598.08493892066]
[2004,4,19,14,5.2092318214865978E-2,4.2695826822725741E-2,0,0,3.4993044453122562E-3,8.9371707584420205E-3,1.3204575999999997E-2,1.8624054724642101E-2,0,0.13905325096598811,52092.318214865976,42695.826822725743,0,0,3499.3044453122561,8937.1707584420201,13204.575999999997,18624.054724642101,0,139053.25096598809,null,null,51146.714520941561,56114.728401282206,0,0,5712.9496540792343,7709.9473849895357,17652.69163756397,0,138337.0315988565]
[2004,4,19,20,7.3401871069305138E-2,3.9159399890916248E-2,1.9195271959999833E-3,8.7939780380785548E-6,3.5783636511057255E-3,7.8337616818113416E-3,1.1184726959999995E-2,1.4920362366014345E-2,6.1480443537384455E-4,0.15262161122856471,73401.87106930514,39159.399890916247,1919.5271959999832,8.7939780380785546,3578.3636511057257,7833.761681811342,11184.726959999995,14920.362366014346,614.80443537384451,152621.6112285647,null,null,72069.446581345022,51914.951377096513,1077.9336869573578,6.3772287785148531,5007.6122857973705,6530.5888183818952,14142.170427553179,546.43765730084908,151295.51806321071]
[2004,4,19,23,5.3644464260024206E-2,2.9504299516583746E-2,2.0566317959999814E-3,9.4220987773064354E-6,3.1631632878174566E-3,7.1186147958609922E-3,1.1606084159999997E-2,9.9789739501086657E-3,6.5871760126480418E-4,0.11774037146643716,53644.464260024208,29504.299516583746,2056.6317959999815,9.4220987773064362,3163.1632878174564,7118.6147958609927,11606.084159999997,9978.973950108666,658.71760126480422,117740.37146643715,null,null,52670.685297958378,39682.229544746107,1154.9264314648512,6.8327302179363789,4550.4655818646252,6776.6127605581933,9458.5068936397856,585.46764165600166,114885.72688210588]
[2004,4,20,8,5.4069444057883699E-2,3.6291861251781361E-2,0,0,3.4940767279237127E-3,8.7725434795031393E-3,1.2746516639999999E-2,1.4361981820306215E-2,0,0.12973642397739812,54069.444057883702,36291.86125178136,0,0,3494.0767279237125,8772.5434795031397,12746.516639999998,14361.981820306215,0,129736.42397739815,null,null,53087.950667271201,48329.272861404526,0,0,5607.7141850827984,7442.4936201127248,13612.912984126626,0,128080.34431799789]
[2004,4,20,19,6.6553765754038444E-2,3.504686392786785E-2,0,0,3.6491294954692E-3,7.9651360492513559E-3,1.1508075039999998E-2,1.2841083089056682E-2,0,0.1375640533556835,66553.765754038439,35046.863927867853,0,0,3649.1294954692003,7965.1360492513559,11508.075039999998,12841.083089056681,0,137564.05335568351,null,null,65345.651220106272,47005.281759438229,0,0,5091.5913399418105,6719.3867535702284,12171.338809670035,0,136333.24988272658]
[2004,4,21,1,3.2650355820769791E-2,2.5175239712526144E-2,2.0566317959999814E-3,9.4220987773064354E-6,3.1741127097549408E-3,5.8691081505986356E-3,1.0543976959999998E-2,1.2759460571222823E-2,6.5871760126480418E-4,9.2897025420914409E-2,32650.35582076979,25175.239712526145,2056.6317959999815,9.4220987773064362,3174.1127097549406,5869.1081505986358,10543.976959999998,12759.460571222822,658.71760126480422,92897.025420914419,null,null,32057.671560785071,34436.880421405069,1154.9264314648512,6.8327302179363789,3751.7375783654852,6156.4648187220791,12093.973426067707,585.46764165600166,90243.954608684187]
[2004,4,21,9,4.813918779022329E-2,4.0700361245188423E-2,0,0,3.5797734919172531E-3,9.0437351136258282E-3,1.1765400239999996E-2,1.701495700799344E-2,0,0.13024341488894825,48139.187790223288,40700.361245188426,0,0,3579.7734919172531,9043.7351136258276,11765.400239999995,17014.957007993438,0,130243.41488894822,null,null,47265.34313602309,53788.519831830316,0,0,5781.0692875224513,6869.6349518336101,16127.518616614689,0,129832.08582382415]
[2004,4,21,18,5.8172074540426423E-2,3.8573532931667841E-2,0,0,3.6316311345901582E-3,8.5026288561255766E-3,1.2110892639999999E-2,1.6033385419711083E-2,0,0.13702414552252107,58172.074540426423,38573.53293166784,0,0,3631.6311345901581,8502.6288561255769,12110.892639999998,16033.385419711083,0,137024.14552252111,null,null,57116.108316351267,51267.985471625885,0,0,5435.175392221623,7071.3626124501852,15197.142239164728,0,136087.77403181369]
[2004,4,22,3,3.0343302260458178E-2,2.4615725463047827E-2,2.0566317959999814E-3,9.4220987773064354E-6,3.1496387515740484E-3,5.9219065771598358E-3,8.918009759999998E-3,1.3551940374038935E-2,6.5871760126480418E-4,8.9225294682320919E-2,30343.302260458178,24615.725463047827,2056.6317959999815,9.4220987773064362,3149.6387515740485,5921.9065771598362,8918.0097599999972,13551.940374038935,658.71760126480422,89225.29468232092,null,null,29792.496696670351,33727.490951934691,1154.9264314648512,6.8327302179363789,3785.4881646428944,5207.0877571853234,12845.120359157445,585.46764165600166,87104.910732929493]
[2004,4,22,8,5.2216896941297733E-2,3.670146248556861E-2,0,0,3.4920354218207672E-3,8.8138776431549177E-3,1.2485500719999997E-2,1.5240353430153522E-2,0,0.12895012664199557,52216.896941297731,36701.462485568612,0,0,3492.0354218207672,8813.8776431549177,12485.500719999996,15240.353430153522,0,128950.12664199555,null,null,51269.031837093738,48824.349161037746,0,0,5634.136416717236,7290.0904676113005,14445.47191938948,0,127463.07980184951]
[2004,4,22,12,4.7946615644368605E-2,4.3357829665851041E-2,0,0,3.5552534650663803E-3,8.9771935858409795E-3,1.0906282639999997E-2,1.9182404372189273E-2,0,0.13392557937331628,47946.615644368605,43357.829665851044,0,0,3555.2534650663802,8977.1935858409797,10906.282639999998,19182.404372189274,0,133925.57937331629,null,null,47076.266648236764,56986.847879781191,0,0,5738.5336340796366,6368.0094930897267,18181.91979436548,0,134351.5774495528]
[2004,4,23,1,3.3594425716268354E-2,2.5384475062067785E-2,2.0566317959999814E-3,9.4220987773064354E-6,3.1197690572872376E-3,6.6263279369517458E-3,9.4027243199999982E-3,1.2459899098714844E-2,6.5871760126480418E-4,9.3312392687332046E-2,33594.425716268357,25384.475062067784,2056.6317959999815,9.4220987773064362,3119.7690572872375,6626.3279369517459,9402.7243199999975,12459.899098714843,658.71760126480422,93312.392687332045,null,null,32984.604265789945,34625.032403536818,1154.9264314648512,6.8327302179363789,4235.77874009686,5490.1050804479828,11810.035992524778,585.46764165600166,90892.783285735175]
[2004,4,23,5,3.0098615632575813E-2,2.5409897040989917E-2,2.0566317959999814E-3,9.4220987773064354E-6,3.1522376735863152E-3,6.840758590159585E-3,1.0527163679999998E-2,1.2597451404297707E-2,6.5871760126480418E-4,9.1350895517651423E-2,30098.615632575813,25409.897040989916,2056.6317959999815,9.4220987773064362,3152.2376735863154,6840.7585901595849,10527.163679999998,12597.451404297708,658.71760126480422,91350.895517651414,null,null,29552.251732877976,34695.353992385171,1154.9264314648512,6.8327302179363789,4372.8502540220643,6146.6478049710049,11940.414069178381,585.46764165600166,88454.744656773371]
[2004,4,23,15,4.1863417923052759E-2,4.1269057353237833E-2,0,0,3.7029689704716267E-3,9.0234645082569193E-3,1.1430569919999998E-2,1.7878550939961765E-2,0,0.12516802961498089,41863.417923052759,41269.057353237833,0,0,3702.9689704716266,9023.4645082569186,11430.569919999998,17878.550939961766,0,125168.02961498089,null,null,41103.493926868556,54628.983045153116,0,0,5768.1116132136221,6674.1327145713767,16946.070624032141,0,125120.79192383881]
[2004,4,23,22,5.6216085732140181E-2,2.8546108274078611E-2,2.0566317959999814E-3,9.4220987773064354E-6,3.4138760866704778E-3,7.2692223860852823E-3,9.9087630399999974E-3,1.0406690049290604E-2,6.5871760126480418E-4,0.11848551706430724,56216.085732140178,28546.108274078611,2056.6317959999815,9.4220987773064362,3413.8760866704779,7269.2223860852828,9908.763039999998,10406.690049290604,658.71760126480422,118485.51706430723,null,null,55195.625515587308,38822.832469219924,1154.9264314648512,6.8327302179363789,4646.7391793743091,5785.5732504193211,9863.9148737446976,585.46764165600166,116061.91209168434]
[2004,4,24,7,3.5277192420614167E-2,2.7263332656884662E-2,0,0,3.4870504520520544E-3,6.3369505566746734E-3,5.8448702399999984E-3,1.4178619165726996E-2,0,9.2388015491952538E-2,35277.19242061417,27263.332656884664,0,0,3487.0504520520544,6336.9505566746739,5844.8702399999984,14178.619165726996,0,92388.015491952552,null,null,34636.824615775426,37353.490487584182,0,0,4050.7986776995244,3412.7291949768896,13439.113859983732,0,92892.956836019745]
[2004,4,24,14,5.0842411886021247E-2,3.2160035077760656E-2,0,0,3.7188221733499512E-3,7.7085884988769074E-3,5.6262975999999973E-3,1.3452249904451237E-2,0,0.11350840514045998,50842.411886021247,32160.035077760655,0,0,3718.8221733499513,7708.5884988769076,5626.2975999999971,13452.249904451237,0,113508.40514045999,null,null,49919.497066044431,43583.214826525516,0,0,4927.59724395991,3285.1080162129315,12750.629382576113,0,114466.04653531891]
[2004,4,24,16,4.9799655258794553E-2,3.2882850401364086E-2,0,0,3.7004498421859674E-3,7.6452062450418929E-3,5.4915863199999984E-3,1.5567953188392245E-2,0,0.11508770125577875,49799.655258794555,32882.850401364085,0,0,3700.4498421859676,7645.2062450418925,5491.5863199999985,15567.953188392245,0,115087.70125577874,null,null,48895.669036207139,44438.924640738696,0,0,4887.0811080474932,3206.4521865244524,14755.985263461487,0,116184.11223497926]
[2004,4,25,4,3.0086335439186679E-2,2.3248397474332966E-2,2.0566317959999814E-3,9.4220987773064354E-6,2.9998576471069014E-3,6.5188552494064586E-3,4.5668559199999997E-3,1.2630723740344733E-2,6.5871760126480418E-4,8.2775796966419832E-2,30086.335439186678,23248.397474332967,2056.6317959999815,9.4220987773064362,2999.8576471069014,6518.8552494064588,4566.85592,12630.723740344733,658.71760126480422,82775.796966419832,null,null,29540.194455201345,31884.609194005232,1154.9264314648512,6.8327302179363789,4167.0784690905302,2666.516430215403,11971.951040959417,585.46764165600166,81977.576392810719]
[2004,4,25,9,5.0640235740188055E-2,3.0329032354311555E-2,0,0,3.5476575026266431E-3,6.9999599988294194E-3,5.152040079999998E-3,1.4679104964117517E-2,0,0.1113480306400732,50640.235740188058,30329.032354311556,0,0,3547.6575026266432,6999.9599988294194,5152.0400799999979,14679.104964117518,0,111348.03064007318,null,null,49720.990914499736,41151.116974351593,0,0,4474.6173184736572,3008.1963966247208,13913.496135948488,0,112268.4177398982]
[2004,4,25,18,6.2053919640437764E-2,3.0113879364095313E-2,0,0,3.3404645540741234E-3,7.5174460822809326E-3,5.9410339999999987E-3,1.3756473429594214E-2,0,0.12272321707048234,62053.919640437765,30113.879364095312,0,0,3340.4645540741235,7517.4460822809324,5941.0339999999987,13756.473429594214,0,122723.21707048235,null,null,60927.488380602968,40638.079626154009,0,0,4805.4123789409259,3468.8777248458355,13038.985713012362,0,122878.84382355609]
[2004,4,26,3,3.2266763188431219E-2,2.5258418132310813E-2,2.0566317959999814E-3,9.4220987773064354E-6,2.9269216317433476E-3,6.289304113135173E-3,9.9969302399999984E-3,1.3603924470355744E-2,6.5871760126480418E-4,9.3067033272018387E-2,32266.763188431218,25258.418132310813,2056.6317959999815,9.4220987773064362,2926.9216317433475,6289.3041131351729,9996.9302399999979,13603.924470355743,658.71760126480422,93067.033272018394,null,null,31681.042078149403,34237.648911110729,1154.9264314648512,6.8327302179363789,4020.3414177350128,5837.0527127725127,12894.393153718333,585.46764165600166,90417.705076824757]
[2004,4,26,11,5.2675928853567075E-2,4.289447422930398E-2,0,0,3.474241815054787E-3,9.0455867367027105E-3,1.2499443439999997E-2,1.8004733312333324E-2,0,0.13859440838696188,52675.928853567078,42894.474229303982,0,0,3474.2418150547869,9045.5867367027113,12499.443439999997,18004.733312333323,0,138594.40838696188,null,null,51719.731191190484,56325.587474748609,0,0,5782.2529092415034,7298.2314058438988,17065.671781916633,0,138191.47476294113]
[2004,4,26,17,5.9659436239801619E-2,3.9563458669733154E-2,0,0,3.5462786573257936E-3,8.690969148205158E-3,1.3047515359999996E-2,1.5806449862267952E-2,0,0.14031410793733368,59659.436239801616,39563.458669733154,0,0,3546.2786573257936,8690.9691482051585,13047.515359999996,15806.449862267951,0,140314.10793733367,null,null,58576.470742794707,52366.800031852661,0,0,5555.5690420205674,7618.2421101929203,14982.042816596893,0,139099.12474345774]
[2004,4,27,4,2.7912328508014561E-2,2.562325307557688E-2,2.0566317959999814E-3,9.4220987773064354E-6,3.1592213685411518E-3,5.7352899418701506E-3,9.7379647199999989E-3,1.4119395148873075E-2,6.5871760126480418E-4,8.9012224258917916E-2,27912.328508014562,25623.253075576878,2056.6317959999815,9.4220987773064362,3159.2213685411521,5735.2899418701509,9737.9647199999981,14119.395148873075,658.71760126480422,89012.224258917908,null,null,27405.651096686033,34963.007828186797,1154.9264314648512,6.8327302179363789,3666.1963360721388,5685.8467570700004,13382.978752859241,585.46764165600166,86850.907574212993]
[2004,4,27,5,2.9724995022144183E-2,2.6933526116434632E-2,2.0566317959999814E-3,9.4220987773064354E-6,3.2231273180227732E-3,6.5600232271347562E-3,1.1079541439999997E-2,1.4652298620639038E-2,6.5871760126480418E-4,9.4898283240417478E-2,29724.995022144183,26933.526116434634,2056.6317959999815,9.4220987773064362,3223.1273180227731,6560.0232271347559,11079.541439999997,14652.298620639038,658.71760126480422,94898.28324041747,null,null,29185.413255425978,36632.267741536045,1154.9264314648512,6.8327302179363789,4193.3944689162981,6469.1726225977409,13888.087914035881,585.46764165600166,92115.562805850728]
[2004,4,27,16,4.7618505106759974E-2,4.4197899929167991E-2,0,0,3.567215669864514E-3,9.1193436505172063E-3,1.3295203679999998E-2,1.9365644808917417E-2,0,0.13716381284522711,47618.505106759978,44197.899929167994,0,0,3567.215669864514,9119.3436505172067,13295.203679999997,19365.644808917416,0,137163.8128452271,null,null,46754.112123856394,58021.839430296219,0,0,5829.4008877966235,7762.86348350142,18355.603075096744,0,136723.8190005474]
[2004,4,27,22,5.5621978246522666E-2,3.1117633662292886E-2,2.0566317959999814E-3,9.4220987773064354E-6,3.341327848801571E-3,7.6810378244975448E-3,1.2186552399999996E-2,1.2063742588948465E-2,6.5871760126480418E-4,0.1247370440671052,55621.978246522667,31117.633662292887,2056.6317959999815,9.4220987773064362,3341.3278488015708,7681.0378244975445,12186.552399999997,12063.742588948466,658.71760126480422,124737.04406710522,null,null,54612.302542009958,41858.421290452774,1154.9264314648512,6.8327302179363789,4909.9858969330489,7115.5391743300161,11434.541568216278,585.46764165600166,121678.01727528087]
[2004,4,28,6,3.3750279408643676E-2,3.1037732194936239E-2,3.7721557199999671E-4,1.728147151393233E-6,3.4273645322507678E-3,7.6978869996049588E-3,1.2465201759999996E-2,1.5048273290325558E-2,1.2081819275129551E-4,0.10392650009766388,33750.279408643677,31037.732194936238,377.21557199999671,1.7281471513932329,3427.3645322507678,7697.8869996049589,12465.201759999996,15048.273290325558,120.81819275129551,103926.50009766387,null,null,33137.628830334666,41865.873936982098,211.82996164420516,1.2532200671473799,4920.7564743006687,7278.2382193020776,14263.409982382989,107.38310657468787,101786.37373158854]
[2004,4,28,15,4.1322757934351723E-2,4.5359608566161863E-2,0,0,4.1616847864585872E-3,9.6504942326893547E-3,1.2880407759999997E-2,1.74698595172877E-2,0,0.13084481279694921,41322.757934351721,45359.608566161864,0,0,4161.684786458587,9650.4942326893542,12880.407759999996,17469.859517287699,0,130844.81279694922,null,null,40572.648246687328,60155.125665487532,0,0,6168.9307699819938,7520.6705710816395,16558.695062370112,0,130976.07031560861]
[2004,4,28,24,3.5579678075605553E-2,2.683325168005567E-2,2.0566317959999814E-3,9.4220987773064354E-6,3.2924217854776888E-3,6.7377257742225203E-3,1.1354295039999997E-2,1.1246670632822371E-2,6.5871760126480418E-4,9.7768814484225877E-2,35579.678075605552,26833.25168005567,2056.6317959999815,9.4220987773064362,3292.4217854776889,6737.7257742225202,11354.295039999997,11246.670632822372,658.71760126480422,97768.814484225877,null,null,34933.81941218111,36594.6353656918,1154.9264314648512,6.8327302179363789,4306.9881030040306,6629.5969936518713,10660.085119260999,585.46764165600166,94872.351797128591]
[2004,4,29,5,3.1825643612752356E-2,2.6393943362706503E-2,2.0566317959999814E-3,9.4220987773064354E-6,3.2264139339730296E-3,6.7408160873213933E-3,1.0976816399999997E-2,1.4027135047537595E-2,6.5871760126480418E-4,9.5915539940332972E-2,31825.643612752356,26393.943362706505,2056.6317959999815,9.4220987773064362,3226.4139339730295,6740.8160873213938,10976.816399999998,14027.135047537595,658.71760126480422,95915.539940332965,null,null,31247.929907679576,35980.811380486935,1154.9264314648512,6.8327302179363789,4308.9635383656669,6409.1930629722792,13295.530603495143,585.46764165600166,92989.655296338373]
[2004,4,29,17,5.6781260233228527E-2,4.0381352525011315E-2,0,0,3.623805617336016E-3,8.6938827656973996E-3,1.3444062719999997E-2,1.8447192980481007E-2,0,0.14137155684175426,56781.260233228524,40381.352525011316,0,0,3623.805617336016,8693.882765697399,13444.062719999996,18447.192980481006,0,141371.55684175427,null,null,55750.540709463858,53454.496818841282,0,0,5557.4315274193932,7849.779971102389,17485.054359950809,0,140097.30338677773]
[2004,4,29,19,6.481931139953212E-2,3.4375773929046123E-2,0,0,3.647733059761116E-3,8.5520260441897689E-3,1.3556424639999997E-2,1.2066750019755774E-2,0,0.13701801909228489,64819.311399532118,34375.773929046125,0,0,3647.7330597611158,8552.0260441897681,13556.424639999997,12066.750019755775,0,137018.0190922849,null,null,63642.681477933758,46188.390615472657,0,0,5466.7517888343027,7915.3863556827355,11437.392142349981,0,134650.60238027343]
[2004,4,30,2,3.2006926242202541E-2,2.5100892041822514E-2,2.0566317959999814E-3,9.4220987773064354E-6,2.9774934459757263E-3,6.3999153109978654E-3,1.1958342879999997E-2,1.1816236689029687E-2,6.5871760126480418E-4,9.2984578106070442E-2,{"$f":"E2884*1000000*O$8826","v":32006.926242202542},{"$f":"F2884*1000000*P$8826","v":25100.892041822513},{"$f":"G2884*1000000*Q$8826","v":2056.6317959999815},{"$f":"H2884*1000000*R$8826","v":9.4220987773064362},{"$f":"I2884*1000000*S$8826","v":2977.4934459757264},{"$f":"J2884*1000000*T$8826","v":6399.9153109978652},{"$f":"K2884*1000000*U$8826","v":11958.342879999997},{"$f":"L2884*1000000*V$8826","v":11816.236689029687},{"$f":"M2884*1000000*W$8826","v":658.71760126480422},{"$f":"SUM(O2884:W2884)","v":92984.578106070403},null,null,{"$f":"O2884*AA$8826","v":31425.921811550121},{"$f":"(P2884+S2884)*AB$8826","v":34107.728073162834},{"$f":"Q2884*AC$8826","v":1154.9264314648512},{"$f":"R2884*AD$8826","v":6.8327302179363789},{"$f":"T2884*AE$8826","v":4091.0479334374295},{"$f":"U2884*AF$8826","v":6982.2911706111745},{"$f":"V2884*AG$8826","v":11199.94467756373},{"$f":"W2884*AH$8826","v":585.46764165600166},{"$f":"SUM(AA2884:AH2884)","v":89554.160469664072}]
[2004,4,30,11,5.204152121713277E-2,4.2799124100641975E-2,0,0,3.5153846251004778E-3,9.2810273845204752E-3,1.3293563359999996E-2,1.8784852702984019E-2,0,0.13971547339037971,52041.521217132773,42799.124100641973,0,0,3515.3846251004779,9281.0273845204756,13293.563359999996,18784.852702984019,0,139715.47339037972,null,null,51096.839613649769,56259.740081787066,0,0,5932.754740733998,7761.9057260622903,17805.102977069851,0,138856.34313930298]
[2004,4,30,18,5.7715215334400098E-2,3.6189078905689079E-2,0,0,3.5431193292016776E-3,7.7880546735915575E-3,1.2215052959999997E-2,1.4623892012224891E-2,0,0.13207441321510729,57715.215334400098,36189.078905689079,0,0,3543.1193292016774,7788.0546735915577,12215.052959999997,14623.892012224891,0,132074.41321510731,null,null,56667.542228535574,48263.99344554764,0,0,4978.3947801844724,7132.1802098348853,13861.162891197517,0,130903.2735553001]
[2004,5,1,4,3.5201676676854927E-2,2.5366780917961615E-2,2.0566317959999844E-3,9.4220987773064253E-6,3.2460447196789779E-3,6.3771366215860364E-3,7.4681719200000076E-3,1.2595983487756517E-2,6.5871760126480505E-4,9.2980565839880167E-2,35201.676676854928,25366.780917961616,2056.6317959999842,9.4220987773064255,3246.0447196789778,6377.1366215860362,7468.171920000008,12595.983487756517,658.71760126480501,92980.565839880175,null,null,34562.679668492427,34756.929905302539,1154.9264314648528,6.8327302179363709,4076.4870047819304,4360.5499006750651,11939.02271383528,585.46764165600234,91442.895996426014]
[2004,5,1,8,4.6565045360896958E-2,3.0049609965650384E-2,0,0,3.5413652744553203E-3,7.0080788264641064E-3,7.8749712800000073E-3,1.4245945693818275E-2,0,0.10928501640128506,46565.045360896955,30049.609965650383,0,0,3541.3652744553201,7008.078826464106,7874.971280000007,14245.945693818276,0,109285.01640128504,null,null,45719.775263309777,40804.050136705773,0,0,4479.8071548078569,4598.0737455790904,13502.928880772444,0,109104.63518117493]
[2004,5,1,21,6.5858627693568525E-2,3.0630680815441232E-2,2.0566317959999844E-3,9.4220987773064253E-6,3.3058700621712927E-3,7.0889299984750699E-3,4.8779016000000041E-3,1.3213195511574698E-2,6.5871760126480505E-4,0.12769997717727294,65858.627693568531,30630.680815441232,2056.6317959999842,9.4220987773064255,3305.8700621712928,7088.9299984750696,4877.9016000000038,13213.195511574699,658.71760126480501,127699.9771772729,null,null,64663.131625089496,41223.832103083951,1154.9264314648528,6.8327302179363709,4531.4900293613755,2848.1311846102676,12524.043199038377,585.46764165600234,127537.85494452225]
[2004,5,2,5,3.4820999793140468E-2,2.4550113712441909E-2,2.0566317959999844E-3,9.4220987773064253E-6,3.054225652604106E-3,5.9785353005918224E-3,3.9718298400000032E-3,1.4334601139885923E-2,6.5871760126480505E-4,8.9435076934706342E-2,34820.999793140465,24550.113712441911,2056.6317959999842,9.4220987773064255,3054.225652604106,5978.5353005918223,3971.8298400000031,14334.601139885923,658.71760126480501,89435.076934706332,null,null,34188.913006472212,33531.888829984258,1154.9264314648528,6.8327302179363709,3821.6872095851791,2319.0899191713111,13586.960380602186,585.46764165600234,89195.766149153918]
[2004,5,2,6,3.7057199721691081E-2,2.4973375882870096E-2,2.0582435599999846E-4,9.4294827921034572E-7,3.0811137314551967E-3,6.015677212162349E-3,5.3156620000000048E-3,1.5104559536240425E-2,6.5923383237527906E-5,9.1820278771935895E-2,37057.199721691082,24973.375882870096,205.82435599999846,0.94294827921034574,3081.1137314551966,6015.677212162349,5315.6620000000048,15104.559536240426,65.923383237527901,91820.278771935904,null,null,36384.520406503187,34078.700978466091,115.58315370109716,0.68380849676822442,3845.4296082249552,3103.7327011778561,14316.760542036178,58.592646742628446,91904.003845348765]
[2004,5,2,15,5.9510216158328702E-2,3.2061396264623745E-2,0,0,3.5698144401401797E-3,7.3604678884973997E-3,6.8343932800000069E-3,1.4719575931099011E-2,0,0.12405586396268904,59510.216158328702,32061.396264623745,0,0,3569.8144401401796,7360.4678884974001,6834.3932800000066,14719.575931099011,0,124055.86396268904,null,null,58429.959372799487,43282.390512224352,0,0,4705.0664705865966,3990.4963701315451,13951.856284206271,0,124359.76900994824]
[2004,5,3,4,2.9936836290754779E-2,2.4700737186300049E-2,2.0566317959999844E-3,9.4220987773064253E-6,2.9535180274618267E-3,6.0895012954613626E-3,1.1280480640000012E-2,1.3070673980221673E-2,6.5871760126480505E-4,9.0756518916241799E-2,29936.836290754778,24700.737186300048,2056.6317959999842,9.4220987773064255,2953.5180274618265,6089.501295461363,11280.480640000012,13070.673980221673,658.71760126480501,90756.518916241796,null,null,29393.409083998802,33592.523234881985,1154.9264314648528,6.8327302179363709,3892.6205238452517,6586.4979088910695,12388.955073391951,585.46764165600234,87601.232628347832]
[2004,5,3,8,4.6983752069110443E-2,3.4030037675628753E-2,0,0,3.4092519144396189E-3,8.5828612722718012E-3,1.4004232000000011E-2,1.3998568142820014E-2,0,0.12100870307427063,46983.752069110444,34030.037675628751,0,0,3409.2519144396188,8582.8612722718008,14004.232000000011,13998.568142820013,0,121008.70307427064,null,null,46130.881414982003,45478.72274014361,0,0,5486.4627365565784,8176.8541365649971,13268.453644826637,0,118541.37467307385]
[2004,5,3,14,4.1284219808460587E-2,3.8110447665679913E-2,0,0,3.4993435878445576E-3,8.6186289333367166E-3,1.3964454240000014E-2,1.5811369225394886E-2,0,0.12128846346071667,41284.219808460584,38110.447665679916,0,0,3499.3435878445575,8618.6289333367167,13964.454240000014,15811.369225394885,0,121288.46346071668,null,null,40534.809682563617,50544.766752098949,0,0,5509.3266665889123,8153.6285186661171,14986.705603600953,0,119729.23722351855]
[2004,5,4,1,3.8577536809934712E-2,2.6426783678820658E-2,2.0566317959999844E-3,9.4220987773064253E-6,3.1960517503909552E-3,6.698893709255061E-3,1.2427474400000011E-2,1.2998458928418387E-2,6.5871760126480505E-4,0.10304997077286188,38577.536809934711,26426.783678820659,2056.6317959999842,9.4220987773064255,3196.051750390955,6698.8937092550614,12427.474400000012,12998.458928418386,658.71760126480501,103049.97077286187,null,null,37877.259637405863,35983.821648672412,1154.9264314648528,6.8327302179363709,4282.165299667362,7256.2097982021169,12320.506496542173,585.46764165600234,99467.189683828721]
[2004,5,4,10,4.471136074788358E-2,3.9648246388748316E-2,0,0,3.5614023792862391E-3,9.369816389850405E-3,1.3473383440000014E-2,1.9367114343892114E-2,0,0.13013132368966068,44711.360747883577,39648.246388748317,0,0,3561.402379286239,9369.8163898504044,13473.383440000014,19367.114343892114,0,130131.32368966067,null,null,43899.739585062678,52488.165708724468,0,0,5989.5117537748993,7866.8998853268322,18356.995964461734,0,128601.31289735061]
[2004,5,4,17,5.2544715691532143E-2,3.7411208069700795E-2,0,0,3.6470503985966407E-3,8.4831539613019324E-3,1.0951186400000009E-2,2.0129907145382611E-2,0,0.13316722166651412,52544.715691532139,37411.208069700799,0,0,3647.0503985966407,8483.1539613019322,10951.18640000001,20129.907145382611,0,133167.22166651412,null,null,51590.899870758367,49874.801939836776,0,0,5422.7263637031883,6394.2281029858932,19080.004262447932,0,132362.66053973217]
[2004,5,4,19,6.7407928241227377E-2,3.5773808545492558E-2,0,0,3.6711313457877194E-3,8.4626506134309609E-3,1.2536965760000011E-2,1.5305135208899293E-2,0,0.14315761971483792,67407.928241227375,35773.80854549256,0,0,3671.1313457877195,8462.6506134309602,12536.965760000012,15305.135208899294,0,143157.61971483793,null,null,66184.308557384895,47915.051392776448,0,0,5409.6199123112538,7320.1401072639865,14506.874915720826,0,141335.99488545742]
[2004,5,5,3,3.6474650704659307E-2,2.6460460335260613E-2,2.0566317959999844E-3,9.4220987773064253E-6,3.17182417200989E-3,6.8420063863671339E-3,1.186320432000001E-2,1.3314693711699858E-2,6.5871760126480505E-4,0.10085161112603891,36474.650704659311,26460.460335260614,2056.6317959999842,9.4220987773064255,3171.8241720098899,6842.0063863671339,11863.20432000001,13314.693711699858,658.71760126480501,100851.61112603892,null,null,35812.546086879302,35995.299751112267,1154.9264314648528,6.8327302179363709,4373.6478886544273,6926.7412391416929,12620.247621494595,585.46764165600234,97475.70939062105]
[2004,5,5,12,4.6410127058955163E-2,4.0219386432852527E-2,0,0,3.5802961451816334E-3,9.0707577187535693E-3,1.2078906400000011E-2,1.9542553483261046E-2,0,0.13090202723900396,46410.127058955164,40219.386432852531,0,0,3580.2961451816332,9070.7577187535699,12078.906400000011,19542.553483261046,0,130902.02723900395,null,null,45567.66910956167,53204.898967984831,0,0,5798.3430743605322,7052.6863423871746,18523.28483518448,0,130146.88232947869]
[2004,5,5,21,6.6480382548643246E-2,3.6554573117515844E-2,2.0566317959999844E-3,9.4220987773064253E-6,3.5448633449720779E-3,8.3189465673433709E-3,1.121712328000001E-2,1.6202568749963533E-2,6.5871760126480505E-4,0.1450432291044802,66480.382548643247,36554.573117515843,2056.6317959999842,9.4220987773064255,3544.8633449720778,8318.9465673433715,11217.123280000011,16202.568749963533,658.71760126480501,145043.22910448018,null,null,65273.60010037115,48710.089664662439,1154.9264314648528,6.8327302179363709,5317.7592997554975,6549.5045278047055,15357.501581065237,585.46764165600234,142955.68197699782]
[2004,5,6,2,3.7958555184734594E-2,2.5923913087553947E-2,2.0566317959999844E-3,9.4220987773064253E-6,3.1369217697889929E-3,6.703874299737872E-3,1.2155591360000009E-2,1.3101593226025282E-2,6.5871760126480505E-4,0.10170522042388278,37958.555184734592,25923.913087553945,2056.6317959999842,9.4220987773064255,3136.9217697889931,6703.8742997378722,12155.591360000009,13101.593226025281,658.71760126480501,101705.22042388277,null,null,37269.514051055972,35301.141275522445,1154.9264314648528,6.8327302179363709,4285.3490659223608,7097.4615026664605,12418.261683574692,585.46764165600234,98118.954382080701]
[2004,5,6,14,4.2805775751226037E-2,3.9769609547676901E-2,0,0,3.5717639913393482E-3,9.0087846244344735E-3,1.4375354400000012E-2,1.9373520463401721E-2,0,0.12890480877807847,42805.775751226036,39769.609547676904,0,0,3571.7639913393482,9008.7846244344728,14375.354400000013,19373.520463401721,0,128904.8087780785,null,null,42028.745642780828,52648.176072251088,0,0,5758.7277221062322,8393.5467571679656,18363.067964032634,0,127192.26415833874]
[2004,5,6,23,5.5944021841012014E-2,2.9849700609729711E-2,2.0566317959999844E-3,9.4220987773064253E-6,3.2120715815670349E-3,7.5849032198437045E-3,1.154908304000001E-2,1.2074954781260196E-2,6.5871760126480505E-4,0.12293950656945475,55944.021841012014,29849.700609729713,2056.6317959999842,9.4220987773064255,3212.0715815670351,7584.9032198437044,11549.08304000001,12074.954781260196,658.71760126480501,122939.50656945477,null,null,54928.50025320999,40161.209981522756,1154.9264314648528,6.8327302179363709,4848.5333219239592,6743.3306895484639,11445.168973278516,585.46764165600234,119873.97002282247]
[2004,5,7,7,4.3114935452155417E-2,3.2201146892323881E-2,0,0,3.2980942775794543E-3,7.7603685944365591E-3,1.084538576000001E-2,1.7400799228219115E-2,0,0.11462073020471444,43114.93545215542,32201.146892323883,0,0,3298.0942775794542,7760.3685944365589,10845.38576000001,17400.799228219115,0,114620.73020471443,null,null,42332.293334776274,43122.082826053345,0,0,4960.6968777267002,6332.4527481620644,16493.236707282929,0,113240.7624940013]
[2004,5,7,8,4.8630545628554726E-2,3.5337240129847465E-2,0,0,3.4804421655254716E-3,8.1383666771945654E-3,1.2799827040000012E-2,1.7191587528274797E-2,0,0.12557800916939704,48630.545628554726,35337.240129847465,0,0,3480.4421655254714,8138.3666771945655,12799.827040000011,17191.587528274798,0,125578.00916939706,null,null,47747.781621119982,47153.101190107896,0,0,5202.3263681440258,7473.6207368844298,16294.936730146313,0,123871.76664640266]
[2004,5,7,22,5.9543932618995647E-2,3.0244846271267008E-2,2.0566317959999844E-3,9.4220987773064253E-6,3.4252675666115325E-3,7.2449933882475885E-3,1.0822011200000011E-2,1.3666792948138443E-2,6.5871760126480505E-4,0.12767261548930234,59543.932618995648,30244.846271267008,2056.6317959999842,9.4220987773064255,3425.2675666115324,7244.9933882475889,10822.01120000001,13666.792948138444,658.71760126480501,127672.61548930232,null,null,58463.063796781462,40900.18236532341,1154.9264314648528,6.8327302179363709,4631.2511632496544,6318.8047046544743,12953.98263991935,585.46764165600234,125014.51147326714]
[2004,5,8,1,3.9129015424676554E-2,2.5202094263597732E-2,2.0566317959999844E-3,9.4220987773064253E-6,3.2021475143005208E-3,6.1014648208729729E-3,8.832508080000006E-3,1.2491905529820411E-2,6.5871760126480505E-4,9.7683907129310271E-2,39129.015424676552,25202.094263597734,2056.6317959999842,9.4220987773064255,3202.1475143005209,6101.4648208729732,8832.5080800000051,12491.905529820411,658.71760126480501,97683.907129310275,null,null,38418.727558957413,34503.556306894112,1154.9264314648528,6.8327302179363709,3900.2680244032181,5157.164650670722,11840.373084370731,585.46764165600234,95567.316428634978]
[2004,5,8,12,5.7570451519326077E-2,3.282814583286181E-2,0,0,3.6657321334120281E-3,7.455283521094043E-3,7.5733574400000062E-3,1.4341535790028365E-2,0,0.12343450623672234,57570.451519326074,32828.14583286181,0,0,3665.7321334120279,7455.283521094043,7573.3574400000061,14341.535790028365,0,123434.50623672233,null,null,56525.406232744157,44330.300492162009,0,0,4765.6759128905414,4421.9660964592204,13593.533344566738,0,123636.88207882266]
[2004,5,8,18,5.8577400873563064E-2,2.9911116595097126E-2,0,0,3.562275333601826E-3,6.9480923622577241E-3,6.9071824800000054E-3,1.4542958687482784E-2,0,0.12044902633200254,58577.400873563063,29911.116595097126,0,0,3562.2753336018259,6948.0923622577238,6907.1824800000059,14542.958687482784,0,120449.02633200253,null,null,57514.076979662619,40661.217864061524,0,0,4441.4617254544373,4032.9968564929,13784.450754877122,0,120434.20418054861]
[2004,5,9,2,3.2699156143658148E-2,2.4041813948438288E-2,2.0566317959999844E-3,9.4220987773064253E-6,3.0055296387843243E-3,6.1722817338831452E-3,3.1002048000000029E-3,1.3405310052645102E-2,6.5871760126480505E-4,8.5149067813451107E-2,32699.156143658147,24041.813948438288,2056.6317959999842,9.4220987773064255,3005.5296387843241,6172.2817338831455,3100.2048000000032,13405.310052645102,658.71760126480501,85149.067813451111,null,null,32105.58603779117,32855.287942936957,1154.9264314648528,6.8327302179363709,3945.5366524309711,1810.1615599540671,12706.13774304338,585.46764165600234,85169.936739495315]
[2004,5,9,11,5.2884683337374498E-2,3.2515722039547883E-2,0,0,3.6794068111624095E-3,7.8398924446559434E-3,3.3517888800000026E-3,1.5501877134778339E-2,0,0.11577337064751907,52884.683337374496,32515.722039547883,0,0,3679.4068111624097,7839.8924446559431,3351.7888800000028,15501.877134778339,0,115773.37064751907,null,null,51924.69626769609,43967.400224973666,0,0,5011.5312821351345,1957.0576071804981,14693.355496940767,0,117554.04087892616]
[2004,5,9,20,6.5842363411926577E-2,2.9355982652439602E-2,1.0968681979999918E-3,5.0251097582671546E-6,3.2171843033797242E-3,7.2775456884935138E-3,4.5885901600000037E-3,1.4119588390056857E-2,3.5131538357788245E-4,0.12585446329763242,65842.363411926577,29355.982652439601,1096.8681979999917,5.0251097582671544,3217.184303379724,7277.5456884935138,4588.5901600000034,14119.588390056857,351.31538357788247,125854.46329763242,null,null,64647.16258016049,39567.685310596447,615.95958798617335,3.6441158286789492,4652.0597230787007,2679.2067162838662,13383.161915284363,312.24881300557757,125861.12876222428]
[2004,5,10,1,3.5195546571200845E-2,2.5024834576375873E-2,2.0566317959999844E-3,9.4220987773064253E-6,2.9856647577309516E-3,5.8019946241845057E-3,1.2029286720000009E-2,1.1611633717390157E-2,6.5871760126480505E-4,9.5373732462924424E-2,35195.546571200844,25024.834576375873,2056.6317959999842,9.4220987773064255,2985.6647577309518,5801.9946241845055,12029.286720000009,11611.633717390157,658.71760126480501,95373.732462924425,null,null,34556.660839332639,34025.264554345275,1154.9264314648528,6.8327302179363709,3708.8362835514113,7023.7141798535176,11006.013054193712,585.46764165600234,92067.715714615333]
[2004,5,10,5,3.1792327715945527E-2,2.5608048805202028E-2,1.8854080359999861E-3,8.6376670754920656E-6,3.01494289142477E-3,6.5263506756793998E-3,1.172090656000001E-2,1.3285493864921352E-2,6.0387642615212568E-4,9.4445992642400695E-2,31792.327715945528,25608.048805202026,1885.4080359999862,8.6376670754920664,3014.9428914247701,6526.3506756793995,11720.90656000001,13285.493864921353,603.87642615212565,94445.992642400699,null,null,31215.218776338494,34769.278947793879,1058.7736604616014,6.2638749851931541,4171.8698056432895,6843.6557812972405,12592.570732725413,536.72485203384247,91194.356431278968]
[2004,5,10,15,4.3283918568126294E-2,3.7185362681680684E-2,0,0,3.528439523057455E-3,8.4669687300644014E-3,1.1576148320000011E-2,1.4700401491551222E-2,0,0.11874123931448007,43283.918568126297,37185.362681680686,0,0,3528.4395230574551,8466.9687300644018,11576.148320000011,14700.401491551222,0,118741.23931448007,null,null,42498.208991587169,49456.379713399147,0,0,5412.3802022949703,6759.1336872940947,13933.681913819979,0,118059.78450839536]
[2004,5,10,22,5.733610768847152E-2,3.1481334214857409E-2,2.0566317959999844E-3,9.4220987773064253E-6,3.3851044082186775E-3,7.7564422376325227E-3,1.2910548640000012E-2,1.104247072529211E-2,6.5871760126480505E-4,0.12663677941051438,57336.107688471522,31481.334214857408,2056.6317959999842,9.4220987773064255,3385.1044082186777,7756.4422376325228,12910.548640000012,11042.470725292109,658.71760126480501,126636.77941051433,null,null,56295.316318775978,42353.396991158457,1154.9264314648528,6.8327302179363709,4958.1870142193675,7538.2693640256466,10466.535537639476,585.46764165600234,123358.9320291577]
[2004,5,11,7,4.5349750808831621E-2,3.2242067947454503E-2,0,0,3.4655594200305065E-3,8.3949441112185393E-3,1.3276340000000013E-2,1.6716658632672056E-2,0,0.11944532092020724,45349.750808831624,32242.067947454503,0,0,3465.5594200305063,8394.9441112185395,13276.340000000013,16716.658632672057,0,119445.32092020725,null,null,44526.54129631765,43375.216317806451,0,0,5366.3395667916175,7751.8492729514446,15844.778401694284,0,116864.72485556145]
[2004,5,11,14,3.9550483652367713E-2,3.9384600769726191E-2,0,0,3.5684218251313105E-3,9.1216395732147907E-3,1.3282081120000013E-2,1.9372962079773331E-2,0,0.12428018902021336,39550.483652367715,39384.600769726188,0,0,3568.4218251313105,9121.6395732147903,13282.081120000013,19372.96207977333,0,124280.18902021335,null,null,38832.545101736978,52176.433549659145,0,0,5830.8685212497012,7755.2014239883965,18362.538703667306,0,122957.58730030153]
[2004,5,11,24,4.3250995867610165E-2,2.6533408145208836E-2,2.0566317959999844E-3,9.4220987773064253E-6,3.0729636972128605E-3,6.3205577432594133E-3,1.1113783120000012E-2,1.2595911110518759E-2,6.5871760126480505E-4,0.10561239117985213,43250.995867610167,26533.408145208836,2056.6317959999842,9.4220987773064255,3072.9636972128606,6320.5577432594137,11113.783120000013,12595.911110518759,658.71760126480501,105612.39117985213,null,null,42465.883919057065,35963.822794337168,1154.9264314648528,6.8327302179363709,4040.3198225605383,6489.1658091395711,11938.954111531506,585.46764165600234,102645.37325996463]
[2004,5,12,4,3.3502969978532554E-2,2.5138462534062992E-2,2.0566317959999844E-3,9.4220987773064253E-6,3.1814845959697567E-3,6.0998441897211989E-3,1.1804767920000009E-2,1.3757761709389797E-2,6.5871760126480505E-4,9.621006242371842E-2,33502.969978532557,25138.462534062994,2056.6317959999842,9.4220987773064255,3181.4845959697568,6099.8441897211987,11804.767920000009,13757.761709389797,658.71760126480501,96210.062423718409,null,null,32894.808674624641,34401.160856533577,1154.9264314648528,6.8327302179363709,3899.2320607377401,6892.6211303727168,13040.206800810403,585.46764165600234,92875.256326417846]
[2004,5,12,9,4.7850880720638617E-2,3.7631544351754621E-2,0,0,3.6031075597128333E-3,9.131275388357691E-3,1.2265492800000012E-2,1.7905803578801047E-2,0,0.12838810439926482,47850.880720638619,37631.544351754623,0,0,3603.1075597128333,9131.2753883576916,12265.492800000011,17905.803578801046,0,128388.10439926482,null,null,46982.269548827499,50089.072792274012,0,0,5837.0280686361502,7161.6312510881135,16971.90186415963,0,127041.90352498541]
[2004,5,12,18,5.7344351386548691E-2,3.5755661294086805E-2,0,0,3.6553035047738559E-3,8.7000228320269924E-3,1.3332931040000013E-2,1.7875188192681433E-2,0,0.1366634582501178,57344.351386548689,35755.661294086807,0,0,3655.3035047738558,8700.0228320269925,13332.931040000012,17875.188192681435,0,136663.45825011778,null,null,56303.4103734581,47873.780743008763,0,0,5561.3564708675804,7784.8919046013989,16942.883265442812,0,134466.32275737866]
[2004,5,13,3,3.4802707529734293E-2,2.5399645212175349E-2,2.0566317959999844E-3,9.4220987773064253E-6,3.170155071645074E-3,6.9316064269280995E-3,1.0109907280000007E-2,1.3314437681410022E-2,6.5871760126480505E-4,9.6453230697934947E-2,34802.707529734296,25399.64521217535,2056.6317959999842,9.4220987773064255,3170.1550716450738,6931.6064269280996,10109.907280000007,13314.437681410021,658.71760126480501,96453.230697934952,null,null,34170.952792635726,34704.665608660987,1154.9264314648528,6.8327302179363709,4430.9233435566102,5903.0182563925364,12620.004944815259,585.46764165600234,93576.791749399898]
[2004,5,13,11,4.4756714987550808E-2,3.9818672865345989E-2,0,0,3.5864379696480711E-3,9.3083868449147979E-3,1.3737474960000011E-2,1.9251279060657805E-2,0,0.13045896668811746,44756.714987550811,39818.672865345987,0,0,3586.437969648071,9308.3868449147976,13737.47496000001,19251.279060657806,0,130458.96668811748,null,null,43944.270533733579,52725.599838666516,0,0,5950.2438571468056,8021.0988330266209,18247.202229106155,0,128888.41529167969]
[2004,5,13,17,5.2186932797161203E-2,3.720033499885303E-2,0,0,3.6466752338357418E-3,8.7049782595744959E-3,1.1197029360000008E-2,2.0129842403949969E-2,0,0.13306579305337446,52186.9327971612,37200.334998853032,0,0,3646.6752338357419,8704.9782595744964,11197.029360000008,20129.84240394997,0,133065.79305337445,null,null,51239.611615868525,49618.191837407379,0,0,5564.5241521012176,6537.771999175372,19079.942897693396,0,132040.04250224589]
[2004,5,14,4,3.3206006487226866E-2,2.5977338217447819E-2,2.0566317959999844E-3,9.4220987773064253E-6,3.0486200218255359E-3,5.7092275073714061E-3,1.0182901520000009E-2,1.4698287250513994E-2,6.5871760126480505E-4,9.5547152500427723E-2,33206.006487226863,25977.338217447821,2056.6317959999842,9.4220987773064255,3048.6200218255358,5709.2275073714063,10182.90152000001,14698.287250513995,658.71760126480501,95547.152500427736,null,null,32603.235801052277,35258.775513226537,1154.9264314648528,6.8327302179363709,3649.5363236164717,5945.6384624337852,13931.677943920326,585.46764165600234,93136.090847588173]
[2004,5,14,13,4.529692595788206E-2,3.8662148842450145E-2,0,0,3.5944246261800749E-3,9.1131146590605096E-3,1.2077471120000011E-2,2.0244432173408409E-2,0,0.12898851737898123,45296.925957882057,38662.148842450144,0,0,3594.4246261800749,9113.1146590605094,12077.471120000011,20244.432173408408,0,128988.5173789812,null,null,44474.675346332762,51330.434144726314,0,0,5825.4191003216347,7051.8483046279371,19188.556080750302,0,127870.93297675897]
[2004,5,14,16,4.5969403619676157E-2,3.6651430327411381E-2,0,0,3.5853118042844133E-3,8.7918965354164061E-3,1.134404304000001E-2,2.0055208797371528E-2,0,0.1263972941241599,45969.403619676159,36651.430327411384,0,0,3585.311804284413,8791.8965354164066,11344.04304000001,20055.208797371528,0,126397.2941241599,null,null,45134.945884641762,48876.879326777482,0,0,5620.0853299421078,6623.6110096573211,19009.201909105919,0,125264.7234601246]
[2004,5,14,22,6.3247666992243906E-2,3.0773276470350913E-2,2.0566317959999844E-3,9.4220987773064253E-6,3.3493446695663778E-3,7.301477452372869E-3,1.0835338800000011E-2,1.3666875578984517E-2,6.5871760126480505E-4,0.1318987514595607,63247.666992243903,30773.276470350913,2056.6317959999842,9.4220987773064255,3349.3446695663779,7301.4774523728693,10835.33880000001,13666.875578984516,658.71760126480501,131898.75145956068,null,null,62099.566282014821,41449.857702452937,1154.9264314648528,6.8327302179363709,4667.3577369436498,6326.586483847399,12954.060961040452,585.46764165600234,129244.65596963803]
[2004,5,15,6,3.5595619412528319E-2,2.5810140141159052E-2,0,0,3.3582917649683437E-3,5.9983549135362996E-3,7.7950056800000066E-3,1.3699263715296719E-2,0,9.2256675627488738E-2,35595.619412528322,25810.140141159052,0,0,3358.2917649683436,5998.3549135362991,7795.0056800000066,13699.26371529672,0,92256.67562748873,null,null,34949.471374631852,35431.842910166284,0,0,3834.3565938876081,4551.3830704215452,12984.759849735094,0,91751.813798842399]
[2004,5,15,15,5.3240887763239278E-2,3.2041230238957746E-2,0,0,3.7351927648318515E-3,7.1057212517274017E-3,6.8729408000000056E-3,1.5440204145282722E-2,0,0.11843617696403899,53240.887763239276,32041.230238957745,0,0,3735.1927648318515,7105.721251727402,6872.9408000000058,15440.204145282722,0,118436.17696403901,null,null,52274.434707165325,43458.784614734235,0,0,4542.2235810694319,4013.0036699510792,14634.899146697533,0,118923.34571961759]
[2004,5,15,24,4.7793064951807324E-2,2.5737733357865587E-2,2.0566317959999844E-3,9.4220987773064253E-6,2.9386599594440196E-3,6.6820529102970053E-3,3.4046892000000029E-3,1.2685254579788783E-2,6.5871760126480505E-4,0.10196622645524482,47793.064951807326,25737.733357865585,2056.6317959999842,9.4220987773064255,2938.6599594440195,6682.0529102970049,3404.689200000003,12685.254579788783,658.71760126480501,101966.22645524482,null,null,46925.50327839535,34834.147633271074,1154.9264314648528,6.8327302179363709,4271.400076625052,1987.9452845924127,12023.637749770989,585.46764165600234,101789.86082599366]
[2004,5,16,5,3.3065021533875499E-2,2.4224104324868184E-2,1.6454645199999876E-3,7.5384078336952383E-6,3.0638983695470325E-3,5.773140999365425E-3,3.6244920800000031E-3,1.4334202594018844E-2,5.2702503369287789E-4,8.6264887863201536E-2,33065.021533875501,24224.104324868185,1645.4645199999877,7.5384078336952385,3063.8983695470324,5773.1409993654252,3624.4920800000032,14334.202594018843,527.02503369287786,86264.88786320154,null,null,32464.810071349337,33147.624387638258,924.03048026474607,5.4667126951032357,3690.3920453932233,2116.2847814357169,13586.582621440768,468.41940002420642,86403.610500241382]
[2004,5,16,17,6.0040454659677542E-2,3.0942828299620879E-2,0,0,3.5130566392244378E-3,7.5481679028466158E-3,8.668476080000008E-3,1.5729278450176666E-2,0,0.12644226203154613,60040.45465967754,30942.82829962088,0,0,3513.0566392244377,7548.167902846616,8668.4760800000076,15729.278450176666,0,126442.26203154615,null,null,58950.572741255062,41854.684078079335,0,0,4825.0508326436948,5061.3889067578102,14908.896385219608,0,125600.59294395552]
[2004,5,16,22,6.3937192884004901E-2,2.825983782296548E-2,2.0566317959999844E-3,9.4220987773064253E-6,3.0423669199342875E-3,7.0735597624616391E-3,9.8878489600000077E-3,1.1209048644656413E-2,6.5871760126480505E-4,0.12613462649006485,63937.1928840049,28259.837822965481,2056.6317959999842,9.4220987773064255,3042.3669199342876,7073.5597624616394,9887.8489600000084,11209.048644656412,658.71760126480501,126134.62649006481,null,null,62776.575582987585,38023.806173800505,1154.9264314648528,6.8327302179363709,4521.6648411794113,5773.361843070431,10624.425357425836,585.46764165600234,123467.06060180256]
[2004,5,17,10,4.7596763276845221E-2,3.8110022794403071E-2,0,0,3.4651837977144064E-3,8.4688800375365501E-3,1.1251570000000009E-2,1.4835639484306209E-2,0,0.12372805939080546,47596.763276845224,38110.02279440307,0,0,3465.1837977144064,8468.8800375365499,11251.570000000009,14835.63948430621,0,123728.05939080547,null,null,46732.764961627479,50502.755639056682,0,0,5413.6019763504273,6569.617434026416,14061.866383801596,0,123280.6063948626]
[2004,5,17,12,4.6047996340560518E-2,3.8543799663285971E-2,0,0,3.4545910897812609E-3,8.617278937400526E-3,1.1950346320000011E-2,1.5699261844410173E-2,0,0.12431327419543846,46047.996340560516,38543.799663285972,0,0,3454.591089781261,8617.278937400526,11950.346320000011,15699.261844410174,0,124313.27419543844,null,null,45212.111954347391,51016.811202999845,0,0,5508.4637023438372,6977.6221030954293,14880.445336646328,0,123595.45429943284]
[2004,5,17,19,6.509137188282936E-2,3.508485218638064E-2,0,0,3.5943648084635028E-3,8.3784501228498717E-3,1.2994615040000013E-2,1.2128800717178046E-2,0,0.13727245475770145,65091.371882829357,35084.852186380638,0,0,3594.3648084635029,8378.4501228498721,12994.615040000013,12128.800717178046,0,137272.45475770143,null,null,63909.803394340663,46984.902886111493,0,0,5355.796037111807,7587.3544327810159,11496.206500645538,0,135334.06325099053]
[2004,5,18,4,3.1809970238633967E-2,2.5268816041468342E-2,2.0566317959999844E-3,9.4220987773064253E-6,3.1808625039188767E-3,6.2337252774686287E-3,9.8087035200000085E-3,1.3757665233694441E-2,6.5871760126480505E-4,9.2784514311226363E-2,31809.970238633967,25268.816041468341,2056.6317959999842,9.4220987773064255,3180.8625039188769,6233.7252774686285,9808.7035200000082,13757.665233694441,658.71760126480501,92784.514311226361,null,null,31232.541043849276,34558.749826147934,1154.9264314648528,6.8327302179363709,3984.8134974817958,5727.1500466324505,13040.1153569371,585.46764165600234,90290.596574387324]
[2004,5,18,11,4.4773757504370806E-2,3.9367103964650242E-2,0,0,3.5847041709778757E-3,9.5743752379894298E-3,1.3307711120000012E-2,1.9250987298373035E-2,0,0.12985863929636141,44773.757504370806,39367.10396465024,0,0,3584.7041709778755,9574.3752379894304,13307.711120000011,19250.987298373035,0,129858.63929636138,null,null,43961.003686958116,52174.958306534165,0,0,6120.2728673645443,7770.166383974788,18246.925684083031,0,128273.32692891466]
[2004,5,18,21,6.2498083286114017E-2,3.3881104525526007E-2,2.0566317959999844E-3,9.4220987773064253E-6,3.541285202295197E-3,8.0110513285543625E-3,1.345000888000001E-2,1.6201921865503292E-2,6.5871760126480505E-4,0.14030822658403497,62498.083286114015,33881.104525526003,2056.6317959999842,9.4220987773064255,3541.285202295197,8011.051328554362,13450.00888000001,16201.921865503291,658.71760126480501,140308.22658403497,null,null,61363.589363712999,45458.193927821019,1154.9264314648528,6.8327302179363709,5120.9419796577722,7853.2518418192403,15356.888435750179,585.46764165600234,136900.09235209998]
[2004,5,19,1,3.6533647923777737E-2,2.5821064869175472E-2,2.0566317959999844E-3,9.4220987773064253E-6,3.1943686793406778E-3,6.8482835262149294E-3,1.2938844160000013E-2,1.299820737505634E-2,6.5871760126480505E-4,0.10105918802960728,36533.647923777738,25821.064869175472,2056.6317959999842,9.4220987773064255,3194.3686793406778,6848.2835262149292,12938.844160000013,12998.20737505634,658.71760126480501,101059.18802960726,null,null,35870.472361370164,35245.990829058821,1154.9264314648528,6.8327302179363709,4377.660454251677,7554.7906798506247,12320.268063290325,585.46764165600234,97116.40919116039]
[2004,5,19,14,4.2484149176266084E-2,3.9016463297916693E-2,0,0,3.5693694829593329E-3,8.7671077117629434E-3,1.305161616000001E-2,1.9373120391658231E-2,0,0.12626182622056331,42484.149176266081,39016.463297916693,0,0,3569.3694829593328,8767.1077117629429,13051.61616000001,19373.120391658231,0,126261.82622056328,null,null,41712.957381180095,51730.396140137942,0,0,5604.2394537309683,7620.6365037907517,18362.688758578981,0,125030.91823741874]
[2004,5,19,23,5.2861419162888446E-2,2.8800753534251312E-2,2.0566317959999844E-3,9.4220987773064253E-6,3.2099179607483516E-3,7.384913251139609E-3,1.1251159920000012E-2,1.2074601584184145E-2,6.5871760126480505E-4,0.11830753690925395,52861.419162888444,28800.753534251311,2056.6317959999842,9.4220987773064255,3209.9179607483516,7384.9132511396092,11251.159920000013,12074.601584184145,658.71760126480501,118307.53690925396,null,null,51901.854395193979,38884.403779741951,1154.9264314648528,6.8327302179363709,4720.6927946018041,6569.3779946666364,11444.834197679807,585.46764165600234,115268.38996522296]
[2004,5,19,24,4.3746318827696667E-2,2.6633883021986084E-2,2.0566317959999844E-3,9.4220987773064253E-6,3.0737796401504396E-3,6.8603507912300844E-3,1.2079316480000012E-2,1.2596044149795697E-2,6.5871760126480505E-4,0.10771446440690109,43746.318827696668,26633.883021986083,2056.6317959999842,9.4220987773064255,3073.7796401504397,6860.3507912300847,12079.316480000012,12596.044149795698,658.71760126480501,107714.46440690107,null,null,42952.215549197157,36086.864047426388,1154.9264314648528,6.8327302179363709,4385.3742687638251,7052.9257817469579,11939.080211962708,585.46764165600234,104163.68666243582]
[2004,5,20,8,4.8288157822377081E-2,3.5426118970430784E-2,0,0,3.5119411806524767E-3,8.3004571857834605E-3,1.258063928000001E-2,1.5947797897018924E-2,0,0.12405511233626274,48288.157822377085,35426.118970430784,0,0,3511.9411806524768,8300.4571857834599,12580.63928000001,15947.797897018923,0,124055.11233626274,null,null,47411.608995709314,47299.328086607427,0,0,5305.9402455109475,7345.6403990807985,15116.018650964108,0,122478.5363778726]
[2004,5,20,21,6.1128742925661686E-2,3.4111104421309546E-2,2.0566317959999844E-3,9.4220987773064253E-6,3.5401339324028598E-3,7.4482952588638129E-3,1.2930437520000013E-2,1.6201713703459956E-2,6.5871760126480505E-4,0.13808519925773999,61128.742925661689,34111.104421309545,2056.6317959999842,9.4220987773064255,3540.13393240286,7448.2952588638127,12930.437520000012,16201.713703459956,658.71760126480501,138085.19925773997,null,null,60019.105898623682,45736.183796761528,1154.9264314648528,6.8327302179363709,4761.2087731916499,7549.882172975088,15356.691130683374,585.46764165600234,135170.2985755741]
[2004,5,21,1,3.4384217380739476E-2,2.6061043920049386E-2,2.0566317959999844E-3,9.4220987773064253E-6,3.1984218253232524E-3,6.8835129717109613E-3,8.9022216800000078E-3,1.4164675369332341E-2,6.5871760126480505E-4,9.6318864643197513E-2,34384.217380739479,26061.043920049386,2056.6317959999842,9.4220987773064255,3198.4218253232525,6883.5129717109612,8902.2216800000078,14164.675369332341,658.71760126480501,96318.864643197521,null,null,33760.059269099736,35542.424675481176,1154.9264314648528,6.8327302179363709,4400.1803382171756,5197.8693418337116,13425.897321391514,585.46764165600234,94073.657749362101]
[2004,5,21,10,4.0779332047898582E-2,3.9251514714591582E-2,0,0,3.6674743205942365E-3,9.4337181375107743E-3,1.108261704000001E-2,2.0674699685083966E-2,0,0.12488935594567915,{"$f":"E3396*1000000*O$8826","v":40779.332047898584},{"$f":"F3396*1000000*P$8826","v":39251.514714591583},{"$f":"G3396*1000000*Q$8826","v":0},{"$f":"H3396*1000000*R$8826","v":0},{"$f":"I3396*1000000*S$8826","v":3667.4743205942364},{"$f":"J3396*1000000*T$8826","v":9433.7181375107739},{"$f":"K3396*1000000*U$8826","v":11082.61704000001},{"$f":"L3396*1000000*V$8826","v":20674.699685083968},{"$f":"M3396*1000000*W$8826","v":0},{"$f":"SUM(O3396:W3396)","v":124889.35594567916},null,null,{"$f":"O3396*AA$8826","v":40039.086876600784},{"$f":"(P3396+S3396)*AB$8826","v":52135.091877818799},{"$f":"Q3396*AC$8826","v":0},{"$f":"R3396*AD$8826","v":0},{"$f":"T3396*AE$8826","v":6030.3599681660726},{"$f":"U3396*AF$8826","v":6470.9684177961162},{"$f":"V3396*AG$8826","v":19596.382400935076},{"$f":"W3396*AH$8826","v":0},{"$f":"SUM(AA3396:AH3396)","v":124271.88954131685}]
[2004,5,21,20,5.4109821572110042E-2,3.469814007503793E-2,6.5126778199999522E-4,2.9836694076285056E-6,3.6335132619395917E-3,7.6852878869235336E-3,8.3039149600000074E-3,1.7354510621305923E-2,2.0859424228219514E-4,0.12664803407100683,54109.821572110042,34698.140075037933,651.26778199999524,2.9836694076285055,3633.5132619395918,7685.2878869235337,8303.9149600000073,17354.510621305923,208.59424228219513,126648.03407100684,null,null,53127.595230307954,46562.706006743916,365.72729102807762,2.1637013794567426,4912.7026843059921,4848.5273159113594,16449.362346073613,185.39838446321269,126454.18296021357]
[2004,5,22,3,3.0014565729733763E-2,2.3868291341706246E-2,2.0566317959999844E-3,9.4220987773064253E-6,3.3324167438352967E-3,5.7425174180740068E-3,5.0620275200000051E-3,1.2294418682594477E-2,6.5871760126480505E-4,8.3039008931985889E-2,30014.565729733764,23868.291341706248,2056.6317959999842,9.4220987773064255,3332.4167438352965,5742.5174180740069,5062.0275200000051,12294.418682594478,658.71760126480501,83039.008931985896,null,null,29469.727542488839,33041.584787070402,1154.9264314648528,6.8327302179363709,3670.8163896433075,2955.6394571525138,11653.186434197209,585.46764165600234,82538.181413891056]
[2004,5,22,10,4.7563177659054323E-2,3.1972059722651366E-2,0,0,3.7689873954081586E-3,7.2912299205155811E-3,5.122719360000005E-3,1.4599368291868366E-2,0,0.11031754234949778,47563.177659054323,31972.059722651367,0,0,3768.9873954081586,7291.2299205155814,5122.7193600000046,14599.368291868366,0,110317.5423494978,null,null,46699.789005401552,43415.812375772955,0,0,4660.8071590077907,2991.0764824002913,13837.918239070996,0,111605.40326165358]
[2004,5,22,12,5.1590598555555242E-2,3.2558433169761744E-2,0,0,3.8254545267567318E-3,7.1487126787693183E-3,4.1227392800000043E-3,1.4344223528878387E-2,0,0.11359016173972143,51590.59855555524,32558.433169761745,0,0,3825.4545267567319,7148.7126787693187,4122.7392800000043,14344.223528878387,0,113590.16173972141,null,null,50654.102307400506,44196.691734167711,0,0,4569.7051929671898,2407.2036035711922,13596.080900715129,0,115423.78373882172]
[2004,5,22,21,5.6674957305278946E-2,2.8549430953571858E-2,2.0566317959999844E-3,9.4220987773064253E-6,3.4233296678181425E-3,6.9695520121532137E-3,3.2863811200000027E-3,1.3211823940231316E-2,6.5871760126480505E-4,0.11484024649509555,56674.957305278949,28549.430953571857,2056.6317959999842,9.4220987773064255,3423.3296678181423,6969.5520121532136,3286.3811200000027,13211.823940231316,658.71760126480501,114840.24649509558,null,null,55646.16744110304,38838.352208555407,1154.9264314648528,6.8327302179363709,4455.1794782825673,1918.8670292952238,12522.743163877311,585.46764165600234,115128.53612445232]
[2004,5,23,9,4.5107374823225806E-2,2.9961576934737739E-2,0,0,3.6832721154832536E-3,7.7971852033534364E-3,3.5291484800000035E-3,1.5782531479675805E-2,0,0.10586108903647604,45107.374823225808,29961.576934737739,0,0,3683.2721154832534,7797.185203353436,3529.1484800000035,15782.531479675805,0,105861.08903647604,null,null,44288.565030961603,40869.492406044075,0,0,4984.231331622791,2060.6151302863359,14959.371930014404,0,107162.27582892921]
[2004,5,23,14,4.7253081182960364E-2,3.3154592250368431E-2,0,0,3.6946926322855163E-3,7.571594427917069E-3,3.5465768800000035E-3,1.6411102571062455E-2,0,0.11163163994459384,47253.081182960363,33154.592250368434,0,0,3694.6926322855165,7571.594427917069,3546.5768800000037,16411.102571062456,0,111631.63994459384,null,null,46395.321543014717,44762.02483273999,0,0,4840.0258803310298,2070.7913030770833,15555.159035056258,0,113623.32259421909]
[2004,5,23,23,4.9708599393579536E-2,2.7216897979216753E-2,2.0566317959999844E-3,9.4220987773064253E-6,3.0974824027162951E-3,7.3502499379150908E-3,5.0019508000000053E-3,1.0690631546568902E-2,6.5871760126480505E-4,0.10579058355603867,49708.599393579534,27216.897979216752,2056.6317959999842,9.4220987773064255,3097.4824027162949,7350.2499379150904,5001.9508000000051,10690.631546568902,658.71760126480501,105790.58355603868,null,null,48806.266058892892,36823.863794544399,1154.9264314648528,6.8327302179363709,4698.5348020281253,2920.5615909444091,10133.047013263704,585.46764165600234,105129.5000630123]
[2004,5,24,7,4.0216871919510948E-2,3.0887156244039867E-2,0,0,3.1810147172823119E-3,7.5215196593542179E-3,5.534644720000005E-3,1.5475159600562286E-2,0,0.10281636686074963,40216.871919510944,30887.156244039867,0,0,3181.0147172823117,7521.5196593542178,5534.6447200000048,15475.159600562287,0,102816.36686074964,null,null,39486.836782884566,41383.715299576375,0,0,4808.0163507526659,3231.5933193015958,14668.031452321848,0,103578.19320483704]
[2004,5,24,13,4.5941237111426843E-2,3.7708424341875921E-2,0,0,3.713199581014234E-3,9.1730075522948804E-3,8.1792506400000069E-3,1.5355943878513889E-2,0,0.12007106310512579,45941.237111426846,37708.424341875922,0,0,3713.1995810142339,9173.007552294881,8179.2506400000066,15355.943878513888,0,120071.0631051258,null,null,45107.290667791225,50316.193775625026,0,0,5863.7047158629848,4775.7377505375443,14555.033589569361,0,120617.96049938614]
[2004,5,24,24,3.9108708724843344E-2,2.7017253754710258E-2,2.0566317959999844E-3,9.4220987773064253E-6,2.9785424534767612E-3,6.1096711797056363E-3,9.8595534400000105E-3,1.1722361269844203E-2,6.5871760126480505E-4,9.9520862318622311E-2,39108.708724843345,27017.253754710258,2056.6317959999842,9.4220987773064255,2978.5424534767612,6109.671179705636,9859.5534400000106,11722.361269844203,658.71760126480501,99520.862318622298,null,null,38398.789475669437,36436.869237066559,1154.9264314648528,6.8327302179363709,3905.5138137163549,5756.8405272454547,11110.965459464904,585.46764165600234,97356.205316501495]
[2004,5,25,1,3.2585128555526185E-2,2.6105188839176403E-2,2.0566317959999844E-3,9.4220987773064253E-6,3.0108969748143667E-3,5.7869605873460397E-3,1.012918104000001E-2,1.2995930501174225E-2,6.5871760126480505E-4,9.3338057994079321E-2,32585.128555526186,26105.188839176404,2056.6317959999842,9.4220987773064255,3010.8969748143668,5786.9605873460396,10129.18104000001,12995.930501174225,658.71760126480501,93338.057994079325,null,null,31993.628330828677,35368.256409544141,1154.9264314648528,6.8327302179363709,3699.2260055476481,5914.271906302306,12318.109942884599,585.46764165600234,91040.719398446148]
[2004,5,25,12,3.8883061735628485E-2,4.1317517563313311E-2,0,0,3.702199862478221E-3,9.4756681529741902E-3,1.034242264000001E-2,1.9542723783224365E-2,0,0.12326359373761858,38883.061735628486,41317.517563313311,0,0,3702.1998624782209,9475.6681529741909,10342.42264000001,19542.723783224366,0,123263.59373761858,null,null,38177.238534275763,54686.914977957138,0,0,6057.1758736475658,6038.7803733890933,18523.446252919919,0,123483.55601218948]
[2004,5,25,18,5.2076343312195246E-2,3.7821870558761093E-2,0,0,3.7510222225407576E-3,8.7949395192953497E-3,8.9083728800000081E-3,1.7875536098645076E-2,0,0.12922808459143753,52076.343312195248,37821.870558761097,0,0,3751.0222225407579,8794.9395192953489,8908.3728800000081,17875.536098645076,0,129228.08459143754,null,null,51131.029602043745,50499.944977804582,0,0,5622.0305108241173,5201.4609322304459,16943.213025894325,0,129397.6790487972]
[2004,5,26,2,3.0518500921923774E-2,2.5607746529422867E-2,2.0566317959999844E-3,9.4220987773064253E-6,3.008549960664185E-3,5.765501409563327E-3,1.0647932240000012E-2,1.3099289942261446E-2,6.5871760126480505E-4,9.137229249987773E-2,30518.500921923773,25607.746529422868,2056.6317959999842,9.4220987773064255,3008.5499606641852,5765.5014095633269,10647.932240000011,13099.289942261446,658.71760126480501,91372.292499877702,null,null,29964.515071538422,34761.146062655222,1154.9264314648528,6.8327302179363709,3685.5085545103866,6217.1626964268953,12416.078530730807,585.46764165600234,88791.637719200517]
[2004,5,26,11,3.7981067959509993E-2,4.1491454702626114E-2,0,0,3.7543818368537814E-3,8.9542219496483791E-3,1.1459275520000011E-2,1.9251144961136678E-2,0,0.12289154692977496,37981.067959509994,41491.454702626113,0,0,3754.3818368537814,8954.2219496483795,11459.275520000012,19251.144961136677,0,122891.54692977495,null,null,37291.618163600207,54961.589219650232,0,0,5723.8493671469287,6690.8934697561444,18247.075123729253,0,122915.02534388278]
[2004,5,26,20,5.2873862151019968E-2,3.6645131172961483E-2,4.7987656599999639E-4,2.19847053544562E-6,3.7289904210642002E-3,8.7408464660268213E-3,1.1544777200000009E-2,1.9029074874635732E-2,1.5369943276842733E-4,0.13319845675501207,52873.862151019966,36645.131172961483,479.87656599999639,2.1984705354456198,3728.9904210642003,8740.8464660268219,11544.77720000001,19029.074874635731,153.69943276842733,133198.45675501207,null,null,51914.071512488037,49043.758627797877,269.48048308496925,1.5942898090775883,5587.4523542339439,6740.8165762707495,18036.587406801453,136.60792463115311,131730.36917511729]
[2004,5,27,1,3.2252890679880422E-2,2.6239802156591337E-2,2.0566317959999844E-3,9.4220987773064253E-6,3.0435906055630555E-3,6.3041282895991094E-3,1.2811104240000011E-2,1.2995888464270756E-2,6.5871760126480505E-4,9.6372175931946788E-2,32252.890679880424,26239.802156591337,2056.6317959999842,9.4220987773064255,3043.5906055630553,6304.1282895991098,12811.104240000011,12995.888464270756,658.71760126480501,96372.175931946796,null,null,31667.421389747513,35571.489600968031,1154.9264314648528,6.8327302179363709,4029.8175457055631,7480.2053192784424,12318.070098473418,585.46764165600234,92814.230757511745]
[2004,5,27,13,3.8256288241110444E-2,4.1503551801356744E-2,0,0,3.8149619013978209E-3,8.4427218096139317E-3,1.3768436000000011E-2,1.964122077151869E-2,0,0.12542718052499766,38256.288241110444,41503.551801356742,0,0,3814.9619013978208,8442.7218096139313,13768.436000000011,19641.220771518689,0,125427.18052499765,null,null,37561.842520199767,55049.872533631315,0,0,5396.8807294143444,8039.1765046901837,18616.805995859671,0,124664.57828379529]
[2004,5,27,18,5.1656419887273687E-2,3.7993526129591795E-2,0,0,3.7917522918272865E-3,8.575518879364032E-3,1.167477256000001E-2,1.7875459540979053E-2,0,0.13156744928903585,51656.419887273689,37993.526129591795,0,0,3791.7522918272866,8575.5188793640318,11674.77256000001,17875.459540979053,0,131567.44928903587,null,null,50718.728820064149,50757.936722483457,0,0,5481.7692242408466,6816.7188533217341,16943.140461198251,0,130718.29408130844]
[2004,5,27,22,5.4545646792487218E-2,3.2093488014299787E-2,2.0566317959999844E-3,9.4220987773064253E-6,3.3010775679917373E-3,7.330432006980441E-3,1.2755538400000013E-2,1.3325643721483873E-2,6.5871760126480505E-4,0.12607659799928519,54545.646792487219,32093.488014299786,2056.6317959999842,9.4220987773064255,3301.0775679917374,7330.4320069804407,12755.538400000012,13325.643721483873,658.71760126480501,126076.59799928518,null,null,53555.509151046012,42994.929985313487,1154.9264314648528,6.8327302179363709,4685.8664929247407,7447.7612860279432,12630.626518518011,585.46764165600234,123061.92023716898]
[2004,5,28,7,3.8589152863790735E-2,3.3351254074445912E-2,0,0,3.4932562124470046E-3,8.4295339961217037E-3,1.1822811440000011E-2,1.7402337412343032E-2,0,0.11308834599914838,38589.152863790732,33351.254074445911,0,0,3493.2562124470046,8429.5339961217032,11822.81144000001,17402.337412343033,0,113088.34599914838,null,null,37888.66483131532,44756.224975980156,0,0,5388.4506214344419,6903.1564622031383,16494.694665306721,0,111431.19155623979]
[2004,5,28,14,3.7952726106068112E-2,4.0651377308403895E-2,0,0,3.864420080167259E-3,9.2783490656257774E-3,1.1806203200000011E-2,2.0185242956587635E-2,0,0.12373831871685267,37952.726106068112,40651.377308403898,0,0,3864.4200801672591,9278.3490656257782,11806.203200000011,20185.242956587634,0,123738.31871685269,null,null,37263.790784503602,54074.786919255195,0,0,5931.0426663631997,6893.4591681319562,19132.453958615559,0,123295.53349686951]
[2004,5,28,24,4.2582259252487292E-2,2.6444008724383121E-2,2.0566317959999844E-3,9.4220987773064253E-6,3.3331379423426491E-3,6.9513840061102578E-3,6.311336240000005E-3,1.3146175680081282E-2,6.5871760126480505E-4,0.10149307334144671,42582.259252487289,26444.008724383122,2056.6317959999842,9.4220987773064255,3333.1379423426492,6951.3840061102583,6311.3362400000051,13146.175680081282,658.71760126480501,101493.0733414467,null,null,41809.286518221299,36171.268527698034,1154.9264314648528,6.8327302179363709,4443.5658584196626,3685.0914667292413,12460.518878666326,585.46764165600234,100316.95805307334]
[2004,5,29,7,3.6221616118963157E-2,2.6503781317938024E-2,0,0,3.6588786275864129E-3,6.684811797711813E-3,6.8393142400000051E-3,1.3667279259108383E-2,0,9.3575681361307797E-2,36221.61611896316,26503.781317938025,0,0,3658.8786275864131,6684.8117977118127,6839.3142400000052,13667.279259108383,0,93575.681361307797,null,null,35564.10470123883,36639.564045884872,0,0,4273.163653189501,3993.3696424489317,12954.443586674461,0,93424.645629436607]
[2004,5,29,17,5.55456450808125E-2,3.0751590312857138E-2,0,0,3.9131493429982924E-3,7.1968109745275954E-3,6.9781263200000068E-3,1.6301539876610496E-2,0,0.12068686190780602,55545.645080812501,30751.590312857137,0,0,3913.1493429982925,7196.8109745275951,6978.1263200000067,16301.539876610495,0,120686.86190780603,null,null,54537.355010994848,42108.386695620291,0,0,4600.4512925484787,4074.4198657352354,15451.310733022327,0,120771.92359792118]
[2004,5,30,2,3.5681850959597902E-2,2.4007053028657081E-2,2.0566317959999844E-3,9.4220987773064253E-6,3.0004520572110495E-3,6.5624626949599956E-3,6.6106946400000055E-3,1.3405273606271301E-2,6.5871760126480505E-4,9.1992558482739448E-2,35681.850959597905,24007.053028657079,2056.6317959999842,9.4220987773064255,3000.4520572110496,6562.462694959996,6610.6946400000052,13405.273606271301,658.71760126480501,91992.558482739434,null,null,35034.137607040153,32806.894819634632,1154.9264314648528,6.8327302179363709,4194.9538613957557,3859.8821993703086,12706.103197580134,585.46764165600234,90349.198488359762]
[2004,5,30,3,3.0466759701003092E-2,2.3600739273454817E-2,2.0566317959999844E-3,9.4220987773064253E-6,3.0201556958116939E-3,6.5380036029427128E-3,6.6424758400000054E-3,1.4554306176687867E-2,6.5871760126480505E-4,8.7547211785942283E-2,30466.759701003091,23600.739273454816,2056.6317959999842,9.4220987773064255,3020.1556958116939,6538.0036029427129,6642.4758400000055,14554.306176687867,658.71760126480501,87547.211785942272,null,null,29913.713081032271,32337.266936895005,1154.9264314648528,6.8327302179363709,4179.3187610876148,3878.4387497534358,13795.206400237896,585.46764165600234,85851.170732344995]
[2004,5,30,11,6.4834776121158066E-2,3.2490892025138676E-2,0,0,3.6731909542644979E-3,8.0589907107240146E-3,7.0952041600000071E-3,1.5501817762511323E-2,0,0.13165487173379659,64834.776121158066,32490.892025138677,0,0,3673.190954264498,8058.9907107240142,7095.2041600000075,15501.817762511322,0,131654.87173379658,null,null,63657.865476827523,43929.687795361293,0,0,5151.5864961591706,4142.7798029530777,14693.29922131567,0,131575.21879261674]
[2004,5,30,20,8.3956857281094088E-2,2.9333612472836716E-2,3.770481159999972E-4,1.7273799810247085E-6,3.2117490356542173E-3,7.6925458895438885E-3,8.035517600000007E-3,1.4119537661351891E-2,1.2076455835020748E-4,0.14684935999481202,83956.857281094082,29333.612472836718,377.04811599999721,1.7273799810247084,3211.7490356542171,7692.5458895438887,8035.5176000000074,14119.537661351891,120.76455835020748,146849.35999481202,null,null,82432.833833954981,39533.909129382555,211.73592470434895,1.2526637295114436,4917.3422514218037,4691.8142549338545,13383.113832404499,107.33543636478859,145279.33732689632]
[2004,5,31,4,3.0652059093282565E-2,2.3825593130144974E-2,2.0566317959999844E-3,9.4220987773064253E-6,3.1111680007841324E-3,6.283451758515567E-3,1.0732818800000011E-2,1.3069440665181059E-2,6.5871760126480505E-4,9.0399302943950419E-2,30652.059093282565,23825.593130144975,2056.6317959999842,9.4220987773064255,3111.1680007841323,6283.4517585155672,10732.81880000001,13069.440665181059,658.71760126480501,90399.302943950403,null,null,30095.648833607738,32720.95983669451,1154.9264314648528,6.8327302179363709,4016.6003895949784,6266.7266439018276,12387.786083586787,585.46764165600234,87234.948590724627]
[2004,5,31,13,6.2643985929350207E-2,3.3338428895857808E-2,0,0,3.7476616626136512E-3,7.5881607929950317E-3,1.1592756560000009E-2,1.4331680041157821E-2,0,0.13324267388197453,62643.985929350209,33338.428895857811,0,0,3747.6616626136511,7588.1607929950314,11592.756560000009,14331.680041157821,0,133242.67388197454,null,null,61506.843515134562,45049.680389021007,0,0,4850.6156757147755,6768.8309813652759,13584.191635779833,0,131760.16219701542]
[2004,5,31,19,7.9274392426339199E-2,2.9172985303426151E-2,0,0,3.3865116954976495E-3,7.6826236612599812E-3,1.0407830400000009E-2,1.2124768542249456E-2,0,0.14204911202877243,79274.392426339196,29172.98530342615,0,0,3386.5116954976497,7682.6236612599814,10407.830400000008,12124.768542249456,0,142049.11202877245,null,null,77835.367232590623,39551.079969353908,0,0,4910.9996188175537,6076.9709512743666,11492.384629323986,0,139866.80240136044]
[2004,6,1,6,2.7650284879801347E-2,2.7386672642262234E-2,0,0,3.1943572133252321E-3,7.3044802923378036E-3,1.2818075600000008E-2,1.3626958875893776E-2,0,9.1980829503620409E-2,27650.284879801347,27386.672642262234,0,0,3194.3572133252324,7304.4802923378038,12818.075600000007,13626.958875893775,0,91980.829503620393,null,null,27148.364204807447,37147.771582697285,0,0,4669.2772564428969,7484.2757883947388,12916.226168280917,0,89365.915000623281]
[2004,6,1,9,4.0568948756734446E-2,3.88455386544235E-2,0,0,3.6524137543322986E-3,8.9885283651952638E-3,1.0550743280000007E-2,1.5764908574129436E-2,0,0.11837108138481495,40568.948756734448,38845.538654423501,0,0,3652.4137543322986,8988.5283651952632,10550.743280000008,15764.908574129437,0,118371.08138481497,null,null,39832.522559597943,51623.644993903152,0,0,5745.7792183412948,6160.4155681584925,14942.668171248257,0,118305.03051124913]
[2004,6,1,15,4.6430123128985833E-2,4.4533067954935369E-2,0,0,3.8594964958280119E-3,9.2083155204783149E-3,1.0408035440000008E-2,2.0886523078577114E-2,0,0.13532556161880466,46430.123128985833,44533.067954935366,0,0,3859.496495828012,9208.3155204783143,10408.035440000009,20886.523078577113,0,135325.56161880464,null,null,45587.302201741993,58784.02195763401,0,0,5886.2747942548795,6077.0906709542578,19797.157855165744,0,136131.84747975087]
[2004,6,1,23,4.7158358928100531E-2,2.5231720086799813E-2,2.056631795999987E-3,9.4220987773064168E-6,3.0401111273422698E-3,6.833069981590491E-3,1.1251980080000008E-2,1.1069100970994583E-2,6.5871760126480592E-4,0.1073091126708698,47158.358928100533,25231.720086799814,2056.6317959999869,9.4220987773064167,3040.1111273422698,6833.0699815904909,11251.980080000008,11069.100970994583,658.71760126480592,107309.1126708698,null,null,46302.318730045008,34342.712888579612,1154.9264314648542,6.8327302179363647,4367.9354286424923,6569.8568733861985,10491.776846396819,585.46764165600314,103821.82757038894]
[2004,6,2,8,4.4195936130101164E-2,3.5282465189258566E-2,0,0,3.738657734686587E-3,8.8671000496767464E-3,1.4140378560000008E-2,1.3013156075536297E-2,0,0.11923769373925938,44195.936130101167,35282.465189258568,0,0,3738.657734686587,8867.1000496767465,14140.378560000008,13013.156075536297,0,119237.69373925938,null,null,43393.671191752837,47400.227138335584,0,0,5668.1580256968937,8256.3480040127142,12334.437093818668,0,117052.84145361668]
[2004,6,2,17,5.6951679879822442E-2,4.3576560781329189E-2,0,0,3.9467981858379835E-3,8.9652112955105751E-3,1.3340517520000011E-2,2.0826789032195561E-2,0,0.14760755669469575,56951.679879822441,43576.560781329186,0,0,3946.7981858379835,8965.2112955105749,13340.517520000012,20826.78903219556,0,147607.55669469573,null,null,55917.866820333911,57728.169786679078,0,0,5730.8741383344641,7789.3215327573716,19740.539319802319,0,146906.77159790715]
[2004,6,2,22,6.1443294562987846E-2,2.9285960419722597E-2,2.056631795999987E-3,9.4220987773064168E-6,3.3943522150773945E-3,7.8398119302877378E-3,1.1990329120000007E-2,1.2042119248663545E-2,6.5871760126480592E-4,0.12872063899278124,61443.294562987845,29285.960419722596,2056.6317959999869,9.4220987773064167,3394.3522150773947,7839.8119302877376,11990.329120000008,12042.119248663545,658.71760126480592,128720.63899278121,null,null,60327.947650109119,39697.838651659273,1154.9264314648542,6.8327302179363647,5011.4798145572604,7000.9674406741997,11414.046022865525,585.46764165600314,125199.50638320416]
[2004,6,3,10,4.6706061722109449E-2,4.435246129096819E-2,0,0,3.9081437837150219E-3,9.9119641419043968E-3,1.2316957840000009E-2,1.9457709259156433E-2,0,0.1366532980378535,46706.061722109451,44352.461290968189,0,0,3908.143783715022,9911.9641419043965,12316.957840000008,19457.709259156432,0,136653.2980378535,null,null,45858.23183074392,58623.72661166398,0,0,6336.0714085326445,7191.6808907407885,18442.865777815332,0,136452.57651949665]
[2004,6,3,19,6.1409224281453567E-2,3.9806078199646218E-2,0,0,3.9509906492292074E-3,9.0251704482620654E-3,1.3865830000000011E-2,1.7907588850372576E-2,0,0.14596488242896366,61409.224281453564,39806.078199646217,0,0,3950.9906492292075,9025.1704482620662,13865.830000000011,17907.588850372576,0,145964.88242896367,null,null,60294.495827978753,53153.134685207209,0,0,5769.2021092582545,8096.0433526384759,16973.594022446719,0,144286.46999752941]
[2004,6,4,3,2.7091782697226917E-2,2.4424545503523479E-2,2.056631795999987E-3,9.4220987773064168E-6,3.1874687060136366E-3,6.904929652193967E-3,1.1033407440000009E-2,1.3402749076461282E-2,6.5871760126480592E-4,8.8769654571461382E-2,27091.782697226918,24424.545503523477,2056.6317959999869,9.4220987773064167,3187.4687060136366,6904.9296521939668,11033.407440000008,13402.749076461281,658.71760126480592,88769.654571461389,null,null,26600.000210453571,33541.21171320416,1154.9264314648542,6.8327302179363647,4413.8706235058771,6442.2356946222408,12703.710338080684,585.46764165600314,85448.255383205309]
[2004,6,4,4,2.5447183799668628E-2,2.4984496395667122E-2,2.056631795999987E-3,9.4220987773064168E-6,3.1985634697309757E-3,6.8507611633371098E-3,1.0452119040000008E-2,1.3851867323085819E-2,6.5871760126480592E-4,8.7509762687531759E-2,25447.18379966863,24984.496395667124,2056.6317959999869,9.4220987773064167,3198.5634697309756,6850.7611633371098,10452.119040000009,13851.867323085818,658.71760126480592,87509.76268753178,null,null,24985.2548276907,34234.879444061815,1154.9264314648542,6.8327302179363647,4379.2442458701516,6102.8304021308541,13129.40420730973,585.46764165600314,84578.839930402028]
[2004,6,4,18,5.9736832784607466E-2,3.9125404089101895E-2,0,0,4.0791805047380881E-3,8.9256579635340078E-3,1.0701037600000008E-2,1.6411150751018806E-2,0,0.13897926369300026,59736.832784607468,39125.404089101896,0,0,4079.1805047380881,8925.6579635340076,10701.037600000009,16411.150751018806,0,138979.26369300028,null,null,58652.462349959591,52482.014091623168,0,0,5705.5902760987829,6248.1700935187,15555.204702120984,0,138643.44151332122]
[2004,6,4,21,5.9093668811961535E-2,3.198824857312093E-2,2.056631795999987E-3,9.4220987773064168E-6,3.9014874894656567E-3,7.9239892758313831E-3,1.2055326800000009E-2,1.2826747137809763E-2,6.5871760126480592E-4,0.13051423958423139,59093.668811961536,31988.248573120931,2056.6317959999869,9.4220987773064167,3901.4874894656568,7923.9892758313836,12055.326800000008,12826.747137809763,658.71760126480592,130514.23958423137,null,null,58020.973385245241,43596.429672647748,1154.9264314648542,6.8327302179363647,5065.2888946456787,7038.9185791996915,12157.750569599082,585.46764165600314,127626.58790467623]
[2004,6,5,8,3.2876054999805664E-2,2.8883331495973798E-2,0,0,3.5646558220531477E-3,6.6505388065508774E-3,6.9336326400000047E-3,1.5857169819108112E-2,0,9.4765383583491597E-2,32876.054999805667,28883.331495973798,0,0,3564.6558220531479,6650.5388065508778,6933.6326400000044,15857.169819108112,0,94765.38358349161,null,null,32279.273744626153,39415.625533228733,0,0,4251.255168022406,4048.4406951988562,15030.117404607272,0,95024.712545683418]
[2004,6,5,14,4.1663084908196049E-2,3.3174290979486785E-2,0,0,3.791867414614247E-3,7.27838651748966E-3,7.164712720000006E-3,1.6460555297361269E-2,0,0.10953289783714801,41663.084908196048,33174.290979486788,0,0,3791.8674146142471,7278.38651748966,7164.7127200000059,16460.555297361268,0,109532.89783714802,null,null,40906.797448940037,44903.9948882877,0,0,4652.5972101484349,4183.3647744361742,15602.032486670139,0,110248.78680848249]
[2004,6,5,23,3.6453210989606737E-2,2.3486732055333633E-2,2.056631795999987E-3,9.4220987773064168E-6,2.9933482104478439E-3,6.6416117149773139E-3,5.2621465600000035E-3,1.3923982216076819E-2,6.5871760126480592E-4,9.1485803242484454E-2,36453.210989606734,23486.732055333632,2056.6317959999869,9.4220987773064167,2993.3482104478439,6641.6117149773136,5262.1465600000038,13923.98221607682,658.71760126480592,91485.803242484471,null,null,35791.495555384783,32166.214736715701,1154.9264314648542,6.8327302179363647,4245.5486613330313,3072.4858647262677,13197.757849267282,585.46764165600314,90220.729470765858]
[2004,6,6,7,3.0034737323190883E-2,2.3743941064487867E-2,0,0,3.4004828115666861E-3,6.3579687351613835E-3,3.7737612000000023E-3,1.3324186504384697E-2,0,8.0635077638791519E-2,30034.737323190882,23743.941064487866,0,0,3400.482811566686,6357.9687351613838,3773.7612000000022,13324.186504384697,0,80635.077638791525,null,null,29489.532971913733,32973.214527219476,0,0,4064.2342266848227,2203.4407083964675,12629.245304572871,0,81359.667738787379]
[2004,6,6,16,5.8463422825569503E-2,3.6994786224361406E-2,0,0,4.0611909195736162E-3,8.51940226809734E-3,6.897955680000005E-3,1.9754233617381104E-2,0,0.13469099153498298,58463.422825569505,36994.786224361407,0,0,4061.1909195736162,8519.4022680973394,6897.9556800000046,19754.233617381105,0,134690.99153498298,null,null,57402.167913563171,49872.030740935974,0,0,5445.8975391640761,4027.609470897798,18723.924501930916,0,135471.63016649193]
[2004,6,6,21,6.6761317011262478E-2,2.8509867261433518E-2,2.056631795999987E-3,9.4220987773064168E-6,3.4566530547820704E-3,7.6578720845397845E-3,7.0064218400000041E-3,1.4996789311205985E-2,6.5871760126480592E-4,0.13111369205926596,66761.317011262479,28509.867261433519,2056.6317959999869,9.4220987773064167,3456.6530547820703,7657.8720845397847,7006.4218400000045,14996.789311205985,658.71760126480592,131113.69205926594,null,null,65549.43491155027,38830.771906900431,1154.9264314648542,6.8327302179363647,4895.1775521385671,4090.941181560212,14214.611220721808,585.46764165600314,129328.16357621009]
[2004,6,7,1,3.4049538338912395E-2,2.44980053003266E-2,2.056631795999987E-3,9.4220987773064168E-6,3.1266483778363973E-3,5.9788513780037467E-3,1.0947905760000006E-2,1.3661123310969503E-2,6.5871760126480592E-4,9.4986843962090742E-2,34049.538338912396,24498.0053003266,2056.6317959999869,9.4220987773064167,3126.6483778363972,5978.8513780037465,10947.905760000007,13661.123310969502,658.71760126480592,94986.843962090759,null,null,33431.455475007366,33556.56528682998,1154.9264314648542,6.8327302179363647,3821.8892572342529,6392.3125881076339,12948.608710443737,585.46764165600314,91898.058120961752]
[2004,6,7,10,5.3891870440885503E-2,4.321973946092026E-2,0,0,3.9761594371490695E-3,1.035274645051131E-2,1.3582054640000009E-2,1.8114736786006402E-2,0,0.14313730721547255,53891.870440885505,43219.73946092026,0,0,3976.1594371490696,10352.746450511309,13582.054640000009,18114.736786006401,0,143137.30721547254,null,null,52913.600448154517,57330.39339043785,0,0,6617.834754623068,7930.3513156691351,17169.937873727587,0,141962.11778261216]
[2004,6,7,20,7.0135507222354079E-2,3.9623235095314263E-2,1.3710459999999918E-4,6.2812073922788153E-7,3.9966727148547003E-3,8.8838469722632776E-3,1.1804972960000007E-2,1.9118131753594447E-2,4.3913165890959862E-5,0.15374401260501094,70135.507222354077,39623.23509531426,137.10459999999918,0.62812073922788159,3996.6727148547002,8883.8469722632781,11804.972960000006,19118.131753594447,43.91316589095986,153744.01260501097,null,null,68862.375271666693,52986.520710466182,76.992744507493896,0.4555014394215261,5678.8632397051688,6892.7408500526062,18120.999402239911,39.029984355152727,152657.97770443265]
[2004,6,8,3,3.1039730092333712E-2,2.5555379466601219E-2,2.056631795999987E-3,9.4220987773064168E-6,3.2679602023833422E-3,6.3684542286693829E-3,1.3179356080000008E-2,1.3453655525306684E-2,6.5871760126480592E-4,9.5589307091336437E-2,31039.730092333713,25555.379466601218,2056.6317959999869,9.4220987773064167,3267.9602023833422,6368.4542286693832,13179.356080000009,13453.655525306684,658.71760126480592,95589.30709133645,null,null,30476.282650569618,35012.648145932348,1154.9264314648542,6.8327302179363647,4070.9369179646992,7695.2218643629321,12751.961691350298,585.46764165600314,91754.278073518697]
[2004,6,8,10,5.2231148170406284E-2,4.5366246199014623E-2,0,0,4.0676535905502633E-3,1.0513087266056481E-2,1.4427639600000012E-2,1.9199512823204118E-2,0,0.14580528764923179,52231.148170406283,45366.246199014626,0,0,4067.6535905502633,10513.087266056482,14427.639600000013,19199.512823204117,0,145805.28764923179,null,null,51283.024371343818,60048.965862056553,0,0,6720.3301674849417,8424.0752755402063,18198.135930680939,0,144674.53160710644]
[2004,6,8,20,6.5834514088449925E-2,4.1791843840689132E-2,1.3710459999999918E-4,6.2812073922788153E-7,4.0377395152172155E-3,9.272564683724633E-3,1.0644856640000011E-2,2.019644323487901E-2,4.3913165890959862E-5,0.15195960788959009,65834.514088449927,41791.843840689129,137.10459999999918,0.62812073922788159,4037.7395152172153,9272.5646837246331,10644.856640000011,20196.443234879011,43.91316589095986,151959.60788959009,null,null,64639.455741209946,55670.685463339178,76.992744507493896,0.4555014394215261,5927.3450887433473,6215.3669012285281,19143.070071049493,39.029984355152727,151712.40149587256]
[2004,6,9,5,2.9853976394434822E-2,2.6811740708003889E-2,1.131311803999993E-3,5.1829071134426423E-6,3.2634139328441085E-3,7.6919424769926652E-3,1.242460384000001E-2,1.3764994241970401E-2,3.6234730945171106E-4,9.5309513614811048E-2,29853.976394434823,26811.74070800389,1131.3118039999929,5.1829071134426421,3263.4139328441083,7691.9424769926654,12424.603840000011,13764.994241970402,362.34730945171106,95309.513614811047,null,null,29312.053298586623,36533.268506272732,635.3018110529041,3.7585475261702617,4916.956529181628,7254.53372268364,13047.06211074649,322.05397930426557,92024.988505354471]
[2004,6,9,9,5.133706513141547E-2,4.2156988942979402E-2,0,0,3.9906660715892271E-3,1.0623279305943837E-2,1.2121964800000008E-2,1.6413976226614557E-2,0,0.1366439404785425,51337.065131415467,42156.988942979406,0,0,3990.6660715892272,10623.279305943837,12121.964800000007,16413.976226614559,0,136643.9404785425,null,null,50405.171138461032,56057.057452075765,0,0,6790.7687428654226,7077.8274751643121,15557.882811166448,0,135888.707619733]
[2004,6,9,14,6.2166025035678002E-2,4.8737074472478666E-2,0,0,4.3254227791996299E-3,1.0619628195442567E-2,1.4283496480000012E-2,1.9921245064369868E-2,0,0.16005289202716874,62166.025035678002,48737.074472478664,0,0,4325.42277919963,10619.628195442567,14283.496480000013,19921.245064369868,0,160052.89202716874,null,null,61037.558787202252,64456.741215753995,0,0,6788.4348263454167,8339.9123405767332,18882.225238114595,0,159504.87240799298]
[2004,6,9,23,6.2704394467503033E-2,2.9077135656539129E-2,2.056631795999987E-3,9.4220987773064168E-6,3.5153156344189377E-3,8.0357829189206167E-3,1.261201040000001E-2,1.1423025205257528E-2,6.5871760126480592E-4,0.13009243577868138,62704.394467503036,29077.135656539129,2056.6317959999869,9.4220987773064167,3515.3156344189379,8035.7829189206168,12612.01040000001,11423.025205257527,658.71760126480592,130092.43577868136,null,null,61566.155489748286,39591.110619692998,1154.9264314648542,6.8327302179363647,5136.7512703658258,7363.9575101041428,10827.241677384356,585.46764165600314,126232.44337063441]
[2004,6,10,7,4.2172461532649613E-2,3.3432476122605498E-2,0,0,3.6669386262027665E-3,9.1577312776690185E-3,1.1923486080000009E-2,1.5137021367405424E-2,0,0.11549011500653232,42172.461532649613,33432.476122605498,0,0,3666.9386262027665,9157.7312776690178,11923.48608000001,15137.021367405425,0,115490.11500653235,null,null,41406.927634874679,45065.865716378954,0,0,5853.9395910602607,6961.9388250296888,14347.529281927615,0,113636.20104927121]
[2004,6,10,16,5.6201145600578664E-2,4.9168576010568801E-2,0,0,4.1490440236529556E-3,9.8527362521592179E-3,1.3521157760000008E-2,2.4242463541838219E-2,0,0.15713512318879785,56201.145600578668,49168.576010568802,0,0,4149.0440236529557,9852.7362521592186,13521.157760000007,24242.46354183822,0,157135.12318879788,null,null,55180.956584158106,64766.647157320411,0,0,6298.2108862961268,7894.7945707414647,22978.06464629473,0,157118.67384481084]
[2004,6,10,24,4.0891609201510144E-2,2.9218242160827249E-2,2.056631795999987E-3,9.4220987773064168E-6,3.3359608980594209E-3,7.1726807363308963E-3,1.0433870480000006E-2,1.5328317984882246E-2,6.5871760126480592E-4,0.10910545295765207,40891.609201510146,29218.242160827249,2056.6317959999869,9.4220987773064167,3335.9608980594207,7172.6807363308963,10433.870480000007,15328.317984882246,658.71760126480592,109105.45295765206,null,null,40149.325923734519,39544.64924821075,1154.9264314648542,6.8327302179363647,4585.026407013147,6092.1753506205414,14528.848562264524,585.46764165600314,106647.25229518228]
[2004,6,11,9,4.4545596487110276E-2,4.0525207238995033E-2,0,0,3.9816539611109841E-3,1.0100252111891108E-2,1.2583509840000008E-2,1.6693592386993226E-2,0,0.12842981202610065,44545.596487110277,40525.207238995034,0,0,3981.6539611109843,10100.252111891108,12583.509840000008,16693.592386993227,0,128429.81202610066,null,null,43736.984353310923,54063.93184048609,0,0,6456.4316122343344,7347.3164745992726,15822.915207657063,0,127427.57948828768]
[2004,6,11,15,5.0217131995785952E-2,4.4720595797177645E-2,0,0,4.1845540782324987E-3,1.0146691703887262E-2,1.3711229840000011E-2,1.9434322663238537E-2,0,0.14241452607832189,50217.131995785952,44720.595797177644,0,0,4184.5540782324988,10146.691703887262,13711.229840000011,19434.322663238538,0,142414.52607832191,null,null,49305.56754366,59406.676144275763,0,0,6486.1174108165533,8005.7747140005549,18420.69894184461,0,141624.83475459748]
[2004,6,11,18,5.9602179704156412E-2,3.8633044194201833E-2,0,0,4.1000576728178993E-3,9.0709950002147918E-3,1.290378232000001E-2,1.5522494453640935E-2,0,0.13983255334503189,{"$f":"E3908*1000000*O$8826","v":59602.179704156413},{"$f":"F3908*1000000*P$8826","v":38633.044194201837},{"$f":"G3908*1000000*Q$8826","v":0},{"$f":"H3908*1000000*R$8826","v":0},{"$f":"I3908*1000000*S$8826","v":4100.0576728178994},{"$f":"J3908*1000000*T$8826","v":9070.9950002147925},{"$f":"K3908*1000000*U$8826","v":12903.782320000009},{"$f":"L3908*1000000*V$8826","v":15522.494453640935},{"$f":"M3908*1000000*W$8826","v":0},{"$f":"SUM(O3908:W3908)","v":139832.55334503189},null,null,{"$f":"O3908*AA$8826","v":58520.253554090908},{"$f":"(P3908+S3908)*AB$8826","v":51909.288688855027},{"$f":"Q3908*AC$8826","v":0},{"$f":"R3908*AD$8826","v":0},{"$f":"T3908*AE$8826","v":5798.4947529038263},{"$f":"U3908*AF$8826","v":7534.3186145892378},{"$f":"V3908*AG$8826","v":14712.897491294618},{"$f":"W3908*AH$8826","v":0},{"$f":"SUM(AA3908:AH3908)","v":138475.25310173363}]
[2004,6,12,5,2.0209423628655916E-2,2.1246852663741867E-2,1.0970356539999934E-3,5.0258769286356726E-6,3.0687015943508329E-3,5.2876428107631558E-3,8.0465897600000055E-3,1.2622400855882664E-2,3.5136901797897115E-4,7.193504186230204E-2,20209.423628655917,21246.852663741865,1097.0356539999934,5.0258769286356726,3068.7015943508331,5287.6428107631555,8046.5897600000053,12622.400855882664,351.36901797897116,71935.041862302038,null,null,19842.572885778307,29536.894596153492,616.05362492603081,3.6446721663148809,3380.0447572414919,4698.279117647975,11964.062247937909,312.29648321547745,70353.848385067002]
[2004,6,12,11,4.5287738174567521E-2,2.9447812989670804E-2,0,0,3.5630607059006208E-3,7.5146090320311991E-3,7.0152385600000056E-3,1.2085006519364871E-2,0,0.10491346598153503,45287.738174567523,29447.812989670805,0,0,3563.0607059006206,7514.6090320311987,7015.2385600000052,12085.006519364872,0,104913.46598153502,null,null,44465.654343882263,40099.381923343033,0,0,4803.5988379802693,4096.0891277955316,11454.696449212563,0,104919.42068221368]
[2004,6,12,20,4.2867262052338213E-2,2.6048526165559048E-2,6.8552299999999591E-5,3.1406036961394077E-7,3.3836206367579393E-3,7.2039309112484837E-3,6.5780932800000042E-3,1.4144159563120191E-2,2.1956582945479931E-5,0.10031641555233897,42867.262052338214,26048.526165559048,68.55229999999959,0.31406036961394079,3383.6206367579393,7203.9309112484834,6578.0932800000046,14144.159563120191,21.95658294547993,100316.41555233896,null,null,42089.115816305493,35752.185971628482,38.496372253746948,0.22775071971076305,4605.0026031506895,3840.8467702676166,13406.451545156764,19.514992177576364,99751.841821660084]
[2004,6,13,4,2.1337466036801058E-2,1.8971912738880631E-2,2.056631795999987E-3,9.4220987773064168E-6,2.5982512635189308E-3,5.2969333519024614E-3,2.9011109600000024E-3,1.3589717489953605E-2,6.5871760126480592E-4,6.7420163337098785E-2,21337.466036801059,18971.91273888063,2056.6317959999869,9.4220987773064167,2598.251263518931,5296.9333519024613,2901.1109600000023,13589.717489953606,658.71760126480592,67420.163337098798,null,null,20950.138549854477,26201.979761517279,1154.9264314648542,6.8327302179363647,3385.9835935043966,1693.9137507797677,12880.927157841075,585.46764165600314,66860.169616835774]
[2004,6,13,13,4.1634572773650416E-2,3.0022182746463802E-2,0,0,3.397384072924615E-3,7.3360053713796723E-3,4.1971688000000031E-3,1.6627975983473719E-2,0,0.10321528974789222,41634.57277365042,30022.182746463801,0,0,3397.3840729246149,7336.0053713796724,4197.1688000000031,16627.97598347372,0,103215.28974789222,null,null,40878.802879760507,40595.834753174691,0,0,4689.4291808354055,2450.6618473716762,15760.7211175504,0,104375.44977869268]
[2004,6,13,18,5.0141481034638336E-2,2.5726400533630157E-2,0,0,3.1942870528580401E-3,6.7032050825156751E-3,3.8957600000000038E-3,1.5283331980753366E-2,0,0.10494446568439557,50141.481034638338,25726.400533630156,0,0,3194.2870528580402,6703.2050825156748,3895.7600000000039,15283.331980753366,0,104944.46568439559,null,null,49231.289833516785,35130.899827466725,0,0,4284.9212790531838,2274.6739179316978,14486.208864806884,0,105407.99372277528]
[2004,6,14,6,2.971276220378375E-2,2.7156540922397367E-2,0,0,3.170892015954311E-3,8.2232333590460671E-3,1.2886558960000009E-2,1.3621300349735259E-2,0,9.4771287810916774E-2,29712.76220378375,27156.540922397366,0,0,3170.8920159543109,8223.2333590460676,12886.558960000009,13621.300349735258,0,94771.287810916765,null,null,29173.402492804762,36839.719159347325,0,0,5256.5760959192739,7524.262161478382,12910.862770305759,0,91704.822679855497]
[2004,6,14,7,3.8309434013746625E-2,2.8854551742677134E-2,0,0,3.4261522552624822E-3,8.2825211643446188E-3,1.2912804080000008E-2,1.0043066754531933E-2,0,0.1018285300105628,38309.434013746628,28854.551742677133,0,0,3426.152255262482,8282.5211643446182,12912.804080000009,10043.066754531934,0,101828.5300105628,null,null,37614.02356635336,39212.421043597584,0,0,5294.474918256481,7539.5862805044471,9519.2568500482394,0,99179.762658760112]
[2004,6,14,17,6.5266923251899478E-2,4.3803823748506658E-2,0,0,4.0196732408920126E-3,9.5849361354205555E-3,1.382461696000001E-2,2.0940609713282946E-2,0,0.15744058305000169,65266.923251899476,43803.823748506657,0,0,4019.6732408920125,9584.9361354205557,13824.61696000001,20940.609713282945,0,157440.58305000165,null,null,64082.168074302775,58092.75720396977,0,0,6127.0237594484761,8071.9796969803565,19848.423527345731,0,156222.35226204709]
[2004,6,14,24,3.9848047746472777E-2,2.74777615353364E-2,2.056631795999987E-3,9.4220987773064168E-6,3.2418990677263201E-3,6.5499140576807833E-3,1.3266703120000008E-2,1.4897547431444674E-2,6.5871760126480592E-4,0.10800664445470305,39848.047746472774,27477.761535336402,2056.6317959999869,9.4220987773064167,3241.89906772632,6549.9140576807831,13266.703120000007,14897.547431444675,658.71760126480592,108006.64445470306,null,null,39124.707675690748,37316.170860480554,1154.9264314648542,6.8327302179363647,4186.9323370295879,7746.2224479965571,14120.545437149951,585.46764165600314,104241.8055616862]
[2004,6,15,7,3.8802309282897039E-2,3.2250473670668918E-2,0,0,3.5331157955173342E-3,8.7723641765555405E-3,1.1819530800000009E-2,1.381301574976773E-2,0,0.10899080947540657,38802.30928289704,32250.473670668918,0,0,3533.1157955173344,8772.3641765555403,11819.53080000001,13813.01574976773,0,108990.80947540657,null,null,38097.951937167818,43467.489949689407,0,0,5607.5995684171721,6901.240947324879,13092.578991020444,0,107166.86139361972]
[2004,6,15,17,5.7967984132253216E-2,4.4143764926572675E-2,0,0,3.982786735416799E-3,8.9013287524113954E-3,1.3641926320000011E-2,2.1099904037554237E-2,0,0.14973769490420835,57967.984132253216,44143.764926572672,0,0,3982.7867354167988,8901.3287524113948,13641.926320000011,21099.904037554235,0,149737.69490420833,null,null,56915.722651036056,58460.887571313011,0,0,5690.0382001651697,7965.3094621973496,19999.409637918881,0,149031.36752263046]
[2004,6,16,2,2.6710964513929281E-2,2.4094482887187657E-2,2.056631795999987E-3,9.4220987773064168E-6,3.1391843583153636E-3,6.2674691041888818E-3,1.2007552480000008E-2,1.3127936570187501E-2,6.5871760126480592E-4,8.8072361409850794E-2,26710.964513929281,24094.482887187656,2056.6317959999869,9.4220987773064167,3139.1843583153636,6267.4691041888818,12007.552480000008,13127.936570187501,658.71760126480592,88072.361409850797,null,null,26226.094813785137,33081.621350639005,1154.9264314648542,6.8327302179363647,4006.3837223772621,7011.0238937850554,12443.231054534637,585.46764165600314,84515.581638459887]
[2004,6,16,6,2.9566786547554156E-2,2.8306740847248754E-2,0,0,3.2802354642367361E-3,7.7892424113254911E-3,1.2792240560000008E-2,1.4240160937691593E-2,0,9.5975406768056742E-2,29566.786547554155,28306.740847248755,0,0,3280.2354642367363,7789.242411325491,12792.240560000007,14240.160937691593,0,95975.406768056724,null,null,29030.076653755204,38369.727460069291,0,0,4979.1540233565693,7469.1911087284552,13497.445836526031,0,93345.595082435568]
[2004,6,16,19,5.6789781289411215E-2,3.8228461546806182E-2,0,0,3.8473592560732493E-3,8.756517405633938E-3,1.5031072320000012E-2,1.7317927444702962E-2,0,0.13997111926262756,56789.781289411214,38228.461546806182,0,0,3847.3592560732491,8756.5174056339383,15031.072320000012,17317.927444702964,0,139971.11926262756,null,null,55758.907087519736,51110.868002840914,0,0,5597.4697625869185,8776.4102934598359,16414.687215161324,0,137658.34236156874]
[2004,6,16,20,5.5737080058070716E-2,3.8112288761368879E-2,0,0,3.7776491154798441E-3,8.3490379781128981E-3,1.323799752000001E-2,1.8175714183118336E-2,0,0.13738976761615068,55737.080058070715,38112.28876136888,0,0,3777.6491154798441,8349.0379781128977,13237.99752000001,18175.714183118336,0,137389.76761615067,null,null,54725.314972591535,50885.069966936942,0,0,5336.9947736423692,7729.4616928117994,17227.734911160795,0,135904.57631714345]
[2004,6,17,4,2.564770364760522E-2,2.5183314566516284E-2,2.056631795999987E-3,9.4220987773064168E-6,3.15566069653127E-3,6.4196416811851745E-3,1.0512400800000009E-2,1.4712006054784716E-2,6.5871760126480592E-4,8.835549894266477E-2,25647.70364760522,25183.314566516285,2056.6317959999869,9.4220987773064167,3155.6606965312699,6419.6416811851741,10512.400800000009,14712.006054784717,658.71760126480592,88355.498942664781,null,null,25182.134747219192,34424.274948577477,1154.9264314648542,6.8327302179363647,4103.6577137341046,6138.0279880188491,13944.68122516105,585.46764165600314,85540.003426049458]
[2004,6,17,17,5.8405656561690576E-2,4.4355821367073493E-2,0,0,4.0049711134593907E-3,9.024359232509804E-3,1.416149768000001E-2,2.1098493589057819E-2,0,0.15105079954379111,58405.656561690579,44355.821367073491,0,0,4004.9711134593908,9024.3592325098034,14161.497680000009,21098.49358905782,0,151050.7995437911,null,null,57345.450249446745,58745.427512043781,0,0,5768.683552001542,8268.6791310415028,19998.072753295954,0,150126.31319782953]
[2004,6,17,21,6.3042353675621943E-2,3.4580797070039491E-2,2.056631795999987E-3,9.4220987773064168E-6,3.7187949968480079E-3,7.9529449282757549E-3,1.4065333920000011E-2,1.5327516251547595E-2,6.5871760126480592E-4,0.14141251233837493,63042.35367562194,34580.797070039494,2056.6317959999869,9.4220987773064167,3718.7949968480079,7952.944928275755,14065.333920000012,15327.516251547595,658.71760126480592,141412.51233837489,null,null,61897.97990704688,46523.760139205129,1154.9264314648542,6.8327302179363647,5083.7983524021456,8212.530601172557,14528.088644430229,585.46764165600314,137993.38444759572]
[2004,6,18,6,2.9289816935041343E-2,2.8115985451772015E-2,0,0,3.3508026414501291E-3,7.9047344637837337E-3,1.391934544000001E-2,1.3700879722967445E-2,0,9.6281564655014681E-2,29289.816935041345,28115.985451772016,0,0,3350.8026414501292,7904.7344637837341,13919.34544000001,13700.879722967446,0,96281.564655014663,null,null,28758.134720901737,38223.730922344374,0,0,5052.9805506741741,8127.2901890900639,12986.291572311999,0,93148.427955322346]
[2004,6,18,16,5.2959956728005929E-2,4.3642222616749646E-2,0,0,4.0760819806540203E-3,9.7155260258316601E-3,1.2674752640000009E-2,1.954595708495508E-2,0,0.14261449707619633,52959.956728005927,43642.222616749648,0,0,4076.0819806540203,9715.5260258316594,12674.752640000008,19545.95708495508,0,142614.49707619633,null,null,51998.603261156604,57964.976584137112,0,0,6210.5013486559601,7400.5917321508314,18526.5109173696,0,142101.18384347012]
[2004,6,18,23,5.1434219966185211E-2,2.5633414303574936E-2,2.056631795999987E-3,9.4220987773064168E-6,3.3070572989701095E-3,7.3281771272776372E-3,8.629518480000006E-3,1.174447902723705E-2,6.5871760126480592E-4,0.11080163769928705,51434.219966185214,25633.414303574937,2056.6317959999869,9.4220987773064167,3307.0572989701095,7328.1771272776368,8629.5184800000061,11744.47902723705,658.71760126480592,110801.63769928705,null,null,50500.562374032481,35154.932115226125,1154.9264314648542,6.8327302179363647,4684.4250955780517,5038.6421675784923,11131.929634922022,585.46764165600314,108257.71819067598]
[2004,6,19,6,3.0894720170541987E-2,2.4758998292933557E-2,0,0,3.8098635591234014E-3,6.9582122410135928E-3,9.390216880000005E-3,1.0831632044719727E-2,0,8.6643643188332273E-2,30894.720170541987,24758.998292933557,0,0,3809.8635591234015,6958.2122410135926,9390.2168800000054,10831.632044719727,0,86643.643188332266,null,null,30333.905015502707,34703.525665076362,0,0,4447.9307030985146,5482.8021799746275,10266.69343727824,0,85234.857000930439]
[2004,6,19,8,4.3063654930813544E-2,3.0890086763331596E-2,0,0,4.1741005364346242E-3,8.7574872336423672E-3,8.9805469600000055E-3,1.2437244991564426E-2,0,0.10830312141578656,43063.654930813544,30890.086763331597,0,0,4174.1005364346238,8757.4872336423668,8980.5469600000051,12437.244991564427,0,108303.12141578656,null,null,42281.943681018507,42593.608740309981,0,0,5598.0897103013594,5243.6022595521263,11788.563441366436,0,107505.80783254841]
[2004,6,19,17,6.7245696031117838E-2,4.0282054060867184E-2,0,0,4.4750561746156586E-3,8.8463167934501648E-3,6.1710888800000042E-3,1.9609050509653097E-2,0,0.14662926244970392,67245.696031117841,40282.054060867187,0,0,4475.0561746156582,8846.3167934501653,6171.0888800000039,19609.050509653098,0,146629.26244970397,null,null,66025.021260890455,54367.917482855497,0,0,5654.87264717169,3603.2032056836997,18586.313618071414,0,148237.32821467277]
[2004,6,20,5,2.7864255361416602E-2,2.302948342382561E-2,1.131311803999993E-3,5.1829071134426423E-6,3.3297252907529161E-3,6.796456881715332E-3,4.7946553600000039E-3,1.3252751000908801E-2,3.6234730945171106E-4,8.056616933918441E-2,27864.255361416603,23029.483423825612,1131.3118039999929,5.1829071134426421,3329.725290752916,6796.4568817153322,4794.6553600000043,13252.7510009088,362.34730945171106,80566.169339184416,null,null,27358.450595932209,32019.388132244334,635.3018110529041,3.7585475261702617,4344.5310647873011,2799.5249945744645,12561.535617639573,322.05397930426557,80044.544743061226]
[2004,6,20,10,5.3821959881297371E-2,3.338179693170909E-2,0,0,4.1180051433113698E-3,8.5415424283179255E-3,5.5811888000000037E-3,1.5866467506088007E-2,0,0.12131096069072375,53821.959881297371,33381.79693170909,0,0,4118.0051433113695,8541.5424283179254,5581.1888000000035,15866.467506088007,0,121310.96069072378,null,null,52844.958937164265,45552.229223722374,0,0,5460.0502978046088,3258.7696866368842,15038.930157985918,0,122154.93830331405]
[2004,6,20,15,6.3059121640818075E-2,3.8701079605698172E-2,0,0,4.3300417839021001E-3,8.9128446049340053E-3,5.5118852800000034E-3,1.9359087315736944E-2,0,0.13987406023108931,63059.121640818077,38701.079605698171,0,0,4330.0417839021002,8912.8446049340055,5511.8852800000031,19359.087315736942,0,139874.0602310893,null,null,61914.443492434773,52271.302695717633,0,0,5697.3995326789673,3218.304434833678,18349.387596956145,0,141450.83775262121]
[2004,6,21,3,2.9057623451064014E-2,2.448211608071052E-2,2.056631795999987E-3,9.4220987773064168E-6,3.0799027481868365E-3,6.1464061070933204E-3,9.4105158400000083E-3,1.4566973494712924E-2,6.5871760126480592E-4,8.9468309217809711E-2,29057.623451064013,24482.116080710519,2056.6317959999869,9.4220987773064167,3079.9027481868366,6146.4061070933203,9410.5158400000091,14566.973494712924,658.71760126480592,89468.309217809729,null,null,28530.156119726293,33480.48069829178,1154.9264314648542,6.8327302179363647,3928.9960539447693,5494.6544282838531,13807.213036938518,585.46764165600314,86988.727140524003]
[2004,6,21,12,5.7573444443583754E-2,4.6280649158778608E-2,0,0,4.1166333820406359E-3,1.0480464978405534E-2,1.1816660240000009E-2,2.004065939465809E-2,0,0.15030851159746664,57573.444443583758,46280.649158778608,0,0,4116.6333820406362,10480.464978405535,11816.660240000008,20040.659394658091,0,150308.51159746666,null,null,56528.344828065623,61219.218223056378,0,0,6699.4768692781563,6899.5648718064031,18995.411350422088,0,150342.01614262862]
[2004,6,21,18,7.4714132855035101E-2,4.1719875119754085E-2,0,0,4.0634031351957697E-3,9.0440579186291115E-3,1.2710429600000009E-2,1.8366637341855358E-2,0,0.16061853597046946,74714.132855035103,41719.875119754084,0,0,4063.4031351957697,9044.0579186291106,12710.429600000009,18366.637341855359,0,160618.53597046944,null,null,73357.887588224941,55614.437151180668,0,0,5781.2756356813579,7421.4229564518901,17408.70021101008,0,159583.72354254895]
[2004,6,21,21,7.2544344095381699E-2,3.5614781457710271E-2,2.0223556459999879E-3,9.2650685924994479E-6,3.8755753193654512E-3,8.0414286475761123E-3,1.3708974400000011E-2,1.612078130644359E-2,6.4773930979206606E-4,0.1525852452508617,72544.344095381704,35614.781457710269,2022.3556459999879,9.265068592499448,3875.5753193654514,8041.4286475761119,13708.974400000012,16120.78130644359,647.73930979206602,152585.24525086168,null,null,71227.485831040918,47970.220761090517,1135.6782453379813,6.7188548580809844,5140.3602160200162,8004.4577975217535,15279.979873701914,575.71014556721502,149340.61172513838]
[2004,6,22,11,5.3344399509354587E-2,4.5693585991570321E-2,0,0,4.048412427248245E-3,1.0470965476096453E-2,1.384327560000001E-2,1.9008201185009444E-2,0,0.14640884018927908,53344.399509354589,45693.585991570319,0,0,4048.412427248245,10470.965476096453,13843.27560000001,19008.201185009446,0,146408.84018927906,null,null,52376.067460506929,60423.223287607791,0,0,6693.4044577849181,8082.8741878504497,18016.802413052294,0,145592.37180680237]
[2004,6,22,14,5.4189968131440794E-2,4.8028736001896416E-2,0,0,4.1734719427862317E-3,1.0286179159311022E-2,1.445080912000001E-2,2.0886030246407058E-2,0,0.15201519460184154,54189.968131440794,48028.736001896417,0,0,4173.4719427862319,10286.179159311023,14450.809120000011,20886.030246407059,0,152015.19460184153,null,null,53206.28693247059,63411.719814505392,0,0,6575.2826323111558,8437.6035993679034,19796.690727332647,0,151427.58370598766]
[2004,6,22,23,5.290308418673105E-2,2.96723933572734E-2,2.056631795999987E-3,9.4220987773064168E-6,3.3025947683545838E-3,7.7328842444249861E-3,1.261857168000001E-2,1.3321396108368225E-2,6.5871760126480592E-4,0.12227569584119435,52903.084186731052,29672.393357273399,2056.6317959999869,9.4220987773064167,3302.5947683545837,7732.8842444249858,12618.57168000001,13321.396108368224,658.71760126480592,122275.69584119435,null,null,51942.763096380899,40055.790554390813,1154.9264314648542,6.8327302179363647,4943.1279275370789,7367.7885398606595,12626.600445483175,585.46764165600314,118683.29736699141]
[2004,6,23,7,4.6526804020028213E-2,3.3829436903939226E-2,0,0,3.6970493286205843E-3,9.7919875549476211E-3,1.4074560720000013E-2,1.2945923344303428E-2,0,0.12086576187183909,46526.804020028212,33829.436903939226,0,0,3697.0493286205842,9791.9875549476219,14074.560720000012,12945.923344303428,0,120865.7618718391,null,null,45682.228096830375,45584.643337760703,0,0,6259.3782111575283,8217.9179867676594,12270.710977784725,0,118014.87861030098]
[2004,6,23,16,7.2470494282744269E-2,5.0146754646868179E-2,0,0,4.4484412657512283E-3,1.0566899095565841E-2,1.446823752000001E-2,2.131512377614745E-2,0,0.17341595058707698,72470.494282744272,50146.754646868176,0,0,4448.4412657512285,10566.899095565841,14468.23752000001,21315.123776147451,0,173415.95058707698,null,null,71154.976574132597,66318.560128675381,0,0,6754.7285560902474,8447.7797721586503,20203.404296218305,0,172879.44932727519]
[2004,6,23,24,4.9318018369181024E-2,2.8518678830847716E-2,2.056631795999987E-3,9.4220987773064168E-6,3.523374555640417E-3,7.5326194717537567E-3,1.1775447200000009E-2,1.182218405099511E-2,6.5871760126480592E-4,0.11521509397446013,49318.018369181023,28518.678830847715,2056.6317959999869,9.4220987773064167,3523.3745556404169,7532.6194717537564,11775.44720000001,11822.184050995111,658.71760126480592,115215.09397446013,null,null,48422.775040700762,38922.524383997326,1154.9264314648542,6.8327302179363647,4815.11173598388,6875.5012161482837,11205.581846718613,585.46764165600314,111988.72102688767]
[2004,6,24,9,4.8591732641394464E-2,4.2540273428756235E-2,0,0,3.9913676149588607E-3,1.0153056293445897E-2,1.269300120000001E-2,1.8146798484689339E-2,0,0.13611622966324483,48591.732641394461,42540.273428756234,0,0,3991.3676149588609,10153.056293445896,12693.00120000001,18146.798484689338,0,136116.2296632448,null,null,47709.67318513518,56523.497770437811,0,0,6490.1858773033337,7411.246783661144,17200.3273505947,0,135334.93096713215]
[2004,6,24,10,5.0480979216640895E-2,4.5400700227787361E-2,0,0,4.0499296588454485E-3,1.0442349136061733E-2,1.451068080000001E-2,1.9530212529257972E-2,0,0.14441485156859341,50480.979216640895,45400.700227787362,0,0,4049.9296588454486,10442.349136061734,14510.680800000011,19530.212529257973,0,144414.85156859341,null,null,49564.625288538024,60069.288455094473,0,0,6675.1119002942896,8472.5617458961169,18511.587540543191,0,143293.17493036611]
[2004,6,24,23,5.3500773795213848E-2,3.0001285378285038E-2,2.056631795999987E-3,9.4220987773064168E-6,3.3222416301903522E-3,7.2874286783002236E-3,1.337803984000001E-2,1.3181409419609059E-2,6.5871760126480592E-4,0.12339595023764062,53500.773795213849,30001.285378285036,2056.6317959999869,9.4220987773064167,3322.2416301903522,7287.4286783002235,13378.03984000001,13181.409419609059,658.71760126480592,123395.95023764063,null,null,52529.603168483489,40479.172071260757,1154.9264314648542,6.8327302179363647,4658.3772730868141,7811.2302341774493,12493.914954242669,585.46764165600314,119719.52450458998]
[2004,6,25,3,2.7465791965093637E-2,2.4188670164636647E-2,2.056631795999987E-3,9.4220987773064168E-6,3.2297961879032833E-3,6.3844811425314398E-3,1.3448983680000011E-2,1.2741254182706521E-2,6.5871760126480592E-4,9.0183748818913639E-2,27465.791965093638,24188.670164636645,2056.6317959999869,9.4220987773064167,3229.7961879032832,6384.4811425314401,13448.98368000001,12741.25418270652,658.71760126480592,90183.748818913635,null,null,26967.220290252331,33306.102836361082,1154.9264314648542,6.8327302179363647,4081.1818774131584,7852.6532434197843,12076.716616685229,585.46764165600314,86031.101667470371]
[2004,6,25,13,5.0715534120754149E-2,4.5880354683350812E-2,0,0,4.1838918296286769E-3,1.0535889343085095E-2,1.3570367360000011E-2,1.982556326679432E-2,0,0.14471160060361307,50715.53412075415,45880.354683350808,0,0,4183.8918296286765,10535.889343085095,13570.367360000011,19825.563266794321,0,144711.60060361304,null,null,49794.922444266136,60814.668528378919,0,0,6734.9060463166006,7923.527293915341,18791.533855765181,0,144059.55816864216]
[2004,6,25,20,5.8836268991920952E-2,3.5951388702985539E-2,0,0,4.062151097291071E-3,8.8079424794465094E-3,1.2474633600000009E-2,1.4885172325619811E-2,0,0.13501755719726388,58836.268991920952,35951.38870298554,0,0,4062.151097291071,8807.9424794465103,12474.633600000008,14885.172325619811,0,135017.5571972639,null,null,57768.246004999753,48605.748195372151,0,0,5630.3424541342984,7283.7453245770766,14108.815771921922,0,133396.89775100519]
[2004,6,26,3,3.0322877080766732E-2,2.4012702167472495E-2,2.056631795999987E-3,9.4220987773064168E-6,3.6213101081247552E-3,6.78003837231053E-3,8.1706389600000057E-3,1.2237934733797957E-2,6.5871760126480592E-4,8.7870272918514569E-2,30322.877080766732,24012.702167472493,2056.6317959999869,9.4220987773064167,3621.3101081247551,6780.0383723105297,8170.6389600000057,12237.934733797958,658.71760126480592,87870.272918514587,null,null,29772.442284224959,33567.933479512292,1154.9264314648542,6.8327302179363647,4334.0357838801901,4770.7095239821165,11599.648483126994,585.46764165600314,85791.996358065342]
[2004,6,26,13,6.2394065816329308E-2,3.8734154479375581E-2,0,0,4.3643377160413029E-3,9.2426834347155828E-3,8.0884179200000073E-3,1.6979373956501485E-2,0,0.13980303332296329,62394.065816329305,38734.154479375582,0,0,4364.3377160413029,9242.6834347155836,8088.4179200000071,16979.373956501484,0,139803.03332296328,null,null,61261.460066830397,52353.140204710493,0,0,5908.2439575460439,4722.7019323457689,16093.791447918178,0,140339.33760935089]
[2004,6,26,22,6.5372584497346814E-2,2.8078731105793307E-2,2.056631795999987E-3,9.4220987773064168E-6,3.5468056076376157E-3,8.1174035871170291E-3,3.7653545600000028E-3,1.2855223531035085E-2,6.5871760126480592E-4,0.12446087438497197,65372.584497346812,28078.731105793308,2056.6317959999869,9.4220987773064167,3546.8056076376156,8117.403587117029,3765.3545600000029,12855.223531035084,658.71760126480592,124460.87438497195,null,null,64185.911308276955,38416.568034450538,1154.9264314648542,6.8327302179363647,5188.9260335813487,2198.5322015209313,12184.741737526198,585.46764165600314,123921.90611869475]
[2004,6,27,2,3.6761456823451243E-2,2.492868091919068E-2,2.056631795999987E-3,9.4220987773064168E-6,3.4343629609459693E-3,6.8339358577756328E-3,3.5020832000000027E-3,1.3926395773972854E-2,6.5871760126480592E-4,9.2111687031378481E-2,36761.456823451241,24928.68091919068,2056.6317959999869,9.4220987773064167,3434.3629609459695,6833.9358577756329,3502.0832000000028,13926.395773972854,658.71760126480592,92111.687031378489,null,null,36094.145969230551,34453.511880563063,1154.9264314648542,6.8327302179363647,4368.4889267445296,2044.8121325407049,13200.045524744939,585.46764165600314,91908.231237162589]
[2004,6,27,7,3.5024021953436429E-2,2.6490536810845927E-2,0,0,3.7526529241483416E-3,7.2144514859762724E-3,3.6527876000000026E-3,1.3389691583276646E-2,0,8.9524142357683606E-2,35024.02195343643,26490.536810845926,0,0,3752.6529241483418,7214.4514859762721,3652.7876000000024,13389.691583276646,0,89524.142357683624,null,null,34388.24981523645,36737.386200303961,0,0,4611.727719563517,2132.8060972606941,12691.33387634043,0,90561.503708705044]
[2004,6,27,16,6.9151024974836078E-2,4.1675400167125357E-2,0,0,4.4817873189571525E-3,9.3392227285700839E-3,3.9435343200000025E-3,2.0948115881583001E-2,0,0.14953908539107166,69151.02497483608,41675.400167125357,0,0,4481.7873189571528,9339.2227285700847,3943.5343200000025,20948.115881583002,0,149539.08539107168,null,null,67895.763798223605,56068.636855257682,0,0,5969.9552239342529,2302.5686033463335,19855.538201155468,0,152092.46268191733]
[2004,6,27,24,4.7477232237238154E-2,2.6714087886056923E-2,2.056631795999987E-3,9.4220987773064168E-6,3.5023304307826263E-3,6.8849229703728237E-3,1.1168733840000009E-2,1.2760712398255656E-2,6.5871760126480592E-4,0.1112327912587483,47477.232237238153,26714.087886056925,2056.6317959999869,9.4220987773064167,3502.3304307826261,6884.9229703728233,11168.733840000008,12760.712398255657,658.71760126480592,111232.79125874829,null,null,46615.403704369601,36704.866087958086,1154.9264314648542,6.8327302179363647,4401.0816582864973,6521.250683350394,12095.159962346779,585.46764165600314,108084.98889965014]
[2004,6,28,9,5.3353152625761006E-2,4.2027027204880232E-2,0,0,4.0885976087737825E-3,9.8855451850079473E-3,1.378627448000001E-2,1.7299516295928356E-2,0,0.14044011340035134,53353.152625761009,42027.027204880229,0,0,4088.5976087737827,9885.545185007948,13786.274480000009,17299.516295928355,0,140440.11340035131,null,null,52384.661686322746,56018.149325274826,0,0,6319.1834945896189,8049.5921168407122,16397.236325072314,0,139168.82294810022]
[2004,6,28,15,6.6473946467045825E-2,5.0276510199917447E-2,0,0,4.3400164015846947E-3,1.0371594994813748E-2,1.2536965760000008E-2,2.2905820618652997E-2,0,0.16690485444201475,66473.946467045826,50276.510199917444,0,0,4340.0164015846949,10371.594994813748,12536.965760000008,22905.820618652997,0,166904.85444201474,null,null,65267.280849483926,66344.471210220348,0,0,6629.8833981550042,7320.1401072639837,21711.136165822587,0,167272.91173094587]
[2004,6,29,2,3.4685363233595258E-2,2.6702931291186043E-2,2.056631795999987E-3,9.4220987773064168E-6,3.3592675064145049E-3,6.8278301698078813E-3,1.1674567520000009E-2,1.4159655721459986E-2,6.5871760126480592E-4,0.10013438693850578,34685.363233595257,26702.931291186043,2056.6317959999869,9.4220987773064167,3359.2675064145051,6827.8301698078812,11674.567520000008,14159.655721459985,658.71760126480592,100134.38693850581,null,null,34055.738584073755,36517.530622104336,1154.9264314648542,6.8327302179363647,4364.5859591381059,6816.599133641841,13421.139480130309,585.46764165600314,96922.820582427128]
[2004,6,29,5,3.0031873330186233E-2,2.792955484450416E-2,1.2341402539999926E-3,5.653997667863554E-6,3.4097035030756164E-3,7.3778513183950858E-3,1.2129551280000008E-2,1.4719587172682401E-2,3.95282183869931E-4,9.7233197884381298E-2,30031.873330186234,27929.55484450416,1234.1402539999926,5.6539976678635542,3409.7035030756165,7377.8513183950854,12129.551280000009,14719.587172682401,395.28218386993098,97233.197884381298,null,null,29486.720967425961,38068.816392536392,693.04636943352466,4.1001736057364067,4716.1785621539293,7082.2571033202858,13951.866939469479,351.32646757063014,94354.312975515932]
[2004,6,29,11,5.9116635799710424E-2,4.6920520235215452E-2,0,0,4.0951351298425592E-3,1.070914365293925E-2,1.2877537200000009E-2,2.0156493555560859E-2,0,0.15387546557326853,59116.635799710421,46920.520235215452,0,0,4095.1351298425593,10709.14365293925,12877.53720000001,20156.493555560857,0,153875.46557326854,null,null,58043.52346568038,61970.375804610878,0,0,6845.6562128180167,7518.9944955631718,19105.204021982863,0,153483.75400065532]
[2004,6,29,20,6.5814730809115513E-2,4.1317962151663092E-2,0,0,4.0424941512291314E-3,9.2001938001191001E-3,1.2402869600000008E-2,1.945544287661578E-2,0,0.15223369338874262,65814.730809115514,41317.962151663094,0,0,4042.4941512291316,9200.1938001190993,12402.869600000009,19455.44287661578,0,152233.69338874263,null,null,64620.031577051384,55100.82157415925,0,0,5881.0831087907882,7241.8434366151778,18440.717601560784,0,151284.49729817739]
[2004,6,30,4,2.9613752575919809E-2,2.5355336863256923E-2,2.056631795999987E-3,9.4220987773064168E-6,3.1901399531590164E-3,6.5145280967714679E-3,1.0988298640000008E-2,1.3591568823845657E-2,6.5871760126480592E-4,9.1978396448994984E-2,29613.752575919807,25355.336863256922,2056.6317959999869,9.4220987773064167,3190.1399531590164,6514.528096771468,10988.298640000008,13591.568823845657,658.71760126480592,91978.396448994972,null,null,29076.190133195538,34675.119101708551,1154.9264314648542,6.8327302179363647,4164.3124029810888,6415.8973650461894,12882.681932877862,585.46764165600314,88961.427739148014]
[2004,6,30,13,6.1413093854863161E-2,4.8102208787672067E-2,0,0,4.264577899456546E-3,1.0524807072507676E-2,1.3882848320000011E-2,1.95823435526583E-2,0,0.15776987948715776,61413.09385486316,48102.208787672069,0,0,4264.5778994565462,10524.807072507676,13882.84832000001,19582.343552658298,0,157769.87948715777,null,null,60298.29515911395,63611.638965711922,0,0,6727.8218744267588,8105.9800860694404,18560.999599004281,0,157304.73568432636]
[2004,6,30,18,7.8311936043171257E-2,4.3303308484076333E-2,0,0,4.2916534950059445E-3,9.567684947186161E-3,1.240307464000001E-2,1.7581669125044386E-2,0,0.16545932673448407,78311.936043171256,43303.308484076333,0,0,4291.6534950059449,9567.6849471861606,12403.07464000001,17581.669125044387,0,165459.32673448409,null,null,76890.381799888171,57815.148294068007,0,0,6115.9962013408895,7241.963156295069,16664.673086867337,0,164728.1625384595]
[2004,7,1,6,3.7351399728595691E-2,2.8071304570568823E-2,0,0,3.5896865929257423E-3,9.0023652436393327E-3,1.2661220000000015E-2,1.5217227232086643E-2,0,0.10589320336781624,37351.399728595694,28071.304570568824,0,0,3589.6865929257424,9002.3652436393331,12661.220000000014,15217.227232086643,0,105893.20336781626,null,null,36673.379959712998,38459.635708063033,0,0,5754.6242311599108,7392.6902332780192,14423.551899863136,0,102703.88203207708]
[2004,7,1,15,6.1427711584222978E-2,4.4778128243892108E-2,0,0,4.3371426518792897E-3,1.1093496797580902E-2,1.1576763440000012E-2,2.2580708662568595E-2,0,0.15579395138014387,61427.711584222976,44778.128243892112,0,0,4337.1426518792896,11093.496797580901,11576.763440000012,22580.708662568595,0,155793.95138014387,null,null,60312.647540734346,59661.916981682589,0,0,7091.3480793016743,6759.4928463337683,21402.980869175524,0,155228.38631722791]
[2004,7,1,17,6.9739313186141197E-2,4.252437593643861E-2,0,0,4.286222650467633E-3,1.0120972479339402E-2,1.3199244960000012E-2,2.102680810317669E-2,0,0.16089693731556357,69739.313186141197,42524.375936438613,0,0,4286.2226504676328,10120.972479339402,13199.244960000013,21026.808103176689,0,160896.93731556355,null,null,68473.373131629531,56862.356570964504,0,0,6469.6767900703189,7706.8346733123753,19930.126122132217,0,159442.36728810894]
[2004,7,1,24,4.7374988760356833E-2,2.7970149337251789E-2,2.0566317959999831E-3,9.4220987773064151E-6,3.4590979483877433E-3,7.5503181991487273E-3,5.2326208000000058E-3,1.6327020999375667E-2,6.5871760126480451E-4,0.11063896754056284,47374.988760356835,27970.149337251787,2056.6317959999833,9.4220987773064149,3459.0979483877431,7550.3181991487272,5232.6208000000061,16327.020999375667,658.71760126480456,110638.96754056285,null,null,46515.016198056146,38178.128882396908,1154.9264314648522,6.8327302179363638,4826.4253766517877,3055.2462308219442,15475.462852923334,585.467641656002,109797.50634418889]
[2004,7,2,14,4.4665839015615459E-2,4.0637144352635581E-2,0,0,3.9182098051356792E-3,9.7344384456153153E-3,7.0982797600000081E-3,2.163573113759306E-2,0,0.12768964251659512,44665.839015615456,40637.14435263558,0,0,3918.2098051356793,9734.4384456153148,7098.2797600000085,21635.731137593059,0,127689.64251659509,null,null,43855.044184193539,54122.837813346538,0,0,6222.5908236118657,4144.5755981514458,20507.289941530758,0,128852.33836083415]
[2004,7,2,17,5.5107461868062597E-2,3.7003551462835509E-2,0,0,3.8818185361529129E-3,8.7319689589358349E-3,6.7246968800000056E-3,1.8817192921264592E-2,0,0.13026669062725146,55107.461868062601,37003.551462835509,0,0,3881.8185361529127,8731.968958935835,6724.6968800000059,18817.192921264592,0,130266.69062725145,null,null,54107.125901244988,49664.788693144226,0,0,5581.7775436663342,3926.4463413897838,17835.756446963445,0,131115.89492640877]
[2004,7,2,24,3.9976447830132572E-2,2.3039183910705668E-2,2.0566317959999831E-3,9.4220987773064151E-6,3.296921291301469E-3,6.2486907861781966E-3,2.2767641600000025E-3,1.4383048642854496E-2,6.5871760126480451E-4,9.1945828117214481E-2,39976.447830132573,23039.183910705669,2056.6317959999833,9.4220987773064149,3296.921291301469,6248.6907861781965,2276.7641600000024,14383.048642854495,658.71760126480456,91945.828117214507,null,null,39250.776982038849,31991.323544105449,1154.9264314648522,6.8327302179363638,3994.3799699277524,1329.3673255112408,13632.881037685662,585.467641656002,91945.955662607725]
[2004,7,3,10,5.5614868641389661E-2,3.2580338128951315E-2,0,0,4.0811287151672829E-3,8.329229492046621E-3,2.2058203200000025E-3,1.7526437045615257E-2,0,0.12033782234317013,55614.868641389665,32580.338128951316,0,0,4081.1287151672827,8329.2294920466211,2205.8203200000025,17526.437045615257,0,120337.82234317015,null,null,54605.321993695819,44533.87615273906,0,0,5324.3325020265702,1287.9443162689058,16612.321712202731,0,122363.79667693308]
[2004,7,3,19,6.1652048119146957E-2,2.6498893717227162E-2,0,0,4.0489775356724539E-3,8.5611453330199806E-3,2.3280241600000025E-3,1.3761246860697976E-2,0,0.11685033572576453,61652.048119146959,26498.893717227162,0,0,4048.977535672454,8561.1453330199802,2328.0241600000027,13761.246860697976,0,116850.33572576454,null,null,60532.911815805521,37107.492749562291,0,0,5472.5811546790583,1359.2972454840265,13043.51017927783,0,117515.79314480873]
[2004,7,4,3,3.2399937493656675E-2,2.1735895342317117E-2,2.0566317959999831E-3,9.4220987773064151E-6,3.2753699186745637E-3,6.5872808170440757E-3,2.3001387200000021E-3,1.4167505782731312E-2,6.5871760126480451E-4,8.3190899570465826E-2,32399.937493656675,21735.895342317119,2056.6317959999833,9.4220987773064149,3275.3699186745639,6587.2808170440758,2300.1387200000022,14167.505782731312,658.71760126480456,83190.899570465845,null,null,31811.798942199799,30381.997378672728,1154.9264314648522,6.8327302179363638,4210.8184661803525,1343.0153690188308,13428.580110702305,585.467641656002,82923.437070112792]
[2004,7,4,12,6.0655207211495629E-2,3.5224189143628834E-2,0,0,4.2559430078402257E-3,9.3152070650248976E-3,2.4065544800000028E-3,1.9427715647333366E-2,0,0.13128481655532295,60655.207211495632,35224.189143628835,0,0,4255.9430078402256,9315.207065024897,2406.554480000003,19427.715647333367,0,131284.81655532296,null,null,59554.166022305995,47957.800575820489,0,0,5954.6035784917212,1405.1498828823339,18414.43652390486,0,133286.15658340539]
[2004,7,4,13,6.5295338174063966E-2,3.4323823970224189E-2,0,0,4.3255691751182919E-3,9.4286899094938835E-3,2.3794892000000025E-3,1.707447475994385E-2,0,0.13282738518884418,65295.338174063967,34323.823970224192,0,0,4325.5691751182922,9428.6899094938835,2379.4892000000027,17074.474759943849,0,132827.38518884417,null,null,64110.067195744974,46948.674886131237,0,0,6027.1457503463453,1389.3468851367031,16183.932138679325,0,134659.16685603859]
[2004,7,4,21,7.9388192645021449E-2,2.7683627274813223E-2,2.022355645999984E-3,9.2650685924994462E-6,3.7058520006366352E-3,8.0998580011654598E-3,1.8586876000000019E-3,1.4934058179550787E-2,6.4773930979206476E-4,0.1383496357255721,79388.192645021452,27683.627274813221,2022.3556459999841,9.2650685924994463,3705.8520006366352,8099.8580011654594,1858.6876000000018,14934.058179550788,647.73930979206477,138349.63572557209,null,null,77947.101697418126,38129.82138700514,1135.678245337979,6.7188548580809835,5177.7102862378224,1085.2588982132022,14155.151917172865,575.710145567214,138213.15143181043]
[2004,7,5,6,3.0596544530699078E-2,2.1456306206912024E-2,0,0,3.2725176574969245E-3,6.4840948247472281E-3,2.6997616800000027E-3,1.4648668917565775E-2,0,7.9157893817421027E-2,30596.544530699077,21456.306206912024,0,0,3272.5176574969246,6484.0948247472279,2699.7616800000028,14648.668917565776,0,79157.893817421034,null,null,30041.141996870294,30038.906628122466,0,0,4144.8583995181752,1576.3490251266669,13884.647523098702,0,79685.903572736308]
[2004,7,5,12,5.4807372024299389E-2,3.3226212540855435E-2,0,0,3.9848728927559312E-3,8.2207363271877242E-3,3.144493440000003E-3,1.9127992471872999E-2,0,0.12251167969697148,54807.372024299388,33226.212540855435,0,0,3984.8728927559314,8220.7363271877239,3144.4934400000029,19127.992471873,0,122511.67969697149,null,null,53812.48342620131,45201.515729185543,0,0,5254.979906512478,1836.0210108105537,18130.345821248542,0,124235.34589395842]
[2004,7,5,23,5.717828352109066E-2,2.3470918601709141E-2,2.0566317959999831E-3,9.4220987773064151E-6,3.2220911125642572E-3,7.5572295785242601E-3,2.060036880000002E-3,1.2650079508326159E-2,6.5871760126480451E-4,0.10886341069825656,57178.283521090663,23470.918601709142,2056.6317959999833,9.4220987773064149,3222.0911125642574,7557.2295785242604,2060.0368800000019,12650.079508326158,658.71760126480456,108863.41069825657,null,null,56140.357048193342,32424.867063114136,1154.9264314648522,6.8327302179363638,4830.8433701622471,1202.8236238663037,11990.297282346492,585.467641656002,108336.4151910213]
[2004,7,6,9,4.4302306049353646E-2,3.5195141336695351E-2,0,0,3.625383098016749E-3,8.5663094429908118E-3,3.2939676000000033E-3,1.6646357086991321E-2,0,0.11162946461404787,44302.306049353647,35195.141336695349,0,0,3625.383098016749,8566.3094429908124,3293.9676000000031,16646.35708699132,0,111629.46461404789,null,null,43498.110235359643,47156.553629200884,0,0,5475.8822329586274,1923.2966574511961,15778.143529433941,0,113831.98628440429]
[2004,7,6,16,5.1390871585765566E-2,4.0794555115154341E-2,0,0,3.8000633246984879E-3,8.6016565842498456E-3,2.1248295200000022E-3,2.3814133645517706E-2,0,0.13052610977538592,51390.871585765562,40794.55511515434,0,0,3800.063324698488,8601.6565842498458,2124.829520000002,23814.133645517708,0,130526.10977538595,null,null,50458.000873330515,54170.533413822144,0,0,5498.4773521396883,1240.6550427119046,22572.07488248184,0,133939.74156448609]
[2004,7,7,1,3.7024796068224175E-2,2.5124062975645661E-2,2.0566317959999831E-3,9.4220987773064151E-6,3.3306958845735622E-3,6.6387106124119327E-3,2.0971491200000021E-3,1.6174851938541592E-2,6.5871760126480451E-4,9.3115038095439015E-2,37024.796068224176,25124.062975645662,2056.6317959999833,9.4220987773064149,3330.6958845735621,6638.7106124119327,2097.1491200000023,16174.851938541593,658.71760126480456,93115.038095438998,null,null,36352.704959041796,34564.921049806479,1154.9264314648522,6.8327302179363638,4243.6941759097017,1224.4928859266006,15331.230377912003,585.467641656002,93464.270251935362]
[2004,7,7,8,5.263361125877291E-2,3.4097699623349222E-2,0,0,3.8320336866557877E-3,9.1464304093772271E-3,3.650122080000004E-3,1.5296263217014723E-2,0,0.11865616027516987,52633.611258772908,34097.699623349225,0,0,3832.0336866557877,9146.430409377228,3650.1220800000042,15296.263217014723,0,118656.16027516988,null,null,51678.181764819732,46074.480677937383,0,0,5846.7156839264071,2131.2497414221102,14498.465654726651,0,120229.09352283228]
[2004,7,7,10,5.2905991593359125E-2,4.0906973988010423E-2,0,0,3.9306341408004404E-3,9.9630662926605672E-3,3.6976913600000041E-3,2.0590146581131973E-2,0,0.13199450395596254,52905.991593359126,40906.973988010424,0,0,3930.6341408004405,9963.0662926605673,3697.6913600000039,20590.146581131972,0,131994.50395596254,null,null,51945.617726428063,54465.700891993729,0,0,6368.7376764574692,2159.0247071568551,19516.239279948182,0,134455.32028198431]
[2004,7,7,22,7.0745813652026535E-2,2.7972826778285737E-2,2.0566317959999831E-3,9.4220987773064151E-6,3.4791286131378458E-3,7.6629693294881559E-3,2.0901777600000021E-3,1.3417172010068279E-2,6.5871760126480451E-4,0.12809285963904862,70745.81365202654,27972.826778285737,2056.6317959999833,9.4220987773064149,3479.1286131378456,7662.9693294881563,2090.1777600000023,13417.17201006828,658.71760126480456,128092.85963904866,null,null,69461.603138623948,38205.713157051003,1154.9264314648522,6.8327302179363638,4898.4358879756719,1220.4224168103017,12717.381023827571,585.467641656002,128250.78242762727]
[2004,7,8,3,3.5814424075943284E-2,2.5551931992568527E-2,2.0566317959999831E-3,9.4220987773064151E-6,3.3140847844013396E-3,7.0741851371187089E-3,2.0643427200000022E-3,1.7215610068982846E-2,6.5871760126480451E-4,9.3759350275056788E-2,35814.424075943287,25551.931992568527,2056.6317959999833,9.4220987773064149,3314.0847844013397,7074.1851371187086,2064.3427200000024,17215.610068982845,658.71760126480456,93759.3502750568,null,null,35164.304195267236,35064.489417031939,1154.9264314648522,6.8327302179363638,4522.0646023596928,1205.3377371440179,16317.706342335485,585.467641656002,94021.12909747714]
[2004,7,8,12,6.1151906043769036E-2,4.4630845911505526E-2,0,0,4.2036041066173188E-3,1.1307365977083712E-2,3.1529000800000037E-3,2.2708151423566962E-2,0,0.14715477354254256,61151.906043769035,44630.845911505523,0,0,4203.6041066173184,11307.365977083713,3152.9000800000035,22708.151423566964,0,147154.77354254256,null,null,60041.848549168906,59320.794728187415,0,0,7228.0606797524006,1840.9295176860908,21523.776678391405,0,149955.41015318621]
[2004,7,8,21,7.6534321537868086E-2,3.5420122703590351E-2,2.0566317959999831E-3,9.4220987773064151E-6,3.9421175454807666E-3,8.9832005012475558E-3,2.175679440000002E-3,1.8631508130425124E-2,6.5871760126480451E-4,0.14841172135465397,76534.321537868091,35420.12270359035,2056.6317959999833,9.4220987773064149,3942.1175454807667,8983.2005012475565,2175.6794400000022,18631.508130425125,658.71760126480456,148411.72135465397,null,null,75145.035369805904,47814.593447662621,1154.9264314648522,6.8327302179363638,5742.3734628377106,1270.3455233249078,17659.756300758032,585.467641656002,149379.33090772794]
[2004,7,9,5,3.4525758061507338E-2,2.7292931065502034E-2,1.4398076199999884E-3,6.5962267248534073E-6,3.4942510709657227E-3,7.8195917069313961E-3,2.1498444000000025E-3,1.7777875168674788E-2,4.6115528485643785E-4,9.4967810605162545E-2,34525.758061507338,27292.931065502034,1439.8076199999884,6.5962267248534072,3494.2510709657226,7819.5917069313964,2149.8444000000027,17777.875168674789,461.15528485643785,94967.810605162565,null,null,33899.030638399781,37398.19146317734,808.54136350350495,4.7834605359709403,4998.5543461790385,1255.2608436586243,16850.645735511414,409.8744234914771,95624.882274457152]
[2004,7,9,11,6.097591141477518E-2,4.3229347194819343E-2,0,0,4.3055869293222001E-3,1.079494367324905E-2,3.5484222400000037E-3,2.1454213463793444E-2,0,0.14430842491595922,60975.911414775182,43229.34719481934,0,0,4305.5869293222004,10794.94367324905,3548.4222400000035,21454.213463793443,0,144308.42491595921,null,null,59869.048655540857,57742.23050632613,0,0,6900.502562921135,2071.8687801961037,20335.239570667487,0,146918.8900756517]
[2004,7,9,14,6.2697117559078586E-2,4.4255635801700749E-2,0,0,4.4132909484592385E-3,1.1247816747048663E-2,2.2154572000000023E-3,2.263810084614654E-2,0,0.1474674191024338,62697.117559078586,44255.635801700751,0,0,4413.2909484592383,11247.816747048662,2215.4572000000026,22638.100846146539,0,147467.41910243378,null,null,61559.010675108912,59119.728231115791,0,0,7189.9947456526097,1293.5711412237895,21457.379684797957,0,150619.68447789905]
[2004,7,9,23,6.4198700431829958E-2,2.5087959815151308E-2,2.0566317959999831E-3,9.4220987773064151E-6,3.5558792286794773E-3,8.0670946295097225E-3,2.0383026400000023E-3,1.2044730117980084E-2,6.5871760126480451E-4,0.11771743835919263,64198.700431829959,25087.959815151309,2056.6317959999833,9.4220987773064149,3555.8792286794774,8067.0946295097228,2038.3026400000024,12044.730117980083,658.71760126480456,117717.43835919265,null,null,63033.336125655522,34794.602898481484,1154.9264314648522,6.8327302179363638,5156.7668022397902,1190.1333377978428,11416.520718716254,585.467641656002,117338.58668622968]
[2004,7,10,10,6.3425324318741497E-2,3.4456596611827546E-2,0,0,4.4052598793309639E-3,9.6965710614649279E-3,2.0200540800000021E-3,1.6142761862706561E-2,0,0.1301465678140715,63425.324318741499,34456.596611827546,0,0,4405.2598793309635,9696.5710614649288,2020.0540800000022,16142.76186270656,0,130146.56781407149,null,null,62273.998691097608,47206.761022449748,0,0,6198.3846777263252,1179.4782862875311,15300.814003942034,0,132159.43668150326]
[2004,7,10,16,7.0685694545127228E-2,3.8379087765428289E-2,0,0,4.6105940816660194E-3,9.2250371514107071E-3,2.0645477600000025E-3,2.0566835407890404E-2,0,0.14553179671152267,70685.694545127233,38379.087765428289,0,0,4610.5940816660195,9225.0371514107064,2064.5477600000027,20566.835407890405,0,145531.79671152265,null,null,69402.575341374642,52220.964735656366,0,0,5896.9638409602494,1205.4574568239091,19494.143932880783,0,148220.10530769595]
[2004,7,10,24,5.2204084078311827E-2,2.3764361708449352E-2,2.0566317959999831E-3,9.4220987773064151E-6,3.5278779062642512E-3,7.4943356163446762E-3,2.0370724000000023E-3,1.2843426740524105E-2,6.5871760126480451E-4,0.10459592994593631,52204.084078311826,23764.361708449353,2056.6317959999833,9.4220987773064149,3527.8779062642511,7494.3356163446761,2037.0724000000023,12843.426740524106,658.71760126480456,104595.92994593631,null,null,51256.451559083587,33152.771112526258,1154.9264314648522,6.8327302179363638,4790.6393672189079,1189.4150197184958,12173.560224784631,585.467641656002,104310.06408667064]
[2004,7,11,9,5.6251766423261039E-2,3.1418873341790443E-2,0,0,4.5102645257491204E-3,9.5874336837567416E-3,2.2743036800000026E-3,1.5989969081173429E-2,0,0.12003261073573079,56251.76642326104,31418.873341790444,0,0,4510.2645257491204,9587.4336837567407,2274.3036800000027,15989.969081173429,0,120032.61073573078,null,null,55230.658514409537,43644.292326628056,0,0,6128.6202790058287,1327.9306893525472,15155.990339239133,0,121487.49214863509]
[2004,7,11,14,7.2910187752422057E-2,3.8943059622494905E-2,0,0,4.7647362386120462E-3,1.012503996841491E-2,2.247853520000002E-3,1.9577603784526724E-2,0,0.14856848088647065,72910.187752422062,38943.059622494904,0,0,4764.7362386120467,10125.039968414909,2247.8535200000019,19577.603784526724,0,148568.48088647067,null,null,71586.688525932695,53093.281184410669,0,0,6472.2768702226358,1312.4868506465896,18556.507039972574,0,151021.24047118519]
[2004,7,12,2,4.6056419402601467E-2,2.6728076241837106E-2,2.0566317959999831E-3,9.4220987773064151E-6,3.4945649604629508E-3,7.322086132068634E-3,2.2911169600000028E-3,1.6521055140578101E-2,6.5871760126480451E-4,0.10513809033359035,46056.419402601467,26728.076241837105,2056.6317959999833,9.4220987773064149,3494.5649604629507,7322.0861320686345,2291.116960000003,16521.055140578101,658.71760126480456,105138.09033359034,null,null,45220.382117096226,36712.425229320026,1154.9264314648522,6.8327302179363638,4680.5315200928353,1337.7477031036212,15659.376877685841,585.467641656002,105357.69025063733]
[2004,7,12,3,4.280554323889818E-2,2.6501756274980425E-2,2.0566317959999831E-3,9.4220987773064151E-6,3.4567476731207289E-3,7.4311731138252714E-3,2.2870161600000026E-3,1.6391820601810235E-2,6.5871760126480451E-4,0.10159882855867693,42805.543238898179,26501.756274980424,2056.6317959999833,9.4220987773064149,3456.7476731207289,7431.1731138252717,2287.0161600000024,16391.820601810236,658.71760126480456,101598.82855867692,null,null,42028.517351123577,36391.569115847153,1154.9264314648522,6.8327302179363638,4750.2637039724423,1335.3533095057981,15536.882743324573,585.467641656002,101789.81302711232]
[2004,7,12,13,8.1727949333996422E-2,4.9484872126529245E-2,0,0,4.6622699959398333E-3,1.1789657715793841E-2,2.5498774400000025E-3,2.4184787112855724E-2,0,0.17439941372511508,81727.949333996425,49484.872126529248,0,0,4662.2699959398333,11789.657715793841,2549.8774400000025,24184.787112855724,0,174399.4137251151,null,null,80244.386047979337,65774.294617282707,0,0,7536.3582938744803,1488.8339391262418,22923.396410476202,0,177967.26930873899]
[2004,7,12,20,9.6800273563921013E-2,4.2062655421452239E-2,1.0282844999999918E-4,4.7109055442091102E-7,4.5070788150994552E-3,1.012967044262119E-2,2.3040344800000024E-3,1.9847216426070059E-2,3.2934874418219832E-5,0.17578716356413662,96800.273563921015,42062.65542145224,102.82844999999918,0.47109055442091102,4507.0788150994549,10129.670442621191,2304.0344800000025,19847.216426070059,32.934874418219835,175787.16356413663,null,null,95043.110523539843,56569.77081071907,57.744558380620312,0.34162607956614444,6475.2368300052112,1345.2900429367628,18812.057664856438,29.272488266364494,178332.82454478391]
[2004,7,13,3,4.2837313154188809E-2,2.5686596530302967E-2,2.0566317959999831E-3,9.4220987773064151E-6,3.4214174205414532E-3,7.0440614785055181E-3,2.3505785600000024E-3,1.5122914666700838E-2,6.5871760126480451E-4,9.9187653306281667E-2,42837.313154188807,25686.596530302966,2056.6317959999833,9.4220987773064149,3421.4174205414533,7044.0614785055177,2350.5785600000022,15122.914666700837,658.71760126480456,99187.653306281689,null,null,42059.710564315239,35358.451254851068,1154.9264314648522,6.8327302179363638,4502.8085145322029,1372.4664102720519,14334.158335522909,585.467641656002,99374.821882832242]
[2004,7,13,13,7.9097918430417927E-2,4.7309437337675883E-2,0,0,4.5542254729136269E-3,1.1783197901997982E-2,2.5843241600000031E-3,2.2016974043180398E-2,0,0.16734607734618581,79097.918430417922,47309.437337675881,0,0,4554.2254729136266,11783.197901997983,2584.3241600000033,22016.974043180398,0,167346.07734618583,null,null,77662.096673723863,63000.478029283833,0,0,7532.2289567511407,1508.9468453479542,20868.648601116183,0,170572.39910622299]
[2004,7,13,22,9.0178241575567836E-2,3.0874827759403357E-2,2.0566317959999831E-3,9.4220987773064151E-6,3.9921145084750986E-3,9.5279778027124434E-3,2.2373964800000024E-3,1.1333333078554733E-2,6.5871760126480451E-4,0.15086866270075555,90178.241575567838,30874.827759403357,2056.6317959999833,9.4220987773064149,3992.1145084750988,9527.977802712443,2237.3964800000026,11333.333078554733,658.71760126480456,150868.66270075558,null,null,88541.28470231565,42354.008784880432,1154.9264314648522,6.8327302179363638,6090.6140168199863,1306.3811469721418,10742.227566418134,585.467641656002,150781.74302074511]
[2004,7,14,2,4.7575757992681073E-2,2.6366922293925631E-2,2.0566317959999831E-3,9.4220987773064151E-6,3.4719880359114523E-3,7.2924368764507091E-3,2.2412922400000027E-3,1.4990278723409302E-2,6.5871760126480451E-4,0.10466344765842024,47575.757992681072,26366.922293925632,2056.6317959999833,9.4220987773064149,3471.9880359114522,7292.436876450709,2241.2922400000025,14990.278723409303,658.71760126480456,104663.44765842023,null,null,46712.140975032307,36246.294858080117,1154.9264314648522,6.8327302179363638,4661.5786871209311,1308.6558208900733,14208.440201550455,585.467641656002,104884.33734601266]
[2004,7,14,15,8.4159673515352154E-2,4.8839378189756699E-2,0,0,4.7168992098840607E-3,1.1726473953989359E-2,2.3579600000000027E-3,2.3541756050424044E-2,0,0.17534214091940628,84159.673515352159,48839.378189756702,0,0,4716.8992098840608,11726.47395398936,2357.9600000000028,23541.756050424043,0,175342.14091940632,null,null,82631.96845474538,65056.552021184696,0,0,7495.9690409553314,1376.7763187481332,22313.903513987749,0,178875.16934962128]
[2004,7,14,16,8.7162053867608238E-2,4.9248784511457075E-2,0,0,4.681341676810725E-3,1.1352869790554967E-2,2.3852303200000025E-3,2.504456796308635E-2,0,0.17987484812951737,87162.053867608236,49248.784511457074,0,0,4681.3416768107254,11352.869790554967,2385.2303200000024,25044.567963086349,0,179874.84812951737,null,null,85579.848219410997,65510.678303784291,0,0,7257.1482962315113,1392.6990361736548,23738.334212657486,0,183478.70806825795]
[2004,7,14,24,6.0213641479155845E-2,2.8890593640548433E-2,2.0566317959999831E-3,9.4220987773064151E-6,3.7078428854158654E-3,7.3268068984866921E-3,2.2214033600000023E-3,1.4421228288824733E-2,6.5871760126480451E-4,0.11950628804847366,60213.641479155842,28890.593640548432,2056.6317959999833,9.4220987773064149,3707.8428854158656,7326.8068984866923,2221.4033600000025,14421.228288824732,658.71760126480456,119506.28804847365,null,null,59120.615794015932,39598.381079318795,1154.9264314648522,6.8327302179363638,4683.5491977901711,1297.0430119406326,13669.069371918389,585.467641656002,120115.8852583227]
[2004,7,15,9,6.68265931473324E-2,4.285088277842404E-2,0,0,4.3164602231164544E-3,1.1589313792030161E-2,2.7596333600000034E-3,1.9394903551032541E-2,0,0.14773778685193562,66826.593147332402,42850.882778424042,0,0,4316.4602231164545,11589.313792030161,2759.6333600000034,19394.903551032541,0,147737.78685193561,null,null,65613.526125207281,57295.705614172577,0,0,7408.2915061965741,1611.3071716548807,18383.335787435582,0,150312.16620466689]
[2004,7,15,15,8.474489554281206E-2,4.9242626539591827E-2,0,0,4.747414726568225E-3,1.1954634807738902E-2,2.8547719200000031E-3,2.350232071727178E-2,0,0.1770466642539828,84744.895542812053,49242.626539591831,0,0,4747.414726568225,11954.634807738903,2854.7719200000033,23502.320717271781,0,177046.66425398277,null,null,83206.567263083984,65583.459097577419,0,0,7641.8173754824102,1666.8571031243703,22276.524984658128,0,180375.22582392633]
[2004,7,16,2,4.1324083304728754E-2,2.5829814966723916E-2,2.0566317959999831E-3,9.4220987773064151E-6,3.5103190772147103E-3,7.533322501899661E-3,2.6259472800000032E-3,1.5813226509695043E-2,6.5871760126480451E-4,9.9361485136304148E-2,41324.083304728752,25829.814966723916,2056.6317959999833,9.4220987773064149,3510.3190772147104,7533.3225018996609,2625.947280000003,15813.226509695043,658.71760126480456,99361.485136304167,null,null,40573.949558332337,35640.41508140423,1154.9264314648522,6.8327302179363638,4815.5611372471449,1533.2499403658558,14988.46601869416,585.467641656002,99298.868539382514]
[2004,7,16,8,5.917758783668832E-2,3.5516578360352435E-2,0,0,4.1768766195445046E-3,1.062866873378596E-2,2.9558566400000033E-3,1.5442758038496497E-2,0,0.12789832622886771,59177.587836688319,35516.578360352432,0,0,4176.876619544505,10628.66873378596,2955.8566400000032,15442.758038496497,0,127898.32622886772,null,null,58103.369073278795,48216.930753621404,0,0,6794.213852146484,1725.8789053107032,14637.319838112189,0,129477.71242246957]
[2004,7,16,19,7.6400566034441106E-2,3.7066345961252398E-2,0,0,4.4263072779842328E-3,9.6822360178209846E-3,2.4756529600000027E-3,1.7098611120440952E-2,0,0.14714971937193966,76400.566034441101,37066.345961252395,0,0,4426.3072779842332,9682.2360178209838,2475.6529600000026,17098.611120440954,0,147149.71937193966,null,null,75013.707857730769,50402.475396347872,0,0,6189.221220426427,1445.4954150056485,16206.809634230534,0,149257.70952374127]
[2004,7,17,4,2.7732564395976326E-2,2.1914440934102643E-2,2.0566317959999831E-3,9.4220987773064151E-6,3.3641323788714227E-3,6.2270872982519388E-3,2.5486472000000029E-3,1.5067841766136677E-2,6.5871760126480451E-4,7.9579485469381109E-2,27732.564395976326,21914.440934102644,2056.6317959999833,9.4220987773064149,3364.1323788714226,6227.0872982519386,2548.6472000000031,15067.841766136677,658.71760126480456,79579.485469381092,null,null,27229.150145401698,30706.705163340186,1154.9264314648522,6.8327302179363638,3980.5702708394097,1488.1156210468953,14281.95783753151,585.467641656002,79433.725841498497]
[2004,7,17,11,6.0089865380916326E-2,2.9081667726143502E-2,0,0,3.9560593824690855E-3,8.3961773495847564E-3,3.4635356800000036E-3,1.2098300759203318E-2,0,0.11708560627831699,60089.865380916322,29081.6677261435,0,0,3956.0593824690854,8396.1773495847556,3463.5356800000036,12098.300759203317,0,117085.60627831699,null,null,58999.08653638028,40132.001637544272,0,0,5367.1278955466669,2022.3048327211707,11467.297309760583,0,117987.81821195298]
[2004,7,17,13,5.3062279782260628E-2,3.1958972766286432E-2,0,0,4.028829927925478E-3,8.5240281875291288E-3,3.6620144000000039E-3,1.6565805867799294E-2,0,0.11780193093180098,53062.27978226063,31958.972766286432,0,0,4028.8299279254779,8524.0281875291294,3662.0144000000041,16565.805867799292,0,117801.93093180095,null,null,52099.068900318402,43715.554399601198,0,0,5448.8545873767534,2138.1934828557964,15701.793569425219,0,119103.46493957737]
[2004,7,17,21,5.9758778831415602E-2,2.4059961020803832E-2,2.0566317959999831E-3,9.4220987773064151E-6,3.5447277663911538E-3,7.3821531188023965E-3,3.0352071200000033E-3,1.2526560954983144E-2,6.5871760126480451E-4,0.11303216030843823,59758.778831415599,24059.961020803832,2056.6317959999833,9.4220987773064149,3544.7277663911536,7382.1531188023964,3035.2071200000032,12526.560954983144,658.71760126480456,113032.16030843821,null,null,58674.010022043003,33532.313284433221,1154.9264314648522,6.8327302179363638,4718.9284222397564,1772.2104214285753,11873.221008359966,585.467641656002,112317.90996184331]
[2004,7,18,6,3.1099708575249529E-2,2.1638780611719182E-2,0,0,3.3111040687006754E-3,6.4463665335052697E-3,3.0536607200000033E-3,1.4604473375323945E-2,0,8.0154093884498595E-2,31099.70857524953,21638.780611719183,0,0,3311.1040687006753,6446.3665335052701,3053.6607200000035,14604.473375323945,0,80154.093884498609,null,null,30535.172376506576,30307.436391110728,0,0,4120.7411666460002,1782.985192618778,13842.757059905543,0,80589.092186787631]
[2004,7,18,15,5.9671177032034818E-2,3.1642746404170481E-2,0,0,4.1640403379842594E-3,8.8754121302096426E-3,4.7327332800000052E-3,1.5973940876353249E-2,0,0.12506005006075246,59671.177032034815,31642.746404170481,0,0,4164.0403379842592,8875.4121302096428,4732.7332800000049,15973.94087635325,0,125060.05006075246,null,null,58587.998410773012,43495.668435276304,0,0,5673.4713959891906,2763.3696512473398,15140.798107398236,0,125661.30600068408]
[2004,7,18,20,6.9014671582661835E-2,2.6133798646909592E-2,2.3994351599999808E-4,1.0992592417968249E-6,3.6210722719642093E-3,7.7295867131665728E-3,4.8815923200000054E-3,1.5076513102975902E-2,7.6851392459247609E-5,0.12677512880537917,69014.671582661831,26133.798646909592,239.94351599999808,1.099259241796825,3621.0722719642094,7729.5867131665727,4881.5923200000052,15076.513102975901,76.851392459247606,126775.12880537915,null,null,67761.885555471337,36144.209452286043,134.74318019685509,0.79716229008991624,4941.0200311377321,2850.2861388483088,14290.176908919104,68.305452009635843,126191.42388115911]
[2004,7,19,8,5.0116684682647614E-2,3.3963375782961644E-2,0,0,3.8242568010033052E-3,9.5280364313686857E-3,1.3326779840000014E-2,1.5886574568584017E-2,0,0.12664570810656528,50116.68468264761,33963.375782961644,0,0,3824.2568010033051,9528.036431368686,13326.779840000014,15886.574568584017,0,126645.70810656527,null,null,49206.943596300021,45901.866304333904,0,0,6090.6514942913755,7781.3003142046655,15057.988509092977,0,124038.75021822295]
[2004,7,19,10,5.6336041753959634E-2,3.9639068355056511E-2,0,0,4.0047210725608169E-3,1.0180198606144601E-2,1.2365142240000014E-2,1.8120404089765063E-2,0,0.14064557611748665,56336.041753959631,39639.068355056508,0,0,4004.721072560817,10180.1986061446,12365.142240000014,18120.404089765063,0,140645.57611748663,null,null,55313.404040585192,53015.53048790621,0,0,6507.5361853744316,7219.8150155152107,17175.30959149513,0,139231.59532087616]
[2004,7,19,17,6.8532018037309198E-2,3.8960676265204504E-2,0,0,4.1545551290245643E-3,1.0184081273154989E-2,1.3300124640000015E-2,1.7951663146260344E-2,0,0.15308311849095363,68532.018037309201,38960.676265204507,0,0,4154.5551290245639,10184.081273154989,13300.124640000015,17951.663146260344,0,153083.11849095361,null,null,67287.99335902794,52373.473853933203,0,0,6510.0181208496988,7765.736755818818,17015.369563055505,0,150952.59165268517]
[2004,7,20,7,4.6026338126296848E-2,3.041212183920489E-2,0,0,3.7702670699728807E-3,9.2123786683368236E-3,1.2292353040000014E-2,1.3871454349413628E-2,0,0.11558491309322508,46026.338126296847,30412.12183920489,0,0,3770.2670699728806,9212.3786683368235,12292.353040000015,13871.454349413629,0,115584.91309322508,null,null,45190.84688993985,41522.459555659982,0,0,5888.8720993506586,7177.3145291538558,13147.969645447332,0,112927.46271955167]
[2004,7,20,10,5.3782840929599549E-2,4.1399632098117679E-2,0,0,4.1295748928153655E-3,1.1055820296664919E-2,1.3041569200000014E-2,1.9286951244796478E-2,0,0.14269638866199402,53782.840929599552,41399.632098117676,0,0,4129.5748928153653,11055.820296664919,13041.569200000014,19286.951244796477,0,142696.38866199399,null,null,52806.550090650766,55305.808523368149,0,0,7067.2639526029016,7614.7702394760881,18281.013881614093,0,141075.40668771198]
[2004,7,20,19,6.9745697935405568E-2,3.7299304477097658E-2,0,0,4.1748495327791303E-3,9.791479883167413E-3,1.4785434400000016E-2,1.6622983486809184E-2,0,0.15241974971525898,69745.697935405566,37299.304477097656,0,0,4174.8495327791306,9791.4798831674125,14785.434400000016,16622.983486809186,0,152419.74971525898,null,null,68479.641981991794,50380.003780775718,0,0,6259.0536897402335,8632.986116950251,15755.989011388578,0,149507.67458084656]
[2004,7,21,6,3.6359406594835747E-2,2.7583292379829635E-2,0,0,3.5624754614268696E-3,8.8379735215269716E-3,1.3576313520000015E-2,1.4729913829174462E-2,0,0.10464937530679369,36359.406594835746,27583.292379829636,0,0,3562.4754614268695,8837.973521526972,13576.313520000014,14729.913829174462,0,104649.37530679371,null,null,35699.393941085873,37833.777181422185,0,0,5649.5393382604243,7926.999164632186,13961.65499504581,0,101071.36462044649]
[2004,7,21,12,5.7785922935413167E-2,4.2877817772795652E-2,0,0,4.2117751097292379E-3,1.0370385269301048E-2,1.2614060800000014E-2,1.9740358173012996E-2,0,0.14760032006025214,57785.922935413168,42877.81777279565,0,0,4211.7751097292376,10370.385269301049,12614.060800000014,19740.358173012995,0,147600.3200602521,null,null,56736.966312688623,57201.260015860207,0,0,6629.11009963178,7365.1547069030566,18710.772750371663,0,146643.26388545532]
[2004,7,21,20,6.7604308044872621E-2,3.7586710569648504E-2,3.0849581599999749E-4,1.4133196114107656E-6,4.102688136242834E-3,9.2679164382960845E-3,1.2295223600000012E-2,1.8541095931351868E-2,9.8807975404727492E-5,0.14980665983142805,67604.308044872625,37586.710569648501,308.49581599999749,1.4133196114107656,4102.6881362428339,9267.9164382960844,12295.223600000012,18541.095931351869,98.807975404727486,149806.65983142809,null,null,66377.123584608154,50641.468513640975,173.23955245060193,1.0249130098006791,5924.3737689788668,7178.9906046723299,17574.059673782245,87.820444187212175,147958.10105533016]
[2004,7,22,5,3.2173504878357614E-2,2.6135776879387531E-2,1.8168557359999856E-3,8.3236067058781143E-6,3.4688659432781824E-3,7.8756780110824324E-3,1.0412546320000013E-2,1.5765445830170661E-2,5.8191984320664532E-4,9.8238917048188934E-2,32173.504878357613,26135.776879387529,1816.8557359999857,8.3236067058781149,3468.8659432781824,7875.678011082432,10412.546320000012,15765.44583017066,581.91984320664528,98238.91704818893,null,null,31589.476635767558,35961.722497804949,1020.2772882078539,6.0361242654823837,5034.4066578958727,6079.7245039118652,14943.177405964667,517.20985985626567,95152.030973674511]
[2004,7,22,6,3.702190385703559E-2,2.792530435061014E-2,0,0,3.5711139800020217E-3,9.2750582750944638E-3,1.2072345120000015E-2,1.5178513537096153E-2,0,0.10504423911983837,37021.903857035591,27925.304350610138,0,0,3571.1139800020219,9275.0582750944632,12072.345120000015,15178.513537096153,0,105044.23911983837,null,null,36349.865248599526,38259.723735395572,0,0,5928.9390788705059,7048.8553126306606,14386.857370668395,0,101974.24074616467]
[2004,7,22,19,7.0618439137613523E-2,3.7623919166246446E-2,0,0,4.1885283682702324E-3,9.8298535273613694E-3,1.3869110640000015E-2,1.7067313767348699E-2,0,0.1531971646068403,70618.439137613517,37623.919166246444,0,0,4188.528368270232,9829.8535273613688,13869.110640000015,17067.3137673487,0,153197.16460684029,null,null,69336.540784918456,50790.939927811065,0,0,6283.5834546120241,8097.958867516737,16177.144637462752,0,150686.16767232103]
[2004,7,22,23,6.0244600993866124E-2,2.650720560474016E-2,2.0566317959999831E-3,9.4220987773064151E-6,3.3986756150220575E-3,7.7917736390453228E-3,1.084395048000001E-2,1.1038518160843632E-2,6.5871760126480451E-4,0.12254949598955939,60244.600993866123,26507.20560474016,2056.6317959999833,9.4220987773064149,3398.6756150220576,7791.7736390453229,10843.95048000001,11038.518160843632,658.71760126480456,122549.49598955939,null,null,59151.01331739092,36327.64657623275,1154.9264314648522,6.8327302179363638,4980.7720719445688,6331.6147104028269,10462.789124604391,585.467641656002,119001.06260391422]
[2004,7,23,9,5.3193091802552467E-2,3.821855539535042E-2,0,0,4.2433489172466338E-3,1.0660315951891977E-2,1.2092439040000014E-2,1.6585498073931441E-2,0,0.13499324918097294,53193.091802552466,38218.55539535042,0,0,4243.3489172466334,10660.315951891977,12092.439040000014,16585.498073931441,0,134993.24918097295,null,null,52227.506360716638,51579.856199071197,0,0,6814.4438520668227,7060.5878412599914,15720.45870157038,0,133402.85295468502]
[2004,7,23,16,6.557893858109852E-2,4.1487006840365166E-2,0,0,4.4113709926378048E-3,1.0477917979676203E-2,1.1591526320000012E-2,1.9151472770005239E-2,0,0.15269823348378295,65578.938581098526,41487.006840365168,0,0,4411.3709926378051,10477.917979676204,11591.526320000012,19151.472770005239,0,152698.23348378294,null,null,64388.519557891523,55754.252352139345,0,0,6697.8487393136566,6768.1126632859305,18152.601472266258,0,151761.3347848967]
[2004,7,24,1,4.0755015854677203E-2,2.2755805510266972E-2,2.0566317959999831E-3,9.4220987773064151E-6,3.7541839287925731E-3,6.9135203907976298E-3,6.7968709600000066E-3,1.1823692937337824E-2,6.5871760126480451E-4,9.5523861077914302E-2,40755.0158546772,22755.805510266971,2056.6317959999833,9.4220987773064149,3754.1839287925732,6913.5203907976302,6796.8709600000066,11823.692937337824,658.71760126480456,95523.861077914276,null,null,40015.212082090766,32202.54638226223,1154.9264314648522,6.8327302179363638,4419.3621217059899,3968.587668711466,11207.012035027112,585.467641656002,93559.947093136347]
[2004,7,24,8,4.543499625476162E-2,2.8180435847148258E-2,0,0,4.1650644148943589E-3,8.3154104397509098E-3,5.4602152000000062E-3,1.3080886538203084E-2,0,0.10463700869475824,45434.996254761623,28180.435847148259,0,0,4165.0644148943593,8315.4104397509091,5460.215200000006,13080.886538203084,0,104637.00869475823,null,null,44610.239327747309,39291.131173036563,0,0,5315.4988843005221,3188.1350755011117,12398.634981421756,0,104803.63944200726]
[2004,7,24,18,7.2514237180804228E-2,3.1094389127331125E-2,0,0,4.3584772615067819E-3,8.6703144724436468E-3,4.8186450400000049E-3,1.4562019205955668E-2,0,0.13601808228804146,72514.237180804223,31094.389127331124,0,0,4358.4772615067823,8670.3144724436461,4818.6450400000049,14562.019205955668,0,136018.08228804142,null,null,71197.925431009397,43065.749871200242,0,0,5542.3658565901678,2813.5321971217281,13802.51714589823,0,136422.09050181977]
[2004,7,24,22,6.7645116732670763E-2,2.4628199100730025E-2,2.0566317959999831E-3,9.4220987773064151E-6,3.578618821677133E-3,8.117134197356643E-3,4.0675835200000045E-3,1.1241782651434634E-2,6.5871760126480451E-4,0.12200320651991128,67645.116732670765,24628.199100730024,2056.6317959999833,9.4220987773064149,3578.6188216771329,8117.1341973566432,4067.5835200000047,11241.782651434634,658.71760126480456,122003.20651991128,null,null,66417.191494355924,34263.739128617533,1154.9264314648522,6.8327302179363638,5188.7538302991243,2374.9990096804754,10655.452077238539,585.467641656002,120647.36234353037]
[2004,7,25,3,3.5627586041357517E-2,2.3096387960723223E-2,2.0566317959999831E-3,9.4220987773064151E-6,3.504151432374147E-3,7.8330915036827209E-3,2.953191120000003E-3,1.362732727925399E-2,6.5871760126480451E-4,8.9366506833433695E-2,35627.586041357514,23096.387960723223,2056.6317959999833,9.4220987773064149,3504.1514323741471,7833.0915036827209,2953.1911200000031,13627.32727925399,658.71760126480456,89366.506833433697,null,null,34980.857730527547,32312.540356477795,1154.9264314648522,6.8327302179363638,5007.1838846834653,1724.3225494721185,12916.575357059208,585.467641656002,88688.706681558891]
[2004,7,25,12,6.6741840844183081E-2,3.760504335923321E-2,0,0,4.5532165630003804E-3,9.3615644448451288E-3,3.288636560000004E-3,1.9480343912585157E-2,0,0.14103064568384696,66741.840844183083,37605.043359233212,0,0,4553.2165630003801,9361.5644448451294,3288.636560000004,19480.343912585158,0,141030.64568384696,null,null,65530.312284803971,51211.009482369518,0,0,5984.2368241984632,1920.1839457740271,18464.319889887487,0,143110.06242703347]
[2004,7,25,21,8.4601641717313561E-2,2.8450256764434932E-2,2.0566317959999831E-3,9.4220987773064151E-6,3.9647022940221838E-3,8.9645769384704213E-3,7.146874240000007E-3,1.2767082962932254E-2,6.5871760126480451E-4,0.14861990641321543,84601.641717313556,28450.256764434933,2056.6317959999833,9.4220987773064149,3964.7022940221837,8964.5769384704217,7146.8742400000074,12767.082962932254,658.71760126480456,148619.90641321542,null,null,83065.913846843556,39375.505032118468,1154.9264314648522,6.8327302179363638,5730.4686353032412,4172.9491622856458,12101.198261495692,585.467641656002,146193.26174138539]
[2004,7,26,5,3.225798669395518E-2,2.4032211413722533E-2,1.988246951999984E-3,9.1088055780609979E-6,3.3781385393178522E-3,8.0780628584935024E-3,1.1984793040000014E-2,1.290854193119959E-2,6.3681465272041296E-4,9.5273904886987129E-2,32257.986693955179,24032.211413722533,1988.246951999984,9.1088055780609984,3378.1385393178521,8078.0628584935021,11984.793040000015,12908.54193119959,636.81465272041294,95273.904886987133,null,null,31672.424898633435,33296.243581911287,1116.5240961509619,6.6055358358615361,5163.7780747859206,6997.7350093171426,12235.279243489758,566.00031968832513,91054.59075981268]
[2004,7,26,11,6.4698883067245402E-2,4.1932339655185939E-2,0,0,4.3287231088252921E-3,1.1511452960380544E-2,1.4206606480000016E-2,1.794189173813697E-2,0,0.15461989700977413,64698.883067245406,41932.339655185941,0,0,4328.723108825292,11511.452960380544,14206.606480000015,17941.891738136968,0,154619.89700977417,null,null,63524.439216065221,56194.817533796224,0,0,7358.5201609619726,8295.0174606175569,17006.107796108561,0,152378.9021675495]
[2004,7,26,22,8.0091838439086918E-2,2.8050963711250963E-2,2.0566317959999831E-3,9.4220987773064151E-6,3.835261723808298E-3,9.2018102153269988E-3,1.2714325360000013E-2,9.0841482788491523E-3,6.5871760126480451E-4,0.14570311922436441,80091.838439086918,28050.963711250963,2056.6317959999833,9.4220987773064149,3835.261723808298,9201.8102153269992,12714.325360000013,9084.1482788491521,658.71760126480456,145703.11922436443,null,null,78637.974589741381,38733.235103249906,1154.9264314648522,6.8327302179363638,5882.1163774786555,7423.6976303698248,8610.3520810779391,585.467641656002,141034.60258525648]
[2004,7,27,4,2.9246438954915913E-2,2.3909048766511162E-2,2.0566317959999831E-3,9.4220987773064151E-6,3.3358191229564483E-3,6.7466643518135456E-3,1.2148004880000013E-2,1.4214325606723803E-2,6.5871760126480451E-4,9.2325073178962977E-2,29246.438954915913,23909.048766511161,2056.6317959999833,9.4220987773064149,3335.8191229564482,6746.6643518135452,12148.004880000013,14214.325606723804,658.71760126480456,92325.073178962979,null,null,28715.544157801451,33095.227137152418,1154.9264314648522,6.8327302179363638,4312.7019519543119,7093.0318745104905,13472.957982636439,585.467641656002,88436.689907393898]
[2004,7,27,7,4.4915118216507191E-2,2.9867960845322377E-2,0,0,3.7556268136221017E-3,8.9307279954665159E-3,1.4282676320000015E-2,1.3134074420008005E-2,0,0.11488618461092621,44915.118216507188,29867.960845322377,0,0,3755.626813622102,8930.7279954665155,14282.676320000015,13134.074420008004,0,114886.18461092621,null,null,44099.798354499966,40843.665502555225,0,0,5708.8312164318995,8339.4334618571702,12449.048776389571,0,111440.77731173384]
[2004,7,27,16,6.0326598713735309E-2,4.4319341987535996E-2,0,0,4.2493925005421184E-3,1.0402563464322379E-2,1.3926316800000015E-2,2.3089204399320013E-2,0,0.15631341786545583,60326.598713735308,44319.341987535998,0,0,4249.3925005421188,10402.563464322378,13926.316800000015,23089.204399320013,0,156313.41786545582,null,null,59231.522576975389,58998.02143171279,0,0,6649.679518420422,8131.3606582063658,21884.955314193227,0,154895.53949950822]
[2004,7,27,24,4.348613242114692E-2,2.6241592177118245E-2,2.0566317959999831E-3,9.4220987773064151E-6,3.4166442415764068E-3,7.4764318872871998E-3,1.1360651280000012E-2,1.3828685593511676E-2,6.5871760126480451E-4,0.10853490909668254,43486.132421146918,26241.592177118244,2056.6317959999833,9.4220987773064149,3416.6442415764068,7476.4318872872,11360.651280000013,13828.685593511676,658.71760126480456,108534.90909668253,null,null,42696.752165841099,36026.824381978891,1154.9264314648522,6.8327302179363638,4779.1946823751023,6633.308303728506,13107.431552597956,585.467641656002,104990.73788986035]
[2004,7,28,9,5.2671572561176078E-2,3.8532475010910373E-2,0,0,4.098505764713321E-3,9.5652907028372404E-3,1.3860909040000015E-2,1.7241411452592927E-2,0,0.13597016453222993,52671.572561176079,38532.47501091037,0,0,4098.5057647133208,9565.290702837241,13860.909040000015,17241.411452592925,0,135970.16453222994,null,null,51715.453976220451,51785.238877750875,0,0,6114.4657172766774,8093.1700803210915,16342.162019438312,0,134050.4906710074]
[2004,7,28,17,6.9115642801756957E-2,4.2251920577407502E-2,0,0,4.280034227162036E-3,1.0713896662471882E-2,1.3560935520000015E-2,2.0614529985881695E-2,0,0.16053695977468008,69115.642801756956,42251.920577407502,0,0,4280.0342271620357,10713.896662471881,13560.935520000015,20614.529985881694,0,160536.95977468012,null,null,67861.023898606465,56523.878905952464,0,0,6848.6945014329713,7918.0201886403511,19539.350934820592,0,158690.96842945283]
[2004,7,29,2,3.5787420986811751E-2,2.3853926609589911E-2,2.0566317959999831E-3,9.4220987773064151E-6,3.5060131571886372E-3,7.3898396062128903E-3,1.0172444480000009E-2,1.1667012829947502E-2,6.5871760126480451E-4,9.5101429165792811E-2,35787.420986811754,23853.926609589911,2056.6317959999833,9.4220987773064149,3506.0131571886373,7389.8396062128904,10172.444480000009,11667.012829947502,658.71760126480456,95101.429165792797,null,null,35137.791278616125,33235.008689118629,1154.9264314648522,6.8327302179363638,4723.8418917011504,5939.5327587593365,11058.503793272312,585.467641656002,91841.90521480632]
[2004,7,29,11,6.4519235754545282E-2,4.27274933764644E-2,0,0,4.2740258518211898E-3,1.1677519440615323E-2,1.2355095280000011E-2,1.8990980695929974E-2,0,0.15454435039937617,64519.235754545283,42727.493376464401,0,0,4274.0258518211895,11677.519440615322,12355.09528000001,18990.980695929975,0,154544.35039937618,null,null,63348.052943923751,57094.274083549069,0,0,7464.67561736469,7213.9487512005426,18000.480082170947,0,153121.43147820898]
[2004,7,29,16,7.1712548595734088E-2,4.5914644240140405E-2,0,0,4.3907140559732716E-3,1.0926844302673877E-2,1.3376809600000013E-2,2.448715645829224E-2,0,0.17080871725281391,71712.548595734086,45914.644240140406,0,0,4390.7140559732716,10926.844302673877,13376.809600000013,24487.15645829224,0,170808.71725281389,null,null,70410.789465469308,61107.554853269292,0,0,6984.8180219867008,7810.5119160981039,23209.995268488605,0,169523.669525312]
[2004,7,29,20,7.3870005718771559E-2,3.9213829469366406E-2,6.1699163199999498E-4,2.8266392228215313E-6,4.2190854418844622E-3,1.0253511056814813E-2,1.2425218960000014E-2,2.0014714836583538E-2,1.9761595080945498E-4,0.16081379970545306,73870.005718771557,39213.829469366407,616.99163199999498,2.8266392228215311,4219.0854418844619,10253.511056814814,12425.218960000013,20014.714836583538,197.61595080945497,160813.79970545304,null,null,72529.08343557101,52759.374354395171,346.47910490120387,2.0498260196013582,6554.4000476655792,7254.8928817233145,18970.819966315117,175.64088837442435,158592.74050496542]
[2004,7,30,6,3.5959685569365241E-2,2.6933921421847671E-2,6.8719755999999436E-5,3.1482753998246323E-7,3.6122238844791227E-3,9.1333029996631208E-3,1.3746496720000015E-2,1.3130343845186784E-2,2.2010217346568079E-5,0.10260701924142851,35959.68556936524,26933.92142184767,68.719755999999435,0.31482753998246321,3612.2238844791227,9133.3029996631212,13746.496720000016,13130.343845186784,22.01021734656808,102607.0192414285,null,null,35306.928835320556,37105.39618612561,38.590409193603342,0.22830705734669759,5838.3241881373933,8026.3664989418339,12445.512774808629,19.562662387475747,98780.909861972439]
[2004,7,30,13,5.9063853188061281E-2,4.3009197585757601E-2,0,0,4.4056366172718093E-3,1.1062304808144524E-2,1.2213617680000012E-2,2.018199567031638E-2,0,0.14993660554955163,59063.853188061279,43009.197585757604,0,0,4405.636617271809,11062.304808144523,12213.617680000012,20181.995670316381,0,149936.6055495516,null,null,57991.69898824874,57596.341226022574,0,0,7071.4090773426624,7131.342172075656,19129.376039008206,0,148920.16750269785]
[2004,7,30,22,7.010369488003157E-2,2.53775348879842E-2,2.0566317959999831E-3,9.4220987773064151E-6,3.8006643931044067E-3,8.3601502460619991E-3,1.0654493520000011E-2,8.3688328083472274E-3,6.5871760126480451E-4,0.12939014223157147,70103.694880031573,25377.534887984199,2056.6317959999833,9.4220987773064149,3800.6643931044068,8360.1502460619995,10654.493520000011,8368.8328083472279,658.71760126480456,129390.1422315715,null,null,68831.140401598124,35443.707658205669,1154.9264314648522,6.8327302179363638,5344.0981208930516,6220.993726183412,7932.3448688438648,585.467641656002,125519.51157906291]
[2004,7,31,5,3.3841784003101692E-2,2.3277352125685102E-2,2.0566317959999831E-3,9.4220987773064151E-6,3.9394448512848901E-3,7.2877334017357395E-3,7.8399094400000077E-3,1.0737214179788195E-2,6.5871760126480451E-4,8.9648209497637743E-2,33841.784003101689,23277.352125685102,2056.6317959999833,9.4220987773064149,3939.4448512848899,7287.7334017357398,7839.9094400000076,10737.214179788194,658.71760126480456,89648.209497637712,null,null,33227.472391352516,33061.128486763482,1154.9264314648522,6.8327302179363638,4658.5720628802037,4577.6016803177054,10177.200065434341,585.467641656002,87449.201490087042]
[2004,7,31,15,7.3144457620661726E-2,3.7778858973589569E-2,0,0,4.7035697283690841E-3,9.991663201681723E-3,6.8222959200000075E-3,1.7354392351315657E-2,0,0.14979523779561776,73144.45762066172,37778.858973589566,0,0,4703.5697283690843,9991.6632016817239,6822.2959200000078,17354.392351315655,0,149795.23779561775,null,null,71816.70581988935,51604.787842363759,0,0,6387.0178129700034,3983.4329090179685,16449.250244616705,0,150241.1946288578]
[2004,7,31,19,7.8099835757639527E-2,2.9965619624055664E-2,0,0,4.4969164462253198E-3,9.2101588766680693E-3,6.6543681600000071E-3,1.2522489190955218E-2,0,0.1409493880555438,78099.835757639521,29965.619624055664,0,0,4496.9164462253202,9210.1588766680688,6654.3681600000073,12522.489190955219,0,140949.38805554379,null,null,76682.131656188372,41862.763423755576,0,0,5887.4531314928308,3885.3824911871229,11869.361612762788,0,140187.09231538669]
[2004,8,1,8,4.4200469430307296E-2,2.917795103258795E-2,0,0,3.8471377955927848E-3,7.6468782197762278E-3,3.7833980799999974E-3,1.4246009524834409E-2,0,0.10290184408309866,44200.469430307297,29177.951032587949,0,0,3847.1377955927846,7646.8782197762275,3783.3980799999972,14246.00952483441,0,102901.84408309868,null,null,43398.122201410813,40116.649507256392,0,0,4888.1498923124827,2209.0675333513482,13502.989382594491,0,104114.97851692553]
[2004,8,1,9,5.1165437753900471E-2,3.2703464118895187E-2,0,0,4.0813169574395918E-3,7.8425398747056473E-3,3.9023212799999978E-3,1.6343231782175151E-2,0,0.11603831176711604,51165.437753900471,32703.464118895186,0,0,4081.316957439592,7842.539874705647,3902.3212799999978,16343.231782175151,0,116038.31176711604,null,null,50236.659219956462,44683.669961282932,0,0,5013.2236112844203,2278.5049476882109,15490.828140138916,0,117702.88588035094]
[2004,8,1,18,8.1128631031401305E-2,3.4330242019228137E-2,0,0,4.0091359753519074E-3,8.6367430127174977E-3,4.1502146399999967E-3,1.6702204346512532E-2,0,0.14895717102521139,81128.63103140131,34330.242019228135,0,0,4009.1359753519073,8636.7430127174975,4150.2146399999965,16702.204346512532,0,148957.1710252114,null,null,79655.946846568258,46572.089399570381,0,0,5520.9058146581874,2423.2460406766008,15831.077998630199,0,150003.26610010365]
[2004,8,2,2,3.256140598153992E-2,2.5316785062829614E-2,2.0566317959999835E-3,9.4220987773064405E-6,3.1071285807570768E-3,7.2872205707309994E-3,1.1682153999999993E-2,1.3756396684209291E-2,6.5871760126480462E-4,9.6435862376108988E-2,32561.40598153992,25316.785062829615,2056.6317959999838,9.4220987773064397,3107.1285807570766,7287.2205707309995,11682.153999999993,13756.39668420929,658.71760126480467,96435.862376108998,null,null,31970.336379904686,34527.452361953416,1154.9264314648524,6.8327302179363816,4658.2442435075727,6821.0287617978047,13038.912970388121,585.46764165600212,92763.201520890376]
[2004,8,2,8,4.9619486577278688E-2,3.6345612988302071E-2,0,0,3.8071607412926145E-3,9.8910810021998891E-3,1.2592121519999992E-2,1.3236142367926248E-2,0,0.12549160519699951,49619.486577278687,36345.612988302069,0,0,3807.1607412926146,9891.0810021998896,12592.121519999992,13236.142367926248,0,125491.60519699949,null,null,48718.770859376207,48774.880177757776,0,0,6322.7221810225565,7352.3447011546914,12545.793230662232,0,123714.51114997346]
[2004,8,2,19,7.6755894716177886E-2,4.1431389556802208E-2,0,0,4.0390435743903825E-3,9.9250970059309215E-3,1.3858858639999992E-2,1.7917536598085412E-2,0,0.16392782009138679,76755.894716177892,41431.389556802205,0,0,4039.0435743903827,9925.097005930922,13858.858639999991,17917.536598085411,0,163927.82009138679,null,null,75362.586449981784,55234.414004380982,0,0,6344.4663909074125,8091.9728835221658,16983.022931750267,0,162016.46266054263]
[2004,8,3,4,2.8028822001755025E-2,2.6247051968800662E-2,2.0566317959999835E-3,9.4220987773064405E-6,3.1584487933433211E-3,6.2131158713615593E-3,1.1550313279999993E-2,1.4247638306061149E-2,6.5871760126480462E-4,9.2170161717363794E-2,28028.822001755027,26247.051968800661,2056.6317959999838,9.4220987773064397,3158.4487933433211,6213.1158713615596,11550.313279999993,14247.638306061148,658.71760126480467,92170.161717363808,null,null,27520.029947005471,35719.818159994778,1154.9264314648524,6.8327302179363816,3971.6392499853005,6744.0490076278002,13504.533212505095,585.46764165600212,89207.296380457221]
[2004,8,3,7,4.331048046478693E-2,3.2890543282605773E-2,0,0,3.5559344671659806E-3,8.7878578635332306E-3,1.3216263279999991E-2,1.2932344328538821E-2,0,0.11469342368663073,43310.480464786931,32890.543282605773,0,0,3555.9344671659805,8787.8578635332306,13216.26327999999,12932.344328538822,0,114693.42368663072,null,null,42524.288724495826,44272.721907532745,0,0,5617.5036707390391,7716.7714067433262,12257.840194189086,0,112389.12590370003]
[2004,8,3,21,7.0648876043255912E-2,3.5628824222364373E-2,2.0566317959999835E-3,9.4220987773064405E-6,3.7220807607766652E-3,8.7041765677210343E-3,1.1119114159999992E-2,1.4970013744150657E-2,6.5871760126480462E-4,0.14751785699431069,70648.876043255907,35628.824222364376,2056.6317959999838,9.4220987773064397,3722.0807607766651,8704.1765677210351,11119.114159999992,14970.013744150658,658.71760126480467,147517.85699431071,null,null,69366.425185865461,47800.824131469279,1154.9264314648524,6.8327302179363816,5564.0116828510818,6492.2785208167288,14189.232170045845,585.46764165600212,145159.99849438717]
[2004,8,4,4,2.7941108295875462E-2,2.6297068778305559E-2,2.0566317959999835E-3,9.4220987773064405E-6,3.147338521072374E-3,6.424283078853411E-3,1.0795561039999993E-2,1.4325167264563874E-2,6.5871760126480462E-4,9.1655298474712765E-2,27941.108295875463,26297.068778305558,2056.6317959999838,9.4220987773064397,3147.3385210723741,6424.2830788534111,10795.561039999993,14325.167264563874,658.71760126480467,91655.298474712763,null,null,27433.908460614879,35767.079196168699,1154.9264314648524,6.8327302179363816,4106.6246561725884,6303.3608659485071,13578.018541970934,585.46764165600212,88936.21852421439]
[2004,8,4,6,3.3712766535227097E-2,2.9700028990845773E-2,2.4010050599999812E-4,1.0999784640173181E-6,3.3452943892357629E-3,8.4457680777021548E-3,1.3817030479999992E-2,1.3786804858718181E-2,7.6901674710267814E-5,0.10312579549090325,33712.7665352271,29700.028990845774,240.10050599999812,1.099978464017318,3345.294389235763,8445.7680777021542,13817.030479999992,13786.804858718182,76.901674710267812,103125.79549090326,null,null,33100.796907831544,40141.229075558665,134.83133982797057,0.7976838566236073,5398.8280096768822,8067.5500688243737,13067.735164899634,68.350142831416576,99980.118393307115]
[2004,8,4,18,6.9476612930889359E-2,4.0991487693237107E-2,0,0,3.9388129778062473E-3,9.7238984916923586E-3,1.2106586799999994E-2,1.7072235926996023E-2,0,0.1533096348206211,69476.612930889358,40991.487693237104,0,0,3938.8129778062471,9723.8984916923582,12106.586799999994,17072.235926996022,0,153309.63482062108,null,null,68215.441532108016,54578.297537774873,0,0,6215.8533193450612,7068.848499172469,16181.810075130848,0,152260.25096353126]
[2004,8,4,23,5.7469283238005903E-2,2.7607407886752533E-2,2.0566317959999835E-3,9.4220987773064405E-6,3.1837601341991634E-3,7.0042391725302407E-3,1.1293398159999994E-2,1.1028493215401674E-2,6.5871760126480462E-4,0.12031135330293158,57469.283238005904,27607.407886752531,2056.6317959999838,9.4220987773064397,3183.7601341991635,7004.2391725302405,11293.398159999993,11028.493215401675,658.71760126480467,120311.3533029316,null,null,56426.074404548031,37403.033246696847,1154.9264314648524,6.8327302179363816,4477.3527147835857,6594.0402487242,10453.287043925036,585.46764165600212,117101.01446201648]
[2004,8,5,8,5.4888863634408785E-2,3.8202628443265746E-2,0,0,3.9483341897061722E-3,1.0087483026674081E-2,1.3529359359999991E-2,1.4680413717576776E-2,0,0.13533708237163156,54888.863634408786,38202.628443265749,0,0,3948.3341897061723,10087.483026674081,13529.359359999991,14680.413717576776,0,135337.08237163155,null,null,53892.495763162879,51202.145227766399,0,0,6448.2691698971312,7899.583357937101,13914.73662957823,0,133357.23014834174]
[2004,8,5,17,7.0575518507201465E-2,4.7703201099085227E-2,0,0,4.1681479352007533E-3,1.0058424812633953E-2,1.3061663119999994E-2,2.1970461924818441E-2,0,0.16753741739893982,70575.518507201472,47703.201099085229,0,0,4168.1479352007536,10058.424812633953,13061.663119999994,21970.461924818439,0,167537.41739893984,null,null,69294.399269509435,63009.814735194603,0,0,6429.6941512099365,7626.502768105408,20824.562386003898,0,167184.97331002328]
[2004,8,6,1,3.9366277705152775E-2,2.7594383485591824E-2,2.0566317959999835E-3,9.4220987773064405E-6,3.4085370319776485E-3,7.6608820964562787E-3,1.1379925039999994E-2,1.3250504800485277E-2,6.5871760126480462E-4,0.10538528165570586,39366.277705152774,27594.383485591825,2056.6317959999838,9.4220987773064397,3408.5370319776484,7660.8820964562783,11379.925039999993,13250.504800485276,658.71760126480467,105385.28165570587,null,null,38651.682945508852,37660.255891374589,1154.9264314648524,6.8327302179363816,4897.101656198105,6644.561953638261,12559.406570876185,585.46764165600212,102160.23582093476]
[2004,8,6,7,4.6295468163863832E-2,3.3597118908744686E-2,0,0,3.8359766753938247E-3,1.0128046379248655E-2,1.2304040319999991E-2,1.2688871275985437E-2,0,0.11884952172323641,46295.468163863829,33597.118908744684,0,0,3835.9766753938247,10128.046379248655,12304.040319999991,12688.871275985437,0,118849.52172323642,null,null,45455.091555413783,45471.198679686815,0,0,6474.19867234513,7184.1385509076372,12027.065812223029,0,116611.69327057639]
[2004,8,6,10,5.6499779228241905E-2,4.58385969939046E-2,0,0,4.1787990419148548E-3,1.0952020391737883E-2,1.3111282799999993E-2,1.9108551946060353E-2,0,0.14968903040185957,56499.779228241903,45838.596993904597,0,0,4178.7990419148546,10952.020391737884,13111.282799999994,19108.551946060354,0,149689.03040185958,null,null,55474.169277005509,60757.757730008168,0,0,7000.9114516857398,7655.474930639064,18111.919242691045,0,149000.23263202951]
[2004,8,6,19,7.1092838291548194E-2,3.9202693256013318E-2,0,0,4.2595357201659183E-3,1.0144158629845839E-2,1.2186552399999993E-2,1.4660281380713253E-2,0,0.15154605967828652,71092.838291548193,39202.693256013321,0,0,4259.5357201659181,10144.158629845839,12186.552399999993,14660.281380713253,0,151546.05967828652,null,null,69802.328427449378,52794.983102474027,0,0,6484.4981819957284,7115.5391743300142,13895.65432232292,0,150093.00320857207]
[2004,8,7,6,3.3669818077247365E-2,2.547947705622193E-2,3.4293942199999734E-4,1.5711169665862631E-6,3.7669173302660812E-3,7.2706502861123266E-3,7.7552279199999954E-3,1.1040145441414007E-2,1.0983990127855567E-4,8.9436586551506853E-2,33669.818077247364,25479.477056221931,342.93942199999736,1.571116966586263,3766.9173302660811,7270.6502861123263,7755.2279199999957,11040.145441414008,109.83990127855567,89436.586551506829,null,null,33058.628069993625,35526.54647071127,192.58177551733195,1.1393447072919987,4647.6519426174027,4528.157452522657,10464.331532127422,97.625610485899799,88516.662198682927]
[2004,8,7,12,6.9171624193503575E-2,3.827384007918419E-2,0,0,4.3436850333097776E-3,1.0131691886237902E-2,7.4398763999999956E-3,1.4352220227417466E-2,0,0.14371293781965291,69171.62419350358,38273.840079184192,0,0,4343.6850333097773,10131.691886237903,7439.8763999999956,14352.220227417465,0,143712.9378196529,null,null,67915.989090409581,51768.893846115345,0,0,6476.5290069058174,4344.0285848500807,13603.660520487301,0,144109.10104876812]
[2004,8,7,20,7.308716616369404E-2,3.0898657378579563E-2,9.9403974799999219E-4,4.5540192038462497E-6,4.0687089569441835E-3,9.1400180867268824E-3,7.4015339199999964E-3,1.2381468477558537E-2,3.183805091596624E-4,0.13829452725986671,73087.166163694041,30898.657378579563,994.03974799999219,4.5540192038462495,4068.7089569441837,9140.0180867268828,7401.5339199999962,12381.468477558537,318.38050915966238,138294.52725986674,null,null,71760.454343770965,42475.997166040557,558.21502960555279,3.3024897491128091,5842.6167047911449,4321.6410047104373,11735.696027856236,282.97632473921288,136980.89909126324]
[2004,8,8,5,3.3396788330557085E-2,2.5082029547557103E-2,2.0566317959999835E-3,9.4220987773064405E-6,3.5204514429173065E-3,7.4062242706150767E-3,5.3214031199999975E-3,1.2567134824311606E-2,6.5871760126480462E-4,9.0018803032000258E-2,33396.788330557087,25082.029547557104,2056.6317959999838,9.4220987773064397,3520.4514429173064,7406.2242706150764,5321.4031199999972,12567.134824311606,658.71760126480467,90018.803032000273,null,null,32790.554484708118,34744.363925940568,1154.9264314648524,6.8327302179363816,4734.3155377082221,3107.0848522148035,11911.678691951847,585.46764165600212,89035.224295862325]
[2004,8,8,14,7.0676521283753471E-2,4.2268648753756292E-2,0,0,4.555494394412201E-3,9.5740362269859432E-3,5.8374887999999969E-3,1.9342222212065337E-2,0,0.15225441167097323,70676.521283753478,42268.648753756293,0,0,4555.4943944122015,9574.0362269859434,5837.4887999999964,19342.222212065335,0,152254.41167097326,null,null,69393.568597255988,56878.809590052937,0,0,6120.0561597679853,3408.4192865008072,18333.402115869874,0,154134.25574944762]
[2004,8,8,19,8.3112627583979568E-2,3.4372559247796634E-2,0,0,4.1647596597217465E-3,9.4409590505194277E-3,6.7437655999999964E-3,1.6094820323083535E-2,0,0.1539294914651009,83112.627583979571,34372.559247796635,0,0,4164.7596597217462,9440.9590505194283,6743.7655999999961,16094.820323083535,0,153929.4914651009,null,null,81603.928982181751,46812.534664344894,0,0,6034.9886110091038,3937.580271619654,15255.372920992704,0,153644.40545014813]
[2004,8,8,23,6.7455898700043093E-2,2.7672280520602794E-2,2.0566317959999835E-3,9.4220987773064405E-6,3.5842289282123482E-3,8.5567771808798022E-3,1.1199284799999994E-2,9.648844290153287E-3,6.5871760126480462E-4,0.13084208591593338,67455.898700043093,27672.280520602795,2056.6317959999838,9.4220987773064397,3584.2289282123484,8556.7771808798025,11199.284799999994,9648.8442901532871,658.71760126480467,130842.08591593341,null,null,66231.408234392278,37968.298613882616,1154.9264314648524,6.8327302179363816,5469.7888802632851,6539.0889156541662,9145.5955983408439,585.46764165600212,127101.40704587197]
[2004,8,9,12,6.0615835958003322E-2,4.681776402165528E-2,0,0,4.0606186257771508E-3,1.0531588967223645E-2,1.2485705759999991E-2,2.0436889707538406E-2,0,0.15494840304019777,60615.835958003321,46817.764021655283,0,0,4060.618625777151,10531.588967223644,12485.705759999992,20436.889707538405,0,154948.40304019779,null,null,59515.509453896106,61803.626169854564,0,0,6732.1570968499173,7290.210187291189,19370.975728542013,0,154712.47863643381]
[2004,8,9,16,6.4149149076778059E-2,4.7173847786489913E-2,0,0,4.1139205612129989E-3,1.0519030450508936E-2,1.3169514159999989E-2,2.1808985995617373E-2,0,0.16093444803060725,64149.149076778056,47173.847786489911,0,0,4113.920561212999,10519.030450508935,13169.51415999999,21808.985995617371,0,160934.44803060725,null,null,62984.684249566773,62300.920294829615,0,0,6724.1292572057791,7689.4753197281461,20671.508455094641,0,160370.71757642497]
[2004,8,10,1,3.4560152851669454E-2,2.6593150381054389E-2,2.0566317959999835E-3,9.4220987773064405E-6,3.2837602243510114E-3,6.3676331168574934E-3,1.2139598239999994E-2,1.3422048121885069E-2,6.5871760126480462E-4,9.9091114431859487E-2,34560.152851669453,26593.150381054387,2056.6317959999838,9.4220987773064397,3283.7602243510114,6367.6331168574934,12139.598239999994,13422.048121885069,658.71760126480467,99091.114431859489,null,null,33932.801078528268,36292.455028733544,1154.9264314648524,6.8327302179363816,4070.4120348032952,7088.123367634943,12722.002815352816,585.46764165600212,95853.021128391629]
[2004,8,10,8,5.2205789181322709E-2,3.7208889605942624E-2,0,0,3.7780330818396168E-3,9.3597705345480012E-3,9.6680460799999941E-3,1.4050923875497077E-2,0,0.12627145235915002,52205.789181322711,37208.889605942626,0,0,3778.0330818396169,9359.7705345480008,9668.0460799999946,14050.923875497077,0,126271.45235915003,null,null,51258.125710281216,49788.14804712074,0,0,5983.0900944907698,5645.0223462271188,13318.078692544312,0,125992.46489066417]
[2004,8,10,18,6.8781841416627021E-2,4.0625596179163989E-2,0,0,3.9328541266561148E-3,9.5778171856982872E-3,1.3430940159999993E-2,1.6591490153250132E-2,0,0.15294053922139553,68781.841416627023,40625.596179163986,0,0,3932.8541266561147,9577.8171856982881,13430.940159999993,16591.490153250132,0,152940.53922139553,null,null,67533.281829583633,54126.598805080554,0,0,6122.4730797700313,7842.1179115893538,15726.138255783713,0,151350.60988180726]
[2004,8,11,1,3.686060640550097E-2,2.7647846984145671E-2,2.0566317959999835E-3,9.4220987773064405E-6,3.3907331810450136E-3,6.6625622836324139E-3,1.3153110959999992E-2,1.3792867167666237E-2,6.5871760126480462E-4,0.1042324984780324,36860.60640550097,27647.846984145672,2056.6317959999838,9.4220987773064397,3390.7331810450137,6662.5622836324137,13153.110959999993,13792.867167666238,658.71760126480467,104232.49847803239,null,null,36191.495742512881,37703.572825134099,1154.9264314648524,6.8327302179363816,4258.9409917680141,7679.8977453368561,13073.481285819806,585.46764165600212,100654.61539391044]
[2004,8,11,11,5.7241043137891662E-2,4.6041928843981658E-2,0,0,4.0237820885481229E-3,1.1001320680320061E-2,1.4177080719999992E-2,1.8681277194594198E-2,0,0.15116643266533569,57241.043137891662,46041.928843981659,0,0,4023.7820885481228,11001.320680320061,14177.080719999993,18681.277194594197,0,151166.43266533571,null,null,56201.977423595417,60816.447406435429,0,0,7032.4259067872608,8277.777826713218,17706.929591207201,0,150035.55815473854]
[2004,8,11,15,5.9914420410916575E-2,4.9026228782745908E-2,0,0,4.1672177374831717E-3,1.0564657096357809E-2,1.3053461519999993E-2,2.2484406269563058E-2,0,0.1592103918170665,59914.420410916573,49026.228782745908,0,0,4167.2177374831717,10564.657096357809,13053.461519999993,22484.406269563056,0,159210.39181706653,null,null,58826.826324083733,64615.809551255355,0,0,6753.2953924027488,7621.7139809097616,21311.701259400917,0,159129.34650805255]
[2004,8,11,20,6.7178494439524741E-2,4.1300562117827587E-2,1.1997071139999904E-3,5.4962482608361072E-6,3.9720584114296227E-3,9.2864661574983565E-3,1.2979852159999992E-2,1.8604505679578789E-2,3.8425361014617011E-4,0.15491139593826608,67178.494439524744,41300.562117827591,1199.7071139999903,5.496248260836107,3972.0584114296225,9286.4661574983566,12979.852159999993,18604.50567957879,384.2536101461701,154911.3959382661,null,null,65959.039543463572,54994.12460315496,673.71002367553433,3.9857766793473459,5936.2313931380313,7578.7346158288419,17634.162199725986,341.52428066006058,153121.51243632633]
[2004,8,12,5,2.8249293478510469E-2,2.7452316510410909E-2,2.0566317959999835E-3,9.4220987773064405E-6,3.1917470161333416E-3,7.0787926398421597E-3,1.0263277199999993E-2,1.4756368202602985E-2,6.5871760126480462E-4,9.3716566543541949E-2,28249.29347851047,27452.31651041091,2056.6317959999838,9.4220987773064397,3191.7470161333417,7078.7926398421596,10263.277199999993,14756.368202602986,658.71760126480467,93716.566543541951,null,null,27736.499324219767,37224.340632914995,1154.9264314648524,6.8327302179363816,4525.0098779733698,5992.5685769511028,13986.729604388574,585.46764165600212,91212.374819786593]
[2004,8,12,14,5.0704598686043705E-2,4.562452970103973E-2,0,0,3.9517812033089189E-3,1.0645665580718717E-2,1.436182175999999E-2,2.0053622177551574E-2,0,0.14534201910866262,50704.598686043704,45624.529701039733,0,0,3951.781203308919,10645.665580718716,14361.82175999999,20053.622177551573,0,145342.01910866264,null,null,49784.185514590812,60221.9572749621,0,0,6805.0788264688335,8385.645258295137,19007.698041616168,0,144204.56491593306]
[2004,8,12,22,6.7769915604239561E-2,2.9274052619669241E-2,2.0566317959999835E-3,9.4220987773064405E-6,3.3742309619248039E-3,8.1530630903294925E-3,1.0740200239999996E-2,1.074122351036199E-2,6.5871760126480462E-4,0.13277745752256717,67769.915604239563,29274.052619669241,2056.6317959999838,9.4220987773064397,3374.230961924804,8153.0630903294923,10740.200239999996,10741.22351036199,658.71760126480467,132777.45752256716,null,null,66539.724959469473,39658.931919017399,1154.9264314648524,6.8327302179363816,5211.7208253614926,6271.036552377901,10181.000283879715,585.46764165600212,129609.64134344476]
[2004,8,13,4,2.9519426723974441E-2,2.6641191106650711E-2,2.0566317959999835E-3,9.4220987773064405E-6,3.2583093647961365E-3,6.7635401895882966E-3,1.0941549519999995E-2,1.4113020616436919E-2,6.5871760126480462E-4,9.3961809017488601E-2,29519.42672397444,26641.191106650709,2056.6317959999838,9.4220987773064397,3258.3093647961364,6763.5401895882969,10941.549519999995,14113.020616436919,658.71760126480467,93961.809017488602,null,null,28983.576527452464,36319.895673726671,1154.9264314648524,6.8327302179363816,4323.4895730240441,6388.6012780310011,13376.936692894704,585.46764165600212,91139.726548467646]
[2004,8,13,15,5.760331901761491E-2,4.6842043662313537E-2,0,0,4.2410121080453684E-3,1.1084851265518669E-2,1.1302009839999993E-2,2.0908300805538994E-2,0,0.15198153669903147,57603.319017614907,46842.043662313539,0,0,4241.0121080453682,11084.85126551867,11302.009839999993,20908.300805538995,0,151981.53669903148,null,null,56557.677105103161,62052.249269060005,0,0,7085.8215552216006,6599.0684752796278,19817.799734944831,0,152112.61613960922]
[2004,8,13,24,5.0247681749324577E-2,2.592662396113235E-2,2.0566317959999835E-3,9.4220987773064405E-6,3.5545444463752417E-3,7.1948283484459391E-3,6.9387586399999954E-3,1.20649879455935E-2,6.5871760126480462E-4,0.10865219658691369,50247.681749324576,25926.623961132351,2056.6317959999838,9.4220987773064397,3554.5444463752415,7194.8283484459389,6938.7586399999955,12064.987945593501,658.71760126480467,108652.19658691369,null,null,49335.562744036382,35811.734109831712,1154.9264314648524,6.8327302179363816,4599.183929163185,4051.43368719613,11435.721971579491,585.46764165600212,106980.86324514568]
[2004,8,14,3,3.5564729946114461E-2,2.5873901071060908E-2,2.0566317959999835E-3,9.4220987773064405E-6,3.6833112508359131E-3,7.2136741245784472E-3,6.169448559999997E-3,1.2901723293726948E-2,6.5871760126480462E-4,9.4131559742358761E-2,35564.729946114458,25873.901071060907,2056.6317959999838,9.4220987773064397,3683.3112508359131,7213.6741245784469,6169.4485599999971,12901.723293726947,658.71760126480467,94131.559742358775,null,null,34919.142628004418,35904.107125891831,1154.9264314648524,6.8327302179363816,4611.2308031848515,3602.2454482445664,12228.816241395287,585.46764165600212,93012.769050059724]
[2004,8,14,9,5.9416958143893923E-2,3.5074389726868195E-2,0,0,4.2533745731642486E-3,9.2042965856290147E-3,6.8589980799999952E-3,1.2887865715301233E-2,0,0.12769588282485661,59416.95814389392,35074.389726868198,0,0,4253.3745731642484,9204.2965856290139,6858.9980799999948,12887.865715301234,0,127695.88282485658,null,null,58338.394220689894,47772.714391069923,0,0,5883.7057516487075,4004.8627317184751,12215.68142395573,0,128215.35851908273]
[2004,8,14,17,7.3974769157195058E-2,4.1570332699763887E-2,0,0,4.5014447690003897E-3,9.1373055637035336E-3,6.3144118399999956E-3,1.9319191265721149E-2,0,0.15481745529538402,73974.769157195056,41570.332699763887,0,0,4501.4447690003899,9137.3055637035341,6314.4118399999952,19319.191265721151,0,154817.45529538399,null,null,72631.945159926938,55964.886529346652,0,0,5840.882765954485,3686.8872619276026,18311.572380082143,0,156436.17409723782]
[2004,8,15,2,3.3287372924373192E-2,2.2991673675963623E-2,2.0566317959999835E-3,9.4220987773064405E-6,3.0724718040283216E-3,6.9759860054310705E-3,5.3066402399999961E-3,1.2986047792134799E-2,6.5871760126480462E-4,8.73449639379731E-2,33287.372924373194,22991.673675963622,2056.6317959999838,9.4220987773064397,3072.4718040283215,6975.9860054310702,5306.6402399999961,12986.047792134799,658.71760126480467,87344.96393797308,null,null,32683.125237247914,31660.965224558262,1154.9264314648524,6.8327302179363816,4459.2923100348708,3098.4650352626409,12308.742680073354,585.46764165600212,85957.817290515828]
[2004,8,15,11,5.5287451267972666E-2,3.5109874887299927E-2,0,0,3.8813746072609216E-3,8.8923433999930652E-3,5.0199943199999968E-3,1.6985955294661681E-2,0,0.12517699377718827,55287.451267972669,35109.874887299928,0,0,3881.3746072609215,8892.3433999930658,5019.9943199999971,16985.955294661682,0,125176.99377718827,null,null,54283.848050872199,47363.938912059341,0,0,5684.2944511222659,2931.0969227748251,16100.02952737092,0,126363.20786419955]
[2004,8,15,16,6.1201360793648192E-2,3.6473647977658175E-2,0,0,4.0095253502489357E-3,8.5168593739753055E-3,5.6683307999999969E-3,1.7860722260509436E-2,0,0.13373044655604005,61201.360793648193,36473.647977658176,0,0,4009.5253502489359,8516.8593739753051,5668.330799999997,17860.722260509436,0,133730.44655604006,null,null,60090.405573706397,49176.227315741176,0,0,5444.2720330069833,3309.6505505906157,16929.171823779983,0,134949.72729682515]
[2004,8,16,4,2.6532929471799527E-2,2.5403227124340358E-2,2.0566317959999835E-3,9.4220987773064405E-6,2.9688663327737935E-3,6.412271244438118E-3,1.1429134639999996E-2,1.5064582578806376E-2,6.5871760126480462E-4,9.0535782888200259E-2,26532.929471799525,25403.227124340359,2056.6317959999838,9.4220987773064397,2968.8663327737936,6412.2712444381177,11429.134639999997,15064.582578806376,658.71760126480467,90535.78288820028,null,null,26051.291545537886,34464.504696045988,1154.9264314648524,6.8327302179363816,4098.9462748232236,6673.2946768121374,14278.868637581152,585.46764165600212,87314.132634139169]
[2004,8,16,6,3.310589101537631E-2,2.8867166432619048E-2,7.1998753799999433E-4,3.2984969476109741E-6,3.1324248613583787E-3,8.3099990065041308E-3,1.3778277919999993E-2,1.5027453726612839E-2,2.3060445962876306E-4,0.10317510345704707,33105.891015376306,28867.166432619048,719.98753799999429,3.2984969476109742,3132.4248613583786,8309.9990065041311,13778.277919999993,15027.453726612839,230.60445962876307,103175.10345704707,null,null,32504.937671244559,38870.94429918789,404.31770022168075,2.3920084368034442,5312.0397084012529,8044.9230493249479,14243.676291536229,204.96104685068832,99588.191775204046]
[2004,8,16,13,5.4704119626247077E-2,4.6130308506293946E-2,0,0,3.9799244669141681E-3,1.0365293511607542E-2,1.4177285759999991E-2,2.0331714128790229E-2,0,0.14968864599985296,54704.119626247077,46130.308506293943,0,0,3979.9244669141681,10365.293511607542,14177.285759999992,20331.71412879023,0,149688.64599985292,null,null,53711.105313117507,60870.529777281816,0,0,6625.8552714383841,8277.8975463931092,19271.285726182468,0,148756.67363441328]
[2004,8,16,22,6.8165596710958815E-2,2.9315761818546407E-2,2.0566317959999835E-3,9.4220987773064405E-6,3.4706172798134364E-3,8.0353480158601859E-3,1.1715985599999992E-2,1.0813883378756262E-2,6.5871760126480462E-4,0.13424196429997717,68165.596710958809,29315.761818546405,2056.6317959999838,9.4220987773064397,3470.6172798134362,8035.348015860186,11715.985599999993,10813.883378756262,658.71760126480467,134241.96429997717,null,null,66928.223480944842,39826.68103465005,1154.9264314648524,6.8327302179363816,5136.4732652391695,6840.7825089798425,10249.870477301827,585.46764165600212,130729.2575704545]
[2004,8,17,5,2.9171171697168555E-2,2.7747723189109962E-2,2.0566317959999835E-3,9.4220987773064405E-6,3.2658992634302633E-3,7.2725569269331269E-3,1.2466226959999991E-2,1.4570375158814999E-2,6.5871760126480462E-4,9.7218724691499003E-2,29171.171697168556,27747.723189109962,2056.6317959999838,9.4220987773064397,3265.8992634302635,7272.5569269331272,12466.226959999991,14570.375158814999,658.71760126480467,97218.724691498996,null,null,28641.64318589808,37673.25587985319,1154.9264314648524,6.8327302179363816,4648.8707335873924,7278.83681770153,13810.437282589442,585.46764165600212,93800.27070296841]
[2004,8,17,15,5.6167063941236828E-2,4.7190102394471106E-2,0,0,4.0622453837499762E-3,1.0374046139274087E-2,1.3378654959999991E-2,2.1767884636085463E-2,0,0.15293999745481746,56167.063941236825,47190.102394471105,0,0,4062.2453837499761,10374.046139274087,13378.654959999991,21767.884636085462,0,152939.99745481744,null,null,55147.493590755374,62257.893777061792,0,0,6631.4502547447773,7811.5893932171111,20632.55079327348,0,152480.97780905254]
[2004,8,18,2,3.1211025701670524E-2,2.5818062660425779E-2,2.0566317959999835E-3,9.4220987773064405E-6,3.1909517971212193E-3,6.2714147770632275E-3,1.1462556159999993E-2,1.346154872332464E-2,6.5871760126480462E-4,9.4140331315647488E-2,31211.025701670525,25818.062660425778,2056.6317959999838,9.4220987773064397,3190.9517971212194,6271.4147770632271,11462.556159999993,13461.54872332464,658.71760126480467,94140.331315647476,null,null,30644.468823304396,35238.193350484136,1154.9264314648524,6.8327302179363816,4008.9059333869723,6692.8089846343919,12759.443208812811,585.46764165600212,91091.047103961479]
[2004,8,18,8,5.0801606651697147E-2,3.6364704788268087E-2,0,0,3.7713547512942735E-3,9.3812802931299809E-3,1.2681108879999993E-2,1.2915882798931612E-2,0,0.12591593816332108,50801.606651697148,36364.704788268085,0,0,3771.3547512942737,9381.2802931299811,12681.108879999992,12915.882798931612,0,125915.93816332112,null,null,49879.432547081647,48754.576907513358,0,0,5996.8398785299942,7404.3030422274478,12242.237238209033,0,124277.38961356148]
[2004,8,18,17,6.3891506936914269E-2,4.4449061486092463E-2,0,0,3.9813156774963256E-3,9.4633247960551007E-3,1.3321243759999992E-2,2.0768279936696728E-2,0,0.15587473259325488,63891.506936914266,44449.061486092462,0,0,3981.3156774963254,9463.3247960550998,13321.243759999992,20768.279936696727,0,155874.73259325486,null,null,62731.718948198839,58829.95428972334,0,0,6049.2855716104823,7778.067882847592,19685.081846330278,0,155074.10853871054]
[2004,8,19,1,3.4388923801449159E-2,2.6506883334501873E-2,2.0566317959999835E-3,9.4220987773064405E-6,3.2592973613284428E-3,6.5047141717624775E-3,1.0857483119999995E-2,1.3673307968050049E-2,6.5871760126480462E-4,9.7915381253134093E-2,34388.923801449157,26506.883334501872,2056.6317959999838,9.4220987773064397,3259.297361328443,6504.7141717624772,10857.483119999995,13673.307968050049,658.71760126480467,97915.381253134081,null,null,33764.680256698339,36157.947806194192,1154.9264314648524,6.8327302179363816,4158.039001588113,6339.5162092756336,12960.157860042602,585.46764165600212,95127.567937137661]
[2004,8,19,2,3.0464444330551295E-2,2.5361197898128587E-2,2.0566317959999835E-3,9.4220987773064405E-6,3.1727889109727406E-3,6.4961059150213411E-3,1.1984793039999993E-2,1.3081881850127819E-2,6.5871760126480462E-4,9.3285983440843878E-2,30464.444330551294,25361.197898128587,2056.6317959999838,9.4220987773064397,3172.7889109727407,6496.1059150213414,11984.793039999993,13081.881850127818,658.71760126480467,93285.983440843862,null,null,29911.439740248708,34661.1618161226,1154.9264314648524,6.8327302179363816,4152.5363051866771,6997.7350093171299,12399.578381489588,585.46764165600212,89869.67805570348]
[2004,8,19,15,5.5415065604445993E-2,4.6872364944442413E-2,0,0,4.00568273099936E-3,1.0129904255416105E-2,1.1067239039999996E-2,2.2071043046034966E-2,0,0.14956129962133882,55415.06560444599,46872.364944442415,0,0,4005.68273099936,10129.904255416106,11067.239039999997,22071.043046034967,0,149561.29962133884,null,null,54409.145873277761,61803.219268482891,0,0,6475.3862912566447,6461.9894418042722,20919.89756105826,0,150069.63843587981]
[2004,8,19,19,6.45948979991295E-2,3.9933339113058491E-2,0,0,3.8885447913168335E-3,8.9818448407046128E-3,1.3329650399999993E-2,1.7528708028443543E-2,0,0.14825698517265301,64594.897999129498,39933.339113058493,0,0,3888.5447913168337,8981.8448407046126,13329.650399999993,17528.708028443543,0,148256.98517265296,null,null,63422.341732681438,53231.867641167169,0,0,5741.5068775794462,7782.9763897231296,16614.474248810609,0,146793.16688996178]
[2004,8,20,1,2.894554923893819E-2,2.6310442165013114E-2,2.0566317959999835E-3,9.4220987773064405E-6,3.0849539371157163E-3,6.4579961396755772E-3,1.2012268399999993E-2,1.3910972806846755E-2,6.5871760126480462E-4,9.3446954183631456E-2,28945.549238938191,26310.442165013115,2056.6317959999838,9.4220987773064397,3084.9539371157161,6457.9961396755771,12012.268399999994,13910.972806846756,658.71760126480467,93446.954183631431,null,null,28420.116330191198,35707.543700830509,1154.9264314648524,6.8327302179363816,4128.1752144384709,7013.7774464225431,13185.426963597078,585.46764165600212,90202.266458818573]
[2004,8,20,12,4.9545196353027426E-2,4.3958697050739751E-2,0,0,3.8885736907241959E-3,9.7101703076604481E-3,1.2336231599999994E-2,1.8547975684073053E-2,0,0.13798684468622485,49545.19635302743,43958.697050739749,0,0,3888.5736907241958,9710.1703076604481,12336.231599999994,18547.975684073052,0,137986.84468622485,null,null,48645.829185408016,58121.635953820733,0,0,6207.0777877662158,7202.9345406505481,17580.580603575749,0,137758.05807122125]
[2004,8,20,21,5.730660437632757E-2,3.2665024711758889E-2,2.0566317959999835E-3,9.4220987773064405E-6,3.7053367948262873E-3,7.5150566430311847E-3,1.1509305279999993E-2,1.3325161634577384E-2,6.5871760126480462E-4,0.12875126093656339,57306.604376327574,32665.024711758888,2056.6317959999838,9.4220987773064397,3705.3367948262871,7515.0566430311846,11509.305279999993,13325.161634577384,658.71760126480467,128751.2609365634,null,null,56266.348564309286,44180.261031330068,1154.9264314648524,6.8327302179363816,4803.8849664628333,6720.105071649572,12630.169575514536,585.46764165600212,126347.99601260507]
[2004,8,21,4,2.6005375737612153E-2,2.4094637478540945E-2,2.0566317959999835E-3,9.4220987773064405E-6,3.2395241864252022E-3,6.1728559977655912E-3,5.129075599999997E-3,1.4454762097062515E-2,6.5871760126480462E-4,8.1821002593448502E-2,26005.375737612154,24094.637478540946,2056.6317959999838,9.4220987773064397,3239.5241864252021,6172.8559977655914,5129.0755999999974,14454.762097062516,658.71760126480467,81821.002593448502,null,null,25533.314209116754,33203.695190440376,1154.9264314648524,6.8327302179363816,3945.903741830653,2994.7877924769127,13700.854178449888,585.46764165600212,81125.781915653381]
[2004,8,21,14,4.9251274621462643E-2,3.5391477062108045E-2,0,0,3.9034438917410967E-3,8.5208187957742168E-3,5.5883651999999963E-3,1.6603105044488274E-2,0,0.11925848461557428,49251.274621462646,35391.477062108046,0,0,3903.4438917410966,8520.8187957742175,5588.3651999999965,16603.105044488275,0,119258.48461557429,null,null,48357.242856156219,47732.818510264391,0,0,5446.8030328063423,3262.95987543307,15737.147356458203,0,120536.97163111823]
[2004,8,21,21,5.7911747108920955E-2,2.6579473861899509E-2,2.0566317959999835E-3,9.4220987773064405E-6,3.4134302370502317E-3,7.7763884571496068E-3,5.6398302399999966E-3,1.2170302533315981E-2,6.5871760126480462E-4,0.11621594393437835,57911.747108920958,26579.473861899511,2056.6317959999838,9.4220987773064397,3413.4302370502319,7776.3884571496064,5639.8302399999966,12170.30253331598,658.71760126480467,116215.94393437835,null,null,56860.506467989289,36433.356097913107,1154.9264314648524,6.8327302179363816,4970.9373298360497,3293.0095150857464,11535.543732709857,585.46764165600212,114840.57994687284]
[2004,8,21,23,4.2889451609663259E-2,2.4904649348271534E-2,2.0566317959999835E-3,9.4220987773064405E-6,3.0814278650042044E-3,7.1791223756849263E-3,5.3443675999999968E-3,1.3485165294139604E-2,6.5871760126480462E-4,9.9608955588805614E-2,42889.451609663258,24904.649348271534,2056.6317959999838,9.4220987773064397,3081.4278650042042,7179.1223756849267,5344.3675999999969,13485.165294139604,658.71760126480467,99608.955588805606,null,null,42110.902578591034,33995.598209866934,1154.9264314648524,6.8327302179363816,4589.144126402648,3120.4934563626111,12781.828025024806,585.46764165600212,98345.193199586822]
[2004,8,22,8,3.5507509806779573E-2,2.5685066349846398E-2,0,0,3.3058861178544914E-3,7.3902488873976158E-3,5.2297502399999973E-3,1.4323771449355286E-2,0,9.1442232851233374E-2,35507.50980677957,25685.066349846398,0,0,3305.8861178544912,7390.2488873976154,5229.7502399999976,14323.771449355287,0,91442.232851233362,null,null,34862.961174928394,35216.25286397009,0,0,4724.1035184358179,3053.5701553034633,13576.695527416665,0,91433.583240054431]
[2004,8,22,20,6.0098316034155448E-2,2.6965907766357974E-2,1.782412129999986E-3,8.1658093507026435E-6,3.237845359422644E-3,7.697454920802713E-3,6.1468941599999976E-3,1.4402721902433911E-2,5.7088791733281719E-4,0.1209106059998562,60098.316034155447,26965.907766357974,1782.4121299999861,8.1658093507026432,3237.8453594226439,7697.4549208027129,6146.894159999998,14402.72190243391,570.88791733281721,120910.6059998562,null,null,59007.38378947918,36689.481268456249,1000.935065141124,5.9216925679910828,4920.4802745378411,3589.0762834565412,13651.528211461502,507.40469355757813,119372.211278658]
[2004,8,23,1,3.7151555909548883E-2,2.6366537877218696E-2,2.0566317959999835E-3,9.4220987773064405E-6,3.095517155816312E-3,6.5857293041017301E-3,9.7777424799999936E-3,1.4886128830474698E-2,6.5871760126480462E-4,0.10058798305320239,37151.555909548886,26366.537877218696,2056.6317959999838,9.4220987773064397,3095.517155816312,6585.7293041017301,9777.7424799999935,14886.128830474698,658.71760126480467,100587.98305320241,null,null,36477.163797487279,35788.516472216659,1154.9264314648524,6.8327302179363816,4209.826685272631,5709.0723749688796,14109.722388955795,585.46764165600212,98041.528522240027]
[2004,8,23,10,5.8531763604907784E-2,4.459942847925337E-2,0,0,3.9365699078783619E-3,1.0446677998890881E-2,1.2278000239999993E-2,1.9035927291910448E-2,0,0.14882836752284084,58531.763604907785,44599.428479253373,0,0,3936.5699078783618,10446.677998890882,12278.000239999992,19035.927291910448,0,148828.36752284085,null,null,57469.2681396759,58958.255825184599,0,0,6677.8790596191775,7168.9341515614624,18043.082426866145,0,148317.41960290729]
[2004,8,23,18,7.5369562240976767E-2,4.0931289692571968E-2,0,0,4.0038541155192056E-3,9.6232242607094329E-3,1.2194138879999991E-2,1.6050843234015916E-2,0,0.15817291242379328,75369.562240976767,40931.289692571969,0,0,4003.8541155192056,9623.2242607094322,12194.138879999991,16050.843234015916,0,158172.91242379328,null,null,74001.41931881757,54584.180653865005,0,0,6151.4988576687729,7119.9688024859852,15213.6895172492,0,157070.75715008655]
[2004,8,24,3,3.0231888599553548E-2,2.5657566023135077E-2,2.0566317959999835E-3,9.4220987773064405E-6,3.143647850711129E-3,6.7094769551766945E-3,1.1859923679999992E-2,1.355528513417883E-2,6.5871760126480462E-4,9.3882559738797375E-2,30231.888599553549,25657.566023135078,2056.6317959999838,9.4220987773064397,3143.6478507111292,6709.4769551766949,11859.923679999993,13555.28513417883,658.71760126480467,93882.559738797368,null,null,29683.105467727197,34985.77122295864,1154.9264314648524,6.8327302179363816,4288.9304776818835,6924.8257242634245,12848.290668750287,585.46764165600212,90478.150364720219]
[2004,8,24,9,4.9843003269358477E-2,4.1342453825597571E-2,0,0,3.8563398929100053E-3,1.0248862726217464E-2,1.2796546399999992E-2,1.6357082175800418E-2,0,0.13444428828988392,49843.00326935848,41342.453825597571,0,0,3856.3398929100053,10248.862726217463,12796.546399999992,16357.082175800419,0,134444.28828988393,null,null,48938.230173767166,54904.44477499491,0,0,6551.4286734582447,7471.7052220061605,15503.956147511135,0,133369.76499173761]
[2004,8,24,12,5.5504030822323733E-2,4.5583817201964374E-2,0,0,3.9874209356116005E-3,1.0789176870431048E-2,1.3119074319999993E-2,1.836463176684806E-2,0,0.14734815191717882,55504.03082232373,45583.817201964375,0,0,3987.4209356116007,10789.176870431047,13119.074319999992,18364.631766848059,0,147348.15191717882,null,null,54496.496153645734,60215.795220176704,0,0,6896.8162224611924,7660.0242784749271,17406.799239514705,0,146675.93111427326]
[2004,8,24,23,5.8166028107194054E-2,2.7908082847291748E-2,2.0566317959999835E-3,9.4220987773064405E-6,3.2098504440211681E-3,7.4202124877834827E-3,1.1438361439999994E-2,1.1012941226677399E-2,6.5871760126480462E-4,0.12188024804900992,58166.028107194055,27908.082847291749,2056.6317959999838,9.4220987773064397,3209.8504440211682,7420.2124877834831,11438.361439999993,11012.9412266774,658.71760126480467,121880.24804900994,null,null,57110.171640752953,37799.965648315076,1154.9264314648524,6.8327302179363816,4743.2572914906423,6678.682062407237,10438.546190477196,585.46764165600212,118517.84963678189]
[2004,8,25,5,3.2151534513057592E-2,2.9082407014847475E-2,2.0566317959999835E-3,9.4220987773064405E-6,3.3965871426884682E-3,8.0022707399244782E-3,1.2423373599999992E-2,1.5610082362634376E-2,6.5871760126480462E-4,0.10339102686919446,32151.534513057592,29082.407014847475,2056.6317959999838,9.4220987773064397,3396.5871426884682,8002.2707399244782,12423.373599999992,15610.082362634377,658.71760126480467,103391.02686919448,null,null,31567.905086632694,39453.290549646452,1154.9264314648524,6.8327302179363816,5115.329122733413,7253.8154046042819,14795.917132908668,585.46764165600212,99933.48409986429]
[2004,8,25,14,5.8804421930667462E-2,4.9528231655473064E-2,0,0,4.2053986450848076E-3,1.1447099994102195E-2,1.4329220399999992E-2,2.2031453826350911E-2,0,0.16034582645167841,58804.421930667464,49528.231655473064,0,0,4205.3986450848079,11447.099994102195,14329.220399999991,22031.453826350909,0,160345.82645167844,null,null,57736.977046234191,65271.988358152717,0,0,7317.3835119736341,8366.6098291924445,20882.373171359719,0,159575.33191691269]
[2004,8,25,22,7.4493005066313844E-2,3.2433531430000447E-2,2.0566317959999835E-3,9.4220987773064405E-6,3.5907823306586925E-3,8.8868576644765933E-3,1.2367807759999992E-2,1.1987452659793119E-2,6.5871760126480462E-4,0.14648420840728477,74493.005066313839,32433.531430000447,2056.6317959999838,9.4220987773064397,3590.7823306586924,8886.8576644765926,12367.807759999992,11987.452659793118,658.71760126480467,146484.20840728475,null,null,73140.773812721178,43759.905579500213,1154.9264314648524,6.8327302179363816,5680.7877786340396,7221.3713713537827,11362.230644824873,585.46764165600212,142912.29599037286]
[2004,8,26,7,4.5244450501638521E-2,3.3719489828348104E-2,0,0,3.6251786996181813E-3,9.6728750630299329E-3,1.2372113599999991E-2,1.360594104532589E-2,0,0.11824004873796062,45244.450501638523,33719.489828348102,0,0,3625.1786996181813,9672.8750630299328,12372.113599999991,13605.94104532589,0,118240.04873796062,null,null,44423.152448680681,45363.783458553706,0,0,6183.2373733140876,7223.8854846314962,12896.304551458425,0,116090.36331663838]
[2004,8,26,12,5.7245682418449524E-2,4.6667569165636219E-2,0,0,4.046259158382021E-3,1.105171880696984E-2,1.2861749119999993E-2,1.8918501071096539E-2,0,0.15079147974053414,57245.682418449527,46667.569165636218,0,0,4046.2591583820208,11051.71880696984,12861.749119999993,18918.50107109654,0,150791.47974053415,null,null,56206.532489801088,61603.736681240145,0,0,7064.6421380747888,7509.7760802115436,17931.780731459843,0,150316.46812078741]
[2004,8,26,16,5.9148168754696362E-2,4.8937349448286135E-2,0,0,4.1017941131392954E-3,1.0479487400026917E-2,1.4477874399999993E-2,2.3731981475274784E-2,0,0.1608766555914235,59148.168754696359,48937.349448286135,0,0,4101.7941131392954,10479.487400026917,14477.874399999993,23731.981475274784,0,160876.65559142348,null,null,58074.484019979674,64428.372728648646,0,0,6698.8519672581651,8453.4065971135242,22494.207471217407,0,160149.32278421739]
[2004,8,27,1,3.4337876662107407E-2,2.7075863176645953E-2,2.0566317959999835E-3,9.4220987773064405E-6,3.246515682596156E-3,7.0628954886651253E-3,1.1212202319999993E-2,1.3747525438159708E-2,6.5871760126480462E-4,9.9407650264216427E-2,34337.87666210741,27075.863176645955,2056.6317959999838,9.4220987773064397,3246.5156825961558,7062.8954886651254,11212.202319999993,13747.525438159708,658.71760126480467,99407.650264216427,null,null,33714.559748483407,36833.579805074121,1154.9264314648524,6.8327302179363816,4514.8478673357313,6546.6312554873075,13030.504416328889,585.46764165600212,96387.349896048225]
[2004,8,27,11,5.2417187069328471E-2,4.4919370868687601E-2,0,0,4.0435402345071229E-3,1.0810463485256386E-2,1.3583694959999991E-2,1.8540647536713493E-2,0,0.14431490415449308,52417.187069328473,44919.370868687598,0,0,4043.5402345071229,10810.463485256387,13583.694959999992,18540.647536713492,0,144314.90415449307,null,null,51465.686206697654,59476.840586291291,0,0,6910.4233652684479,7931.3090731082539,17573.634665780486,0,143357.89389714613]
[2004,8,27,18,6.3723432149605866E-2,3.9794143755190962E-2,0,0,4.076986116674306E-3,9.8700259349042002E-3,1.2783628879999991E-2,1.5599033842159804E-2,0,0.1458472506785351,63723.432149605869,39794.143755190962,0,0,4076.9861166743058,9870.0259349042008,12783.628879999991,15599.033842159804,0,145847.25067853514,null,null,62566.695131651213,53291.688319552566,0,0,6309.2630514305774,7464.1628821730174,14785.444863154709,0,144417.25424796209]
[2004,8,28,1,3.7410262510647475E-2,2.5178463141711328E-2,2.0566317959999835E-3,9.4220987773064405E-6,3.4517475636311502E-3,6.9611770299348556E-3,5.0636678399999966E-3,1.3956634697878311E-2,6.5871760126480462E-4,9.4746724279845193E-2,37410.262510647473,25178.463141711327,2056.6317959999838,9.4220987773064397,3451.7475636311501,6961.1770299348555,5063.6678399999964,13956.634697878311,658.71760126480467,94746.724279845206,null,null,36731.174237500607,34778.048112471784,1154.9264314648524,6.8327302179363816,4449.8258990503373,2956.597214591638,13228.707296150094,585.46764165600212,93891.579563103238]
[2004,8,28,11,6.4526071745312788E-2,3.2957998897226115E-2,0,0,3.9756098448845405E-3,8.5777211530675881E-3,5.3320651999999961E-3,1.2211048533382977E-2,0,0.12758051537387399,64526.071745312787,32957.998897226113,0,0,3975.6098448845405,8577.7211530675886,5332.0651999999964,12211.048533382977,0,127580.51537387399,null,null,63354.764844646059,44864.455767370426,0,0,5483.1769940074737,3113.3102755691425,11574.164569325803,0,128389.87245091889]
[2004,8,28,15,5.5116363076717856E-2,3.621573064137474E-2,0,0,4.0881589469256539E-3,8.2756028168912595E-3,5.4516035199999972E-3,1.6842385252210688E-2,0,0.12598984425412019,55116.363076717855,36215.730641374743,0,0,4088.1589469256537,8275.6028168912599,5451.6035199999969,16842.385252210686,0,125989.84425412019,null,null,54115.865531071089,48958.445526218304,0,0,5290.0524705088947,3183.1068489456784,15963.947577159184,0,127511.41795390315]
[2004,8,29,4,2.9976658100857645E-2,2.3601057180704082E-2,2.0566317959999835E-3,9.4220987773064405E-6,3.0738324870674904E-3,6.3351410104022423E-3,4.9029164799999966E-3,1.4392907643667659E-2,6.5871760126480462E-4,8.5007284398741209E-2,29976.658100857643,23601.057180704083,2056.6317959999838,9.4220987773064397,3073.8324870674905,6335.1410104022425,4902.9164799999962,14392.907643667659,658.71760126480467,85007.284398741205,null,null,29432.508030308647,32402.856053292155,1154.9264314648524,6.8327302179363816,4049.641952933875,2862.7369855569823,13642.225828805664,585.46764165600212,84137.195654236115]
[2004,8,29,5,2.919202248869613E-2,2.3433708426209444E-2,2.0566317959999835E-3,9.4220987773064405E-6,3.1406695209965801E-3,6.4838101564823085E-3,4.9394135999999969E-3,1.3851361524386206E-2,6.5871760126480462E-4,8.3765757212812764E-2,29192.02248869613,23433.708426209443,2056.6317959999838,9.4220987773064397,3140.6695209965801,6483.8101564823082,4939.4135999999971,13851.361524386206,658.71760126480467,83765.75721281275,null,null,28662.115484278002,32280.761197278967,1154.9264314648524,6.8327302179363816,4144.6764296857127,2884.0470885776062,13128.924789234183,585.46764165600212,82847.751792393246]
[2004,8,29,14,5.7314629111856072E-2,3.6410634418415813E-2,0,0,4.0640532091905986E-3,8.9146184023636138E-3,5.6431108799999963E-3,1.7217487032620292E-2,0,0.12956453305444637,57314.629111856069,36410.634418415815,0,0,4064.0532091905984,8914.6184023636142,5643.1108799999965,17217.487032620291,0,129564.53305444638,null,null,56274.227631151523,49165.919459597084,0,0,5698.533405543858,3294.9250299640048,16319.485410363184,0,130753.09093661966]
[2004,8,29,22,7.2015475220254241E-2,2.5209471338991103E-2,2.0566317959999835E-3,9.4220987773064405E-6,3.2961950475743494E-3,8.0314817571973535E-3,8.0131682399999949E-3,9.1040112145551258E-3,6.5871760126480462E-4,0.12839457431461423,72015.475220254244,25209.471338991105,2056.6317959999838,9.4220987773064397,3296.1950475743492,8031.4817571973535,8013.1682399999945,9104.0112145551266,658.71760126480467,128394.57431461426,null,null,70708.217226722278,34626.760077775136,1154.9264314648524,6.8327302179363816,5134.0018185490026,4678.7648098257123,8629.1790381621231,585.46764165600212,125524.14977437303]
[2004,8,30,4,3.1629842482855379E-2,2.6335948806079375E-2,2.0566317959999835E-3,9.4220987773064405E-6,3.1795692191668155E-3,7.1646831689312317E-3,1.0772596559999993E-2,1.4102873395704634E-2,6.5871760126480462E-4,9.5910285128779527E-2,31629.84248285538,26335.948806079374,2056.6317959999838,9.4220987773064397,3179.5692191668154,7164.6831689312321,10772.596559999993,14102.873395704633,658.71760126480467,95910.28512877952,null,null,31055.68304985284,35853.459707685419,1154.9264314648524,6.8327302179363816,4579.9140844287067,6289.9522618006995,13367.318714360292,585.46764165600212,92893.554621466727]
[2004,8,30,15,6.9617337474358915E-2,4.9982281708066574E-2,0,0,4.2935539546262577E-3,1.1447902109037424E-2,1.337270879999999E-2,2.3077685429538773E-2,0,0.17179146947562793,69617.337474358908,49982.281708066577,0,0,4293.553954626258,11447.902109037424,13372.708799999991,23077.685429538775,0,171791.46947562794,null,null,68353.611579008953,65930.622846219936,0,0,7317.8962516723159,7808.117522500268,21874.037132060654,0,171284.28533146216]
[2004,8,30,24,5.0611212921262798E-2,3.0066728762238593E-2,2.0566317959999835E-3,9.4220987773064405E-6,3.4298593466187723E-3,7.9533033726399607E-3,1.3155366399999993E-2,1.4462236944040521E-2,6.5871760126480462E-4,0.12240347924284271,50611.212921262799,30066.728762238592,2056.6317959999838,9.4220987773064397,3429.8593466187722,7953.3033726399608,13155.366399999994,14462.236944040522,658.71760126480467,122403.47924284272,null,null,49692.494931118075,40689.395018532283,1154.9264314648524,6.8327302179363816,5084.0274824771823,7681.2146618156594,13707.939164544034,585.46764165600212,118602.298061826]
[2004,8,31,3,2.7755147058194238E-2,2.7052058820956362E-2,2.0566317959999835E-3,9.4220987773064405E-6,3.1566206475176738E-3,6.6678858123605314E-3,1.1581069279999993E-2,1.5558566282835201E-2,6.5871760126480462E-4,9.44961193979061E-2,27755.147058194238,27052.058820956361,2056.6317959999838,9.4220987773064397,3156.6206475176737,6667.8858123605314,11581.069279999992,15558.566282835201,658.71760126480467,94496.119397906092,null,null,27251.322876759481,36695.465457150261,1154.9264314648524,6.8327302179363816,4262.3439760488118,6762.0069596114718,14747.087944822802,585.46764165600212,91465.454017731638]
[2004,8,31,17,5.7724391569099164E-2,4.8818177287373525E-2,0,0,4.0437609408153531E-3,9.7728885741916252E-3,1.3047515359999991E-2,2.6366050233844775E-2,0,0.15977278396532443,57724.391569099163,48818.177287373524,0,0,4043.760940815353,9772.8885741916256,13047.51535999999,26366.050233844777,0,159772.78396532446,null,null,56676.551892006384,64213.115646941682,0,0,6247.1694799547404,7618.2421101929167,24990.892765298588,0,159745.97189439432]
[2004,8,31,24,3.627784764537216E-2,3.0607122608168769E-2,2.0566317959999835E-3,9.4220987773064405E-6,3.2634249356228778E-3,7.4196568035137809E-3,1.2055121759999992E-2,1.7518007881656188E-2,6.5871760126480462E-4,0.10986595313037585,36277.84764537216,30607.122608168771,2056.6317959999838,9.4220987773064397,3263.4249356228779,7419.6568035137807,12055.121759999993,17518.007881656187,658.71760126480467,109865.95313037586,null,null,35619.31548714501,41143.655706799946,1154.9264314648524,6.8327302179363816,4742.9020788241087,7038.7988595197912,16604.332182836977,585.46764165600212,106896.23111846461]
[2004,9,1,2,2.9101542061395504E-2,2.5981589815724626E-2,2.0566317959999835E-3,9.4220987773064574E-6,2.7863477121547165E-3,7.2673658817846935E-3,1.1789594959999991E-2,1.3232418697231891E-2,6.5871760126480451E-4,9.2883630624333538E-2,29101.542061395503,25981.589815724627,2056.6317959999838,9.4220987773064575,2786.3477121547166,7267.3658817846936,11789.594959999991,13232.418697231891,658.71760126480456,92883.630624333513,null,null,28573.277499264746,34945.349363233145,1154.9264314648524,6.832730217936394,4645.552437407694,6883.7618740607622,12542.26377311396,585.467641656002,89337.431750419084]
[2004,9,1,11,4.0205129820486803E-2,4.1014156124429248E-2,0,0,3.520656777638177E-3,1.0470336607833527E-2,1.3740960639999989E-2,1.8567760812755036E-2,0,0.12751900078314279,40205.1298204868,41014.156124429246,0,0,3520.6567776381771,10470.336607833528,13740.960639999988,18567.760812755037,0,127519.00078314276,null,null,39475.307831836784,54097.885681959488,0,0,6693.0024633705507,8023.1340675847578,17599.333811767869,0,125888.66385651944]
[2004,9,1,23,3.9143028390925969E-2,3.0035351419839793E-2,2.0566317959999835E-3,9.4220987773064574E-6,2.8520809423987796E-3,8.8673784300396831E-3,1.1839419679999992E-2,1.4753544759814897E-2,6.5871760126480451E-4,0.11021557511906119,39143.028390925967,30035.351419839793,2056.6317959999838,9.4220987773064575,2852.0809423987794,8867.3784300396837,11839.419679999992,14753.544759814897,658.71760126480456,110215.57511906119,null,null,38432.48615540524,39949.433720938898,1154.9264314648524,6.832730217936394,5668.3359760842286,6912.8537562743095,13984.053422126906,585.467641656002,106694.38983416837]
[2004,9,2,4,2.6362904891489049E-2,2.5708068419488483E-2,2.0566317959999835E-3,9.4220987773064574E-6,2.7681677210608172E-3,7.0294732404177704E-3,1.138054015999999E-2,1.399143390118786E-2,6.5871760126480451E-4,8.9965359829686065E-2,26362.904891489048,25708.068419488482,2056.6317959999838,9.4220987773064575,2768.1677210608173,7029.4732404177703,11380.54015999999,13991.43390118786,658.71760126480456,89965.359829686058,null,null,25884.353329526581,34591.010200750279,1154.9264314648524,6.832730217936394,4493.4832065583905,6644.9211126779328,13261.691499339939,585.467641656002,86622.686152191905]
[2004,9,2,9,4.3361922879949971E-2,3.9046717676701308E-2,0,0,3.4632053239992047E-3,9.3521159871119836E-3,1.3394443039999992E-2,1.6580289030669194E-2,0,0.12519869393843167,43361.922879949969,39046.717676701308,0,0,3463.2053239992047,9352.1159871119835,13394.443039999991,16580.289030669195,0,125198.69393843168,null,null,42574.79733330373,51638.1860612698,0,0,5978.1970421693268,7820.8078085687293,15715.521343095295,0,123727.50958840689]
[2004,9,2,21,5.7273324655828087E-2,3.4888064092317192E-2,2.0566317959999835E-3,9.4220987773064574E-6,3.3917857996236291E-3,9.0698092254161596E-3,1.285723823999999E-2,1.5228037295815181E-2,6.5871760126480451E-4,0.13543303080504229,57273.324655828088,34888.064092317189,2056.6317959999838,9.4220987773064575,3391.7857996236289,9069.8092254161602,12857.23823999999,15228.037295815182,658.71760126480456,135433.03080504233,null,null,56233.672952586596,46499.778677203081,1154.9264314648524,6.832730217936394,5797.736764508084,7507.1422472539371,14433.798149909311,585.467641656002,132219.3555947998]
[2004,9,3,6,3.1901705454426874E-2,3.0687602901476818E-2,1.4055314699999892E-3,6.4391965400464681E-6,3.0526303137969756E-3,8.4289903380726002E-3,6.2680727999999955E-3,1.5664812067683862E-2,4.5017699338369799E-4,9.7865961535380838E-2,31901.705454426872,30687.602901476817,1405.5314699999892,6.4391965400464679,3052.6303137969758,8428.9903380726009,6268.0727999999954,15664.812067683863,450.176993383698,97865.961535380848,null,null,31322.611039857587,40985.358653607371,789.29317737663177,4.6695851761155813,5388.1030963454068,3659.8306142722045,14847.792335217599,400.11692740268904,97397.775429255606]
[2004,9,3,12,4.1623818429692296E-2,4.3020359005792007E-2,0,0,3.6074511864742052E-3,1.0916846112569814E-2,4.4182019199999964E-3,1.6810619058447208E-2,0,0.12039729571297551,41623.818429692299,43020.359005792008,0,0,3607.4511864742053,10916.846112569814,4418.2019199999968,16810.619058447206,0,120397.29571297552,null,null,40868.243753594972,56640.317562987308,0,0,6978.4268319512566,2579.7196622943234,15933.838192747642,0,123000.54600357552]
[2004,9,3,15,3.9011367113627481E-2,4.2065280731377094E-2,0,0,3.731612610385238E-3,1.0590720489322369E-2,5.0866323199999968E-3,1.7206947607660145E-2,0,0.11769256087237231,39011.367113627479,42065.280731377097,0,0,3731.612610385238,10590.720489322368,5086.632319999997,17206.947607660146,0,117692.56087237233,null,null,38303.214854103731,55630.97583994874,0,0,6769.9560175430215,2970.0058187394461,16309.495683549692,0,119983.64821388462]
[2004,9,3,22,5.2658498688065887E-2,3.2472484702414213E-2,2.0566317959999835E-3,9.4220987773064574E-6,3.2285923146925005E-3,9.0930069966693033E-3,3.636384399999997E-3,1.2740854340583922E-2,6.5871760126480451E-4,0.1165545929384679,52658.498688065883,32472.484702414215,2056.6317959999838,9.4220987773064575,3228.5923146925006,9093.0069966693027,3636.3843999999972,12740.854340583921,658.71760126480456,116554.5929384679,null,null,51702.617426061712,43367.259394158398,1154.9264314648524,6.832730217936394,5812.5655848180086,2123.2285228693995,12076.337628876276,585.467641656002,116829.23536012258]
[2004,9,4,8,5.5692104687346949E-2,3.3498108960235307E-2,0,0,3.7831066503189398E-3,8.7910376376192003E-3,2.4204971999999981E-3,1.4170268049682576E-2,0,0.11835512318520297,55692.104687346946,33498.108960235309,0,0,3783.10665031894,8791.0376376191998,2420.497199999998,14170.268049682576,0,118355.12318520296,null,null,54681.156015460969,45286.705136031247,0,0,5619.5362926677772,1413.2908211149288,13431.198307836723,0,120431.88657311165]
[2004,9,4,19,9.6489100339408773E-2,3.4280600285557052E-2,4.7987656599999618E-4,2.1984705354456272E-6,3.8052014855522506E-3,9.4659400210908053E-3,2.3085453599999985E-3,1.3463232306599938E-2,1.5369943276842719E-4,0.16044839426751267,96489.100339408775,34280.600285557055,479.87656599999616,2.1984705354456273,3805.2014855522507,9465.9400210908061,2308.5453599999987,13463.232306599939,153.69943276842719,160448.39426751266,null,null,94737.585858366729,46264.062113609871,269.48048308496914,1.5942898090775939,6050.9573141973588,1347.9238758943657,12761.038982496062,136.60792463115297,161569.25084208962]
[2004,9,5,1,3.4331876616404834E-2,2.5048540119503748E-2,2.0566317959999835E-3,9.4220987773064574E-6,2.9277257899782681E-3,7.30377275411161E-3,2.2792246399999977E-3,1.2699759903373886E-2,6.5871760126480451E-4,8.7315671319414423E-2,34331.876616404836,25048.540119503748,2056.6317959999838,9.4220987773064575,2927.725789978268,7303.7727541116101,2279.2246399999976,12699.759903373886,658.71760126480456,87315.671319414439,null,null,33708.668618367134,33983.680100045953,1154.9264314648524,6.832730217936394,4668.8249734582887,1330.8039616699318,12037.386528333807,585.467641656002,87476.590985213916]
[2004,9,5,10,4.7792646118228171E-2,3.1622997251553098E-2,0,0,3.3954959016355363E-3,8.4142399534119124E-3,2.8156092799999977E-3,1.4760086846275902E-2,0,0.10880107535110461,47792.646118228171,31622.997251553097,0,0,3395.4959016355365,8414.2399534119122,2815.6092799999979,14760.086846275903,0,108801.07535110464,null,null,46925.092047675753,42538.102574306213,0,0,5378.6741386559479,1643.9906442651591,13990.254297106596,0,110476.11370200966]
[2004,9,5,18,6.5241008606887876E-2,3.0996402092269212E-2,0,0,3.4171192720290314E-3,8.5406029214305582E-3,2.6528075199999984E-3,1.3542534402095657E-2,0,0.12439047481471233,65241.008606887874,30996.402092269211,0,0,3417.1192720290314,8540.6029214305581,2652.8075199999985,13542.534402095658,0,124390.47481471233,null,null,64056.723843833846,41803.223666244521,0,0,5459.4497324028434,1548.9332184315929,12836.20496856602,0,125704.53542947883]
[2004,9,5,19,5.4870052135119765E-2,3.0507233067446154E-2,5.484393319999957E-4,2.512578853207602E-6,3.3089254295014664E-3,8.6340899280844281E-3,2.5843241599999983E-3,1.7865985111085714E-2,1.7565936786397511E-4,0.1184972211099547,54870.052135119768,30507.233067446155,548.43933199999572,2.5125788532076019,3308.9254295014666,8634.0899280844278,2584.3241599999983,17865.985111085716,175.65936786397512,118497.22110995471,null,null,53874.025738851851,41077.587562649685,307.98273264745711,1.8220752998906036,5519.2098709030097,1508.9468453479512,16934.160183174932,156.12589619684803,119379.86090507162]
[2004,9,6,8,4.0454678020879917E-2,2.7068946631256679E-2,0,0,3.19678111309518E-3,7.627462907684247E-3,2.3561146399999982E-3,1.219118986715041E-2,0,9.2895173180066445E-2,40454.678020879917,27068.94663125668,0,0,3196.78111309518,7627.4629076842466,2356.114639999998,12191.18986715041,0,92895.173180066427,null,null,39720.326118642057,36764.763853296623,0,0,4875.7389511435504,1375.6988416291101,11555.341659034793,0,94291.869423746131]
[2004,9,6,12,4.3924222164066599E-2,3.2686550184559904E-2,0,0,3.38713731640945E-3,8.6057648900702138E-3,3.4766582399999974E-3,1.8171494413277881E-2,0,0.11025182720838406,43924.222164066603,32686.550184559903,0,0,3387.1373164094498,8605.7648900702134,3476.6582399999975,18171.49441327788,0,110251.82720838406,null,null,43126.889502468046,43819.881467686078,0,0,5501.1035237715942,2029.9668922342003,17223.735229196991,0,111701.5766153569]
[2004,9,6,21,5.2417723754942226E-2,2.8578579578562045E-2,2.0566317959999835E-3,9.4220987773064574E-6,3.0513299041201362E-3,8.5605877505340391E-3,5.6385999999999962E-3,1.7217365788613815E-2,6.5871760126480451E-4,0.11818895827281434,52417.723754942228,28578.579578562047,2056.6317959999838,9.4220987773064575,3051.3299041201362,8560.5877505340395,5638.5999999999958,17217.365788613813,658.71760126480456,118188.95827281434,null,null,51466.213150147574,38421.879779479947,1154.9264314648524,6.832730217936394,5472.2247286068405,3292.2911970063992,16319.370490003956,585.467641656002,116719.2061485835]
[2004,9,7,7,4.3542015430520511E-2,3.3560441897504657E-2,0,0,3.1901978895517227E-3,9.6817775974914373E-3,1.2659579679999991E-2,1.484041056109138E-2,0,0.1174744230561597,43542.015430520514,33560.441897504657,0,0,3190.1978895517227,9681.7775974914366,12659.579679999992,14840.410561091379,0,117474.42305615971,null,null,42751.620761153237,44642.197426785504,0,0,6188.9281822453404,7391.7324758388768,14066.388618541183,0,115040.86746456413]
[2004,9,7,14,3.5017762088409496E-2,4.1926371102056784E-2,0,0,3.7039825511150874E-3,1.1068401691061252E-2,1.342950487999999E-2,2.0485770528658531E-2,0,0.12563179284130113,35017.762088409494,41926.371102056786,0,0,3703.9825511150875,11068.401691061252,13429.504879999989,20485.77052865853,0,125631.79284130114,null,null,34382.103582155563,55428.674663682708,0,0,7075.3064164549514,7841.2798738301135,19417.30710347525,0,124144.6716395986]
[2004,9,7,21,5.7273324655828087E-2,3.5017656024456549E-2,2.0566317959999835E-3,9.4220987773064574E-6,3.428444889682533E-3,9.5651578143521338E-3,1.266696111999999E-2,1.5228372397886627E-2,6.5871760126480451E-4,0.13590468839824799,57273.324655828088,35017.656024456548,2056.6317959999838,9.4220987773064575,3428.4448896825329,9565.1578143521347,12666.961119999991,15228.372397886627,658.71760126480456,135904.68839824802,null,null,56233.672952586596,46701.729201013935,1154.9264314648524,6.832730217936394,6114.3807703459834,7396.0423843149574,14434.115774273167,585.467641656002,132627.16788587344]
[2004,9,8,7,4.3542015430520511E-2,3.4023760409822468E-2,0,0,3.2153023309605257E-3,9.8368811373758785E-3,8.5212573599999925E-3,1.4840648378466942E-2,0,0.11397986504714631,43542.015430520514,34023.760409822469,0,0,3215.3023309605255,9836.8811373758781,8521.2573599999923,14840.648378466942,0,113979.8650471463,null,null,42751.620761153237,45235.500674140581,0,0,6288.0757467799313,4975.4301765959608,14066.61403222574,0,113317.24139089545]
[2004,9,8,8,4.7463802151204687E-2,3.7338321054197765E-2,0,0,3.3837894854575681E-3,1.0156854710706958E-2,1.0282550959999992E-2,1.37199501016013E-2,0,0.12234526846316827,47463.802151204683,37338.321054197768,0,0,3383.7894854575679,10156.854710706959,10282.550959999993,13719.9501016013,0,122345.26846316828,null,null,46602.21740742823,49466.472118043268,0,0,6492.613957415504,6003.8222268608706,13004.367309223875,0,121569.49301897176]
[2004,9,8,20,4.9677817388808873E-2,3.8684334441363113E-2,2.0566317959999835E-3,9.4220987773064574E-6,3.6286493348810307E-3,1.0000630240872306E-2,1.2487961199999989E-2,2.0210951120581716E-2,6.5871760126480451E-4,0.13741511522254912,49677.817388808871,38684.334441363113,2056.6317959999838,9.4220987773064575,3628.6493348810309,10000.630240872306,12487.961199999989,20210.951120581714,658.71760126480456,137415.11522254912,null,null,48776.042823215546,51398.957580073249,1154.9264314648524,6.832730217936394,6392.7498555622924,7291.5271037699895,19156.82127809916,585.467641656002,134763.32544405901]
[2004,9,9,1,3.4336227756169596E-2,2.8288520207636753E-2,2.0566317959999835E-3,9.4220987773064574E-6,2.9643936737600652E-3,7.7290946888118328E-3,1.0890904639999992E-2,1.4086708614799144E-2,6.5871760126480451E-4,0.10102062107721947,34336.227756169596,28288.520207636753,2056.6317959999838,9.4220987773064575,2964.3936737600652,7729.0946888118324,10890.904639999992,14086.708614799143,658.71760126480456,101020.62107721949,null,null,33712.940774243762,37963.930961197373,1154.9264314648524,6.832730217936394,4940.7055120977375,6359.0305170978872,13351.997029746906,585.467641656002,98075.831597722441]
[2004,9,9,10,4.5351289995294072E-2,4.3800594696496137E-2,0,0,3.6921882280313671E-3,1.111075374057106E-2,1.387177615999999E-2,1.8004472564934232E-2,0,0.13583107538532685,45351.289995294072,43800.59469649614,0,0,3692.1882280313671,11110.753740571061,13871.77615999999,18004.472564934233,0,135831.07538532687,null,null,44528.052542760255,57691.028073229762,0,0,7102.3793160488258,8099.5152233553072,17065.424634155341,0,134486.3997895495]
[2004,9,9,18,6.369313169653075E-2,4.2153262121584469E-2,0,0,3.8307959495884913E-3,1.0500114715827659E-2,1.2628618639999992E-2,1.7916533632145924E-2,0,0.15072245675567728,63693.131696530749,42153.26212158447,0,0,3830.7959495884911,10500.114715827658,12628.618639999992,17916.533632145925,0,150722.4567556773,null,null,62536.944706321781,55858.330924107657,0,0,6712.037663252293,7373.6548041753149,16982.07227687331,0,149463.04037473036]
[2004,9,10,3,2.5912584433144266E-2,2.6789821462949913E-2,2.0566317959999835E-3,9.4220987773064574E-6,2.796872403591724E-3,7.4589566492735265E-3,1.1430159839999992E-2,1.4878904831444007E-2,6.5871760126480451E-4,9.1992071116445528E-2,25912.584433144268,26789.821462949913,2056.6317959999838,9.4220987773064575,2796.8724035917239,7458.9566492735266,11430.159839999991,14878.904831444008,658.71760126480456,91992.071116445528,null,null,25442.207295040309,35939.919317029366,1154.9264314648524,6.832730217936394,4768.0239038744385,6673.8932752115907,14102.875167490638,585.467641656002,88674.145761985128]
[2004,9,10,9,4.3749306266369116E-2,4.0245584653557785E-2,0,0,3.4978012550514049E-3,1.0057061526591214E-2,1.3554989359999988E-2,1.6237209369431217E-2,0,0.12734195243100072,43749.306266369116,40245.584653557788,0,0,3497.801255051405,10057.061526591215,13554.989359999989,16237.209369431217,0,127341.95243100074,null,null,42955.148758510244,53136.513572641998,0,0,6428.8226914676106,7914.5483179234925,15390.33547157073,0,125825.36881211406]
[2004,9,10,20,5.1026828120909522E-2,3.8894300473927099E-2,2.0566317959999835E-3,9.4220987773064574E-6,3.6205803966931427E-3,9.899839335377688E-3,1.2225715039999991E-2,1.6634444161675414E-2,6.5871760126480451E-4,0.13502647902462492,51026.828120909522,38894.300473927098,2056.6317959999838,9.4220987773064575,3620.5803966931426,9899.8393353776883,12225.715039999992,16634.444161675416,658.71760126480456,135026.47902462495,null,null,50100.565692707423,51644.208547111011,1154.9264314648524,6.832730217936394,6328.3208114897152,7138.4056331892207,15766.851939057291,585.467641656002,132725.57942689344]
[2004,9,10,23,4.1545549319522548E-2,3.0308342931237048E-2,2.0566317959999835E-3,9.4220987773064574E-6,3.0309178842167976E-3,8.6142760219606769E-3,7.0129831199999947E-3,1.4395864532862679E-2,6.5871760126480451E-4,0.10763270530584182,41545.54931952255,30308.342931237046,2056.6317959999838,9.4220987773064575,3030.9178842167976,8614.2760219606771,7012.9831199999944,14395.864532862679,658.71760126480456,107632.70530584182,null,null,40791.395420273577,40498.284438323681,1154.9264314648524,6.832730217936394,5506.5441345984063,4094.7722113167224,13645.028497394103,585.467641656002,106283.25150524527]
[2004,9,11,5,2.7463664380098569E-2,2.6181844140905384E-2,2.0566317959999835E-3,9.4220987773064574E-6,3.1557597300175032E-3,6.9197896244473315E-3,5.8910042399999956E-3,1.299477254599384E-2,6.5871760126480451E-4,8.5331606157504722E-2,27463.664380098569,26181.844140905385,2056.6317959999838,9.4220987773064575,3155.759730017503,6919.7896244473313,5891.0042399999957,12994.772545993841,658.71760126480456,85331.606157504721,null,null,26965.131326157607,35637.34159795069,1154.9264314648524,6.832730217936394,4423.3696333870848,3439.6661229523947,12317.012382442921,585.467641656002,84529.747866229474]
[2004,9,11,14,4.5987284996004699E-2,3.5404088813358194E-2,0,0,3.76896461548496E-3,8.6854272346933697E-3,7.1915729599999947E-3,1.4288889554850024E-2,0,0.11532622817439124,45987.284996004695,35404.08881335819,0,0,3768.9646154849602,8685.4272346933703,7191.572959999995,14288.889554850024,0,115326.22817439123,null,null,45152.502670011629,47584.782064021427,0,0,5552.0264586084504,4199.0480525019075,13543.632945903697,0,116031.9921910471]
[2004,9,11,22,4.8735716355603163E-2,2.9340920771937541E-2,2.0566317959999835E-3,9.4220987773064574E-6,3.0123790789056653E-3,8.5422197494601938E-3,5.5213171199999965E-3,1.1155341536791652E-2,6.5871760126480451E-4,0.10903266610874029,48735.716355603166,29340.920771937541,2056.6317959999838,9.4220987773064575,3012.3790789056652,8542.2197494601933,5521.3171199999961,11155.341536791651,658.71760126480456,109032.66610874029,null,null,47851.043240810606,39300.60558722639,1154.9264314648524,6.832730217936394,5460.4832649806885,3223.8115401086661,10573.519417344616,585.467641656002,108156.68985380976]
[2004,9,12,7,3.3134857242251389E-2,2.5918409761913303E-2,0,0,3.0230298541350548E-3,7.4899415357601532E-3,4.9435143999999962E-3,1.2617654538402944E-2,0,8.7127407332462839E-2,33134.85724225139,25918.409761913303,0,0,3023.0298541350548,7489.9415357601529,4943.5143999999964,12617.654538402945,0,87127.407332462841,null,null,32533.378089860944,35156.107992712263,0,0,4787.8305184418341,2886.4414821754285,11959.56348114828,0,87323.321564338738]
[2004,9,12,12,4.44577487920799E-2,3.3391163541560756E-2,0,0,3.4240610672042616E-3,8.3834756870210473E-3,4.7891192799999959E-3,1.8172023930950573E-2,0,0.11261759229881654,44457.748792079903,33391.163541560752,0,0,3424.0610672042617,8383.4756870210476,4789.1192799999963,18172.023930950574,0,112617.59229881654,null,null,43650.731310002149,44720.650710271082,0,0,5359.0085521089222,2796.2925632173988,17224.237129150086,0,113750.92026474964]
[2004,9,12,24,3.7351304295854364E-2,2.6745687343191205E-2,2.0566317959999835E-3,9.4220987773064574E-6,2.7491472623205858E-3,7.2326983513452611E-3,9.733043759999992E-3,1.2708791553492121E-2,6.5871760126480451E-4,9.9245444062245627E-2,37351.304295854367,26745.687343191206,2056.6317959999838,9.4220987773064575,2749.1472623205859,7232.6983513452615,9733.0437599999914,12708.791553492121,658.71760126480456,99245.444062245617,null,null,36673.286259310633,35828.334885026699,1154.9264314648524,6.832730217936394,4623.3917490439126,5682.9734847526088,12045.947120367753,585.467641656002,96601.160301840398]
[2004,9,13,5,3.2995531020058831E-2,2.8660414852520733E-2,2.0566317959999835E-3,9.4220987773064574E-6,3.0901368458341612E-3,7.6003840917502037E-3,1.227923047999999E-2,1.388533581007787E-2,6.5871760126480451E-4,0.10123580459628387,32995.531020058828,28660.414852520735,2056.6317959999838,9.4220987773064575,3090.1368458341612,7600.3840917502039,12279.230479999989,13885.33581007787,658.71760126480456,101235.80459628388,null,null,32396.580981266714,38568.427802623832,1154.9264314648524,6.832730217936394,4858.4292324076596,7169.6524696408078,13161.12709951455,585.467641656002,97901.444388792341]
[2004,9,13,9,5.7718577438981303E-2,4.1742692960346071E-2,0,0,3.6996154063871313E-3,1.0356322515315593E-2,1.2226330159999989E-2,1.5015177234015735E-2,0,0.14075871571504583,57718.577438981301,41742.692960346074,0,0,3699.6154063871313,10356.322515315593,12226.330159999989,15015.177234015735,0,140758.71571504584,null,null,56670.843302649708,55200.249938262605,0,0,6620.1206993295955,7138.7647922288925,14232.040096227976,0,139862.01882869875]
[2004,9,13,18,9.0905453008973666E-2,4.158131681935185E-2,0,0,3.8974492458326631E-3,1.0034106115878275E-2,1.308421751999999E-2,1.1300858749193361E-2,0,0.17080340145922981,90905.453008973665,41581.31681935185,0,0,3897.4492458326631,10034.106115878274,13084.217519999989,11300.858749193361,0,170803.40145922979,null,null,89255.295459666784,55244.536290321244,0,0,6414.1487964244998,7639.6719328934305,10711.446980190876,0,169265.09945949682]
[2004,9,14,1,3.0362820681633762E-2,2.7731371192809669E-2,2.0566317959999835E-3,9.4220987773064574E-6,2.8960862479164629E-3,7.5550588518098517E-3,1.1806818319999992E-2,1.4086532442784639E-2,6.5871760126480451E-4,9.7163459232996477E-2,30362.820681633762,27731.371192809667,2056.6317959999838,9.4220987773064575,2896.086247916463,7555.0588518098521,11806.818319999991,14086.532442784639,658.71760126480456,97163.459232996465,null,null,29811.660810497062,37204.168680375551,1154.9264314648524,6.832730217936394,4829.4557663257119,6893.818327171618,13351.830046225155,585.467641656002,93838.160433933866]
[2004,9,14,11,4.0887284452180858E-2,4.3725017341812326E-2,0,0,3.6372475945407367E-3,1.0451529466917006E-2,1.1601573279999991E-2,1.857121397749778E-2,0,0.12887386611294868,40887.284452180858,43725.017341812323,0,0,3637.2475945407368,10451.529466917005,11601.573279999991,18571.21397749778,0,128873.86611294872,null,null,40145.079679242059,57532.483628028494,0,0,6680.9802863195218,6773.9789276005849,17602.606871972996,0,128735.12939316366]
[2004,9,14,18,5.5207138517938126E-2,4.1169446151658025E-2,0,0,3.7425243772454672E-3,1.0379274783744447E-2,1.3428479679999989E-2,1.7916269703479749E-2,0,0.1418431332140658,55207.138517938125,41169.446151658027,0,0,3742.5243772454673,10379.274783744448,13428.479679999989,17916.269703479749,0,141843.13321406581,null,null,54204.99317477578,54556.031317948225,0,0,6634.792585715687,7840.6812754306584,16981.82211376827,0,140218.32046763861]
[2004,9,15,4,2.7791111101059227E-2,2.6857443999730467E-2,2.0566317959999835E-3,9.4220987773064574E-6,2.8927106409295114E-3,7.2813961203496338E-3,1.144061687999999E-2,1.3990318442639999E-2,6.5871760126480451E-4,9.297836868075092E-2,27791.111101059229,26857.443999730465,2056.6317959999838,9.4220987773064575,2892.7106409295116,7281.3961203496337,11440.61687999999,13990.318442639998,658.71760126480456,92978.368680750908,null,null,27286.634083794794,36138.480435747522,1154.9264314648524,6.832730217936394,4654.5210527248528,6679.9989788860385,13260.634219060696,585.467641656002,89767.495573552689]
[2004,9,15,13,4.1707932108700912E-2,4.5221912250378062E-2,0,0,3.8154851380124309E-3,1.0618210858589584E-2,1.194296487999999E-2,1.9720977967303578E-2,0,0.13302748320298455,41707.932108700916,45221.91225037806,0,0,3815.485138012431,10618.210858589584,11942.96487999999,19720.977967303577,0,133027.48320298453,null,null,40950.830562456402,59567.32149950981,0,0,6787.5288154497084,6973.312194619336,18692.403345839779,0,132971.39641787505]
[2004,9,15,21,6.3712564209121747E-2,3.7485643234620725E-2,2.0566317959999835E-3,9.4220987773064574E-6,3.5443860930487294E-3,9.8392179853500628E-3,1.2091823919999991E-2,1.5226252992478312E-2,6.5871760126480451E-4,0.14462465993066165,63712.564209121745,37485.643234620722,2056.6317959999838,9.4220987773064575,3544.3860930487294,9839.217985350062,12091.823919999992,15226.252992478312,658.71760126480456,144624.65993066164,null,null,62556.024471016004,49840.511084591657,1154.9264314648524,6.832730217936394,6289.5695410898516,7060.228682220305,14432.106909357275,585.467641656002,141925.66749161389]
[2004,9,15,22,5.7089377885989084E-2,3.4243264334045571E-2,2.0566317959999835E-3,9.4220987773064574E-6,3.1735302065332115E-3,9.4327848154480629E-3,1.2555829439999992E-2,1.4421484817981296E-2,6.5871760126480451E-4,0.13364104299603929,57089.377885989081,34243.264334045569,2056.6317959999838,9.4220987773064575,3173.5302065332116,9432.7848154480635,12555.829439999992,14421.484817981296,658.71760126480456,133641.04299603926,null,null,56053.065269027597,45451.397271899834,1154.9264314648524,6.832730217936394,6029.763356318831,7331.15431781396,13669.312521445376,585.467641656002,130281.91953984437]
[2004,9,16,7,5.124314121943576E-2,3.5660921898533905E-2,0,0,3.4059706204679634E-3,9.4328863867516981E-3,1.1060677759999993E-2,1.4840242884385412E-2,0,0.12564384076957474,51243.141219435762,35660.921898533903,0,0,3405.9706204679633,9432.8863867516975,11060.677759999993,14840.242884385412,0,125643.84076957473,null,null,50312.952176484694,47455.824954060823,0,0,6029.8282842204726,6458.1584120477537,14066.229687243514,0,124322.99351405726]
[2004,9,16,15,5.2285450654179111E-2,4.6432123120433842E-2,0,0,3.987598429629341E-3,1.0656784760877823E-2,1.0045729759999992E-2,2.1080380376529675E-2,0,0.1444880671016498,52285.450654179112,46432.12312043384,0,0,3987.5984296293409,10656.784760877823,10045.729759999991,21080.380376529676,0,144488.06710164977,null,null,51336.341131482062,61246.475617391101,0,0,6812.1865922439938,5865.5459965866003,19980.904260180334,0,145241.45359788407]
[2004,9,16,24,4.481868408656281E-2,3.0502836484101285E-2,2.0566317959999835E-3,9.4220987773064574E-6,3.0575219282875667E-3,8.0929428237578541E-3,9.2589912799999913E-3,1.446346353856812E-2,6.5871760126480451E-4,0.11291921163731972,44818.684086562811,30502.836484101284,2056.6317959999838,9.4220987773064575,3057.5219282875669,8092.9428237578541,9258.9912799999911,14463.463538568119,658.71760126480456,112919.21163731971,null,null,44005.114741188765,40766.858880296699,1154.9264314648524,6.832730217936394,5173.289864893477,5406.1815848442884,13709.101784353745,585.467641656002,110807.77365891576]
[2004,9,17,6,3.6094444920897487E-2,3.1403442048847791E-2,1.9539603359999846E-3,8.9517274451060372E-6,3.2572375334627389E-3,8.8471645748123863E-3,1.3167258719999991E-2,1.5665914299625112E-2,6.2583300909760506E-4,0.11102420717018821,36094.444920897484,31403.442048847792,1953.9603359999846,8.9517274451060374,3257.2375334627391,8847.1645748123865,13167.258719999991,15665.914299625112,625.8330090976051,111024.20717018822,null,null,35439.241973188931,42103.454792235505,1097.2700327153477,6.4916257049039396,5655.4145784350549,7688.1584032493438,14848.837078742014,556.23984421141836,107395.10832848251]
[2004,9,17,17,6.0760138608814698E-2,4.1236235388984493E-2,0,0,3.9635322843087888E-3,1.0378856012823259E-2,1.243608607999999E-2,1.7599997800780677E-2,0,0.14637484617571189,60760.138608814697,41236.235388984496,0,0,3963.5322843087888,10378.856012823258,12436.08607999999,17599.997800780679,0,146374.84617571192,null,null,59657.192656690451,54905.627869550008,0,0,6634.5248928121937,7261.238024757532,16682.045805412323,0,145140.62924922249]
[2004,9,17,20,6.5552576559227582E-2,3.9690146710010026E-2,2.0566317959999835E-3,9.4220987773064574E-6,3.8239906087340204E-3,9.8075092315395591E-3,1.1468092239999991E-2,1.6635988195573839E-2,6.5871760126480451E-4,0.14970307504112706,65552.576559227586,39690.146710010027,2056.6317959999838,9.4220987773064575,3823.9906087340205,9807.5092315395596,11468.092239999991,16635.988195573838,658.71760126480456,149703.07504112713,null,null,64362.636071553556,52858.03785445392,1154.9264314648524,6.832730217936394,6269.3002054120161,6696.0414159914517,15768.315441752584,585.467641656002,147701.55779250231]
[2004,9,18,10,4.7245603997468903E-2,3.3574508996354592E-2,0,0,3.4443146181564245E-3,8.0950652177731244E-3,7.8413447199999937E-3,1.5612946890988747E-2,0,0.11581378444074177,{"$f":"E6276*1000000*O$8826","v":47245.603997468905},{"$f":"F6276*1000000*P$8826","v":33574.508996354591},{"$f":"G6276*1000000*Q$8826","v":0},{"$f":"H6276*1000000*R$8826","v":0},{"$f":"I6276*1000000*S$8826","v":3444.3146181564243},{"$f":"J6276*1000000*T$8826","v":8095.0652177731245},{"$f":"K6276*1000000*U$8826","v":7841.3447199999937},{"$f":"L6276*1000000*V$8826","v":15612.946890988747},{"$f":"M6276*1000000*W$8826","v":0},{"$f":"SUM(O6276:W6276)","v":115813.78444074179},null,null,{"$f":"O6276*AA$8826","v":46387.980086829673},{"$f":"(P6276+S6276)*AB$8826","v":44967.969044402817},{"$f":"Q6276*AC$8826","v":0},{"$f":"R6276*AD$8826","v":0},{"$f":"T6276*AE$8826","v":5174.6465727916566},{"$f":"U6276*AF$8826","v":4578.4397180769356},{"$f":"V6276*AG$8826","v":14798.632257862626},{"$f":"W6276*AH$8826","v":0},{"$f":"SUM(AA6276:AH6276)","v":115907.66767996369}]
[2004,9,18,11,4.249560956216291E-2,3.429509374682238E-2,0,0,3.4676048538859541E-3,8.4254375112647086E-3,7.9088028799999925E-3,1.8172761512767716E-2,0,0.11476531006690366,42495.609562162907,34295.093746822378,0,0,3467.6048538859541,8425.4375112647085,7908.8028799999929,18172.761512767716,0,114765.31006690364,null,null,41724.209732886673,45871.578183919461,0,0,5385.8320061724926,4617.827492761121,17224.936241377149,0,114824.38365711689]
[2004,9,18,19,5.5594125871752172E-2,3.1212526842207142E-2,1.3710878639999892E-3,6.2813991848709719E-6,3.3939953892780988E-3,7.5810339061639156E-3,6.8651492799999938E-3,1.346187844886061E-2,4.3914506750986971E-4,0.11992522406895668,55594.12587175217,31212.526842207142,1371.0878639999892,6.2813991848709723,3393.9953892780986,7581.0339061639161,6865.1492799999942,13461.878448860611,439.1450675098697,119925.22406895665,null,null,54584.955756342999,42037.668096774883,769.9509543099017,4.5551534786242636,4846.0599223609506,4008.4543221152089,12759.755737061765,390.31176110400133,119401.71170354832]
[2004,9,19,4,3.1951704678660618E-2,2.3552141295117124E-2,2.0566317959999835E-3,9.4220987773064574E-6,2.759137083143398E-3,6.6884947534654503E-3,4.5281033599999972E-3,1.1467191091954366E-2,6.5871760126480451E-4,8.3671543758383038E-2,31951.704678660619,23552.141295117122,2056.6317959999838,9.4220987773064575,2759.1370831433978,6688.4947534654502,4528.1033599999973,11467.191091954366,658.71760126480456,83671.54375838305,null,null,31371.702655201021,31961.165593833059,1154.9264314648524,6.832730217936394,4275.5179262997981,2643.8894107159758,10869.104031758096,585.467641656002,82868.606421146731]
[2004,9,19,16,4.8746164145944258E-2,3.2088880859433781E-2,0,0,3.4009938888044005E-3,8.4591005223550262E-3,4.8604731999999963E-3,2.0257089764153684E-2,0,0.11781270238069114,48746.164145944262,32088.880859433782,0,0,3400.9938888044003,8459.1005223550255,4860.4731999999967,20257.089764153683,0,117812.70238069116,null,null,47861.301378061216,43110.70512902327,0,0,5407.3505709131332,2837.9550118195166,19200.553497510744,0,118417.86558732788]
[2004,9,19,21,5.6547269852471688E-2,2.8984638188373584E-2,2.0566317959999835E-3,9.4220987773064574E-6,2.9961928673771592E-3,7.6206145956727884E-3,6.1183935999999947E-3,1.7216748150841149E-2,6.5871760126480451E-4,0.12220862875077845,56547.269852471691,28984.638188373585,2056.6317959999838,9.4220987773064575,2996.192867377159,7620.6145956727887,6118.3935999999949,17216.748150841147,658.71760126480456,122208.62875077844,null,null,55520.797829604824,38848.155627656131,1154.9264314648524,6.832730217936394,4871.3612724805434,3572.4352479516706,16318.785065975419,585.467641656002,120878.76184700736]
[2004,9,20,6,3.2928844538288718E-2,2.8828054544454369E-2,2.0566317959999835E-3,9.4220987773064574E-6,2.8907615577349636E-3,8.5238485577446253E-3,1.1717215839999993E-2,1.4591943211308545E-2,6.5871760126480451E-4,0.10220543974557331,32928.844538288715,28828.054544454368,2056.6317959999838,9.4220987773064575,2890.7615577349638,8523.8485577446245,11717.215839999993,14591.943211308544,658.71760126480456,102205.4397455733,null,null,32331.105023152631,38529.877541793307,1154.9264314648524,6.832730217936394,5448.7397617856368,6841.5008270591898,13830.880423759318,585.467641656002,98729.33038088886]
[2004,9,20,14,3.9837811568133707E-2,4.0147537798635724E-2,0,0,3.4207659985897409E-3,1.0541654788357212E-2,1.1921640719999991E-2,1.908125727827301E-2,0,0.12495066815198938,39837.811568133708,40147.537798635727,0,0,3420.7659985897408,10541.654788357213,11921.64071999999,19081.257278273009,0,124950.66815198939,null,null,39114.657309163878,52923.835637575314,0,0,6738.5915189861089,6960.8613479106571,18086.048165692853,0,123823.99397932881]
[2004,9,20,23,4.4783699052041728E-2,3.1068166693253404E-2,2.0566317959999835E-3,9.4220987773064574E-6,2.9461237137840116E-3,8.9447404440865796E-3,9.7379647199999936E-3,1.0622464643706394E-2,6.5871760126480451E-4,0.1108279307629142,44783.699052041731,31068.166693253403,2056.6317959999838,9.4220987773064575,2946.1237137840117,8944.7404440865794,9737.9647199999945,10622.464643706393,658.71760126480456,110827.93076291418,null,null,43970.764771088099,41318.264837876057,1154.9264314648524,6.832730217936394,5717.7884597990114,5685.8467570699986,10068.435448601178,585.467641656002,108508.32707777312]
[2004,9,21,5,2.9631295633578712E-2,2.6954621020745081E-2,2.0566317959999835E-3,9.4220987773064574E-6,2.9329447735459524E-3,7.5318311993739541E-3,1.1062113039999993E-2,1.4499705332065838E-2,6.5871760126480451E-4,9.5337282495351616E-2,29631.295633578713,26954.621020745082,2056.6317959999838,9.4220987773064575,2932.9447735459526,7531.8311993739544,11062.113039999993,14499.705332065838,658.71760126480456,95337.282495351625,null,null,29093.414741211702,36305.398233222179,1154.9264314648524,6.832730217936394,4814.6078449269417,6458.9964498069912,13743.453337464303,585.467641656002,92163.097409970898]
[2004,9,21,8,5.1637705896629506E-2,3.667997869268852E-2,0,0,3.3602415633240791E-3,9.837595184196966E-3,1.0620661919999991E-2,1.371922183382375E-2,0,0.12585540509066281,51637.705896629508,36679.978692688521,0,0,3360.2415633240789,9837.5951841969654,10620.661919999991,13719.221833823749,0,125855.4050906628,null,null,50700.354534376238,48638.157812709542,0,0,6288.5321902842325,6201.2399790013624,13003.67702524991,0,124831.96154162128]
[2004,9,21,19,5.1660680822628473E-2,3.8809866852728143E-2,1.5424790799999878E-3,7.0665980570538597E-6,3.5506211154887899E-3,1.0021418287657919E-2,1.175535327999999E-2,2.1494761312324771E-2,4.9403987702363746E-4,0.13933628722590877,51660.68082262847,38809.866852728141,1542.4790799999878,7.0665980570538593,3550.6211154887897,10021.41828765792,11755.35327999999,21494.761312324772,494.03987702363747,139336.28722590875,null,null,50722.912408962693,51456.662467088463,866.19776225300984,5.1245650490034187,6406.0382963790553,6863.7686875189411,20373.672590612554,439.10222093606086,137133.47899879981]
[2004,9,22,1,3.369795087256737E-2,2.7524424208420058E-2,2.0566317959999835E-3,9.4220987773064574E-6,2.9248295621817359E-3,7.894077835198245E-3,1.0002261279999992E-2,1.408742535239396E-2,6.5871760126480451E-4,9.8855740606803452E-2,33697.950872567373,27524.424208420056,2056.6317959999838,9.4220987773064575,2924.829562181736,7894.0778351982453,10002.261279999992,14087.425352393961,658.71760126480456,98855.740606803447,null,null,33086.250185887438,36987.698886381091,1154.9264314648524,6.832730217936394,5046.1684639146579,5840.1654244496785,13352.676384910614,585.467641656002,96060.186148882261]
[2004,9,22,10,4.4368991130003206E-2,3.9627071736971407E-2,0,0,3.4207477137107594E-3,1.0490620646103675E-2,1.1413141519999991E-2,1.8001339955247771E-2,0,0.1273219127020368,44368.991130003204,39627.071736971404,0,0,3420.7477137107594,10490.620646103675,11413.14151999999,18001.339955247771,0,127321.91270203682,null,null,43563.584817786956,52291.586373601378,0,0,6705.9687244559509,6663.9565417806252,17062.455410018407,0,126287.55186764331]
[2004,9,22,18,5.9565928203351409E-2,3.9297201995130773E-2,0,0,3.5013052503926004E-3,9.9238762274031569E-3,1.0869580479999993E-2,1.7915357896300711E-2,0,0.14107325005257865,59565.92820335141,39297.201995130774,0,0,3501.3052503926006,9923.8762274031578,10869.580479999993,17915.357896300709,0,141073.25005257866,null,null,58484.660107184187,51988.73872936728,0,0,6343.6860269134368,6346.5796703892092,16980.957863141728,0,140144.62239699584]
[2004,9,23,3,3.0208256886544296E-2,2.5597388242123174E-2,2.0566317959999835E-3,9.4220987773064574E-6,2.8893854917180586E-3,7.1275861158181918E-3,1.0571862399999991E-2,1.3369542916709845E-2,6.5871760126480451E-4,9.2488793548955645E-2,30208.256886544295,25597.388242123176,2056.6317959999838,9.4220987773064575,2889.3854917180588,7127.5861158181915,10571.862399999991,13369.542916709845,658.71760126480456,92488.79354895564,null,null,29659.902728430017,34603.810558046571,1154.9264314648524,6.832730217936394,4556.2003608714713,6172.7466951872702,12672.236091079885,585.467641656002,89412.123236954008]
[2004,9,23,8,5.1506555344736915E-2,3.6720759044078559E-2,0,0,3.363525988501581E-3,9.6198055674545715E-3,1.2439161679999989E-2,1.371925025483392E-2,0,0.12736905787960556,51506.555344736917,36720.759044078557,0,0,3363.5259885015807,9619.8055674545722,12439.16167999999,13719.25025483392,0,127369.05787960555,null,null,50571.584687558403,48691.684729968496,0,0,6149.3135103171726,7263.0338199558992,13003.703963923361,0,125679.32071172333]
[2004,9,23,12,4.4502453252356862E-2,4.1346038715023015E-2,0,0,3.4046972893929995E-3,1.0660349703362208E-2,1.0381175199999993E-2,1.7938469124738322E-2,0,0.1282331832848734,44502.453252356863,41346.038715023016,0,0,3404.6972893929997,10660.349703362208,10381.175199999994,17938.469124738323,0,128233.1832848734,null,null,43694.624274376802,54360.174497063192,0,0,6814.4654271777163,6061.40739288851,17002.863693800329,0,127933.53528530654]
[2004,9,23,21,6.1437711739792726E-2,3.4857733338111221E-2,2.0566317959999835E-3,9.4220987773064574E-6,3.4507312764590079E-3,9.5292288805797626E-3,1.1887809119999992E-2,1.5227877274044651E-2,6.5871760126480451E-4,0.13911586312502944,61437.711739792729,34857.733338111218,2056.6317959999838,9.4220987773064575,3450.7312764590079,9529.2288805797634,11887.809119999993,15227.877274044651,658.71760126480456,139115.86312502943,null,null,60322.46616888565,46534.537911445987,1154.9264314648524,6.832730217936394,6091.4137492031432,6941.1076007286201,14433.646474293433,585.467641656002,136070.3987078956]
[2004,9,24,7,4.8097603590368167E-2,3.3695300900600571E-2,1.7154820599999865E-4,7.859180944033779E-7,3.1631864535255315E-3,8.8820462725167967E-3,9.1755399999999942E-3,1.5009273353770222E-2,5.4945091764787917E-5,0.11825022978664049,48097.60359036817,33695.300900600574,171.54820599999866,0.7859180944033779,3163.1864535255313,8882.0462725167963,9175.5399999999936,15009.273353770221,54.945091764787918,118250.22978664047,null,null,47224.513791669502,44773.203374138306,96.334967574223683,0.56993313691284475,5677.7121699458658,5357.4556751285954,14226.444140944335,48.835150653840245,117405.0692031916]
[2004,9,24,14,3.7343914800343735E-2,4.1557701011972231E-2,0,0,3.4060235950676004E-3,9.8693630359510259E-3,1.1343017839999992E-2,1.8796957910940111E-2,0,0.1223169781942747,37343.914800343737,41557.701011972233,0,0,3406.0235950676006,9869.3630359510262,11343.017839999991,18796.957910940109,0,122316.97819427469,null,null,36666.030901317601,54618.898679909558,0,0,6308.8393034181927,6623.0124112578551,17816.576821322185,0,122033.35811722539]
[2004,9,24,21,6.451398548870263E-2,3.5758835864599117E-2,2.0566317959999835E-3,9.4220987773064574E-6,3.4218963558597312E-3,8.6443590500186653E-3,1.177954799999999E-2,1.2568534695373558E-2,6.5871760126480451E-4,0.13941193095059576,64513.98548870263,35758.835864599117,2056.6317959999838,9.4220987773064575,3421.8963558597311,8644.3590500186656,11779.54799999999,12568.534695373559,658.71760126480456,139411.93095059579,null,null,63342.897983318893,47594.10974194196,1154.9264314648524,6.832730217936394,5525.7742499651958,6877.895609746095,11913.005550820893,585.467641656002,137000.90993913182]
[2004,9,25,7,3.7398805747176578E-2,2.8052117677042427E-2,2.0582435599999837E-4,9.42948279210349E-7,3.1733238572770406E-3,7.6865795171164571E-3,8.4123811199999943E-3,1.3629374122345149E-2,6.5923383237527852E-5,9.8625272728474392E-2,37398.805747176579,28052.117677042428,205.82435599999837,0.94294827921034896,3173.3238572770406,7686.5795171164573,8412.3811199999946,13629.374122345149,65.923383237527858,98625.272728474389,null,null,36719.925442464024,37930.559407692177,115.58315370109712,0.68380849676822675,4913.5283391427747,4911.8590265737657,12918.515444244997,58.592646742628403,97569.247269058251]
[2004,9,25,16,4.5160640030208303E-2,3.3283630083379825E-2,0,0,3.4905341527754832E-3,8.7308032146027857E-3,8.4851703199999937E-3,1.7243000028714296E-2,0,0.11639377782968069,45160.640030208306,33283.630083379823,0,0,3490.5341527754831,8730.8032146027854,8485.1703199999938,17243.000028714298,0,116393.77782968068,null,null,44340.863343434386,44670.773340214924,0,0,5581.0323594392175,4954.3595129351206,16343.667741195899,0,115890.69629721955]
[2004,9,25,20,6.4895687933688481E-2,3.1476414341431988E-2,2.0566317959999835E-3,9.4220987773064574E-6,3.2475806308593976E-3,7.9753443961097376E-3,8.0990799999999946E-3,1.0956940219257577E-2,6.5871760126480451E-4,0.12937581901738923,64895.687933688481,31476.414341431988,2056.6317959999838,9.4220987773064575,3247.5806308593978,7975.3443961097373,8099.0799999999945,10956.940219257578,658.71760126480456,129375.81901738927,null,null,63717.671590151105,42180.366055714381,1154.9264314648524,6.832730217936394,5098.1168694667131,4728.9273557001015,10385.465992314599,585.467641656002,127857.77466668568]
[2004,9,26,1,3.4331876616404834E-2,2.4236753167416712E-2,2.0566317959999835E-3,9.4220987773064574E-6,2.8730065460422743E-3,6.8216999775299134E-3,7.0517356799999938E-3,1.2698917227520853E-2,6.5871760126480451E-4,9.0738760710956684E-2,34331.876616404836,24236.753167416711,2056.6317959999838,9.4220987773064575,2873.0065460422743,6821.6999775299137,7051.7356799999934,12698.917227520853,658.71760126480456,90738.760710956689,null,null,33708.668618367134,32931.106841497756,1154.9264314648524,6.832730217936394,4360.6673275263311,4117.3992308161478,12036.587803394263,585.467641656002,88901.656624940413]
[2004,9,26,10,4.8933893405437683E-2,3.043166747735827E-2,0,0,3.3320338171061964E-3,8.3630408405485062E-3,6.7316682399999944E-3,1.4759286133086242E-2,0,0.11255158991353689,{"$f":"E6468*1000000*O$8826","v":48933.89340543768},{"$f":"F6468*1000000*P$8826","v":30431.667477358271},{"$f":"G6468*1000000*Q$8826","v":0},{"$f":"H6468*1000000*R$8826","v":0},{"$f":"I6468*1000000*S$8826","v":3332.0338171061962},{"$f":"J6468*1000000*T$8826","v":8363.0408405485068},{"$f":"K6468*1000000*U$8826","v":6731.6682399999945},{"$f":"L6468*1000000*V$8826","v":14759.286133086242},{"$f":"M6468*1000000*W$8826","v":0},{"$f":"SUM(O6468:W6468)","v":112551.5899135369},null,null,{"$f":"O6468*AA$8826","v":48045.622889784565},{"$f":"(P6468+S6468)*AB$8826","v":41013.866092675853},{"$f":"Q6468*AC$8826","v":0},{"$f":"R6468*AD$8826","v":0},{"$f":"T6468*AE$8826","v":5345.9458891877521},{"$f":"U6468*AF$8826","v":3930.5168105060761},{"$f":"V6468*AG$8826","v":13989.495346210231},{"$f":"W6468*AH$8826","v":0},{"$f":"SUM(AA6468:AH6468)","v":112325.44702836448}]
[2004,9,26,18,6.6523683693873403E-2,2.9845844569893091E-2,0,0,3.3532530098016014E-3,8.2999593462660393E-3,7.5175865599999949E-3,1.3541650706230512E-2,0,0.12908197788606465,66523.683693873405,29845.844569893092,0,0,3353.2530098016014,8299.9593462660396,7517.5865599999952,13541.650706230512,0,129081.97788606465,null,null,65316.115223318484,40328.02359717933,0,0,5305.6220092171907,4389.4023435288236,12835.367363069287,0,128174.5305363131]
[2004,9,27,3,2.9180789583040673E-2,2.5357718026899657E-2,2.0566317959999835E-3,9.4220987773064574E-6,2.8071432899921187E-3,7.1798541682590042E-3,1.156261567999999E-2,1.1588476690838047E-2,6.5871760126480451E-4,9.0401368935071599E-2,29180.789583040674,25357.718026899656,2056.6317959999838,9.4220987773064575,2807.1432899921188,7179.8541682590039,11562.61567999999,11588.476690838046,658.71760126480456,90401.368935071572,null,null,28651.086483486932,34212.773075301775,1154.9264314648524,6.832730217936394,4589.6119136080097,6751.232188421267,10984.063814084016,585.467641656002,86935.994278240803]
[2004,9,27,9,4.649732659604399E-2,3.897975277892949E-2,0,0,3.4452242833049734E-3,1.0203583004765152E-2,1.1374799039999991E-2,1.5013522579817655E-2,0,0.12551420828286125,46497.326596043989,38979.752778929491,0,0,3445.2242833049736,10203.583004765153,11374.799039999991,15013.522579817656,0,125514.20828286125,null,null,45653.285760589642,51534.999467034228,0,0,6522.4843043732699,6641.5689616409818,14230.471742786292,0,124582.81023642441]
[2004,9,27,20,5.6383285262755274E-2,3.8417557816624773E-2,2.0566317959999835E-3,9.4220987773064574E-6,3.6120448150514396E-3,9.8873139946947172E-3,1.1685434639999992E-2,1.6317665646463756E-2,6.5871760126480451E-4,0.13902807367163203,56383.285262755271,38417.557816624772,2056.6317959999838,9.4220987773064575,3612.0448150514394,9887.3139946947176,11685.434639999992,16317.665646463756,658.71760126480456,139028.07367163204,null,null,55359.789963503259,51054.725287081019,1154.9264314648524,6.832730217936394,6320.3141791162197,6822.9442766760621,15466.595441258352,585.467641656002,136771.59595097369]
[2004,9,28,2,3.061200421967019E-2,2.6014237697037229E-2,2.0566317959999835E-3,9.4220987773064574E-6,2.802970729125566E-3,7.1265602538636607E-3,1.149782303999999E-2,1.323257870942162E-2,6.5871760126480451E-4,9.4010946145160354E-2,30612.004219670191,26014.237697037228,2056.6317959999838,9.4220987773064575,2802.9707291255659,7126.5602538636604,11497.82303999999,13232.578709421621,658.71760126480456,94010.946145160357,null,null,30056.321054464286,35005.200325864265,1154.9264314648524,6.832730217936394,4555.5445943143941,6713.4007695756663,12542.415439648736,585.467641656002,90620.108987206127]
[2004,9,28,13,3.8487865343007341E-2,4.1579397641677368E-2,0,0,3.6636283690195596E-3,1.0360298512570445E-2,1.434787903999999E-2,1.9717713688546894E-2,0,0.12815678259482158,38487.865343007339,41579.397641677366,0,0,3663.6283690195596,10360.298512570445,14347.879039999991,19717.713688546894,0,128156.78259482158,null,null,37789.215928145495,54958.175178927944,0,0,6622.6622947355327,8377.5043200625387,18689.309320013355,0,126436.86704188486]
[2004,9,28,16,4.2802044218744582E-2,4.0528064903224595E-2,0,0,3.6966118345249351E-3,1.0019142761562936E-2,1.443666135999999E-2,2.0876683559288307E-2,0,0.13235920863734535,42802.044218744581,40528.064903224593,0,0,3696.6118345249351,10019.142761562936,14436.661359999989,20876.683559288307,0,132359.20863734535,null,null,42025.081846791421,53721.153196296975,0,0,6404.583701142089,8429.342941455403,19787.831529484509,0,130367.9932151704]
[2004,9,28,22,5.4036760633283304E-2,3.191619968788819E-2,2.0566317959999835E-3,9.4220987773064574E-6,3.047223265852102E-3,9.1626099225956496E-3,1.1923075999999991E-2,1.4423355967544904E-2,6.5871760126480451E-4,0.12723399697320623,54036.760633283302,31916.199687888191,2056.6317959999838,9.4220987773064575,3047.223265852102,9162.6099225956496,11923.07599999999,14423.355967544903,658.71760126480456,127233.99697320623,null,null,53055.860527210469,42471.207011933686,1154.9264314648524,6.832730217936394,5857.0581901784044,6961.6993856698946,13671.086078640223,585.467641656002,123764.13799697146]
[2004,9,29,7,5.0832213834077544E-2,3.2575407621930168E-2,3.7721557199999704E-4,1.728147151393237E-6,3.041673244102254E-3,9.1397956374174496E-3,9.9561272799999923E-3,1.4839315793464956E-2,1.2081819275129559E-4,0.12088429532289506,50832.213834077542,32575.407621930168,377.21557199999705,1.7281471513932369,3041.6732441022541,9139.7956374174501,9956.1272799999915,14839.315793464955,120.8181927512956,120884.29532289504,null,null,49909.484133825077,43265.226537558468,211.82996164420535,1.2532200671473828,5842.4745074739258,5813.2284964741712,14065.350950020027,107.38310657468794,119216.23091363772]
[2004,9,29,15,4.0627043625582594E-2,4.0009900000939548E-2,0,0,3.3903542118597662E-3,1.0333242636727588E-2,1.3357330799999989E-2,2.1075883534091993E-2,0,0.12879375480920147,40627.043625582592,40009.900000939546,0,0,3390.3542118597661,10333.242636727589,13357.330799999989,21075.883534091994,0,128793.75480920149,null,null,39889.56286369521,52719.700341729833,0,0,6605.3672401019121,7799.1385465084313,19976.64195672017,0,126990.41094875555]
[2004,9,29,24,3.8597070920534902E-2,2.9644481443495307E-2,2.0566317959999835E-3,9.4220987773064574E-6,2.8598028620873844E-3,7.676225527197475E-3,1.1908313119999991E-2,1.4463700961015605E-2,6.5871760126480451E-4,0.10787436633037274,38597.070920534905,29644.481443495308,2056.6317959999838,9.4220987773064575,2859.8028620873843,7676.2255271974745,11908.313119999992,14463.700961015606,658.71760126480456,107874.36633037275,null,null,37896.439155855544,39484.011315015363,1154.9264314648524,6.832730217936394,4906.9097095199586,6953.0795687177333,13709.326823708239,585.467641656002,104696.99337615562]
[2004,9,30,5,3.150669484472568E-2,2.7323754754335832E-2,2.0566317959999835E-3,9.4220987773064574E-6,2.8898359122692951E-3,7.609544344017052E-3,1.1147614719999992E-2,1.4499162925851935E-2,6.5871760126480451E-4,9.7701378997241878E-2,31506.69484472568,27323.754754335831,2056.6317959999838,9.4220987773064575,2889.835912269295,7609.544344017052,11147.614719999992,14499.162925851935,658.71760126480456,97701.378997241889,null,null,30934.770844230352,36701.431249251866,1154.9264314648524,6.832730217936394,4864.2847835024768,6508.9195563215972,13742.939221189525,585.467641656002,94499.572457834583]
[2004,9,30,17,5.1497208755138114E-2,3.9754718408951964E-2,0,0,3.4609172882718899E-3,9.8465254261401146E-3,1.424494895999999E-2,2.1047498693985717E-2,0,0.13985181753248779,51497.208755138112,39754.718408951965,0,0,3460.9172882718899,9846.5254261401151,14244.948959999989,21047.498693985719,0,139851.8175324878,null,null,50562.407761548267,52495.438226329534,0,0,6294.2407107991585,8317.4050407571849,19949.737566833759,0,137619.22930626792]
[2004,10,1,2,2.6824721435093863E-2,2.4685645489448009E-2,2.0705829740000105E-3,9.4860136586339945E-6,2.9054968303935239E-3,6.8906488256420366E-3,1.1447383200000006E-2,1.3097847785491609E-2,6.6318601730547364E-4,8.8594998571033173E-2,26824.721435093863,24685.645489448008,2070.5829740000104,9.4860136586339951,2905.4968303935239,6890.6488256420362,11447.383200000006,13097.847785491609,663.18601730547368,88594.998571033168,null,null,26337.786767051399,33515.857949953803,1162.7608840166606,6.8790800972302018,4404.7418236524391,6683.9497283224546,12414.711591622898,589.43916601825561,85116.126990735123]
[2004,10,1,4,2.4922631258768216E-2,2.4627642466728793E-2,2.0705829740000105E-3,9.4860136586339945E-6,2.9318420922267462E-3,6.8226802001405337E-3,1.1051656000000009E-2,1.3268230281024676E-2,6.6318601730547364E-4,8.6367937303853101E-2,24922.631258768215,24627.642466728794,2070.5829740000104,9.4860136586339951,2931.8420922267464,6822.680200140534,11051.656000000008,13268.230281024677,663.18601730547368,86367.93730385309,null,null,24470.224205517094,33477.402238168885,1162.7608840166606,6.8790800972302018,4361.2939198311697,6452.8907461325525,12576.207554696088,589.43916601825561,83097.09779447793]
[2004,10,1,11,4.1002080683606119E-2,4.2412943221047314E-2,0,0,3.4635045852868043E-3,1.0065606877080309E-2,1.3597227600000008E-2,1.5913576942174771E-2,0,0.12645493990919532,41002.080683606117,42412.943221047317,0,0,3463.5045852868043,10065.606877080309,13597.227600000007,15913.576942174772,0,126454.93990919534,null,null,40257.792076731632,55727.613235492725,0,0,6434.2851760099966,7939.2105719810779,15083.582536898812,0,125442.48359711425]
[2004,10,1,18,5.5707548436502066E-2,3.8629704963483502E-2,1.3803607400000067E-4,6.3238812440279083E-7,3.5645205584391142E-3,9.245578792702866E-3,1.207439552000001E-2,1.5069379218271018E-2,4.421150724701343E-5,0.13447400745876997,{"$f":"E6596*1000000*O$8826","v":55707.548436502067},{"$f":"F6596*1000000*P$8826","v":38629.704963483506},{"$f":"G6596*1000000*Q$8826","v":138.03607400000067},{"$f":"H6596*1000000*R$8826","v":0.6323881244027908},{"$f":"I6596*1000000*S$8826","v":3564.5205584391142},{"$f":"J6596*1000000*T$8826","v":9245.5787927028668},{"$f":"K6596*1000000*U$8826","v":12074.395520000009},{"$f":"L6596*1000000*V$8826","v":15069.379218271019},{"$f":"M6596*1000000*W$8826","v":44.211507247013429},{"$f":"SUM(O6596:W6596)","v":134474.00745877001},null,null,{"$f":"O6596*AA$8826","v":54696.319422585831},{"$f":"(P6596+S6596)*AB$8826","v":51254.698066056597},{"$f":"Q6596*AC$8826","v":77.515824985446415},{"$f":"R6596*AD$8826","v":0.45859606752141441},{"$f":"T6596*AE$8826","v":5910.0947708357262},{"$f":"U6596*AF$8826","v":7050.0525094295681},{"$f":"V6596*AG$8826","v":14283.415101743645},{"$f":"W6596*AH$8826","v":39.295149897718701},{"$f":"SUM(AA6596:AH6596)","v":133311.84944160204}]
[2004,10,2,4,2.4225403842049919E-2,2.1846557275363637E-2,2.0705829740000105E-3,9.4860136586339945E-6,3.0272269207443116E-3,6.58838686469363E-3,8.7656650400000074E-3,1.1225088676919374E-2,6.6318601730547364E-4,7.8421583624734989E-2,24225.40384204992,21846.557275363637,2070.5829740000104,9.4860136586339951,3027.2269207443114,6588.3868646936298,8765.6650400000071,11225.088676919375,663.18601730547368,78421.583624735009,null,null,23785.6531812065,30214.994657725645,1162.7608840166606,6.8790800972302018,4211.5254902160013,5118.1360350262112,10639.628799833037,589.43916601825561,75729.017294139529]
[2004,10,2,13,5.1070598270297154E-2,3.4671526749251794E-2,0,0,3.656072451759028E-3,8.5922207920598355E-3,7.4769886400000056E-3,1.572025810617712E-2,0,0.12118766500954493,51070.598270297152,34671.526749251796,0,0,3656.0724517590279,8592.2207920598357,7476.9886400000059,15720.25810617712,0,121187.66500954494,null,null,50143.541306233281,46557.781315928485,0,0,5492.4456663651981,4365.6978469103833,14900.346509618241,0,121459.81264505559]
[2004,10,2,17,5.4112581578158625E-2,3.4046711143792818E-2,0,0,3.6156828694408486E-3,8.0026010894611033E-3,7.1872671200000054E-3,1.6317998202890625E-2,0,0.12328284200374402,54112.581578158628,34046.711143792818,0,0,3615.6828694408487,8002.6010894611036,7187.267120000005,16317.998202890625,0,123282.84200374402,null,null,53130.305135458664,45749.73493920856,0,0,5115.5402936198152,4196.5339392241995,15466.910652749213,0,123659.02496026046]
[2004,10,3,6,2.5311215636212206E-2,2.3498419069165586E-2,2.0705829740000105E-3,9.4860136586339945E-6,2.9952164879505426E-3,7.5421546377861196E-3,5.9412390400000051E-3,1.2574368198970332E-2,6.6318601730547364E-4,8.0605868075048895E-2,25311.215636212204,23498.419069165586,2070.5829740000104,9.4860136586339951,2995.2164879505426,7542.1546377861196,5941.2390400000049,12574.368198970333,663.18601730547368,80605.8680750489,null,null,24851.754820807579,32182.680789972066,1162.7608840166606,6.8790800972302018,4821.2069449665132,3468.9974445257299,11918.534800046316,589.43916601825561,79002.253930450344]
[2004,10,3,14,5.214702348281431E-2,3.6027795709985044E-2,0,0,3.6051864151138489E-3,8.9369143872413282E-3,6.2975985600000053E-3,1.6571115719917387E-2,0,0.12358563427507191,52147.023482814307,36027.795709985046,0,0,3605.1864151138489,8936.9143872413279,6297.5985600000049,16571.115719917387,0,123585.63427507192,null,null,51200.426753731896,48143.472410079688,0,0,5712.7857727120881,3677.0702481765347,15706.826478932178,0,124440.58166363239]
[2004,10,3,15,5.0727219264865855E-2,3.7348836651744405E-2,0,0,3.5500097861563343E-3,8.8572260844552997E-3,6.2264496800000036E-3,1.841032081091741E-2,0,0.12512006227813932,50727.219264865853,37348.836651744408,0,0,3550.0097861563345,8857.2260844553002,6226.4496800000034,18410.320810917412,0,125120.06227813932,null,null,49806.395474273217,49681.158961798588,0,0,5661.8462445168188,3635.5275192543077,17450.105308901635,0,126235.03350874456]
[2004,10,3,24,3.5432796732177391E-2,2.5063869086474042E-2,2.0705829740000105E-3,9.4860136586339945E-6,2.8105178310131062E-3,8.1763292724195882E-3,1.0851742000000008E-2,1.2001114896417933E-2,6.6318601730547364E-4,9.7079624823466173E-2,35432.79673217739,25063.869086474042,2070.5829740000104,9.4860136586339951,2810.5178310131064,8176.3292724195881,10851.742000000007,12001.114896417934,663.18601730547368,97079.624823466191,null,null,34789.604326383131,33859.924374958449,1162.7608840166606,6.8790800972302018,5226.5933762521427,6336.1640582386881,11375.180308782754,589.43916601825561,93346.545574747332]
[2004,10,4,13,4.6513937179602768E-2,4.8399405685973E-2,0,0,3.7854452430640204E-3,1.0144957745527842E-2,1.4298054320000012E-2,2.0616574521351592E-2,0,0.14375837469551925,46513.93717960277,48399.405685972997,0,0,3785.4452430640204,10144.957745527841,14298.054320000012,20616.574521351591,0,143758.37469551925,null,null,45669.594821203973,63390.635683081244,0,0,6485.0090044676781,8348.4124378490033,19541.288834742267,0,143434.94078134416]
[2004,10,4,17,5.656980357963827E-2,4.6347454780475125E-2,0,0,3.8503510963873405E-3,9.6858190661078623E-3,1.3585745360000009E-2,2.2054846640728813E-2,0,0.15209402052333743,56569.803579638268,46347.454780475127,0,0,3850.3510963873405,9685.8190661078625,13585.745360000008,22054.846640728814,0,152094.02052333741,null,null,55542.922514202808,60976.907431571024,0,0,6191.5116292173452,7932.506269907175,20904.54590145815,0,151548.39374635651]
[2004,10,5,3,2.5143889957281774E-2,2.4289179283979907E-2,2.0705829740000105E-3,9.4860136586339945E-6,2.8211496324809741E-3,6.9401617167597959E-3,1.1771756480000008E-2,1.3495501713158903E-2,6.6318601730547364E-4,8.7204893788625476E-2,25143.889957281775,24289.179283979905,2070.5829740000104,9.4860136586339951,2821.1496324809741,6940.161716759796,11771.756480000007,13495.501713158903,663.18601730547368,87204.893788625472,null,null,24687.466514478467,32931.798270896907,1162.7608840166606,6.8790800972302018,4436.3921816716675,6873.346261910242,12791.625333950393,589.43916601825561,83479.707693039818]
[2004,10,5,10,4.1273518818955711E-2,4.3935879438535205E-2,0,0,3.5792328502717644E-3,1.041228896894815E-2,1.2636205120000009E-2,1.9038820996813512E-2,0,0.13087594619352433,41273.518818955708,43935.879438535208,0,0,3579.2328502717642,10412.288968948149,12636.20512000001,19038.820996813512,0,130875.94619352435,null,null,40524.302942336777,57718.152278260051,0,0,6655.8963984364,7378.0844323312976,18045.825206625934,0,130322.26125799045]
[2004,10,5,19,6.0774697901973353E-2,4.0966622566634713E-2,2.0705829740000105E-3,9.4860136586339945E-6,3.6697512166903173E-3,9.7050897618549056E-3,1.4016124320000012E-2,1.7496824562684664E-2,6.6318601730547364E-4,0.14937236533480208,60774.697901973355,40966.622566634709,2070.5829740000104,9.4860136586339951,3669.7512166903175,9705.0897618549061,14016.124320000012,17496.824562684666,663.18601730547368,149372.36533480207,null,null,59671.487662870459,54221.254987588203,1162.7608840166606,6.8790800972302018,6203.8301266006411,8183.7978779986834,16584.25370888524,589.43916601825561,146623.70349407537]
[2004,10,6,2,2.5852292669958619E-2,2.3872946998895597E-2,2.0705829740000105E-3,9.4860136586339945E-6,2.8321150860312586E-3,7.1492090933390467E-3,1.1530424400000008E-2,1.2888021229211385E-2,6.6318601730547364E-4,8.6868264482400023E-2,25852.292669958621,23872.946998895597,2070.5829740000104,9.4860136586339951,2832.1150860312587,7149.2090933390464,11530.424400000007,12888.021229211385,663.18601730547368,86868.264482400031,null,null,25383.009975640911,32439.507469738077,1162.7608840166606,6.8790800972302018,4570.022518384937,6732.4361986783679,12215.828826824862,589.43916601825561,83099.884119399299]
[2004,10,6,4,2.4016851648320636E-2,2.3683357775740405E-2,2.0705829740000105E-3,9.4860136586339945E-6,2.806460722374878E-3,7.084529463466176E-3,1.157778864000001E-2,1.3046164512967785E-2,6.6318601730547364E-4,8.4958407767834004E-2,24016.851648320637,23683.357775740405,2070.5829740000104,9.4860136586339951,2806.4607223748781,7084.5294634661759,11577.78864000001,13046.164512967785,663.18601730547368,84958.407767834025,null,null,23580.886722716587,32178.044084257752,1162.7608840166606,6.8790800972302018,4528.6770546922862,6760.0914447332234,12365.723930977974,589.43916601825561,81172.502367509966]
[2004,10,6,16,4.7768010526269521E-2,4.3444219333182488E-2,0,0,3.7350480694954237E-3,1.0143587957625712E-2,1.4353825200000012E-2,1.959951145970399E-2,0,0.13904420254627717,47768.010526269522,43444.219333182489,0,0,3735.0480694954235,10143.587957625712,14353.825200000012,19599.51145970399,0,139044.20254627714,null,null,46900.903652301102,57310.1905720633,0,0,6484.1333885112263,8380.9761907793945,18577.272090339855,0,137653.47589399488]
[2004,10,6,21,5.7312115480844784E-2,3.4434059285962652E-2,2.0705829740000105E-3,9.4860136586339945E-6,3.4387055803819754E-3,9.1153733063209594E-3,1.4156781760000011E-2,1.5052132428662603E-2,6.6318601730547364E-4,0.13625242284713712,57312.115480844783,34434.059285962656,2070.5829740000104,9.4860136586339951,3438.7055803819753,9115.3733063209602,14156.781760000011,15052.132428662602,663.18601730547368,136252.42284713712,null,null,56271.759628725238,46005.279256582013,1162.7608840166606,6.8790800972302018,5826.8629060219,8265.925578404007,14267.067842073468,589.43916601825561,132395.97434193877]
[2004,10,7,6,3.2441315217904471E-2,3.0086539365133589E-2,2.0705829740000105E-3,9.4860136586339945E-6,3.0369582073116806E-3,8.0832956499343623E-3,1.2822586480000009E-2,1.580562577590823E-2,6.6318601730547364E-4,0.10501957570115644,32441.31521790447,30086.539365133591,2070.5829740000104,9.4860136586339951,3036.9582073116808,8083.2956499343627,12822.586480000009,15805.625775908231,663.18601730547368,105019.57570115647,null,null,31852.425558986157,40236.189809559568,1162.7608840166606,6.8790800972302018,5167.1230566442673,7486.9096213523453,14981.261711590172,589.43916601825561,101482.98888826466]
[2004,10,7,14,4.2887150887278951E-2,4.7211411352641286E-2,0,0,3.7680295869402616E-3,1.0678352937419937E-2,1.3399979120000009E-2,1.9604342382052095E-2,0,0.13754926626633257,42887.150887278949,47211.411352641284,0,0,3768.0295869402617,10678.352937419937,13399.979120000009,19604.342382052095,0,137549.26626633253,null,null,42108.643619976508,61926.384964147001,0,0,6825.9737190703445,7824.040239925801,18581.851049315061,0,137266.8935924347]
[2004,10,7,23,4.3092533082156589E-2,2.9706757742383155E-2,2.0705829740000105E-3,9.4860136586339945E-6,2.9402545705676068E-3,8.8076373770326465E-3,8.2376870400000055E-3,1.4335725271021208E-2,6.6318601730547364E-4,0.10986385008812534,43092.533082156588,29706.757742383154,2070.5829740000104,9.4860136586339951,2940.2545705676071,8807.6373770326463,8237.6870400000062,14335.725271021207,663.18601730547368,109863.85008812531,null,null,42310.297622890379,39657.387667649666,1162.7608840166606,6.8790800972302018,5630.1474220847995,4809.8578593065195,13588.025881138172,589.43916601825561,107754.7955832017]
[2004,10,8,5,2.8624067048690537E-2,2.6429245943961489E-2,2.0705829740000105E-3,9.4860136586339945E-6,2.9480740446529148E-3,7.2842718206895165E-3,8.6184463200000058E-3,1.4399026580043521E-2,6.6318601730547364E-4,9.1046386763002085E-2,28624.067048690536,26429.24594396149,2070.5829740000104,9.4860136586339951,2948.0740446529148,7284.2718206895161,8618.4463200000064,14399.026580043521,663.18601730547368,91046.386763002098,null,null,28104.469832365125,35685.586057837201,1162.7608840166606,6.8790800972302018,4656.3593001642275,5032.1773048643709,13648.025623672571,589.43916601825561,88885.697249035627]
[2004,10,8,16,4.6812881812257047E-2,3.9945293411753145E-2,0,0,3.4855745393604582E-3,9.5390633883851352E-3,9.4422970400000073E-3,1.5614695444267378E-2,0,0.12483980563602318,46812.881812257045,39945.293411753148,0,0,3485.5745393604579,9539.0633883851351,9442.2970400000067,15614.695444267378,0,124839.80563602317,null,null,45963.112873536928,52756.887845341123,0,0,6097.7003078337557,5513.2109786669789,14800.289612949682,0,125131.20161832847]
[2004,10,8,22,5.3153627471415353E-2,3.0867375174234404E-2,2.0705829740000105E-3,9.4860136586339945E-6,3.3100257494553887E-3,8.7014560461171255E-3,5.2471786400000034E-3,1.3360263348236229E-2,6.6318601730547364E-4,0.11738318143442261,53153.627471415355,30867.375174234403,2070.5829740000104,9.4860136586339951,3310.0257494553884,8701.4560461171259,5247.1786400000037,13360.263348236229,663.18601730547368,117383.18143442261,null,null,52188.758404250118,41516.400487458544,1162.7608840166606,6.8790800972302018,5562.2726310441903,3063.7463280942143,12663.440511212002,589.43916601825561,116753.69749219123]
[2004,10,9,1,3.8743773346130904E-2,2.6928143415207249E-2,2.0705829740000105E-3,9.4860136586339945E-6,2.9169965154547924E-3,6.8564004963089561E-3,3.1898072800000021E-3,1.639737436313889E-2,6.6318601730547364E-4,9.7775750421204899E-2,38743.773346130904,26928.143415207247,2070.5829740000104,9.4860136586339951,2916.9965154547922,6856.4004963089565,3189.8072800000023,16397.37436313889,663.18601730547368,97775.750421204924,null,null,38040.478571620057,36253.862156813673,1162.7608840166606,6.8790800972302018,4382.8491031814337,1862.4790600664955,15542.146840623087,589.43916601825561,97840.894862436908]
[2004,10,9,10,5.4353902719489269E-2,3.5625531330227118E-2,0,0,3.3712425971196094E-3,8.2836404870981588E-3,2.8451350400000019E-3,1.9242426382418101E-2,0,0.12372187855635228,54353.90271948927,35625.531330227117,0,0,3371.2425971196094,8283.6404870981587,2845.1350400000019,19242.4263824181,0,123721.87855635227,null,null,53367.24570455747,47370.64962024094,0,0,5295.190428199222,1661.2302781694859,18238.81127442724,0,125933.12730559436]
[2004,10,9,18,6.858326326372545E-2,3.5475111319672591E-2,6.2117803200000313E-4,2.8458184820346079E-6,3.4253739021697601E-3,8.0200104304951024E-3,2.8482106400000017E-3,1.990393198749156E-2,1.9895681083666246E-4,0.13907888220487316,{"$f":"E6788*1000000*O$8826","v":68583.263263725443},{"$f":"F6788*1000000*P$8826","v":35475.111319672593},{"$f":"G6788*1000000*Q$8826","v":621.1780320000031},{"$f":"H6788*1000000*R$8826","v":2.8458184820346077},{"$f":"I6788*1000000*S$8826","v":3425.3739021697602},{"$f":"J6788*1000000*T$8826","v":8020.0104304951028},{"$f":"K6788*1000000*U$8826","v":2848.2106400000016},{"$f":"L6788*1000000*V$8826","v":19903.93198749156},{"$f":"M6788*1000000*W$8826","v":198.95681083666247},{"$f":"SUM(O6788:W6788)","v":139078.88220487314},null,null,{"$f":"O6788*AA$8826","v":67338.308358549766},{"$f":"(P6788+S6788)*AB$8826","v":47253.684597971871},{"$f":"Q6788*AC$8826","v":348.83002839762048},{"$f":"R6788*AD$8826","v":2.0637344604997341},{"$f":"T6788*AE$8826","v":5126.6689484845529},{"$f":"U6788*AF$8826","v":1663.0260733678529},{"$f":"V6788*AG$8826","v":18865.815148477894},{"$f":"W6788*AH$8826","v":176.83264362191224},{"$f":"SUM(AA6788:AH6788)","v":140775.22953333196}]
[2004,10,10,3,2.6210641560846064E-2,2.0581735456056179E-2,2.0705829740000105E-3,9.4860136586339945E-6,2.7387168551289329E-3,6.4629846105122221E-3,2.8373435200000022E-3,1.158020447395593E-2,6.6318601730547364E-4,7.3154881481463443E-2,26210.641560846063,20581.73545605618,2070.5829740000104,9.4860136586339951,2738.7168551289328,6462.9846105122224,2837.3435200000022,11580.20447395593,663.18601730547368,73154.881481463453,null,null,25734.853952818441,28328.111896558883,1162.7608840166606,6.8790800972302018,4131.3640180890752,1656.6809303336227,10976.223046005418,589.43916601825561,72586.312973937573]
[2004,10,10,11,5.1365647285965481E-2,3.0053923775502506E-2,0,0,3.3137497215615912E-3,7.7851794087915897E-3,2.8229907200000019E-3,1.4857269074712428E-2,0,0.1101987599865336,51365.647285965482,30053.923775502506,0,0,3313.7497215615913,7785.1794087915896,2822.9907200000021,14857.269074712429,0,110198.75998653359,null,null,50433.234456609651,40532.798246769431,0,0,4976.556811157323,1648.3005527412427,14082.36785329001,0,111673.25792056766]
[2004,10,10,20,6.4306906901530264E-2,2.9014687584298673E-2,2.0705829740000105E-3,9.4860136586339945E-6,3.0898058525413866E-3,7.6574934035687822E-3,3.0282357600000024E-3,1.5008533990551003E-2,6.6318601730547364E-4,0.12484891849745422,64306.906901530267,29014.687584298674,2070.5829740000104,9.4860136586339951,3089.8058525413867,7657.493403568782,3028.2357600000023,15008.533990551003,663.18601730547368,124848.91849745421,null,null,63139.578381802632,38998.372343959396,1162.7608840166606,6.8790800972302018,4894.9354861222882,1768.1399523122759,14225.743340226663,589.43916601825561,124785.84863455541]
[2004,10,11,5,2.8643129808663188E-2,2.6501963943963404E-2,2.0705829740000105E-3,9.4860136586339945E-6,2.8533701672222959E-3,7.431647609824679E-3,2.9991200800000024E-3,1.5736591599147233E-2,6.6318601730547364E-4,8.6909078213784907E-2,28643.129808663187,26501.963943963405,2070.5829740000104,9.4860136586339951,2853.370167222296,7431.6476098246794,2999.1200800000024,15736.591599147234,663.18601730547368,86909.078213784931,null,null,28123.186556360415,35658.879097456091,1162.7608840166606,6.8790800972302018,4750.5670182795029,1751.1397577677337,14915.828106887404,589.43916601825561,86958.679666883283]
[2004,10,11,10,4.4981731299543609E-2,4.2308944636962491E-2,0,0,3.4493427193127133E-3,1.017653224438444E-2,4.593716160000004E-3,1.9119745771149273E-2,0,0.12463001283135255,44981.731299543608,42308.944636962493,0,0,3449.3427193127131,10176.53224438444,4593.7161600000036,19119.745771149272,0,124630.01283135252,null,null,44165.202246247893,55584.07989375684,0,0,6505.1925197205492,2682.1997082811449,18122.529238498137,0,127059.20360650457]
[2004,10,11,14,4.7547809134698374E-2,4.3733212700060448E-2,0,0,3.5345601056321774E-3,1.0610862647396458E-2,5.875011120000005E-3,1.8990424730451282E-2,0,0.13029188043823875,47547.809134698371,43733.212700060445,0,0,3534.5601056321775,10610.862647396458,5875.0111200000047,18990.424730451283,0,130291.88043823873,null,null,46684.699457560739,57417.700963654126,0,0,6782.8315838840899,3430.3279879208912,17999.953113833406,0,132315.51310685326]
[2004,10,11,24,3.1159427124758169E-2,2.4540632487371136E-2,2.0705829740000105E-3,9.4860136586339945E-6,2.930034602882616E-3,7.679486792786099E-3,1.129401328000001E-2,1.0659626712629277E-2,6.6318601730547364E-4,9.1006476005391426E-2,31159.427124758167,24540.632487371135,2070.5829740000104,9.4860136586339951,2930.0346028826161,7679.4867927860987,11294.01328000001,10659.626712629277,663.18601730547368,91006.476005391436,null,null,30593.806887466992,33369.51277023834,1162.7608840166606,6.8790800972302018,4908.9944236448164,6594.3994077638827,10103.659278911426,589.43916601825561,87329.451898157597]
[2004,10,12,7,4.0246555026987055E-2,3.3429005426412833E-2,8.9741763600000469E-4,4.1113619012087131E-6,3.0932197362506875E-3,8.6844995847992264E-3,1.2724372320000009E-2,1.5754520790143164E-2,2.8743345973177757E-4,0.11512113534222597,40246.555026987058,33429.005426412834,897.41763600000468,4.1113619012087135,3093.2197362506877,8684.4995847992268,12724.372320000008,15754.520790143164,287.43345973177759,115121.13534222596,null,null,39515.981068955938,44364.734753580487,503.95571530836992,2.9814829331784987,5551.4334726081725,7429.5638946844874,14932.822176365913,255.47061362724912,112556.94317806378]
[2004,10,12,16,4.990983004798652E-2,4.2949966751967918E-2,0,0,3.4724702795236326E-3,9.8422517524204625E-3,1.3927342000000011E-2,1.958884360836061E-2,0,0.13969070444025913,49909.830047986521,42949.966751967921,0,0,3472.4702795236326,9842.2517524204632,13927.342000000011,19588.84360836061,0,139690.70444025917,null,null,49003.843882006156,56390.844105039658,0,0,6291.5088302680333,8131.9592566058191,18567.160635397078,0,138385.31670931674]
[2004,10,12,23,4.328091098532004E-2,2.6578056741102613E-2,2.0705829740000105E-3,9.4860136586339945E-6,2.9852327333240824E-3,8.4737686824942204E-3,1.1460095680000008E-2,1.1407078666465764E-2,6.6318601730547364E-4,0.10692839849367083,43280.910985320043,26578.056741102613,2070.5829740000104,9.4860136586339951,2985.2327333240823,8473.7686824942211,11460.095680000008,11407.078666465764,663.18601730547368,106928.39849367084,null,null,42495.256003805844,35911.489240723124,1162.7608840166606,6.8790800972302018,5416.726967835396,6691.3723484757065,10812.126852168289,589.43916601825561,103086.05054314052]
[2004,10,13,9,4.718199520256762E-2,3.9193247661633727E-2,0,0,3.3808056929535593E-3,9.6584625976653699E-3,1.1968799920000009E-2,1.7742704966068494E-2,0,0.12912601604088877,47181.995202567618,39193.24766163373,0,0,3380.8056929535592,9658.4625976653697,11968.799920000009,17742.704966068493,0,129126.01604088876,null,null,46325.525947998336,51716.087287911076,0,0,6174.0244253639621,6988.3968742856305,16817.309883001373,0,128021.34441856039]
[2004,10,13,13,4.6289136262150574E-2,4.3114152006623455E-2,0,0,3.4248748190648399E-3,1.014728020643212E-2,1.4213372800000011E-2,1.9470127140158153E-2,0,0.13665894323442915,46289.136262150576,43114.152006623452,0,0,3424.8748190648398,10147.28020643212,14213.37280000001,19470.127140158154,0,136658.94323442914,null,null,45448.874593289605,56532.469520015758,0,0,6486.4936020633077,8298.9682100539612,18454.635987222275,0,135221.44191264489]
[2004,10,13,18,6.1771945047545657E-2,3.9480892747053548E-2,8.627437780000045E-4,3.9525096867765001E-6,3.4819098252227196E-3,1.0014622847147776E-2,1.314162872000001E-2,1.6147449489232295E-2,2.7632778655645298E-4,0.14518147275044527,61771.945047545654,39480.892747053549,862.74377800000445,3.9525096867765002,3481.9098252227195,10014.622847147777,13141.62872000001,16147.449489232295,276.32778655645296,145181.47275044525,null,null,60650.632320073571,52188.313606313619,484.48419144933706,2.866286271437771,6401.6944150142435,7673.1934432629623,15305.257140884783,245.59990078994963,142952.04130405988]
[2004,10,14,3,2.6847387279161736E-2,2.3083585805929278E-2,2.0705829740000105E-3,9.4860136586339945E-6,2.84398705912777E-3,7.1548119591761869E-3,1.1618796640000009E-2,1.1541878743847709E-2,6.6318601730547364E-4,8.5833702492206815E-2,26847.387279161736,23083.585805929277,2070.5829740000104,9.4860136586339951,2843.98705912777,7154.811959176187,11618.796640000008,11541.87874384771,663.18601730547368,85833.702492206823,null,null,26360.041170303986,31495.066027310451,1162.7608840166606,6.8790800972302018,4573.6040646383653,6784.0353807114507,10939.896246853043,589.43916601825561,81911.722019949433]
[2004,10,14,11,4.8287652248131835E-2,4.2497726391419396E-2,0,0,3.3717349780694474E-3,1.0029258774379083E-2,1.4179746240000011E-2,1.8702072129934844E-2,0,0.13706819076193463,48287.652248131832,42497.726391419397,0,0,3371.7349780694476,10029.258774379083,14179.746240000011,18702.072129934844,0,137068.19076193462,null,null,47411.112598880049,55719.126583429963,0,0,6411.0502075433542,8279.3341825518146,17726.639938208373,0,135547.26351061356]
[2004,10,14,20,6.6601120464121602E-2,4.0122964358657982E-2,2.0705829740000105E-3,9.4860136586339945E-6,3.4731625423926864E-3,9.2334958519998643E-3,1.2142263760000009E-2,1.7649218573358594E-2,6.6318601730547364E-4,0.15196548055549489,66601.120464121603,40122.964358657984,2070.5829740000104,9.4860136586339951,3473.1625423926866,9233.4958519998636,12142.263760000009,17649.218573358594,663.18601730547368,151965.48055549484,null,null,65392.146325735004,52957.633266710145,1162.7608840166606,6.8790800972302018,5902.3709358799852,7089.6797234735359,16728.699401169371,589.43916601825561,149829.60878310018]
[2004,10,15,2,3.0613001536471115E-2,2.5967616796986705E-2,2.0705829740000105E-3,9.4860136586339945E-6,2.8074653481278515E-3,7.2094697590567094E-3,1.159050112000001E-2,1.4323856177773753E-2,6.6318601730547364E-4,9.5255165743380263E-2,{"$f":"E6916*1000000*O$8826","v":30613.001536471114},{"$f":"F6916*1000000*P$8826","v":25967.616796986706},{"$f":"G6916*1000000*Q$8826","v":2070.5829740000104},{"$f":"H6916*1000000*R$8826","v":9.4860136586339951},{"$f":"I6916*1000000*S$8826","v":2807.4653481278515},{"$f":"J6916*1000000*T$8826","v":7209.4697590567093},{"$f":"K6916*1000000*U$8826","v":11590.50112000001},{"$f":"L6916*1000000*V$8826","v":14323.856177773754},{"$f":"M6916*1000000*W$8826","v":663.18601730547368},{"$f":"SUM(O6916:W6916)","v":95255.165743380276},null,null,{"$f":"O6916*AA$8826","v":30057.300267512426},{"$f":"(P6916+S6916)*AB$8826","v":34954.028162160219},{"$f":"Q6916*AC$8826","v":1162.7608840166606},{"$f":"R6916*AD$8826","v":6.8790800972302018},{"$f":"T6916*AE$8826","v":4608.5432268587138},{"$f":"U6916*AF$8826","v":6767.5140648864744},{"$f":"V6916*AG$8826","v":13576.775836708397},{"$f":"W6916*AH$8826","v":589.43916601825561},{"$f":"SUM(AA6916:AH6916)","v":91723.240688258404}]
[2004,10,15,13,4.6704267713486555E-2,4.1371264842379692E-2,0,0,3.3827598715471573E-3,1.0672938982050578E-2,1.3441192160000009E-2,1.6866680679204084E-2,0,0.13243910424866806,46704.267713486552,41371.264842379693,0,0,3382.7598715471572,10672.938982050578,13441.19216000001,16866.680679204084,0,132439.10424866807,null,null,45856.470387789799,54364.169399467952,0,0,6822.5129309428085,7848.1038955839203,15986.975842875667,0,130878.23245666013]
[2004,10,15,16,5.0380767152704439E-2,3.9902389301312811E-2,0,0,3.3980184648352385E-3,9.7237295498497495E-3,1.384327560000001E-2,1.6694503046223219E-2,0,0.13394268311492546,50380.767152704437,39902.389301312811,0,0,3398.0184648352383,9723.7295498497497,13843.27560000001,16694.503046223221,0,133942.68311492546,null,null,49466.232320028328,52598.413615577687,0,0,6215.7453258572586,8082.8741878504497,15823.778370207414,0,132187.04381952115]
[2004,10,16,6,3.4136926783741521E-2,2.6666173644891503E-2,2.0705829740000105E-3,9.4860136586339945E-6,3.0265101237419482E-3,7.1241993780461164E-3,8.0283412000000057E-3,1.5992928590213337E-2,6.6318601730547364E-4,9.7718334725598557E-2,34136.926783741525,26666.173644891503,2070.5829740000104,9.4860136586339951,3026.5101237419481,7124.1993780461162,8028.3412000000053,15992.928590213336,663.18601730547368,97718.334725598572,null,null,33517.257604635546,36068.668698314825,1162.7608840166606,6.8790800972302018,4554.0354405732705,4687.6240661376632,15158.795491030862,589.43916601825561,95745.460430824314]
[2004,10,16,7,3.8652994292890187E-2,2.8577922810549147E-2,1.0699705780000054E-3,4.9018830178232255E-6,3.2038256441837697E-3,7.7384442312569135E-3,7.0302064800000048E-3,1.6366303543870163E-2,3.4270035790309533E-4,0.10298726982167114,38652.994292890187,28577.922810549146,1069.9705780000054,4.9018830178232253,3203.8256441837698,7738.4442312569136,7030.2064800000044,16366.303543870163,342.70035790309532,102987.26982167113,null,null,37951.347381461979,38606.323517239216,600.8549045217336,3.5547540959069504,4946.6820640425431,4104.828664427584,15512.696562496938,304.59178554048651,102030.87963382638]
[2004,10,16,15,5.5105085866778251E-2,3.3436836652546632E-2,0,0,3.4934046580450146E-3,8.3408152312839292E-3,8.1521853600000065E-3,1.5757801221901555E-2,0,0.12428612899055538,55105.085866778252,33436.836652546634,0,0,3493.4046580450145,8340.8152312839284,8152.1853600000068,15757.801221901555,0,124286.12899055537,null,null,54104.7930302276,44860.365238781982,0,0,5331.738508553357,4759.9347527919144,14935.931512712114,0,123992.76304306697]
[2004,10,16,24,4.4285826637146301E-2,2.7050241480116193E-2,2.0705829740000105E-3,9.4860136586339945E-6,2.7260887515678785E-3,7.2923351597814967E-3,6.1130625600000045E-3,1.5938967026232431E-2,6.6318601730547364E-4,0.10614977661980841,44285.826637146303,27050.241480116194,2070.5829740000104,9.4860136586339951,2726.0887515678783,7292.3351597814963,6113.0625600000049,15938.967026232431,663.18601730547368,106149.77661980843,null,null,43481.929965014118,36170.276777499159,1162.7608840166606,6.8790800972302018,4661.5136662965679,3569.322536274507,15107.648366340811,589.43916601825561,104749.77044155732]
[2004,10,17,12,5.681435956803757E-2,3.3686980685458452E-2,0,0,3.341799271681275E-3,8.5811461024062549E-3,6.7948205600000047E-3,1.787847890415218E-2,0,0.12709758509173572,56814.359568037573,33686.980685458453,0,0,3341.7992716812751,8581.1461024062555,6794.8205600000047,17878.47890415218,0,127097.58509173573,null,null,55783.039209940041,44980.063337613909,0,0,5485.3663404649187,3967.3904719125535,16946.002345348887,0,127161.8617052803]
[2004,10,17,17,6.7660482085321716E-2,3.4809867088746928E-2,0,0,3.3680255930066592E-3,8.0885349021066703E-3,5.775976800000005E-3,1.9399417258467059E-2,0,0.13910230372764903,67660.48208532171,34809.867088746927,0,0,3368.0255930066592,8088.5349021066704,5775.9768000000049,19399.41725846706,0,139102.30372764904,null,null,66432.277928065974,46375.927937933346,0,0,5170.4721684263313,3372.5033825334699,18387.614076275568,0,139738.79549323471]
[2004,10,18,2,2.8077762094116047E-2,2.2504432998331263E-2,2.0705829740000105E-3,9.4860136586339945E-6,2.6323078003165166E-3,6.8471595088442725E-3,1.118800760000001E-2,1.1734157120759392E-2,6.6318601730547364E-4,8.5727082127331614E-2,28077.762094116046,22504.432998331264,2070.5829740000104,9.4860136586339951,2632.3078003165165,6847.1595088442728,11188.00760000001,11734.157120759392,663.18601730547368,85727.082127331611,null,null,27568.081656324546,30534.416595228744,1162.7608840166606,6.8790800972302018,4376.9419433467792,6532.5043332601626,11122.146081616587,589.43916601825561,81893.169739908961]
[2004,10,18,11,4.8353761810074475E-2,4.0922163428137238E-2,0,0,3.282306606483308E-3,1.0191088938014115E-2,1.3041774240000008E-2,1.7308133156839548E-2,0,0.1330992281795487,48353.761810074473,40922.163428137239,0,0,3282.3066064833079,10191.088938014114,13041.774240000008,17308.133156839547,0,133099.22817954869,null,null,47476.022109680431,53696.607456803591,0,0,6514.4976633822207,7614.8899591559748,16405.403761798527,0,131707.42095082073]
[2004,10,18,19,6.6282694965366332E-2,3.7664386375288371E-2,2.0705829740000105E-3,9.4860136586339945E-6,3.3939226899176896E-3,9.6836110080810098E-3,1.2443262480000009E-2,1.5361176796615169E-2,6.6318601730547364E-4,0.14757230932023266,66282.694965366332,37664.38637528837,2070.5829740000104,9.4860136586339951,3393.9226899176897,9683.6110080810104,12443.262480000009,15361.176796615169,663.18601730547368,147572.30932023269,null,null,65079.501032932953,49874.863401547278,1162.7608840166606,6.8790800972302018,6190.10016191056,7265.4282135537323,14559.993577658546,589.43916601825561,144728.96551773523]
[2004,10,19,1,3.5548151090695999E-2,2.6981931792362912E-2,2.0705829740000105E-3,9.4860136586339945E-6,2.9123144687632687E-3,7.3973140579941679E-3,1.1431595120000009E-2,1.4392027074860434E-2,6.6318601730547364E-4,0.10140658860964091,35548.151090696003,26981.931792362913,2070.5829740000104,9.4860136586339951,2912.3144687632689,7397.3140579941683,11431.595120000009,14392.027074860434,663.18601730547368,101406.58860964092,null,null,34902.864719586636,36313.513213562277,1162.7608840166606,6.8790800972302018,4728.6198206310582,6674.7313129708391,13641.391187270863,589.43916601825561,98020.199384153835]
[2004,10,19,4,3.0298882401591929E-2,2.5106626419834344E-2,2.0705829740000105E-3,9.4860136586339945E-6,2.8294741943169326E-3,7.0083764438306825E-3,1.1676002800000009E-2,1.4089603857720023E-2,6.6318601730547364E-4,9.3752221122258048E-2,30298.882401591931,25106.626419834345,2070.5829740000104,9.4860136586339951,2829.4741943169324,7008.3764438306825,11676.002800000009,14089.603857720023,663.18601730547368,93752.221122258066,null,null,29748.883167490836,33934.890009472037,1162.7608840166606,6.8790800972302018,4479.9974021554108,6817.4371714010804,13354.741267307081,589.43916601825561,90095.028147958583]
[2004,10,19,13,4.7706473629060407E-2,4.2656450441955915E-2,0,0,3.4292162992334099E-3,1.037532533321147E-2,1.2324954400000008E-2,1.8491348503236756E-2,0,0.13498376860669795,47706.473629060405,42656.450441955916,0,0,3429.2162992334097,10375.325333211471,12324.954400000008,18491.348503236757,0,134983.76860669794,null,null,46840.483801123097,55981.758280295922,0,0,6632.2679598955019,7196.3499582565428,17526.906890929004,0,134177.76689050006]
[2004,10,19,24,4.2164583504512909E-2,2.9553815193864713E-2,2.0705829740000105E-3,9.4860136586339945E-6,2.8616211266583253E-3,8.1436575841122519E-3,1.1898061120000008E-2,1.5199375551884435E-2,6.6318601730547364E-4,0.11256436908599676,42164.583504512906,29553.815193864713,2070.5829740000104,9.4860136586339951,2861.6211266583255,8143.6575841122522,11898.061120000008,15199.375551884435,663.18601730547368,112564.36908599678,null,null,41399.192612324245,39376.084777872413,1162.7608840166606,6.8790800972302018,5205.708499431672,6947.0935847231858,14406.631298496721,589.43916601825561,109093.7899029804]
[2004,10,20,6,3.8844557253187327E-2,2.7691092789862603E-2,2.0705829740000105E-3,9.4860136586339945E-6,2.9990919712186933E-3,8.2303243087795356E-3,1.2277795200000011E-2,1.3783090840565839E-2,6.6318601730547364E-4,0.10656920736857813,38844.557253187326,27691.092789862603,2070.5829740000104,9.4860136586339951,2999.0919712186933,8230.3243087795363,12277.795200000011,13783.090840565839,663.18601730547368,106569.20736857812,null,null,38139.43300289067,37280.365596553725,1162.7608840166606,6.8790800972302018,5261.1088770333245,7168.814431881583,13064.214856451825,589.43916601825561,102673.0158949433]
[2004,10,20,14,4.9270898376282762E-2,4.2261236076278533E-2,0,0,3.4491377122160822E-3,1.048851466892004E-2,1.3716560880000008E-2,1.774211440409558E-2,0,0.136928462117793,49270.898376282763,42261.236076278532,0,0,3449.137712216082,10488.514668920039,13716.560880000008,17742.114404095581,0,136928.46211779298,null,null,48376.510391562755,55525.877724633348,0,0,6704.6225107661903,8008.8874256777235,16816.750122597161,0,135432.64817523718]
[2004,10,20,23,5.6044437889065157E-2,3.339460362669909E-2,2.0705829740000105E-3,9.4860136586339945E-6,2.9403029413248736E-3,8.4916790811121676E-3,1.0633784480000007E-2,1.6305803925781119E-2,6.6318601730547364E-4,0.13055386694894652,56044.437889065157,33394.603626699092,2070.5829740000104,9.4860136586339951,2940.3029413248737,8491.6790811121682,10633.784480000008,16305.80392578112,663.18601730547368,130553.86694894654,null,null,55027.093503022967,44137.192764323685,1162.7608840166606,6.8790800972302018,5428.1759160936763,6208.9020385144049,15455.352384867178,589.43916601825561,128015.79573695407]
[2004,10,21,8,5.3551220852025024E-2,3.5739312838326605E-2,0,0,3.3164930864977389E-3,9.6649605049396198E-3,1.394025952000001E-2,1.5542043502952151E-2,0,0.13175429030474115,53551.220852025021,35739.312838326601,0,0,3316.4930864977387,9664.9605049396196,13940.259520000011,15542.04350295215,0,131754.29030474112,null,null,52579.134487141651,47442.357707533105,0,0,6178.1781131604721,8139.5015964389604,14731.426933158951,0,129070.59883743314]
[2004,10,21,13,4.8967546193941405E-2,4.2791456678905174E-2,0,0,3.4313988363236995E-3,1.026094367618619E-2,1.326977872000001E-2,1.8491486665095137E-2,0,0.1372126107704516,48967.546193941402,42791.456678905175,0,0,3431.3988363236995,10260.943676186191,13269.778720000011,18491.486665095137,0,137212.61077045163,null,null,48078.66479740967,56148.405946048108,0,0,6559.1512358675609,7748.018243194927,17527.037846766394,0,136061.27806928667]
[2004,10,21,17,6.2484044317971624E-2,4.2839001437477278E-2,0,0,3.4668139032462261E-3,9.707994260104923E-3,1.3867265280000009E-2,1.9182582833582557E-2,0,0.15154770203238263,62484.044317971624,42839.00143747728,0,0,3466.8139032462259,9707.9942601049224,13867.265280000009,19182.582833582557,0,151547.70203238263,null,null,61349.8052373705,56249.179944260984,0,0,6205.6867826634143,8096.8813903977125,18182.088947860324,0,150083.64230255294]
[2004,10,22,6,3.7552444033768152E-2,3.065695051854004E-2,2.0705829740000105E-3,9.4860136586339945E-6,2.9703168294135068E-3,8.1049120016401886E-3,1.1569997120000008E-2,1.7296601289584473E-2,6.6318601730547364E-4,0.11089447679791049,37552.444033768152,30656.950518540041,2070.5829740000104,9.4860136586339951,2970.3168294135066,8104.9120016401885,11569.997120000009,17296.601289584472,663.18601730547368,110894.47679791049,null,null,36870.774816288649,40848.135340472698,1162.7608840166606,6.8790800972302018,5180.9409787068626,6755.5420968973594,16394.473354877533,589.43916601825561,107808.94571737527]
[2004,10,22,10,4.9762737892012382E-2,4.2046379072680336E-2,0,0,3.3225913804396591E-3,9.8876783059326078E-3,1.3107797120000011E-2,1.8519631375509348E-2,0,0.13664681514657434,49762.737892012381,42046.379072680335,0,0,3322.5913804396591,9887.6783059326081,13107.79712000001,18519.631375509347,0,136646.81514657434,null,null,48859.421810428386,55111.16398935506,0,0,6320.5470595004863,7653.4396960809245,17553.714631253781,0,135498.28718661863]
[2004,10,22,20,6.2072776396255781E-2,3.8650695819557622E-2,2.0705829740000105E-3,9.4860136586339945E-6,3.4184303785251458E-3,9.0421866946464122E-3,1.2044869760000009E-2,1.5988386913164555E-2,6.6318601730547364E-4,0.14396060096711366,62072.77639625578,38650.695819557623,2070.5829740000104,9.4860136586339951,3418.4303785251459,9042.1866946464124,12044.869760000009,15988.386913164555,663.18601730547368,143960.60096711363,null,null,60946.002839925684,51102.735848659147,1162.7608840166606,6.8790800972302018,5780.07948438319,7032.8128755252437,15154.49069137016,589.43916601825561,141775.20086999555]
[2004,10,23,3,3.4323170215797214E-2,2.5752939175104607E-2,2.0705829740000105E-3,9.4860136586339945E-6,2.9100537196460247E-3,6.9193260456472776E-3,7.8308876800000059E-3,1.5949312130252725E-2,6.6318601730547364E-4,9.6428943971411968E-2,34323.17021579721,25752.939175104606,2070.5829740000104,9.4860136586339951,2910.0537196460245,6919.3260456472772,7830.8876800000062,15949.312130252725,663.18601730547368,96428.943971411965,null,null,33700.120260343472,34817.869704153476,1162.7608840166606,6.8790800972302018,4423.0732977326606,4572.3340144024942,15117.453907289268,589.43916601825561,94389.930314053534]
[2004,10,23,12,5.7361137891117638E-2,3.5868851844253355E-2,0,0,3.4545615752671764E-3,9.1997835268253191E-3,8.5218724800000048E-3,1.7804503777730196E-2,0,0.13221071109519369,57361.137891117636,35868.851844253353,0,0,3454.5615752671765,9199.7835268253184,8521.8724800000055,17804.503777730195,0,132210.71109519369,null,null,56319.892161683594,47767.4292350041,0,0,5880.8208478655879,4975.7893356356417,16875.885492983256,0,131819.81707317216]
[2004,10,23,19,7.01848592957552E-2,3.4225028035923852E-2,2.0705829740000105E-3,9.4860136586339945E-6,3.3734237695176878E-3,8.3517462795276356E-3,6.8413646400000043E-3,1.684347011394987E-2,6.6318601730547364E-4,0.14256314713963836,70184.859295755203,34225.028035923853,2070.5829740000104,9.4860136586339951,3373.423769517688,8351.7462795276351,6841.3646400000043,16843.470113949868,663.18601730547368,142563.14713963837,null,null,68910.831483556743,45672.062259747727,1162.7608840166606,6.8790800972302018,5338.7260138803213,3994.5668392478424,15964.975856448216,589.43916601825561,141640.241583013]
[2004,10,23,21,6.4903915532752016E-2,3.1615824598615686E-2,2.0705829740000105E-3,9.4860136586339945E-6,3.1139829217157852E-3,8.6635003235679148E-3,6.8684299200000047E-3,1.5648365565706951E-2,6.6318601730547364E-4,0.13355727386732247,64903.915532752013,31615.824598615687,2070.5829740000104,9.4860136586339951,3113.9829217157853,8663.5003235679142,6868.429920000005,15648.36556570695,663.18601730547368,133557.27386732248,null,null,63725.74983805629,42187.426746865924,1162.7608840166606,6.8790800972302018,5538.0100161889213,4010.3698369934737,14832.203623081197,589.43916601825561,132052.83919131797]
[2004,10,24,9,5.5587532342316455E-2,3.2973793378981077E-2,0,0,3.3815315272510108E-3,8.8295766118148059E-3,5.4803091200000048E-3,1.6733561524992988E-2,0,0.12298630450535634,55587.532342316452,32973.793378981078,0,0,3381.5315272510106,8829.5766118148058,5480.3091200000044,16733.561524992987,0,122986.30450535633,null,null,54578.481915682976,44161.995583830925,0,0,5644.1717422133042,3199.8676041304429,15860.799700511106,0,123445.31654636876]
[2004,10,24,14,6.4142640560189201E-2,3.6741466973345328E-2,0,0,3.5689036768833762E-3,9.7807846190817085E-3,5.709748880000004E-3,1.7751210786502436E-2,0,0.13769475549600205,64142.640560189204,36741.466973345327,0,0,3568.9036768833762,9780.784619081709,5709.7488800000037,17751.210786502437,0,137694.75549600204,null,null,62978.293878561359,48966.318282932611,0,0,6252.2169058283916,3333.8339259286304,16825.372070718542,0,138356.03506396955]
[2004,10,24,23,6.088811704039402E-2,3.0506986549618271E-2,2.0705829740000105E-3,9.4860136586339945E-6,2.812117553549689E-3,8.2617954457142942E-3,1.0077510960000006E-2,1.3530235829224198E-2,6.6318601730547364E-4,0.1288200183834646,60888.11704039402,30506.986549618272,2070.5829740000104,9.4860136586339951,2812.1175535496891,8261.7954457142951,10077.510960000007,13530.235829224197,663.18601730547368,128820.0183834646,null,null,59782.84796498037,40473.799424333301,1162.7608840166606,6.8790800972302018,5281.2263197592656,5884.1025469697361,12824.547844610368,589.43916601825561,126005.6032307852]
[2004,10,25,8,5.0764919621695839E-2,3.5246920467847234E-2,0,0,3.2548195218401353E-3,9.3265967064193496E-3,1.412725600000001E-2,1.5913742839246951E-2,0,0.12863425515704952,50764.919621695837,35246.920467847231,0,0,3254.8195218401352,9326.5967064193501,14127.25600000001,15913.742839246952,0,128634.25515704951,null,null,49843.411476904686,46769.315795687187,0,0,5961.8842324730795,8248.6859444996826,15083.739781381932,0,125907.03723094656]
[2004,10,25,16,5.3765036156934648E-2,4.0632936235965825E-2,0,0,3.3961750992491978E-3,9.7652388343816982E-3,1.3823386720000009E-2,1.8015120797184859E-2,0,0.13939789384371623,53765.03615693465,40632.936235965826,0,0,3396.175099249198,9765.2388343816983,13823.38672000001,18015.12079718486,0,139397.89384371624,null,null,52789.068518399639,53483.593541271082,0,0,6242.2795008347111,8071.2613789010093,17075.517493266023,0,137661.72043267247]
[2004,10,25,22,6.4348728078809786E-2,3.4817648578318476E-2,2.0705829740000105E-3,9.4860136586339945E-6,3.1408864639694044E-3,9.0390448231457456E-3,1.2505389600000008E-2,1.6196987420821655E-2,6.6318601730547364E-4,0.14279193997002917,64348.728078809785,34817.648578318476,2070.5829740000104,9.4860136586339951,3140.8864639694043,9039.0448231457449,12505.389600000008,16196.987420821655,663.18601730547368,142791.9399700292,null,null,63180.640401857534,46109.467078888651,1162.7608840166606,6.8790800972302018,5778.0710911021351,7301.7032765607482,15352.211353790562,589.43916601825561,139481.17233233177]
[2004,10,26,9,5.071386537206566E-2,3.9611161629285213E-2,0,0,3.3863727577073599E-3,1.0376229126999247E-2,1.2119709360000007E-2,1.7399757455458895E-2,0,0.13360709570151635,50713.865372065658,39611.161629285212,0,0,3386.3727577073601,10376.229126999247,12119.709360000006,17399.757455458894,0,133607.09570151637,null,null,49793.283987470546,52230.503471266711,0,0,6632.8456962448217,7076.5105586855088,16492.249269608132,0,132225.39298327573]
[2004,10,26,10,4.9378487849123631E-2,4.2280173766292659E-2,0,0,3.4074001475845653E-3,1.0568469011940137E-2,1.2619391840000011E-2,1.8659648975682928E-2,0,0.13691357159062392,49378.48784912363,42280.173766292661,0,0,3407.4001475845653,10568.469011940137,12619.391840000011,18659.648975682929,0,136913.57159062393,null,null,48482.146850860896,55498.181975392705,0,0,6755.7321011102404,7368.2674185802252,17686.42942168154,0,135790.75776762562]
[2004,10,26,21,6.5838621158692295E-2,3.7453761872068905E-2,2.0705829740000105E-3,9.4860136586339945E-6,3.401602176908612E-3,9.7251020865943127E-3,1.340961600000001E-2,1.4233302697508773E-2,6.6318601730547364E-4,0.14680526099673702,65838.621158692302,37453.761872068906,2070.5829740000104,9.4860136586339951,3401.6021769086119,9725.1020865943119,13409.616000000009,14233.302697508772,663.18601730547368,146805.26099673702,null,null,64643.488258026293,49628.339489752761,1162.7608840166606,6.8790800972302018,6216.6226989691741,7829.6670648806848,13490.945297254983,589.43916601825561,143568.14193901606]
[2004,10,27,3,2.9382214311632644E-2,2.4596606007695074E-2,2.0705829740000105E-3,9.4860136586339945E-6,2.8441927637337539E-3,7.0352386945286734E-3,1.1540471360000009E-2,1.3708292125054694E-2,6.6318601730547364E-4,9.1850270267608961E-2,29382.214311632644,24596.606007695074,2070.5829740000104,9.4860136586339951,2844.192763733754,7035.2386945286735,11540.471360000009,13708.292125054695,663.18601730547368,91850.270267608968,null,null,28848.854857861403,33333.230751924799,1162.7608840166606,6.8790800972302018,4497.1686848779564,6738.3024629930351,12993.31737041421,589.43916601825561,88169.953258203532]
[2004,10,27,11,4.7489305684122692E-2,4.1946102809797652E-2,0,0,3.3719788334043606E-3,1.0437563148707588E-2,1.3088933440000009E-2,1.7848928734070655E-2,0,0.13418281265010296,47489.305684122693,41946.102809797652,0,0,3371.9788334043606,10437.563148707588,13088.93344000001,17848.928734070654,0,134182.81265010295,null,null,46627.257988499179,55049.347696840538,0,0,6672.0525311115462,7642.4254855309391,16917.993404868455,0,132909.07710685066]
[2004,10,27,20,6.5229821584980044E-2,3.914279795020327E-2,2.0705829740000105E-3,9.4860136586339945E-6,3.4734135851065794E-3,9.3761784096720834E-3,1.1904007280000009E-2,1.6235011582294932E-2,6.6318601730547364E-4,0.14810448539722104,65229.821584980047,39142.797950203269,2070.5829740000104,9.4860136586339951,3473.4135851065794,9376.1784096720839,11904.007280000009,16235.011582294932,663.18601730547368,148104.48539722105,null,null,64045.739893887541,51767.298201187019,1162.7608840166606,6.8790800972302018,5993.5785775966524,6950.5654554400298,15388.252313033267,589.43916601825561,145904.51357127665]
[2004,10,28,5,3.2145272070893377E-2,2.563733508941857E-2,2.0705829740000105E-3,9.4860136586339945E-6,2.8920026931551768E-3,7.6860901116653137E-3,1.2121349680000009E-2,1.36437280148661E-2,6.6318601730547364E-4,9.6869032664962648E-2,32145.272070893378,25637.335089418571,2070.5829740000104,9.4860136586339951,2892.002693155177,7686.090111665314,12121.34968000001,13643.728014866101,663.18601730547368,96869.032664962666,null,null,31561.756323195907,34655.514492394657,1162.7608840166606,6.8790800972302018,4913.2154941968311,7077.4683161246403,12932.120689838259,589.43916601825561,92899.154445882465]
[2004,10,28,10,4.7555768857551459E-2,4.2063211555389668E-2,0,0,3.4050327401893852E-3,1.0197410447471958E-2,1.2845756000000012E-2,1.8401936085993567E-2,0,0.13446911568659603,{"$f":"E7236*1000000*O$8826","v":47555.768857551462},{"$f":"F7236*1000000*P$8826","v":42063.211555389666},{"$f":"G7236*1000000*Q$8826","v":0},{"$f":"H7236*1000000*R$8826","v":0},{"$f":"I7236*1000000*S$8826","v":3405.0327401893851},{"$f":"J7236*1000000*T$8826","v":10197.410447471957},{"$f":"K7236*1000000*U$8826","v":12845.756000000012},{"$f":"L7236*1000000*V$8826","v":18401.936085993566},{"$f":"M7236*1000000*W$8826","v":0},{"$f":"SUM(O7236:W7236)","v":134469.11568659605},null,null,{"$f":"O7236*AA$8826","v":46692.514691867524},{"$f":"(P7236+S7236)*AB$8826","v":55231.755154571554},{"$f":"Q7236*AC$8826","v":0},{"$f":"R7236*AD$8826","v":0},{"$f":"T7236*AE$8826","v":6518.5385915737652},{"$f":"U7236*AF$8826","v":7500.437945180046},{"$f":"V7236*AG$8826","v":17442.157900792346},{"$f":"W7236*AH$8826","v":0},{"$f":"SUM(AA7236:AH7236)","v":133385.40428398523}]
[2004,10,28,22,5.9847420206261798E-2,3.4075922590194832E-2,2.0705829740000105E-3,9.4860136586339945E-6,3.2300570906865691E-3,8.8383309336901774E-3,1.226959360000001E-2,1.5018590563956631E-2,6.6318601730547364E-4,0.13602316998975411,59847.420206261799,34075.92259019483,2070.5829740000104,9.4860136586339951,3230.0570906865692,8838.3309336901766,12269.593600000011,15018.590563956632,663.18601730547368,136023.16998975413,null,null,58761.042337926934,45316.786857684012,1162.7608840166606,6.8790800972302018,5649.7678085167654,7164.0256446859366,14235.275399269918,589.43916601825561,132885.97717821572]
[2004,10,28,24,4.1918007651582385E-2,2.9210818238278344E-2,2.0705829740000105E-3,9.4860136586339945E-6,2.8607155472333981E-3,7.6236337650893854E-3,1.1753712960000006E-2,1.5529916684879946E-2,6.6318601730547364E-4,0.11164005985202759,41918.007651582382,29210.818238278345,2070.5829740000104,9.4860136586339951,2860.715547233398,7623.6337650893856,11753.712960000006,15529.916684879945,663.18601730547368,111640.05985202758,null,null,41157.092717564788,38958.33518351151,1162.7608840166606,6.8790800972302018,4873.2912303318981,6862.8109300798205,14719.932605895712,589.43916601825561,108330.54179751589]
[2004,10,29,7,4.0724712254041451E-2,3.3531273450037993E-2,1.6566317420000083E-3,7.5895685076461103E-6,3.1659224097686095E-3,8.5860205084067383E-3,1.3378449920000011E-2,1.55635093264087E-2,5.3060177781545344E-4,0.1171447109569866,40724.712254041449,33531.273450037996,1656.6317420000082,7.5895685076461099,3165.9224097686097,8586.0205084067384,13378.44992000001,15563.509326408701,530.60177781545349,117144.71095698662,null,null,39985.458566336674,44577.277350145436,930.30156869143673,5.5038134611996457,5488.4822299143843,7811.4696735372318,14751.773177187299,471.59840714688005,114021.86478642053]
[2004,10,29,14,4.3423532093694671E-2,4.1071037040003595E-2,0,0,3.4089697862395123E-3,9.8445884683906471E-3,1.3244148720000012E-2,1.4974751657704483E-2,0,0.12596702776603291,43423.532093694674,41071.037040003597,0,0,3408.9697862395124,9844.5884683906479,13244.148720000012,14974.751657704483,0,125967.02776603293,null,null,42635.28818829434,54031.310959143419,0,0,6293.0025401964167,7733.0532832085346,14193.722971227848,0,124886.37794207055]
[2004,10,29,24,3.8750597991689388E-2,2.4790538619495275E-2,2.0705829740000105E-3,9.4860136586339945E-6,2.9670301956712863E-3,7.7287913540352825E-3,9.2657576000000075E-3,1.1835264906470635E-2,6.6318601730547364E-4,9.8081235672325975E-2,38750.597991689385,24790.538619495277,2070.5829740000104,9.4860136586339951,2967.0301956712865,7728.7913540352829,9265.7576000000081,11835.264906470635,663.18601730547368,98081.235672326002,null,null,38047.17933307679,33718.021626678827,1162.7608840166606,6.8790800972302018,4940.511609983344,5410.1323342807063,11217.98045225747,589.43916601825561,95092.904486409287]
[2004,10,30,9,4.361585668708081E-2,3.0556980734427072E-2,0,0,3.3480900478779765E-3,8.0880460779333019E-3,9.7301732000000078E-3,1.3731948162422626E-2,0,0.10907109490974179,43615.856687080814,30556.980734427074,0,0,3348.0900478779763,8088.0460779333016,9730.1732000000084,13731.948162422626,0,109071.09490974182,null,null,42824.121617298268,41185.592207455644,0,0,5170.1596950533112,5681.2974092341428,13015.739594747036,0,107876.91052378841]
[2004,10,30,13,5.1123852923774672E-2,3.1941795111606407E-2,0,0,3.4707241103495313E-3,8.5000741066133985E-3,9.660049520000007E-3,1.3268544654218702E-2,0,0.11796504042656271,51123.85292377467,31941.795111606407,0,0,3470.7241103495312,8500.0741066133978,9660.0495200000078,13268.544654218702,0,117965.0404265627,null,null,50195.829256773155,43016.738855337855,0,0,5433.5423076877878,5640.3532787113718,12576.505531325522,0,116862.9692298357]
[2004,10,31,2,3.1376994817734274E-2,2.2433188123129024E-2,2.0705829740000105E-3,9.4860136586339945E-6,2.770060226369817E-3,7.1469326980600828E-3,4.9525361600000041E-3,1.324034594760249E-2,6.6318601730547364E-4,8.4663312977859811E-2,{"$f":"E7300*1000000*O$8826","v":31376.994817734274},{"$f":"F7300*1000000*P$8826","v":22433.188123129024},{"$f":"G7300*1000000*Q$8826","v":2070.5829740000104},{"$f":"H7300*1000000*R$8826","v":9.4860136586339951},{"$f":"I7300*1000000*S$8826","v":2770.060226369817},{"$f":"J7300*1000000*T$8826","v":7146.9326980600827},{"$f":"K7300*1000000*U$8826","v":4952.5361600000042},{"$f":"L7300*1000000*V$8826","v":13240.345947602491},{"$f":"M7300*1000000*W$8826","v":663.18601730547368},{"$f":"SUM(O7300:W7300)","v":84663.312977859809},null,null,{"$f":"O7300*AA$8826","v":30807.425191719252},{"$f":"(P7300+S7300)*AB$8826","v":30615.20548033846},{"$f":"Q7300*AC$8826","v":1162.7608840166606},{"$f":"R7300*AD$8826","v":6.8790800972302018},{"$f":"T7300*AE$8826","v":4568.5673675354119},{"$f":"U7300*AF$8826","v":2891.7091480906433},{"$f":"V7300*AG$8826","v":12549.777566882018},{"$f":"W7300*AH$8826","v":589.43916601825561},{"$f":"SUM(AA7300:AH7300)","v":83191.76388469791}]
[2004,10,31,10,5.2488315372345114E-2,3.0544588826221276E-2,0,0,3.2666905548153465E-3,8.0683854807996301E-3,5.5604797600000032E-3,1.6979604651808405E-2,0,0.11690806464598978,52488.315372345111,30544.588826221276,0,0,3266.6905548153463,8068.3854807996304,5560.4797600000029,16979.604651808404,0,116908.06464598977,null,null,51535.523356078214,41071.660741864274,0,0,5157.5919591747388,3246.6779989678785,16094.010110995339,0,117105.46416708044]
[2004,10,31,11,5.563414698651855E-2,3.2891299038450207E-2,0,0,3.2991082117649678E-3,8.130130008798836E-3,5.1514249600000039E-3,1.8431569532969521E-2,0,0.12353767873850208,55634.14698651855,32891.299038450205,0,0,3299.1082117649676,8130.1300087988357,5151.4249600000039,18431.569532969523,0,123537.67873850209,null,null,54624.250389446534,43961.664743286943,0,0,5197.0612039064845,3007.8372375850508,17470.245774746698,0,124261.0593489717]
[2004,10,31,20,6.9735860130346453E-2,3.1678336550277984E-2,2.0705829740000105E-3,9.4860136586339945E-6,3.0761539265569192E-3,8.0397519937095065E-3,6.3160521600000045E-3,1.8371743859878335E-2,6.6318601730547364E-4,0.1399611536257333,69735.860130346453,31678.336550277985,2070.5829740000104,9.4860136586339951,3076.153926556919,8039.7519937095067,6316.0521600000047,18371.743859878334,663.18601730547368,139961.15362573334,null,null,68469.982757290069,42217.409936918884,1162.7608840166606,6.8790800972302018,5139.2884406913208,3687.8450193667372,17413.540391590195,589.43916601825561,138687.14567598933]
[2004,11,1,9,5.0812961217242922E-2,3.9160915461576844E-2,0,0,3.261139767760718E-3,1.006988173763624E-2,1.3903352319999984E-2,1.6199306768633601E-2,0,0.13340755727285028,50812.961217242919,39160.915461576842,0,0,3261.1397677607179,10069.88173763624,13903.352319999984,16199.306768633602,0,133407.5572728503,null,null,49890.580999336802,51531.450221584688,0,0,6437.0178152080534,8117.952054058539,15354.409732840126,0,131331.41082302819]
[2004,11,1,13,5.2908824991250769E-2,4.2075018812775589E-2,0,0,3.3508798408623734E-3,1.0677601084677097E-2,1.1968799919999986E-2,1.7280999736250368E-2,0,0.13826212438581617,52908.824991250767,42075.01881277559,0,0,3350.8798408623734,10677.601084677097,11968.799919999987,17280.999736250367,0,138262.12438581619,null,null,51948.399691179373,55180.316526056478,0,0,6825.4931087090536,6988.3968742856177,16379.685521929989,0,137322.2917221605]
[2004,11,1,19,7.5310561479091334E-2,4.1614227222879746E-2,2.0830375140000043E-3,9.5430719547930082E-6,3.4462384539312393E-3,9.5220066931266303E-3,1.2643996639999986E-2,1.6722926908601565E-2,6.671750758864062E-4,0.16201971305947169,75310.561479091339,41614.227222879745,2083.0375140000042,9.5430719547930085,3446.2384539312393,9522.0066931266301,12643.996639999987,16722.926908601563,667.17507588640615,162019.71305947172,null,null,73943.489565869633,54736.413203766184,1169.7548814184829,6.9204577089029495,6086.797076384948,7382.633780167148,15850.719747105835,592.98463787952335,159769.71335030068]
[2004,11,2,6,4.1534337446049903E-2,2.9764960383669992E-2,2.0830375140000043E-3,9.5430719547930082E-6,3.0306713360853644E-3,8.1841801914481309E-3,8.2688531199999922E-3,1.5338867033944017E-2,6.671750758864062E-4,0.10888162517303859,41534.337446049904,29764.96038366999,2083.0375140000042,9.5430719547930085,3030.6713360853641,8184.1801914481312,8268.8531199999925,15338.867033944016,667.17507588640615,108881.6251730386,null,null,40780.387069879478,39837.920494791339,1169.7548814184829,6.9204577089029495,5231.6119561093037,4828.0552506499653,14538.847411221437,592.98463787952335,106986.48215965842]
[2004,11,2,15,5.1862954036348469E-2,4.3703331071390822E-2,0,0,3.4316760023605291E-3,1.080035008191561E-2,1.2444082639999986E-2,1.8598646041632097E-2,0,0.14084103987364749,51862.95403634847,43703.331071390821,0,0,3431.6760023605293,10800.350081915611,12444.082639999986,18598.646041632099,0,140841.03987364753,null,null,50921.513866373316,57256.426110993707,0,0,6903.9585269343834,7265.9070922732835,17628.608179223465,0,139976.41377579817]
[2004,11,2,22,6.5252844900246215E-2,3.6643540898276129E-2,2.0830375140000043E-3,9.5430719547930082E-6,3.2683819056237803E-3,9.0884401666044608E-3,1.2066193919999987E-2,1.4698129644913517E-2,6.671750758864062E-4,0.14377728709750529,65252.844900246215,36643.540898276129,2083.0375140000042,9.5430719547930085,3268.3819056237803,9088.4401666044614,12066.193919999987,14698.129644913517,667.17507588640615,143777.28709750529,null,null,64068.345279356989,48482.31072488318,1169.7548814184829,6.9204577089029495,5809.6463085789901,7045.2637222339099,13931.528558455844,592.98463787952335,141106.75457051583]
[2004,11,2,24,4.5714155193632013E-2,3.1513021358029455E-2,2.0830375140000043E-3,9.5430719547930082E-6,2.8946580942329123E-3,8.0247197523587877E-3,1.1396738319999987E-2,1.570115223640893E-2,6.671750758864062E-4,0.11800420061650328,45714.15519363201,31513.021358029455,2083.0375140000042,9.5430719547930085,2894.6580942329124,8024.7197523587874,11396.738319999986,15701.152236408931,667.17507588640615,118004.20061650329,null,null,44884.330845300436,41796.127305692258,1169.7548814184829,6.9204577089029495,5129.6793104256267,6654.3789673893307,14882.237132660761,592.98463787952335,115116.4135384753]
[2004,11,3,8,5.4397735784411969E-2,3.7489613292963311E-2,0,0,3.3503299723972582E-3,9.4725892121552864E-3,1.3001996479999986E-2,1.5743116921413648E-2,0,0.13345538166334145,54397.735784411969,37489.61329296331,0,0,3350.3299723972582,9472.5892121552861,13001.996479999985,15743.116921413648,0,133455.38166334148,null,null,53410.283091546691,49609.607362347837,0,0,6055.2077078418852,7591.6643412570802,14922.013092032035,0,131588.77559502554]
[2004,11,3,17,6.3784282739857576E-2,4.3962348132114221E-2,0,0,3.502184418994215E-3,9.936299367129699E-3,1.2960168319999988E-2,1.9359068043160534E-2,0,0.15350435102125623,63784.282739857576,43962.348132114217,0,0,3502.1844189942149,9936.299367129699,12960.168319999988,19359.068043160536,0,153504.35102125624,null,null,62626.441134031018,57656.711425822745,0,0,6351.6273288893763,7567.241526559289,18349.369329567362,0,152551.3907448698]
[2004,11,4,2,3.3110252192703138E-2,2.6817145440829238E-2,2.0830375140000043E-3,9.5430719547930082E-6,2.9043234379243646E-3,7.3701273502536505E-3,1.0559970079999989E-2,1.3906343187440082E-2,6.671750758864062E-4,9.7427917350991655E-2,33110.252192703141,26817.145440829237,2083.0375140000042,9.5430719547930085,2904.3234379243645,7370.1273502536505,10559.97007999999,13906.343187440083,667.17507588640615,97427.917350991673,null,null,32509.219682476825,36103.634907784413,1169.7548814184829,6.9204577089029495,4711.2411337087979,6165.8029537535831,13181.038808332631,592.98463787952335,94440.597463063139]
[2004,11,4,7,4.4462896577209844E-2,3.2716812325490854E-2,1.9443316160000037E-3,8.9076151489161156E-6,3.0756531159432726E-3,8.9107499514900212E-3,1.2650967999999988E-2,1.404192914115571E-2,6.2274903103504001E-4,0.11843499737347365,44462.896577209845,32716.812325490853,1944.3316160000038,8.9076151489161148,3075.6531159432725,8910.749951490021,12650.967999999988,14041.92914115571,622.74903103504005,118434.99737347367,null,null,43655.785650171274,43478.271885505128,1091.8629086736107,6.4596362908377873,5696.0605575165064,7386.7042492834471,13309.553090894318,553.49880714220706,115178.19678547732]
[2004,11,4,19,7.2681342707368229E-2,4.2461733476783961E-2,2.0830375140000043E-3,9.5430719547930082E-6,3.5390391006141996E-3,9.6271558071180218E-3,1.2109477863999988E-2,1.7488974215814058E-2,6.671750758864062E-4,0.16066747883353966,72681.342707368225,42461.733476783964,2083.0375140000042,9.5430719547930085,3539.0391006141995,9627.1558071180225,12109.477863999988,17488.974215814058,667.17507588640615,160667.47883353964,null,null,71361.997581278978,55878.634578441852,1169.7548814184829,6.9204577089029495,6154.0120385514065,7070.5365466589301,16576.812807609786,592.98463787952335,158811.65352954788]
[2004,11,5,4,3.05355009112513E-2,2.7237358672460164E-2,2.0830375140000043E-3,9.5430719547930082E-6,2.8724075129858933E-3,7.1552633039354569E-3,1.0419333143999988E-2,1.5098951366282582E-2,6.671750758864062E-4,9.6078570572756594E-2,30535.5009112513,27237.358672460163,2083.0375140000042,9.5430719547930085,2872.4075129858934,7155.2633039354569,10419.333143999989,15098.951366282581,667.17507588640615,96078.57057275658,null,null,29981.206469249075,36575.312275201533,1169.7548814184829,6.9204577089029495,4573.892579869419,6083.6872253162492,14311.444873865063,592.98463787952335,93295.203400508253]
[2004,11,5,12,5.129687488213458E-2,4.3672637919265081E-2,0,0,3.3722235025722227E-3,1.0874671282484734E-2,1.2438649079999985E-2,1.7615083539931662E-2,0,0.13927014020638828,51296.87488213458,43672.637919265078,0,0,3372.2235025722225,10874.671282484735,12438.649079999985,17615.08353993166,0,139270.14020638826,null,null,50365.710441050403,57146.923255717411,0,0,6951.4672171628945,7262.7345207561675,16696.344727172076,0,138423.18016185897]
[2004,11,5,13,5.026840917396283E-2,4.3483341223787886E-2,0,0,3.4299096392404541E-3,1.0620717374251732E-2,1.1632165247999988E-2,1.7593940458249174E-2,0,0.13702848311749205,50268.409173962827,43483.341223787887,0,0,3429.909639240454,10620.717374251732,11632.165247999988,17593.940458249173,0,137028.48311749208,null,null,49355.913914939432,56987.05162943164,0,0,6789.1310672329673,6791.8411038403419,16676.304391878446,0,136600.24210732285]
[2004,11,6,3,3.4667801542318862E-2,2.6212099486690232E-2,2.0830375140000043E-3,9.5430719547930082E-6,2.9194912079119396E-3,7.176262699140362E-3,9.0537872479999892E-3,1.5488158216604533E-2,6.671750758864062E-4,9.8277356062507093E-2,34667.801542318863,26212.099486690233,2083.0375140000042,9.5430719547930085,2919.4912079119395,7176.2626991403622,9053.7872479999896,15488.158216604534,667.17507588640615,98277.356062507126,null,null,34038.495680686086,35387.090692303391,1169.7548814184829,6.9204577089029495,4587.3161219292388,5286.3661292092329,14680.352107737732,592.98463787952335,95749.280708872582]
[2004,11,6,6,3.6067121162465306E-2,2.7805388234461E-2,2.0830375140000043E-3,9.5430719547930082E-6,3.0572055487819642E-3,7.2326589199530507E-3,8.41037172799999E-3,1.6149989369581074E-2,6.671750758864062E-4,0.10148249062508358,36067.121162465308,27805.388234460999,2083.0375140000042,9.5430719547930085,3057.2055487819644,7232.6589199530508,8410.3717279999892,16149.989369581073,667.17507588640615,101482.49062508359,null,null,35412.41420817365,37489.796443202846,1169.7548814184829,6.9204577089029495,4623.3665431298059,4910.6857737108294,15307.664550294614,592.98463787952335,99513.587495518645]
[2004,11,6,17,6.5241363508224334E-2,3.6576944402694732E-2,3.4715722000000065E-5,1.5904400702434521E-7,3.5044461513735093E-3,8.9702482928724417E-3,5.9451347999999928E-3,1.8642516812045588E-2,1.1119081775596567E-5,0.1389266478149932,65241.363508224335,36576.944402694731,34.715722000000063,0.15904400702434521,3504.4461513735091,8970.2482928724421,5945.1347999999925,18642.516812045589,11.119081775596566,138926.64781499325,null,null,64057.072302838191,48688.168712780098,19.495033093996891,0.11533574614971225,5734.0939618237826,3471.2721184436546,17670.190809507891,9.8826303897742473,139650.29090462351]
[2004,11,6,23,5.480751667601149E-2,2.9231543295200779E-2,2.0830375140000043E-3,9.5430719547930082E-6,2.8063219353963646E-3,7.6859244897798879E-3,7.7006872799999914E-3,1.5671745527877878E-2,6.671750758864062E-4,0.1206634948661076,54807.516676011488,29231.54329520078,2083.0375140000042,9.5430719547930085,2806.3219353963646,7685.9244897798881,7700.687279999991,15671.745527877878,667.17507588640615,120663.49486610761,null,null,53812.625452129068,38917.436894820996,1169.7548814184829,6.9204577089029495,4913.1096229408568,4496.3120176716102,14854.364171297113,592.98463787952335,118763.50813586653]
[2004,11,7,7,4.1465807293695089E-2,2.7486680194328917E-2,2.0830375140000043E-3,9.5430719547930082E-6,3.0390436654152094E-3,7.9589245940490331E-3,5.1688533599999953E-3,1.4983128796321809E-2,6.671750758864062E-4,0.10286219356565125,41465.807293695092,27486.680194328917,2083.0375140000042,9.5430719547930085,3039.0436654152095,7958.9245940490327,5168.8533599999955,14983.128796321809,667.17507588640615,102862.19356565127,null,null,40713.100908336222,37080.589590774718,1169.7548814184829,6.9204577089029495,5087.6207622490974,3018.0134103757932,14201.663188704826,592.98463787952335,101870.64783744754]
[2004,11,7,16,6.6265728214083303E-2,3.644139500416603E-2,0,0,3.5198846385757405E-3,9.5414761295320102E-3,6.0620075999999927E-3,1.7828911921242158E-2,0,0.13965940350759923,66265.728214083298,36441.395004166028,0,0,3519.8846385757406,9541.4761295320095,6062.0075999999926,17828.911921242157,0,139659.40350759923,null,null,65062.842269914538,48542.26608230573,0,0,6099.2426156930296,3539.5123359816052,16899.02059633387,0,140142.88390022877]
[2004,11,8,1,3.8525846486849924E-2,2.7212198875964495E-2,2.0830375140000043E-3,9.5430719547930082E-6,2.7123471482527841E-3,7.2739044064667503E-3,9.6616898399999891E-3,1.4606827782767076E-2,6.671750758864062E-4,0.10275257020214221,38525.846486849921,27212.198875964496,2083.0375140000042,9.5430719547930085,2712.3471482527843,7273.9044064667505,9661.6898399999882,14606.827782767075,667.17507588640615,102752.57020214222,null,null,37826.5076208147,36350.319321258234,1169.7548814184829,6.9204577089029495,4649.7320892606322,5641.3110361504896,13844.988670003198,592.98463787952335,100082.51871449416]
[2004,11,8,6,3.7407809783482904E-2,2.8630579187612356E-2,2.0830375140000043E-3,9.5430719547930082E-6,2.8802517183283841E-3,8.005036238216006E-3,1.0618560259999988E-2,1.4762813201101904E-2,6.671750758864062E-4,0.10506480605058274,37407.809783482902,28630.579187612355,2083.0375140000042,9.5430719547930085,2880.251718328384,8005.0362382160065,10618.560259999987,14762.813201101904,667.17507588640615,105064.80605058275,null,null,36728.766033366432,38277.231159401657,1169.7548814184829,6.9204577089029495,5117.0969251996485,6200.0128522824753,13992.83845516184,592.98463787952335,102085.60540241895]
[2004,11,8,10,5.329422757872903E-2,4.2279389129953958E-2,0,0,3.3261553268952634E-3,1.026715174056759E-2,1.1448223863999987E-2,1.8624066981192247E-2,0,0.13923921462133809,53294.227578729027,42279.389129953961,0,0,3326.1553268952634,10267.15174056759,11448.223863999987,18624.066981192249,0,139239.21462133809,null,null,52326.806273817456,55398.538126015534,0,0,6563.1196460298834,6684.4405790099972,17652.703254856955,0,138625.60787972983]
[2004,11,8,20,7.3437310338337558E-2,4.1032748548973874E-2,2.0830375140000043E-3,9.5430719547930082E-6,3.4536537502166359E-3,9.6995820503459965E-3,1.1837512807999988E-2,1.6179327313629945E-2,6.671750758864062E-4,0.1583998904713452,73437.310338337556,41032.748548973876,2083.0375140000042,9.5430719547930085,3453.6537502166357,9699.5820503459963,11837.512807999989,16179.327313629945,667.17507588640615,158399.89047134519,null,null,72104.242540483479,54039.079748138924,1169.7548814184829,6.9204577089029495,6200.3094062955188,6911.7403632513206,15335.472333681848,592.98463787952335,156360.50436885803]
[2004,11,9,3,3.4627015760735264E-2,2.6634632641542658E-2,2.0830375140000043E-3,9.5430719547930082E-6,2.8826859037379277E-3,7.5315251403319343E-3,1.2513222127999985E-2,1.3871383924641266E-2,6.671750758864062E-4,0.10082022116083024,34627.015760735267,26634.632641542659,2083.0375140000042,9.5430719547930085,2882.6859037379277,7531.5251403319344,12513.222127999985,13871.383924641266,667.17507588640615,100820.22116083023,null,null,33998.45026134872,35855.6468579313,1169.7548814184829,6.9204577089029495,4814.4122013675324,7306.2765683325761,13147.902893775447,592.98463787952335,96892.348759762477]
[2004,11,9,12,5.6070914179612699E-2,4.430299188716004E-2,0,0,3.3968027364389784E-3,1.0709307365593756E-2,1.3831916383999986E-2,1.7837740412871936E-2,0,0.14614967296567738,56070.914179612701,44302.991887160038,0,0,3396.8027364389782,10709.307365593757,13831.916383999986,17837.740412871935,0,146149.6729656774,null,null,55053.089183780023,57942.491916938394,0,0,6845.7608636273399,8076.2417175844666,16907.38862588863,0,144824.97230781883]
[2004,11,9,19,7.7700741579659421E-2,4.4079985736201747E-2,2.0830375140000043E-3,9.5430719547930082E-6,3.5458507039514498E-3,9.8830607451576898E-3,1.3622180967999985E-2,1.7807903536136899E-2,6.671750758864062E-4,0.16939947893094839,77700.741579659429,44079.98573620175,2083.0375140000042,9.5430719547930085,3545.8507039514498,9883.0607451576907,13622.180967999984,17807.903536136899,667.17507588640615,169399.47893094839,null,null,76290.28201908982,57852.65250609153,1169.7548814184829,6.9204577089029495,6317.5953544313143,7953.7804570238168,16879.107932332961,592.98463787952335,167063.07824597639]
[2004,11,10,5,3.6757909494567975E-2,2.7539833272233322E-2,2.0830375140000043E-3,9.5430719547930082E-6,2.930845934978504E-3,7.8736574084480124E-3,1.1964494079999985E-2,1.3647943392097926E-2,6.671750758864062E-4,0.10347443924416691,36757.909494567975,27539.833272233322,2083.0375140000042,9.5430719547930085,2930.8459349785039,7873.6574084480126,11964.494079999984,13647.943392097926,667.17507588640615,103474.43924416692,null,null,36090.663033090983,37013.725061071993,1169.7548814184829,6.9204577089029495,5033.1150185803281,6985.8827610079015,12936.116208295953,592.98463787952335,99829.162059054055]
[2004,11,10,9,5.7325632093101694E-2,4.2799797611809236E-2,0,0,3.4294718361092408E-3,9.6765466280295323E-3,1.0766834935999987E-2,1.8768136313106379E-2,0,0.14276641941815607,57325.632093101696,42799.797611809234,0,0,3429.4718361092409,9676.5466280295332,10766.834935999987,18768.136313106377,0,142766.41941815606,null,null,56285.030881226288,56156.197158692841,0,0,6185.5843650591632,6286.5881387957543,17789.258453405902,0,142702.65899717994]
[2004,11,10,14,5.4834305925513777E-2,4.5400976880569259E-2,0,0,3.4908510070363157E-3,1.0988142276533514E-2,1.2938946679999987E-2,1.959515488844946E-2,0,0.14724837765810231,54834.305925513778,45400.976880569258,0,0,3490.8510070363159,10988.142276533514,12938.946679999986,19595.154888449459,0,147248.37765810231,null,null,53838.928410866138,59390.49349240536,0,0,7024.001813817732,7554.8505396905548,18573.142742027128,0,146381.4169988069]
[2004,11,10,23,6.0635203248016065E-2,3.544359236316269E-2,2.0830375140000043E-3,9.5430719547930082E-6,2.9758623403870351E-3,9.0473735329073216E-3,1.3115322087999986E-2,1.6495058602897569E-2,6.671750758864062E-4,0.14047216783721186,60635.203248016063,35443.592363162694,2083.0375140000042,9.5430719547930085,2975.8623403870351,9047.3735329073224,13115.322087999986,16495.05860289757,667.17507588640615,140472.16783721186,null,null,59534.525179962278,46669.361182369954,1169.7548814184829,6.9204577089029495,5783.395091374412,7657.8334083329155,15634.736225040448,592.98463787952335,137049.51106408692]
[2004,11,11,8,5.9027721040673019E-2,3.8166176681551402E-2,1.7375653200000035E-4,7.9603515363828127E-7,3.3582289222994135E-3,9.9029249186478804E-3,1.1265984311999986E-2,1.5819239228530711E-2,5.565239542913904E-5,0.1377704800662852,59027.721040673016,38166.176681551398,173.75653200000036,0.79603515363828126,3358.2289222994136,9902.924918647881,11265.984311999986,15819.239228530711,55.652395429139041,137770.48006628518,null,null,57956.222728200693,50441.046026358323,97.575079718581989,0.57726983948674182,6330.2932233807414,6578.0337275227503,14994.165135942188,49.463801546889378,136447.37699250964]
[2004,11,11,16,6.0352430067215468E-2,4.4849290074985733E-2,0,0,3.4619745859242532E-3,1.0519902896533775E-2,1.2143278707999987E-2,1.9083554314246725E-2,0,0.15041043064690593,60352.430067215471,44849.290074985736,0,0,3461.974585924253,10519.902896533775,12143.278707999987,19083.554314246725,0,150410.43064690594,null,null,59256.885027859025,58685.264458705533,0,0,6724.6869549773146,7090.2723358889843,18088.225396608672,0,149845.33417403954]
[2004,11,11,22,7.0725815414631549E-2,3.8861117498675712E-2,2.0830375140000043E-3,9.5430719547930082E-6,3.2738228401315967E-3,9.3465018294387227E-3,1.3762899919999983E-2,1.7100511863312001E-2,6.671750758864062E-4,0.15583042502803074,70725.81541463155,38861.117498675711,2083.0375140000042,9.5430719547930085,3273.8228401315969,9346.5018294387228,13762.899919999983,17100.511863312,667.17507588640615,155830.42502803079,null,null,69441.967918422291,51182.682425935702,1169.7548814184829,6.9204577089029495,5974.6082777824422,8035.9440733331066,16208.611241253333,592.98463787952335,152613.47391373379]
[2004,11,12,9,6.2837494678658151E-2,4.5675454947474575E-2,0,0,3.4159042940710383E-3,1.0612079444364779E-2,1.0384742895999987E-2,2.4019364079653622E-2,0,0.15694504034022216,62837.494678658149,45675.454947474573,0,0,3415.9042940710383,10612.079444364779,10384.742895999987,24019.36407965362,0,156945.04034022213,null,null,61696.839604717941,59632.870717592108,0,0,6783.6094027271156,6063.4905153186119,22766.601242182183,0,156943.41148253798]
[2004,11,12,18,7.642660328760971E-2,4.3929701414474609E-2,2.0830375140000043E-3,9.5430719547930082E-6,3.5554467658724352E-3,1.00044767433639E-2,1.3058802811999984E-2,2.0596446942611982E-2,6.671750758864062E-4,0.1703312336277738,76426.603287609716,43929.701414474606,2083.0375140000042,9.5430719547930085,3555.4467658724352,10004.476743363901,13058.802811999984,20596.446942611983,667.17507588640615,170331.23362777379,null,null,75039.272470717115,57681.753901161399,1169.7548814184829,6.9204577089029495,6395.2086734222976,7624.8326785709205,19522.211037444398,592.98463787952335,168032.93873832305]
[2004,11,12,21,7.8079084292251535E-2,3.9100903100234258E-2,2.0830375140000043E-3,9.5430719547930082E-6,3.4809659490448982E-3,9.2971276023558133E-3,1.2090685947999986E-2,1.6777569174835111E-2,6.671750758864062E-4,0.16158609172856278,78079.084292251529,39100.90310023426,2083.0375140000042,9.5430719547930085,3480.965949044898,9297.127602355813,12090.685947999986,16777.569174835109,667.17507588640615,161586.09172856278,null,null,76661.756880934307,51725.581266450863,1169.7548814184829,6.9204577089029495,5943.0465586257069,7059.5642379969058,15902.512071090054,592.98463787952335,159062.12099210476]
[2004,11,13,3,3.9254119560315222E-2,2.8075821564852572E-2,2.0830375140000043E-3,9.5430719547930082E-6,3.0135949284610278E-3,8.1362438035008471E-3,9.4620116359999899E-3,1.6340173568654321E-2,6.671750758864062E-4,0.10704172072362518,39254.119560315223,28075.821564852573,2083.0375140000042,9.5430719547930085,3013.5949284610278,8136.2438035008472,9462.0116359999902,16340.173568654322,667.17507588640615,107041.7207236252,null,null,38541.560746847179,37765.325366305246,1169.7548814184829,6.9204577089029495,5200.9693536187378,5524.7220258885027,15487.929431933682,592.98463787952335,104290.16690160026]
[2004,11,13,11,6.3961047821460407E-2,4.0033731596802062E-2,0,0,3.5692183502386205E-3,9.6935874671578021E-3,7.7272604639999909E-3,2.0767436641811698E-2,0,0.14575228234147056,63961.047821460408,40033.731596802063,0,0,3569.2183502386206,9693.5874671578022,7727.2604639999909,20767.436641811699,0,145752.28234147059,null,null,62799.99749465831,52965.921442586892,0,0,6196.4774607193422,4511.8276881855027,19684.282534645201,0,146158.50662079523]
[2004,11,13,20,7.7002231044040595E-2,3.6022952946095248E-2,2.0830375140000043E-3,9.5430719547930082E-6,3.4188071665174433E-3,9.1175080078377078E-3,9.2692022719999909E-3,1.6526736308995843E-2,6.671750758864062E-4,0.15411719340732802,77002.2310440406,36022.952946095247,2083.0375140000042,9.5430719547930085,3418.8071665174434,9117.5080078377086,9269.2022719999914,16526.736308995842,667.17507588640615,154117.19340732801,null,null,75604.451167642503,47911.188812209832,1169.7548814184829,6.9204577089029495,5828.2274813020749,5412.1436249028675,15664.761736982176,592.98463787952335,152190.43280004637]
[2004,11,14,5,4.0158584952278545E-2,3.0345134384445537E-2,2.0830375140000043E-3,9.5430719547930082E-6,3.0349561329653467E-3,8.4803252760495967E-3,5.5567275279999944E-3,1.6884418646748237E-2,6.671750758864062E-4,0.10721990258232846,40158.584952278543,30345.134384445537,2083.0375140000042,9.5430719547930085,3034.9561329653466,8480.3252760495961,5556.7275279999949,16884.418646748236,667.17507588640615,107219.90258232846,null,null,39429.607867461171,40547.881605235722,1169.7548814184829,6.9204577089029495,5420.9181699391193,3244.487128825866,16003.788662423482,592.98463787952335,106416.34341089227]
[2004,11,14,10,6.905567532072919E-2,4.1168670448653188E-2,0,0,3.5539913886543208E-3,1.0030270509759473E-2,4.7106709759999945E-3,1.9353970455286373E-2,0,0.14787324909908253,69055.675320729191,41168.670448653189,0,0,3553.9913886543209,10030.270509759473,4710.6709759999949,19353.970455286373,0,147873.24909908255,null,null,67802.144974846233,54326.071893192551,0,0,6411.6969439040713,2750.487813691047,18344.537613371911,0,149634.93923900582]
[2004,11,14,22,8.0024287322875559E-2,3.9816602998928169E-2,2.0830375140000043E-3,9.5430719547930082E-6,3.1262070639060872E-3,9.6406322663825667E-3,7.7029427199999919E-3,1.7846633521902137E-2,6.671750758864062E-4,0.16091706155583571,80024.287322875563,39816.602998928167,2083.0375140000042,9.5430719547930085,3126.2070639060871,9640.6322663825667,7702.9427199999918,17846.633521902138,667.17507588640615,160917.06155583571,null,null,78571.649692427687,52164.028054858223,1169.7548814184829,6.9204577089029495,6162.6266589245115,4497.6289341504134,16915.817902634779,592.98463787952335,160081.41122000251]
[2004,11,15,3,3.5495067127275681E-2,2.6528095793149391E-2,2.0830375140000043E-3,9.5430719547930082E-6,2.7923299620073489E-3,7.1908591290578104E-3,1.0368093647999989E-2,1.5583095497002417E-2,6.671750758864062E-4,0.10071729681833384,35495.067127275681,26528.09579314939,2083.0375140000042,9.5430719547930085,2792.329962007349,7190.8591290578106,10368.093647999989,15583.095497002416,667.17507588640615,100717.29681833384,null,null,34850.744360659613,35616.474782028679,1169.7548814184829,6.9204577089029495,4596.6466664048394,6053.7692773114522,14770.337804222791,592.98463787952335,97657.632867634267]
[2004,11,15,15,5.6135303574115426E-2,4.2562872286610022E-2,0,0,3.5119028511073919E-3,9.9707299972867699E-3,1.3980918951999984E-2,1.7838677051585788E-2,0,0.14400040471270537,56135.303574115424,42562.872286610022,0,0,3511.9028511073921,9970.7299972867695,13980.918951999984,17838.67705158579,0,144000.40471270538,null,null,55116.309752410183,55968.527895320185,0,0,6373.6365823726182,8163.2420089613579,16908.276412927273,0,142529.99265199163]
[2004,11,15,17,6.9347881284137117E-2,4.2522965307642414E-2,3.8189387400000069E-4,1.7495799735638625E-6,3.581726853402994E-3,9.6194013692504146E-3,1.3988853999999986E-2,1.8350861058497044E-2,1.2231660383169824E-4,0.15791764993073523,69347.881284137111,42522.965307642415,381.89387400000066,1.7495799735638624,3581.726853402994,9619.4013692504141,13988.853999999987,18350.861058497045,122.31660383169823,157917.64993073521,null,null,68089.046681353051,56004.869076577677,214.45711865144784,1.2687627498513263,6149.0551328000547,8167.8751605731468,17393.746761322098,108.71489306375413,156129.03358709111]
[2004,11,15,24,4.6752186149125997E-2,3.1579167445512042E-2,2.0830375140000043E-3,9.5430719547930082E-6,2.9393775909119673E-3,7.9363275477061217E-3,1.1837277011999986E-2,1.6195143387840106E-2,6.671750758864062E-4,0.11999923479493742,46752.186149125999,31579.167445512041,2083.0375140000042,9.5430719547930085,2939.3775909119672,7936.3275477061215,11837.277011999986,16195.143387840106,667.17507588640615,119999.23479493744,null,null,45903.518985969509,41930.799336564574,1169.7548814184829,6.9204577089029495,5073.1759461459696,6911.6026856194439,15350.46349887529,592.98463787952335,116939.2204301817]
[2004,11,16,9,5.5559854963811932E-2,4.185877111481183E-2,0,0,3.4289772029113281E-3,1.0195134626120369E-2,1.3914588511999986E-2,1.7297654121750407E-2,0,0.14225498054140584,55559.854963811929,41858.771114811832,0,0,3428.9772029113283,10195.134626120369,13914.588511999986,17297.654121750409,0,142254.98054140585,null,null,54551.306949669372,55012.500819820591,0,0,6517.0838075985321,8124.512692516575,16395.471275139593,0,140600.87554474469]
[2004,11,16,16,5.9571641330839038E-2,4.4300659047646268E-2,0,0,3.4610714080320583E-3,1.0538633213589809E-2,1.2929955675999985E-2,1.8636268466566592E-2,0,0.14943822914267377,59571.64133083904,44300.659047646266,0,0,3461.0714080320581,10538.63321358981,12929.955675999985,18636.268466566591,0,149438.22914267375,null,null,58490.269527356773,58017.72738656553,0,0,6736.6600235510568,7549.6008317273272,17664.268355046901,0,148458.52612424758]
[2004,11,17,2,3.5533463108361779E-2,2.71030932776175E-2,2.0830375140000043E-3,9.5430719547930082E-6,2.9092530858472109E-3,8.1124866403798554E-3,1.1850860911999987E-2,1.3532697851822177E-2,6.671750758864062E-4,0.10180161053786971,35533.463108361779,27103.0932776175,2083.0375140000042,9.5430719547930085,2909.253085847211,8112.4866403798551,11850.860911999987,13532.697851822177,667.17507588640615,101801.61053786971,null,null,34888.443360256097,36456.973248959461,1169.7548814184829,6.9204577089029495,5185.7829506168964,6919.5341144122331,12826.881457047048,592.98463787952335,98047.275108298621]
[2004,11,17,6,4.1485133846654108E-2,2.9310701102063783E-2,2.0830375140000043E-3,9.5430719547930082E-6,3.0327664732556396E-3,8.3189996348302705E-3,1.1707322659999988E-2,1.4208156476747655E-2,6.671750758864062E-4,0.11082283585539263,41485.133846654106,29310.701102063784,2083.0375140000042,9.5430719547930085,3032.7664732556395,8318.9996348302702,11707.322659999987,14208.156476747656,667.17507588640615,110822.83585539265,null,null,40732.076636826379,39288.662002362813,1169.7548814184829,6.9204577089029495,5317.7932223344787,6835.7243525044387,13467.110612085229,592.98463787952335,107411.02680312024]
[2004,11,17,19,7.7069475015623667E-2,4.3783233487912042E-2,2.0830375140000043E-3,9.5430719547930082E-6,3.5450462502819779E-3,1.0126650339810585E-2,1.3075790375999983E-2,1.7520163260753598E-2,6.671750758864062E-4,0.16788011439222306,77069.47501562367,43783.233487912039,2083.0375140000042,9.5430719547930085,3545.0462502819778,10126.650339810585,13075.790375999983,17520.163260753598,667.17507588640615,167880.11439222304,null,null,75670.474495758317,57491.200702490452,1169.7548814184829,6.9204577089029495,6473.3062754960192,7634.7514540499005,16606.375145184928,592.98463787952335,165645.76804998654]
[2004,11,18,4,3.4187922667794177E-2,2.7115481563450731E-2,2.0830375140000043E-3,9.5430719547930082E-6,2.864522609587002E-3,7.4895509858738949E-3,1.1139925719999989E-2,1.4835442099557906E-2,6.671750758864062E-4,0.10039260130810489,34187.922667794177,27115.481563450732,2083.0375140000042,9.5430719547930085,2864.5226095870021,7489.5509858738951,11139.925719999988,14835.442099557906,667.17507588640615,100392.60130810489,null,null,33567.327787970942,36417.68613835072,1169.7548814184829,6.9204577089029495,4787.5808654030925,6504.430068325677,14061.679293925235,592.98463787952335,97108.364130982576]
[2004,11,18,5,3.7437604305956156E-2,2.8018729317658246E-2,2.0830375140000043E-3,9.5430719547930082E-6,2.9287524539461686E-3,7.7907724128553745E-3,1.0779178343999987E-2,1.4874198000045464E-2,6.671750758864062E-4,0.10458899049630259,37437.604305956156,28018.729317658246,2083.0375140000042,9.5430719547930085,2928.7524539461688,7790.7724128553746,10779.178343999987,14874.198000045464,667.17507588640615,104588.99049630259,null,null,36758.019711978726,37592.912643561605,1169.7548814184829,6.9204577089029495,4980.1320534230344,6293.7952635252013,14098.413827331529,592.98463787952335,101492.93347682701]
[2004,11,18,13,5.3597138139061751E-2,4.5304657366037726E-2,0,0,3.4716935087449681E-3,1.0689518857101885E-2,1.1750514335999988E-2,1.9731031158741141E-2,0,0.14454455336568747,53597.138139061753,45304.657366037725,0,0,3471.6935087449683,10689.518857101884,11750.514335999987,19731.031158741142,0,144544.55336568746,null,null,52624.218262487506,59250.219809156166,0,0,6833.1113623702895,6860.9433030735081,18701.932199306146,0,144270.42493639363]
[2004,11,19,2,3.5303467526528937E-2,2.8270950394610819E-2,2.0830375140000043E-3,9.5430719547930082E-6,2.8444869594878774E-3,7.7274054458115905E-3,1.060960001199999E-2,1.5978186999663323E-2,6.671750758864062E-4,0.10349385299994374,35303.467526528933,28270.95039461082,2083.0375140000042,9.5430719547930085,2844.4869594878774,7727.4054458115907,10609.60001199999,15978.186999663323,667.17507588640615,103493.85299994375,null,null,34662.62276389559,37796.93375220312,1169.7548814184829,6.9204577089029495,4939.6256893579994,6194.781102271234,15144.822768330348,592.98463787952335,100508.44605306517]
[2004,11,19,6,4.1536131183452951E-2,3.2387029354555397E-2,2.0830375140000043E-3,9.5430719547930082E-6,3.0216894866553633E-3,8.5068142760205273E-3,1.2720333031999985E-2,1.8284105614512176E-2,6.671750758864062E-4,0.11921585860903759,41536.131183452948,32387.029354555398,2083.0375140000042,9.5430719547930085,3021.6894866553635,8506.8142760205264,12720.333031999984,18284.105614512177,667.17507588640615,119215.8586090376,null,null,40782.14824653705,43012.122409243144,1169.7548814184829,6.9204577089029495,5437.8508578457349,7427.2054169906178,17330.473038965905,592.98463787952335,115759.45994658936]
[2004,11,19,15,5.3862686979429246E-2,4.2376975016477976E-2,0,0,3.4078687127888792E-3,1.1016825056827835E-2,1.3714520731999984E-2,1.7328236348775818E-2,0,0.14170711284629975,53862.686979429243,42376.975016477976,0,0,3407.8687127888793,11016.825056827834,13714.520731999984,17328.236348775819,0,141707.11284629974,null,null,52884.946738298881,55616.338783749001,0,0,7042.3368422276671,8007.6962148627927,16424.458444220192,0,139975.77702335853]
[2004,11,20,1,4.3681095269680996E-2,2.8979930665823272E-2,2.0830375140000043E-3,9.5430719547930082E-6,3.0421343868408564E-3,7.7749840221170577E-3,9.1404474039999892E-3,1.5408529400475346E-2,6.671750758864062E-4,0.11078687681077873,43681.095269680998,28979.930665823271,2083.0375140000042,9.5430719547930085,3042.1343868408562,7774.984022117058,9140.4474039999895,15408.529400475347,667.17507588640615,110786.87681077873,null,null,42888.175959173386,38898.243904800933,1169.7548814184829,6.9204577089029495,4970.0395662316341,5336.965651915224,14604.876441596516,592.98463787952335,108467.96150072459]
[2004,11,20,8,5.0119487580065306E-2,3.2944139292938324E-2,5.9036612800000116E-4,2.7046591342264889E-6,3.4443862169920821E-3,8.7121076705523361E-3,7.5026083879999915E-3,1.6918083879788687E-2,1.8908808103643385E-4,0.12042297189650737,50119.487580065303,32944.139292938322,590.36612800000114,2.704659134226489,3444.3862169920822,8712.1076705523355,7502.6083879999915,16918.083879788686,189.08808103643383,120422.97189650736,null,null,49209.695614236,44202.325436959378,331.52723146402673,1.9613683354877804,5569.081518977212,4380.6568209127727,16035.698039117027,168.06132500041775,119899.00735500232]
[2004,11,20,15,6.4501664733196656E-2,3.6624582980371835E-2,0,0,3.6123953691116354E-3,9.5816342424074642E-3,5.8243457359999935E-3,1.7385207101783304E-2,0,0.13752983016287088,64501.66473319666,36624.582980371837,0,0,3612.3953691116353,9581.6342424074646,5824.3457359999938,17385.207101783304,0,137529.8301628709,null,null,63330.800879827606,48877.166268206907,0,0,6124.9130748641937,3400.7452550197836,16478.457809560881,0,138212.08328747936]
[2004,11,20,17,6.9985262448935506E-2,3.8165413502519896E-2,5.2075676200000101E-4,2.3857560016612435E-6,3.5874284456209461E-3,9.4070241922413599E-3,6.8083634519999926E-3,1.9384859992955548E-2,1.6679293093408451E-4,0.14802828748320901,69985.262448935508,38165.413502519899,520.756762000001,2.3857560016612434,3587.4284456209461,9407.0241922413607,6808.3634519999923,19384.859992955549,166.79293093408452,148028.28748320899,null,null,68714.857810404807,50718.535083428847,292.43725102743542,1.7301057344501753,6013.2962721133981,3975.2979567693565,18373.81606488867,148.24541462285114,148238.21595898984]
[2004,11,21,2,4.2732870704456784E-2,2.8642348368806993E-2,2.0830375140000043E-3,9.5430719547930082E-6,2.9398918830806052E-3,7.989552725246785E-3,5.0640471639999936E-3,1.634323004588692E-2,6.671750758864062E-4,0.10647169655331928,42732.870704456785,28642.348368806994,2083.0375140000042,9.5430719547930085,2939.8918830806051,7989.5527252467846,5064.0471639999932,16343.230045886919,667.17507588640615,106471.69655331929,null,null,41957.164001916579,38363.97441444017,1169.7548814184829,6.9204577089029495,5107.1993264570156,2956.8186959994346,15490.826494409175,592.98463787952335,105645.64291022929]
[2004,11,21,14,6.8939534999242519E-2,3.8887360776744477E-2,0,0,3.6243296831185612E-3,1.0034299887794073E-2,5.228038155999995E-3,1.8185371277358888E-2,0,0.14489893478025853,68939.534999242518,38887.360776744477,0,0,3624.3296831185612,10034.299887794072,5228.0381559999951,18185.371277358889,0,144898.93478025851,null,null,67688.112885835566,51640.333051399342,0,0,6414.272662156648,3052.5704959763711,17236.888326422071,0,146032.17742178999]
[2004,11,21,19,8.8018788165608389E-2,3.9222208378656115E-2,2.0830375140000043E-3,9.5430719547930082E-6,3.3785778891613034E-3,9.8770653071444565E-3,6.7948205599999926E-3,1.7232419829085709E-2,6.671750758864062E-4,0.16728363579149719,88018.788165608392,39222.208378656112,2083.0375140000042,9.5430719547930085,3378.5778891613036,9877.0653071444558,6794.8205599999928,17232.419829085709,667.17507588640615,167283.63579149716,null,null,86421.030682809374,51748.560627072715,1169.7548814184829,6.9204577089029495,6313.7628624213103,3967.3904719125467,16333.639366372654,592.98463787952335,166554.04398759553]
[2004,11,22,4,3.715098456139946E-2,2.7279642980256234E-2,2.0830375140000043E-3,9.5430719547930082E-6,2.8759585180818201E-3,7.1188187005152368E-3,1.1039097299999988E-2,1.6312012534643833E-2,6.671750758864062E-4,0.10453627025673777,37150.984561399462,27279.642980256234,2083.0375140000042,9.5430719547930085,2875.9585180818203,7118.8187005152367,11039.097299999989,16312.012534643833,667.17507588640615,104536.27025673779,null,null,36476.602820711967,36630.98992051871,1169.7548814184829,6.9204577089029495,4550.5959247947776,6445.5579157392085,15461.237175229542,592.98463787952335,101334.6437340011]
[2004,11,22,12,6.5261202058112339E-2,4.4279143968502972E-2,0,0,3.603498688108631E-3,9.9701556398936898E-3,1.2387122527999986E-2,1.9458965620163228E-2,0,0.15496008850278084,65261.202058112336,44279.143968502969,0,0,3603.4986881086311,9970.15563989369,12387.122527999985,19458.965620163228,0,154960.08850278083,null,null,64076.550734253848,58164.60336958641,0,0,6373.2694331976945,7232.6489651995244,18444.056611592743,0,154291.12911383022]
[2004,11,22,18,8.4903382151117993E-2,4.3939008876886655E-2,2.0830375140000043E-3,9.5430719547930082E-6,3.7436518761098064E-3,9.463549458219412E-3,1.3000233135999987E-2,1.9234126091934284E-2,6.671750758864062E-4,0.17704370725210936,84903.382151117999,43939.008876886655,2083.0375140000042,9.5430719547930085,3743.6518761098064,9463.5494582194115,13000.233135999988,19234.126091934282,667.17507588640615,177043.70725210934,null,null,83362.176949659683,57921.678847055628,1169.7548814184829,6.9204577089029495,6049.4291834613214,7590.634752010018,18230.943896964098,592.98463787952335,174924.52360615769]
[2004,11,23,5,3.611474417341836E-2,2.7313651102494143E-2,2.0830375140000043E-3,9.5430719547930082E-6,2.9295274038249417E-3,7.8062347216839093E-3,1.1968461603999985E-2,1.3425879033736427E-2,6.671750758864062E-4,0.10231825370099897,36114.744173418359,27313.651102494143,2083.0375140000042,9.5430719547930085,2929.5274038249418,7806.2347216839089,11968.461603999986,13425.879033736426,667.17507588640615,102318.25370099898,null,null,35459.172744351607,36737.372560467011,1169.7548814184829,6.9204577089029495,4990.0160977431897,6988.1993368137964,12725.633920748636,592.98463787952335,98670.054637131136]
[2004,11,23,6,4.1636533854339755E-2,2.935485301176561E-2,2.0830375140000043E-3,9.5430719547930082E-6,3.0339967690600953E-3,8.3376251610253367E-3,1.1529050631999986E-2,1.3970428563829379E-2,6.671750758864062E-4,0.11062224365386136,41636.533854339752,29354.853011765608,2083.0375140000042,9.5430719547930085,3033.9967690600952,8337.6251610253366,11529.050631999986,13970.428563829379,667.17507588640615,110622.24365386135,null,null,40880.72836201216,39343.789243401698,1169.7548814184829,6.9204577089029495,5329.6993049538178,6731.6340768230848,13241.781724126398,592.98463787952335,107297.29268832406]
[2004,11,23,17,6.6979445756721864E-2,4.4660610931021624E-2,5.9019867200000111E-4,2.7038919638579667E-6,3.5084524717258971E-3,1.0270262796321008E-2,1.3407975679999984E-2,1.8894873975876827E-2,1.8903444663534566E-4,0.15850355862226642,66979.445756721863,44660.610931021627,590.19867200000112,2.7038919638579668,3508.4524717258969,10270.262796321007,13407.975679999985,18894.873975876828,189.03444663534566,158503.5586222664,null,null,65763.604083803351,58512.527965463261,331.43319452417023,1.9608119978518461,6565.1083408160403,7828.7093074415416,17909.385939757849,168.01365479051833,157080.74329859461]
[2004,11,23,23,5.9560235920237625E-2,3.4959134489834669E-2,2.0830375140000043E-3,9.5430719547930082E-6,2.9745236902244303E-3,9.3959655186316056E-3,1.3241052615999987E-2,1.6011913504325473E-2,6.671750758864062E-4,0.13890258140109499,59560.235920237625,34959.134489834665,2083.0375140000042,9.5430719547930085,2974.5236902244305,9395.9655186316049,13241.052615999986,16011.913504325474,667.17507588640615,138902.581401095,null,null,58479.071153008786,46079.248345244516,1169.7548814184829,6.9204577089029495,6006.2271842240625,7731.2455160421632,15176.790220940227,592.98463787952335,135242.24239646667]
[2004,11,24,7,4.5580208984408996E-2,3.2731775522491353E-2,2.0830375140000043E-3,9.5430719547930082E-6,3.0775063036282838E-3,9.042210941703965E-3,1.3328461167999985E-2,1.3802363956103647E-2,6.671750758864062E-4,0.12032228253817744,45580.208984408993,32731.775522491353,2083.0375140000042,9.5430719547930085,3077.5063036282836,9042.2109417039646,13328.461167999985,13802.363956103647,667.17507588640615,120322.28253817743,null,null,44752.816089208492,43498.699294918544,1169.7548814184829,6.9204577089029495,5780.0949839437108,7782.2820155797563,13082.482756246702,592.98463787952335,116666.0351169041]
[2004,11,24,16,5.6581850804847955E-2,4.3625428749108519E-2,0,0,3.454830252207281E-3,1.0788216481829999E-2,1.3465704691999984E-2,1.8666031939965827E-2,0,0.14658206291995957,56581.850804847956,43625.42874910852,0,0,3454.8302522072809,10788.216481829999,13465.704691999983,18666.031939965826,0,146582.06291995954,null,null,55554.751052645428,57189.921846780475,0,0,6896.2023087434809,7862.4163833148914,17692.4794737183,0,145195.77106520257]
[2004,11,25,1,4.307712869764331E-2,2.7252254846299697E-2,2.0830375140000043E-3,9.5430719547930082E-6,2.9433113785564519E-3,7.8794657644107088E-3,1.1257885231999987E-2,1.4231553501064568E-2,6.671750758864062E-4,0.10940135508181592,43077.128697643311,27252.254846299697,2083.0375140000042,9.5430719547930085,2943.3113785564519,7879.4657644107092,11257.885231999988,14231.553501064567,667.17507588640615,109401.35508181593,null,null,42295.172865842294,36679.536373632611,1169.7548814184829,6.9204577089029495,5036.8279212521848,6573.3048001670504,13489.287332547532,592.98463787952335,105843.78927044859]
[2004,11,25,6,3.5232432657131982E-2,2.6159039219422427E-2,2.0830375140000043E-3,9.5430719547930082E-6,2.9647429995924191E-3,7.744986380253633E-3,1.1895785175999984E-2,1.3656504346266814E-2,6.671750758864062E-4,0.10041324644050845,35232.432657131983,26159.039219422426,2083.0375140000042,9.5430719547930085,2964.742999592419,7744.9863802536329,11895.785175999985,13656.504346266815,667.17507588640615,100413.24644050846,null,null,34592.877352084732,35377.605483044681,1169.7548814184829,6.9204577089029495,4950.864032683171,6945.7646962763811,12944.230654172594,592.98463787952335,96581.002195268462]
[2004,11,25,18,8.1639252605072141E-2,3.7373607784947464E-2,2.0830375140000043E-3,9.5430719547930082E-6,3.4353100597071962E-3,8.9473390712525025E-3,1.3046141591999986E-2,1.7144506038942582E-2,6.671750758864062E-4,0.16434591281376304,81639.252605072135,37373.607784947468,2083.0375140000042,9.5430719547930085,3435.3100597071962,8947.3390712525033,13046.141591999985,17144.506038942582,667.17507588640615,164345.91281376308,null,null,80157.29938282998,49571.919774745897,1169.7548814184829,6.9204577089029495,5719.4495924516041,7617.4399883376436,16250.310840386701,592.98463787952335,161086.07955575871]
[2004,11,25,23,6.1795627130605428E-2,2.9469072988580418E-2,2.0830375140000043E-3,9.5430719547930082E-6,2.8118047333909836E-3,8.7109742902088949E-3,1.2803015411999985E-2,1.2205611988139442E-2,6.671750758864062E-4,0.13055586220476637,61795.627130605426,29469.072988580418,2083.0375140000042,9.5430719547930085,2811.8047333909835,8710.9742902088947,12803.015411999986,12205.611988139442,667.17507588640615,130555.86220476634,null,null,60673.884515080965,39212.632071829197,1169.7548814184829,6.9204577089029495,5568.3570229352308,7475.4823779067219,11569.011574546917,592.98463787952335,126269.02753930594]
[2004,11,26,3,3.4107479865505622E-2,2.4066642508660582E-2,2.0830375140000043E-3,9.5430719547930082E-6,2.8105854171676819E-3,7.0162962419693022E-3,1.1317387839999988E-2,1.3200384119439761E-2,6.671750758864062E-4,9.5278531654584123E-2,34107.479865505622,24066.642508660581,2083.0375140000042,9.5430719547930085,2810.585417167682,7016.2962419693022,11317.387839999989,13200.384119439761,667.17507588640615,95278.531654584149,null,null,33488.345220388779,32648.642916201137,1169.7548814184829,6.9204577089029495,4485.0600119297251,6608.0474512714609,12511.90000261044,592.98463787952335,91511.655579408442]
[2004,11,26,12,6.2085447029275646E-2,3.5466800324618242E-2,0,0,3.4179086503468552E-3,9.1685391084692005E-3,8.751045687999991E-3,1.7343445029030742E-2,0,0.13623318582974067,62085.447029275645,35466.800324618242,0,0,3417.9086503468552,9168.5391084692001,8751.0456879999911,17343.445029030743,0,136233.18582974066,null,null,60958.443469793478,47234.520677783563,0,0,5860.84833152188,5109.600021849963,16438.873894922195,0,135602.28639587108]
[2004,11,26,19,8.1367881847889026E-2,3.4368636625424484E-2,2.0830375140000043E-3,9.5430719547930082E-6,3.2814407679608061E-3,9.1141264675868704E-3,8.5740449079999906E-3,1.6290974079408879E-2,6.671750758864062E-4,0.15575686035811123,81367.881847889032,34368.636625424486,2083.0375140000042,9.5430719547930085,3281.4407679608062,9114.1264675868697,8574.0449079999908,16290.974079408879,667.17507588640615,155756.86035811127,null,null,79890.854672311893,45734.773540493115,1169.7548814184829,6.9204577089029495,5826.0658834397937,5006.2520081839348,15441.296009447746,592.98463787952335,153668.90209088341]
[2004,11,27,5,3.5238218126568722E-2,2.7705357249699483E-2,2.0830375140000043E-3,9.5430719547930082E-6,3.0458211032401536E-3,7.1490364924180977E-3,8.3095638119999923E-3,1.6597418160859044E-2,6.671750758864062E-4,0.10080517060662669,35238.218126568725,27705.357249699482,2083.0375140000042,9.5430719547930085,3045.8211032401537,7149.0364924180976,8309.563811999993,16597.418160859044,667.17507588640615,100805.17060662671,null,null,34598.557801022136,37354.456496339029,1169.7548814184829,6.9204577089029495,4569.9121858872959,4851.8255930923524,15731.757080035062,592.98463787952335,98876.169133382777]
[2004,11,27,12,6.3692810914266068E-2,3.8451964107335784E-2,0,0,3.5163788092424952E-3,9.2123528956719845E-3,6.0556718639999934E-3,1.9260217484047017E-2,0,0.14018939607456335,63692.810914266069,38451.964107335785,0,0,3516.3788092424952,9212.3528956719838,6055.6718639999935,19260.217484047018,0,140189.39607456332,null,null,62536.629747044157,50980.311118741178,0,0,5888.8556245690233,3535.8129978729698,18255.674456778845,0,141197.28394500617]
[2004,11,27,22,6.4906332440500494E-2,3.187283776573592E-2,2.0830375140000043E-3,9.5430719547930082E-6,2.9074354744586762E-3,8.2363887010812702E-3,6.3803834599999928E-3,1.5322026466150298E-2,6.671750758864062E-4,0.13238515996976785,64906.332440500497,31872.83776573592,2083.0375140000042,9.5430719547930085,2907.4354744586763,8236.3887010812705,6380.3834599999927,15322.026466150299,667.17507588640615,132385.15996976785,null,null,63728.122872984881,42248.729098130243,1169.7548814184829,6.9204577089029495,5264.9854470171385,3725.4070689325763,14522.885186310734,592.98463787952335,131259.7896503825]
[2004,11,28,7,4.3503135447744978E-2,2.8501821633618387E-2,2.0830375140000043E-3,9.5430719547930082E-6,3.0743135457040353E-3,7.8936994725305881E-3,4.7227478319999943E-3,1.5359900404133278E-2,6.671750758864062E-4,0.10581537399757246,43503.135447744979,28501.821633618387,2083.0375140000042,9.5430719547930085,3074.3135457040353,7893.6994725305885,4722.7478319999946,15359.900404133277,667.17507588640615,105815.37399757246,null,null,42713.446545688355,38356.558384233933,1169.7548814184829,6.9204577089029495,5045.926601368923,2757.5393028366352,14558.783757175064,592.98463787952335,105201.9145683098]
[2004,11,28,8,4.9853961471264613E-2,3.1125617577701426E-2,9.3753381400000168E-4,4.2951471526179738E-6,3.2864520880194442E-3,8.3668994670136922E-3,4.9080014719999942E-3,1.6060985807167964E-2,3.0028225094246751E-4,0.11484402909526223,49853.961471264614,31125.617577701425,937.53381400000171,4.2951471526179734,3286.4520880194441,8366.8994670136926,4908.0014719999945,16060.985807167965,300.2822509424675,114844.02909526222,null,null,48948.98945735758,41801.460240767556,526.48343971273664,3.1147605680871484,5348.4124571123584,2865.7060336182817,15223.30309060429,266.8906082862789,114984.36008802716]
[2004,11,28,16,6.9154342572121025E-2,3.8220015936168958E-2,0,0,3.5607349063207275E-3,9.5863706962084939E-3,4.402454847999995E-3,1.8745111389699191E-2,0,0.14366903034851838,69154.342572121022,38220.015936168958,0,0,3560.7349063207275,9586.3706962084943,4402.4548479999949,18745.111389699192,0,143669.0303485184,null,null,67899.021172958368,50752.436925102993,0,0,6127.9407804810517,2570.5251908786827,17767.434426420641,0,145117.35849584173]
[2004,11,29,1,4.1862254858031175E-2,2.7716418136330287E-2,2.0830375140000043E-3,9.5430719547930082E-6,2.8562761774097753E-3,7.9131097913461984E-3,1.1054680339999989E-2,1.5113561020452786E-2,6.671750758864062E-4,0.1092760559854114,41862.254858031178,27716.418136330289,2083.0375140000042,9.5430719547930085,2856.2761774097753,7913.1097913461981,11054.68033999999,15113.561020452786,667.17507588640615,109276.05598541143,null,null,41102.351974337609,37137.646128910164,1169.7548814184829,6.9204577089029495,5058.3343506623396,6454.6566114109355,14325.292541508394,592.98463787952335,105847.94158383633]
[2004,11,29,9,5.8874052826866641E-2,4.1594383866944848E-2,0,0,3.4689504536097194E-3,1.0182934409098317E-2,1.0407820147999989E-2,1.90706373025172E-2,0,0.14359877900703671,58874.052826866638,41594.383866944845,0,0,3468.9504536097193,10182.934409098318,10407.82014799999,19070.6373025172,0,143598.7790070367,null,null,57805.343970413815,54739.897838621255,0,0,6509.2850055503586,6076.9649652903618,18075.982089320791,0,143207.47386919658]
[2004,11,29,18,8.203794346034364E-2,4.3448524339433699E-2,2.0830375140000043E-3,9.5430719547930082E-6,3.6544494957924892E-3,9.4690427686140183E-3,1.1868381579999986E-2,1.8829844766577702E-2,6.671750758864062E-4,0.17206794207260273,82037.943460343638,43448.524339433701,2083.0375140000042,9.5430719547930085,3654.4494957924894,9469.0427686140192,11868.381579999987,18829.844766577702,667.17507588640615,172067.94207260272,null,null,80548.753018519055,57217.514294308457,1169.7548814184829,6.9204577089029495,6052.940698074487,6929.7641610589308,17847.748417952611,592.98463787952335,170366.3805669205]
[2004,11,29,24,4.7940201729653784E-2,3.1909836632416838E-2,2.0830375140000043E-3,9.5430719547930082E-6,2.9753211206422704E-3,7.7533794348226617E-3,1.1785924743999986E-2,1.661713510275218E-2,6.671750758864062E-4,0.12174155442612894,47940.201729653782,31909.836632416838,2083.0375140000042,9.5430719547930085,2975.3211206422702,7753.379434822662,11785.924743999987,16617.135102752181,667.17507588640615,121741.55442612893,null,null,47069.969161848705,42376.135727169632,1169.7548814184829,6.9204577089029495,4956.2291643890312,6881.6188917907084,15750.445657813712,592.98463787952335,118804.05858001871]
[2004,11,30,11,5.823214740431866E-2,4.6007587530490203E-2,0,0,3.4235458678697163E-3,1.0563825593428857E-2,1.4059582547999985E-2,1.9313777053930815E-2,0,0.15160046599803825,58232.147404318661,46007.5875304902,0,0,3423.5458678697164,10563.825593428857,14059.582547999986,19313.777053930815,0,151600.46599803824,null,null,57175.090710017801,60045.605436685801,0,0,6752.763866878764,8209.1724641515957,18306.440553924607,0,150489.0730316586]
[2004,11,30,14,5.6647528945036961E-2,4.6332373329981989E-2,0,0,3.494711556580812E-3,1.0714092357586745E-2,1.3923159183999985E-2,2.0180686476628226E-2,0,0.15129255184981472,56647.52894503696,46332.373329981987,0,0,3494.7115565808122,10714.092357586745,13923.159183999984,20180.686476628227,0,151292.55184981471,null,null,55619.236973058054,60526.580587328157,0,0,6848.819596540694,8129.5169751360236,19128.135128110313,0,150252.28926017322]
[2004,11,30,20,8.0455472761455205E-2,4.4531417262597635E-2,2.0830375140000043E-3,9.5430719547930082E-6,3.5265320082339966E-3,9.8729073593604999E-3,1.4463685631999984E-2,1.8198246543760673E-2,6.671750758864062E-4,0.17380801722924918,80455.47276145521,44531.417262597635,2083.0375140000042,9.5430719547930085,3526.5320082339967,9872.9073593605008,14463.685631999984,18198.246543760673,667.17507588640615,173808.01722924921,null,null,78995.008054819147,58377.554015550086,1169.7548814184829,6.9204577089029495,6311.1049579237842,8445.1219952650517,17249.092065666966,592.98463787952335,171147.54106623196]
[2004,12,1,4,4.4227095479616875E-2,3.3897154220574204E-2,2.0853504999999569E-3,9.5536684955080456E-6,3.1939090105062048E-3,7.2821557388688075E-3,1.2671277212000004E-2,1.9306221691913695E-2,6.6791590105142178E-4,0.12334063342302667,44227.095479616873,33897.154220574201,2085.3504999999568,9.5536684955080453,3193.909010506205,7282.1557388688079,12671.277212000005,19306.221691913695,667.91590105142177,123340.63342302669,null,null,43424.264922440045,45055.720856170243,1171.0537666502239,6.9281421224991657,4655.0066272398353,7398.5624835766748,18299.279252163509,593.64308265374575,120604.45913301678]
[2004,12,1,13,6.4550495877665259E-2,4.8770023430567577E-2,0,0,3.5538200059733213E-3,1.0223940250598132E-2,1.2116418468000004E-2,2.2793684504272316E-2,0,0.16200838253707661,64550.495877665257,48770.023430567577,0,0,3553.8200059733213,10223.940250598132,12116.418468000003,22793.684504272318,0,162008.38253707663,null,null,63378.745618926463,63559.474402537155,0,0,6535.4973622730167,7074.5890578232547,21604.848664101621,0,162153.15510566151]
[2004,12,1,22,8.1802861837316054E-2,4.5181330544759715E-2,2.0853504999999569E-3,9.5536684955080456E-6,3.474050538356459E-3,9.2551326458845291E-3,9.795888520000004E-3,2.2960078526979379E-2,6.6791590105142178E-4,0.175232162682843,81802.861837316057,45181.330544759716,2085.3504999999568,9.5536684955080453,3474.0505383564591,9255.1326458845288,9795.8885200000041,22960.078526979378,667.91590105142177,175232.16268284302,null,null,80317.938705120352,59103.273868798526,1171.0537666502239,6.9281421224991657,5916.2019252926048,5719.6675666392512,21762.564178612814,593.64308265374575,174591.27123589002]
[2004,12,2,3,4.1942536597317955E-2,3.0875616292150767E-2,2.0853504999999569E-3,9.5536684955080456E-6,2.9420101223964572E-3,7.8576860647618669E-3,1.0362865128000002E-2,1.8621476118337334E-2,6.6791590105142178E-4,0.11536501039251126,41942.536597317958,30875.616292150768,2085.3504999999568,9.5536684955080453,2942.0101223964571,7857.6860647618669,10362.865128000001,18621.476118337334,667.91590105142177,115365.01039251129,null,null,41181.176402607613,41079.370689900454,1171.0537666502239,6.9281421224991657,5022.9055815165057,6050.7164254742356,17650.247522003436,593.64308265374575,112756.0416129287]
[2004,12,2,15,5.7979854971204024E-2,4.676379709890064E-2,0,0,3.4664644510310379E-3,1.0866520189521188E-2,1.3262151232000006E-2,2.3050065323462005E-2,0,0.1553888532661189,57979.854971204026,46763.797098900643,0,0,3466.4644510310377,10866.520189521189,13262.151232000006,23050.065323462004,0,155388.85326611891,null,null,56927.378005064202,61016.332393236189,0,0,6946.2567557109332,7743.5646711029731,21847.857590452837,0,154481.38941556713]
[2004,12,2,24,5.8023382420983205E-2,3.467741916317528E-2,2.0853504999999569E-3,9.5536684955080456E-6,2.9509629566813801E-3,8.2435176518146219E-3,1.2536360892000005E-2,1.7985324677838067E-2,6.6791590105142178E-4,0.13717978783203943,58023.382420983202,34677.419163175276,2085.3504999999568,9.5536684955080453,2950.9629566813801,8243.5176518146218,12536.360892000004,17985.324677838067,667.91590105142177,137179.78783203944,null,null,56970.115324576407,45708.419586121025,1171.0537666502239,6.9281421224991657,5269.5425196888873,7319.7869342083031,17047.275431341182,593.64308265374575,134086.76478736228]
[2004,12,3,8,6.499591747440954E-2,4.0661652247801584E-2,1.112357877999977E-3,5.0960730173554913E-6,3.4116296363471718E-3,9.3402031990996448E-3,1.3445856820000006E-2,1.7658276369241107E-2,3.5627656567853579E-4,0.15098726626359493,64995.917474409536,40661.652247801583,1112.3578779999771,5.0960730173554909,3411.629636347172,9340.2031990996456,13445.856820000006,17658.276369241106,356.2765656785358,150987.26626359491,null,null,63816.081718198773,53537.248943663377,624.65800492288963,3.695577060002905,5970.5819747174801,7850.8275183014421,16737.284775299446,316.65830742127002,148857.03681958473]
[2004,12,3,9,6.6882040898023284E-2,4.5469768323669654E-2,0,0,3.4792670993457446E-3,9.8651740602754539E-3,1.3703745880000005E-2,2.1158695692204497E-2,0,0.16055869195351863,66882.04089802329,45469.768323669654,0,0,3479.2670993457446,9865.1740602754544,13703.745880000006,21158.695692204496,0,160558.69195351863,null,null,65667.967362852301,59459.985346284986,0,0,6306.1615648157276,8001.404945684526,20055.13493328273,0,159490.6541529203]
[2004,12,3,23,6.9119193362369491E-2,3.707101931408395E-2,2.0853504999999569E-3,9.5536684955080456E-6,3.2618827184483865E-3,8.4378212669150542E-3,7.9660397960000032E-3,1.7309691039439936E-2,6.6791590105142178E-4,0.14592846756680372,69119.193362369493,37071.019314083947,2085.3504999999568,9.5536684955080453,3261.8827184483866,8437.8212669150544,7966.0397960000028,17309.691039439935,667.91590105142177,145928.46756680371,null,null,67864.510007811463,48993.687885827298,1171.0537666502239,6.9281421224991657,5393.7481324803639,4651.2472414027388,16406.880390897761,593.64308265374575,145081.6986498461]
[2004,12,4,2,4.9792944436503291E-2,3.1471979629462542E-2,2.0853504999999569E-3,9.5536684955080456E-6,3.1861141547341273E-3,7.1938794448541121E-3,6.7091856040000022E-3,1.8271919858441871E-2,6.6791590105142178E-4,0.11938884319754284,49792.94443650329,31471.979629462541,2085.3504999999568,9.5536684955080453,3186.1141547341272,7193.8794448541121,6709.1856040000021,18271.91985844187,667.91590105142177,119388.84319754285,null,null,48889.080031845377,42100.313739166122,1171.0537666502239,6.9281421224991657,4598.5773570618794,3917.3895476060165,17318.922847696598,593.64308265374575,118595.90851480245]
[2004,12,4,13,7.3085068483024471E-2,4.0343463229461959E-2,0,0,3.654539332124162E-3,9.0703943864138929E-3,6.5506999360000024E-3,2.0668252698879837E-2,0,0.15337241806590432,73085.068483024472,40343.463229461959,0,0,3654.5393321241618,9070.3943864138928,6550.6999360000027,20668.252698879838,0,153372.41806590432,null,null,71758.394741164695,53445.804702162604,0,0,5798.1108197219692,3824.8522210341589,19590.271666128087,0,154417.43415021151]
[2004,12,4,19,8.85742352784437E-2,4.0098604416526559E-2,2.0853504999999569E-3,9.5536684955080456E-6,3.5347805082573736E-3,8.7308827683188726E-3,6.3936803040000028E-3,1.9271247062222826E-2,6.6791590105142178E-4,0.1693662504073162,88574.235278443695,40098.604416526556,2085.3504999999568,9.5536684955080453,3534.7805082573736,8730.882768318872,6393.6803040000032,19271.247062222825,667.91590105142177,169366.25040731623,null,null,86966.395064453667,53002.891799918536,1171.0537666502239,6.9281421224991657,5581.0832129349246,3733.1708901735228,18266.128772195578,593.64308265374575,169321.29473110271]
[2004,12,5,4,4.2504043954200654E-2,2.9165383039595361E-2,2.0853504999999569E-3,9.5536684955080456E-6,3.0061162690553666E-3,6.7693203743719801E-3,4.9528949800000015E-3,1.7080932421834737E-2,6.6791590105142178E-4,0.10624151110860497,42504.043954200657,29165.383039595363,2085.3504999999568,9.5536684955080453,3006.1162690553665,6769.3203743719805,4952.8949800000019,17080.932421834736,667.91590105142177,106241.51110860499,null,null,41732.491019964997,39079.766555746137,1171.0537666502239,6.9281421224991657,4327.1844677007812,2891.9186575304516,16190.052992368004,593.64308265374575,105993.03868473682]
[2004,12,5,12,7.0469337841952057E-2,3.7477149761768316E-2,0,0,3.5594466297609092E-3,8.8278606298383255E-3,5.4745885040000039E-3,1.7721296562960589E-2,0,0.14352967993028021,70469.33784195206,37477.14976176832,0,0,3559.4466297609092,8827.8606298383256,5474.5885040000039,17721.29656296059,0,143529.6799302802,null,null,69190.146044480076,49848.488310649256,0,0,5643.0748269921551,3196.5274250614798,16797.018064484728,0,144675.2546716677]
[2004,12,5,21,8.602739245042057E-2,3.4929506935459403E-2,2.0853504999999569E-3,9.5536684955080456E-6,3.0986654564883007E-3,8.1465649886665343E-3,6.8709109040000025E-3,1.5826944222750883E-2,6.6791590105142178E-4,0.15766280502733257,86027.392450420564,34929.506935459402,2085.3504999999568,9.5536684955080453,3098.6654564883006,8146.5649886665342,6870.9109040000021,15826.944222750883,667.91590105142177,157662.80502733256,null,null,84465.783697585532,46194.057832404906,1171.0537666502239,6.9281421224991657,5207.5670133049762,4011.818445120155,15001.468265633808,593.64308265374575,156652.32024547583]
[2004,12,6,2,4.4888304729307632E-2,3.0665596778978212E-2,2.0853504999999569E-3,9.5536684955080456E-6,2.8693362508978686E-3,7.0860853613922917E-3,1.1917652692000003E-2,1.7113865173793177E-2,6.6791590105142178E-4,0.11730366105591607,44888.304729307631,30665.596778978212,2085.3504999999568,9.5536684955080453,2869.3362508978685,7086.0853613922918,11917.652692000003,17113.865173793176,667.91590105142177,117303.66105591609,null,null,44073.471598039447,40735.973841223553,1171.0537666502239,6.9281421224991657,4529.6716386337857,6958.5328001367816,16221.26809153379,593.64308265374575,114290.5429609938]
[2004,12,6,6,4.8628902616457331E-2,3.2700427575646417E-2,2.0853504999999569E-3,9.5536684955080456E-6,3.0868228869436812E-3,7.898053940563669E-3,1.1633826072000007E-2,1.7764678406770457E-2,6.6791590105142178E-4,0.12447553156792845,48628.90261645733,32700.427575646416,2085.3504999999568,9.5536684955080453,3086.8228869436812,7898.0539405636691,11633.826072000007,17764.678406770458,667.91590105142177,124475.53156792847,null,null,47746.168433733052,43471.937081091368,1171.0537666502239,6.9281421224991657,5048.7101284286227,6792.8108332474703,16838.137268802318,593.64308265374575,121669.38873672929]
[2004,12,6,15,6.3840946608394608E-2,4.6450414685827827E-2,0,0,3.5030722110596557E-3,9.5612206060869086E-3,1.2851015276000006E-2,1.9345791692536224E-2,0,0.15555246107990522,63840.94660839461,46450.414685827825,0,0,3503.0722110596557,9561.2206060869084,12851.015276000006,19345.791692536222,0,155552.46107990522,null,null,62682.07641399229,60680.125220367292,0,0,6111.86397020813,7503.5087549692498,18336.785425197006,0,155314.35978473397]
[2004,12,7,1,5.1021417201115062E-2,3.5279735182254274E-2,2.0853504999999569E-3,9.5536684955080456E-6,3.1610445512091699E-3,8.1096589003810098E-3,1.2327425132000006E-2,2.1179704207723186E-2,6.6791590105142178E-4,0.13384180524422959,51021.417201115059,35279.735182254277,2085.3504999999568,9.5536684955080453,3161.0445512091701,8109.6589003810095,12327.425132000006,21179.704207723185,667.91590105142177,133841.80524422959,null,null,50095.252994415103,46695.265389781212,1171.0537666502239,6.9281421224991657,5183.9753610916569,7197.7925803992302,20075.047720895178,593.64308265374575,131018.95903800883]
[2004,12,7,8,6.6714884421571433E-2,4.3358694584003536E-2,1.2513777559999743E-3,5.7329682676733507E-6,3.4826005457199213E-3,9.8885272886766688E-3,1.2788580596000004E-2,2.1539418568214914E-2,4.0080317503194128E-4,0.15943061990348606,66714.884421571434,43358.694584003533,1251.3777559999744,5.7329682676733507,3482.6005457199212,9888.5272886766688,12788.580596000003,21539.418568214915,400.80317503194129,159430.61990348608,null,null,65503.845187560633,56899.644659898629,702.72629692999101,4.1574416111354342,6321.08975872881,7467.0541124423962,20416.000686146199,356.23351980214687,157670.75166311997]
[2004,12,7,15,5.9899260560290588E-2,4.8118554853678504E-2,0,0,3.4710467263717394E-3,9.8918018448775867E-3,1.3318004128000006E-2,2.3439399242405002E-2,0,0.15813806735562344,59899.26056029059,48118.554853678506,0,0,3471.0467263717396,9891.8018448775874,13318.004128000006,23439.399242405001,0,158138.06735562344,null,null,58811.941662031466,62667.566938983015,0,0,6323.1829686742094,7776.1763119053203,22216.88526550855,0,157795.75314710254]
[2004,12,8,1,5.1039629668250062E-2,3.543731972218174E-2,2.0853504999999569E-3,9.5536684955080456E-6,3.2225178809021705E-3,7.6208011684754618E-3,1.2191094036000005E-2,1.9418641161918597E-2,6.6791590105142178E-4,0.13169282370727492,51039.629668250062,35437.319722181739,2085.3504999999568,9.5536684955080453,3222.5178809021704,7620.801168475462,12191.094036000004,19418.641161918596,667.91590105142177,131692.82370727495,null,null,50113.134860478996,46961.362108645189,1171.0537666502239,6.9281421224991657,4871.4805362897851,7118.1909652396089,18405.835330707949,593.64308265374575,129241.628792788]
[2004,12,8,8,6.7695696045558418E-2,4.3764668833307444E-2,1.2861353419999734E-3,5.8922040672898222E-6,3.5503273107540842E-3,9.4257790906304029E-3,1.2617269676000005E-2,2.0460071952735644E-2,4.1193566540780957E-4,0.15921777612046106,67695.696045558419,43764.668833307442,1286.1353419999734,5.8922040672898222,3550.327310754084,9425.7790906304035,12617.269676000005,20460.071952735645,411.93566540780955,159217.77612046109,null,null,66466.852668317501,57475.064688662227,722.24483925895152,4.272916441694127,6025.2850539281308,7367.0283198933485,19392.948871983855,366.12806774439565,157819.82542623012]
[2004,12,8,10,6.5736656603082103E-2,5.0132935544078078E-2,0,0,3.6115427692806268E-3,9.0893577510579842E-3,1.2457041168000003E-2,2.5019423675213627E-2,0,0.16604695751071241,65736.656603082098,50132.935544078078,0,0,3611.5427692806265,9089.3577510579835,12457.041168000003,25019.423675213628,0,166046.95751071241,null,null,64543.37460987689,65285.165792122549,0,0,5810.2328604003687,7273.4733760424142,23714.501359563685,0,166626.74799800589]
[2004,12,8,19,9.1980598410797226E-2,4.8165372203637251E-2,2.0853504999999569E-3,9.5536684955080456E-6,3.6531823818868043E-3,9.501599909429571E-3,1.3803713132000005E-2,2.0316576969074355E-2,6.6791590105142178E-4,0.19018386307637208,91980.598410797233,48165.372203637249,2085.3504999999568,9.5536684955080453,3653.1823818868043,9501.5999094295712,13803.713132000004,20316.576969074355,667.91590105142177,190183.86307637213,null,null,90310.924328183522,62945.683601197357,1171.0537666502239,6.9281421224991657,6073.7523521635985,8059.7742756154512,19256.938065767827,593.64308265374575,188418.69761435426]
[2004,12,9,4,4.8325841939103657E-2,3.5269345779249651E-2,2.0853504999999569E-3,9.5536684955080456E-6,3.272833577837028E-3,7.3465571492345129E-3,1.1961223692000004E-2,1.9541179790738505E-2,6.6791590105142178E-4,0.12847980199771025,48325.841939103659,35269.345779249648,2085.3504999999568,9.5536684955080453,3272.8335778370279,7346.5571492345125,11961.223692000005,19541.179790738504,667.91590105142177,128479.80199771025,null,null,47448.609053035194,46818.438810516716,1171.0537666502239,6.9281421224991657,4696.1742433697418,6983.9732321136507,18521.982789477261,593.64308265374575,126240.80311993902]
[2004,12,9,12,6.6494668016964756E-2,5.2148748497623604E-2,0,0,3.6258309758659397E-3,1.0417832569629604E-2,1.3780512856000007E-2,2.4928017060356269E-2,0,0.17139560997644018,66494.668016964759,52148.748497623601,0,0,3625.8309758659398,10417.832569629603,13780.512856000007,24928.017060356269,0,171395.6099764402,null,null,65287.626252308262,67751.195698323703,0,0,6659.4400603459089,8046.2279938357697,23627.86218192126,0,171372.35218673493]
[2004,12,9,21,8.8237408402976156E-2,4.8015096532531797E-2,2.0853504999999569E-3,9.5536684955080456E-6,3.6943001478195194E-3,9.2247215465680391E-3,1.2239585996000005E-2,2.0954268440038518E-2,6.6791590105142178E-4,0.1851282011354809,88237.408402976158,48015.096532531796,2085.3504999999568,9.5536684955080453,3694.3001478195192,9224.7215465680383,12239.585996000005,20954.268440038519,667.91590105142177,185128.20113548089,null,null,86635.682425183913,62813.085943533399,1171.0537666502239,6.9281421224991657,5896.7620953938413,7146.5046695338651,19861.369864496406,593.64308265374575,184125.02998956791]
[2004,12,10,5,4.796770638539144E-2,3.4516215581752441E-2,2.0853504999999569E-3,9.5536684955080456E-6,3.1939371798045267E-3,7.6392007658587441E-3,1.2113845216000004E-2,1.9037500751435468E-2,6.6791590105142178E-4,0.12723122594978953,47967.706385391437,34516.21558175244,2085.3504999999568,9.5536684955080453,3193.9371798045267,7639.2007658587445,12113.845216000003,19037.500751435469,667.91590105142177,127231.22594978951,null,null,47096.974540438459,45807.74904410194,1171.0537666502239,6.9281421224991657,4883.2421973732689,7073.0865758406208,18044.573820454174,593.64308265374575,124677.25116963491]
[2004,12,10,14,6.2779888829890981E-2,4.9502339211683115E-2,0,0,3.5534980838970412E-3,9.9021884266389543E-3,1.4037858560000005E-2,2.3505820397156704E-2,0,0.1632815935092668,62779.888829890981,49502.339211683116,0,0,3553.4980838970414,9902.1884266389552,14037.858560000004,23505.820397156702,0,163281.59350926679,null,null,61640.279443784457,64448.651150473241,0,0,6329.822432133562,8196.488164067141,22279.842133944472,0,162895.08332440289]
[2004,12,10,20,8.872050949906593E-2,4.7752550464922258E-2,2.0853504999999569E-3,9.5536684955080456E-6,3.6715591864376787E-3,8.9199499875418399E-3,1.1859390576000004E-2,2.2044049988818235E-2,6.6791590105142178E-4,0.1857308297723328,88720.509499065927,47752.550464922257,2085.3504999999568,9.5536684955080453,3671.5591864376788,8919.9499875418405,11859.390576000003,22044.049988818235,667.91590105142177,185730.82977233283,null,null,87110.014048217839,62466.538510745027,1171.0537666502239,6.9281421224991657,5701.9415397871098,6924.5144530957141,20894.312363718196,593.64308265374575,184868.94590699035]
[2004,12,10,23,7.4476359217435756E-2,3.9768003712882354E-2,2.0853504999999569E-3,9.5536684955080456E-6,3.3754548973927616E-3,8.3234991434947472E-3,8.685842968000004E-3,1.8724160195264999E-2,6.6791590105142178E-4,0.15611614020401751,74476.359217435762,39768.003712882353,2085.3504999999568,9.5536684955080453,3375.4548973927617,8323.4991434947478,8685.8429680000045,18724.160195264998,667.91590105142177,156116.14020401752,null,null,73124.430126939827,52407.762371326025,1171.0537666502239,6.9281421224991657,5320.669464398442,5071.5291636445872,17747.575970233003,593.64308265374575,155443.59208796837]
[2004,12,11,10,7.0225540591121322E-2,3.941964249498954E-2,0,0,3.6924717936056947E-3,8.5771024116211483E-3,6.5148384400000028E-3,1.9271740568611452E-2,0,0.14770133629994914,70225.540591121317,39419.642494989537,0,0,3692.4717936056945,8577.1024116211483,6514.8384400000032,19271.740568611451,0,147701.33629994915,null,null,68950.774313358459,52369.687404339056,0,0,5482.7814730055879,3803.9132490211987,18266.596539082457,0,148873.75297880673]
[2004,12,11,16,7.3698540961286738E-2,4.0210210465428081E-2,0,0,3.6672268019548207E-3,8.148530545738079E-3,4.3873126440000017E-3,2.0593810895435927E-2,0,0.15070563231384365,73698.540961286737,40210.210465428085,0,0,3667.2268019548205,8148.5305457380791,4387.3126440000015,20593.810895435927,0,150705.63231384364,null,null,72360.731185143115,53299.350118029506,0,0,5208.82346558674,2561.6838925187258,19519.712476919907,0,152950.301138198]
[2004,12,12,1,5.7198906314560025E-2,3.2804679314660745E-2,2.0853504999999569E-3,9.5536684955080456E-6,3.0733623098272538E-3,7.7725353561328148E-3,3.2155500520000013E-3,1.855220172758934E-2,6.6791590105142178E-4,0.12538005514431708,57198.906314560023,32804.679314660745,2085.3504999999568,9.5536684955080453,3073.3623098272537,7772.5353561328147,3215.5500520000014,18552.201727589341,667.91590105142177,125380.05514431707,null,null,56160.605487240551,43582.224058339598,1171.0537666502239,6.9281421224991657,4968.4742939697808,1877.5098658768279,17584.586232003228,593.64308265374575,125945.02492885644]
[2004,12,12,9,6.4180437166609247E-2,3.6292730222918949E-2,0,0,3.5664138858413717E-3,8.4559328908777806E-3,3.7415494160000012E-3,1.8400525535422357E-2,0,0.13463758911766968,64180.437166609248,36292.730222918952,0,0,3566.4138858413717,8455.9328908777807,3741.5494160000012,18400.525535422355,0,134637.5891176697,null,null,63015.404383616115,48418.198727323361,0,0,5405.3257109612196,2184.6327466855687,17440.820919418478,0,136464.38248800475]
[2004,12,12,18,9.615131994528564E-2,4.1894290491147616E-2,2.0853504999999569E-3,9.5536684955080456E-6,3.5149881517999048E-3,8.895190724963295E-3,4.996219932000002E-3,2.1496713085195539E-2,6.6791590105142178E-4,0.17971154239993889,{"$f":"E8324*1000000*O$8826","v":96151.319945285635},{"$f":"F8324*1000000*P$8826","v":41894.290491147614},{"$f":"G8324*1000000*Q$8826","v":2085.3504999999568},{"$f":"H8324*1000000*R$8826","v":9.5536684955080453},{"$f":"I8324*1000000*S$8826","v":3514.9881517999047},{"$f":"J8324*1000000*T$8826","v":8895.190724963295},{"$f":"K8324*1000000*U$8826","v":4996.2199320000018},{"$f":"L8324*1000000*V$8826","v":21496.713085195537},{"$f":"M8324*1000000*W$8826","v":667.91590105142177},{"$f":"SUM(O8324:W8324)","v":179711.54239993892},null,null,{"$f":"O8324*AA$8826","v":94405.93700915009},{"$f":"(P8324+S8324)*AB$8826","v":55160.12765852172},{"$f":"Q8324*AC$8826","v":1171.0537666502239},{"$f":"R8324*AD$8826","v":6.9281421224991657},{"$f":"T8324*AE$8826","v":5686.1145600407799},{"$f":"U8324*AF$8826","v":2917.2154258914497},{"$f":"V8324*AG$8826","v":20375.522566095529},{"$f":"W8324*AH$8826","v":593.64308265374575},{"$f":"SUM(AA8324:AH8324)","v":180316.54221112604}]
[2004,12,12,23,7.6735348561825414E-2,3.5863351096477897E-2,2.0853504999999569E-3,9.5536684955080456E-6,2.9891671059830939E-3,7.6729060698978307E-3,7.1330955520000038E-3,1.7763302863633756E-2,6.6791590105142178E-4,0.15091999131936487,76735.34856182542,35863.351096477898,2085.3504999999568,9.5536684955080453,2989.1671059830937,7672.906069897831,7133.0955520000034,17763.302863633755,667.91590105142177,150919.9913193649,null,null,75342.413258862987,47195.417499450457,1171.0537666502239,6.9281421224991657,4904.7877972342594,4164.9039997969585,16836.833469002253,593.64308265374575,150215.98101577337]
[2004,12,13,11,6.3899838885709659E-2,4.7328651880915812E-2,0,0,3.4516741996574465E-3,9.8900517307510902E-3,1.4024633480000007E-2,2.0625011272768445E-2,0,0.15921986144980246,63899.838885709658,47328.651880915815,0,0,3451.6741996574465,9890.0517307510909,14024.633480000006,20625.011272768446,0,159219.86144980247,null,null,62739.899651631604,61684.513668899919,0,0,6322.06423499844,8188.7662447141629,19549.28555583155,0,158484.52935607568]
[2004,12,13,12,6.4375043468787016E-2,4.8070539853571466E-2,0,0,3.4440499378706625E-3,9.8604391289453079E-3,1.3764550492000007E-2,2.158819283071696E-2,0,0.16110281571189145,64375.043468787015,48070.539853571463,0,0,3444.0499378706622,9860.4391289453088,13764.550492000008,21588.192830716958,0,161102.8157118914,null,null,63206.478102785361,62576.447679678051,0,0,6303.1348324150858,8036.9078167562448,20462.231060172053,0,160585.19949180679]
[2004,12,13,22,7.7977487105794677E-2,4.2137776290813889E-2,2.0853504999999569E-3,9.5536684955080456E-6,3.4244329695391103E-3,9.3580709333117643E-3,1.3651840004000005E-2,1.8274545272163479E-2,6.6791590105142178E-4,0.16758697264516981,77977.487105794673,42137.77629081389,2085.3504999999568,9.5536684955080453,3424.4329695391102,9358.0709333117647,13651.840004000005,18274.545272163479,667.91590105142177,167586.97264516982,null,null,76562.003933284606,55345.897453398065,1171.0537666502239,6.9281421224991657,5982.0036504071704,7971.0979087200822,17321.411329369024,593.64308265374575,164954.03926660542]
[2004,12,14,5,4.1045939281724737E-2,2.9619354919595033E-2,2.0853504999999569E-3,9.5536684955080456E-6,2.9741948559294335E-3,8.1784737595423877E-3,1.1186172492000004E-2,1.7039491429543342E-2,6.6791590105142178E-4,0.11280644680788182,41045.939281724735,29619.354919595033,2085.3504999999568,9.5536684955080453,2974.1948559294337,8178.4737595423876,11186.172492000005,17039.491429543341,667.91590105142177,112806.44680788186,null,null,40300.854533426478,39592.444984622904,1171.0537666502239,6.9281421224991657,5227.9642068312505,6531.4328421251339,16150.773411799186,593.64308265374575,109575.09497023142]
[2004,12,14,12,5.9812724218464189E-2,4.6817527774591194E-2,0,0,3.4636853383329339E-3,1.0888813882442011E-2,1.2979749640000007E-2,2.2826646976120687E-2,0,0.15678914782995101,59812.724218464187,46817.527774591195,0,0,3463.685338332934,10888.813882442011,12979.749640000007,22826.646976120686,0,156789.14782995102,null,null,58726.976167640809,61078.22491395125,0,0,6960.5076577807922,7578.6747559889045,21636.091933075764,0,155980.47542843755]
[2004,12,14,22,7.502767453929339E-2,4.1491359248168755E-2,2.0853504999999569E-3,9.5536684955080456E-6,3.3876005400011473E-3,1.0159655550459581E-2,1.3428407916000005E-2,2.0061502110554925E-2,6.6791590105142178E-4,0.16631901997402468,75027.674539293395,41491.359248168752,2085.3504999999568,9.5536684955080453,3387.6005400011472,10159.65555045958,13428.407916000006,20061.502110554924,667.91590105142177,166319.0199740247,null,null,73665.737719774625,54515.93209753812,1171.0537666502239,6.9281421224991657,6494.4043513699608,7840.6393735427055,19015.166985919084,593.64308265374575,163303.50551957099]
[2004,12,15,7,5.2389253301436206E-2,3.5137949833588138E-2,2.0853504999999569E-3,9.5536684955080456E-6,3.2978107229356748E-3,9.4464826690644748E-3,1.3373846772000006E-2,1.7543744928377725E-2,6.6791590105142178E-4,0.13395190829694911,52389.253301436205,35137.949833588136,2085.3504999999568,9.5536684955080453,3297.8107229356747,9446.482669064475,13373.846772000006,17543.744928377724,667.91590105142177,133951.90829694911,null,null,51438.259505394271,46689.168432308972,1171.0537666502239,6.9281421224991657,6038.519499643673,7808.7819667236727,16628.726878629819,593.64308265374575,130375.08127412687]
[2004,12,15,11,6.0131511147112307E-2,4.873439040784034E-2,0,0,3.4823935936867936E-3,1.0764052852153896E-2,1.2504692464000005E-2,2.4443340722016801E-2,0,0.16006038118681015,60131.511147112309,48734.390407840343,0,0,3482.3935936867938,10764.052852153896,12504.692464000005,24443.340722016801,0,160060.38118681015,null,null,59039.976329494231,63429.425824825921,0,0,6880.7560782158844,7301.2962296491169,23168.464801961367,0,159819.91926414653]
[2004,12,15,24,5.909417640107345E-2,3.5355641926636566E-2,2.0853504999999569E-3,9.5536684955080456E-6,3.0283154329922056E-3,8.8403688903919263E-3,1.1364331748000004E-2,1.8299364043235948E-2,6.6791590105142178E-4,0.13874501851187698,59094.176401073448,35355.641926636563,2085.3504999999568,9.5536684955080453,3028.3154329922058,8840.3688903919265,11364.331748000004,18299.36404323595,667.91590105142177,138745.01851187699,null,null,58021.471760366381,46626.241404193897,1171.0537666502239,6.9281421224991657,5651.0705411543058,6635.4572719825464,17344.935643437213,593.64308265374575,136050.80161256081]
[2004,12,16,1,4.8207920637206442E-2,3.3710216384659958E-2,2.0853504999999569E-3,9.5536684955080456E-6,3.1533873557607114E-3,8.5474316063501327E-3,1.2081377132000005E-2,1.8316037616907026E-2,6.6791590105142178E-4,0.12677919080243116,48207.920637206444,33710.216384659958,2085.3504999999568,9.5536684955080453,3153.3873557607112,8547.4316063501319,12081.377132000005,18316.037616907026,667.91590105142177,126779.19080243117,null,null,47332.828312788668,44779.418414975618,1171.0537666502239,6.9281421224991657,5463.8148647476901,7054.1289645298593,17360.739584032508,593.64308265374575,123762.5551325008]
[2004,12,16,9,6.4606514170991683E-2,4.5519229185068649E-2,0,0,3.5253004078356744E-3,9.8980847504289496E-3,1.3290128940000005E-2,2.0591951013182976E-2,0,0.15743120846750794,64606.514170991686,45519.229185068652,0,0,3525.3004078356744,9898.0847504289504,13290.128940000004,20591.951013182977,0,157431.20846750797,null,null,63433.747042454961,59575.985220300514,0,0,6327.1992199092392,7759.9004214241186,19517.949599373693,0,156614.78150346252]
[2004,12,16,22,7.8464198275653402E-2,4.3480827789441893E-2,2.0853504999999569E-3,9.5536684955080456E-6,3.4183208273486235E-3,9.0318402963768286E-3,1.3779067324000006E-2,2.1061770353573313E-2,6.6791590105142178E-4,0.17199884493594095,78464.198275653398,43480.827789441893,2085.3504999999568,9.5536684955080453,3418.3208273486234,9031.8402963768294,13779.067324000007,21061.770353573313,667.91590105142177,171998.84493594096,null,null,77039.880098369787,56969.921172265233,1171.0537666502239,6.9281421224991657,5773.4657076060885,8045.3839700925373,19963.26486846495,593.64308265374575,169563.54080822508]
[2004,12,17,2,4.2729452022523082E-2,3.1961574365048449E-2,2.0853504999999569E-3,9.5536684955080456E-6,2.9315583896235408E-3,7.4154502783171242E-3,1.3698435344000004E-2,1.8805672371562686E-2,6.6791590105142178E-4,0.12030496284062175,42729.452022523081,31961.574365048451,2085.3504999999568,9.5536684955080453,2931.5583896235407,7415.4502783171238,13698.435344000003,18805.672371562687,667.91590105142177,120304.96284062178,null,null,41953.807377468045,42385.823221007675,1171.0537666502239,6.9281421224991657,4740.2131219588255,7998.3042059753434,17824.836767313136,593.64308265374575,116674.60968514949]
[2004,12,17,11,6.0341942969528176E-2,4.7395972915534226E-2,0,0,3.4107222633466719E-3,1.0194318586187748E-2,1.3530692120000007E-2,2.279015502796642E-2,0,0.15766380388256324,60341.942969528172,47395.972915534228,0,0,3410.7222633466718,10194.318586187748,13530.692120000007,22790.155027966419,0,157663.80388256325,null,null,59246.588296787217,61716.545070242501,0,0,6516.562166558344,7900.361535856402,21601.503272467453,0,156981.56034191191]
[2004,12,17,21,7.623151412655213E-2,4.2017577595336565E-2,2.0853504999999569E-3,9.5536684955080456E-6,3.4481251360642942E-3,9.1977392204053762E-3,1.1812415912000006E-2,1.7695585645673292E-2,6.6791590105142178E-4,0.16316577770557855,76231.514126552123,42017.577595336566,2085.3504999999568,9.5536684955080453,3448.1251360642941,9197.7392204053758,11812.415912000006,17695.585645673291,667.91590105142177,163165.77770557857,null,null,74847.724657744271,55228.667833902495,1171.0537666502239,6.9281421224991657,5879.5140562678544,6897.0866744326549,16772.648135309686,593.64308265374575,161397.26634908342]
[2004,12,18,4,4.5976884661924185E-2,2.9872872329381683E-2,2.0853504999999569E-3,9.5536684955080456E-6,3.1767617392502775E-3,6.8754511370138606E-3,4.9564934320000019E-3,1.7841742873994315E-2,6.6791590105142178E-4,0.11146302624311119,45976.884661924181,29872.872329381684,2085.3504999999568,9.5536684955080453,3176.7617392502775,6875.4511370138607,4956.493432000002,17841.742873994313,667.91590105142177,111463.02624311122,null,null,45142.29112757375,40146.46540914166,1171.0537666502239,6.9281421224991657,4395.0269337462423,2894.0197379125411,16911.182333168239,593.64308265374575,111260.61053296889]
[2004,12,18,11,7.0168566566547907E-2,4.0301313143830834E-2,0,0,3.5866585590446265E-3,8.2146646296382426E-3,5.0406828560000021E-3,2.1123279692484474E-2,0,0.14843516544754609,70168.566566547903,40301.313143830834,0,0,3586.6585590446266,8214.6646296382423,5040.6828560000022,21123.279692484473,0,148435.16544754605,null,null,68894.834507455671,53312.146639444189,0,0,5251.098666760824,2943.1766384758444,20021.566103544144,0,150422.82255568067]
[2004,12,18,13,7.330916328835782E-2,4.0387618086832881E-2,0,0,3.6519197064892859E-3,8.540852820100267E-3,5.8629650200000029E-3,2.1148772426963905E-2,0,0.15290129134874414,73309.163288357813,40387.618086832881,0,0,3651.919706489286,8540.8528201002664,5862.9650200000033,21148.772426963904,0,152901.29134874413,null,null,71978.421674631812,53496.258899043845,0,0,5459.6094763035981,3423.2944567272857,20045.729229534547,0,154403.31373624108]
[2004,12,18,22,7.6596989798951617E-2,3.660192381563307E-2,2.0853504999999569E-3,9.5536684955080456E-6,3.2388175421404026E-3,7.7896593729166784E-3,4.6694169280000015E-3,1.8911952573432571E-2,6.6791590105142178E-4,0.15057158010062122,76596.989798951618,36601.923815633068,2085.3504999999568,9.5536684955080453,3238.8175421404026,7789.6593729166789,4669.4169280000015,18911.952573432573,667.91590105142177,150571.58010062124,null,null,75206.56604782147,48395.844307168736,1171.0537666502239,6.9281421224991657,4979.4205596735455,2726.4002140969533,17925.573779662263,593.64308265374575,151005.42989984943]
[2004,12,19,10,7.5046504764834293E-2,3.9474810844091344E-2,0,0,3.7063085767633504E-3,8.2333225105811637E-3,3.7608949400000013E-3,2.0676437724658343E-2,0,0.15089827936092853,75046.504764834288,39474.810844091342,0,0,3706.3085767633502,8233.3225105811634,3760.8949400000015,20676.437724658343,0,150898.27936092846,null,null,73684.226130409996,52453.510182816877,0,0,5263.0254316576493,2195.928298483298,19598.029790674525,0,153194.71983404236]
[2004,12,19,15,7.6246973395437637E-2,4.2624489430431449E-2,0,0,3.6247875207371821E-3,8.8453918514538182E-3,3.8557361920000021E-3,2.3811011972502252E-2,0,0.15900839036256231,76246.973395437642,42624.489430431451,0,0,3624.7875207371821,8845.3918514538182,3855.7361920000021,23811.011972502252,0,159008.39036256235,null,null,74862.903302878258,56180.500923614651,0,0,5654.2813921536426,2251.3046364169463,22569.116024598854,0,161518.10627966237]
[2004,12,19,24,6.5912030633195298E-2,3.665450044450061E-2,2.0853504999999569E-3,9.5536684955080456E-6,2.9821067065990878E-3,7.6916965107467275E-3,9.3382289880000035E-3,1.9912071868309726E-2,6.6791590105142178E-4,0.14525345522089833,65912.030633195303,36654.500444500613,2085.3504999999568,9.5536684955080453,2982.1067065990878,7691.6965107467277,9338.2289880000044,19912.071868309726,667.91590105142177,145253.45522089838,null,null,64715.565170020316,48147.875847063173,1171.0537666502239,6.9281421224991657,4916.7992990225966,5452.4472551382287,18873.530482661245,593.64308265374575,143877.84304533203]
[2004,12,20,8,6.8956740187132992E-2,4.3875000869790938E-2,1.5989326839999669E-3,7.3252303675420133E-6,3.4993123243881518E-3,9.7795467139762827E-3,9.3328364360000041E-3,2.0465158973540669E-2,5.121213744904889E-4,0.15802697479368705,68956.740187132993,43875.000869790936,1598.9326839999669,7.3252303675420132,3499.3123243881519,9779.5467139762823,9332.8364360000032,20465.158973540671,512.12137449048885,158026.97479368706,null,null,67705.005757250576,57547.119038667188,897.89996560211455,5.3121203745178791,6251.42559393171,5449.2986275570902,19397.770572250134,455.17304044839818,157709.00471608175]
[2004,12,20,17,8.2082474320635521E-2,4.9908428759510202E-2,6.9512032199998562E-4,3.1845721478853598E-6,3.6440694054386928E-3,9.8608829610467071E-3,1.3259721508000005E-2,2.3052676940792542E-2,2.2263975106716328E-4,0.18272919854063865,82082.47432063552,49908.4287595102,695.12032199998566,3.1845721478853597,3644.0694054386927,9860.8829610467074,13259.721508000006,23052.676940792542,222.63975106716327,182729.19854063867,null,null,80592.475534175319,65051.961261888682,390.35321465298836,2.3093922978671375,6303.4185452945512,7742.1459928962631,21850.33299530387,197.88202068062148,182130.87895719014]
[2004,12,20,23,7.3665388982121438E-2,4.037685967432051E-2,2.0853504999999569E-3,9.5536684955080456E-6,3.3706574812694201E-3,9.0669417959218547E-3,1.2588861384000005E-2,1.9177735062528595E-2,6.6791590105142178E-4,0.1610092644497087,73665.38898212144,40376.859674320513,2085.3504999999568,9.5536684955080453,3370.6574812694203,9066.9417959218554,12588.861384000005,19177.735062528594,667.91590105142177,161009.26444970875,null,null,72328.18099593521,53141.531932714148,1171.0537666502239,6.9281421224991657,5795.903804080187,7350.44115824443,18177.494018946592,593.64308265374575,158565.17690134706]
[2004,12,21,2,4.455483681898912E-2,3.2316591001002815E-2,2.0853504999999569E-3,9.5536684955080456E-6,3.1374670867316992E-3,7.660134859564848E-3,1.2707005432000006E-2,1.7805084025771276E-2,6.6791590105142178E-4,0.12094393929360664,44554.836818989119,32316.591001002813,2085.3504999999568,9.5536684955080453,3137.4670867316991,7660.1348595648478,12707.005432000005,17805.084025771277,667.91590105142177,120943.93929360667,null,null,43746.056950440048,43067.197466608755,1171.0537666502239,6.9281421224991657,4896.6239964491988,7419.4236377977068,16876.435477392879,593.64308265374575,117777.36252011504]
[2004,12,21,16,6.432755371651612E-2,4.8578109605326047E-2,0,0,3.4935416679409605E-3,1.004586911793239E-2,1.1632852132000004E-2,2.5429577948196981E-2,0,0.16350750418791249,64327.553716516122,48578.109605326048,0,0,3493.5416679409605,10045.869117932391,11632.852132000004,25429.57794819698,0,163507.50418791251,null,null,63159.850406316735,63253.128379512913,0,0,6421.6681154945218,6792.2421647679857,24103.263474573178,0,163730.15254066532]
[2004,12,21,19,9.112757800233616E-2,4.7550348044499709E-2,2.0853504999999569E-3,9.5536684955080456E-6,3.5787812500092785E-3,1.007521214735738E-2,1.1724166696000005E-2,2.1894944544189169E-2,6.6791590105142178E-4,0.18871385075393857,91127.578002336159,47550.348044499711,2085.3504999999568,9.5536684955080453,3578.7812500092787,10075.212147357381,11724.166696000006,21894.944544189169,667.91590105142177,188713.8507539386,null,null,89473.38833809497,62108.216277339954,1171.0537666502239,6.9281421224991657,6440.4251980583504,6845.5593242075074,20752.983717811883,593.64308265374575,187392.19784693912]
[2004,12,22,4,4.1381309834968877E-2,3.1312903127294116E-2,2.0853504999999569E-3,9.5536684955080456E-6,3.1265396025007561E-3,7.6354853662273913E-3,1.1101911304000005E-2,1.7991097087737693E-2,6.6791590105142178E-4,0.11531206639227573,41381.309834968873,31312.903127294117,2085.3504999999568,9.5536684955080453,3126.5396025007562,7635.4853662273918,11101.911304000005,17991.097087737693,667.91590105142177,115312.06639227574,null,null,40630.137286302946,41834.711191979513,1171.0537666502239,6.9281421224991657,4880.8671850105866,6482.2340396738691,17052.746773294923,593.64308265374575,112652.32146768829]
[2004,12,22,12,6.2143433225055604E-2,4.8257699995419213E-2,0,0,3.4637580246513321E-3,1.1069781306251632E-2,1.2858232684000007E-2,2.3276843111243777E-2,0,0.16106974834662158,62143.433225055604,48257.699995419214,0,0,3463.7580246513321,11069.781306251632,12858.232684000006,23276.843111243776,0,161069.74834662158,null,null,61015.377073506024,62827.737245173237,0,0,7076.1883143550449,7507.7228877014186,22062.807472052129,0,160489.83299278788]
[2004,12,22,21,8.4385280852224659E-2,4.5506731267816722E-2,2.0853504999999569E-3,9.5536684955080456E-6,3.5291665993644828E-3,9.320767701229471E-3,1.2488299516000006E-2,2.2338628806586276E-2,6.6791590105142178E-4,0.18033169481276845,84385.280852224663,45506.731267816722,2085.3504999999568,9.5536684955080453,3529.1665993644829,9320.7677012294716,12488.299516000006,22338.628806586275,667.91590105142177,180331.69481276849,null,null,82853.48046358423,59565.499982326481,1171.0537666502239,6.9281421224991657,5958.1581300987136,7291.7246412418208,21173.527019704841,593.64308265374575,178614.01522838257]
[2004,12,23,5,4.2402007925104263E-2,3.0438316404920153E-2,2.0853504999999569E-3,9.5536684955080456E-6,3.1362777825298112E-3,8.1860489165845526E-3,1.0951883536000006E-2,1.7194576445857385E-2,6.6791590105142178E-4,0.11507193108054303,42402.007925104263,30438.316404920151,2085.3504999999568,9.5536684955080453,3136.2777825298112,8186.0489165845529,10951.883536000005,17194.576445857387,667.91590105142177,115071.93108054307,null,null,41632.307195748959,40784.151539267645,1171.0537666502239,6.9281421224991657,5232.8065100582253,6394.6351498975209,16297.769756637892,593.64308265374575,112113.29514303672]
[2004,12,23,14,6.0017011531259913E-2,4.7365278199661402E-2,0,0,3.4148815227762063E-3,1.0752073494268159E-2,1.3618705540000007E-2,2.3001472944140511E-2,0,0.1581694232321062,60017.011531259916,47365.278199661399,0,0,3414.8815227762061,10752.073494268159,13618.705540000006,23001.472944140511,0,158169.4232321062,null,null,58927.555163275363,61684.311588261902,0,0,6873.0984569910952,7951.7512084496748,21801.799613241092,0,157238.51603021915]
[2004,12,23,15,5.8578248984720915E-2,4.7089989703068089E-2,0,0,3.4261252416246772E-3,1.0691358946653838E-2,1.3299714560000007E-2,2.3253761744118223E-2,0,0.15633919918018574,58578.248984720914,47089.989703068088,0,0,3426.1252416246771,10691.358946653838,13299.714560000008,23253.761744118223,0,156339.19918018574,null,null,57514.909695517068,61363.567808945481,0,0,6834.2876114600112,7765.4973164590319,22040.929945247954,0,155519.19237762954]
[2004,12,23,23,7.2891503251572912E-2,3.9994317760254083E-2,2.0853504999999569E-3,9.5536684955080456E-6,3.1771570325221871E-3,9.436286922168198E-3,3.2339216360000012E-3,2.1814589848694218E-2,6.6791590105142178E-4,0.15331059652075849,72891.503251572911,39994.317760254082,2085.3504999999568,9.5536684955080453,3177.1570325221869,9436.2869221681976,3233.9216360000014,21814.589848694217,667.91590105142177,153310.59652075847,null,null,71568.343194727509,52441.79453940822,1171.0537666502239,6.9281421224991657,6032.0020244517455,1888.2367491950743,20676.820031537598,593.64308265374575,154378.82153074662]
[2004,12,23,24,6.1972142856699677E-2,3.6892929994032625E-2,2.0853504999999569E-3,9.5536684955080456E-6,3.016050055977315E-3,8.7913865177140331E-3,2.7286928240000015E-3,2.1854743158790602E-2,6.6791590105142178E-4,0.13801876547676112,61972.142856699676,36892.929994032624,2085.3504999999568,9.5536684955080453,3016.050055977315,8791.3865177140324,2728.6928240000016,21854.743158790603,667.91590105142177,138018.76547676115,null,null,60847.196046615434,48478.736066022931,1171.0537666502239,6.9281421224991657,5619.7593089299662,1593.2414719593062,20714.879090740273,593.64308265374575,139025.43697569438]
[2004,12,24,1,5.2225395837697398E-2,3.17719140978601E-2,2.0853504999999569E-3,9.5536684955080456E-6,3.0329519922978553E-3,7.7789038897546608E-3,2.7219470080000014E-3,1.6666041352019149E-2,6.6791590105142178E-4,0.11695997424717605,52225.395837697397,31771.914097860099,2085.3504999999568,9.5536684955080453,3032.9519922978552,7778.9038897546607,2721.9470080000015,16666.041352019151,667.91590105142177,116959.97424717605,null,null,51277.376457621162,42278.602832838347,1171.0537666502239,6.9281421224991657,4972.5452816386187,1589.3026944908875,15796.801134653959,593.64308265374575,117686.25339266945]
[2004,12,24,2,4.6688156524302575E-2,3.0750408862926029E-2,2.0853504999999569E-3,9.5536684955080456E-6,3.0153067259624995E-3,7.6540691833486057E-3,2.5937252440000006E-3,1.6349081508076117E-2,6.6791590105142178E-4,0.1098135681181627,46688.156524302576,30750.40886292603,2085.3504999999568,9.5536684955080453,3015.3067259624995,7654.0691833486053,2593.7252440000007,16349.081508076117,667.91590105142177,109813.56811816272,null,null,45840.651656314141,41016.312921625657,1171.0537666502239,6.9281421224991657,4892.7466057426818,1514.4359926709615,15496.372765572032,593.64308265374575,110532.14493335193]
[2004,12,24,3,4.4166317700255489E-2,2.9830862078833616E-2,2.0853504999999569E-3,9.5536684955080456E-6,2.9922015885568958E-3,7.4965893064456637E-3,2.5245447480000006E-3,1.5806906584434486E-2,6.6791590105142178E-4,0.10558024207607303,44166.317700255488,29830.862078833616,2085.3504999999568,9.5536684955080453,2992.2015885568958,7496.5893064456641,2524.5447480000007,15806.906584434486,667.91590105142177,105580.24207607305,null,null,43364.590409253833,39871.242973780158,1171.0537666502239,6.9281421224991657,4792.0800041308385,1474.0425726756903,14982.475717793173,593.64308265374575,106256.05666906016]
[2004,12,24,4,4.2026533810683796E-2,3.0012313857459384E-2,2.0853504999999569E-3,9.5536684955080456E-6,3.0081852236184966E-3,7.2100489021559785E-3,2.5048711600000008E-3,1.6236030300676451E-2,6.6791590105142178E-4,0.10376080332414099,42026.533810683795,30012.313857459383,2085.3504999999568,9.5536684955080453,3008.1852236184964,7210.0489021559788,2504.8711600000006,16236.030300676452,667.91590105142177,103760.80332414099,null,null,41263.648859964116,40111.074192173663,1171.0537666502239,6.9281421224991657,4608.9134352230903,1462.5554693901352,15389.217898762065,593.64308265374575,104607.03484693954]
[2004,12,24,5,4.1872027056285739E-2,3.0251622493379919E-2,2.0853504999999569E-3,9.5536684955080456E-6,3.0659482160188605E-3,7.4846855972195928E-3,2.5063679520000012E-3,1.6362507124621489E-2,6.6791590105142178E-4,0.10430597850907249,41872.02705628574,30251.62249337992,2085.3504999999568,9.5536684955080453,3065.9482160188604,7484.6855972195926,2506.3679520000014,16362.507124621488,667.91590105142177,104305.97850907251,null,null,41111.946783159648,40471.936761049794,1171.0537666502239,6.9281421224991657,4784.4707401541928,1463.429423053341,15509.098150694857,593.64308265374575,105112.5068495383]
[2004,12,24,6,4.3861534907420043E-2,3.1564934588309931E-2,2.0853504999999569E-3,9.5536684955080456E-6,3.0914271974648889E-3,7.8598052388628645E-3,2.5318134160000009E-3,1.5763479436466461E-2,6.6791590105142178E-4,0.10743581485407107,43861.534907420042,31564.93458830993,2085.3504999999568,9.5536684955080453,3091.4271974648891,7859.8052388628648,2531.8134160000009,15763.479436466461,667.91590105142177,107435.8148540711,null,null,43065.340173705641,42098.209824351608,1171.0537666502239,6.9281421224991657,5024.2602311337569,1478.2866353278314,14941.313572217856,593.64308265374575,108379.03542816316]
[2004,12,24,7,4.7378407761071779E-2,3.4267394303155924E-2,2.0853504999999569E-3,9.5536684955080456E-6,3.1853514992704621E-3,8.5089924510889283E-3,2.520905288000001E-3,1.525881799769707E-2,6.6791590105142178E-4,0.11388268936983104,47378.40776107178,34267.394303155925,2085.3504999999568,9.5536684955080453,3185.3514992704622,8508.9924510889286,2520.9052880000008,15258.81799769707,667.91590105142177,113882.68936983105,null,null,46518.373135499263,45495.068438944611,1171.0537666502239,6.9281421224991657,5439.2432229285887,1471.9175483576225,14462.973442118358,593.64308265374575,115159.20077927491]
[2004,12,24,8,5.1786297706622561E-2,3.8329500403663355E-2,1.6684478559999656E-3,7.6437019667749597E-6,3.3829323870110156E-3,8.9318961580082297E-3,2.5433469160000008E-3,1.5230560904098495E-2,5.3438635524222569E-4,0.12241501238861262,51786.297706622558,38329.500403663355,1668.4478559999657,7.6437019667749597,3382.9323870110156,8931.8961580082305,2543.3469160000009,15230.560904098495,534.3863552422257,122415.01238861262,null,null,50846.24903756415,50669.44876558728,936.93705026003579,5.5430700356352673,5709.5779464619036,1485.020867321708,14436.190135945541,474.96213633289608,124563.92900950914]
[2004,12,24,9,5.7112951714884237E-2,4.1280670332895716E-2,0,0,3.5267066692337315E-3,8.8969089571622334E-3,2.4840390960000013E-3,1.5018722409638585E-2,0,0.12831999917981451,57112.951714884235,41280.670332895716,0,0,3526.7066692337316,8896.9089571622335,2484.0390960000013,15018.722409638585,0,128319.99917981451,null,null,56076.211174949713,54428.97815917695,0,0,5687.2129136822032,1450.3919499131955,14235.400368359715,0,131878.19456608177]
[2004,12,24,10,6.3069062603358081E-2,4.3298272184978566E-2,0,0,3.5540058459213428E-3,9.2176402777379707E-3,2.4430618520000008E-3,1.6367209398216908E-2,0,0.13794925216221288,63069.062603358077,43298.272184978567,0,0,3554.0058459213428,9217.6402777379699,2443.0618520000007,16367.209398216908,0,137949.25216221288,null,null,61924.204002055398,56912.985947165434,0,0,5892.2355026491559,1426.4659718869505,15513.555170769308,0,141669.44659452623]
[2004,12,24,11,6.5365490946377516E-2,4.4974058705984955E-2,0,0,3.4744828745534354E-3,9.2665267821515976E-3,2.406851788000001E-3,1.8294560972466959E-2,0,0.14378197206953447,65365.490946377518,44974.058705984957,0,0,3474.4828745534355,9266.5267821515972,2406.8517880000009,18294.560972466959,0,143781.97206953447,null,null,64178.946522703969,58852.01919777134,0,0,5923.4854525525034,1405.323476418175,17340.383083403864,0,147700.15773284982]
[2004,12,24,12,6.7150869167094715E-2,4.589233976621062E-2,0,0,3.4011315403633803E-3,9.1708741502410131E-3,2.3964460080000013E-3,2.0210545375689899E-2,0,0.14822220600759964,67150.869167094716,45892.339766210622,0,0,3401.1315403633803,9170.8741502410139,2396.4460080000013,20210.545375689901,0,148222.20600759963,null,null,65931.91573767105,59878.38281647292,0,0,5862.3409712445737,1399.2477026636998,19156.436695388002,0,152228.32392344024]
[2004,12,24,13,6.7260629892260462E-2,4.6065826294143568E-2,0,0,3.4262942574146099E-3,9.103933990946847E-3,2.361578956000001E-3,2.20237295312674E-2,0,0.15024199292203291,67260.629892260462,46065.826294143568,0,0,3426.29425741461,9103.9339909468472,2361.5789560000012,22023.7295312674,0,150241.99292203289,null,null,66039.684035724291,60119.688515221293,0,0,5819.5504987091372,1378.8893710982111,20875.051747467725,0,154232.86416822067]
[2004,12,24,14,6.9888567186916439E-2,4.4331771977687562E-2,0,0,3.4498739849646723E-3,8.6240792988214882E-3,2.3553252360000009E-3,1.8997856369462291E-2,0,0.14764747405385245,69888.567186916436,44331.77197768756,0,0,3449.8739849646722,8624.0792988214889,2355.325236000001,18997.85636946229,0,147647.47405385246,null,null,68619.917805208315,58041.919400618484,0,0,5512.8107293255925,1375.2379208615312,18006.997145531263,0,151556.88300154518]
[2004,12,24,15,6.7102588826315882E-2,4.4472610456476144E-2,0,0,3.340994703922592E-3,8.3960951105649297E-3,2.3394346360000005E-3,2.031424120936123E-2,0,0.14596596494264077,67102.588826315885,44472.610456476141,0,0,3340.9947039225922,8396.0951105649292,2339.4346360000004,20314.241209361229,0,145965.96494264077,null,null,65884.511803820322,58080.7412775618,0,0,5367.0753255116342,1365.9596456699671,19254.724130802275,0,149953.01218336599]
[2004,12,24,16,6.8657133464485806E-2,4.4588228563493842E-2,0,0,3.4395083382820829E-3,8.2914225954213612E-3,2.351788296000001E-3,2.1846537301297007E-2,0,0.14917461855898009,68657.1334644858,44588.228563493845,0,0,3439.5083382820831,8291.4225954213616,2351.7882960000011,21846.537301297009,0,149174.61855898012,null,null,67410.837633486444,58340.854068231325,0,0,5300.1650218659097,1373.1727563834088,20707.101220985383,0,153132.13070095246]
[2004,12,24,17,7.6720446538769166E-2,4.4689516889331843E-2,6.2560514999998715E-4,2.8661005486524138E-6,3.5081908346047746E-3,8.5405235596909875E-3,2.3586776400000005E-3,2.1142865854746139E-2,2.0037477031542656E-4,0.15778906733800699,76720.44653876916,44689.516889331841,625.60514999998713,2.866100548652414,3508.1908346047744,8540.5235596909879,2358.6776400000003,21142.865854746138,200.37477031542656,157789.06733800698,null,null,75327.781744175954,58547.323154039266,351.31612999506723,2.0784426367497497,5459.3990016251873,1377.1953376277509,20040.130722682155,178.09292479612373,161283.31745757829]
[2004,12,24,18,9.0773836681144374E-2,4.3893187753778623E-2,2.0853504999999569E-3,9.5536684955080456E-6,3.5678530809011037E-3,9.05404297651001E-3,2.3654644640000015E-3,1.8521771564384282E-2,6.6791590105142178E-4,0.17093897659026525,90773.83668114437,43893.18775377862,2085.3504999999568,9.5536684955080453,3567.8530809011036,9054.0429765100107,2365.4644640000015,18521.771564384282,667.91590105142177,170938.97659026529,null,null,89126.068291891046,57652.469924312245,1171.0537666502239,6.9281421224991657,5787.6584311440911,1381.1580590321482,17555.743195646119,593.64308265374575,173274.7228934521]
[2004,12,24,19,9.2398214836515211E-2,4.2515080980637859E-2,2.0853504999999569E-3,9.5536684955080456E-6,3.4901500665566118E-3,8.9963050039079499E-3,2.3871987040000012E-3,1.5942484755767948E-2,6.6791590105142178E-4,0.16849225441693244,92398.21483651521,42515.08098063786,2085.3504999999568,9.5536684955080453,3490.1500665566118,8996.3050039079499,2387.1987040000013,15942.484755767948,667.91590105142177,168492.25441693244,null,null,90720.959988669027,55884.050426710652,1171.0537666502239,6.9281421224991657,5750.750315643153,1393.8483451006093,15110.982623873499,593.64308265374575,170632.21669142344]
[2004,12,24,20,8.7237668496158716E-2,4.2383416730284347E-2,2.0853504999999569E-3,9.5536684955080456E-6,3.4661743310801366E-3,8.495764905641346E-3,2.3832721880000011E-3,1.7726860673741761E-2,6.6791590105142178E-4,0.16445597739445317,87237.668496158716,42383.416730284349,2085.3504999999568,9.5536684955080453,3466.1743310801367,8495.7649056413466,2383.2721880000013,17726.860673741761,667.91590105142177,164455.97739445319,null,null,85654.090256483076,55694.989473889596,1171.0537666502239,6.9281421224991657,5430.7877169041903,1391.5557132306938,16802.291971445884,593.64308265374575,166745.34012337989]
[2004,12,24,21,8.4430463128509867E-2,4.1748217515251609E-2,2.0853504999999569E-3,9.5536684955080456E-6,3.3250110688609908E-3,8.2959719085665337E-3,2.3941188040000009E-3,1.7610895740337442E-2,6.6791590105142178E-4,0.16056749823507332,84430.463128509873,41748.217515251607,2085.3504999999568,9.5536684955080453,3325.0110688609907,8295.9719085665329,2394.1188040000011,17610.895740337441,667.91590105142177,160567.49823507335,null,null,82897.842570431429,54751.916722366128,1171.0537666502239,6.9281421224991657,5303.0731006820661,1397.8888842969352,16692.375348002519,593.64308265374575,162814.72161720553]
[2004,12,24,22,8.0238943331817469E-2,3.9278960486302153E-2,2.0853504999999569E-3,9.5536684955080456E-6,3.2945472531482386E-3,8.2508684897787191E-3,2.383610504000001E-3,1.7263884093106287E-2,6.6791590105142178E-4,0.15347363422769972,80238.943331817471,39278.960486302152,2085.3504999999568,9.5536684955080453,3294.5472531482387,8250.8684897787189,2383.6105040000011,17263.884093106288,667.91590105142177,153473.63422769977,null,null,78782.409166872108,51715.424511458696,1171.0537666502239,6.9281421224991657,5274.2414303776541,1391.7532507025142,16363.462568600644,593.64308265374575,155298.91591943806]
[2004,12,24,23,7.3559865394907331E-2,3.5546520183076767E-2,2.0853504999999569E-3,9.5536684955080456E-6,3.1443634431300217E-3,7.9582456457817415E-3,2.3707339920000011E-3,1.587776739412812E-2,6.6791590105142178E-4,0.14122031612257085,73559.865394907334,35546.520183076769,2085.3504999999568,9.5536684955080453,3144.3634431300216,7958.2456457817416,2370.7339920000013,15877.767394128119,667.91590105142177,141220.31612257086,null,null,72224.572921358777,46999.074722673111,1171.0537666502239,6.9281421224991657,5087.1867549582448,1384.2348548053506,15049.64068488569,593.64308265374575,142516.33493010764]
[2004,12,24,24,6.3413671217467604E-2,3.4208217204817738E-2,2.0853504999999569E-3,9.5536684955080456E-6,2.9437753487958599E-3,7.4835771603299246E-3,2.3912892520000012E-3,1.8594603259414009E-2,6.6791590105142178E-4,0.131797953512372,63413.671217467607,34208.217204817738,2085.3504999999568,9.5536684955080453,2943.7753487958598,7483.5771603299245,2391.2892520000009,18594.603259414009,667.91590105142177,131797.95351237204,null,null,62262.557122272025,45129.733685915999,1171.0537666502239,6.9281421224991657,4783.7621888333606,1396.2367527144372,17624.77625385013,593.64308265374575,132968.69099501244]
[2004,12,25,1,5.8460673134780393E-2,3.3803234762072178E-2,2.0853504999999569E-3,9.5536684955080456E-6,3.220222648857064E-3,7.3764677574705926E-3,2.4121930800000014E-3,1.9404321500704931E-2,6.6791590105142178E-4,0.12743993295343203,58460.673134780394,33803.234762072178,2085.3504999999568,9.5536684955080453,3220.2226488570641,7376.4677574705929,2412.1930800000014,19404.321500704929,667.91590105142177,127439.93295343204,null,null,57399.468136424606,44973.597867621596,1171.0537666502239,6.9281421224991657,4715.2941420036805,1408.4421740793396,18392.262531041248,593.64308265374575,128660.68984259693]
[2004,12,25,2,5.2973739808785315E-2,3.3074593136045508E-2,2.0853504999999569E-3,9.5536684955080456E-6,3.2077183092427703E-3,7.4364381868898891E-3,2.4260640360000011E-3,1.990954708443286E-2,6.6791590105142178E-4,0.12179092063094324,52973.739808785314,33074.593136045507,2085.3504999999568,9.5536684955080453,3207.7183092427704,7436.438186889889,2426.0640360000011,19909.547084432859,667.91590105142177,121790.92063094323,null,null,52012.136145121083,44073.303758133392,1171.0537666502239,6.9281421224991657,4753.6293213648141,1416.5412104239751,18871.137382346154,593.64308265374575,122898.3728088159]
[2004,12,25,3,5.0622438305554497E-2,3.2236963663874831E-2,2.0853504999999569E-3,9.5536684955080456E-6,3.1851113753574921E-3,7.6589457604397523E-3,2.4003520200000009E-3,1.9222493398783611E-2,6.6791590105142178E-4,0.11808912459355705,50622.438305554497,32236.963663874831,2085.3504999999568,9.5536684955080453,3185.1113753574919,7658.9457604397521,2400.3520200000007,19222.493398783612,667.91590105142177,118089.12459355708,null,null,49703.516547076637,43028.346617376788,1171.0537666502239,6.9281421224991657,4895.8638830286327,1401.5283625656257,18219.917922860215,593.64308265374575,119020.79832433436]
[2004,12,25,4,4.9324324317887379E-2,3.2074737908790812E-2,2.0853504999999569E-3,9.5536684955080456E-6,3.2005965686806E-3,7.6995429314626797E-3,2.402115364000001E-3,1.9537835736567522E-2,6.6791590105142178E-4,0.11700197289693588,49324.324317887382,32074.737908790812,2085.3504999999568,9.5536684955080453,3200.5965686805998,7699.5429314626799,2402.1153640000011,19537.835736567522,667.91590105142177,117001.97289693588,null,null,48428.966520928945,42850.096084417215,1171.0537666502239,6.9281421224991657,4921.8150034022647,1402.5579518126897,18518.813149032554,593.64308265374575,117893.87370102013]
[2004,12,25,5,4.8038751094917585E-2,3.2727403117789912E-2,2.0853504999999569E-3,9.5536684955080456E-6,3.236453256603954E-3,7.2606484486126589E-3,2.4313950760000013E-3,2.0097271705479636E-2,6.6791590105142178E-4,0.11655474276895063,48038.751094917585,32727.403117789912,2085.3504999999568,9.5536684955080453,3236.4532566039538,7260.6484486126592,2431.3950760000012,20097.271705479638,667.91590105142177,116554.74276895064,null,null,47166.729613755975,43686.466026088347,1171.0537666502239,6.9281421224991657,4641.2584210401292,1419.6539221011449,19049.070968620075,593.64308265374575,117734.80394303212]
[2004,12,25,6,5.0592200549510642E-2,3.3216114385533839E-2,2.0853504999999569E-3,9.5536684955080456E-6,3.3049369896430299E-3,7.0834957243828961E-3,2.4259102560000015E-3,1.991119600254156E-2,6.6791590105142178E-4,0.11929667397715885,50592.200549510642,33216.114385533838,2085.3504999999568,9.5536684955080453,3304.9369896430298,7083.4957243828958,2425.9102560000015,19911.196002541561,667.91590105142177,119296.67397715886,null,null,49673.827680673152,44363.308915744201,1171.0537666502239,6.9281421224991657,4528.0162528011897,1416.451420664057,18872.70029887206,593.64308265374575,120625.92956018112]
[2004,12,25,7,5.3880619355555805E-2,3.4580615109563263E-2,2.0853504999999569E-3,9.5536684955080456E-6,3.3677066132724552E-3,7.5005399054637418E-3,2.4247210240000007E-3,1.9534195788512905E-2,6.6791590105142178E-4,0.12405121786591505,53880.619355555806,34580.615109563267,2085.3504999999568,9.5536684955080453,3367.7066132724553,7500.5399054637419,2424.7210240000009,19534.195788512905,667.91590105142177,124051.21786591508,null,null,52902.553597695005,46097.060627572209,1171.0537666502239,6.9281421224991657,4794.605364102551,1415.7570465206879,18515.363047455055,593.64308265374575,125496.96467477197]
[2004,12,25,8,5.8637901413152678E-2,3.6692301185394786E-2,1.6684478559999656E-3,7.6437019667749597E-6,3.5120441027979886E-3,7.8222321281832402E-3,2.403765936000001E-3,1.9921476143007703E-2,5.3438635524222569E-4,0.13120019882174536,58637.901413152678,36692.301185394783,1668.4478559999657,7.6437019667749597,3512.0441027979887,7822.2321281832401,2403.7659360000011,19921.476143007705,534.3863552422257,131200.19882174535,null,null,57573.479285660775,48837.525827299738,936.93705026003579,5.5430700356352673,5000.242195061538,1403.5216952358135,18882.444264529524,474.96213633289608,133114.65552441598]
[2004,12,25,9,6.7244159893387612E-2,3.8892662483351298E-2,0,0,3.6516611802228658E-3,8.0672633983598016E-3,2.3996856400000008E-3,2.0223326394446222E-2,0,0.1404787589897678,67244.159893387608,38892.662483351298,0,0,3651.6611802228658,8067.2633983598016,2399.6856400000011,20223.326394446223,0,140478.75898976781,null,null,66023.513007838075,51679.973665309248,0,0,5156.874685144765,1401.1392736059797,19168.551102602494,0,143430.05173450056]
[2004,12,25,10,7.1887690903418303E-2,4.065803066369466E-2,0,0,3.6942254068694259E-3,8.4347486979594963E-3,2.3958206360000008E-3,2.0925342094864342E-2,0,0.14799585840280624,71887.690903418305,40658.030663694663,0,0,3694.225406869426,8434.748697959496,2395.8206360000008,20925.342094864343,0,147995.85840280625,null,null,70582.752509515733,53876.127961255785,0,0,5391.7840397908285,1398.8825576400316,19833.952212480715,0,151083.49928068309]
[2004,12,25,11,7.3699826288249351E-2,4.202590703208943E-2,0,0,3.6135687850190417E-3,8.600676646994744E-3,2.3897104440000006E-3,2.2479192272150832E-2,0,0.15280888146850341,73699.826288249358,42025.907032089432,0,0,3613.5687850190416,8600.6766469947434,2389.7104440000007,22479.192272150831,0,152808.88146850342,null,null,72361.993180260164,55439.755652905675,0,0,5497.8509422439984,1395.3149111792754,21306.759205166331,0,156001.67389175546]
[2004,12,25,12,7.4619112604876428E-2,4.2097241595925955E-2,0,0,3.6350993301138873E-3,8.6922958163275846E-3,2.3602769520000011E-3,2.3135342066077126E-2,0,0.15453936836532098,74619.112604876427,42097.241595925952,0,0,3635.0993301138874,8692.2958163275853,2360.2769520000011,23135.342066077126,0,154539.36836532099,null,null,73264.592189303978,55552.561921068496,0,0,5556.4170943176478,1378.1291511309021,21928.686607737072,0,157680.38696355809]
[2004,12,25,13,7.6225310605956859E-2,4.1143283584124564E-2,0,0,3.6793197387936178E-3,8.629407949375131E-3,2.3545665880000009E-3,2.1891659363662837E-2,0,0.15392354782991302,76225.310605956853,41143.283584124561,0,0,3679.3197387936179,8629.4079493751306,2354.566588000001,21891.659363662839,0,153923.54782991298,null,null,74841.633746305044,54447.474066259725,0,0,5516.2169876549833,1374.7949580459338,20749.869880376242,0,156929.98963864191]
[2004,12,25,14,7.4650921921877292E-2,4.0861071561987115E-2,0,0,3.6598592797981982E-3,8.5829783207075298E-3,2.3523931640000014E-3,2.1817499776185904E-2,0,0.15192472402455603,74650.921921877292,40861.071561987119,0,0,3659.8592797981983,8582.9783207075307,2352.3931640000014,21817.499776185905,0,151924.72402455605,null,null,73295.824088967929,54081.02269183482,0,0,5486.5375579780875,1373.525929439088,20679.578187774678,0,154916.48845599458]
[2004,12,25,15,7.5363013579616847E-2,3.9662800182327242E-2,0,0,3.6459473090313843E-3,8.4969227491361373E-3,2.3595183040000011E-3,2.0352955222009465E-2,0,0.14988115734612109,75363.013579616847,39662.800182327243,0,0,3645.9473090313845,8496.922749136138,2359.5183040000011,20352.955222009467,0,149881.15734612109,null,null,73994.989531767424,52608.544151032118,0,0,5431.527850641346,1377.6861883153049,19291.418961086885,0,152704.16668284309]
[2004,12,25,16,7.4763156053139143E-2,4.0157390087986078E-2,0,0,3.6689683852010858E-3,8.4185386219076189E-3,2.3826468160000006E-3,2.1615444079095932E-2,0,0.15100614404332988,74763.156053139144,40157.390087986081,0,0,3668.9683852010858,8418.538621907619,2382.6468160000004,21615.444079095931,0,151006.14404332987,null,null,73406.020894713409,53237.303045433742,0,0,5381.4219967152058,1391.1905682070253,20488.060982360596,0,153903.99748743]
[2004,12,25,17,8.0226334418036407E-2,4.1134479313558583E-2,5.9084756399998769E-4,2.7068647490359402E-6,3.7386118833892638E-3,8.208769346564818E-3,2.3789560960000011E-3,2.1908807484187588E-2,1.8924227993955814E-4,0.15837875525042522,80226.334418036407,41134.479313558586,590.84756399998764,2.7068647490359403,3738.6118833892638,8208.7693465648172,2378.9560960000013,21908.80748418759,189.24227993955813,158378.75525042525,null,null,78770.029135887133,54508.80332891069,331.79758766610655,1.9629678061910556,5247.3301972635609,1389.0356139689852,20766.123617183977,168.19837685387481,161183.28082554054]
[2004,12,25,18,9.1126731224868335E-2,4.1145307371247414E-2,2.0853504999999569E-3,9.5536684955080456E-6,3.7065641550799457E-3,8.2328085049639781E-3,2.387813824000001E-3,1.9788366077144189E-2,6.6791590105142178E-4,0.16915041122685071,91126.73122486833,41145.307371247414,2085.3504999999568,9.5536684955080453,3706.5641550799455,8232.8085049639776,2387.8138240000007,19788.36607714419,667.91590105142177,169150.41122685079,null,null,89472.556931720785,54483.027104859626,1171.0537666502239,6.9281421224991657,5262.6968614319849,1394.2075041402823,18756.276736497326,593.64308265374575,171140.39013007647]
[2004,12,25,19,9.2272320801026902E-2,4.1436462560654239E-2,2.0853504999999569E-3,9.5536684955080456E-6,3.5587489483024652E-3,8.2549703227007866E-3,2.370426432000001E-3,2.1202198801590414E-2,6.6791590105142178E-4,0.17185794793582165,92272.320801026901,41436.462560654239,2085.3504999999568,9.5536684955080453,3558.7489483024651,8254.9703227007867,2370.4264320000011,21202.198801590413,667.91590105142177,171857.94793582172,null,null,90597.351239554599,54657.146843747672,1171.0537666502239,6.9281421224991657,5276.8634643083678,1384.0552752855137,20096.369078404132,593.64308265374575,173783.41089272677]
[2004,12,25,20,8.8269901339717446E-2,3.9689304662565317E-2,2.0853504999999569E-3,9.5536684955080456E-6,3.4666643756282207E-3,8.1364702772517439E-3,2.376885192000001E-3,2.0165161928612025E-2,6.6791590105142178E-4,0.16486720784532166,88269.901339717442,39689.304662565315,2085.3504999999568,9.5536684955080453,3466.6643756282206,8136.4702772517439,2376.8851920000011,20165.161928612026,667.91590105142177,164867.20784532162,null,null,86667.585535208666,52422.95919500757,1171.0537666502239,6.9281421224991657,5201.1141234985816,1387.8264452020846,19113.420284162825,593.64308265374575,166564.53057450621]
[2004,12,25,21,8.4726218152091082E-2,3.9195745173992824E-2,2.0853504999999569E-3,9.5536684955080456E-6,3.4263360647030288E-3,7.9279847773692427E-3,2.3938830080000011E-3,2.1000770816785683E-2,6.6791590105142178E-4,0.16143375806248872,84726.218152091082,39195.745173992822,2085.3504999999568,9.5536684955080453,3426.336064703029,7927.9847773692427,2393.8830080000012,21000.770816785684,667.91590105142177,161433.75806248878,null,null,83188.228912940671,51774.428320796171,1171.0537666502239,6.9281421224991657,5067.8429578660807,1397.7512066650604,19905.446846081162,593.64308265374575,163105.32323577564]
[2004,12,25,22,8.0696642895267456E-2,3.8361068959707201E-2,2.0853504999999569E-3,9.5536684955080456E-6,3.2631179094248144E-3,7.8860886668596086E-3,2.4060931400000009E-3,2.1158901336494031E-2,6.6791590105142178E-4,0.1565347329773,80696.642895267461,38361.068959707198,2085.3504999999568,9.5536684955080453,3263.1179094248146,7886.0886668596086,2406.0931400000009,21158.901336494033,667.91590105142177,156534.73297730001,null,null,79231.800357557397,50562.253574580289,1171.0537666502239,6.9281421224991657,5041.0615103014597,1404.8805136025776,20055.329851912637,593.64308265374575,158066.95079938084]
[2004,12,25,23,7.3236416442013202E-2,3.5894573917257519E-2,2.0853504999999569E-3,9.5536684955080456E-6,3.1406424157971124E-3,7.8354289989560223E-3,2.3953798000000011E-3,1.9606786256669714E-2,6.6791590105142178E-4,0.14487204790024044,73236.4164420132,35894.573917257519,2085.3504999999568,9.5536684955080453,3140.6424157971123,7835.428998956022,2395.3798000000011,19606.786256669715,667.91590105142177,144872.04790024046,null,null,71906.995362465401,47417.346860754762,1171.0537666502239,6.9281421224991657,5008.6780927694426,1398.6251603282656,18584.167460304157,593.64308265374575,146087.43792804852]
[2004,12,25,24,6.5193166941661593E-2,3.4241189447394904E-2,2.0853504999999569E-3,9.5536684955080456E-6,3.025536766953166E-3,7.508773320981342E-3,2.4488952400000008E-3,2.0069080343937864E-2,6.6791590105142178E-4,0.13524946213047576,65193.166941661591,34241.189447394907,2085.3504999999568,9.5536684955080453,3025.5367669531661,7508.7733209813423,2448.8952400000007,20069.080343937865,667.91590105142177,135249.46213047579,null,null,64009.750622495485,45269.104395206625,1171.0537666502239,6.9281421224991657,4799.8684489875232,1429.8719967798536,19022.349966158588,593.64308265374575,136302.57042105455]
[2004,12,26,1,5.981357697633561E-2,3.4200556152425704E-2,2.0853504999999569E-3,9.5536684955080456E-6,3.0937001561113222E-3,7.5376832532198816E-3,2.4647755880000013E-3,1.9733308546948967E-2,6.6791590105142178E-4,0.12960642074258835,59813.576976335607,34200.556152425706,2085.3504999999568,9.5536684955080453,3093.700156111322,7537.6832532198814,2464.7755880000013,19733.308546948967,667.91590105142177,129606.42074258838,null,null,58727.813445859552,45302.546096006459,1171.0537666502239,6.9281421224991657,4818.3486808020043,1439.1442859874228,18704.090807212218,593.64308265374575,130763.56830729412]
[2004,12,26,2,5.4821153661733221E-2,3.4045828318551456E-2,2.0853504999999569E-3,9.5536684955080456E-6,3.0468292129894668E-3,7.585127660142757E-3,2.4451327560000014E-3,2.0488600720252784E-2,6.6791590105142178E-4,0.12519549239921657,{"$f":"E8644*1000000*O$8826","v":54821.153661733224},{"$f":"F8644*1000000*P$8826","v":34045.828318551459},{"$f":"G8644*1000000*Q$8826","v":2085.3504999999568},{"$f":"H8644*1000000*R$8826","v":9.5536684955080453},{"$f":"I8644*1000000*S$8826","v":3046.8292129894667},{"$f":"J8644*1000000*T$8826","v":7585.1276601427571},{"$f":"K8644*1000000*U$8826","v":2445.1327560000013},{"$f":"L8644*1000000*V$8826","v":20488.600720252784},{"$f":"M8644*1000000*W$8826","v":667.91590105142177},{"$f":"SUM(O8644:W8644)","v":125195.49239921659},null,null,{"$f":"O8644*AA$8826","v":53826.014893020503},{"$f":"(P8644+S8644)*AB$8826","v":45057.657504792653},{"$f":"Q8644*AC$8826","v":1171.0537666502239},{"$f":"R8644*AD$8826","v":6.9281421224991657},{"$f":"T8644*AE$8826","v":4848.6767919508275},{"$f":"U8644*AF$8826","v":1427.6751406538515},{"$f":"V8644*AG$8826","v":19419.989682549851},{"$f":"W8644*AH$8826","v":593.64308265374575},{"$f":"SUM(AA8644:AH8644)","v":126351.63900439414}]
[2004,12,26,3,5.1658443689919967E-2,3.3482794381129215E-2,2.0853504999999569E-3,9.5536684955080456E-6,3.0245980384863524E-3,7.3294969092076202E-3,2.4059393600000013E-3,2.0041387974819157E-2,6.6791590105142178E-4,0.12070548042310919,51658.443689919965,33482.794381129213,2085.3504999999568,9.5536684955080453,3024.5980384863524,7329.4969092076199,2405.9393600000012,20041.387974819158,667.91590105142177,120705.48042310921,null,null,50720.715885714962,44346.71693818015,1171.0537666502239,6.9281421224991657,4685.2687459819826,1404.7907238426596,18996.10193048678,593.64308265374575,121925.219215633]
[2004,12,26,4,4.9797988136661739E-2,3.333273660429506E-2,2.0853504999999569E-3,9.5536684955080456E-6,3.0709066974007907E-3,7.2443544816991967E-3,2.3884494480000008E-3,2.0062750551992428E-2,6.6791590105142178E-4,0.1186600059895961,49797.988136661741,33332.73660429506,2085.3504999999568,9.5536684955080453,3070.9066974007906,7244.3544816991971,2388.4494480000008,20062.750551992427,667.91590105142177,118660.0059895961,null,null,48894.032176441229,44220.689510307777,1171.0537666502239,6.9281421224991657,4630.8427520149053,1394.5786351479449,19016.350313183186,593.64308265374575,119928.11837852151]
[2004,12,26,5,5.0232755262637437E-2,3.3019722865854362E-2,2.0853504999999569E-3,9.5536684955080456E-6,3.1184194300435102E-3,7.2470631746539126E-3,2.4009568880000009E-3,1.9414513250127809E-2,6.6791590105142178E-4,0.11819625094086392,50232.755262637438,33019.722865854361,2085.3504999999568,9.5536684955080453,3118.4194300435101,7247.0631746539129,2400.9568880000011,19414.513250127809,667.91590105142177,118196.25094086393,null,null,49320.907209793528,43898.176803412862,1171.0537666502239,6.9281421224991657,4632.5742425387971,1401.8815356213047,18401.922715811397,593.64308265374575,119427.08749860435]
[2004,12,26,6,5.1093218356509887E-2,3.3340081634457126E-2,2.0853504999999569E-3,9.5536684955080456E-6,3.1435401313654244E-3,7.376600709080903E-3,2.4094147880000007E-3,1.9440225404557719E-2,6.6791590105142178E-4,0.11956590109351795,51093.218356509889,33340.081634457129,2085.3504999999568,9.5536684955080453,3143.5401313654243,7376.6007090809035,2409.4147880000005,19440.225404557717,667.91590105142177,119565.90109351795,null,null,50165.750782248339,44317.84195190126,1171.0537666502239,6.9281421224991657,4715.3791292861961,1406.8199724168139,18426.293817604179,593.64308265374575,120803.71064488325]
[2004,12,26,7,5.35237570621937E-2,3.4386405007417666E-2,2.0853504999999569E-3,9.5536684955080456E-6,3.2128026591490217E-3,7.6023842260738318E-3,2.415699264000001E-3,1.9213786767846814E-2,6.6791590105142178E-4,0.1231176550562279,53523.757062193697,34386.405007417663,2085.3504999999568,9.5536684955080453,3212.8026591490216,7602.384226073832,2415.6992640000012,19213.786767846814,667.91590105142177,123117.65505622793,null,null,52552.169232641514,45672.980428840063,1171.0537666502239,6.9281421224991657,4859.707787668729,1410.4893806054779,18211.665398187055,593.64308265374575,124478.63721936931]
[2004,12,26,8,5.9545352571686389E-2,3.6418998672373491E-2,1.703205441999965E-3,7.802937766391432E-6,3.3357577157254324E-3,8.0697528209349584E-3,2.3816523720000013E-3,2.0068070535116379E-2,5.4551884561809404E-4,0.13207611191322111,59545.352571686388,36418.998672373491,1703.2054419999649,7.8029377663914321,3335.7577157254323,8069.7528209349584,2381.6523720000014,20068.070535116378,545.51884561809402,132076.1119132211,null,null,58464.457973838566,48291.395567930762,956.4555925889963,5.658544866193961,5158.4660104337181,1390.6099277595538,19021.392825299514,484.85668427514491,133773.29312699244]
[2004,12,26,9,6.7302326486099892E-2,3.7961563458887689E-2,0,0,3.5900145170356446E-3,8.0517177714997286E-3,2.3669099960000012E-3,1.9903476543014949E-2,0,0.13917600877253791,67302.32648609989,37961.563458887686,0,0,3590.0145170356445,8051.7177714997288,2366.9099960000012,19903.476543014949,0,139176.0087725379,null,null,66080.623733834946,50474.053190468767,0,0,5146.9373810478501,1382.0020827753808,18865.383458331871,0,141948.99984645881]
[2004,12,26,10,7.4896170034350243E-2,3.9475996108278191E-2,0,0,3.699967894018294E-3,8.1397501676530714E-3,2.3788740800000014E-3,2.1035591676588351E-2,0,0.14962634996088817,74896.170034350245,39475.996108278188,0,0,3699.9678940182939,8139.750167653071,2378.8740800000014,21035.591676588352,0,149626.34996088815,null,null,73536.620345024625,52447.24772821943,0,0,5203.2107432499697,1388.9877260970291,19938.451576240059,0,152514.51811883113]
[2004,12,26,11,7.6219786995384051E-2,4.1226141177035214E-2,0,0,3.6743655751159759E-3,8.3589854465903769E-3,2.3655259760000011E-3,2.1915651213266541E-2,0,0.1537604563833922,76219.786995384056,41226.141177035213,0,0,3674.3655751159758,8358.9854465903773,2365.5259760000013,21915.651213266541,0,153760.45638339216,null,null,74836.210402849174,54542.105895479435,0,0,5343.3535406541441,1381.1939749361154,20772.610402197657,0,156875.47421611653]
[2004,12,26,12,8.0806311172170006E-2,4.2527038739152548E-2,0,0,3.6361630040096233E-3,8.450597873946036E-3,2.3637626320000007E-3,2.2522881541512645E-2,0,0.16030675496279084,80806.311172170012,42527.038739152551,0,0,3636.1630040096234,8450.5978739460352,2363.7626320000008,22522.881541512645,0,160306.75496279084,null,null,79339.477885510802,56075.94256893998,0,0,5401.9153830220412,1380.1643856890514,21348.169800835069,0,163545.67002399694]
[2004,12,26,13,8.1661422954801999E-2,4.2513009518070993E-2,0,0,3.6473990105449169E-3,8.5033707760904815E-3,2.3584110880000009E-3,2.2529047233469882E-2,0,0.16121266058097827,81661.422954801994,42513.00951807099,0,0,3647.399010544917,8503.3707760904817,2358.4110880000007,22529.047233469882,0,161212.66058097826,null,null,80179.067286185425,56072.549560384155,0,0,5435.6496532066058,1377.0397020438927,21354.013912681952,0,164418.32011450204]
[2004,12,26,14,7.9025524676132608E-2,4.255628932407933E-2,0,0,3.6290998948939604E-3,8.6124056520366695E-3,2.3437609800000011E-3,2.305761281182277E-2,0,0.15922469333896533,79025.524676132613,42556.289324079327,0,0,3629.0998948939605,8612.4056520366703,2343.7609800000009,23057.612811822772,0,159224.69333896533,null,null,77591.017044127468,56102.894417432988,0,0,5505.3485292441874,1368.4857309156705,21855.011429218917,0,162422.75715093926]
[2004,12,26,15,7.6215907957397799E-2,4.2668057526277413E-2,0,0,3.618586344506544E-3,8.5436059968517636E-3,2.3704981960000009E-3,2.4251443523147762E-2,0,0.15766809954418129,76215.907957397794,42668.057526277415,0,0,3618.5863445065438,8543.6059968517638,2370.4981960000009,24251.443523147762,0,157668.09954418128,null,null,74832.401778942658,56225.891736192709,0,0,5461.3694024139086,1384.0971771734755,22986.57626437748,0,160890.33635910021]
[2004,12,26,16,8.1209419737881247E-2,4.2892190495390996E-2,0,0,3.608313364691162E-3,8.5140206223855864E-3,2.3738813560000012E-3,2.4793345272358023E-2,0,0.16339117084870702,81209.419737881253,42892.190495390998,0,0,3608.313364691162,8514.0206223855857,2373.8813560000012,24793.345272358023,0,163391.170848707,null,null,79735.26903933,56485.67442077343,0,0,5442.457404490774,1386.0725518916795,23500.214385511659,0,166549.68780199753]
[2004,12,26,17,8.8553520006666067E-2,4.3513586162198546E-2,5.5608997799998846E-4,2.5476289494194679E-6,3.6585547971122612E-3,8.7261672750782344E-3,2.3754191560000013E-3,2.4019894136731446E-2,1.7810978956368979E-4,0.17158388893029969,88553.520006666062,43513.586162198546,556.08997799998849,2.5476289494194679,3658.5547971122614,8726.1672750782345,2375.4191560000013,24019.894136731447,178.10978956368979,171583.88893029967,null,null,86946.055825806921,57301.533849524909,312.27904533714604,1.8474929756323621,5578.0689060355662,1386.9704494908631,22767.103653406997,158.30382891162594,174452.16305148962]
[2004,12,26,18,0.10048024173507118,4.4016726162751652E-2,2.0853504999999569E-3,9.5536684955080456E-6,3.5382484585644476E-3,8.5091754361909175E-3,2.3683350240000008E-3,2.4093787295037659E-2,6.6791590105142178E-4,0.18576933418116276,100480.24173507118,44016.726162751649,2085.3504999999568,9.5536684955080453,3538.2484585644474,8509.175436190917,2368.3350240000009,24093.787295037659,667.91590105142177,185769.33418116273,null,null,98656.278221694913,57766.574350041003,1171.0537666502239,6.9281421224991657,5439.3601933550644,1382.834134550624,22837.142812816219,593.64308265374575,187853.8147038843]
[2004,12,26,19,0.10272920766896168,4.2363262312215995E-2,2.0853504999999569E-3,9.5536684955080456E-6,3.3962720981846419E-3,8.1182569628581083E-3,2.3773362800000013E-3,2.1394307502522497E-2,6.6791590105142178E-4,0.18314146289428979,102729.20766896168,42363.262312215993,2085.3504999999568,9.5536684955080453,3396.2720981846419,8118.2569628581086,2377.3362800000014,21394.307502522497,667.91590105142177,183141.46289428981,null,null,100864.41989267155,55585.59473096217,1171.0537666502239,6.9281421224991657,5189.4715409657965,1388.0898284978452,20278.458086871233,593.64308265374575,185077.65907139506]
[2004,12,26,20,0.10017098346093949,4.1360304640740371E-2,2.0853504999999569E-3,9.5536684955080456E-6,3.254536755035935E-3,8.0212143190406399E-3,2.3879060920000009E-3,2.1261687236399176E-2,6.6791590105142178E-4,0.1792194525737025,100170.98346093949,41360.304640740374,2085.3504999999568,9.5536684955080453,3254.5367550359351,8021.2143190406396,2387.9060920000011,21261.687236399175,667.91590105142177,179219.4525737025,null,null,98352.633745843224,54195.098896113617,1171.0537666502239,6.9281421224991657,5127.4385158158339,1394.2613779962335,20152.754812402804,593.64308265374575,180993.81233959817]
[2004,12,26,21,9.7339245123331503E-2,4.073177572036172E-2,2.0853504999999569E-3,9.5536684955080456E-6,3.1654505451058257E-3,8.1580683362236402E-3,2.3988654800000011E-3,2.153565502599061E-2,6.6791590105142178E-4,0.17609188030056019,97339.245123331508,40731.775720361722,2085.3504999999568,9.5536684955080453,3165.4505451058258,8158.0683362236405,2398.8654800000013,21535.655025990611,667.91590105142177,176091.88030056018,null,null,95572.298423574757,53323.388457620109,1171.0537666502239,6.9281421224991657,5214.920352210921,1400.6603948864151,20412.433436622247,593.64308265374575,177695.32605634094]
[2004,12,26,22,9.0848286108174178E-2,3.9333932505021769E-2,2.0853504999999569E-3,9.5536684955080456E-6,3.1083870505774335E-3,8.0196809254733954E-3,2.408973952000001E-3,2.1064766092142435E-2,6.6791590105142178E-4,0.16754684670293607,90848.286108174172,39333.932505021767,2085.3504999999568,9.5536684955080453,3108.3870505774335,8019.6809254733953,2408.9739520000012,21064.766092142436,667.91590105142177,167546.84670293608,null,null,89199.166278715798,51556.065957771454,1171.0537666502239,6.9281421224991657,5126.4583174413901,1406.5625751050484,19966.104360185167,593.64308265374575,169025.98248064535]
[2004,12,26,23,8.1071779740748987E-2,3.8302510505204786E-2,2.0853504999999569E-3,9.5536684955080456E-6,3.0089476706412648E-3,7.7872887352009442E-3,2.4126031600000012E-3,2.0661309261266518E-2,6.6791590105142178E-4,0.15600725914260938,81071.779740748985,38302.510505204787,2085.3504999999568,9.5536684955080453,3008.9476706412647,7787.2887352009438,2412.603160000001,20661.309261266517,667.91590105142177,156007.2591426094,null,null,79600.127546664036,50182.371859660881,1171.0537666502239,6.9281421224991657,4977.9051657883756,1408.6816134391215,19583.690373015237,593.64308265374575,157524.40154999413]
[2004,12,26,24,6.7811404831843322E-2,3.7751160286972771E-2,2.0830375139999574E-3,9.5430719547928286E-6,2.9770048774347868E-3,7.8835531467894883E-3,2.3951337520000016E-3,2.2451100830021525E-2,6.6717507588639124E-4,0.14402911338690302,67811.40483184332,37751.160286972772,2083.0375139999574,9.5430719547928291,2977.004877434787,7883.553146789488,2395.1337520000016,22451.100830021525,667.17507588639126,144029.11338690302,null,null,66580.461055551641,49473.826867650358,1169.7548814184565,6.920457708902819,5039.4407178942174,1398.4814967123966,21280.132910683478,592.98463787951005,145542.00302549897]
[2004,12,27,1,5.0424263682283178E-2,3.2722647680278147E-2,2.0853504999999569E-3,9.5536684955080456E-6,3.0331966721332815E-3,7.8948600106771693E-3,2.4055600360000009E-3,1.7806505543246944E-2,6.6791590105142178E-4,0.11704985369416561,50424.263682283177,32722.647680278147,2085.3504999999568,9.5536684955080453,3033.1966721332815,7894.8600106771692,2405.5600360000008,17806.505543246945,667.91590105142177,117049.85369416562,null,null,49508.939280617778,43433.78705760531,1171.0537666502239,6.9281421224991657,5046.6684576210027,1404.5692424348606,16877.782853677283,593.64308265374575,118043.37188338272]
[2004,12,27,2,4.5446712223726392E-2,3.1511531388808869E-2,2.0853504999999569E-3,9.5536684955080456E-6,3.0155497978252943E-3,7.3862094822881134E-3,2.4187953680000012E-3,1.7356330274054952E-2,6.6791590105142178E-4,0.10989794860425051,45446.71222372639,31511.531388808868,2085.3504999999568,9.5536684955080453,3015.5497978252943,7386.2094822881136,2418.7953680000014,17356.330274054952,667.91590105142177,109897.94860425053,null,null,44621.742623060556,41941.168475854509,1171.0537666502239,6.9281421224991657,4721.5213905290393,1412.2971477718343,16451.087092340793,593.64308265374575,110919.4417209832]
[2004,12,27,3,4.295469472295279E-2,3.0640970144612732E-2,2.0853504999999569E-3,9.5536684955080456E-6,2.9924428440061619E-3,7.4628019713446651E-3,2.4275505760000008E-3,1.6420097998638257E-2,6.6791590105142178E-4,0.10566137832710149,42954.694722952787,30640.970144612733,2085.3504999999568,9.5536684955080453,2992.442844006162,7462.8019713446647,2427.550576000001,16420.097998638255,667.91590105142177,105661.3783271015,null,null,42174.961368912343,40855.60065006966,1171.0537666502239,6.9281421224991657,4770.4819671687292,1417.4091781031857,15563.685293784092,593.64308265374575,106553.76344946447]
[2004,12,27,4,4.1562353070774022E-2,3.0515859179360928E-2,2.0853504999999569E-3,9.5536684955080456E-6,3.0084278488222271E-3,7.4719151703273139E-3,2.4339888320000008E-3,1.608517467051155E-2,6.6791590105142178E-4,0.10384053884134292,41562.353070774021,30515.859179360927,2085.3504999999568,9.5536684955080453,3008.4278488222271,7471.9151703273137,2433.9888320000009,16085.174670511549,667.91590105142177,103840.53884134295,null,null,40807.894142111887,40723.041796716701,1171.0537666502239,6.9281421224991657,4776.307440171614,1421.1683760517676,15246.230350644099,593.64308265374575,104746.26709712253]
[2004,12,27,5,4.1672574776120103E-2,3.0986981496674081E-2,2.0853504999999569E-3,9.5536684955080456E-6,3.0661956055859432E-3,7.5936688988363192E-3,2.425510428000001E-3,1.5878373976120713E-2,6.6791590105142178E-4,0.10438612525088406,41672.574776120106,30986.981496674081,2085.3504999999568,9.5536684955080453,3066.1956055859432,7593.6688988363194,2425.510428000001,15878.373976120713,667.91590105142177,104386.12525088406,null,null,40916.115052421439,41365.501771313451,1171.0537666502239,6.9281421224991657,4854.1366480908373,1416.2179672882689,15050.215629763508,593.64308265374575,105373.81206030396]
[2004,12,27,6,4.4817040435646334E-2,3.183929041928138E-2,2.0853504999999569E-3,9.5536684955080456E-6,3.0916766416636677E-3,7.8730120679275165E-3,2.4268431880000011E-3,1.4707685372384484E-2,6.6791590105142178E-4,0.10751836819445025,44817.040435646333,31839.29041928138,2085.3504999999568,9.5536684955080453,3091.6766416636679,7873.0120679275169,2426.8431880000012,14707.685372384483,667.91590105142177,107518.36819445028,null,null,44003.50092657889,42431.781783360166,1171.0537666502239,6.9281421224991657,5032.7024945273615,1416.9961452075615,13940.585893870262,593.64308265374575,108597.1922349707]
[2004,12,27,7,4.9967264558876352E-2,3.4009511608105412E-2,2.0853504999999569E-3,9.5536684955080456E-6,3.1856084473415214E-3,8.5370586379716722E-3,2.4555795440000011E-3,1.3052354399963117E-2,6.6791590105142178E-4,0.11397019726580496,49967.264558876355,34009.511608105415,2085.3504999999568,9.5536684955080453,3185.6084473415212,8537.0586379716715,2455.5795440000011,13052.354399963117,667.91590105142177,113970.19726580499,null,null,49060.235815266169,45182.122065071402,1171.0537666502239,6.9281421224991657,5457.1841034350546,1433.7748583443049,12371.590975937597,593.64308265374575,115276.53280948098]
[2004,12,27,8,5.5163137208142782E-2,3.8574457635889667E-2,1.703205441999965E-3,7.802937766391432E-6,3.3832052361447637E-3,8.9389631338012837E-3,2.5468633520000011E-3,1.1645927394949657E-2,5.4551884561809404E-4,0.12250908118631261,55163.137208142783,38574.457635889667,1703.2054419999649,7.8029377663914321,3383.2052361447636,8938.9631338012841,2546.8633520000012,11645.927394949656,545.51884561809402,122509.0811863126,null,null,54161.790596972132,50967.337721276104,956.4555925889963,5.658544866193961,5714.0954026013842,1487.0740598318414,11038.518098021515,484.85668427514491,124815.78670043329]
[2004,12,27,9,5.6987663582635704E-2,4.2615159535838415E-2,0,0,3.5269913399440479E-3,8.7500238122205677E-3,2.5477757800000012E-3,1.3990982070588361E-2,0,0.12841859612122711,56987.663582635701,42615.159535838415,0,0,3526.9913399440479,8750.0238122205683,2547.7757800000013,13990.982070588361,0,128418.59612122708,null,null,55953.197330441079,56050.371395675647,0,0,5593.318832359967,1487.606812407357,13261.263234584314,0,132345.75760546836]
[2004,12,27,10,6.0069688061011282E-2,4.5929426076587725E-2,0,0,3.5542925414860844E-3,8.7006745627705353E-3,2.4685995840000008E-3,1.7332573825497952E-2,0,0.13805525465135357,60069.688061011286,45929.426076587726,0,0,3554.2925414860842,8700.674562770535,2468.599584000001,17332.573825497951,0,138055.25465135358,null,null,58979.275484456586,60109.482413353435,0,0,5561.7730797728491,1441.3770580173923,16428.569693902013,0,142520.47772950225]
[2004,12,27,11,6.2501641176214817E-2,4.7656311591791137E-2,0,0,3.4747629893412965E-3,8.6855631833719568E-3,2.4471626520000014E-3,1.912701671610282E-2,0,0.14389245830882202,62501.64117621482,47656.311591791135,0,0,3474.7629893412964,8685.5631833719563,2447.1626520000013,19127.016716102818,0,143892.45830882201,null,null,61367.082669358031,62110.579280269929,0,0,5552.1133617210007,1428.8603654847736,18129.420957357233,0,148588.05663419096]
[2004,12,27,12,6.4236567865097613E-2,4.8786685074959771E-2,0,0,3.4014059676924888E-3,8.6365486493118239E-3,2.4232549880000009E-3,2.0851643333385964E-2,0,0.14833610587844767,64236.567865097612,48786.685074959772,0,0,3401.405967692489,8636.5486493118242,2423.254988000001,20851.643333385964,0,148336.10587844768,null,null,63070.516171876399,63394.571554471098,0,0,5520.7815708251874,1414.9010508094664,19764.097310866469,0,153164.86765884864]
[2004,12,27,13,6.5310808710144774E-2,4.84114888586561E-2,0,0,3.4265707393754145E-3,8.977842092350476E-3,2.393288392000001E-3,2.1837436092640189E-2,0,0.15035743488516695,65310.808710144775,48411.488858656099,0,0,3426.5707393754146,8977.8420923504764,2393.2883920000008,21837.43609264019,0,150357.43488516696,null,null,64125.256903546942,62969.376974271006,0,0,5738.9481819426273,1397.4040195933758,20698.474698333717,0,154929.46077768767]
[2004,12,27,14,6.5085228617515131E-2,4.7485151261964655E-2,0,0,3.4501522833390056E-3,9.0622736460563118E-3,2.413105508000001E-3,2.0265017503915579E-2,0,0.14776092882079067,65085.228617515131,47485.151261964653,0,0,3450.1522833390059,9062.2736460563119,2413.105508000001,20265.01750391558,0,147760.92882079069,null,null,63903.771644400935,61872.769835793471,0,0,5792.9197607089272,1408.9749266548549,19208.067755145225,0,152186.50392270341]
[2004,12,27,15,6.4240784966253822E-2,4.7168158071962493E-2,0,0,3.3412643668883483E-3,9.0213652031080702E-3,2.3885109600000013E-3,1.99180428866991E-2,0,0.14607812645491183,64240.784966253821,47168.158071962491,0,0,3341.2643668883484,9021.365203108071,2388.5109600000014,19918.042886699099,0,146078.12645491184,null,null,63074.656722274885,61355.438204432299,0,0,5766.7696645200058,1394.6145510519127,18879.190074406877,0,150470.66921668599]
[2004,12,27,16,6.4844888834730677E-2,4.778206821992708E-2,0,0,3.4397857433382875E-3,8.8955471108564527E-3,2.3480770720000011E-3,2.1978882774559783E-2,0,0.14928924975541227,64844.888834730678,47782.068219927081,0,0,3439.7857433382874,8895.5471108564525,2348.077072000001,21978.882774559781,0,149289.24975541228,null,null,63667.794619777109,62220.851948254545,0,0,5686.3423742696968,1371.0058301773793,20832.544034791335,0,153778.53880727006]
[2004,12,27,17,7.4994326440626258E-2,4.7353070628367293E-2,5.5608997799998846E-4,2.5476289494194679E-6,3.508473927119731E-3,8.9549229915557391E-3,2.3749885720000009E-3,1.9987790229073162E-2,1.7810978956368979E-4,0.15791032018525528,74994.326440626261,47353.070628367292,556.08997799998849,2.5476289494194679,3508.4739271197309,8954.9229915557389,2374.9885720000011,19987.790229073162,178.10978956368979,157910.32018525532,null,null,73632.99497111619,61783.172391926542,312.27904533714604,1.8474929756323621,5724.297497459127,1386.7190381630917,18945.299648593205,158.30382891162594,161944.91391448255]
[2004,12,27,18,8.8103819069693584E-2,4.7051021654058042E-2,2.0853504999999569E-3,9.5536684955080456E-6,3.5681409080021414E-3,8.8592698846956513E-3,2.3319096680000009E-3,1.8393355897501244E-2,6.6791590105142178E-4,0.17107033715149753,88103.819069693578,47051.021654058044,2085.3504999999568,9.5536684955080453,3568.1409080021413,8859.2698846956519,2331.9096680000007,18393.355897501242,667.91590105142177,171070.33715149754,null,null,86504.51806685637,61488.743101281383,1171.0537666502239,6.9281421224991657,5663.1527125469938,1361.5659334179625,17434.02522378476,593.64308265374575,174223.63002931394]
[2004,12,27,19,8.8674187177469013E-2,4.6026740346780497E-2,2.0853504999999569E-3,9.5536684955080456E-6,3.4904315213216655E-3,8.8181396671115839E-3,2.2998004040000008E-3,1.6549605560632862E-2,6.6791590105142178E-4,0.16862172474686249,88674.187177469008,46026.740346780498,2085.3504999999568,9.5536684955080453,3490.4315213216655,8818.1396671115835,2299.800404000001,16549.605560632863,667.91590105142177,168621.72474686254,null,null,87064.532590685223,60150.119164196054,1171.0537666502239,6.9281421224991657,5636.8608503156329,1342.8178315470097,15686.438211471701,593.64308265374575,171652.3936396421]
[2004,12,27,20,8.4007060932255143E-2,4.5637990739990857E-2,2.0853504999999569E-3,9.5536684955080456E-6,3.466453999208933E-3,8.2861274417828541E-3,2.3271527400000008E-3,1.809474126150231E-2,6.6791590105142178E-4,0.16458234718428699,84007.060932255146,45637.990739990855,2085.3504999999568,9.5536684955080453,3466.4539992089331,8286.1274417828536,2327.1527400000009,18094.741261502309,667.91590105142177,164582.34718428698,null,null,82482.126165374226,59648.766097185246,1171.0537666502239,6.9281421224991657,5296.7801759269596,1358.7884368444882,17150.985243195682,593.64308265374575,167709.07110995305]
[2004,12,27,21,8.0987027373306555E-2,4.4952996977277261E-2,2.0853504999999569E-3,9.5536684955080456E-6,3.3252793620722832E-3,8.1488351452904118E-3,2.3334269640000009E-3,1.8180504259749201E-2,6.6791590105142178E-4,0.16069089015124258,80987.027373306555,44952.99697727726,2085.3504999999568,9.5536684955080453,3325.2793620722832,8148.8351452904117,2333.4269640000011,18180.504259749203,667.91590105142177,160690.89015124264,null,null,79516.9136431347,58645.192471594208,1171.0537666502239,6.9281421224991657,5209.0181761896993,1362.4518590491573,17232.275154783099,593.64308265374575,163737.47629617734]
[2004,12,27,22,7.6480038726042379E-2,4.293791824861027E-2,2.0853504999999569E-3,9.5536684955080456E-6,3.2948130450687709E-3,8.030189113140478E-3,2.3352825760000013E-3,1.7750492274348263E-2,6.6791590105142178E-4,0.15359155405275707,76480.038726042374,42937.918248610273,2085.3504999999568,9.5536684955080453,3294.8130450687709,8030.1891131404782,2335.2825760000014,17750.492274348264,667.91590105142177,153591.55405275707,null,null,75091.737924520567,56160.402375331243,1171.0537666502239,6.9281421224991657,5133.175515615203,1363.5353221521723,16824.691033550051,593.64308265374575,156345.1671625957]
[2004,12,27,23,6.7941027326870226E-2,3.9039374893805608E-2,2.0853504999999569E-3,9.5536684955080456E-6,3.1446169965921923E-3,7.9898713189891588E-3,2.3215859040000004E-3,1.8129526833620634E-2,6.6791590105142178E-4,0.1413288233434247,67941.027326870229,39039.374893805609,2085.3504999999568,9.5536684955080453,3144.6169965921922,7989.8713189891587,2321.5859040000005,18129.526833620635,667.91590105142177,141328.82334342471,null,null,66707.730583494093,51242.266941004869,1171.0537666502239,6.9281421224991657,5107.4029826318256,1355.5380475354434,17183.956526147755,593.64308265374575,143368.52007224047]
[2004,12,27,24,5.7591543218926962E-2,3.7936605076397893E-2,2.0853504999999569E-3,9.5536684955080456E-6,2.9440129714180703E-3,7.5454115323109333E-3,2.2948486880000007E-3,2.08239900349085E-2,6.6791590105142178E-4,0.13189923159150924,57591.543218926963,37936.605076397893,2085.3504999999568,9.5536684955080453,2944.0129714180703,7545.4115323109336,2294.8486880000005,20823.9900349085,667.91590105142177,131899.23159150925,null,null,56546.115066123362,49659.016343502633,1171.0537666502239,6.9281421224991657,4823.2888649557144,1339.9266012776384,19737.886308053086,593.64308265374575,133877.85817533889]
[2004,12,28,1,5.3637867270216882E-2,3.5638536504195011E-2,2.0853504999999569E-3,9.5536684955080456E-6,3.0513449063523162E-3,7.8848116347169685E-3,2.3297875040000013E-3,2.0932457626323009E-2,6.6791590105142178E-4,0.12623762551535106,53637.867270216884,35638.536504195014,2085.3504999999568,9.5536684955080453,3051.3449063523162,7884.8116347169689,2329.7875040000013,20932.457626323008,667.91590105142177,126237.6255153511,null,null,52664.208059741009,46997.857298715506,1171.0537666502239,6.9281421224991657,5040.2451870449468,1360.3268347310895,19840.696623648655,593.64308265374575,127674.95899530766]
[2004,12,28,2,4.8995833770985028E-2,3.4077217407466449E-2,2.0853504999999569E-3,9.5536684955080456E-6,3.0335924120642554E-3,7.8242375213016593E-3,2.3416183120000007E-3,2.0045507125566981E-2,6.6791590105142178E-4,0.11908082661893125,48995.833770985031,34077.217407466451,2085.3504999999568,9.5536684955080453,3033.5924120642553,7824.2375213016594,2341.6183120000005,20045.507125566983,667.91590105142177,119080.82661893129,null,null,48106.438885358148,45079.707679398663,1171.0537666502239,6.9281421224991657,5001.5241119267093,1367.2346602608079,19000.006241284565,593.64308265374575,120326.53656965536]
[2004,12,28,3,4.6436291068242035E-2,3.3120408515896031E-2,2.0853504999999569E-3,9.5536684955080456E-6,3.0103471130442732E-3,7.845018988997924E-3,2.3388502720000006E-3,1.9241746033203874E-2,6.6791590105142178E-4,0.11475548206093102,46436.291068242033,33120.40851589603,2085.3504999999568,9.5536684955080453,3010.3471130442731,7845.0189889979238,2338.8502720000006,19241.746033203875,667.91590105142177,114755.48206093103,null,null,45593.358177730974,43889.203978815618,1171.0537666502239,6.9281421224991657,5014.8083471612763,1365.6184445822776,18238.166409758291,593.64308265374575,115872.78034947491]
[2004,12,28,4,4.512484582802577E-2,3.2867751558712993E-2,2.0853504999999569E-3,9.5536684955080456E-6,3.026427762454641E-3,7.9463295599007232E-3,2.3172288040000009E-3,1.9379466625507335E-2,6.6791590105142178E-4,0.11342487020814834,45124.845828025769,32867.751558712996,2085.3504999999568,9.5536684955080453,3026.4277624546412,7946.3295599007233,2317.2288040000008,19379.466625507335,667.91590105142177,113424.87020814836,null,null,44305.718894055426,43601.827043358651,1171.0537666502239,6.9281421224991657,5079.5695793943069,1352.9940043377567,18368.703995908039,593.64308265374575,114480.43850848064]
[2004,12,28,5,4.6551800776944596E-2,3.2950410616883093E-2,2.0853504999999569E-3,9.5536684955080456E-6,3.0845410546705039E-3,7.7764117697872752E-3,2.302988776000001E-3,1.8749789847155578E-2,6.6791590105142178E-4,0.11417876291098791,46551.800776944598,32950.410616883091,2085.3504999999568,9.5536684955080453,3084.5410546705039,7776.4117697872753,2302.9887760000011,18749.789847155578,667.91590105142177,114178.76291098795,null,null,45706.771101130515,43772.827795851015,1171.0537666502239,6.9281421224991657,4970.9522320829574,1344.6794725693171,17771.868872519415,593.64308265374575,115338.72446557968]
[2004,12,28,6,4.8897107319234405E-2,3.4022675961949946E-2,2.0853504999999569E-3,9.5536684955080456E-6,3.1101745205982393E-3,8.0904497234977734E-3,2.3033578480000007E-3,1.7893118251338734E-2,6.6791590105142178E-4,0.11707970369416598,48897.107319234405,34022.675961949943,2085.3504999999568,9.5536684955080453,3110.1745205982393,8090.4497234977734,2303.3578480000006,17893.118251338736,667.91590105142177,117079.703694166,null,null,48009.504561519323,45106.481189616301,1171.0537666502239,6.9281421224991657,5171.696188700711,1344.8949679931209,16959.878157328625,593.64308265374575,118364.08005658454]
[2004,12,28,7,5.3182053606860513E-2,3.6484043404281762E-2,2.0853504999999569E-3,9.5536684955080456E-6,3.2046683722653435E-3,8.7826718097609759E-3,2.3883264240000006E-3,1.5691359340620808E-2,6.6791590105142178E-4,0.12249594302733628,53182.053606860514,36484.043404281765,2085.3504999999568,9.5536684955080453,3204.6683722653434,8782.6718097609755,2388.3264240000008,15691.359340620807,667.91590105142177,122495.9430273363,null,null,52216.668535424353,48211.169030244462,1171.0537666502239,6.9281421224991657,5614.1885652201863,1394.5068033400103,14872.95499876766,593.64308265374575,124081.11292442314]
[2004,12,28,8,6.0927396783126052E-2,4.0252266631337477E-2,1.703205441999965E-3,7.802937766391432E-6,3.403447646275426E-3,9.2375808217502447E-3,2.4582860720000011E-3,1.4177979176704479E-2,5.4551884561809404E-4,0.13271348435657815,60927.396783126052,40252.266631337479,1703.2054419999649,7.8029377663914321,3403.447646275426,9237.5808217502454,2458.2860720000012,14177.979176704479,545.51884561809402,132713.48435657812,null,null,59821.414683775351,53030.015991039545,956.4555925889963,5.658544866193961,5904.9821902862332,1435.3551581188681,13438.5072504654,484.85668427514491,135077.24609541573]
[2004,12,28,9,6.4513798557866223E-2,4.4669181157066154E-2,0,0,3.5480938665462063E-3,9.0498311899578493E-3,2.4489772560000013E-3,1.7363597063320677E-2,0,0.14159347909075712,64513.798557866219,44669.181157066152,0,0,3548.0938665462063,9049.8311899578493,2448.9772560000015,17363.597063320678,0,141593.47909075712,null,null,63342.714445736907,58571.092189362062,0,0,5784.9661110378092,1429.9198846518104,16457.974872257659,0,145586.66750304625]
[2004,12,28,10,6.3287426365840227E-2,4.7319441667222989E-2,0,0,3.5755584261966946E-3,9.1908168234780957E-3,2.4509763960000007E-3,2.0045964977415644E-2,0,0.14587018465615365,63287.426365840227,47319.441667222985,0,0,3575.5584261966947,9190.8168234780951,2450.9763960000005,20045.964977415646,0,145870.18465615367,null,null,62138.603925194278,61823.811921960929,0,0,5875.0890199560272,1431.0871515307485,19000.440213242855,0,150269.03223188483]
[2004,12,28,11,6.3508239180037243E-2,4.978767226643923E-2,0,0,3.4955531523711506E-3,9.5700530298077086E-3,2.4818759240000008E-3,2.365550867432703E-2,0,0.15249890222698237,63508.239180037242,49787.672266439229,0,0,3495.5531523711506,9570.0530298077083,2481.8759240000009,23655.508674327029,0,152498.90222698238,null,null,62355.40844373608,64724.866899330082,0,0,6117.5099619211969,1449.1289072903437,22421.723213962443,0,157068.63742624017]
[2004,12,28,12,6.6182327626325962E-2,4.9641692174359479E-2,0,0,3.4217572137484869E-3,9.5275383514301596E-3,2.4375257720000011E-3,2.3643567335480301E-2,0,0.15485440847334436,66182.327626325961,49641.692174359479,0,0,3421.7572137484867,9527.5383514301593,2437.5257720000013,23643.5673354803,0,154854.40847334437,null,null,64980.955607944372,64457.897806842397,0,0,6090.3331043121061,1423.23354052989,22410.40469200159,0,159362.82475163034]
[2004,12,28,13,6.7173766650850508E-2,4.9166786055619811E-2,0,0,3.4470723904269991E-3,9.4315424442052761E-3,2.3994293400000006E-3,2.3895894849265905E-2,0,0.15551449173036852,67173.766650850506,49166.786055619814,0,0,3447.0723904269989,9431.5424442052754,2399.4293400000006,23895.894849265904,0,155514.49173036849,null,null,65954.397575781506,63911.765067029315,0,0,6028.9691895121805,1400.9896240061155,22649.571718644656,0,159945.69317497377]
[2004,12,28,14,6.6149989008648366E-2,4.8815188642347684E-2,0,0,3.470795227541265E-3,9.3557322265591328E-3,2.4379973640000011E-3,2.3151645713046114E-2,0,0.15338134818214255,66149.989008648365,48815.188642347683,0,0,3470.7952275412649,9355.732226559132,2437.9973640000012,23151.645713046113,0,153381.34818214257,null,null,64949.204015712756,63513.485155580864,0,0,5980.5086679015685,1423.5088957936396,21944.139915664182,0,157810.84665065302]
[2004,12,28,15,6.3478811355192705E-2,4.8771530830820295E-2,0,0,3.3612557546248709E-3,9.2988560821510788E-3,2.4401912920000014E-3,2.383154959152314E-2,0,0.15118219490631207,63478.811355192702,48771.530830820295,0,0,3361.2557546248709,9298.8560821510782,2440.1912920000013,23831.54959152314,0,151182.1949063121,null,null,62326.514806288658,63327.391431580021,0,0,5944.151462886276,1424.789896368475,22588.582475965421,0,155611.43007308885]
[2004,12,28,16,6.6564920984972561E-2,4.8737090168309578E-2,0,0,3.4603666614851504E-3,8.7400564609623754E-3,2.4008441160000009E-3,2.4419574375373138E-2,0,0.15432285276710281,66564.920984972559,48737.09016830958,0,0,3460.3666614851504,8740.0564609623761,2400.8441160000011,24419.574375373137,0,154322.85276710283,null,null,65356.603956163235,63405.948480725827,0,0,5586.9473555848599,1401.8156897973647,23145.938021684193,0,158897.25350395546]
[2004,12,28,17,7.5546244920721553E-2,4.9498842187273913E-2,5.2133239199998933E-4,2.3883931498029952E-6,3.5294655929421284E-3,8.6485190089933897E-3,2.3481693400000006E-3,2.4104765135843875E-2,1.6697729918782147E-4,0.16436670427011249,75546.244920721554,49498.842187273913,521.33239199998934,2.3883931498029951,3529.4655929421283,8648.5190089933894,2348.1693400000004,24104.765135843874,166.97729918782147,164366.70427011247,null,null,74174.894773383203,64415.210152790758,292.76050300818554,1.7320181450736685,5528.4334400856469,1371.0597040333298,22847.548089296746,148.40928096937711,168780.04796171232]
[2004,12,28,18,8.9120823300669352E-2,4.8863396465242938E-2,2.0853504999999569E-3,9.5536684955080456E-6,3.5894897224123573E-3,8.9344669647419238E-3,2.2497911480000004E-3,2.2964959590175704E-2,6.6791590105142178E-4,0.17848574726078914,{"$f":"E8708*1000000*O$8826","v":89120.823300669348},{"$f":"F8708*1000000*P$8826","v":48863.396465242935},{"$f":"G8708*1000000*Q$8826","v":2085.3504999999568},{"$f":"H8708*1000000*R$8826","v":9.5536684955080453},{"$f":"I8708*1000000*S$8826","v":3589.4897224123574},{"$f":"J8708*1000000*T$8826","v":8934.4669647419232},{"$f":"K8708*1000000*U$8826","v":2249.7911480000002},{"$f":"L8708*1000000*V$8826","v":22964.959590175702},{"$f":"M8708*1000000*W$8826","v":667.91590105142177},{"$f":"SUM(O8708:W8708)","v":178485.74726078915},null,null,{"$f":"O8708*AA$8826","v":87503.061169771361},{"$f":"(P8708+S8708)*AB$8826","v":63716.226829300984},{"$f":"Q8708*AC$8826","v":1171.0537666502239},{"$f":"R8708*AD$8826","v":6.9281421224991657},{"$f":"T8708*AE$8826","v":5711.2212953288908},{"$f":"U8708*AF$8826","v":1313.6182016215598},{"$f":"V8708*AG$8826","v":21767.190663271613},{"$f":"W8708*AH$8826","v":593.64308265374575},{"$f":"SUM(AA8708:AH8708)","v":181782.94315072088}]
[2004,12,28,19,9.0964782126525673E-2,4.7431729874533438E-2,2.0853504999999569E-3,9.5536684955080456E-6,3.5113153040913984E-3,9.0502624015095096E-3,2.2493913200000008E-3,2.0326704348185998E-2,6.6791590105142178E-4,0.17629700544439289,90964.782126525679,47431.729874533441,2085.3504999999568,9.5536684955080453,3511.3153040913985,9050.2624015095098,2249.3913200000006,20326.704348185998,667.91590105142177,176297.00544439291,null,null,89313.547607818371,61882.173849577513,1171.0537666502239,6.9281421224991657,5785.2417564239695,1313.3847482457725,19266.537237548502,593.64308265374575,179332.51019104058]
[2004,12,28,20,8.7936430582586725E-2,4.6623505027531945E-2,2.0853504999999569E-3,9.5536684955080456E-6,3.4871944044190238E-3,8.5308797873698446E-3,2.2737398200000009E-3,2.0579453893074327E-2,6.6791590105142178E-4,0.17219402358452876,87936.43058258672,46623.505027531945,2085.3504999999568,9.5536684955080453,3487.1944044190236,8530.8797873698441,2273.7398200000011,20579.453893074326,667.91590105142177,172194.02358452871,null,null,86340.168092473701,60871.096399887858,1171.0537666502239,6.9281421224991657,5453.2343677343042,1327.6014602328457,19506.104283683995,593.64308265374575,175269.82959543919]
[2004,12,28,21,8.4870459987041402E-2,4.5634728606664621E-2,2.0853504999999569E-3,9.5536684955080456E-6,3.3451751052145031E-3,8.3856316075091707E-3,2.2565779720000014E-3,2.0720972786689971E-2,6.6791590105142178E-4,0.16797636613466652,84870.459987041409,45634.728606664619,2085.3504999999568,9.5536684955080453,3345.1751052145032,8385.6316075091709,2256.5779720000014,20720.97278668997,667.91590105142177,167976.36613466655,null,null,83329.852403831421,59497.482060727678,1171.0537666502239,6.9281421224991657,5360.3866912918629,1317.5809230259574,19640.242065537735,593.64308265374575,170917.16913584113]
[2004,12,28,22,7.9065278325106153E-2,4.3612739199633849E-2,2.0853504999999569E-3,9.5536684955080456E-6,3.3145263726491285E-3,8.2635789359711276E-3,2.2361662400000007E-3,2.0313752324511752E-2,6.6791590105142178E-4,0.15956886146741889,79065.278325106148,43612.739199633848,2085.3504999999568,9.5536684955080453,3314.5263726491285,8263.5789359711271,2236.1662400000009,20313.752324511752,667.91590105142177,159568.8614674189,null,null,77630.049066600113,57004.075752577519,1171.0537666502239,6.9281421224991657,5282.3663886156428,1305.6628288927939,19254.26074441184,593.64308265374575,162248.03977252441]
[2004,12,28,23,7.3231670854925823E-2,3.9459442968492173E-2,2.0853504999999569E-3,9.5536684955080456E-6,3.1634317950215234E-3,8.0105542698027127E-3,2.2291948800000011E-3,1.9841056785643994E-2,6.6791590105142178E-4,0.14869817162343313,73231.670854925818,39459.442968492171,2085.3504999999568,9.5536684955080453,3163.4317950215236,8010.554269802713,2229.1948800000009,19841.056785643992,667.91590105142177,148698.1716234331,null,null,71902.335919455189,51775.392241201007,1171.0537666502239,6.9281421224991657,5120.624242456588,1301.5923597764952,18806.219288914825,593.64308265374575,150677.78904323059]
[2004,12,28,24,6.3009704778817469E-2,3.7446227957419913E-2,2.0853504999999569E-3,9.5536684955080456E-6,2.9616273587234477E-3,7.5141050591851864E-3,2.231593848000001E-3,2.1484486375707094E-2,6.6791590105142178E-4,0.13741056544739999,63009.704778817468,37446.227957419913,2085.3504999999568,9.5536684955080453,2961.6273587234477,7514.1050591851863,2231.5938480000009,21484.486375707096,667.91590105142177,137410.5654474,null,null,61865.923668017662,49084.736077209469,1171.0537666502239,6.9281421224991657,4803.2766810500598,1302.9930800312213,20363.933557389711,593.64308265374575,139192.48805512462]
[2004,12,29,1,6.1301675519820395E-2,3.8110222620979094E-2,2.0853504999999569E-3,9.5536684955080456E-6,3.0865248164614356E-3,8.0935159686921949E-3,2.2219057080000012E-3,2.3865274379009711E-2,6.6791590105142178E-4,0.13944193908250971,61301.675519820397,38110.222620979097,2085.3504999999568,9.5536684955080453,3086.5248164614354,8093.5159686921952,2221.9057080000011,23865.274379009712,667.91590105142177,139441.93908250972,null,null,60188.899340879769,50043.028994868764,1171.0537666502239,6.9281421224991657,5173.6562390227045,1297.3363251563651,22620.548300961367,593.64308265374575,141095.09419231545]
[2004,12,29,2,5.6246463546787057E-2,3.641094821612962E-2,2.0853504999999569E-3,9.5536684955080456E-6,3.0685676332128401E-3,8.0483679871436366E-3,2.2386574760000009E-3,2.2760726417292824E-2,6.6791590105142178E-4,0.13153655134611283,56246.463546787054,36410.948216129618,2085.3504999999568,9.5536684955080453,3068.5676332128401,8048.367987143637,2238.6574760000008,22760.726417292823,667.91590105142177,131536.55134611286,null,null,55225.451898185696,47957.051933582698,1171.0537666502239,6.9281421224991657,5144.7960826553699,1307.1174230034712,21573.609551297508,593.64308265374575,132979.65188015121]
[2004,12,29,3,5.3462160785887711E-2,3.5357418032184472E-2,2.0853504999999569E-3,9.5536684955080456E-6,3.0450544578633585E-3,8.0605685978394886E-3,2.2609145680000009E-3,2.1809843765102182E-2,6.6791590105142178E-4,0.12675878027642409,53462.160785887711,35357.418032184469,2085.3504999999568,9.5536684955080453,3045.0544578633585,8060.5685978394886,2260.9145680000011,21809.843765102181,667.91590105142177,126758.78027642412,null,null,52491.69108024329,46648.732335299843,1171.0537666502239,6.9281421224991657,5152.5951363534969,1320.1129942556547,20672.321486436922,593.64308265374575,128057.07802401567]
[2004,12,29,4,5.1930031985701522E-2,3.515573558878099E-2,2.0853504999999569E-3,9.5536684955080456E-6,3.0613205005626839E-3,8.1065061007418084E-3,2.2432401200000005E-3,2.2029327378723675E-2,6.6791590105142178E-4,0.12528898174405756,51930.03198570152,35155.73558878099,2085.3504999999568,9.5536684955080453,3061.3205005626837,8106.506100741808,2243.2401200000004,22029.327378723676,667.91590105142177,125288.98174405759,null,null,50987.374185970912,46423.501002883313,1171.0537666502239,6.9281421224991657,5181.9599821652628,1309.7931578490379,20880.357631521485,593.64308265374575,126554.61095181649]
[2004,12,29,5,5.3339361324949756E-2,3.517007349302452E-2,2.0853504999999569E-3,9.5536684955080456E-6,3.1201037515977323E-3,8.2331516455291E-3,2.2597560920000009E-3,2.1236461557393574E-2,6.6791590105142178E-4,0.12612172793404156,53339.361324949758,35170.073493024523,2085.3504999999568,9.5536684955080453,3120.1037515977323,8233.1516455291003,2259.756092000001,21236.461557393573,667.91590105142177,126121.72793404158,null,null,52371.120731540199,46512.323648391939,1171.0537666502239,6.9281421224991657,5262.9162087876311,1319.4365780642697,20128.844813242158,593.64308265374575,127366.26697145266]
[2004,12,29,6,5.5969510386293476E-2,3.6296388666885088E-2,2.0853504999999569E-3,9.5536684955080456E-6,3.1460327867169542E-3,8.5701522645686909E-3,2.2267549040000012E-3,2.0354454848793387E-2,6.6791590105142178E-4,0.12932611392680446,55969.510386293477,36296.38866688509,2085.3504999999568,9.5536684955080453,3146.032786716954,8570.152264568691,2226.7549040000013,20354.454848793386,667.91590105142177,129326.11392680451,null,null,54953.526118706854,47911.992164619049,1171.0537666502239,6.9281421224991657,5478.3386978508634,1300.1676955857906,19292.840372781568,593.64308265374575,130708.49004097057]
[2004,12,29,7,6.0575311112013773E-2,3.8906250614365936E-2,2.0853504999999569E-3,9.5536684955080456E-6,3.2416159802873554E-3,9.3241807762613586E-3,2.2374374880000012E-3,1.8261269214340788E-2,6.6791590105142178E-4,0.13530888525481607,60575.311112013776,38906.250614365934,2085.3504999999568,9.5536684955080453,3241.6159802873553,9324.1807762613589,2237.4374880000014,18261.269214340788,667.91590105142177,135308.88525481609,null,null,59475.720233530003,51198.384369325235,1171.0537666502239,6.9281421224991657,5960.3398860872458,1306.4050909081193,17308.827702528823,593.64308265374575,137021.30227380589]
[2004,12,29,8,6.8772870610070785E-2,4.2898629212296119E-2,1.737963027999964E-3,7.9621735660079043E-6,3.4426870917336557E-3,9.8075477252076992E-3,2.4032840920000008E-3,1.6967567859761879E-2,5.5665133599396227E-4,0.14659516312863011,68772.870610070779,42898.629212296117,1737.963027999964,7.9621735660079045,3442.6870917336555,9807.5477252076998,2403.2840920000008,16967.567859761879,556.65133599396222,146595.16312863005,null,null,67524.473865229622,56292.30411902209,975.9741349179568,5.7740196967526547,6269.3248119003592,1403.240353988069,16082.601114327086,494.75123221739364,149048.44365129931]
[2004,12,29,9,7.3133212034661416E-2,4.7461573476405908E-2,0,0,3.5890010476187367E-3,9.6136236316920528E-3,2.4077744680000013E-3,2.0198811604114481E-2,0,0.1564039962624926,73133.21203466141,47461.573476405909,0,0,3589.0010476187367,9613.6236316920531,2407.7744680000014,20198.811604114482,0,156403.99626249255,null,null,71805.664368932878,62012.793242718035,0,0,6145.3618024746593,1405.8622149776854,19145.314914743081,0,160514.99654384633]
[2004,12,29,10,7.2205632816513723E-2,5.0254988097840611E-2,0,0,3.6167822885458173E-3,9.5496435823702198E-3,2.4119675360000006E-3,2.3089025113763345E-2,0,0.16112803943503373,72205.632816513724,50254.988097840615,0,0,3616.7822885458172,9549.6435823702195,2411.9675360000006,23089.025113763346,0,161128.03943503374,null,null,70894.922994927008,65439.791613275462,0,0,6104.4635349445371,1408.3104824314587,21884.78537952037,0,165732.27400509885]
[2004,12,29,11,7.2581180057106454E-2,5.3061017212101436E-2,0,0,3.5358544255343167E-3,9.5513342945960922E-3,2.4055190280000008E-3,2.7315225746898986E-2,0,0.16845013076423729,72581.180057106452,53061.017212101433,0,0,3535.8544255343168,9551.3342945960921,2405.5190280000006,27315.225746898985,0,168450.13076423731,null,null,71263.653129464234,68750.060734334387,0,0,6105.5442968642783,1404.5452984988824,25890.562729202997,0,173414.36618836477]
[2004,12,29,12,7.5260275778166852E-2,5.3006659582729959E-2,0,0,3.4612076907259651E-3,9.4736442085235004E-3,2.3473389280000007E-3,2.7502885766685498E-2,0,0.1710520119548318,75260.275778166848,53006.659582729961,0,0,3461.2076907259652,9473.6442085235012,2347.3389280000006,27502.885766685496,0,171052.0119548318,null,null,73894.116674091973,68593.354937428478,0,0,6055.8820981271056,1370.5748393297708,26068.435083583874,0,175982.3636325612]
[2004,12,29,13,7.6205479092227926E-2,5.2556085759446744E-2,0,0,3.4868147739916359E-3,9.4098650757498421E-3,2.3432688840000012E-3,2.7779639322812636E-2,0,0.17178115290822876,76205.479092227921,52556.085759446745,0,0,3486.8147739916358,9409.8650757498417,2343.268884000001,27779.639322812636,0,171781.15290822877,null,null,74822.162223324864,68077.134016715092,0,0,6015.1122634260546,1368.1984036839319,26330.754178869156,0,176613.36108601911]
[2004,12,29,14,7.5277228529947657E-2,5.2054208670580811E-2,0,0,3.5108111748941534E-3,9.4036660375158478E-3,2.3646955640000012E-3,2.6814270311792118E-2,0,0.16942488028873062,75277.22852994765,52054.208670580811,0,0,3510.8111748941533,9403.6660375158481,2364.695564000001,26814.270311792119,0,169424.88028873058,null,null,73910.761691733554,67496.636802459107,0,0,6011.1496230903458,1380.7091102325562,25415.735311068187,0,174214.99253858376]
[2004,12,29,15,7.2080192677200089E-2,5.1948325530511257E-2,0,0,3.4000085501439052E-3,9.8872271008823859E-3,2.3082275480000003E-3,2.7371699316386056E-2,0,0.16699568072312371,72080.192677200088,51948.325530511254,0,0,3400.0085501439053,9887.2271008823864,2308.2275480000003,27371.699316386057,0,166995.68072312366,null,null,70771.759902655365,67233.421556446803,0,0,6320.2586335763035,1347.7383103905354,25944.090842310867,0,171617.26924537987]
[2004,12,29,16,7.5010393663862904E-2,5.1942708123412104E-2,0,0,3.5002623979951989E-3,9.7198488879786434E-3,2.2779123840000011E-3,2.8013730186667557E-2,0,0.17046485564391639,75010.393663862909,51942.708123412107,0,0,3500.2623979951991,9719.8488879786437,2277.9123840000011,28013.730186667555,0,170464.85564391641,null,null,73648.770534734605,67348.3795189831,0,0,6213.2646721365954,1330.0377557186305,26552.635713040887,0,175093.08819461384]
[2004,12,29,17,8.453302590370973E-2,5.2770276500806991E-2,4.8658527199999001E-4,2.2292052983345553E-6,3.5701580798910837E-3,9.9752266689711998E-3,2.2915988040000008E-3,2.7774322940169981E-2,1.558481609620211E-4,0.18155927153580931,84533.025903709728,52770.276500806991,486.58527199999003,2.2292052983345552,3570.1580798910836,9975.2266689711996,2291.5988040000007,27774.322940169979,155.8481609620211,181559.27153580936,null,null,82998.54357901364,68438.558300915858,273.24783798796597,1.6165780856172207,6376.5110109404959,1338.0290443513641,26325.715079446087,138.5177124152469,185890.73914315627]
[2004,12,29,18,9.8969795600324345E-2,5.2443825935531166E-2,2.0853504999999569E-3,9.5536684955080456E-6,3.6308742033610039E-3,9.7686412505676064E-3,2.3358464360000004E-3,2.7243350616709405E-2,6.6791590105142178E-4,0.1971551541120404,98969.795600324345,52443.825935531167,2085.3504999999568,9.5536684955080453,3630.8742033610038,9768.6412505676071,2335.8464360000003,27243.350616709406,667.91590105142177,197155.15411204041,null,null,97173.250399156794,68115.762031709863,1171.0537666502239,6.9281421224991657,6244.4544433190495,1363.8645512718722,25822.436344889506,593.64308265374575,200491.39276177358]
[2004,12,29,19,0.10075597034232299,5.103266287982882E-2,2.0853504999999569E-3,9.5536684955080456E-6,3.5517983079391947E-3,9.6492158278577659E-3,2.3093655200000008E-3,2.4675637056258623E-2,6.6791590105142178E-4,0.19473747000375424,100755.97034232299,51032.662879828822,2085.3504999999568,9.5536684955080453,3551.7983079391947,9649.2158278577663,2309.3655200000007,24675.637056258623,667.91590105142177,194737.47000375428,null,null,98927.00167658506,66305.520309262312,1171.0537666502239,6.9281421224991657,6168.1135692550752,1348.4027546139314,23388.645402670281,593.64308265374575,197909.30870381315]
[2004,12,29,20,9.7559025126526047E-2,5.0137822812912861E-2,2.0853504999999569E-3,9.5536684955080456E-6,3.527399348110655E-3,9.0890295844222955E-3,2.260689024000001E-3,2.4868539063419109E-2,6.6791590105142178E-4,0.19020532502893783,97559.025126526045,50137.822812912862,2085.3504999999568,9.5536684955080453,3527.399348110655,9089.0295844222946,2260.6890240000012,24868.53906341911,667.91590105142177,190205.32502893786,null,null,95788.088879173913,65188.890766154669,1171.0537666502239,6.9281421224991657,5810.0230848999881,1319.9813026077745,23571.486341392698,593.64308265374575,193450.09536565555]
[2004,12,29,21,9.4177859284419824E-2,4.9091421290931338E-2,2.0853504999999569E-3,9.5536684955080456E-6,3.3837425074445802E-3,8.9354165461383757E-3,2.2403900640000011E-3,2.4954857924608123E-2,6.6791590105142178E-4,0.18554650768708913,94177.859284419828,49091.421290931336,2085.3504999999568,9.5536684955080453,3383.74250744458,8935.4165461383764,2240.3900640000011,24954.857924608124,667.91590105142177,185546.50768708912,null,null,92468.299512901984,63743.288167600113,1171.0537666502239,6.9281421224991657,5711.8283007064329,1308.1290542985514,23653.303124129019,593.64308265374575,188656.47315106256]
[2004,12,29,22,8.7937557818251064E-2,4.6870151707458958E-2,2.0853504999999569E-3,9.5536684955080456E-6,3.3527407355547793E-3,8.7915766778277355E-3,2.2340543280000009E-3,2.4310686173034154E-2,6.6791590105142178E-4,0.17625958750967358,87937.557818251065,46870.151707458957,2085.3504999999568,9.5536684955080453,3352.7407355547793,8791.5766778277357,2234.0543280000011,24310.686173034155,667.91590105142177,176259.58750967358,null,null,86341.274866038366,61007.380899390191,1171.0537666502239,6.9281421224991657,5619.8808658728913,1304.4297161899153,23042.729032703108,593.64308265374575,179087.32037162094]
[2004,12,29,23,8.1638879594415126E-2,4.2387352894487855E-2,2.0853504999999569E-3,9.5536684955080456E-6,3.1999038898036761E-3,8.5101387294445885E-3,2.2818286480000009E-3,2.3470909756377133E-2,6.6791590105142178E-4,0.16425183358207526,81638.879594415121,42387.352894487856,2085.3504999999568,9.5536684955080453,3199.9038898036761,8510.1387294445885,2281.8286480000011,23470.909756377132,667.91590105142177,164251.83358207528,null,null,80156.933143233793,55376.323495371616,1171.0537666502239,6.9281421224991657,5439.97596382752,1332.3244016045512,22246.752305458514,593.64308265374575,166323.93430092247]
[2004,12,29,24,7.0702162996178208E-2,4.017804250192776E-2,2.0830375139999574E-3,9.5430719547928286E-6,2.9957728957714503E-3,7.9749694393425261E-3,2.268931632000001E-3,2.4903924367729122E-2,6.6717507588639124E-4,0.15178355949479022,70702.162996178202,40178.042501927761,2083.0375139999574,9.5430719547928291,2995.7728957714503,7974.9694393425261,2268.9316320000012,24903.924367729123,667.17507588639126,151783.55949479021,null,null,69418.744849535753,52444.637748333931,1169.7548814184565,6.920457708902819,5097.877184090722,1324.7940337393986,23605.026076682432,592.98463787951005,153660.7398693891]
[2004,12,30,1,5.789226015033605E-2,3.6702103149099885E-2,2.0853504999999569E-3,9.5536684955080456E-6,3.0700168334356118E-3,7.8277799323606609E-3,2.2969708520000011E-3,2.2693918534770294E-2,6.6791590105142178E-4,0.13324586952154938,57892.260150336049,36702.103149099887,2085.3504999999568,9.5536684955080453,3070.0168334356117,7827.7799323606605,2296.9708520000013,22693.918534770295,667.91590105142177,133245.86952154941,null,null,56841.373245629853,48312.487690826245,1171.0537666502239,6.9281421224991657,5003.7885439915226,1341.1656999645122,21510.286125407423,593.64308265374575,134780.72629724603]
[2004,12,30,2,5.3055449163783054E-2,3.5014538528173114E-2,2.0853504999999569E-3,9.5536684955080456E-6,3.0521557414403839E-3,7.7894144950608687E-3,2.2990007480000007E-3,2.171836596036927E-2,6.6791590105142178E-4,0.12569174470637356,53055.449163783051,35014.538528173114,2085.3504999999568,9.5536684955080453,3052.1557414403837,7789.4144950608688,2299.0007480000008,21718.365960369269,667.91590105142177,125691.74470637359,null,null,52092.36227436574,46240.851610090722,1171.0537666502239,6.9281421224991657,4979.2640252512483,1342.3509247954344,20585.614831924424,593.64308265374575,127012.06865785403]
[2004,12,30,3,5.0520095748514439E-2,3.3735908526450441E-2,2.0853504999999569E-3,9.5536684955080456E-6,3.0287681963970556E-3,7.8099200075228865E-3,2.274898296000001E-3,2.0993872684236647E-2,6.6791590105142178E-4,0.12112628352866835,50520.095748514439,33735.908526450439,2085.3504999999568,9.5536684955080453,3028.7681963970554,7809.9200075228864,2274.8982960000012,20993.872684236645,667.91590105142177,121126.28352866837,null,null,49603.031759153004,44659.248549228127,1171.0537666502239,6.9281421224991657,4992.3718603248863,1328.2778764242307,19898.908495084906,593.64308265374575,122253.46353164161]
[2004,12,30,4,4.8886227513520439E-2,3.3411556212046695E-2,2.0853504999999569E-3,9.5536684955080456E-6,3.0449474681288223E-3,8.3796124733323679E-3,2.2867803640000011E-3,2.0949846167536781E-2,6.6791590105142178E-4,0.11972179026811199,48886.22751352044,33411.556212046693,2085.3504999999568,9.5536684955080453,3044.9474681288225,8379.6124733323686,2286.7803640000011,20949.84616753678,667.91590105142177,119721.790268112,null,null,47998.822251037382,44284.900731277456,1171.0537666502239,6.9281421224991657,5356.5390518718896,1335.2156318739223,19857.178241675025,593.64308265374575,120604.28089916214]
[2004,12,30,5,5.0257431731677182E-2,3.33928848104652E-2,2.0853504999999569E-3,9.5536684955080456E-6,3.1034163009598711E-3,8.5345437661319117E-3,2.2837662760000011E-3,2.0182676139219161E-2,6.6791590105142178E-4,0.12051753909400022,50257.431731677185,33392.884810465199,2085.3504999999568,9.5536684955080453,3103.416300959871,8534.543766131912,2283.7662760000012,20182.676139219162,667.91590105142177,120517.53909400024,null,null,49345.135740229722,44333.243965387555,1171.0537666502239,6.9281421224991657,5455.5765100931194,1333.4557525795226,19130.021017123196,593.64308265374575,121369.05797683958]
[2004,12,30,6,5.2811807859125266E-2,3.4305229231048985E-2,2.0853504999999569E-3,9.5536684955080456E-6,3.1292065144419064E-3,8.8871367154836015E-3,2.3072946160000007E-3,1.9376043560039077E-2,6.6791590105142178E-4,0.12357953856568572,52811.807859125263,34305.229231048987,2085.3504999999568,9.5536684955080453,3129.2065144419066,8887.1367154836007,2307.2946160000006,19376.043560039077,667.91590105142177,123579.53856568573,null,null,51853.143658610497,45472.826617268947,1171.0537666502239,6.9281421224991657,5680.9661577203351,1347.1935858470308,18365.459465108503,593.64308265374575,124491.21447598177]
[2004,12,30,7,5.7603045848797267E-2,3.6739296226045146E-2,2.0853504999999569E-3,9.5536684955080456E-6,3.2242785513791178E-3,9.041967219311985E-3,2.324661504000001E-3,1.7600390774014634E-2,6.6791590105142178E-4,0.12929646019309501,57603.045848797265,36739.296226045146,2085.3504999999568,9.5536684955080453,3224.2785513791177,9041.9672193119841,2324.6615040000011,17600.390774014635,667.91590105142177,129296.46019309504,null,null,56557.408894971399,48545.054057051493,1171.0537666502239,6.9281421224991657,5779.939188133987,1357.3338427338108,16682.418282588933,593.64308265374575,130693.77925690608]
[2004,12,30,8,6.5687973298535374E-2,4.0700835932032609E-2,1.737963027999964E-3,7.9621735660079043E-6,3.4242741673531146E-3,9.3073651231002502E-3,2.3454115520000012E-3,1.6312800194139578E-2,5.5665133599396227E-4,0.14008123680472087,65687.973298535377,40700.835932032605,1737.963027999964,7.9621735660079045,3424.2741673531145,9307.3651231002495,2345.4115520000014,16312.800194139578,556.65133599396222,140081.23680472083,null,null,64495.575027041727,53600.206362372082,975.9741349179568,5.7740196967526547,5949.5907371108624,1369.4494743387945,15461.983753265278,494.75123221739364,142353.30474096083]
[2004,12,30,9,6.9389303693998913E-2,4.5647651007584632E-2,0,0,3.5698054872257213E-3,9.153156313850783E-3,2.4961159520000015E-3,1.91981896325614E-2,0,0.14945422208722145,69389.303693998911,45647.651007584631,0,0,3569.8054872257212,9153.1563138507827,2496.1159520000015,19198.1896325614,0,149454.22208722145,null,null,68129.717172599616,59786.04515231862,0,0,5851.0151154438445,1457.443439058784,18196.881752858819,0,153421.10263227968]
[2004,12,30,10,6.828226102995702E-2,4.8328443301146079E-2,0,0,3.5974383777889105E-3,9.2474748222940179E-3,2.5649068720000013E-3,2.1947820039384662E-2,0,0.15396834444257071,68282.261029957022,48328.443301146079,0,0,3597.4383777889107,9247.4748222940179,2564.9068720000014,21947.820039384664,0,153968.3444425707,null,null,67042.770055623463,63076.057312268953,0,0,5911.3067787395321,1497.6093916622619,20803.101419121824,0,158330.84495741603]
[2004,12,30,11,6.847691582856591E-2,5.1115276506485702E-2,0,0,3.5169432976334502E-3,9.3173376296836509E-3,2.7726944080000014E-3,2.5765905321079481E-2,0,0.16096507299144822,68476.915828565907,51115.276506485701,0,0,3516.9432976334501,9317.3376296836504,2772.6944080000017,25765.905321079481,0,160965.07299144819,null,null,67233.891390894321,66363.534253844802,0,0,5955.9655093487236,1618.9333152639454,24422.04923259134,0,165594.37370194314]
[2004,12,30,12,7.1067849019870025E-2,5.1280435932289987E-2,0,0,3.4426956973649613E-3,9.216684094335249E-3,2.6778941640000008E-3,2.5765793260561116E-2,0,0.16345135216842133,71067.849019870031,51280.435932289991,0,0,3442.6956973649612,9216.684094335249,2677.8941640000007,25765.793260561117,0,163451.35216842138,null,null,69777.792772511981,66473.967805138454,0,0,5891.6242770401286,1563.5809212662753,24421.943016742822,0,168128.90879269969]
[2004,12,30,13,7.1929819966722833E-2,5.0986841880760664E-2,0,0,3.4681660434024131E-3,9.2097327484729555E-3,2.6375115360000013E-3,2.5916013643418084E-2,0,0.16414808581877693,71929.819966722833,50986.841880760665,0,0,3468.1660434024129,9209.7327484729558,2637.5115360000013,25916.013643418086,0,164148.08581877695,null,null,70624.116826707061,66148.269219624723,0,0,5887.1807355645597,1540.0021303117153,24564.328449746419,0,168763.89736195447]
[2004,12,30,14,7.1030270306521801E-2,5.024155238476171E-2,0,0,3.4920338660489525E-3,9.3516472282172396E-3,2.6459796880000013E-3,2.5135040128454429E-2,0,0.16189652360200413,71030.270306521794,50241.552384761708,0,0,3492.0338660489524,9351.6472282172399,2645.9796880000013,25135.040128454428,0,161896.5236020041,null,null,69740.89620523389,65271.9348494921,0,0,5977.8973952186361,1544.9465530912194,23824.08767830384,0,166359.76268133969]
[2004,12,30,15,6.8241803349861768E-2,5.0201732103060656E-2,0,0,3.3818239578770372E-3,9.3113826605519048E-3,2.5111248800000008E-3,2.5927394199054574E-2,0,0.15957526115040593,68241.803349861773,50201.732103060654,0,0,3381.8239578770372,9311.3826605519043,2511.1248800000008,25927.394199054575,0,159575.26115040592,null,null,67003.046781925485,65089.688298272988,0,0,5952.1588864519717,1466.2069196268151,24575.115436913573,0,164086.21632319083]
[2004,12,30,16,7.081620996317331E-2,5.0907462897948105E-2,0,0,3.4815414277466422E-3,9.1920932399794514E-3,2.4193284720000008E-3,2.6073657432096144E-2,0,0.16289029343294362,70816.209963173314,50907.462897948106,0,0,3481.5414277466421,9192.093239979451,2419.3284720000006,26073.657432096144,0,162890.29343294364,null,null,69530.721583587365,66068.092501864841,0,0,5875.9049496732696,1412.6084189395508,24713.750110671255,0,167601.07756473628]
[2004,12,30,17,8.0261227007249664E-2,5.1422923129847357E-2,4.5182768599999067E-4,2.0699694987180821E-6,3.5510633751147875E-3,9.1989352325111007E-3,2.4666517040000009E-3,2.5992314347720993E-2,1.4471567058615273E-4,0.17349172812252883,80261.227007249661,51422.923129847361,451.82768599999065,2.0699694987180819,3551.0633751147875,9198.9352325111013,2466.6517040000008,25992.314347720992,144.71567058615273,173491.72812252879,null,null,78804.288338789673,66778.689380975629,253.72929565900537,1.5011032550585268,5880.2785887055079,1440.2397210584263,24636.649586292802,128.62316447299804,177923.99917920909]
[2004,12,30,18,9.4101886959094175E-2,5.099161573198574E-2,2.0853504999999569E-3,9.5536684955080456E-6,3.6114548667767715E-3,9.4714077635763092E-3,2.4898314760000012E-3,2.4965604428224927E-2,6.6791590105142178E-4,0.18839462129520479,94101.886959094176,50991.615731985738,2085.3504999999568,9.5536684955080453,3611.4548667767717,9471.4077635763097,2489.8314760000012,24965.604428224928,667.91590105142177,188394.62129520479,null,null,92393.706272130948,66328.125766049619,1171.0537666502239,6.9281421224991657,6054.4524849158606,1453.7740308701202,23663.489129128153,593.64308265374575,191665.17267452116]
[2004,12,30,19,9.5900167099203223E-2,4.9468769065187657E-2,2.0853504999999569E-3,9.5536684955080456E-6,3.5328019872661294E-3,9.5979741563771964E-3,2.4735000400000007E-3,2.2348325516080861E-2,6.6791590105142178E-4,0.18608435793366196,95900.16709920323,49468.769065187655,2085.3504999999568,9.5536684955080453,3532.8019872661293,9597.9741563771968,2473.5000400000008,22348.325516080862,667.91590105142177,186084.35793366196,null,null,94159.34320492133,64382.732179992876,1171.0537666502239,6.9281421224991657,6135.3581148420735,1444.2383583667906,21182.717984032308,593.64308265374575,189076.01483358187]
[2004,12,30,20,9.2743091678561568E-2,4.8675655919698108E-2,2.0853504999999569E-3,9.5536684955080456E-6,3.508533451884367E-3,9.0544434170140072E-3,2.4827575960000015E-3,2.2526274199396758E-2,6.6791590105142178E-4,0.18175357633210168,92743.09167856157,48675.655919698111,2085.3504999999568,9.5536684955080453,3508.533451884367,9054.4434170140066,2482.7575960000013,22526.274199396757,667.91590105142177,181753.57633210171,null,null,91059.57646782574,63389.832067724725,1171.0537666502239,6.9281421224991657,5787.9144066088793,1449.6437019138759,21351.385509999665,593.64308265374575,184809.97714549938]
[2004,12,30,21,8.9555681855979466E-2,4.7589710238006504E-2,2.0853504999999569E-3,9.5536684955080456E-6,3.3656449243634383E-3,8.9424593817075265E-3,2.3966920560000013E-3,2.2688782195308184E-2,6.6791590105142178E-4,0.17730179072091198,89555.681855979463,47589.710238006504,2085.3504999999568,9.5536684955080453,3365.6449243634383,8942.4593817075274,2396.6920560000012,22688.782195308184,667.91590105142177,177301.79072091202,null,null,87930.025972790783,61897.127187202488,1171.0537666502239,6.9281421224991657,5716.3303255771689,1399.391366279569,21505.417678766182,593.64308265374575,180219.91752204267]
[2004,12,30,22,8.3646918883648572E-2,4.5199584674158022E-2,2.0853504999999569E-3,9.5536684955080456E-6,3.3348087736546819E-3,8.7744701638585824E-3,2.4134540760000012E-3,2.2295470788862768E-2,6.6791590105142178E-4,0.16842752742972947,83646.91888364857,45199.584674158024,2085.3504999999568,9.5536684955080453,3334.8087736546818,8774.470163858583,2413.4540760000014,22295.470788862767,667.91590105142177,168427.52742972953,null,null,82128.521580700326,58956.306253194736,1171.0537666502239,6.9281421224991657,5608.9457885756092,1409.1784501106699,21132.619967517458,593.64308265374575,171007.19703152525]
[2004,12,30,23,7.7372054474881657E-2,4.1214859110014358E-2,2.0853504999999569E-3,9.5536684955080456E-6,3.1827895522094237E-3,8.5752267005489227E-3,2.4308619720000012E-3,2.1414731395157243E-2,6.6791590105142178E-4,0.15695334327435848,77372.054474881661,41214.85911001436,2085.3504999999568,9.5536684955080453,3182.7895522094236,8575.226700548923,2430.8619720000011,21414.731395157243,667.91590105142177,156953.34327435849,null,null,75967.561393652461,53931.267818693028,1171.0537666502239,6.9281421224991657,5481.5824534040994,1419.3426509334279,20297.816743407118,593.64308265374575,158869.19605151657]
[2004,12,30,24,6.6699525251770225E-2,3.8949102170727459E-2,2.0830375139999574E-3,9.5430719547928286E-6,2.9797503715939841E-3,8.3644944001154097E-3,2.418067476000001E-3,2.2868391537315045E-2,6.6717507588639124E-4,0.14503908686936329,66699.525251770232,38949.102170727456,2083.0375139999574,9.5430719547928291,2979.7503715939843,8364.494400115409,2418.0674760000011,22868.391537315045,667.17507588639126,145039.08686936327,null,null,65488.764824466394,50932.34087674685,1169.7548814184565,6.920457708902819,5346.8750548990674,1411.8721429082204,21675.659249495555,592.98463787951005,146625.17212552295]
[2004,12,31,1,5.2784227704149089E-2,3.1783734236237808E-2,2.0853504999999569E-3,9.5536684955080456E-6,3.0336155787810577E-3,7.727138312701368E-3,2.4111986360000007E-3,1.6701171839620998E-2,6.6791590105142178E-4,0.11720390637703722,52784.227704149089,31783.734236237808,2085.3504999999568,9.5536684955080453,3033.6155787810576,7727.1383127013678,2411.1986360000005,16701.171839620998,667.91590105142177,117203.90637703723,null,null,51826.06415127909,42293.767219447436,1171.0537666502239,6.9281421224991657,4939.4549286048605,1407.8615336318669,15830.099343550013,593.64308265374575,118068.87216793971]
[2004,12,31,2,4.7167236601297402E-2,3.11077278379461E-2,2.0853504999999569E-3,9.5536684955080456E-6,3.0159662329595806E-3,7.2958008329994731E-3,2.4318154080000009E-3,1.6261221700169162E-2,6.6791590105142178E-4,0.11004258868291861,47167.236601297402,31107.727837946099,2085.3504999999568,9.5536684955080453,3015.9662329595808,7295.8008329994727,2431.8154080000008,16261.221700169162,667.91590105142177,110042.58868291861,null,null,46311.035251639187,41451.161026620532,1171.0537666502239,6.9281421224991657,4663.7290448707199,1419.8993474449214,15413.095406304776,593.64308265374575,111030.5450683066]
[2004,12,31,3,4.4309252499842425E-2,3.0337992692515109E-2,2.0853504999999569E-3,9.5536684955080456E-6,2.9928560929724569E-3,7.3518043107241981E-3,2.4521553760000012E-3,1.5593557793897218E-2,6.6791590105142178E-4,0.10580043883549829,44309.252499842427,30337.992692515109,2085.3504999999568,9.5536684955080453,2992.8560929724567,7351.8043107241983,2452.1553760000011,15593.557793897218,667.91590105142177,105800.43883549831,null,null,43504.930590687625,40488.066071930851,1171.0537666502239,6.9281421224991657,4699.5284110619141,1431.7755396901227,14780.254425690844,593.64308265374575,106676.18003048781]
[2004,12,31,4,4.164456605223802E-2,3.0498439162830591E-2,2.0853504999999569E-3,9.5536684955080456E-6,3.0088433906383851E-3,7.4332041391287291E-3,2.4162733760000007E-3,1.6213065252817252E-2,6.6791590105142178E-4,0.10397721144319987,41644.56605223802,30498.439162830593,2085.3504999999568,9.5536684955080453,3008.8433906383852,7433.2041391287294,2416.2733760000006,16213.065252817252,667.91590105142177,103977.21144319988,null,null,40888.614755763803,40702.385908228018,1171.0537666502239,6.9281421224991657,4751.5620058196855,1410.8245957091726,15367.450624433561,593.64308265374575,104892.46288138069]
[2004,12,31,5,4.2149066839647018E-2,3.0459779943655847E-2,2.0853504999999569E-3,9.5536684955080456E-6,3.0666188597152783E-3,7.5310515483107045E-3,2.4113729200000013E-3,1.6142809651435542E-2,6.6791590105142178E-4,0.10452351983231127,42149.066839647021,30459.779943655849,2085.3504999999568,9.5536684955080453,3066.6188597152782,7531.0515483107047,2411.3729200000012,16142.809651435542,667.91590105142177,104523.51983231129,null,null,41383.957613088103,40725.607038720882,1171.0537666502239,6.9281421224991657,4814.1094649146889,1407.9632953597747,15300.859300184391,593.64308265374575,105404.1217036943]
[2004,12,31,6,4.3952001347800793E-2,3.111782647498184E-2,2.0853504999999569E-3,9.5536684955080456E-6,3.0921034988427879E-3,7.839647029420263E-3,2.4039094640000013E-3,1.6491572978639651E-2,6.6791590105142178E-4,0.10765988086323221,43952.00134780079,31117.826474981841,2085.3504999999568,9.5536684955080453,3092.1034988427878,7839.6470294202627,2403.9094640000012,16491.572978639651,667.91590105142177,107659.88086323222,null,null,43154.164425696013,41555.914582631834,1171.0537666502239,6.9281421224991657,5011.3744042009785,1403.6054990117373,15631.432398290624,593.64308265374575,108528.11630125766]
[2004,12,31,7,4.7309392055429333E-2,3.2836725210913076E-2,2.0853504999999569E-3,9.5536684955080456E-6,3.1860482576335069E-3,8.4929928686967131E-3,2.4035711480000009E-3,1.7128654682709677E-2,6.6791590105142178E-4,0.11412020429292918,47309.392055429336,32836.725210913079,2085.3504999999568,9.5536684955080453,3186.0482576335071,8492.9928686967123,2403.5711480000009,17128.654682709675,667.91590105142177,114120.20429292922,null,null,46450.610234654741,43758.034536574647,1171.0537666502239,6.9281421224991657,5429.0157347040085,1403.4079615399166,16235.286233352743,593.64308265374575,115047.97969225251]
[2004,12,31,8,5.2920248952430984E-2,3.4807236489021572E-2,1.737963027999964E-3,7.9621735660079043E-6,3.3836723224169424E-3,8.9046622504704593E-3,2.484367160000001E-3,1.7867563083197282E-2,5.5665133599396227E-4,0.12267032679509718,52920.248952430986,34807.236489021569,1737.963027999964,7.9621735660079045,3383.6723224169423,8904.6622504704592,2484.3671600000011,17867.563083197281,556.65133599396222,122670.32679509716,null,null,51959.616279367539,46391.739053998099,975.9741349179568,5.7740196967526547,5692.1690877914825,1450.5835014010213,16935.655853989367,494.75123221739364,123906.26316337961]
[2004,12,31,9,6.0780993196499732E-2,3.6071726767488876E-2,0,0,3.5274781983241402E-3,8.7427803285858498E-3,2.5108378240000007E-3,1.6953805971647178E-2,0,0.12858762228654577,60780.99319649973,36071.726767488879,0,0,3527.4781983241401,8742.7803285858499,2510.8378240000006,16953.80597164718,0,128587.62228654578,null,null,59677.668682318239,48102.442196127136,0,0,5588.6885462835589,1466.0393120749675,16069.556996339288,0,130904.3957331432]
[2004,12,31,10,6.77168343154856E-2,3.7625741640870992E-2,0,0,3.5547834793522972E-3,8.7169105438804819E-3,2.5132060360000012E-3,1.8109480332373442E-2,0,0.13823695634796282,{"$f":"E8772*1000000*O$8826","v":67716.834315485597},{"$f":"F8772*1000000*P$8826","v":37625.741640870991},{"$f":"G8772*1000000*Q$8826","v":0},{"$f":"H8772*1000000*R$8826","v":0},{"$f":"I8772*1000000*S$8826","v":3554.783479352297},{"$f":"J8772*1000000*T$8826","v":8716.9105438804818},{"$f":"K8772*1000000*U$8826","v":2513.2060360000014},{"$f":"L8772*1000000*V$8826","v":18109.480332373441},{"$f":"M8772*1000000*W$8826","v":0},{"$f":"SUM(O8772:W8772)","v":138236.95634796281},null,null,{"$f":"O8772*AA$8826","v":66487.607226657041},{"$f":"(P8772+S8772)*AB$8826","v":50023.323218530488},{"$f":"Q8772*AC$8826","v":0},{"$f":"R8772*AD$8826","v":0},{"$f":"T8772*AE$8826","v":5572.1516822604526},{"$f":"U8772*AF$8826","v":1467.4220743777105},{"$f":"V8772*AG$8826","v":17164.955577634621},{"$f":"W8772*AH$8826","v":0},{"$f":"SUM(AA8772:AH8772)","v":140715.4597794603}]
[2004,12,31,11,6.9558907194220504E-2,3.9788917313699441E-2,0,0,3.4752427905081723E-3,8.676938302108304E-3,2.516927512000001E-3,2.0064909316283429E-2,0,0.14408184242881986,69558.907194220505,39788.917313699443,0,0,3475.2427905081722,8676.9383021083031,2516.9275120000011,20064.909316283429,0,144081.84242881986,null,null,68296.241952161276,52554.382401700037,0,0,5546.6000383479277,1469.5949865677346,19018.396484165321,0,146885.21586294231]
[2004,12,31,12,7.2565896941417726E-2,4.0813654285274469E-2,0,0,3.401875555255428E-3,8.6240005795015142E-3,2.5061321560000014E-3,2.0619777580914215E-2,0,0.14853133709836336,72565.896941417726,40813.654285274468,0,0,3401.875555255428,8624.0005795015149,2506.1321560000015,20619.777580914215,0,148531.33709836335,null,null,71248.647439913286,53710.042162750695,0,0,5512.7604092048323,1463.2917454214662,19544.32483434556,0,151479.06659163581]
[2004,12,31,13,7.4323366869840937E-2,4.0804705577303237E-2,0,0,3.4270437513245129E-3,8.5578878197031857E-3,2.4972026640000013E-3,2.0945133551124945E-2,0,0.15055534023329684,74323.366869840931,40804.705577303233,0,0,3427.0437513245129,8557.8878197031863,2497.2026640000013,20945.133551124945,0,150555.3402332968,null,null,72974.214966730491,53729.744502465619,0,0,5470.4988391365523,1458.0779533622069,19852.711418227918,0,153485.24767992279]
[2004,12,31,14,7.1859151399457144E-2,4.0597710198810907E-2,0,0,3.4506286898969927E-3,8.476008182134424E-3,2.4821937360000011E-3,2.1089718985046763E-2,0,0.14795541119134625,71859.151399457143,40597.710198810906,0,0,3450.6286898969929,8476.0081821344247,2482.1937360000011,21089.718985046762,0,147955.41119134624,null,null,70554.731067742876,53506.949875855629,0,0,5418.1585337124079,1449.3144727941751,19989.75580077734,0,150918.90975088242]
[2004,12,31,15,6.9359614113501625E-2,4.0536559605408994E-2,0,0,3.3417257954790462E-3,8.7307950448700881E-3,2.4836392680000013E-3,2.1818064665931058E-2,0,0.14627039849319082,69359.614113501622,40536.559605408991,0,0,3341.7257954790462,8730.7950448700885,2483.6392680000013,21818.064665931059,0,146270.39849319079,null,null,68100.566531008313,53300.380373382875,0,0,5581.0271370626015,1450.1584965374077,20680.113614921334,0,149112.24615291253]
[2004,12,31,16,7.2601320033170241E-2,4.0557724285723407E-2,0,0,3.4402607801418111E-3,8.5184302198197358E-3,2.4657495280000011E-3,2.1902253167336242E-2,0,0.14948573801419143,72601.320033170239,40557.724285723409,0,0,3440.2607801418112,8518.4302198197365,2465.7495280000012,21902.253167336243,0,149485.73801419145,null,null,71283.427515429255,53445.783449541392,0,0,5445.2761721765391,1439.7129544669056,20759.91114970671,0,152374.11124132082]
[2004,12,31,17,8.0922934091167215E-2,4.1108391422882681E-2,4.5182768599999067E-4,2.0699694987180821E-6,3.5089582842090625E-3,8.7015310133888302E-3,2.4030790520000013E-3,2.0874648483373216E-2,1.4471567058615273E-4,0.15811815567310589,80922.934091167219,41108.391422882683,451.82768599999065,2.0699694987180819,3508.9582842090626,8701.5310133888306,2403.0790520000014,20874.648483373214,144.71567058615273,158118.15567310591,null,null,79453.983811700251,54198.145823448765,253.72929565900537,1.5011032550585268,5562.3205527255059,1403.1206343081783,19785.902595741598,128.62316447299804,160787.32698131134]
[2004,12,31,18,9.0821563662466312E-2,4.1836950155154325E-2,2.0853504999999569E-3,9.5536684955080456E-6,3.5686336622818824E-3,9.108790280049725E-3,2.4065954880000012E-3,2.0790145663284021E-2,6.6791590105142178E-4,0.17129549898078314,90821.563662466317,41836.950155154322,2085.3504999999568,9.5536684955080453,3568.6336622818826,9108.790280049725,2406.5954880000013,20790.14566328402,667.91590105142177,171295.49898078313,null,null,89172.928911119991,55155.639433802666,1171.0537666502239,6.9281421224991657,5822.6548072090263,1405.1738268183112,19705.80713599376,593.64308265374575,173033.82910637025]
[2004,12,31,19,9.2962871937946334E-2,4.0432736837439573E-2,2.0853504999999569E-3,9.5536684955080456E-6,3.4909133771202378E-3,8.8671795753576081E-3,2.4098966320000004E-3,1.7917258959230097E-2,6.6791590105142178E-4,0.16884367738864073,92962.871937946329,40432.736837439574,2085.3504999999568,9.5536684955080453,3490.9133771202378,8867.179575357608,2409.8966320000004,17917.258959230097,667.91590105142177,168843.6773886407,null,null,91275.367174964646,53355.486487994742,1171.0537666502239,6.9281421224991657,5668.2088612715124,1407.1013136645581,16982.759773529786,593.64308265374575,{"$f":"SUM(AA8781:AH8781)","v":170460.54860285169}]
[2004,12,31,20,8.9774243853439059E-2,3.9636637262960538E-2,2.0853504999999569E-3,9.5536684955080456E-6,3.4669326688395131E-3,8.2649046461824843E-3,2.4156890120000012E-3,1.847774274869602E-2,6.6791590105142178E-4,0.16479897026166448,89774.243853439053,39636.637262960539,2085.3504999999568,9.5536684955080453,3466.9326688395131,8264.9046461824837,2415.6890120000012,18477.742748696019,667.91590105142177,164798.97026166448,null,null,88144.620532454705,52359.308296243384,1171.0537666502239,6.9281421224991657,5283.2138285827286,1410.4833946214833,17514.010763154733,593.64308265374575,166483.26180648353]
[2004,12,31,21,8.7065254932518293E-2,3.883123702400048E-2,2.0853504999999569E-3,9.5536684955080456E-6,3.3257384978131175E-3,8.1161264294909406E-3,2.4210918160000009E-3,1.8380109992888936E-2,6.6791590105142178E-4,0.16090237876225866,87065.254932518292,38831.237024000482,2085.3504999999568,9.5536684955080453,3325.7384978131176,8116.1264294909406,2421.091816000001,18380.109992888938,667.91590105142177,160902.37876225868,null,null,85484.806423064831,51209.449279405526,1171.0537666502239,6.9281421224991657,5188.1096301114612,1413.6380081866148,17421.470177472947,593.64308265374575,162489.09850966788]
[2004,12,31,22,8.0898216451198407E-2,3.7695344087686232E-2,2.0853504999999569E-3,9.5536684955080456E-6,3.295267863105317E-3,7.9939356337310596E-3,2.4109320840000011E-3,1.8737203825685059E-2,6.6791590105142178E-4,0.15379372001495295,80898.216451198401,37695.34408768623,2085.3504999999568,9.5536684955080453,3295.2678631053168,7993.9356337310592,2410.9320840000009,18737.203825685061,667.91590105142177,153793.72001495294,null,null,79429.71485768861,49792.629514887689,1171.0537666502239,6.9281421224991657,5110.0010336399564,1407.7058980480087,17759.939292240164,593.64308265374575,155271.61558793089]
[2004,12,31,23,7.2299438204585426E-2,3.5682851784730116E-2,2.0853504999999569E-3,9.5536684955080456E-6,3.1450511194254251E-3,7.7396951281847957E-3,2.4165809360000008E-3,1.746840215120693E-2,6.6791590105142178E-4,0.14151483939367959,72299.438204585429,35682.851784730119,2085.3504999999568,9.5536684955080453,3145.051119425425,7739.695128184796,2416.5809360000007,17468.40215120693,667.91590105142177,141514.83939367961,null,null,70987.025584495786,47165.516496011114,1171.0537666502239,6.9281421224991657,4947.4816807629331,1411.0041752290097,16557.313707213718,593.64308265374575,142839.96663513905]
[2004,12,31,24,6.0049005346021381E-2,3.5871035481154279E-2,2.0853504999999569E-3,9.5536684955080456E-6,2.9444194013893165E-3,7.3072712479335025E-3,2.4255206800000008E-3,2.0712759236312713E-2,6.6791590105142178E-4,0.13207283146235807,60049.005346021382,35871.035481154278,2085.3504999999568,9.5536684955080453,2944.4194013893166,7307.2712479335023,2425.520680000001,20712.759236312711,667.91590105142177,132072.8314623581,null,null,58958.968211611798,47150.395479299739,1171.0537666502239,6.9281421224991657,4671.0613321012852,1416.2239532722635,19632.456904132068,593.64308265374575,133600.73087184361]
[null,null,null,null,null,null,null,null,null,null,null,null,null,null,{"$f":"SUM(O3:O8786)","v":492898621.00173318},{"$f":"SUM(P3:P8786)","v":323273288.4924702},8888039.9240798391,40719.000000002678,30721092.764874663,74007206.627959698,85902259.307568043,152624342.67931336,2846745.9999999781,1171202315.7979968,null,null,{"$f":"SUM(AA3:AA8786)","v":483951298.77224439},{"$f":"SUM(AB3:AB8786)","v":430008488.22308224},4991186.1968680536,29528.658987769333,{"$f":"SUM(AE3:AE8786)","v":47307974.406240068},{"$f":"SUM(AF3:AF8786)","v":50156998.567244843},{"$f":"SUM(AG3:AG8786)","v":144664011.00824672},{"$f":"SUM(AH3:AH8786)","v":2530185.4145288714},1163639671.2474463]
[]
[null,null,null,null,null,null,null,null,null,null,null,null,null,"Jan",{"$f":"MAX(O3:O746)","v":113056.71164565739},56364.272126962656,2038.5256159999813,{"$f":"MAX(R3:R746)","v":9.3391484812098859},4170.0350603401457,{"$f":"MAX(T3:T746)","v":10411.913118409637},15256.616319999992,{"$f":"MAX(V3:V746)","v":28437.674788211192},652.91838164714272,212009.169712951,null,"Jan",{"$f":"MAX(AA3:AA746)","v":111004.45427223583},73342.548220114128,1144.7586873428691,{"$f":"MAX(AD3:AD746)","v":6.7725762110509091},{"$f":"MAX(AE3:AE746)","v":6655.6561417307812},{"$f":"MAX(AF3:AF746)","v":8908.1019413400809},26954.468903133358,580.31330021062615,211505.84545151558]
[null,null,null,null,null,null,null,null,null,null,null,null,null,"Feb",{"$f":"MAX(O747:O1442)","v":108134.66885654513},61511.087542516245,2056.631795999981,9.4220987773064682,4015.1475353036608,{"$f":"MAX(T747:T1442)","v":10598.480637157591},15016.514480000013,{"$f":"MAX(V747:V1442)","v":26004.785356335891},658.71760126480399,209739.76964142887,null,"Feb",{"$f":"MAX(AA747:AA1442)","v":106171.75866525205},79487.112488155748,1154.926431464851,6.832730217936402,{"$f":"MAX(AE747:AE1442)","v":6774.916573303798},{"$f":"MAX(AF747:AF1442)","v":8767.9101961875658},24648.470152369475,585.46764165600143,210599.84197748802]
[null,null,null,null,null,null,null,null,null,null,null,null,null,"Mar",{"$f":"MAX(O1443:O2186)","v":99762.232171440613},53041.796018666442,2056.6317959999806,9.4220987773064628,3899.1084051099547,{"$f":"MAX(T1443:T2186)","v":9914.32964899324},15135.847759999999,{"$f":"MAX(V1443:V2186)","v":26683.432397477976},658.71760126480387,190387.42732544051,null,"Mar",{"$f":"MAX(AA1443:AA2186)","v":97951.302297551112},68914.94579269932,1154.9264314648508,6.8327302179363985,{"$f":"MAX(AE1443:AE2186)","v":6337.5835227430807},{"$f":"MAX(AF1443:AF2186)","v":8837.5870498842014},25291.721427408705,585.46764165600132,189953.88617716124]
[null,null,null,null,null,null,null,null,null,null,null,null,null,"Apr",{"$f":"MAX(O2187:O2906)","v":87257.411681362064},51738.618817305498,2056.6317959999815,9.4220987773064362,4161.684786458587,{"$f":"MAX(T2187:T2906)","v":9759.1014241982557},14784.409199999995,{"$f":"MAX(V2187:V2906)","v":24264.307954028955},658.71760126480422,185162.89565099563,null,"Apr",{"$f":"MAX(AA2187:AA2906)","v":85673.475054317649},67192.088525861094,1154.9264314648512,6.8327302179363789,{"$f":"MAX(AE2187:AE2906)","v":6238.3562552873072},{"$f":"MAX(AF2187:AF2906)","v":8632.3875185507823},22998.769733243204,585.46764165600166,184331.62243127386]
[null,null,null,null,null,null,null,null,null,null,null,null,null,"May",{"$f":"MAX(O2907:O3650)","v":83956.857281094082},42051.44209362987,2056.6317959999842,9.4220987773064255,3949.6978153055688,{"$f":"MAX(T2907:T3650)","v":9836.2206440208611},14893.695520000016,{"$f":"MAX(V2907:V3650)","v":21037.888330992439},658.71760126480501,147613.84539177266,null,"May",{"$f":"MAX(AA2907:AA3650)","v":82432.833833954981},55782.574689797431,1154.9264314648528,6.8327302179363709,{"$f":"MAX(AE2907:AE3650)","v":6287.6535365093596},{"$f":"MAX(AF2907:AF3650)","v":8696.1981079327725},19940.628445487539,585.46764165600234,145837.75901578277]
[null,null,null,null,null,null,null,null,null,null,null,null,null,"Jun",{"$f":"MAX(O3651:O4370)","v":83574.317349988865},50331.456179447516,2056.6317959999869,9.4220987773064167,4524.5041623211282,{"$f":"MAX(T3651:T4370)","v":11326.565482189253},15031.072320000012,{"$f":"MAX(V3651:V4370)","v":24242.46354183822},658.71760126480592,175237.87139913978,null,"Jun",{"$f":"MAX(AA3651:AA4370)","v":82057.237943436223},66437.07147520312,1154.9264314648542,6.8327302179363647,{"$f":"MAX(AE3651:AE4370)","v":7240.3336696074475},{"$f":"MAX(AF3651:AF4370)","v":8776.4102934598359},22978.06464629473,585.46764165600314,174318.01757953531]
[null,null,null,null,null,null,null,null,null,null,null,null,null,"Jul",{"$f":"MAX(O4371:O5114)","v":102023.96344575888},50368.06340779271,2056.6317959999833,9.4220987773064149,4788.344551015045,{"$f":"MAX(T4371:T5114)","v":12268.327337366378},14808.193840000018,{"$f":"MAX(V4371:V5114)","v":27457.816161663173},658.71760126480456,186874.69444070471,null,"Jul",{"$f":"MAX(AA4371:AA5114)","v":100171.97758663105},66916.531012573454,1154.9264314648522,6.8327302179363638,{"$f":"MAX(AE4371:AE5114)","v":7842.3405250406413},{"$f":"MAX(AF4371:AF5114)","v":8646.2750014181693},26025.716145551913,585.467641656002,190133.79791327743]
[null,null,null,null,null,null,null,null,null,null,null,null,null,"Aug",{"$f":"MAX(O5115:O5858)","v":86497.93025741927},51320.680489327737,2056.6317959999838,9.4220987773064397,4578.0660526639131,{"$f":"MAX(T5115:T5858)","v":11768.153075102136},14680.86399999999,{"$f":"MAX(V5115:V5858)","v":28405.391039938931},658.71760126480467,178426.73461879854,null,"Aug",{"$f":"MAX(AA5115:AA5858)","v":84927.780086124141},67271.291253064686,1154.9264314648524,6.8327302179363816,{"$f":"MAX(AE5115:AE5858)","v":7522.6117813683022},{"$f":"MAX(AF5115:AF5858)","v":8571.9290802057531},26923.868957977436,585.46764165600212,177395.46740633977]
[null,null,null,null,null,null,null,null,null,null,null,null,null,"Sep",{"$f":"MAX(O5859:O6578)","v":98701.639554409834},46850.633506752652,2056.6317959999838,9.4220987773064575,4031.1273882748428,{"$f":"MAX(T5859:T6578)","v":11474.051310355417},14514.37151999999,{"$f":"MAX(V5859:V6578)","v":21498.809674489396},658.71760126480456,170803.40145922979,null,"Sep",{"$f":"MAX(AA5859:AA6578)","v":96909.962044991349},61714.654807899358,1154.9264314648524,6.832730217936394,{"$f":"MAX(AE5859:AE6578)","v":7334.6117284895136},{"$f":"MAX(AF5859:AF6578)","v":8474.7167001341459},20377.509804902671,585.467641656002,169265.09945949682]
[null,null,null,null,null,null,null,null,null,null,null,null,null,"Oct",{"$f":"MAX(O6579:O7322)","v":81752.515608559421},49247.446991486198,2070.5829740000104,9.4860136586339951,3893.1705586774851,{"$f":"MAX(T6579:T7322)","v":10778.940244218662},14531.59488000001,{"$f":"MAX(V6579:V7322)","v":23198.295168206896},663.18601730547368,162160.80485663432,null,"Oct",{"$f":"MAX(AA6579:AA7322)","v":80268.506384239547},64408.443751215629,1162.7608840166606,6.8790800972302018,{"$f":"MAX(AE6579:AE7322)","v":6890.2726157919633},{"$f":"MAX(AF6579:AF7322)","v":8484.7731532450125},21988.356304586414,589.43916601825561,161714.85579978209]
[null,null,null,null,null,null,null,null,null,null,null,null,null,"Nov",{"$f":"MAX(O7323:O8042)","v":92392.620626542805},47493.950066424652,2083.0375140000042,9.5430719547930085,3755.3245816607432,{"$f":"MAX(T7323:T8042)","v":11556.15893396026},14781.097803999985,{"$f":"MAX(V7323:V8042)","v":24132.894531569647},667.17507588640615,180910.28798859337,null,"Nov",{"$f":"MAX(AA7323:AA8042)","v":90715.467327366277},61934.973317482931,1169.7548814184829,6.9204577089029495,{"$f":"MAX(AE7323:AE8042)","v":7387.0977704986663},{"$f":"MAX(AF7323:AF8042)","v":8630.4540457205349},22874.210357854252,592.98463787952335,181392.93595630699]
[null,null,null,null,null,null,null,null,null,null,null,null,null,"Dec",{"$f":"MAX(O8043:O8786)","v":102729.20766896168},53061.017212101433,2085.3504999999568,9.5536684955080453,3738.6118833892638,{"$f":"MAX(T8043:T8786)","v":11124.593158759993},14519.589788000007,{"$f":"MAX(V8043:V8786)","v":28013.730186667555},667.91590105142177,197178.61377506756,null,"Dec",{"$f":"MAX(AA8043:AA8786)","v":100864.41989267155},68750.060734334387,1171.0537666502239,6.9281421224991657,{"$f":"MAX(AE8043:AE8786)","v":7111.2259523604835},{"$f":"MAX(AF8043:AF8786)","v":8477.7635659873849},26552.635713040887,593.64308265374575,200491.39276177358]
[]
[null,null,null,null,null,null,null,null,null,null,null,null,null,"1NCP",{"$f":"MAX(O8789:O8800)","v":113056.71164565739},{"$f":"MAX(P8789:P8800)","v":61511.087542516245},2085.3504999999568,9.5536684955080453,4788.344551015045,12268.327337366378,15256.616319999992,28437.674788211192,667.91590105142177,212009.169712951,null,"1NCP",{"$f":"MAX(AA8789:AA8800)","v":111004.45427223583},79487.112488155748,1171.0537666502239,6.9281421224991657,7842.3405250406413,8908.1019413400809,26954.468903133358,593.64308265374575,211505.84545151558]
[null,null,null,null,null,null,null,null,null,null,null,null,null,"4NCP",{"$f":"SUM(O8789:O8790,O8795,O8800)","v":425944.55161692307},{"$f":"SUM(P8789:P8791,P8800)","v":223978.17290024678},{"$f":"SUM(Q8797:Q8800)","v":8295.6027839999551},{"$f":"SUM(R8797:R8800)","v":38.004852886241508},{"$f":"SUM(S8794:S8796,S8789)","v":18060.949826340235},{"$f":"SUM(T8795:T8797,T8799)","v":47066.690656784187},{"$f":"SUM(U8789:U8791,U8794)","v":60440.050880000017},{"$f":"SUM(V8789,V8795:V8796,V8800)","v":112314.61217648085},{"$f":"SUM(W8797:W8800)","v":2656.9945955081062},{"$f":"SUM(X8789:X8791,X8800)","v":809314.98045488796},null,"4NCP",{"$f":"SUM(AA8789:AA8790,AA8795,AA8800)","v":418212.61041679047},{"$f":"SUM(AB8789:AB8791,AB8800)","v":290494.66723530355},{"$f":"SUM(AC8797:AC8800)","v":4658.49596355022},{"$f":"SUM(AD8797:AD8800)","v":27.560410146568714},{"$f":"SUM(AE8795:AE8797,AE8799)","v":30086.661805397125},{"$f":"SUM(AF8789:AF8791,AF8794)","v":35290.009480871682},{"$f":"SUM(AG8789,AG8795:AG8796,AG8800)","v":106456.6897197036},{"$f":"SUM(AH8797:AH8800)","v":2361.5345282075268},{"$f":"SUM(AI8789:AI8790,AI8795,AI8800)","v":812730.8781040546}]
[null,null,null,null,null,null,null,null,null,null,null,null,null,"12NCP",{"$f":"SUM(O8789:O8800)","v":1139840.07614774},{"$f":"SUM(P8789:P8800)","v":613380.46445241361},24730.550971999815,113.29869280859646,49504.822780520335,130816.83501473167,177953.86743200006,303377.48913142027,7920.9361860088811,2196505.5162607571,null,"12NCP",{"$f":"SUM(AA8789:AA8800)","v":1119149.1753887718},{"$f":"SUM(AB8789:AB8800)","v":802152.29606840131},13887.739671147052,82.162097883174283,83622.660072731363,103904.50665406624,287554.42059185053,7040.1213200101665,2196940.5219297335]
[]
[null,null,null,null,null,null,null,null,null,null,null,null,null,"Jan",{"$f":"INDEX(O3:O746,MATCH($X$8789, $X3:$X746,0),1)","v":106048.08992080044},{"$f":"INDEX(P3:P746,MATCH($X$8789, $X3:$X746,0),1)","v":53635.609141781628},2038.5151499999811,9.3391005330618526,4170.0350603401457,8068.425395704423,14181.181519999993,23205.059394294236,652.91502949707467,{"$f":"SUM(O8806:W8806)","v":212009.169712951},{"$f":"X8806-X8789","v":0},"Jan",{"$f":"INDEX(AA3:AA746,MATCH($X$8789, $X3:$X746,0),1)","v":104123.05626902259},{"$f":"INDEX(AB3:AB746,MATCH($X$8789, $X3:$X746,0),1)","v":70218.396082522595},1144.7528100341278,6.7725414399486628,5157.6174741668647,8280.1722203110421,21994.76773319592,580.31032082250749,{"$f":"SUM(AA8806:AH8806)","v":211505.84545151558}]
[null,null,null,null,null,null,null,null,null,null,null,null,null,"Feb",{"$f":"INDEX(O747:O1442,MATCH($X$8790, $X747:$X1442,0),1)","v":105121.90070046204},56751.530013078394,2056.631795999981,9.4220987773064682,3972.8954989608455,9019.6109067011348,13130.55656000001,19018.504466184397,658.71760126480399,{"$f":"SUM(O8807:W8807)","v":209739.76964142887},{"$f":"X8807-X8790","v":0},"Feb",{"$f":"INDEX(AA747:AA1442,MATCH($X$8790, $X747:$X1442,0),1)","v":103213.67966094713},73763.934670094051,1154.926431464851,6.832730217936402,5765.6482573854619,7666.7285805488409,18026.568312483199,585.46764165600143,{"$f":"SUM(AA8807:AH8807)","v":210183.78628479745}]
[null,null,null,null,null,null,null,null,null,null,null,null,null,"Mar",{"$f":"INDEX(O1443:O2186,MATCH($X$8791, $X1443:$X2186,0),1)","v":88368.733560690656},50532.669847430014,2056.6317959999806,9.4220987773064628,3703.9680897420421,8553.0336391702749,12387.901680000001,24116.349012365419,658.71760126480387,190387.42732544051,0,"Mar",{"$f":"INDEX(AA1443:AA2186,MATCH($X$8791, $X1443:$X2186,0),1)","v":86764.623708298546},65883.008094163408,1154.9264314648508,6.8327302179363985,5467.3958785077493,7233.1038999831198,22858.527792869667,585.46764165600132,189953.88617716124]
[null,null,null,null,null,null,null,null,null,null,null,null,null,"Apr",{"$f":"INDEX(O2187:O2906,MATCH($X$8792, $X2187:$X2906,0),1)","v":83937.321383204355},49685.943044062202,2056.6317959999815,9.4220987773064362,3623.6186737667203,8793.4815221039935,12931.667759999997,23466.091771816253,658.71760126480422,185162.89565099563,0,"Apr",{"$f":"INDEX(AA2187:AA2906,MATCH($X$8792, $X2187:$X2906,0),1)","v":82413.652560659466},64756.858458309434,1154.9264314648512,6.8327302179363789,5621.0985084292724,7550.6004910544252,22242.185609482516,585.46764165600166,184331.62243127386]
[null,null,null,null,null,null,null,null,null,null,null,null,null,"May",{"$f":"INDEX(O2907:O3650,MATCH($X$8793, $X2907:$X3650,0),1)","v":69119.416099467562},37727.382158759348,0,0,3672.6864233965193,8196.0205747995988,13592.921760000012,15305.418375349635,0,147613.84539177266,0,"May",{"$f":"INDEX(AA2907:AA3650,MATCH($X$8793, $X2907:$X3650,0),1)","v":67864.728701683387},50290.009802169392,0,0,5239.180739989597,7936.6964587033672,14507.143313237042,0,145837.75901578277]
[null,null,null,null,null,null,null,null,null,null,null,null,null,"Jun",{"$f":"INDEX(O3651:O4370,MATCH($X$8794, $X3651:$X4370,0),1)","v":79859.600672405853},47546.400804011937,0,0,4465.1933416529619,10149.206260374733,14410.416240000011,18807.054080694284,0,175237.87139913978,0,"Jun",{"$f":"INDEX(AA3651:AA4370,MATCH($X$8794, $X3651:$X4370,0),1)","v":78409.952509702183},63180.175033317209,0,0,6487.7248025743629,8414.0188224293488,17826.146411512185,0,174318.01757953531]
[null,null,null,null,null,null,null,null,null,null,null,null,null,"Jul",{"$f":"INDEX(O4371:O5114,MATCH($X$8795, $X4371:$X5114,0),1)","v":97876.216691690948},47585.051797725922,0,0,4651.7093410870411,10991.718773962004,2394.8672000000024,23375.13063623882,0,186874.69444070471,0,"Jul",{"$f":"INDEX(AA4371:AA5114,MATCH($X$8795, $X4371:$X5114,0),1)","v":96099.522637315051},63453.692703223242,0,0,7026.2880350726646,1398.3258611285387,22155.968676537916,0,190133.79791327743]
[null,null,null,null,null,null,null,null,null,null,null,null,null,"Aug",{"$f":"INDEX(O5115:O5858,MATCH($X$8796, $X5115:$X5858,0),1)","v":81764.486528249181},47111.005867475476,0,0,4252.7281720104074,10517.067875026109,13650.537999999991,21130.90817603733,0,178426.73461879854,0,"Aug",{"$f":"INDEX(AA5115:AA5858,MATCH($X$8796, $X5115:$X5858,0),1)","v":80280.260002295094},62393.198291345812,0,0,6722.8747108589805,7970.3376887527656,20028.796713087115,0,177395.46740633977]
[null,null,null,null,null,null,null,null,null,null,null,null,null,"Sep",{"$f":"INDEX(O5859:O6578,MATCH($X$8797, $X5859:$X6578,0),1)","v":90905.453008973665},41581.31681935185,0,0,3897.4492458326631,10034.106115878274,13084.217519999989,11300.858749193361,0,170803.40145922979,0,"Sep",{"$f":"INDEX(AA5859:AA6578,MATCH($X$8797, $X5859:$X6578,0),1)","v":89255.295459666784},55244.536290321244,0,0,6414.1487964244998,7639.6719328934305,10711.446980190876,0,169265.09945949682]
[null,null,null,null,null,null,null,null,null,null,null,null,null,"Oct",{"$f":"INDEX(O6579:O7322,MATCH($X$8798, $X6579:$X7322,0),1)","v":81597.517895460085},38818.254408903267,1483.9218100000076,6.7983281688111079,3435.6919457350023,9649.6056182069387,6756.888160000005,19936.842092767092,475.28459739311546,162160.80485663432,0,"Oct",{"$f":"INDEX(AA6579:AA7322,MATCH($X$8798, $X6579:$X7322,0),1)","v":80116.322260841713},51327.242903916071,833.31421984695749,4.9300207319375051,6168.362736771357,3945.2423311326925,18897.008782129542,422.4325444118619,161714.85579978209]
[null,null,null,null,null,null,null,null,null,null,null,null,null,"Nov",{"$f":"INDEX(O7323:O8042,MATCH($X$8799, $X7323:$X8042,0),1)","v":91619.229050518799},45122.421094675919,2083.0375140000042,9.5430719547930085,3576.6240470578132,9779.4888813843809,6402.3124879999923,21650.456765115247,667.17507588640615,180910.28798859337,0,"Nov",{"$f":"INDEX(AA7323:AA8042,MATCH($X$8799, $X7323:$X8042,0),1)","v":89956.114710563124},59156.314020930688,1169.7548814184829,6.9204577089029495,6251.3886253322698,3738.2110886969335,20521.24753377703,592.98463787952335,181392.93595630699]
[null,null,null,null,null,null,null,null,null,null,null,null,null,"Dec",{"$f":"INDEX(O8043:O8786,MATCH($X$8800, $X8043:$X8786,0),1)","v":98780.050440947758},49201.264991294433,2085.3504999999568,9.5536684955080453,3703.3851931874765,9718.3631204936537,12599.851528000005,20412.878431597379,667.91590105142177,197178.61377506756,0,"Dec",{"$f":"INDEX(AA8043:AA8786,MATCH($X$8800, $X8043:$X8786,0),1)","v":96986.949581091147},64264.999249414075,1171.0537666502239,6.9281421224991657,6212.3149180064756,7356.8581330865954,19348.216793590509,593.64308265374575,195940.96366661528]
[]
[null,null,null,null,null,null,null,null,null,null,null,null,null,"1CP",{"$f":"INDEX(O8806:O8817,MATCH($X$8819, $X8806:$X8817,0),1)","v":106048.08992080044},{"$f":"INDEX(P8806:P8817,MATCH($X$8819, $X8806:$X8817,0),1)","v":53635.609141781628},2038.5151499999811,9.3391005330618526,4170.0350603401457,8068.425395704423,14181.181519999993,23205.059394294236,652.91502949707467,{"$f":"MAX(X8806:X8817)","v":212009.169712951},null,"1CP",{"$f":"INDEX(AA8806:AA8817,MATCH($X$8819, $X8806:$X8817,0),1)","v":104123.05626902259},{"$f":"INDEX(AB8806:AB8817,MATCH($X$8819, $X8806:$X8817,0),1)","v":70218.396082522595},1144.7528100341278,6.7725414399486628,5157.6174741668647,8280.1722203110421,21994.76773319592,580.31032082250749,{"$f":"MAX(AI8806:AI8817)","v":211505.84545151558}]
[null,null,null,null,null,null,null,null,null,null,null,null,null,"4CP",{"$f":"SUM(O8806:O8808,O8817)","v":398318.77462290088},210121.07399358449,8237.129241999899,37.736966583182827,15550.283842230509,35359.433062069489,52299.491288000012,86752.791304441431,2638.2661330781043,809314.98045488796,null,"4CP",{"$f":"SUM(AA8806:AA8807,AA8812,AA8817)","v":400423.20814837597},{"$f":"SUM(AB8806:AB8807,AB8812,AB8817)","v":271701.02270525391},3470.7330081492028,20.53341378038423,24161.868684631467,{"$f":"SUM(AF8806:AF8807,AF8812,AF8817)","v":24702.084795075018},{"$f":"SUM(AG8806:AG8807,AG8812,AG8817)","v":81525.521515807544},{"$f":"SUM(AH8806:AH8807,AH8812,AH8817)","v":1759.4210451322547},{"$f":"SUM(AI8806:AI8807,AI8812,AI8817)","v":807764.39331620571}]
[null,null,null,null,null,null,null,null,null,null,null,null,null,"12CP",{"$f":"SUM(O8806:O8817)","v":1074998.0159528714},{"$f":"SUM(P8806:P8817)","v":565298.8499885503},13860.720361999891,63.500465484093382,47125.985032769633,113470.12868380554,{"$f":"SUM(U8806:U8817)","v":135523.320416},241725.5519516535,4439.4434076224297,{"$f":"SUM(X8806:X8817)","v":2196505.5162607571},null,"12CP",{"$f":"SUM(AA8806:AA8817)","v":1055484.1580620862},{"$f":"SUM(AB8806:AB8817)","v":743932.36559972714},7783.6549723443459,46.049352657097465,72534.043483519563,79129.967508721107,229118.02465209353,3945.7735107356425,{"$f":"SUM(AI8806:AI8817)","v":2191974.0371418842}]
[]
[null,null,null,null,null,null,null,null,null,null,null,null,null,2004,{"$f":"'Data summary'!O26","v":492898621.00173426},{"$f":"'Data summary'!O27","v":323273288.49247044},{"$f":"'Data summary'!O28","v":8888039.9240799602},{"$f":"'Data summary'!O29","v":40719.000000000662},{"$f":"'Data summary'!O30","v":30721092.76487457},{"$f":"'Data summary'!O31","v":74007206.62795952},{"$f":"'Data summary'!O32","v":85902259.307568029},{"$f":"'Data summary'!O33","v":152624342.67931288},{"$f":"'Data summary'!O34","v":2846746},{"$f":"SUM(O8823:W8823)","v":1171202315.7979999},null,2004,{"$f":"O8823","v":492898621.00173426},{"$f":"P8823+S8823","v":353994381.25734502},{"$f":"Q8823","v":8888039.9240799602},{"$f":"R8823","v":40719.000000000662},{"$f":"T8823","v":74007206.62795952},{"$f":"U8823","v":85902259.307568029},152624342.67931288,2846746,{"$f":"SUM(AA8823:AH8823)","v":1171202315.7979996}]
[null,null,null,null,null,null,null,null,null,null,null,null,null,2004,492898621.00173426,323273288.49247044,8888039.9240799602,40719.000000000662,30721092.76487457,74007206.62795952,85902259.307568029,152624342.67931288,2846746,1171202315.7979999,null,"2019Forecast",483951298.77224517,430008488.2230823,4991186.1968679242,29528.658987768886,47307974.406240016,50156998.567244969,144664011.00824618,2530185.414528877,{"$f":"SUM(AA8824:AH8824)","v":1163639671.2474432}]
[]
[null,null,null,null,null,null,null,null,null,null,null,null,null,null,{"$f":"O8824/O8823","v":1},{"$f":"P8824/P8823","v":1},1,1,1,1,1,1,1,1,null,null,{"$f":"AA8824/AA8823","v":0.98184754055244639},{"$f":"AB8824/AB8823","v":1.2147325239901956},0.5615620811226929,0.72518134010580826,0.63923469837283819,0.58388450980853435,0.94784363010956529,0.88879914629857282,0.99354283675113497]
[]
[null,null,null,null,null,null,null,null,null,null,null,null,null,"Check Bal",{"$f":"O8787-O8824","v":-1.0728836059570313E-6},0,-1.2107193470001221E-7,2.015440259128809E-9,9.3132257461547852E-8,1.7881393432617188E-7,0,null,null,null,null,"Check Bal",{"$f":"AA8787-AA8824","v":-7.7486038208007813E-7},{"$f":"AB8787-AB8824","v":0},1.2945383787155151E-7,4.4747139327228069E-10,0,-1.2665987014770508E-7,5.3644180297851563E-7,-5.5879354476928711E-9,3.0994415283203125E-6]
[]
[]
[]
[]
[null,null,null,null,null,null,null,null,null,null,null,null,null,null,null,null,null,null,null,null,null,null,null,null,null,null,"Take Latest Load Forecast & link to cells AA8824 - AH8824"]
[]
[]
[]
[]
[]
[]
[null,null,null,null,null,null,null,null,null,null,null,null,null,null,null,null,null,null,null,null,null,null,null,null,null,"1NCP","Highest value in selection"]
[null,null,null,null,null,null,null,null,null,null,null,null,null,null,null,null,null,null,null,null,null,null,null,null,null,"4NCP","4 highest values in selection"]
[null,null,null,null,null,null,null,null,null,null,null,null,null,null,null,null,null,null,null,null,null,null,null,null,null,"12NCP","Sum of values in selection"]

{"sheet":"Input to CA model","index":2,"n_rows":39,"n_cols":22,"rows_kept":39,"cut":false,"hidden":false,"merged":[]}
[]
[" Feed into OEB Cost Allocation Model (version 50) sheet \"I6 Customer Data\", row 27"]
[null,null,null,1,2,3,4,6,7,8,9,10,11,12,13,14,15,16,17,18,19,20]
[null,"ID","Total","Residential","GS>50-1000kW","Street Lighting","Sentinel Lighting","Intermediate Use 1000-5000kW","Large User >5000kW","GS < 50 kW","USL"]
[]
["kWh - 30 year weather normalized amount",null,{"$f":"SUM(D6:L6)","v":1163639671.2474432},{"$f":"'Hourly load shapes by class'!AA8824","v":483951298.77224517},{"$f":"'Hourly load shapes by class'!AB8824","v":430008488.2230823},{"$f":"'Hourly load shapes by class'!AC8824","v":4991186.1968679242},{"$f":"'Hourly load shapes by class'!AD8824","v":29528.658987768886},{"$f":"'Hourly load shapes by class'!AE8824","v":47307974.406240016},{"$f":"'Hourly load shapes by class'!AF8824","v":50156998.567244969},{"$f":"'Hourly load shapes by class'!AG8824","v":144664011.00824618},{"$f":"'Hourly load shapes by class'!AH8824","v":2530185.414528877}]
[]
[]
[" Feed into OEB Cost Allocation Model sheet (version 50) \"I8 Demand Data\", row 40, 45, 50, 55, 61 and 67"]
[null,null,null,1,2,3,4,6,7,8,9]
["Customer Classes",null,"Total","Residential","GS>50-1000kW","Street Lighting","Sentinel Lighting","Intermediate Use 1000-5000kW","Large User >5000kW","GS < 50 kW","USL"]
[]
["CO-INCIDENT PEAK (kW)"]
[]
["1 CP"]
["Total Sytem CP ","DCP1",{"$f":"SUM(D16:L16)","v":211505.84545151558},{"$f":"'Hourly load shapes by class'!AA8819","v":104123.05626902259},{"$f":"'Hourly load shapes by class'!AB8819","v":70218.396082522595},{"$f":"'Hourly load shapes by class'!AC8819","v":1144.7528100341278},{"$f":"'Hourly load shapes by class'!AD8819","v":6.7725414399486628},{"$f":"'Hourly load shapes by class'!AE8819","v":5157.6174741668647},{"$f":"'Hourly load shapes by class'!AF8819","v":8280.1722203110421},{"$f":"'Hourly load shapes by class'!AG8819","v":21994.76773319592},{"$f":"'Hourly load shapes by class'!AH8819","v":580.31032082250749}]
[]
["4 CP"]
["Total Sytem CP ","DCP4",{"$f":"SUM(D19:L19)","v":807764.39331620559},{"$f":"'Hourly load shapes by class'!AA8820","v":400423.20814837597},{"$f":"'Hourly load shapes by class'!AB8820","v":271701.02270525391},{"$f":"'Hourly load shapes by class'!AC8820","v":3470.7330081492028},{"$f":"'Hourly load shapes by class'!AD8820","v":20.53341378038423},{"$f":"'Hourly load shapes by class'!AE8820","v":24161.868684631467},{"$f":"'Hourly load shapes by class'!AF8820","v":24702.084795075018},{"$f":"'Hourly load shapes by class'!AG8820","v":81525.521515807544},{"$f":"'Hourly load shapes by class'!AH8820","v":1759.4210451322547}]
[]
["12 CP"]
["Total Sytem CP ","DCP12",{"$f":"SUM(D22:L22)","v":2191974.0371418842},{"$f":"'Hourly load shapes by class'!AA8821","v":1055484.1580620862},{"$f":"'Hourly load shapes by class'!AB8821","v":743932.36559972714},{"$f":"'Hourly load shapes by class'!AC8821","v":7783.6549723443459},{"$f":"'Hourly load shapes by class'!AD8821","v":46.049352657097465},{"$f":"'Hourly load shapes by class'!AE8821","v":72534.043483519563},{"$f":"'Hourly load shapes by class'!AF8821","v":79129.967508721107},{"$f":"'Hourly load shapes by class'!AG8821","v":229118.02465209353},{"$f":"'Hourly load shapes by class'!AH8821","v":3945.7735107356425}]
[]
["NON CO_INCIDENT PEAK (kW)"]
[]
["1 NCP"]
["Classification NCP from \n Load Data Provider","DNCP1",{"$f":"SUM(D27:L27)","v":235968.10312133213},{"$f":"'Hourly load shapes by class'!AA8802","v":111004.45427223583},{"$f":"'Hourly load shapes by class'!AB8802","v":79487.112488155748},{"$f":"'Hourly load shapes by class'!AC8802","v":1171.0537666502239},{"$f":"'Hourly load shapes by class'!AD8802","v":6.9281421224991657},{"$f":"'Hourly load shapes by class'!AE8802","v":7842.3405250406413},{"$f":"'Hourly load shapes by class'!AF8802","v":8908.1019413400809},{"$f":"'Hourly load shapes by class'!AG8802","v":26954.468903133358},{"$f":"'Hourly load shapes by class'!AH8802","v":593.64308265374575}]
[]
["4 NCP"]
["Classification NCP from \n Load Data Provider","DNCP4",{"$f":"SUM(D30:L30)","v":887588.22955997079},{"$f":"'Hourly load shapes by class'!AA8803","v":418212.61041679047},{"$f":"'Hourly load shapes by class'!AB8803","v":290494.66723530355},{"$f":"'Hourly load shapes by class'!AC8803","v":4658.49596355022},{"$f":"'Hourly load shapes by class'!AD8803","v":27.560410146568714},{"$f":"'Hourly load shapes by class'!AE8803","v":30086.661805397125},{"$f":"'Hourly load shapes by class'!AF8803","v":35290.009480871682},{"$f":"'Hourly load shapes by class'!AG8803","v":106456.6897197036},{"$f":"'Hourly load shapes by class'!AH8803","v":2361.5345282075268}]
[]
["12 NCP"]
["Classification NCP from \n Load Data Provider","DNCP12",{"$f":"SUM(D33:L33)","v":2417393.0818648618},{"$f":"'Hourly load shapes by class'!AA8804","v":1119149.1753887718},{"$f":"'Hourly load shapes by class'!AB8804","v":802152.29606840131},{"$f":"'Hourly load shapes by class'!AC8804","v":13887.739671147052},{"$f":"'Hourly load shapes by class'!AD8804","v":82.162097883174283},{"$f":"'Hourly load shapes by class'!AE8804","v":83622.660072731363},{"$f":"'Hourly load shapes by class'!AF8804","v":103904.50665406624},{"$f":"'Hourly load shapes by class'!AG8804","v":287554.42059185053},{"$f":"'Hourly load shapes by class'!AH8804","v":7040.1213200101665}]
[]
[]
[]
[]
[]
[null,null,null,"Copy Above Data (Rows 16-33) to DATA Tab of Cost Allocation Model"]