## Exhibit 3 Tables
Table 2: Summary of Load and Customer/Connection Forecast
| Year | Billed (GWh) | Growth (GWh) | Percent Change | Customer/ Connection Count | Growth | Percent Change (%)
Billed Energy (GWh) and Customer Count / Connections
| 2010 Board Approved | 563.7387 |  |  | 30218.3584
| 1999 Actual | 552.2024 |  |  | 27697
| 2000 Actual | 560.819 | 8.6166 | 1.56% | 27938 | 241 | 0.8701%
| 2001 Actual | 558.6325 | -2.1865 | -0.3899% | 28186 | 248 | 0.8877%
| 2002 Actual | 561.6635 | 3.031 | 0.5426% | 28680 | 494 | 1.753%
| 2003 Actual | 562.5214 | 0.85787 | 0.1527% | 28624 | -56 | -0.1953%
| 2004 Actual | 566.9168 | 4.3954 | 0.7814% | 28922 | 298 | 1.041% | [6 empty] | 0
| 2005 Actual | 577.0562 | 10.1394 | 1.789% | 29087 | 165 | 0.5705%
| 2006 Actual | 560.3215 | -16.7347 | -2.9% | 29630 | 543 | 1.867%
| 2007 Actual | 570.4402 | 10.1187 | 1.806% | 29753 | 123 | 0.4151%
| 2008 Actual | 567.0215 | -3.4187 | -0.5993% | 29740 | -13 | -0.04369%
| 2009 Actual | 552.8813 | -14.1402 | -2.494% | 29865 | 125 | 0.4203%
| 2010 Actual | 566.7018 | 13.8204 | 2.5% | 29956 | 91 | 0.3047%
| 2011 Actual | 564.9053 | -1.7965 | -0.317% | 30055 | 99 | 0.3305%
| 2012 Actual | 548.3411 | -16.5642 | -2.932% | 30013 | -42 | -0.1397%
| 2013 Actual | 548.1968 | -0.14433 | -0.02632% | 30030 | 17 | 0.05664%
| 2014 Bridge - Normalized | 0 | -548.1968 | -100% | 29885 | -145 | -0.4829%
| 2015 Test - Normalized | 514.489 | 514.489 | #DIV/0! | 29878 | -7 | -0.02342%
Table 3: Billed Energy and Number of Customers / Connections by Rate Class
| Year | Residential | General Service < 50 kW | General Service 50 to 2999 kW | General Service 3000 to 4999 kW | Street Lighting | Sentinel Lighting | Unmetered Scattered Load | Total
Billed Energy (GWh)
| 2010 Board Approved | 214.9238 | 85.026 | 221.44 | 38.7841 | 2.7216 | 0.5058 | 0.33729 | 563.7387
| 1999 Actual | 202.6691 | 93.0066 | 180.4707 | 70.8317 | 3.8488 | 0.9538 | 0.42167 | 552.2024
| 2000 Actual | 200.0973 | 93.5229 | 189.7414 | 73.019 | 3.2067 | 0.8425 | 0.38924 | 560.819
| 2001 Actual | 198.4569 | 92.2107 | 193.6439 | 70.0052 | 3.1576 | 0.76689 | 0.39134 | 558.6325
| 2002 Actual | 207.6813 | 89.797 | 201.0056 | 58.9396 | 3.1585 | 0.69127 | 0.39029 | 561.6635
| 2003 Actual | 210.8937 | 89.2098 | 201.5979 | 56.5671 | 3.2907 | 0.59389 | 0.36832 | 562.5214
| 2004 Actual | 210.8098 | 89.9884 | 203.2667 | 58.3828 | 3.4501 | 0.631 | 0.38786 | 566.9168
| 2005 Actual | 213.8094 | 91.2842 | 210.6282 | 57.0567 | 3.2895 | 0.61668 | 0.37148 | 577.0562
| 2006 Actual | 207.1996 | 90.1754 | 207.1174 | 51.603 | 3.2783 | 0.57796 | 0.36974 | 560.3215
| 2007 Actual | 213.1317 | 89.681 | 213.4565 | 49.9267 | 3.3062 | 0.5685 | 0.36961 | 570.4402
| 2008 Actual | 213.8134 | 88.7236 | 215.71 | 44.5281 | 3.3275 | 0.56763 | 0.35127 | 567.0215
| 2009 Actual | 213.4128 | 87.4046 | 210.054 | 37.8174 | 3.3228 | 0.55795 | 0.31187 | 552.8813
| 2010 Actual | 206.5351 | 85.0421 | 230.0377 | 41.0281 | 3.3242 | 0.56941 | 0.16512 | 566.7018
| 2011 Actual | 207.3581 | 85.0231 | 231.6674 | 37.0869 | 3.2041 | 0.48166 | 0.084073 | 564.9053
| 2012 Actual | 200.6144 | 84.9487 | 223.6885 | 35.7228 | 2.7902 | 0.48776 | 0.088774 | 548.3411
| 2013 Actual | 207.8066 | 85.1193 | 216.6145 | 35.775 | 2.3483 | 0.44395 | 0.089084 | 548.1968
| 2014 Bridge - Normalized | 205.9501 | 85.3691 | 217.2362 | 26.9266 | 2.0266 | 0.42399 | 0.05061 | 537.983 | 26926555.82
| 2015 Test - Normalized | 204.2053 | 84.6613 | 205.9109 | 17.2548 | 2.0188 | 0.40596 | 0.032045 | 514.489 | 13463277.91
Number of Customers/Connections
| 2010 Board Approved | 21074.5998 | 2645.0909 | 286.7038 | 1.8277 | 5680.2148 | 508.9216 | 21 | 30218.3584
| 1999 Actual | 19386 | 2489 | 219 | 3 | 5000 | 579 | 21 | 27697
| 2000 Actual | 19468 | 2499 | 229 | 3 | 5139 | 579 | 21 | 27938
| 2001 Actual | 19645 | 2555 | 244 | 3 | 5139 | 579 | 21 | 28186
| 2002 Actual | 19973 | 2562 | 255 | 3 | 5287 | 579 | 21 | 28680
| 2003 Actual | 19862 | 2568 | 253 | 2 | 5277 | 641 | 21 | 28624
| 2004 Actual | 19966 | 2598 | 253 | 2 | 5508 | 574 | 21 | 28922
| 2005 Actual | 20125 | 2595 | 255 | 2 | 5534 | 555 | 21 | 29087
| 2006 Actual | 20555 | 2678 | 258 | 2 | 5510 | 606 | 21 | 29630
| 2007 Actual | 20726 | 2626 | 267 | 2 | 5534 | 577 | 21 | 29753
| 2008 Actual | 20757 | 2616 | 273 | 2 | 5550 | 521 | 21 | 29740
| 2009 Actual | 20850 | 2629 | 274 | 2 | 5571 | 518 | 21 | 29865
| 2010 Actual | 20952 | 2633 | 269 | 2 | 5572 | 509 | 19 | 29956
| 2011 Actual | 21096 | 2623 | 268 | 2 | 5574 | 474 | 18 | 30055
| 2012 Actual | 21074 | 2645 | 254 | 2 | 5574 | 447 | 17 | 30013
| 2013 Actual | 21108 | 2649 | 255 | 2 | 5574 | 427 | 15 | 30030
| 2014 Bridge - Normalized | 21117 | 2657 | 252 | 2 | 5419 | 427 | 11 | 29885
| 2015 Test - Normalized | 21124 | 2668 | 247 | 1 | 5419 | 412 | 7 | 29878
Table 4: Annual Usage per Customer/Connection by Rate Class
| Year | Residential | General Service < 50 kW | General Service 50 to 2999 kW | General Service 3000 to 4999 kW | Street Lighting | Sentinel Lighting | Unmetered Scattered Load
Energy Usage per Customer/Connection (kWh per customer/connection)
| 2010 Board Approved | 10198.2394 | 32144.838 | 772365.1698 | 21220489.5031 | 479.1377 | 993.8718 | 16061.6401
| 1999 Actual | 10454.4065 | 37367.0553 | 824067.1639 | 23610566.4467 | 769.7588 | 1647.323 | 20079.5067
| 2000 Actual | 10278.268 | 37424.1353 | 828564.9403 | 24339657.5033 | 623.9875 | 1455.1035 | 18535.0738
| 2001 Actual | 10102.1605 | 36090.2804 | 793622.4096 | 23335059.05 | 614.4385 | 1324.506 | 18635.0019
| 2002 Actual | 10398.1033 | 35049.5587 | 788257.2861 | 19646518.81 | 597.4117 | 1193.9085 | 18585.0557
| 2003 Actual | 10617.9474 | 34739.0085 | 796829.6912 | 28283549.34 | 623.5988 | 926.504 | 17539.0105
| 2004 Actual | 10558.4401 | 34637.5864 | 803425.8143 | 29191410.295 | 626.3854 | 1099.2994 | 18469.4605
| 2005 Actual | 10624.0673 | 35176.9393 | 825993.1166 | 28528367.91 | 594.4205 | 1111.1392 | 17689.5986
| 2006 Actual | 10080.2522 | 33672.6803 | 802780.7271 | 25801505.905 | 594.98 | 953.7337 | 17606.4467
| 2007 Actual | 10283.3012 | 34151.1813 | 799462.5356 | 24963353.895 | 597.4314 | 985.2611 | 17600.7029
| 2008 Actual | 10300.7849 | 33915.761 | 790146.5616 | 22264051.89 | 599.5497 | 1089.5071 | 16727.0576
| 2009 Actual | 10235.6241 | 33246.328 | 766620.4582 | 18908695.885 | 596.4385 | 1077.1156 | 14850.9943
| 2010 Actual | 9857.5371 | 32298.5564 | 855158.8722 | 20514051.905 | 596.5883 | 1118.6789 | 8690.7042
| 2011 Actual | 9829.2606 | 32414.4659 | 864430.4703 | 18543425.905 | 574.8336 | 1016.169 | 4670.7461
| 2012 Actual | 9519.5228 | 32116.6996 | 880663.2006 | 17861385.91 | 500.581 | 1091.1845 | 5222.0288
| 2013 Actual | 9844.9232 | 32132.6277 | 849468.4455 | 17887517.895 | 421.2896 | 1039.697 | 5938.9447
| 2014 Bridge - Normalized | 9752.8096 | 32129.8663 | 862048.3629 | 13463277.91 | 373.9741 | 992.957 | 4600.8682
| 2015 Test - Normalized | 9666.9788 | 31732.1066 | 833647.447 | 17254810.3076 | 372.5341 | 985.3381 | 4577.8086
Annual Growth Rate in Usage per Customer/Connection
| 2010 Board Approved vs 2010 Actual | 3.456% | -0.4759% | -9.682% | 3.444% | -19.69% | -11.16% | 84.81%
1999 Actual
| 2000 Actual | -1.685% | 0.1528% | 0.5458% | 3.088% | -18.94% | -11.67% | -7.692%
| 2001 Actual | -1.713% | -3.564% | -4.217% | -4.127% | -1.53% | -8.975% | 0.5391%
| 2002 Actual | 2.93% | -2.884% | -0.676% | -15.81% | -2.771% | -9.86% | -0.268%
| 2003 Actual | 2.114% | -0.886% | 1.088% | 43.96% | 4.383% | -22.4% | -5.628%
| 2004 Actual | -0.5604% | -0.292% | 0.8278% | 3.21% | 0.4469% | 18.65% | 5.305%
| 2005 Actual | 0.6216% | 1.557% | 2.809% | -2.271% | -5.103% | 1.077% | -4.222%
| 2006 Actual | -5.119% | -4.276% | -2.81% | -9.558% | 0.09412% | -14.17% | -0.4701%
| 2007 Actual | 2.014% | 1.421% | -0.4133% | -3.248% | 0.412% | 3.306% | -0.03262%
| 2008 Actual | 0.17% | -0.6893% | -1.165% | -10.81% | 0.3546% | 10.58% | -4.964%
| 2009 Actual | -0.6326% | -1.974% | -2.977% | -15.07% | -0.5189% | -1.137% | -11.22%
| 2010 Actual | -3.694% | -2.851% | 11.55% | 8.49% | 0.02512% | 3.859% | -41.48%
| 2011 Actual | -0.2869% | 0.3589% | 1.084% | -9.606% | -3.647% | -9.163% | -46.26%
| 2012 Actual | -3.151% | -0.9186% | 1.878% | -3.678% | -12.92% | 7.382% | 11.8%
| 2013 Actual | 3.418% | 0.04959% | -3.542% | 0.1463% | -15.84% | -4.718% | 13.73%
| 2014 Bridge - Normalized | -0.9356% | -0.008594% | 1.481% | -24.73% | -11.23% | -4.496% | -22.53%
| 2015 Test - Normalized | -0.8801% | -1.238% | -3.295% | 28.16% | -0.3851% | -0.7673% | -0.5012%
Table 5: Statistcial Results
| Statistic | Value
| R Square | 97.67%
| Adjusted R Square | 97.61%
| F Test | 1557.8934
| MAPE (Monthly) | 1.813%
T-stats by Coefficient
| Heating Degree Days | 63.9409
| Cooling Degree Days | 13.3608
| Number of Days in Month | 11.5392
| Spring Fall Flag | -9.0025
| North Bay Economy | -10.3618
| Constant | 1.0001
Table 6: Total System Purchases
| Year | Actual | Predicted | % Difference
Purchased Energy (GWh)
| 1999 | 586.7853 | 590.4829 | 0.6301%
| 2000 | 590.7565 | 592.6746 | 0.3247%
| 2001 | 587.8428 | 588.8188 | 0.166%
| 2002 | 593.8389 | 600.2008 | 1.071%
| 2003 | 594.6304 | 596.5492 | 0.3227%
| 2004 | 601.7567 | 597.2826 | -0.7435%
| 2005 | 606.3637 | 600.374 | -0.9878%
| 2006 | 585.7628 | 584.5112 | -0.2137%
| 2007 | 598.6403 | 595.826 | -0.4701%
| 2008 | 594.904 | 591.0678 | -0.6448%
| 2009 | 580.3207 | 591.8792 | 1.992%
| 2010 | 592.106 | 587.5663 | -0.7667%
| 2011 | 593.7386 | 591.5174 | -0.3741%
| 2012 | 572.6127 | 561.088 | -2.013%
| 2013 | 573.1721 | 572.1978 | -0.17%
| 2014 | 561.1897 | 572.3848 | 1.995%
| 2015 Test - Normalized |  | 566.814
| 2015 Test - Normalized - 20 Year Trend |  | 565.7166
Table 7: Historical Customer/Connection Data
| Year | Residential | General Service < 50 kW | General Service 50 to 2999 kW | General Service 3000 to 4999 kW | Street Lighting | Sentinel Lighting | Unmetered Scattered Load | Total
Number of Customers/Connections
| 1999 | 19386 | 2489 | 219 | 3 | 5000 | 579 | 21 | 27697
| 2000 | 19468 | 2499 | 229 | 3 | 5139 | 579 | 21 | 27938
| 2001 | 19645 | 2555 | 244 | 3 | 5139 | 579 | 21 | 28186
| 2002 | 19973 | 2562 | 255 | 3 | 5287 | 579 | 21 | 28680
| 2003 | 19862 | 2568 | 253 | 2 | 5277 | 641 | 21 | 28624
| 2004 | 19966 | 2598 | 253 | 2 | 5508 | 574 | 21 | 28922
| 2005 | 20125 | 2595 | 255 | 2 | 5534 | 555 | 21 | 29087
| 2006 | 20555 | 2678 | 258 | 2 | 5510 | 606 | 21 | 29630
| 2007 | 20726 | 2626 | 267 | 2 | 5534 | 577 | 21 | 29753
| 2008 | 20757 | 2616 | 273 | 2 | 5550 | 521 | 21 | 29740
| 2009 | 20850 | 2629 | 274 | 2 | 5571 | 518 | 21 | 29865
| 2010 | 20952 | 2633 | 269 | 2 | 5572 | 509 | 19 | 29956
| 2011 | 21096 | 2623 | 268 | 2 | 5574 | 474 | 18 | 30055
| 2012 | 21074 | 2645 | 254 | 2 | 5574 | 447 | 17 | 30013
| 2013 | 21108 | 2649 | 255 | 2 | 5574 | 427 | 15 | 30030
| 2014 | 21117 | 2657 | 252 | 2 | 5419 | 427 | 11 | 29885
Table 8: Growth Rate in Customer/Connections
| Year | Residential | General Service < 50 kW | General Service 50 to 2999 kW | General Service 3000 to 4999 kW | Street Lighting | Sentinel Lighting | Unmetered Scattered Load
Growth Rate in Customers/Connections
1999
| 2000 | 0.423% | 0.4018% | 4.566% | 0% | 2.78% | 0% | 0%
| 2001 | 0.9092% | 2.241% | 6.55% | 0% | 0% | 0% | 0%
| 2002 | 1.67% | 0.274% | 4.508% | 0% | 2.88% | 0% | 0%
| 2003 | -0.5558% | 0.2342% | -0.7843% | -33.33% | -0.1891% | 10.71% | 0%
| 2004 | 0.5236% | 1.168% | 0% | 0% | 4.377% | -10.45% | 0%
| 2005 | 0.7964% | -0.1155% | 0.7905% | 0% | 0.472% | -3.31% | 0%
| 2006 | 2.137% | 3.198% | 1.176% | 0% | -0.4337% | 9.189% | 0%
| 2007 | 0.8319% | -1.942% | 3.488% | 0% | 0.4356% | -4.785% | 0%
| 2008 | 0.1496% | -0.3808% | 2.247% | 0% | 0.2891% | -9.705% | 0%
| 2009 | 0.448% | 0.4969% | 0.3663% | 0% | 0.3784% | -0.5758% | 0%
| 2010 | 0.4892% | 0.1521% | -1.825% | 0% | 0.01795% | -1.737% | -9.524%
| 2011 | 0.6873% | -0.3798% | -0.3717% | 0% | 0.03589% | -6.876% | -5.263%
| 2012 | -0.1043% | 0.8387% | -5.224% | 0% | 0% | -5.696% | -5.556%
| 2013 | 0.1613% | 0.1512% | 0.3937% | 0% | 0% | -4.474% | -11.76%
| 2014 | 0.04264% | 0.302% | -1.176% | 0% | -2.781% | 0% | -26.67%
| Geo Mean - 2012 to 2014 | 0.03317% | 0.4302% | -2.031% | 0% | 0% | -3.421% | -15.14%
Table 9: Customer/Connection Forecast
| Year | Residential | General Service < 50 kW | General Service 50 to 2999 kW | General Service 3000 to 4999 kW | Street Lighting | Sentinel Lighting | Unmetered Scattered Load | Total
Forecast number of Customers/Connections
| 2015 | 21124 | 2668 | 247 | 1 | 5419 | 412 | 7 | 29878
Table 10: Historical Annual Usage per Customer
| Year | Residential | General Service < 50 kW | General Service 50 to 2999 kW | General Service 3000 to 4999 kW | Street Lighting | Sentinel Lighting | Unmetered Scattered Load
Annual kWh Usage Per Customer/Connection
| 1999 | 10454.4065 | 37367.0553 | 824067.1639 | 23610566.4467 | 769.7588 | 1647.323 | 20079.5067
| 2000 | 10278.268 | 37424.1353 | 828564.9403 | 24339657.5033 | 623.9875 | 1455.1035 | 18535.0738
| 2001 | 10102.1605 | 36090.2804 | 793622.4096 | 23335059.05 | 614.4385 | 1324.506 | 18635.0019
| 2002 | 10398.1033 | 35049.5587 | 788257.2861 | 19646518.81 | 597.4117 | 1193.9085 | 18585.0557
| 2003 | 10617.9474 | 34739.0085 | 796829.6912 | 28283549.34 | 623.5988 | 926.504 | 17539.0105
| 2004 | 10558.4401 | 34637.5864 | 803425.8143 | 29191410.295 | 626.3854 | 1099.2994 | 18469.4605
| 2005 | 10624.0673 | 35176.9393 | 825993.1166 | 28528367.91 | 594.4205 | 1111.1392 | 17689.5986
| 2006 | 10080.2522 | 33672.6803 | 802780.7271 | 25801505.905 | 594.98 | 953.7337 | 17606.4467
| 2007 | 10283.3012 | 34151.1813 | 799462.5356 | 24963353.895 | 597.4314 | 985.2611 | 17600.7029
| 2008 | 10300.7849 | 33915.761 | 790146.5616 | 22264051.89 | 599.5497 | 1089.5071 | 16727.0576
| 2009 | 10235.6241 | 33246.328 | 766620.4582 | 18908695.885 | 596.4385 | 1077.1156 | 14850.9943
| 2010 | 9857.5371 | 32298.5564 | 855158.8722 | 20514051.905 | 596.5883 | 1118.6789 | 8690.7042
| 2011 | 9829.2606 | 32414.4659 | 864430.4703 | 18543425.905 | 574.8336 | 1016.169 | 4670.7461
| 2012 | 9519.5228 | 32116.6996 | 880663.2006 | 17861385.91 | 500.581 | 1091.1845 | 5222.0288
| 2013 | 9844.9232 | 32132.6277 | 849468.4455 | 17887517.895 | 421.2896 | 1039.697 | 5938.9447
| 2014 | 9752.8096 | 32129.8663 | 862048.3629 | 13463277.91 | 373.9741 | 992.957 | 4600.8682
Table 11: Growth Rate in Usage Per Customer/Connection
| Year | Residential | General Service < 50 kW | General Service 50 to 2999 kW | General Service 3000 to 4999 kW | Street Lighting | Sentinel Lighting | Unmetered Scattered Load
Growth Rate in Customer/Connection
1999
| 2000 | -1.685% | 0.1528% | 0.5458% | 3.088% | -18.94% | -11.67% | -7.692%
| 2001 | -1.713% | -3.564% | -4.217% | -4.127% | -1.53% | -8.975% | 0.5391%
| 2002 | 2.93% | -2.884% | -0.676% | -15.81% | -2.771% | -9.86% | -0.268%
| 2003 | 2.114% | -0.886% | 1.088% | 43.96% | 4.383% | -22.4% | -5.628%
| 2004 | -0.5604% | -0.292% | 0.8278% | 3.21% | 0.4469% | 18.65% | 5.305%
| 2005 | 0.6216% | 1.557% | 2.809% | -2.271% | -5.103% | 1.077% | -4.222%
| 2006 | -5.119% | -4.276% | -2.81% | -9.558% | 0.09412% | -14.17% | -0.4701%
| 2007 | 2.014% | 1.421% | -0.4133% | -3.248% | 0.412% | 3.306% | -0.03262%
| 2008 | 0.17% | -0.6893% | -1.165% | -10.81% | 0.3546% | 10.58% | -4.964%
| 2009 | -0.6326% | -1.974% | -2.977% | -15.07% | -0.5189% | -1.137% | -11.22%
| 2010 | -3.694% | -2.851% | 11.55% | 8.49% | 0.02512% | 3.859% | -41.48%
| 2011 | -0.2869% | 0.3589% | 1.084% | -9.606% | -3.647% | -9.163% | -46.26%
| 2012 | -3.151% | -0.9186% | 1.878% | -3.678% | -12.92% | 7.382% | 11.8%
| 2013 | 3.418% | 0.04959% | -3.542% | 0.1463% | -15.84% | -4.718% | 13.73%
| 2014 | -0.9356% | -0.008594% | 1.481% | -24.73% | -11.23% | -4.496% | -22.53%
| Geo Mean - 2012 to 2014 | -0.2599% | -0.2935% | -0.09194% | -10.12% | -13.35% | -0.7673% | -0.5012%
Table 12: Forecast Annual kWh Usage per Customer/Connection
| Year | Residential | General Service < 50 kW | General Service 50 to 2999 kW | General Service 3000 to 4999 kW | Street Lighting | Sentinel Lighting | Unmetered Scattered Load
Forecast Annual kWh Usage per Customers/Connection
| 2015 | 9727.4583 | 32035.5561 | 861255.7867 | 17254810.3076 | 372.5338 | 985.3381 | 4577.8086
Table 13: Non-normalized Weather Billed Energy Forecast
| Year | Residential | General Service < 50 kW | General Service 50 to 2999 kW | General Service 3000 to 4999 kW | Street Lighting | Sentinel Lighting | Unmetered Scattered Load | TOTAL
NON-normalized Weather Billed Energy Forecast (GWh)
| 2015 (Not Normalized) | 205.4828 | 85.4709 | 212.7302 | 34.5096 | 2.0188 | 0.40596 | 0.032045 | 540.6503
Table 14: Weather Sensitivity by Rate Class
|  | Residential | General Service < 50 kW | General Service 50 to 2999 kW | General Service 3000 to 4999 kW | Street Lighting | Sentinel Lighting | Unmetered Scattered Load
Weather Sensitivity
|  | 91% | 91% | 81.62% | 0% | 0% | 0% | 0%
4 Year (2011-2014) kWh Target:
26100000
[12 empty] | 2011 | 2012 | 2013 | 2014 | Total
[11 empty] | 2011 CDM Programs | 10.08% | 8.943% | 8.927% | 8.506% | 36.45%
[11 empty] | 2012 CDM Programs |  | 10.58% | 9.54% | 9.31% | 29.43%
[11 empty] | 2013 CDM Programs |  |  | 11.68% | 11.68% | 23.36%
[11 empty] | 2014 CDM Programs |  |  |  | 23.45% | 23.45%
[11 empty] | Total in Year | 10.08% | 19.52% | 30.15% | 52.95% | 112.7%
kWh
[11 empty] | 2011 CDM Programs | 2630000 | 2334000 | 2330000 | 2220000 | 9514000
[11 empty] | 2012 CDM Programs |  | 2761536 | 2490000 | 2430000 | 7681536
[11 empty] | 2013 CDM Programs |  |  | 3049000 | 3049000 | 6098000
[11 empty] | 2014 CDM Programs |  |  |  | 6121536 | 6121536
[11 empty] | Total in Year | 2630000 | 5095536 | 7869000 | 13820536 | 29415072
[11 empty] | kWh | 2011 | 2012 | 2013 | 2014 | 2015
[11 empty] | 2011 CDM Programs | 2630000 | 2334000 | 2330000 | 2220000 | 2220000
[11 empty] | 2012 CDM Programs |  | 2761536 | 2490000 | 2430000 | 2430000
[11 empty] | 2013 CDM Programs |  |  | 3049000 | 3049000 | 3049000
[11 empty] | 2014 CDM Programs |  |  |  | 6121536 | 6121536
[11 empty] | 2015 CDM Programs |  |  |  |  | 14353536
[11 empty] | Total in Year | 2630000 | 5095536 | 7869000 | 13820536 | 28174072
Table 17: 2015 Expected CDM Savings by Rate Class for LRAM Variance Account
Year |  | Residential | General Service < 50 kW | General Service 50 to 2999 kW | General Service 3000 to 4999 kW | Street Lighting | Sentinel Lighting | Unmetered Scattered Load | TOTAL
2015 LRAMVA kWh |  | 0 | 0 | 0 | 0 | 0 | 0 | 0 | 28174072
2015 LRAMVA kW |  | 0 | 0 | 0 | 0 | 0 | 0 | 0 | 0
Table 18: Alignment of Non-normal to Weather Normal Forecast
| Year | Residential | General Service < 50 kW | General Service 50 to 2999 kW | General Service 3000 to 4999 kW | Street Lighting | Sentinel Lighting | Unmetered Scattered Load | TOTAL
Non-normalized Weather Billed Energy Forecast (GWh)
| 2015 (Not Normalized) | 205.4828 | 85.4709 | 212.7302 | 34.5096 | 2.0188 | 0.40596 | 0.032045 | 540.6503
Adjustment for Weather (GWh)
| 2015 | 0.89945 | 0.37413 | 0.83519 | 0 | 0 | 0 | 0 | 2.1088
Adjustment for CDM (GWh)
| 2015 | -2.177 | -1.1837 | -7.6544 | 0 | 0 | 0 | 0 | -11.0152
Adjustment for Loss of Customer (GWh)
| 2015 | 0 | 0 | 0 | -17.2548 | 0 | 0 | 0 | -17.2548
Weather Normalized Billed Energy Forecast (GWh)
| 2015 Test - Normalized | 204.2053 | 84.6613 | 205.9109 | 17.2548 | 2.0188 | 0.40596 | 0.032045 | 514.489
Table 19: Historical Annual kW per Applicable Rate Class
| Year | General Service 50 to 2999 kW | General Service 3000 to 4999 kW | Street Lighting | Sentinel Lighting | TOTAL
Billed Annual kW
| 1999 | 604561.49 | 200911.4 | 8604 | 1469 | 815545.89
| 2000 | 615896.58 | 210331.37 | 8004.8 | 1026 | 835258.75
| 2001 | 618479.91 | 182444.07 | 8801.16 | 1013 | 810738.14
| 2002 | 599393.3 | 116994.94 | 8805.72 | 1494.9 | 726688.86
| 2003 | 593814.14 | 107185.13 | 9600 | 1608.2 | 712207.47
| 2004 | 590317.42 | 109315.81 | 9618.24 | 1734.77 | 710986.24
| 2005 | 613159.62 | 109679.8 | 9192 | 1703.85 | 733735.27
| 2006 | 602160.47 | 96179.77 | 9192 | 1594.68 | 709126.92
| 2007 | 604779.68 | 95579.78 | 9238.56 | 1542.98 | 711141
| 2008 | 602776.32 | 88903.8 | 9270.12 | 1530.54 | 702480.78
| 2009 | 584819 | 79624 | 9285 | 1506 | 675234
| 2010 | 588203.21 | 78059.55 | 9284.76 | 1541.04 | 677088.56
| 2011 | 582945.86 | 70473.35 | 9041.75 | 1286.71 | 663747.67
| 2012 | 540969 | 68480 | 7788 | 1601 | 618838
| 2013 | 535312.52 | 69448.33 | 6559.4 | 1224.07 | 612544.32
Table 20: Historical kW/KWh Ratio per Applicable Rate Class
| Year | General Service 50 to 2999 kW | General Service 3000 to 4999 kW | Street Lighting | Sentinel Lighting
Ratio of kW to kWh
| 1999 | 0.335% | 0.2836% | 0.2236% | 0.154%
| 2000 | 0.3246% | 0.2881% | 0.2496% | 0.1218%
| 2001 | 0.3194% | 0.2606% | 0.2787% | 0.1321%
| 2002 | 0.2982% | 0.1985% | 0.2788% | 0.2163%
| 2003 | 0.2946% | 0.1895% | 0.2917% | 0.2708%
| 2004 | 0.2904% | 0.1872% | 0.2788% | 0.2749%
| 2005 | 0.2911% | 0.1922% | 0.2794% | 0.2763%
| 2006 | 0.2907% | 0.1864% | 0.2804% | 0.2759%
| 2007 | 0.2833% | 0.1914% | 0.2794% | 0.2714%
| 2008 | 0.2794% | 0.1997% | 0.2786% | 0.2696%
| 2009 | 0.2784% | 0.2105% | 0.2794% | 0.2699%
| 2010 | 0.2557% | 0.1903% | 0.2793% | 0.2706%
| 2011 | 0.2516% | 0.19% | 0.2822% | 0.2671%
| 2012 | 0.2418% | 0.1917% | 0.2791% | 0.3282%
| 2013 | 0.2471% | 0.1941% | 0.2793% | 0.2757%
| Average 2012 & 2013 | 0.2448% | 0.1959% | 0.2795% | 0.294%
Table 21: kW Forecast by Applicable Rate Class
| Year | General Service 50 to 2999 kW | General Service 3000 to 4999 kW | Street Lighting | Sentinel Lighting | TOTAL
Predicted Billed kW
| #REF! | #REF! | #REF! | 5677.12 | #REF! | #REF!
| 2015 Test - Normalized | 510136.0594 | 33621.4257 | 5641.08 | 1193.4344 | 550591.9996
Table 22: Summary of Total Forecast
|  |  | 2010 Actual | 2011 Actual | 2012 Actual | 2013 Actual | 2014 Bridge - Normalized | 2015 Test - Normalized
| Actual kWh Purchases |  | 592105953.8462 | 593738607.6923 | 572612692.676 | 573172084.7767
| Predicted kWh Purchases before CDM adjustment |  | 587566256.5849 | 591517374.1348 | 561088007.8761 | 572197777.8115 | 572384809.0654 | 566813951.6337
| % Difference between actual and predicted purchases |  | -0.7667% | -0.3741% | -2.013% | -0.17%
| Loss Factor | [5 empty] | 1.0443 | 1.0443
| Total Billed Before Adjustments | [5 empty] | 548093453.0368 | 542759016.417
| CDM Adjustment | [5 empty] | #REF! | 11015188.6406
| Loss of Customer Adjustment | [5 empty] | #REF! | 17254810.3076
| Total Billed After Adjustments |  | 566701778.34 | 564905304.29 | 548341092.05 | 548196762.39 | #REF! | 514489017.4688
Table 23: Summary of Billing Determinants and Variances of Actual and Forecast Data
|  | 2010 Board Approved | 2010 Actual | 2011 Actual | 2012 Actual | 2013 Actual | 2014 Actual | 2015 Test - Normalized
Residential
| Customers | 21074.5998 | 20952 | 21096 | 21074 | 21108 | 21117 | 21124
| kWh | 214923813.2638 | 206535117.75 | 207358082.23 | 200614424.25 | 207806639.26 | 205950079.75 | 204205261.0938
Variance Analysis Compare to Board Approved
| Customers |  | -0.5817% | 0.1015% | -0.002846% | 0.1585% | 0.2012% | 0.2344%
| kWh |  | -3.903% | -3.52% | -6.658% | -3.311% | -4.175% | -4.987%
General Service < 50 kW
| Customers | 2645.0909 | 2633 | 2623 | 2645 | 2649 | 2657 | 2668
| kWh | 85026017.025 | 85042099.07 | 85023143.98 | 84948670.56 | 85119330.71 | 85369054.68 | 84661260.365
Variance Analysis Compare to Board Approved
| Customers |  | -0.4571% | -0.8352% | -0.003435% | 0.1478% | 0.4502% | 0.8661%
| kWh |  | 0.01891% | -0.003379% | -0.09097% | 0.1097% | 0.4035% | -0.429%
General Service 50 to 2999 kW
| Customers | 286.7038 | 269 | 268 | 254 | 255 | 252 | 247
| kWh | 221440020.4124 | 230037736.63 | 231667366.05 | 223688452.95 | 216614453.61 | 217236187.44 | 205910919.4177
| kW | 638329.5645 | 588203.21 | 582945.86 | 540969 | 535312.52 | 533378.05 | 510136.0594
Variance Analysis Compare to Board Approved
| Customers |  | -6.175% | -6.524% | -11.41% | -11.06% | -12.1% | -13.85%
| kWh |  | 3.883% | 4.619% | 1.015% | -2.179% | -1.898% | -7.013%
| kW |  | -7.853% | -8.676% | -15.25% | -16.14% | -16.44% | -20.08%
General Service 3000 to 4999 kW
| Customers | 2 | 2 | 2 | 2 | 2 | 2 | 1
| kWh | 38784125.4154 | 41028103.81 | 37086851.81 | 35722771.82 | 35775035.79 | 26926555.82 | 17254810.3076
| kW | 74105.743 | 78059.55 | 70473.35 | 68480 | 69448.33 | 54354.87 | 33801.4257
Variance Analysis Compare to Board Approved
| Customers |  | 0% | 0% | 0% | 0% | 0% | -50%
| kWh |  | 5.786% | -4.376% | -7.893% | -7.759% | -30.57% | -55.51%
| kW |  | 5.335% | -4.902% | -7.592% | -6.285% | -26.65% | -54.39%
Street Lighting
| Connections | 5680.2148 | 5572 | 5574 | 5574 | 5574 | 5419 | 5419
| kWh | 2721605.0516 | 3324190.13 | 3204122.67 | 2790238.49 | 2348268.23 | 2026565.89 | 2018762.3305
| kW | 7658.3681 | 9284.76 | 9041.75 | 7788 | 6559.4 | 5677.12 | 5641.08
Variance Analysis Compare to Board Approved
| Connections |  | -1.905% | -1.87% | -1.87% | -1.87% | -4.599% | -4.599%
| kWh |  | 22.14% | 17.73% | 2.522% | -13.72% | -25.54% | -25.82%
| kW |  | 21.24% | 18.06% | 1.693% | -14.35% | -25.87% | -26.34%
Sentinel Lighting
| Connections | 509 | 509 | 474 | 447 | 427 | 427 | 412
| kWh | 505802.7862 | 569407.57 | 481664.12 | 487759.49 | 443950.62 | 423992.64 | 405959.2937
| kW | 1381.662 | 1541.04 | 1286.71 | 1601 | 1224.07 | 1178.61 | 1193.4344
Variance Analysis Compare to Board Approved
| Connections |  | 0% | -6.876% | -12.18% | -16.11% | -16.11% | -19.06%
| kWh |  | 12.58% | -4.772% | -3.567% | -12.23% | -16.17% | -19.74%
| kW |  | 11.54% | -6.872% | 15.87% | -11.41% | -14.7% | -13.62%
Unmetered Scattered Load
| Customers | 21 | 19 | 18 | 17 | 15 | 11 | 7
| kWh | 337294.4415 | 165123.38 | 84073.43 | 88774.49 | 89084.17 | 50609.55 | 32044.6604
Variance Analysis Compare to Board Approved
| Customers |  | -9.524% | -14.29% | -19.05% | -28.57% | -47.62% | -66.67%
| kWh |  | -51.04% | -75.07% | -73.68% | -73.59% | -85% | -90.5%
Total
| Customer/Connections | 30218.6092 | 29956 | 30055 | 30013 | 30030 | 29885 | 29878
| kWh | 563738678.3959 | 566701778.34 | 564905304.29 | 548341092.05 | 548196762.39 | 537983045.77 | 514489017.4688
| kW from applicable classes | 721475.3376 | 677088.56 | 663747.67 | 618838 | 612544.32 | 594588.65 | 550771.9996
Variance Analysis Compare to Board Approved
| Customer/Connections |  | -0.869% | -0.5414% | -0.6804% | -0.6241% | -1.104% | -1.127%
| kWh |  | 0.5256% | 0.2069% | -2.731% | -2.757% | -4.569% | -8.736%
| kW from applicable classes |  | -6.152% | -8.001% | -14.23% | -15.1% | -17.59% | -23.66%
Table 25 Billing Determinants - 2010 Actual vs 2010 Board Approved
|  | Customer/Connections |  |  | kWh |  | kW
| Billing Determinants | 2010 Board Approved | 2010 Actual | Difference | 2010 Board Approved | 2010 Actual | 2010 Board Approved | 2010 Actual | Volumeteric Difference
| Residential | 21074.5998 | 20952 | -122.5998 | 214923813.2638 | 206535117.75 |  |  | -8388695.5138
| General Service < 50 kW | 2645.0909 | 2633 | -12.0909 | 85026017.025 | 85042099.07 |  |  | 16082.045
| General Service 50 to 2999 kW | 286.7038 | 269 | -17.7038 |  |  | 638329.5645 | 588203.21 | -50126.3545
| General Service 3000 to 4999 kW | 2 | 2 | 0 |  |  | 74105.743 | 78059.55 | 3953.807
| Street Lighting | 5680.2148 | 5572 | -108.2148 |  |  | 7658.3681 | 9284.76 | 1626.3919
| Sentinel Lighting | 509 | 509 | 0 |  |  | 1381.662 | 1541.04 | 159.378
| Unmetered Scattered Load | 21 | 19 | -2 | 337294.4415 | 165123.38 |  |  | -172171.0615
| Total | 30218.6092 | 29956 | -262.6092 | 300287124.7303 | 291742340.2 | 721475.3376 | 677088.56
Table 27 Billing Determinants - 2011 Actual vs 2010 Actual
|  | Customer/Connections |  |  | kWh |  | kW
| Billing Determinants | 2010 Actual | 2011 Actual | Difference | 2010 Actual | 2011 Actual | 2010 Actual | 2011 Actual | Volumeteric Difference
| Residential | 20952 | 21096 | 144 | 206535117.75 | 207358082.23 |  |  | 822964.48
| General Service < 50 kW | 2633 | 2623 | -10 | 85042099.07 | 85023143.98 |  |  | -18955.09
| General Service 50 to 2999 kW | 269 | 268 | -1 |  |  | 588203.21 | 582945.86 | -5257.35
| General Service 3000 to 4999 kW | 2 | 2 | 0 |  |  | 78059.55 | 70473.35 | -7586.2
| Street Lighting | 5572 | 5574 | 2 |  |  | 9284.76 | 9041.75 | -243.01
| Sentinel Lighting | 509 | 474 | -35 |  |  | 1541.04 | 1286.71 | -254.33
| Unmetered Scattered Load | 19 | 18 | -1 | 165123.38 | 84073.43 |  |  | -81049.95
| Total | 29956 | 30055 | 99 | 291742340.2 | 292465299.64 | 677088.56 | 663747.67
Table 29 Billing Determinants - 2012 Actual vs 2011 Actual
|  | Customer/Connections |  |  | kWh |  | kW
| Billing Determinants | 2011 Actual | 2012 Actual | Difference | 2011 Actual | 2012 Actual | 2011 Actual | 2012 Actual | Volumeteric Difference
| Residential | 21096 | 21074 | -22 | 207358082.23 | 200614424.25 |  |  | -6743657.98
| General Service < 50 kW | 2623 | 2645 | 22 | 85023143.98 | 84948670.56 |  |  | -74473.42
| General Service 50 to 2999 kW | 268 | 254 | -14 |  |  | 582945.86 | 540969 | -41976.86
| General Service 3000 to 4999 kW | 2 | 2 | 0 |  |  | 70473.35 | 68480 | -1993.35
| Street Lighting | 5574 | 5574 | 0 |  |  | 9041.75 | 7788 | -1253.75
| Sentinel Lighting | 474 | 447 | -27 |  |  | 1286.71 | 1601 | 314.29
| Unmetered Scattered Load | 18 | 17 | -1 | 84073.43 | 88774.49 |  |  | 4701.06
| Total | 30055 | 30013 | -42 | 292465299.64 | 285651869.3 | 663747.67 | 618838
Table 31 Billing Determinants - 2013 Actual vs 2012 Actual
|  | Customer/Connections |  |  | kWh |  | kW
| Billing Determinants | 2012 Actual | 2013 Actual | Difference | 2012 Actual | 2013 Actual | 2012 Actual | 2013 Actual | Volumeteric Difference
| Residential | 21074 | 21108 | 34 | 200614424.25 | 207806639.26 |  |  | 7192215.01
| General Service < 50 kW | 2645 | 2649 | 4 | 84948670.56 | 85119330.71 |  |  | 170660.15
| General Service 50 to 2999 kW | 254 | 255 | 1 |  |  | 540969 | 535312.52 | -5656.48
| General Service 3000 to 4999 kW | 2 | 2 | 0 |  |  | 68480 | 69448.33 | 968.33
| Street Lighting | 5574 | 5574 | 0 |  |  | 7788 | 6559.4 | -1228.6
| Sentinel Lighting | 447 | 427 | -20 |  |  | 1601 | 1224.07 | -376.93
| Unmetered Scattered Load | 17 | 15 | -2 | 88774.49 | 89084.17 |  |  | 309.68
| Total | 30013 | 30030 | 17 | 285651869.3 | 293015054.14 | 618838 | 612544.32
Table 33 Billing Determinants - 2014 Bridge vs 2013 Actual
|  | Customer/Connections |  |  | kWh |  | kW
| Billing Determinants | 2013 Actual | 2014 Bridge | Difference | 2013 Actual | 2014 Bridge | 2013 Actual | 2014 Bridge | Volumeteric Difference
| Residential | 21108 | 21117 | 9 | 207806639.26 | 205950079.75 |  |  | -1856559.51
| General Service < 50 kW | 2649 | 2657 | 8 | 85119330.71 | 85369054.68 |  |  | 249723.97
| General Service 50 to 2999 kW | 255 | 252 | -3 |  |  | 535312.52 | 533378.05 | -1934.47
| General Service 3000 to 4999 kW | 2 | 2 | 0 |  |  | 69448.33 | 54354.87 | -15093.46
| Street Lighting | 5574 | 5419 | -155 |  |  | 6559.4 | 5677.12 | -882.28
| Sentinel Lighting | 427 | 427 | 0 |  |  | 1224.07 | 1178.61 | -45.46
| Unmetered Scattered Load | 15 | 11 | -4 | 89084.17 | 50609.55 |  |  | -38474.62
| Total | 30030 | 29885 | -145 | 293015054.14 | 291369743.98 | 612544.32 | 594588.65
Table 35 Billing Determinants - 2015 Test vs 2014 Bridge
|  | Customer/Connections |  |  | kWh |  | kW
| Billing Determinants | 2014 Bridge | 2015 Test | Difference | 2014 Bridge | 2015 Test | 2014 Bridge | 2015 Test | Volumeteric Difference
| Residential | 21117 | 21124 | 7 | 205950079.75 | 204205261.0938 |  |  | -1744818.6562
| General Service < 50 kW | 2657 | 2668 | 11 | 85369054.68 | 84661260.365 |  |  | -707794.315
| General Service 50 to 2999 kW | 252 | 247 | -5 |  |  | 533378.05 | 510136.0594 | -23241.9906
| General Service 3000 to 4999 kW | 2 | 1 | -1 |  |  | 54354.87 | 33801.4257 | -20553.4443
| Street Lighting | 5419 | 5419 | 0 |  |  | 5677.12 | 5641.08 | -36.04
| Sentinel Lighting | 427 | 412 | -15 |  |  | 1178.61 | 1193.4344 | 14.8244
| Unmetered Scattered Load | 11 | 7 | -4 | 50609.55 | 32044.6604 |  |  | -18564.8896
| Total | 29885 | 29878 | -7 | 291369743.98 | 288898566.1192 | 594588.65 | 550771.9996

## Summary
North Bay Hydro Distribution Ltd. Weather Normal Load Forecast for 2015 Budget
| 1999 Actual | 2000 Actual | 2001 Actual | 2002 Actual | 2003 Actual | 2004 Actual | 2005 Actual | 2006 Actual | 2007 Actual | 2008 Actual | 2009 Actual | 2010 Actual | 2011 Actual | 2012 Actual | 2013 Actual | 2014 Actual | 2015 Weather Normal
Actual kWh Purchases | 586785297.2 | 590756479.7 | 587842839.8 | 593838876.1 | 594630408 | 601756740 | 606363661 | 585762798 | 598640314 | 594903991 | 580320683.0769 | 592105953.8462 | 593738607.6923 | 572612692.676 | 573172084.7767
Predicted kWh Purchases | 590482887.3572 | 592674585.3572 | 588818754.4982 | 600200758.5494 | 596549225.7722 | 597282563.0267 | 600373980.2603 | 584511150.3017 | 595826049.5827 | 591067777.4931 | 591879200.9195 | 587566256.5849 | 591517374.1348 | 561088007.8761 | 572197777.8115 | 572384809.0654 | 566813951.6337
% Difference | 0.6301% | 0.3247% | 0.166% | 1.071% | 0.3227% | -0.7435% | -0.9878% | -0.2137% | -0.4701% | -0.6448% | 1.992% | -0.7667% | -0.3741% | -2.013% | -0.17%
[14 empty] | 21125915.0163 | -559392.1007
CDM Impact - Uplifted | [13 empty] | 3.558% | -0.09769% |  | 11503378.8707
18019538.9101
Total Adjusted Predicted Purchases | [16 empty] | 537291033.8528
Loss of Customer Impact
Billed kWh | 552202396.55 | 560818993.19 | 558632478.17 | 561663526.12 | 562521395.51 | 566916802.64 | 577056179.81 | 560321499.11 | 570440203.63 | 567021540.09 | 552881331.02 | 566701778.34 | 564905304.29 | 548341092.05 | 548196762.39 | 537983045.77 | 542759016.417
[14 empty] | 24271600.626 | 24975322.3867
CDM Impact | [16 empty] | 11015188.6406
Loss of Customer Impact | [16 empty] | 17254810.3076
Total Adjusted Sales | [16 empty] | 514489017.4688
By Class
Residential
Customers | 19386 | 19468 | 19645 | 19973 | 19862 | 19966 | 20125 | 20555 | 20726 | 20757 | 20850 | 20952 | 21096 | 21074 | 21108 | 21117 | 21124
kWh | 202669124 | 200097321.69 | 198456943.03 | 207681317.34 | 210893672.09 | 210809814.48 | 213809354.78 | 207199584.39 | 213131700.82 | 213813391.87 | 213412761.7 | 206535117.75 | 207358082.23 | 200614424.25 | 207806639.26 | 205950079.75 | 204205261.0938
General Service < 50 kW
Customers | 2489 | 2499 | 2555 | 2562 | 2568 | 2598 | 2595 | 2678 | 2626 | 2616 | 2629 | 2633 | 2623 | 2645 | 2649 | 2657 | 2668
kWh | 93006600.68 | 93522914.2 | 92210666.49 | 89796969.31 | 89209773.79 | 89988449.39 | 91284157.51 | 90175437.71 | 89681002.13 | 88723630.8 | 87404596.4 | 85042099.07 | 85023143.98 | 84948670.56 | 85119330.71 | 85369054.68 | 84661260.365
General Service 50 to 2999 kW
Customers | 219 | 229 | 244 | 255 | 253 | 253 | 255 | 258 | 267 | 273 | 274 | 269 | 268 | 254 | 255 | 252 | 247
kWh | 180470708.89 | 189741371.33 | 193643867.95 | 201005607.95 | 201597911.87 | 203266731.03 | 210628244.74 | 207117427.59 | 213456497 | 215710011.33 | 210054005.56 | 230037736.63 | 231667366.05 | 223688452.95 | 216614453.61 | 217236187.44 | 205910919.4177
kW | 604561.49 | 615896.58 | 618479.91 | 599393.3 | 593814.14 | 590317.42 | 613159.62 | 602160.47 | 604779.68 | 602776.32 | 584819 | 588203.21 | 582945.86 | 540969 | 535312.52 | 533378.05 | 510136.0594
General Service 3000 to 4999 kW
Customers | 3 | 3 | 3 | 3 | 2 | 2 | 2 | 2 | 2 | 2 | 2 | 2 | 2 | 2 | 2 | 2 | 1
kWh | 70831699.34 | 73018972.51 | 70005177.15 | 58939556.43 | 56567098.68 | 58382820.59 | 57056735.82 | 51603011.81 | 49926707.79 | 44528103.78 | 37817391.77 | 41028103.81 | 37086851.81 | 35722771.82 | 35775035.79 | 26926555.82 | 17254810.3076
kW | 200911.4 | 210331.37 | 182444.07 | 116994.94 | 107185.13 | 109315.81 | 109679.8 | 96179.77 | 95579.78 | 88903.8 | 79624 | 78059.55 | 70473.35 | 68480 | 69448.33 | 54354.87 | 33801.4257
Street Lighting
Customers | 5000 | 5139 | 5139 | 5287 | 5277 | 5508 | 5534 | 5510 | 5534 | 5550 | 5571 | 5572 | 5574 | 5574 | 5574 | 5419 | 5419
kWh | 3848794 | 3206672 | 3157599.51 | 3158515.92 | 3290730.82 | 3450130.64 | 3289523.16 | 3278339.58 | 3306185.5 | 3327500.91 | 3322758.85 | 3324190.13 | 3204122.67 | 2790238.49 | 2348268.23 | 2026565.89 | 2018762.3305
kW | 8604 | 8004.8 | 8801.16 | 8805.72 | 9600 | 9618.24 | 9192 | 9192 | 9238.56 | 9270.12 | 9285 | 9284.76 | 9041.75 | 7788 | 6559.4 | 5677.12 | 5641.08
Sentinel Lighting
Connections | 579 | 579 | 579 | 579 | 641 | 574 | 555 | 606 | 577 | 521 | 518 | 509 | 474 | 447 | 427 | 427 | 412
kWh | 953800 | 842504.91 | 766889 | 691273 | 593889.04 | 630997.84 | 616682.23 | 577962.65 | 568495.63 | 567633.19 | 557945.86 | 569407.57 | 481664.12 | 487759.49 | 443950.62 | 423992.64 | 405959.2937
kW | 1469 | 1026 | 1013 | 1494.9 | 1608.2 | 1734.77 | 1703.85 | 1594.68 | 1542.98 | 1530.54 | 1506 | 1541.04 | 1286.71 | 1601 | 1224.07 | 1178.61 | 1193.4344
Unmetered Scattered Load
Customer | 21 | 21 | 21 | 21 | 21 | 21 | 21 | 21 | 21 | 21 | 21 | 19 | 18 | 17 | 15 | 11 | 7
kWh | 421669.64 | 389236.55 | 391335.04 | 390286.17 | 368319.22 | 387858.67 | 371481.57 | 369735.38 | 369614.76 | 351268.21 | 311870.88 | 165123.38 | 84073.43 | 88774.49 | 89084.17 | 50609.55 | 32044.6604
Total
Customer/Connections | 27697 | 27938 | 28186 | 28680 | 28624 | 28922 | 29087 | 29630 | 29753 | 29740 | 29865 | 29956 | 30055 | 30013 | 30030 | 29885 | 29878
kWh | 552202396.55 | 560818993.19 | 558632478.17 | 561663526.12 | 562521395.51 | 566916802.64 | 577056179.81 | 560321499.11 | 570440203.63 | 567021540.09 | 552881331.02 | 566701778.34 | 564905304.29 | 548341092.05 | 548196762.39 | 537983045.77 | 514489017.4688
kW from applicable classes | 815545.89 | 835258.75 | 810738.14 | 726688.86 | 712207.47 | 710986.24 | 733735.27 | 709126.92 | 711141 | 702480.78 | 675234 | 677088.56 | 663747.67 | 618838 | 612544.32 | 594588.65 | 550771.9996
Check totals | 0 | 0 | 0 | 0 | 0 | 0 | 0 | 0 | 0 | 0 | 0 | 0 | 0 | 0 | 0 | 0 | 1
| 0 | 0 | 0 | 0 | 0 | 0 | 0 | 0 | 0 | 0 | 0 | 0 | 0 | 0 | 0 | 0 | 28269998.9482
| 0 | 0 | 0 | 0 | 0 | 0 | 0 | 0 | 0 | 0 | 0 | 0 | 0 | 0 | 0 | 0 | 0
Total Customer Count - Resi / GS | 22119 | 22221 | 22469 | 22815 | 22707 | 22841 | 22999 | 23515 | 23643 | 23670 | 23777 | 23878 | 24011 | 23975 | 24014 | 24028 | 24040
Street Lights | 1 | 1 | 1 | 1 | 1 | 1 | 1 | 1 | 1 | 1 | 1 | 1 | 1 | 1 | 1 | 1 | 1
Sentinal Lights | [7 empty] | 265 | 261 | 264 | 263 | 263 | 263 | 263 | 263 | 263 | 263
USL | 21 | 21 | 21 | 21 | 21 | 21 | 21 | 21 | 21 | 21 | 21 | 21 | 21 | 17 | 15 | 11 | 7
[8 empty] | 23802 | 23926 | 23956 | 24062 | 24163 | 24296 | 24256 | 24293 | 24303 | 24311
[9 empty] | 124 | 30 | 106 | 101 | 133 | -40 | 37 | 10 | 8

## Purchased Power Model
| Purchased | Heating Degree Days | Cooling Degree Days | Number of Days in Month | Spring Fall Flag | North Bay Economy | Predicted Purchases | Ontario Real GDP Monthly % | Population | Number of Peak Hours | Variances (kWh) | % Variance - Absolute
1999-01-01 | 63487135.8 | 943.6 | 0 | 31 | 0 | 0 | 63033280.2669 | 105.4335 | 53395.3988 | 319.92 | -453855.5331 | 0.7149% | SUMMARY OUTPUT
1999-02-01 | 52841335.7 | 690.8 | 0 | 28 | 0 | 0 | 53234951.4752 | 106.0708 | 53369.3821 | 319.872 | 393615.7752 | 0.7449%
1999-03-01 | 54688698.5 | 672.5 | 0 | 31 | 1 | 0 | 54434375.0513 | 106.712 | 53343.3654 | 368.28 | -254323.4487 | 0.465% | Regression Statistics
1999-04-01 | 44591785 | 383.7 | 0 | 30 | 1 | 0 | 46104829.1326 | 107.3571 | 53317.3487 | 336.24 | 1513044.1326 | 3.393% | Multiple R | 98.83%
1999-05-01 | 43099943 | 135.9 | 16.1 | 31 | 1 | 0 | 42476029.0699 | 108.0061 | 53291.332 | 319.92 | -623913.9301 | 1.448% | R Square | 97.67%
1999-06-01 | 43342959.9 | 50.6 | 58.2 | 30 | 0 | 0 | 44538586.0759 | 108.659 | 53265.3153 | 352.08 | 1195626.1759 | 2.759% | Adjusted R Square | 97.61%
1999-07-01 | 45592773.4 | 17.9 | 80.4 | 31 | 0 | 0 | 46737113.0723 | 109.3158 | 53239.2986 | 336.288 | 1144339.6723 | 2.51% | Standard Error | 1114991.3631
1999-08-01 | 42287374.5 | 56.3 | 23.2 | 31 | 0 | 0 | 42977635.8803 | 109.9766 | 53213.2819 | 336.288 | 690261.3803 | 1.632% | Observations | 192
1999-09-01 | 41300857.8 | 114.9 | 28.3 | 30 | 1 | 0 | 41780755.6269 | 110.6414 | 53187.2652 | 336.24 | 479897.8269 | 1.162%
1999-10-01 | 46442289.5 | 396.7 | 0 | 31 | 1 | 0 | 47606657.9516 | 111.3102 | 53161.2485 | 319.92 | 1164368.4516 | 2.507% | ANOVA
1999-11-01 | 50218866 | 504.5 | 0 | 30 | 1 | 0 | 49095359.3198 | 111.9831 | 53135.2318 | 352.08 | -1123506.6802 | 2.237% |  | df | SS | MS | F | Significance F
1999-12-01 | 58891278.1 | 759 | 0 | 31 | 0 | 0 | 58463314.4345 | 112.66 | 53109.2151 | 336.288 | -427963.6655 | 0.7267% | Regression | 5 | 9683910090945816 | 1.9368e+15 | 1557.8934 | 1.0567e-149
2000-01-01 | 64153164.5 | 972 | 0 | 31 | 0 | 0 | 63736351.9335 | 113.1995 | 53083.1984 | 319.92 | -416812.5665 | 0.6497% | Residual | 186 | 2.3124e+14 | 1.2432e+12
2000-02-01 | 56490500.7 | 758.8 | 0 | 29 | 0 | 0 | 56098362.747 | 113.7415 | 53057.1817 | 336.168 | -392137.953 | 0.6942% | Total | 191 | 9915146358546448
2000-03-01 | 52703249.4 | 570.8 | 0 | 31 | 1 | 0 | 51916685.3158 | 114.2862 | 53031.165 | 368.28 | -786564.0842 | 1.492%
2000-04-01 | 45985994.7 | 435.7 | 0 | 30 | 1 | 0 | 47392143.4516 | 114.8334 | 53005.1483 | 303.84 | 1406148.7516 | 3.058% |  | Coefficients | Standard Error | t Stat | P-value | Lower 95% | Upper 95%
2000-05-01 | 42508040.6 | 201.1 | 2.8 | 31 | 1 | 0 | 42994940.4197 | 115.3833 | 52979.1316 | 351.912 | 486899.8197 | 1.145% | Intercept | 3093469.1684 | 3093027.8631 | 1.0001 | 0.31854 | -3008456.5525 | 9195394.8894
2000-06-01 | 41335407.6 | 104.1 | 11.3 | 30 | 0 | 0 | 42001074.2104 | 115.9358 | 52953.1149 | 352.08 | 665666.6104 | 1.61% | Heating Degree Days | 24756.0446 | 387.1706 | 63.9409 | 1.476e-128 | 23992.2343 | 25519.8549
2000-07-01 | 42423846.6 | 48.4 | 30.6 | 31 | 0 | 0 | 43391412.9331 | 116.491 | 52927.0982 | 319.92 | 967566.3331 | 2.281% | Cooling Degree Days | 82344.5683 | 6163.1529 | 13.3608 | 5.5578e-29 | 70185.8995 | 94503.237
2000-08-01 | 43723678.9 | 51.5 | 24.2 | 31 | 0 | 0 | 42941151.4345 | 117.0488 | 52901.0815 | 351.912 | -782527.4655 | 1.79% | Number of Days in Month | 1180000.2393 | 102260.5708 | 11.5392 | 1.4002e-23 | 978260.5736 | 1381739.905
2000-09-01 | 41935856.2 | 195.9 | 5.7 | 30 | 1 | 0 | 41925007.9965 | 117.6093 | 52875.0648 | 319.68 | -10848.2035 | 0.02587% | Spring Fall Flag | -1887541.5256 | 209667.5592 | -9.0025 | 2.5859e-16 | -2301173.7104 | -1473909.3409
2000-10-01 | 45622937.2 | 336.8 | 0 | 31 | 1 | 0 | 46123770.8803 | 118.1725 | 52849.0481 | 336.288 | 500833.6803 | 1.098% | North Bay Economy | -2118010.324 | 204405.7319 | -10.3618 | 3.7709e-20 | -2521261.9751 | -1714758.6729
2000-11-01 | 50313527.2 | 552.7 | 0 | 30 | 1 | 0 | 50288600.6694 | 118.7384 | 52823.0314 | 352.08 | -24926.5306 | 0.04954%
2000-12-01 | 63560276.1 | 977.2 | 0 | 31 | 0 | 0 | 63865083.3654 | 119.3069 | 52797.0147 | 304.296 | 304807.2654 | 0.4796%
2001-01-01 | 62009098.8 | 883.3 | 0 | 31 | 0 | 0 | 61540490.7778 | 119.4844 | 52770.998 | 351.912 | -468608.0222 | 0.7557%
2001-02-03 | 55385237.4 | 813.7 | 0 | 28 | 0 | 0 | 56277469.3561 | 119.6622 | 52790.9147 | 319.872 | 892231.9561 | 1.611% | Coefficient
2001-03-08 | 55156674 | 709.6 | 0 | 31 | 1 | 0 | 55352824.3058 | 119.8402 | 52810.8314 | 351.912 | 196150.3058 | 0.3556% | Heating Degree Days | 24756.0446
2001-04-10 | 46076998.2 | 387.2 | 0 | 30 | 1 | 0 | 46191475.2887 | 120.0185 | 52830.7481 | 319.68 | 114477.0887 | 0.2484% | Cooling Degree Days | 82344.5683
2001-05-13 | 43199113.9 | 155.5 | 3.7 | 31 | 1 | 0 | 41940174.8976 | 120.1971 | 52850.6648 | 351.912 | -1258939.0024 | 2.914% | Number of Days in Month | 1180000.2393
2001-06-15 | 43534388.4 | 59.5 | 38.1 | 30 | 0 | 0 | 43103789.0508 | 120.3759 | 52870.5815 | 336.24 | -430599.3492 | 0.9891% | Spring Fall Flag | -1887541.5256
2001-07-18 | 42688389.6 | 53.1 | 62.5 | 31 | 0 | 0 | 46134558.0702 | 120.555 | 52890.4982 | 336.288 | 3446168.4702 | 8.073% | North Bay Economy | -2118010.324
2001-08-20 | 45403097 | 17.9 | 79 | 31 | 0 | 0 | 46621830.6767 | 120.7344 | 52910.4149 | 351.912 | 1218733.6767 | 2.684% | Constant | 3093469.1684
2001-09-22 | 42491205.6 | 161.2 | 11.8 | 30 | 1 | 0 | 41568275.1154 | 120.914 | 52930.3316 | 303.84 | -922930.4846 | 2.172%
2001-10-25 | 47325120 | 341.5 | 0 | 31 | 1 | 0 | 46240124.2899 | 121.0939 | 52950.2483 | 351.912 | -1084995.7101 | 2.293%
2001-11-27 | 49866264.6 | 457.5 | 0 | 30 | 1 | 0 | 47931825.2238 | 121.274 | 52970.165 | 352.08 | -1934439.3762 | 3.879%
2001-12-30 | 54707252.3 | 656.1 | 0 | 31 | 0 | 0 | 55915917.4455 | 121.4545 | 52990.0817 | 304.296 | 1208665.1455 | 2.209%
2002-01-19 | 59190699.9 | 799.5 | 0 | 31 | 0 | 0 | 59465934.2406 | 121.7639 | 53009.9984 | 351.912 | 275234.3406 | 0.465%
2002-02-21 | 54122186.7 | 770.7 | 0 | 28 | 0 | 0 | 55212959.4384 | 122.074 | 53029.9151 | 319.872 | 1090772.7384 | 2.015%
2002-03-26 | 56174150.4 | 756.4 | 0 | 31 | 1 | 0 | 56511407.1929 | 122.385 | 53049.8318 | 319.92 | 337256.7929 | 0.6004%
2002-04-28 | 46696819.1 | 443.6 | 0.5 | 30 | 1 | 0 | 47628888.488 | 122.6967 | 53069.7485 | 352.08 | 932069.388 | 1.996%
2002-05-31 | 45039770 | 304 | 0.8 | 31 | 1 | 0 | 45377648.2722 | 123.0093 | 53089.6652 | 351.912 | 337878.2722 | 0.7502%
2002-06-01 | 42372405 | 83.6 | 34.1 | 30 | 0 | 0 | 43371031.4525 | 123.3226 | 53109.5819 | 319.68 | 998626.4525 | 2.357%
2002-07-03 | 45838809 | 18.2 | 74.1 | 31 | 0 | 0 | 46225769.1056 | 123.6368 | 53129.4986 | 351.912 | 386960.1056 | 0.8442%
2002-08-05 | 45311412 | 22 | 62.6 | 31 | 0 | 0 | 45372879.5401 | 123.9517 | 53149.4153 | 336.288 | 61467.5401 | 0.1357%
2002-09-07 | 42710904 | 89.1 | 30.2 | 30 | 1 | 0 | 41298504.356 | 124.2675 | 53169.332 | 319.68 | -1412399.644 | 3.307%
2002-10-10 | 46917981 | 438.3 | 2.2 | 31 | 1 | 0 | 48817667.457 | 124.584 | 53189.2487 | 351.912 | 1899686.457 | 4.049%
2002-11-12 | 51516609 | 627.7 | 0 | 30 | 1 | 0 | 52145304.0141 | 124.9014 | 53209.1654 | 336.24 | 628695.0141 | 1.22%
2002-12-15 | 57947130 | 771.5 | 0 | 31 | 0 | 0 | 58772764.9919 | 125.2196 | 53229.0821 | 319.92 | 825634.9919 | 1.425%
2003-01-01 | 65599527 | 1040.4 | 0 | 31 | 0 | 0 | 65429665.3838 | 125.3647 | 53248.9988 | 351.912 | -169861.6162 | 0.2589%
2003-02-01 | 58805484 | 908.9 | 0 | 28 | 0 | 0 | 58634244.8016 | 125.51 | 53268.9155 | 319.872 | -171239.1984 | 0.2912%
2003-03-01 | 56511633 | 732.2 | 0 | 31 | 1 | 0 | 55912310.9137 | 125.6555 | 53288.8322 | 336.288 | -599322.0863 | 1.061%
2003-04-01 | 48410985 | 513.9 | 0 | 30 | 1 | 0 | 49328066.139 | 125.8012 | 53308.7489 | 336.24 | 917081.139 | 1.894%
2003-05-01 | 42511005 | 208.3 | 0.7 | 31 | 1 | 0 | 43000260.3475 | 125.947 | 53328.6656 | 336.288 | 489255.3475 | 1.151%
2003-06-01 | 41668530 | 64.5 | 27.4 | 30 | 0 | 0 | 42346482.3934 | 126.093 | 53348.5823 | 336.24 | 677952.3934 | 1.627%
2003-07-01 | 44043534 | 16.1 | 37.4 | 31 | 0 | 0 | 43151735.7568 | 126.2392 | 53368.499 | 351.912 | -891798.2432 | 2.025%
2003-08-01 | 42064341 | 32.9 | 60.7 | 31 | 0 | 1 | 43368255.4225 | 126.3856 | 53388.4157 | 319.92 | 1303914.4225 | 3.1%
2003-09-01 | 41000127 | 111.8 | 9.1 | 30 | 1 | 0 | 40122996.178 | 126.5321 | 53408.3324 | 336.24 | -877130.822 | 2.139%
2003-10-01 | 46214952 | 376.6 | 0.4 | 31 | 1 | 0 | 47141999.2825 | 126.6788 | 53428.2491 | 351.912 | 927047.2825 | 2.006%
2003-11-01 | 49785980 | 523.7 | 0 | 30 | 1 | 0 | 49570675.3761 | 126.8256 | 53448.1658 | 319.68 | -215304.6239 | 0.4325%
2003-12-01 | 58014310 | 762.2 | 0 | 31 | 0 | 0 | 58542533.7772 | 126.9726 | 53468.0825 | 336.288 | 528223.7772 | 0.9105%
2004-01-01 | 69057020 | 1121.6 | 0 | 31 | 0 | 0 | 67439856.2051 | 127.2445 | 53487.9992 | 336.288 | -1617163.7949 | 2.342%
2004-02-01 | 59735330 | 780.5 | 0 | 29 | 0 | 0 | 56635568.9147 | 127.517 | 53507.9159 | 320.16 | -3099761.0853 | 5.189%
2004-03-01 | 54100800 | 647.1 | 0 | 31 | 1 | 0 | 53805571.5185 | 127.79 | 53527.8326 | 368.28 | -295228.4815 | 0.5457%
2004-04-01 | 46868660 | 454.7 | 0 | 30 | 1 | 0 | 47862508.2989 | 128.0637 | 53547.7493 | 336.24 | 993848.2989 | 2.12%
2004-05-01 | 43342330 | 257.5 | 4.1 | 31 | 1 | 0 | 44498229.2737 | 128.3379 | 53567.666 | 319.92 | 1155899.2737 | 2.667%
2004-06-01 | 41064550 | 104 | 7.7 | 30 | 0 | 0 | 41702158.1602 | 128.6127 | 53587.5827 | 352.08 | 637608.1602 | 1.553%
2004-07-01 | 43951680 | 25.1 | 41 | 31 | 0 | 0 | 43670980.6039 | 128.8881 | 53607.4994 | 336.288 | -280699.3961 | 0.6387%
2004-08-01 | 42933280 | 75.6 | 20.5 | 31 | 0 | 0 | 43233097.2067 | 129.1641 | 53627.4161 | 336.288 | 299817.2067 | 0.6983%
2004-09-01 | 42265810 | 103.5 | 19.8 | 30 | 1 | 0 | 40798607.8883 | 129.4406 | 53647.3328 | 336.24 | -1467202.1117 | 3.471%
2004-10-01 | 45470380 | 326.3 | 0 | 31 | 1 | 0 | 45863832.412 | 129.7178 | 53667.2495 | 319.92 | 393452.412 | 0.8653%
2004-11-01 | 50304380 | 537.2 | 0 | 30 | 1 | 0 | 49904881.9781 | 129.9956 | 53687.1662 | 352.08 | -399498.0219 | 0.7942%
2004-12-01 | 62662520 | 896.5 | 0 | 31 | 0 | 0 | 61867270.5664 | 130.2739 | 53707.0829 | 336.288 | -795249.4336 | 1.269%
2005-01-01 | 66888915 | 1002.3 | 0 | 31 | 0 | 0 | 64486460.0847 | 130.5741 | 53726.9996 | 319.92 | -2402454.9153 | 3.592%
2005-02-01 | 54935166 | 736.3 | 0 | 28 | 0 | 0 | 54361351.5043 | 130.8749 | 53746.9163 | 319.872 | -573814.4957 | 1.045%
2005-03-01 | 56830765 | 739.1 | 0 | 31 | 1 | 0 | 56083127.6214 | 131.1764 | 53766.833 | 351.912 | -747637.3786 | 1.316%
2005-04-01 | 46226900 | 378.9 | 0 | 30 | 1 | 0 | 45986000.1185 | 131.4786 | 53786.7497 | 336.24 | -240899.8815 | 0.5211%
2005-05-01 | 43216125 | 214.9 | 0.9 | 31 | 1 | 0 | 43180119.1554 | 131.7815 | 53806.6664 | 336.288 | -36005.8446 | 0.08332%
2005-06-01 | 45498644 | 32 | 75.7 | 30 | 0 | 0 | 45519153.591 | 132.0852 | 53826.5831 | 352.08 | 20509.591 | 0.04508%
2005-07-01 | 47362218 | 13.7 | 103 | 31 | 0 | 0 | 48494124.9277 | 132.3895 | 53846.4998 | 319.92 | 1131906.9277 | 2.39%
2005-08-01 | 45630403 | 18.8 | 66.5 | 31 | 0 | 0 | 45614804.0136 | 132.6945 | 53866.4165 | 351.912 | -15598.9864 | 0.03419%
2005-09-01 | 42580573 | 85.4 | 17.3 | 30 | 1 | 0 | 40144662.0604 | 133.0002 | 53886.3332 | 336.24 | -2435910.9396 | 5.721%
2005-10-01 | 45537061 | 300 | 7.3 | 31 | 1 | 0 | 45813863.7875 | 133.3066 | 53906.2499 | 319.92 | 276802.7875 | 0.6079%
2005-11-01 | 51404729 | 558.2 | 0 | 30 | 1 | 0 | 50424758.9146 | 133.6138 | 53926.1666 | 352.08 | -979970.0854 | 1.906%
2005-12-01 | 60252162 | 831.8 | 0 | 31 | 0 | 0 | 60265554.4811 | 133.9216 | 53946.0833 | 319.92 | 13392.4811 | 0.02223%
2006-01-01 | 60057501 | 774.4 | 0 | 31 | 0 | 0 | 58844557.5212 | 134.1865 | 53966 | 336.288 | -1212943.4788 | 2.02%
2006-02-01 | 56039043 | 819.9 | 0 | 28 | 0 | 0 | 56430956.8326 | 134.452 | 53985.9167 | 319.872 | 391913.8326 | 0.6994%
2006-03-01 | 55895027 | 666.4 | 0 | 31 | 1 | 0 | 54283363.1792 | 134.718 | 54005.8334 | 368.28 | -1611663.8208 | 2.883%
2006-04-01 | 45424746 | 368.2 | 0 | 30 | 1 | 0 | 45721110.4413 | 134.9845 | 54025.7501 | 303.84 | 296364.4413 | 0.6524%
2006-05-01 | 43588455 | 162.8 | 14.5 | 31 | 1 | 0 | 43010215.3603 | 135.2515 | 54045.6668 | 351.912 | -578239.6397 | 1.327%
2006-06-01 | 43241594 | 53 | 31.7 | 30 | 0 | 0 | 42415869.5241 | 135.5191 | 54065.5835 | 352.08 | -825724.4759 | 1.91%
2006-07-01 | 44839273 | 9.4 | 81.4 | 31 | 0 | 0 | 46609031.2615 | 135.7872 | 54085.5002 | 319.92 | 1769758.2615 | 3.947%
2006-08-01 | 43794723 | 50.8 | 25.4 | 31 | 0 | 0 | 43022635.6852 | 136.0558 | 54105.4169 | 351.912 | -772087.3148 | 1.763%
2006-09-01 | 41496399 | 183.8 | 0.1 | 30 | 1 | 0 | 41164330.2746 | 136.325 | 54125.3336 | 319.68 | -332068.7254 | 0.8002%
2006-10-01 | 46700377 | 401.4 | 0 | 31 | 1 | 0 | 47723011.3612 | 136.5947 | 54145.2503 | 336.288 | 1022634.3612 | 2.19%
2006-11-01 | 49262976 | 496.8 | 0 | 30 | 1 | 0 | 48904737.7764 | 136.8649 | 54165.167 | 352.08 | -358238.2236 | 0.7272%
2006-12-01 | 55422684 | 674.9 | 0 | 31 | 0 | 0 | 56381331.0839 | 137.1357 | 54185.0837 | 304.296 | 958647.0839 | 1.73%
2007-01-01 | 62003361 | 883.4 | 0 | 31 | 0 | 0 | 61542966.3822 | 137.3622 | 54205.0004 | 351.912 | -460394.6178 | 0.7425%
2007-02-01 | 59454517 | 909.1 | 0 | 28 | 0 | 0 | 58639196.0105 | 137.5891 | 54224.9171 | 319.872 | -815320.9895 | 1.371%
2007-03-01 | 56496409 | 691 | 0 | 31 | 1 | 0 | 54892361.8763 | 137.8163 | 54244.8338 | 351.912 | -1604047.1237 | 2.839%
2007-04-01 | 47097957 | 426.6 | 0 | 30 | 1 | 0 | 47166863.4458 | 138.0439 | 54264.7505 | 319.68 | 68906.4458 | 0.1463%
2007-05-01 | 43141950 | 189 | 15.1 | 31 | 1 | 0 | 43708230.4697 | 138.2719 | 54284.6672 | 351.912 | 566280.4697 | 1.313%
2007-06-01 | 43729150 | 71.1 | 55.8 | 30 | 0 | 0 | 44848458.0263 | 138.5003 | 54304.5839 | 336.24 | 1119308.0263 | 2.56%
2007-07-01 | 43830720 | 34.2 | 44.6 | 31 | 0 | 0 | 44192701.0555 | 138.729 | 54324.5006 | 336.288 | 361981.0555 | 0.8259%
2007-08-01 | 44858760 | 36.8 | 48.9 | 31 | 0 | 0 | 44611148.415 | 138.9581 | 54344.4173 | 351.912 | -247611.585 | 0.552%
2007-09-01 | 41609690 | 110 | 13.7 | 30 | 1 | 0 | 40457220.3118 | 139.1876 | 54364.334 | 303.84 | -1152469.6882 | 2.77%
2007-10-01 | 44856840 | 262 | 0 | 31 | 1 | 0 | 44272018.7445 | 139.4175 | 54384.2507 | 351.912 | -584821.2555 | 1.304%
2007-11-01 | 51271030 | 588.7 | 0 | 30 | 1 | 0 | 51179818.2748 | 139.6478 | 54404.1674 | 352.08 | -91211.7252 | 0.1779%
2007-12-01 | 60289930 | 833.8 | 0 | 31 | 0 | 0 | 60315066.5703 | 139.8784 | 54424.0841 | 304.296 | 25136.5703 | 0.04169%
2008-01-01 | 61073577 | 803.7 | 0 | 31 | 0 | 0 | 59569909.6279 | 139.9829 | 54444.0008 | 352 | -1503667.3721 | 2.462%
2008-02-01 | 58581393 | 840.1 | 0 | 29 | 0 | 0 | 58111029.1727 | 140.0875 | 54463.9175 | 320 | -470363.8273 | 0.8029%
2008-03-01 | 57220339 | 762.1 | 0 | 31 | 1 | 0 | 56652516.6471 | 140.1921 | 54483.8342 | 304 | -567822.3529 | 0.9923%
2008-04-01 | 45833475 | 345.5 | 0.4 | 30 | 1 | 0 | 45192086.0563 | 140.2968 | 54503.7509 | 352 | -641388.9437 | 1.399%
2008-05-01 | 42639861 | 261 | 0 | 31 | 1 | 0 | 44247262.6999 | 140.4016 | 54523.6676 | 336 | 1607401.6999 | 3.77%
2008-06-01 | 41817235 | 53.8 | 26.2 | 30 | 0 | 0 | 41982779.2343 | 140.5065 | 54543.5843 | 336 | 165544.2343 | 0.3959%
2008-07-01 | 44576231 | 11.5 | 38.3 | 31 | 0 | 0 | 43111968.0631 | 140.6114 | 54563.501 | 352 | -1464262.9369 | 3.285%
2008-08-01 | 43512092 | 35.7 | 21.7 | 31 | 0 | 0 | 42344144.5092 | 140.7164 | 54583.4177 | 320 | -1167947.4908 | 2.684%
2008-09-01 | 42133287 | 151 | 6.9 | 30 | 1 | 0 | 40912275.076 | 140.8215 | 54603.3344 | 336 | -1221011.924 | 2.898%
2008-10-01 | 46526477 | 381.4 | 0.7 | 31 | 1 | 0 | 47285531.6671 | 140.9267 | 54623.2511 | 352 | 759054.6671 | 1.631%
2008-11-01 | 50346630 | 559.4 | 0 | 30 | 1 | 0 | 50454466.1682 | 141.032 | 54643.1678 | 304 | 107836.1682 | 0.2142%
2008-12-01 | 60643394 | 869.7 | 0 | 31 | 0 | 0 | 61203808.5713 | 141.1373 | 54663.0845 | 336 | 560414.5713 | 0.9241%
2009-01-01 | 66435130 | 1046.1 | 0 | 31 | 0 | 0 | 65570774.838 | 140.7068 | 54673.0429 | 336 | -864355.162 | 1.301%
2009-02-01 | 54391300 | 773.1 | 0 | 28 | 0 | 0 | 55272373.9454 | 140.2775 | 54683.0012 | 304 | 881073.9454 | 1.62%
2009-03-01 | 54188320 | 671.1 | 0 | 31 | 1 | 0 | 54399716.5888 | 139.8496 | 54692.9596 | 352 | 211396.5888 | 0.3901%
2009-04-01 | 45313310 | 421.4 | 0.09 | 30 | 1 | 0 | 47045543.025 | 139.4229 | 54702.9179 | 320 | 1732233.025 | 3.823%
2009-05-01 | 40746061.5385 | 257.1 | 0 | 31 | 1 | 0 | 44150714.126 | 138.9976 | 54712.8763 | 320 | 3404652.5875 | 8.356%
2009-06-01 | 41206069.2308 | 85.2 | 34.1 | 30 | 0 | 0 | 43410641.1239 | 138.5736 | 54722.8346 | 352 | 2204571.8931 | 5.35%
2009-07-01 | 41748515.3846 | 46.3 | 13.6 | 31 | 0 | 0 | 41939567.579 | 138.1508 | 54732.793 | 352 | 191052.1944 | 0.4576%
2009-08-01 | 42834530.7692 | 60.9 | 35.6 | 31 | 0 | 0 | 44112586.3319 | 137.7294 | 54742.7513 | 320 | 1278055.5626 | 2.984%
2009-09-01 | 40869246.1538 | 126.2 | 4.9 | 30 | 1 | 0 | 40133636.0335 | 137.3092 | 54752.7097 | 336 | -735610.1203 | 1.8%
2009-10-01 | 46305269.2308 | 409.4 | 0 | 31 | 1 | 0 | 47921059.718 | 136.8903 | 54762.668 | 336 | 1615790.4872 | 3.489%
2009-11-01 | 47482200 | 453.8 | 0 | 30 | 1 | 0 | 47840227.8588 | 136.4727 | 54772.6264 | 320 | 358027.8588 | 0.754%
2009-12-01 | 58800730.7692 | 824.4 | 0 | 31 | 0 | 0 | 60082359.7511 | 136.0564 | 54782.5847 | 352 | 1281628.9818 | 2.18%
2010-01-01 | 61714800 | 887.4 | 0 | 31 | 0 | 0 | 61641990.5606 | 136.414 | 54792.5431 | 320 | -72809.4394 | 0.118%
2010-02-01 | 54321930.7692 | 753 | 0 | 28 | 0 | 0 | 54774777.4491 | 136.7725 | 54802.5014 | 304 | 452846.6798 | 0.8336%
2010-03-01 | 50859730.7692 | 501.3 | 0 | 31 | 1 | 0 | 50196140.2164 | 137.132 | 54812.4598 | 368 | -663590.5528 | 1.305%
2010-04-01 | 44050484.6154 | 314.5 | 0.1 | 30 | 1 | 0 | 44399945.3034 | 137.4924 | 54822.4181 | 320 | 349460.688 | 0.7933%
2010-05-01 | 44651823.0769 | 147.7 | 29.2 | 31 | 1 | 0 | 43846864.2403 | 137.8538 | 54832.3765 | 320 | -804958.8366 | 1.803%
2010-06-01 | 42680284.6154 | 71.2 | 7.1 | 30 | 0 | 0 | 40840753.1565 | 138.2161 | 54842.3348 | 352 | -1839531.4589 | 4.31%
2010-07-01 | 47940330.7692 | 11 | 90.4 | 31 | 0 | 0 | 47389742.0472 | 138.5794 | 54852.2932 | 336 | -550588.722 | 1.148%
2010-08-01 | 46659623.0769 | 29.4 | 69.7 | 31 | 0 | 0 | 46140720.7048 | 138.9437 | 54862.2515 | 336 | -518902.3721 | 1.112%
2010-09-01 | 43088392.3077 | 177.3 | 11.8 | 30 | 1 | 0 | 41966847.4334 | 139.3088 | 54872.2099 | 336 | -1121544.8743 | 2.603%
2010-10-01 | 45676969.2308 | 369.8 | 0 | 31 | 1 | 0 | 46940720.352 | 139.675 | 54882.1682 | 320 | 1263751.1212 | 2.767%
2010-11-01 | 50732084.6154 | 526.1 | 0 | 30 | 1 | 0 | 49630089.8831 | 140.0421 | 54892.1266 | 336 | -1101994.7323 | 2.172%
2010-12-01 | 59729500 | 812.9 | 0 | 31 | 0 | 0 | 59797665.2382 | 140.4102 | 54902.0849 | 368 | 68165.2382 | 0.1141%
2011-01-01 | 64609346.1538 | 984.2 | 0 | 31 | 0 | 0 | 64038375.6775 | 140.665 | 54912.0433 | 320 | -570970.4763 | 0.8837%
2011-02-01 | 56418838.4615 | 798.2 | 0 | 28 | 0 | 0 | 55893750.6648 | 140.9204 | 54922.0016 | 304 | -525087.7967 | 0.9307%
2011-03-01 | 57187261.5385 | 742.1 | 0 | 31 | 1 | 0 | 56157395.7552 | 141.1761 | 54931.96 | 368 | -1029865.7833 | 1.801%
2011-04-01 | 47356076.9231 | 443.5 | 0 | 30 | 1 | 0 | 47585240.5994 | 141.4324 | 54941.9183 | 320 | 229163.6764 | 0.4839%
2011-05-01 | 43036769.2308 | 175.1 | 6.9 | 31 | 1 | 0 | 42688895.9901 | 141.6891 | 54951.8767 | 320 | -347873.2407 | 0.8083%
2011-06-01 | 42724253.8462 | 65.7 | 22.2 | 30 | 0 | 0 | 41947997.892 | 141.9463 | 54961.835 | 352 | -776255.9542 | 1.817%
2011-07-01 | 47506515.3846 | 2.9 | 85.4 | 31 | 0 | 0 | 46777495.2447 | 142.2039 | 54971.7934 | 336 | -729020.14 | 1.535%
2011-08-01 | 45624407.6923 | 16.7 | 45.9 | 31 | 0 | 0 | 43866518.2138 | 142.4621 | 54981.7517 | 352 | -1757889.4785 | 3.853%
2011-09-01 | 42233746.1538 | 116.4 | 17.9 | 30 | 1 | 0 | 40961506.1839 | 142.7206 | 54991.7101 | 352 | -1272239.97 | 3.012%
2011-10-01 | 43980523.0769 | 295.3 | 1.5 | 31 | 1 | 0 | 45219911.8819 | 142.9797 | 55001.6684 | 320 | 1239388.805 | 2.818%
2011-11-01 | 47499561.5385 | 464.8 | 0 | 30 | 1 | 0 | 48112544.3493 | 143.2392 | 55011.6268 | 352 | 612982.8109 | 1.291%
2011-12-01 | 55561307.6923 | 751.1 | 0 | 31 | 0 | 0 | 58267741.6821 | 143.4992 | 55021.5851 | 336 | 2706433.9898 | 4.871%
2012-01-01 | 60440353.8462 | 855.4 | 0 | 31 | 0 | 1 | 58731786.8096 | 143.7948 | 55031.5435 | 336 | -1708567.0366 | 2.827%
2012-02-01 | 53240192.3077 | 717.6 | 0 | 29 | 0 | 1 | 52960403.3856 | 144.091 | 55041.5018 | 336 | -279788.922 | 0.5255%
2012-03-01 | 51166853.8462 | 510.4 | 0.7 | 31 | 1 | 1 | 48361051.096 | 144.3878 | 55051.4602 | 352 | -2805802.7501 | 5.484%
2012-04-01 | 44760523.0769 | 425.7 | 0 | 30 | 1 | 1 | 45026572.6817 | 144.6852 | 55061.4185 | 336 | 266049.6047 | 0.5944%
2012-05-01 | 41974454.5455 | 138.2 | 13.8 | 31 | 1 | 1 | 40225565.1415 | 144.9832 | 55071.3769 | 352 | -1748889.404 | 4.167%
2012-06-01 | 43023081.9091 | 50.5 | 49.1 | 30 | 0 | 1 | 41668764.5763 | 145.2819 | 55081.3352 | 336 | -1354317.3328 | 3.148%
2012-07-01 | 46297145.5455 | 2.2 | 78.3 | 31 | 0 | 1 | 44057509.2548 | 145.5811 | 55091.2936 | 336 | -2239636.2906 | 4.838%
2012-08-01 | 43563745.1909 | 27 | 44.9 | 31 | 0 | 1 | 41921150.5809 | 145.881 | 55101.2519 | 352 | -1642594.61 | 3.771%
2012-09-01 | 40969381.8618 | 163 | 12.4 | 30 | 1 | 1 | 39544232.4126 | 146.1815 | 55111.2103 | 304 | -1425149.4492 | 3.479%
2012-10-01 | 43802874.8264 | 331 | 0 | 31 | 1 | 1 | 43862175.4977 | 146.4826 | 55121.1686 | 352 | 59300.6713 | 0.1354%
2012-11-01 | 48147860.48 | 549.7 | 0 | 30 | 1 | 1 | 48096322.2116 | 146.7843 | 55131.127 | 352 | -51538.2684 | 0.107%
2012-12-01 | 55226225.24 | 770.6 | 0 | 31 | 0 | 1 | 56632474.2278 | 147.0867 | 55141.0853 | 320 | 1406248.9878 | 2.546%
2013-01-01 | 60327761.51 | 892.8 | 0 | 31 | 0 | 1 | 59657662.8775 |  |  |  | -670098.6325 | 1.111%
2013-02-01 | 53600343.01 | 801.4 | 0 | 28 | 0 | 1 | 53854959.6835 |  |  |  | 254616.6735 | 0.475%
2013-03-01 | 52121235.69 | 685.2 | 0 | 31 | 1 | 1 | 52630766.4937 |  |  |  | 509530.8037 | 0.9776%
2013-04-01 | 46644026.12 | 496.25 | 0 | 30 | 1 | 1 | 46773111.6279 |  |  |  | 129085.5079 | 0.2767%
2013-05-01 | 41426399.17 | 198.95 | 9.7 | 31 | 1 | 1 | 41391882.1208 |  |  |  | -34517.0492 | 0.08332%
2013-06-01 | 39734886.47 | 102.55 | 15 | 30 | 0 | 1 | 40149366.9199 |  |  |  | 414480.4499 | 1.043%
2013-07-01 | 44872689.95 | 39.15 | 52.8 | 31 | 0 | 1 | 42872458.612 |  |  |  | -2000231.338 | 4.458%
2013-08-01 | 42128550.09 | 49 | 23.45 | 31 | 0 | 1 | 40699492.5728 |  |  |  | -1429057.5172 | 3.392%
2013-09-01 | 39409892.28 | 181.75 | 1.65 | 30 | 1 | 1 | 39123204.14 |  |  |  | -286688.14 | 0.7275%
2013-10-01 | 43095283.71 | 321.95 | 0 | 31 | 1 | 1 | 43638133.2941 |  |  |  | 542849.5841 | 1.26%
2013-11-01 | 49774197.4 | 625.75 | 0 | 30 | 1 | 1 | 49979019.4031 |  |  |  | 204822.0031 | 0.4115%
2013-12-01 | 60036819.3767 | 964.3 | 0 | 31 | 0 | 1 | 61427720.0661 |  |  |  | 1390900.6894 | 2.317%
2014-01-01 | 63463232.3333 | 1024.8 | 0 | 31 | 0 | 1 | 62925460.7642 |  |  |  | -537771.5692 | 0.8474%
2014-02-01 | 54070343 | 883.4 | 0 | 28 | 0 | 1 | 55884955.3404 |  |  |  | 1814612.3404 | 3.356%
2014-03-01 | 56439184.73 | 879.7 | 0 | 31 | 1 | 1 | 57445817.1676 |  |  |  | 1006632.4376 | 1.784%
2014-04-01 | 44570606.7133 | 483 | 0 | 30 | 1 | 1 | 46445094.037 |  |  |  | 1874487.3237 | 4.206%
2014-05-01 | 39797076.2331 | 199.8 | 1.3 | 31 | 1 | 1 | 40721230.3854 |  |  |  | 924154.1523 | 2.322%
2014-06-01 | 39266619.64 | 53.4 | 24.1 | 30 | 0 | 1 | 39681942.8992 |  |  |  | 415323.2592 | 1.058%
2014-07-01 | 40614145.31 | 57.8 | 17.9 | 31 | 0 | 1 | 40460333.4114 |  |  |  | -153811.8986 | 0.3787%
2014-08-01 | 40130105.35 | 60 | 16.4 | 31 | 0 | 1 | 40391279.8572 |  |  |  | 261174.5072 | 0.6508%
2014-09-01 | 39320268.8431 | 157 | 4.6 | 30 | 1 | 1 | 38753408.5126 |  |  |  | -566860.3304 | 1.442%
2014-10-01 | 41890567.63 | 341.6 | 0 | 31 | 1 | 1 | 44124589.5704 |  |  |  | 2234021.9404 | 5.333%
2014-11-01 | 48281109.33 | 643 | 0 | 30 | 1 | 1 | 50406061.1724 |  |  |  | 2124951.8424 | 4.401%
2014-12-01 | 53346472.61 | 710.5 | 0 | 31 | 0 | 1 | 55144635.9476 |  |  |  | 1798163.3376 | 3.371%
2015-01-01 |  | 915.45 | 0 | 31 | 0 | 1 | 60218387.2876 |  |  |  | 2.4512e-06 | 1.813% | MAPE
2015-02-01 |  | 803.21 | 0 | 28 | 0 | 1 | 53899768.1243
2015-03-01 |  | 684.84 | 0.07 | 31 | 1 | 1 | 52627618.4374
2015-04-01 |  | 410.355 | 0.059 | 30 | 1 | 1 | 44651549.5069
2015-05-01 |  | 194.455 | 9.14 | 31 | 1 | 1 | 41234490.7422
2015-06-01 |  | 63.845 | 34.1 | 30 | 0 | 1 | 40763965.4676
2015-07-01 |  | 22.815 | 60.57 | 31 | 0 | 1 | 43107885.9189
2015-08-01 |  | 38.51 | 39.845 | 31 | 0 | 1 | 41789840.8617
2015-09-01 |  | 145.185 | 9.125 | 30 | 1 | 1 | 38833525.0171
2015-10-01 |  | 341.385 | 0.95 | 31 | 1 | 1 | 44197494.3606
2015-11-01 |  | 546.625 | 0 | 30 | 1 | 1 | 48020197.3745
2015-12-01 |  | 804.4 | 0 | 31 | 0 | 1 | 57469228.5351
9981235110.2246
2014/2015 Forecast Summary:
1999 | 586785297.2 | [5 empty] | 590482887.3572 |  |  |  | 3697590.1572 | 0.6301%
2000 | 590756479.7 | [5 empty] | 592674585.3572 |  |  |  | 1918105.6572 | 0.3247%
2001 | 587842839.8 | [5 empty] | 588818754.4982 |  |  |  | 975914.6982 | 0.166%
2002 | 593838876.1 | [5 empty] | 600200758.5494 |  |  |  | 6361882.4494 | 1.071%
2003 | 594630408 | [5 empty] | 596549225.7722 |  |  |  | 1918817.7722 | 0.3227%
2004 | 601756740 | [5 empty] | 597282563.0267 |  |  |  | -4474176.9733 | -0.7435%
2005 | 606363661 | [5 empty] | 600373980.2603 |  |  |  | -5989680.7397 | -0.9878%
2006 | 585762798 | [5 empty] | 584511150.3017 |  |  |  | -1251647.6983 | -0.2137%
2007 | 598640314 | [5 empty] | 595826049.5827 |  |  |  | -2814264.4173 | -0.4701%
2008 | 594903991 | [5 empty] | 591067777.4931 |  |  |  | -3836213.5069 | -0.6448%
2009 | 580320683.0769 | [5 empty] | 591879200.9195 |  |  |  | 11558517.8426 | 1.992%
2010 | 592105953.8462 | [5 empty] | 587566256.5849 |  |  |  | -4539697.2612 | -0.7667%
2011 | 593738607.6923 | [5 empty] | 591517374.1348 |  |  |  | -2221233.5575 | -0.3741%
2012 | 572612692.676 | [5 empty] | 561088007.8761 |  |  |  | -11524684.7999 | -2.013%
2013 | 573172084.7767 | [5 empty] | 572197777.8115 |  |  |  | -974306.9652 | -0.17%
2014 | 561189731.7228 | [5 empty] | 572384809.0654 |  |  |  | 11195077.3426 | 1.995%
2015 | 0 | [5 empty] | 566813951.6337 |  |  |  | 566813951.6337
Total to 2015 | 9414421158.5909 | [5 empty] | 9414421158.5909 |  |  |  | 0
[7 empty] | 9981235110.2246 |  |  |  | 0
Check totals above should be zero
20 year trend numbers:
2015-01-01 |  | 930.9695 | 0 | 31 | 0 | 1 | 60602588.0702 | 136.5491 | 54663.0845 | 320
2015-02-01 |  | 805.0684 | 0 | 28 | 0 | 1 | 53945775.2787 | 136.8081 | 54663.0845 | 304
2015-03-01 |  | 682.8842 | 0.11789 | 31 | 1 | 1 | 52583144.6974 | 137.0675 | 54663.0845 | 368
2015-04-01 |  | 411.5024 | 0 | 30 | 1 | 1 | 44675095.4811 | 137.3275 | 54663.0845 | 320
2015-05-01 |  | 184.9045 | 10.8484 | 31 | 1 | 1 | 41138736.6808 | 137.588 | 54663.0845 | 320
2015-06-01 |  | 72.3755 | 23.3774 | 30 | 0 | 1 | 40092197.0895 | 137.849 | 54663.0845 | 352
2015-07-01 |  | 22.5339 | 59.9116 | 31 | 0 | 1 | 43046710.7701 | 138.1104 | 54663.0845 | 336
2015-08-01 |  | 40.2968 | 36.9882 | 31 | 0 | 1 | 41598830.5748 | 138.3724 | 54663.0845 | 336
2015-09-01 |  | 141.1203 | 9.4713 | 30 | 1 | 1 | 38761415.4347 | 138.6349 | 54663.0845 | 336
2015-10-01 |  | 337.9139 | 0.67526 | 31 | 1 | 1 | 44088941.7402 | 138.8978 | 54663.0845 | 320
2015-11-01 |  | 532.0939 | 0 | 30 | 1 | 1 | 47660465.9875 | 139.1613 | 54663.0845 | 336
2015-12-01 |  | 806.5605 | 0 | 31 | 0 | 1 | 57522714.621 | 139.4252 | 54663.0845 | 368
|  | 4968.2239 | 141.39 |  |  |  | 565716616.426 |  |  |  | -1097335.2077 | -0.194%

## Rate Class Energy Model
| Purchases | Modeled Purchases | Difference | % Difference | Loss Factor | Total Billed | Residential | General Service < 50 kW | General Service 50 to 2999 kW | General Service 3000 to 4999 kW | Street Lighting | Sentinel Lighting | Unmetered Scattered Load
Weather Normal Projection
1999 | 586785297.2 | 590482887.3572 | 3697590.1572 | 0.6301% | 1.0626 | 552202396.55 | 202669124 | 93006600.68 | 180470708.89 | 70831699.34 | 3848794 | 953800 | 421669.64 | 344309008.91
2000 | 590756479.7 | 592674585.3572 | 1918105.6572 | 0.3247% | 1.0534 | 560818993.19 | 200097321.69 | 93522914.2 | 189741371.33 | 73018972.51 | 3206672 | 842504.91 | 389236.55 | 359856343
2001 | 587842839.8 | 588818754.4982 | 975914.6982 | 0.166% | 1.0523 | 558632478.17 | 198456943.03 | 92210666.49 | 193643867.95 | 70005177.15 | 3157599.51 | 766889 | 391335.04 | 363104961
2002 | 593838876.1 | 600200758.5494 | 6361882.4494 | 1.071% | 1.0573 | 561663526.12 | 207681317.34 | 89796969.31 | 201005607.95 | 58939556.43 | 3158515.92 | 691273 | 390286.17 | 349742133.69
2003 | 594630408 | 596549225.7722 | 1918817.7722 | 0.3227% | 1.0571 | 562521395.51 | 210893672.09 | 89209773.79 | 201597911.87 | 56567098.68 | 3290730.82 | 593889.04 | 368319.22 | 347374784.34
2004 | 601756740 | 597282563.0267 | -4474176.9733 | -0.7435% | 1.0615 | 566916802.64 | 210809814.48 | 89988449.39 | 203266731.03 | 58382820.59 | 3450130.64 | 630997.84 | 387858.67 | 351638001.01
2005 | 606363661 | 600373980.2603 | -5989680.7397 | -0.9878% | 1.0508 | 577056179.81 | 213809354.78 | 91284157.51 | 210628244.74 | 57056735.82 | 3289523.16 | 616682.23 | 371481.57 | 358969138.07
2006 | 585762798 | 584511150.3017 | -1251647.6983 | -0.2137% | 1.0454 | 560321499.11 | 207199584.39 | 90175437.71 | 207117427.59 | 51603011.81 | 3278339.58 | 577962.65 | 369735.38 | 348895877.11
2007 | 598640314 | 595826049.5827 | -2814264.4173 | -0.4701% | 1.0494 | 570440203.63 | 213131700.82 | 89681002.13 | 213456497 | 49926707.79 | 3306185.5 | 568495.63 | 369614.76 | 353064206.92
2008 | 594903991 | 591067777.4931 | -3836213.5069 | -0.6448% | 1.0492 | 567021540.09 | 213813391.87 | 88723630.8 | 215710011.33 | 44528103.78 | 3327500.91 | 567633.19 | 351268.21 | 348961745.91
2009 | 580320683.0769 | 591879200.9195 | 11558517.8426 | 1.992% | 1.0496 | 552881331.02 | 213412761.7 | 87404596.4 | 210054005.56 | 37817391.77 | 3322758.85 | 557945.86 | 311870.88 | 335275993.73
2010 | 592105953.8462 | 587566256.5849 | -4539697.2612 | -0.7667% | 1.0448 | 566701778.34 | 206535117.75 | 85042099.07 | 230037736.63 | 41028103.81 | 3324190.13 | 569407.57 | 165123.38 | 356107939.51
2011 | 593738607.6923 | 591517374.1348 | -2221233.5575 | -0.3741% | 1.051 | 564905304.29 | 207358082.23 | 85023143.98 | 231667366.05 | 37086851.81 | 3204122.67 | 481664.12 | 84073.43 | 353777361.84
2012 | 572612692.676 | 561088007.8761 | -11524684.7999 | -2.013% | 1.0443 | 548341092.05 | 200614424.25 | 84948670.56 | 223688452.95 | 35722771.82 | 2790238.49 | 487759.49 | 88774.49 | 344359895.33
2013 | 573172084.7767 | 572197777.8115 | -974306.9652 | -0.17% | 1.0456 | 548196762.39 | 207806639.26 | 85119330.71 | 216614453.61 | 35775035.79 | 2348268.23 | 443950.62 | 89084.17 | 337508820.11
2014 | 561189731.7228 | 572384809.0654 | 11195077.3426 | 1.995% | 1.0431 | 537983045.77 | 205950079.75 | 85369054.68 | 217236187.44 | 26926555.82 | 2026565.89 | 423992.64 | 50609.55 | 329531797.94
2015 |  | 566813951.6337 |  |  |  | 542759016.417
Average - 2 year |  |  |  |  | 1.0443
Approved Loss Factor |  |  |  |  | 1.048
|  |  |  | 5 year average | 1.0471
Usage Per Customer
1999 | [6 empty] | 10454.4065 | 37367.0553 | 824067.1639 | 23610566.4467 | 769.7588 | 1647.323 | 20079.5067
2000 | [6 empty] | 10278.268 | 37424.1353 | 828564.9403 | 24339657.5033 | 623.9875 | 1455.1035 | 18535.0738
2001 | [6 empty] | 10102.1605 | 36090.2804 | 793622.4096 | 23335059.05 | 614.4385 | 1324.506 | 18635.0019
2002 | [6 empty] | 10398.1033 | 35049.5587 | 788257.2861 | 19646518.81 | 597.4117 | 1193.9085 | 18585.0557
2003 | [6 empty] | 10617.9474 | 34739.0085 | 796829.6912 | 28283549.34 | 623.5988 | 926.504 | 17539.0105
2004 | [6 empty] | 10558.4401 | 34637.5864 | 803425.8143 | 29191410.295 | 626.3854 | 1099.2994 | 18469.4605
2005 | [6 empty] | 10624.0673 | 35176.9393 | 825993.1166 | 28528367.91 | 594.4205 | 1111.1392 | 17689.5986
2006 | [6 empty] | 10080.2522 | 33672.6803 | 802780.7271 | 25801505.905 | 594.98 | 953.7337 | 17606.4467
2007 | [6 empty] | 10283.3012 | 34151.1813 | 799462.5356 | 24963353.895 | 597.4314 | 985.2611 | 17600.7029
2008 | [6 empty] | 10300.7849 | 33915.761 | 790146.5616 | 22264051.89 | 599.5497 | 1089.5071 | 16727.0576
2009 | [6 empty] | 10235.6241 | 33246.328 | 766620.4582 | 18908695.885 | 596.4385 | 1077.1156 | 14850.9943
2010 | [6 empty] | 9857.5371 | 32298.5564 | 855158.8722 | 20514051.905 | 596.5883 | 1118.6789 | 8690.7042
2011 | [6 empty] | 9829.2606 | 32414.4659 | 864430.4703 | 18543425.905 | 574.8336 | 1016.169 | 4670.7461
2012 | [6 empty] | 9519.5228 | 32116.6996 | 880663.2006 | 17861385.91 | 500.581 | 1091.1845 | 5222.0288
2013 | [6 empty] | 9844.9232 | 32132.6277 | 849468.4455 | 17887517.895 | 421.2896 | 1039.697 | 5938.9447
2014 | [6 empty] | 9752.8096 | 32129.8663 | 862048.3629 | 13463277.91 | 373.9741 | 992.957 | 4600.8682
2015 | [6 empty] | 9727.4583 | 32035.5561 | 861255.7867 | 12100530.8457 | 372.5338 | 985.3381 | 4577.8086
1999
2000 | [6 empty] | 0.98315 | 1.0015 | 1.0055 | 1.0309 | 0.81063 | 0.88331 | 0.92308
2001 | [6 empty] | 0.98287 | 0.96436 | 0.95783 | 0.95873 | 0.9847 | 0.91025 | 1.0054
2002 | [6 empty] | 1.0293 | 0.97116 | 0.99324 | 0.84193 | 0.97229 | 0.9014 | 0.99732
2003 | [6 empty] | 1.0211 | 0.99114 | 1.0109 | 1.4396 | 1.0438 | 0.77603 | 0.94372
2004 | [6 empty] | 0.9944 | 0.99708 | 1.0083 | 1.0321 | 1.0045 | 1.1865 | 1.0531
2005 | [6 empty] | 1.0062 | 1.0156 | 1.0281 | 0.97729 | 0.94897 | 1.0108 | 0.95778
2006 | [6 empty] | 0.94881 | 0.95724 | 0.9719 | 0.90442 | 1.0009 | 0.85834 | 0.9953
2007 | [6 empty] | 1.0201 | 1.0142 | 0.99587 | 0.96752 | 1.0041 | 1.0331 | 0.99967
2008 | [6 empty] | 1.0017 | 0.99311 | 0.98835 | 0.89187 | 1.0035 | 1.1058 | 0.95036
2009 | [6 empty] | 0.99367 | 0.98026 | 0.97023 | 0.84929 | 0.99481 | 0.98863 | 0.88784
2010 | [6 empty] | 0.96306 | 0.97149 | 1.1155 | 1.0849 | 1.0003 | 1.0386 | 0.58519
2011 | [6 empty] | 0.99713 | 1.0036 | 1.0108 | 0.90394 | 0.96353 | 0.90837 | 0.53744
2012 | [6 empty] | 0.96849 | 0.99081 | 1.0188 | 0.96322 | 0.87083 | 1.0738 | 1.118
2013 | [6 empty] | 1.0342 | 1.0005 | 0.96458 | 1.0015 | 0.8416 | 0.95282 | 1.1373
2014 | [6 empty] | 0.99064 | 0.99991 | 1.0148 | 0.75266 | 0.88769 | 0.95504 | 0.77469
Used | [6 empty] | 0.9974 | 0.99706 | 0.99908 | 0.89878 | 0.8665 | 0.99233 | 0.99499
Geo Mean | [6 empty] | 0.9974 | 0.99706 | 0.99908 | 0.89878 | 0.8665 | 0.99233 | 0.99499 | Using 3 years
Non Weather Corrected Forecast
2015 | [5 empty] | 540650258.1192 | 205482828.208 | 85470863.7031 | 212730179.3082 | 34509620.6152 | 2018762.3305 | 405959.2937 | 32044.6604
Loss of Customer
Weather & CDM Corrected Forecast | [13 empty] | Total | CDM
2015 | [5 empty] | 542759016.417 | 204205261.0938 | 84661260.365 | 205910919.4177 | 17254810.3076 | 2018762.3305 | 405959.2937 | 32044.6604 | 514489017.4688 | 11015188.6406 | 17254810.3076 | 542759016.417 | 0
hydro one cost allocation file - load data file I8
% Weather Sensitive | [6 empty] | 91% | 91% | 81.62% | 0% | 0% | 0% | 0% | Total
2015 | [5 empty] | 2108758.2978 | 186989373.6693 | 77778485.9698 | 173630372.3513 | 0 | 0 | 0 | 0 | 438398231.9904
Allocation of Weather Sensitive Amount
2015 | [6 empty] | 899445.6742 | 374125.6595 | 835186.9641 | 0 | 0 | 0 | 0 | 2108758.2978
[5 empty] | CDM | 2015 | 2177012.7884 | 1183728.9976 | 7654446.8546 |  |  |  |  | 11015188.6406
Manual Adjsutment for loss of Large Customer
[5 empty] | kWh | 2015 |  |  |  | -17254810.3076
[5 empty] | Customer | 2015 |  |  |  | -1
Street Lights:
~ retrofit efficiency program complete - anticipated energy and demand
kWh
[5 empty] | kW | 5641.08 | 470.09
[5 empty] | # of connections | 5419
Use run time hours / month to determine kWh by month - based on actual billing for January 1, 2009 ~ December 31, 2009
[6 empty] | Jan13 | Feb13 | Mar13 | Apr13 | May13 | Jun13 | Jul13 | Aug13 | Sept12 | Oct12 | Nov12 | Dec12
[5 empty] | 2009 kW | 773.74 | 773.74 | 773.74 | 773.74 | 773.74 | 773.74 | 773.74 | 773.74 | 773.74 | 773.74 | 773.74 | 773.74
[5 empty] | 2009 kWh | 357751.58 | 296484.04 | 289571.92 | 242360.87 | 216801.68 | 192996.27 | 207877.87 | 237305.75 | 265959.97 | 312758.32 | 336344.51 | 366546.17
[5 empty] | 2009 run hours | 462.3667 | 383.183 | 374.2496 | 313.233 | 280.1997 | 249.433 | 268.6663 | 306.6996 | 343.733 | 404.2163 | 434.6997 | 473.733
[5 empty] | 2015 kWh | 217353.9435 | 180130.512 | 175931.0154 | 147247.6819 | 131719.0552 | 117255.9472 | 126297.3452 | 144176.4159 | 161585.4451 | 190018.0405 | 204347.9602 | 222697.1451 | 2018760.5072
[6 empty] | Dec12: Using Savage Data load profile | 2018762.3305
[6 empty] | Jan13: NOTES: | -1.8234
Figures based on actual load profile/billing of street lights
Note on N18: mwanner: Cogeco dropped of in May 2010 - represented 56 of the 76 connections
Note on K47: Not Used
Note on K85: Usage for customer from Application load forecast

## Rate Class Customer Model
Using 12 month avg. customer #
| Residential | General Service < 50 kW | General Service 50 to 2999 kW | General Service 3000 to 4999 kW | Street Lighting | Sentinel Lighting | Unmetered Scattered Load | Total
1999 | 19386 | 2489 | 219 | 3 | 5000 | 579 | 21 | 27697 | 2732
2000 | 19468 | 2499 | 229 | 3 | 5139 | 579 | 21 | 27938 | 2752
2001 | 19645 | 2555 | 244 | 3 | 5139 | 579 | 21 | 28186 | 2823
2002 | 19973 | 2562 | 255 | 3 | 5287 | 579 | 21 | 28680 | 2817
2003 | 19862 | 2568 | 253 | 2 | 5277 | 641 | 21 | 28624 | 2821
2004 | 19966 | 2598 | 253 | 2 | 5508 | 574 | 21 | 28922 | 2851
2005 | 20125 | 2595 | 255 | 2 | 5534 | 555 | 21 | 29087 | 2850
2006 | 20555 | 2678 | 258 | 2 | 5510 | 606 | 21 | 29630 | 2936
2007 | 20726 | 2626 | 267 | 2 | 5534 | 577 | 21 | 29753 | 2893
2008 | 20757 | 2616 | 273 | 2 | 5550 | 521 | 21 | 29740 | 2889
2009 | 20850 | 2629 | 274 | 2 | 5571 | 518 | 21 | 29865 | 2903
2010 | 20952 | 2633 | 269 | 2 | 5572 | 509 | 19 | 29956 | 2902
2011 | 21096 | 2623 | 268 | 2 | 5574 | 474 | 18 | 30055 | 2891
2012 | 21074 | 2645 | 254 | 2 | 5574 | 447 | 17 | 30013 | 2899
2013 | 21108 | 2649 | 255 | 2 | 5574 | 427 | 15 | 30030 | 2904
2014 | 21117 | 2657 | 252 | 2 | 5419 | 427 | 11 | 29885 | 2909
2015 | 21124 | 2668 | 247 | 2 | 5419 | 412 | 7 | 29879 | 2915
Growth Rate in Customer Numbers
2000 | 1.0042 | 1.004 | 1.0457 | 1 | 1.0278 | 1 | 1
2001 | 1.0091 | 1.0224 | 1.0655 | 1 | 1 | 1 | 1
2002 | 1.0167 | 1.0027 | 1.0451 | 1 | 1.0288 | 1 | 1
2003 | 0.99444 | 1.0023 | 0.99216 | 0.66667 | 0.99811 | 1.1071 | 1
2004 | 1.0052 | 1.0117 | 1 | 1 | 1.0438 | 0.89548 | 1
2005 | 1.008 | 0.99885 | 1.0079 | 1 | 1.0047 | 0.9669 | 1
2006 | 1.0214 | 1.032 | 1.0118 | 1 | 0.99566 | 1.0919 | 1
2007 | 1.0083 | 0.98058 | 1.0349 | 1 | 1.0044 | 0.95215 | 1
2008 | 1.0015 | 0.99619 | 1.0225 | 1 | 1.0029 | 0.90295 | 1
2009 | 1.0045 | 1.005 | 1.0037 | 1 | 1.0038 | 0.99424 | 1
2010 | 1.0049 | 1.0015 | 0.98175 | 1 | 1.0002 | 0.98263 | 0.90476
2011 | 1.0069 | 0.9962 | 0.99628 | 1 | 1.0004 | 0.93124 | 0.94737
2012 | 0.99896 | 1.0084 | 0.94776 | 1 | 1 | 0.94304 | 0.94444
2013 | 1.0016 | 1.0015 | 1.0039 | 1 | 1 | 0.95526 | 0.88235
2014 | 1.0004 | 1.003 | 0.98824 | 1 | 1 | 1 | 0.73333
Used | 1.0003 | 1.0043 | 0.97969 | 1 | 1 | 0.96579 | 0.84861
Geomean | 1.0003 | 1.0043 | 0.97969 | 1 | 1 | 0.96579 | 0.84861
Based on last 5 years - 2008~2012 - '10 COS settlement had NBHDL agree to use geomean
Arithmetic Mean | 1.0003 | 1.0025 | 0.98668 | 1 | 1.0009 | 0.96128 | 0.93579
| 4.6451e-05 | 0.0017837 | -0.0069893 | 0 | -0.00086444 | 0.004511 | -0.087178
NOTES:
Demand based on final results of street light retrofit program

## Rate Class Load Model
| General Service 50 to 2999 kW | General Service 3000 to 4999 kW | Street Lighting | Sentinel Lighting | Total
1999 | 604561.49 | 200911.4 | 8604 | 1469 | 815545.89 |  | NORDFIBRE
2000 | 615896.58 | 210331.37 | 8004.8 | 1026 | 835258.75 |  | NORDFIBRE
2001 | 618479.91 | 182444.07 | 8801.16 | 1013 | 810738.14 |  | NORDFIBRE
2002 | 599393.3 | 116994.94 | 8805.72 | 1494.9 | 726688.86 |  | NORDFIBRE | Sent Lts May-Dec | 1494.9
2003 | 593814.14 | 107185.13 | 9600 | 1608.2 | 712207.47
2004 | 590317.42 | 109315.81 | 9618.24 | 1734.77 | 710986.24
2005 | 613159.62 | 109679.8 | 9192 | 1703.85 | 733735.27 |  |  | Co-Gen - Anticipated Operations (>50 CX):
2006 | 602160.47 | 96179.77 | 9192 | 1594.68 | 709126.92 |  |  | Monthly kW | 1500 | 1500 | 1500 | 1500 | 1500 | 1500 | 1500 | 1500 | 1500 | 1500 | 1500 | 1500
2007 | 604779.68 | 95579.78 | 9238.56 | 1542.98 | 711141 |  |  | Operations | LR | down | down | down | LR | down | down | down | LR | down | LR | down
2008 | 602776.32 | 88903.8 | 9270.12 | 1530.54 | 702480.78 |  |  | Note:
2009 | 584819 | 79624 | 9285 | 1506 | 675234 |  |  | LR - lost revenue
2010 | 588203.21 | 78059.55 | 9284.76 | 1541.04 | 677088.56 |  |  | Down - mtnc, etc.
2011 | 582945.86 | 70473.35 | 9041.75 | 1286.71 | 663747.67 |  |  | When NBRCH is down, NBHDL will be able to bill demand as it's based on peak therefore had to adjust load for this scenario
2012 | 540969 | 68480 | 7788 | 1601 | 618838
2013 | 535312.52 | 69448.33 | 6559.4 | 1224.07 | 612544.32
2014 | 533378.05 | 54354.87 | 5677.12 | 1178.61 | 594588.65 |  |  | Intermediate:
2015 | 510136.0594 | 33801.4257 | 5641.08 | 1193.4344 | 550771.9996 |  |  | 2014 Programs |  |  |  | 2015 Programs
[8 empty] | kW / mth | 60 |  |  | kW / mth - 25% additional savings | 15
[8 empty] | Annualized | 720 |  |  | Annualized | 180
[8 empty] | Model prediction | 52260.7548
kW/kWh | [7 empty] | Variance to '13 | -2094.1152
1999 | 0.335% | 0.2836% | 0.2236% | 0.154% |  |  |  | Adjustment Req'd | 1374.1152
2000 | 0.3246% | 0.2881% | 0.2496% | 0.1218% |  |  |  | Cust 1 - projects are energy savings related therefore no impact on demand
2001 | 0.3194% | 0.2606% | 0.2787% | 0.1321% |  |  |  | Cust 1 & Cust 2 will have approx 150 kW/mth reduction (total for the two customers) - example projects include VFD's on cooling tower fans
2002 | 0.2982% | 0.1985% | 0.2788% | 0.2163% |  |  |  | /leak detection repair on compressed air system/block heater timers/etc.
2003 | 0.2946% | 0.1895% | 0.2917% | 0.2708%
2004 | 0.2904% | 0.1872% | 0.2788% | 0.2749%
2005 | 0.2911% | 0.1922% | 0.2794% | 0.2763%
2006 | 0.2907% | 0.1864% | 0.2804% | 0.2759% |  |  |  |  | 2015 Estimate - Cust 2 - 2014 (Jan~Apr) + 2013 (May~Dec)
2007 | 0.2833% | 0.1914% | 0.2794% | 0.2714% | [5 empty] | Jan | Feb | Mar | Apr | May | Jun | Jul | Aug | Sept | Oct | Nov | Dec
2008 | 0.2794% | 0.1997% | 0.2786% | 0.2696% |  |  |  |  | kWh | 1673276 | 1515192 | 1720168 | 1552232 | 1668736 | 1611368 | 1681872 | 1358972 | 1558908 | 1628608 | 1669552 | 1384116 | 19023000
2009 | 0.2784% | 0.2105% | 0.2794% | 0.2699% |  |  |  |  | kW | 3440 | 3560 | 3656 | 3288 | 3680 | 3616 | 3644 | 3524 | 3384 | 3388 | 3744 | 3416 | 42340
2010 | 0.2557% | 0.1903% | 0.2793% | 0.2706% | [5 empty] | Dec: Per load forecast | 33801.4257
2011 | 0.2516% | 0.19% | 0.2822% | 0.2671% | [17 empty] | 8538.5743
2012 | 0.2418% | 0.1917% | 0.2791% | 0.3282%
2013 | 0.2471% | 0.1941% | 0.2793% | 0.2757% |  |  |  |  | 2013 Data: |  |  | Jan | Feb | Mar | Apr | May | Jun | Jul | Aug | Sept | Oct | Nov | Dec | Total | kWh/CX - assumed in 'energy model'
2014 | 0.2455% | 0.2019% | 0.2801% | 0.278%
kWh:
Average | 0.2448% | 0.1959% | 0.2795% | 0.294% |  | average is 2012 - 2014 - 3 year average |  |  | 179827 | 47202 | Cust 1 | 1451479.99 | 1367691.99 | 1481559.99 | 1661455.99 | 1574991.99 | 1280143.99 | 1341067.99 | 1270567.99 | 1223571.99 | 1414096 | 1171363.99 | 1277231.99 | 16515223.89 | 17887517.895 | -1372294.005
CoS | 0.2883% | 0.1911% | 0.2814% | 0.2732% |  |  |  |  | 124685 | 46634 | Cust 2 | 1671171.99 | 1634435.99 | 1725971.99 | 1666099.99 | 1668735.99 | 1611367.99 | 1681872 | 1358971.99 | 1558908 | 1628607.99 | 1669551.99 | 1384115.99 | 19259811.9 | 17887517.895 | 1372294.005
| -0.04343% | 0.004823% | -0.001865% | 0.02082% | [19 empty] | 35775035.79
kW:
NOTES: | [8 empty] | 179827 | 47202 | Cust 1 | 2410.11 | 2385.19 | 2363.83 | 3147.03 | 2630.83 | 2584.56 | 2491.99 | 2944.11 | 2670 | 2897.83 | 2264.16 | 2317.56 | 31107.2
Demand based on final results of street light retrofit program | [8 empty] | 124685 | 46634 | Cust 2 | 3196.87 | 3289.44 | 3303.67 | 3278.76 | 3275.19 | 3218.23 | 3243.16 | 3136.35 | 3011.76 | 3015.31 | 3332.16 | 3040.23 | 38341.13
[12 empty] | 5606.98 | 5674.63 | 5667.5 | 6425.79 | 5906.02 | 5802.79 | 5735.15 | 6080.46 | 5681.76 | 5913.14 | 5596.32 | 5357.79 | 69448.33
Adjusted '14 forecast - Cust 1
[9 empty] | Per load forecast assumption / CX |  |  | Feb: 13463277.91; Apr: Total kWh; May: 21036371.7344
[9 empty] | Per month |  |  | Feb: 1121939.8258; Apr: Demand Factor; May: 0.1959%
[9 empty] | Assume 'budget' until plant shutdown - June 28th |  |  | Feb: 6731638.955; Apr: Anticipated Demand; May: 41209.3407; Jun: 2868.2107
[9 empty] | Assume 25% of 'budget' until decommissioning - end of Sept |  |  | Feb: 841454.8694; Apr: Cust 1 - '13; May: 31107.2
[9 empty] | Total 2014 |  |  | Feb: 7573093.8244; Apr: Per Mth; May: 2592.2667
[9 empty] | Cust 2 - based on load forecast assumption / CX |  |  | Feb: 13463277.91; Apr: End of Jun; May: 15553.6
[9 empty] | Total 2014 kWh |  |  | Feb: 21036371.7344; Apr: Jul~Sept; May: 1944.2
[15 empty] | Assumption - Cust 1 | 17497.8
[15 empty] | Assumption - Cust 2 | 26373.978
[15 empty] | Total | 43871.778
[15 empty] | Variance to model - deemed reasonable | -10483.092
Per '14 forecast - May 22/14
[15 empty] | kW | Cust 2 | Cust 1 | Total | kW | Cust 2 | Cust 1 | Total
[15 empty] | Jan ~ Mar | 8524 | 8384 | 16908 | Jan ~ Mar | 4908636 | 4209012 | 9117648
[10 empty] | 0.75 | 2524364.6081 |  |  |  | Apr ~ Dec | 17849.978 | 9113.8 | 26963.778 | Apr ~ Dec | 8554641.91 | 3364081.8244 | 11918723.7344
[11 empty] | 3365819.4775 | May: 26373.978; Jun: 17497.8; Jul: 43871.778; Sept: 13463277.91; Oct: 7573093.8244; Nov: 21036371.7344
[11 empty] | 5890184.0856 | May: 1983.3309; Jun: 1012.6444; Aug: Per month; Sept: 950515.7678
[16 empty] | 2995.9753 |  |  | Apr~Jun | 950515.7678 | 840875.6517 | 1791391.4194 | 5374174.2583
[19 empty] | Jul~Sept | 950515.7678 | 280484.9565 | 1231000.7242 | 3693002.1727
[19 empty] | Oct~Dec | 950515.7678 | 0 | 950515.7678 | 2851547.3033
9117648
21036371.7344
0
[12 empty] | Sept: April; Oct: 2961716.9186; Nov: 1791391.4194; Dec: 1170325.4991 | 1214212.7053
[12 empty] | Sept: May; Oct: 2960402.5642; Nov: 1791391.4194; Dec: 1169011.1448 | 1212849.0627
[12 empty] | Sept: June; Oct: 3058859.6428; Nov: 1791391.4194; Dec: 1267468.2233 | 1314998.2817
[12 empty] | Sept: July; Oct: 3108126.4964; Nov: 1231000.7242; Dec: 1877125.7721 | 1947517.9886
[12 empty] | Sept: August; Oct: 2599057.3805; Nov: 1231000.7242; Dec: 1368056.6562 | 1419358.7808
[12 empty] | Sept: September; Oct: 2878660.2917; Nov: 1231000.7242; Dec: 1647659.5674 | 1709446.8012
[12 empty] | Sept: October; Oct: 2573027.2229; Nov: 950515.7678; Dec: 1622511.4551 | 1683355.6346
[12 empty] | Sept: November; Oct: 2557875.8644; Nov: 950515.7678; Dec: 1607360.0966 | 1667636.1002
[12 empty] | Sept: December; Oct: 2416060.7358; Nov: 950515.7678; Dec: 1465544.968 | 1520502.9043
[21 empty] | 25113787.1171 | 11918723.7344 | 13195063.3828
[20 empty] | 2013 kWh |  |  | 35775035.79
[20 empty] | 2014 Projection |  |  | 21036371.7344
[20 empty] | Reduction |  |  | -14738664.0556
[20 empty] | Accounts for discrepancy re; Q1 |  |  | -1543600.6729
Note on E15: 1) Feb.11/14 - upon review - in 2012, we billed account 191245/47238 (750 Scollard) and there's 93 kW/mth for sentinel lights from Feb~Aug - Cheryl to advise (who passed on to Cindy S.) 2) Feb.12/14 - Cindy S. advised that 3 remaining lights were left on site and Cheryl set-up this account with an incorrect decimal place - we've over billed - will speak with CT re; CX adjustment on finalled account 3) from prior investigation in Sept13 - 2 large accounts finalled - both are from Scollard St (hospital) at end of 2012 - large reduction in Sent Lights
Note on D16: Melissa Casson: Per Umar (Oct.3/13) - confirmed retrofit complete and 474 kW/mth
Note on K19: Melissa Casson: Originally 150kW between Fabrene and Arclin ~ dropped to 60 kW with loss of Arclin

## Weather Normal Values
HDD | 1989 | 1990 | 1991 | 1992 | 1993 | 1994 | 1995 | 1996 | 1997 | 1998 | 1999 | 2000 | 2001 | 2002 | 2003 | 2004 | 2005 | 2006 | 2007 | 2008 | 2009 | 2010 | 2011 | 2012 | 2013 | 2014 | 10 year Avg | 20 yr trend
Jan | 867.4 | 775.7 | 952.9 | 953.6 | 878.54 | 1199.5 | 831.4 | 997.3 | 1032.7 | 853.1 | 943.6 | 972 | 883.3 | 799.5 | 1040.4 | 1121.6 | 1002.3 | 774.4 | 883.4 | 803.7 | 1046.1 | 887.4 | 984.2 | 855.4 | 892.8 | 1024.8 | 915.45 | 930.9695
Feb | 873 | 792 | 732.2 | 861 | 909.34 | 891.8 | 880.6 | 874.1 | 823.5 | 618.3 | 690.8 | 758.8 | 813.7 | 770.7 | 908.9 | 780.5 | 736.3 | 819.9 | 909.1 | 840.1 | 773.1 | 753 | 798.2 | 717.6 | 801.4 | 883.4 | 803.21 | 805.0684
Mar | 788.6 | 659 | 662.5 | 815.9 | 640.66 | 688.1 | 631.1 | 774.6 | 779.3 | 656.9 | 672.5 | 570.8 | 709.6 | 756.4 | 732.2 | 647.1 | 739.1 | 666.4 | 691 | 762.1 | 671.1 | 501.3 | 742.1 | 510.4 | 685.2 | 879.7 | 684.84 | 682.8842
Apr | 507 | 406 | 362.4 | 499.6 | 408.28 | 456.7 | 524.3 | 516.3 | 455.4 | 351.1 | 383.7 | 435.7 | 387.2 | 443.6 | 513.9 | 454.7 | 378.9 | 368.2 | 426.6 | 345.5 | 421.4 | 314.5 | 443.5 | 425.7 | 496.25 | 483 | 410.355 | 411.5024
May | 200.6 | 255 | 159 | 233.7 | 214.58 | 240.8 | 215 | 268.8 | 333.4 | 83.2 | 135.9 | 201.1 | 155.5 | 304 | 208.3 | 257.5 | 214.9 | 162.8 | 189 | 261 | 257.1 | 147.7 | 175.1 | 138.2 | 198.95 | 199.8 | 194.455 | 184.9045
Jun | 87.1 | 86.3 | 44.1 | 119.7 | 85.4 | 62 | 54.2 | 47.1 | 30.7 | 88.7 | 50.6 | 104.1 | 59.5 | 83.6 | 64.5 | 104 | 32 | 53 | 71.1 | 53.8 | 85.2 | 71.2 | 65.7 | 50.5 | 102.55 | 53.4 | 63.845 | 72.3755
Jul | 18.3 | 30.2 | 19.5 | 84.9 | 10.75 | 16.1 | 30.1 | 34.9 | 35.9 | 23.3 | 17.9 | 48.4 | 53.1 | 18.2 | 16.1 | 25.1 | 13.7 | 9.4 | 34.2 | 11.5 | 46.3 | 11 | 2.9 | 2.2 | 39.15 | 57.8 | 22.815 | 22.5339
Aug | 61.9 | 39.9 | 37.2 | 84.2 | 21.94 | 80.9 | 30.1 | 31.3 | 77.4 | 22.6 | 56.3 | 51.5 | 17.9 | 22 | 32.9 | 75.6 | 18.8 | 50.8 | 36.8 | 35.7 | 60.9 | 29.4 | 16.7 | 27 | 49 | 60 | 38.51 | 40.2968
Sep | 166.9 | 200.2 | 210.5 | 183.44 | 238.96 | 139.7 | 222.6 | 126.5 | 167.9 | 140.1 | 114.9 | 195.9 | 161.2 | 89.1 | 111.8 | 103.5 | 85.4 | 183.8 | 110 | 151 | 126.2 | 177.3 | 116.4 | 163 | 181.75 | 157 | 145.185 | 141.1203
Oct | 340.2 | 380.6 | 362.3 | 427.7 | 490.16 | 310.4 | 316.5 | 373.2 | 359.8 | 347.6 | 396.7 | 336.8 | 341.5 | 438.3 | 376.6 | 326.3 | 300 | 401.4 | 262 | 381.4 | 409.4 | 369.8 | 295.3 | 331 | 321.95 | 341.6 | 341.385 | 337.9139
Nov | 683 | 541.9 | 577 | 590.7 | 648.29 | 509 | 700.4 | 645.9 | 598 | 527 | 504.5 | 552.7 | 457.5 | 627.7 | 523.7 | 537.2 | 558.2 | 496.8 | 588.7 | 559.4 | 453.8 | 526.1 | 464.8 | 549.7 | 625.75 | 643 | 546.625 | 532.0939
Dec | 1110.5 | 797.7 | 847.6 | 563.1 | 823.9 | 710.3 | 934.6 | 724.2 | 790.4 | 723.6 | 759 | 977.2 | 656.1 | 771.5 | 762.2 | 896.5 | 831.8 | 674.9 | 833.8 | 869.7 | 824.4 | 812.9 | 751.1 | 770.6 | 964.3 | 710.5 | 804.4 | 806.5605
[11 empty] | 4726.4 | 5205 | 4696.1 | 5124.6 | 5291.5 | 5329.6 | 4911.4 | 4661.8 | 5035.7 | 5074.9 | 5175 | 4601.6 | 4856 | 4541.3 | 5359.05 | 5494 | 4971.075 | 4968.2239
CDD
Jan | 0 | 0 | 0 | 0 | 0 | 0 | 0 | 0 | 0 | 0 | 0 | 0 | 0 | 0 | 0 | 0 | 0 | 0 | 0 | 0 | 0 | 0 | 0 | 0 | 0 | 0 | 0 | 0
Feb | 0 | 0 | 0 | 0 | 0 | 0 | 0 | 0 | 0 | 0 | 0 | 0 | 0 | 0 | 0 | 0 | 0 | 0 | 0 | 0 | 0 | 0 | 0 | 0 | 0 | 0 | 0 | 0
Mar | 0 | 0 | 0 | 0 | 0 | 0 | 0 | 0 | 0 | 0 | 0 | 0 | 0 | 0 | 0 | 0 | 0 | 0 | 0 | 0 | 0 | 0 | 0 | 0.7 | 0 | 0 | 0.07 | 0.11789
Apr | 0 | 12.3 | 0 | 0 | 0 | 0 | 0 | 0 | 0 | 0 | 0 | 0 | 0 | 0.5 | 0 | 0 | 0 | 0 | 0 | 0.4 | 0.09 | 0.1 | 0 | 0 | 0 | 0 | 0.059 | 0.071947
May | 6 | 15 | 14.8 | 2.5 | 4 | 2.2 | 0.5 | 0 | 0 | 9.9 | 16.1 | 2.8 | 3.7 | 0.8 | 0.7 | 4.1 | 0.9 | 14.5 | 15.1 | 0 | 0 | 29.2 | 6.9 | 13.8 | 9.7 | 1.3 | 9.14 | 10.8484
Jun | 25.6 | 46.7 | 39.1 | 7.5 | 4.4 | 36.1 | 65.7 | 20.1 | 47.1 | 52.6 | 58.2 | 11.3 | 38.1 | 34.1 | 27.4 | 7.7 | 75.7 | 31.7 | 55.8 | 26.2 | 34.1 | 7.1 | 22.2 | 49.1 | 15 | 24.1 | 34.1 | 23.3774
Jul | 75.6 | 45.5 | 66.9 | 4.3 | 56.18 | 45.7 | 56.5 | 20.2 | 51 | 44.3 | 80.4 | 30.6 | 62.5 | 74.1 | 37.4 | 41 | 103 | 81.4 | 44.6 | 38.3 | 13.6 | 90.4 | 85.4 | 78.3 | 52.8 | 17.9 | 60.57 | 59.9116
Aug | 35.3 | 4.3 | 49.8 | 14.3 | 58.91 | 6.1 | 59.6 | 35.8 | 10.6 | 57.9 | 23.2 | 24.2 | 79 | 62.6 | 60.7 | 20.5 | 66.5 | 25.4 | 48.9 | 21.7 | 35.6 | 69.7 | 45.9 | 44.9 | 23.45 | 16.4 | 39.845 | 36.9882
Sep | 6 | 0 | 4.9 | 1.7 | 0 | 2.4 | 0 | 21.6 | 0 | 1.7 | 28.3 | 5.7 | 11.8 | 30.2 | 9.1 | 19.8 | 17.3 | 0.1 | 13.7 | 6.9 | 4.9 | 11.8 | 17.9 | 12.4 | 1.65 | 4.6 | 9.125 | 9.4713
Oct | 0 | 0 | 0 | 0 | 0 | 0 | 0.7 | 0 | 0.2 | 0 | 0 | 0 | 0 | 2.2 | 0.4 | 0 | 7.3 | 0 | 0 | 0.7 | 0 | 0 | 1.5 | 0 | 0 | 0 | 0.95 | 0.67526
Nov | 0 | 0 | 0 | 0 | 0 | 0 | 0 | 0 | 0 | 0 | 0 | 0 | 0 | 0 | 0 | 0 | 0 | 0 | 0 | 0 | 0 | 0 | 0 | 0 | 0 | 0 | 0 | 0
Dec | 0 | 0 | 0 | 0 | 0 | 0 | 0 | 0 | 0 | 0 | 0 | 0 | 0 | 0 | 0 | 0 | 0 | 0 | 0 | 0 | 0 | 0 | 0 | 0 | 0 | 0 | 0 | 0
[11 empty] | 206.2 | 74.6 | 195.1 | 204.5 | 135.7 | 93.1 | 270.7 | 153.1 | 178.1 | 94.2 | 88.29 | 208.3 | 179.8 | 199.2 | 102.6 | 64.3 | 153.859 | 141.4619