{"text_format":"1","workbook":"xlsx","n_sheets":64,"sheets":["Exhibit ES2","Exh ES3","Exh ES4","Exh ES4 Chart","Exhibit 2.2 Subsector Mapping","Exhibit 2.3 Wthr and Base Loads","Exhibit 2.4 Gas Share","Exh 2.5 Summary Profile","Exhibit  2.6 Space Heating","Exhibit 2.7 DHW","Exhibit 2.8 Cooking","Exhibit 2.9 Space Cooling","Exhibit 2.10 Other Use and EUIs","Exhibit 2.11 Floor Area","Exh 2.12 Usage all regions data","Exh 2.12 Chart","Exh 2.13 Usage SF data","Exh 2.13 Chart","Exh 2.14 Usage NF data","Exh 2.14 Chart","Exh 3.1 Summary Profile","Exh 3.2 Exist New comparison","Exh 3.3 Weighted boiler eff","Exh 3.4 Water htrs","Exh 3.5 Exist New Tech Comp","Exh 3.6 Growth rates","Exhibit 3.7 Ref case all","Exhibit 3.8 Ref case SF","Exhibit 3.9 Ref Case NF","Exh 4.4 TRC Summary","Info for 5.2","Exh 5.2","SF Eco. Pot. Comm.","NF Eco. Pot. Comm.","Exh 5.3 and 5.4","info for Exh 5.5","Exh 5.5","Exh 5.6 and 5.7","Info for 5.8","Exh 5.8","Exh 5.9 and 5.10","Info for 5.11","Exh 5.11","Exh 5.12","Exh 5.13","Exh 5.14","Exh 5.15","Exh 6.5","Exh 6.7","Exh 6.8","Exh 6.9","Exh 6.10","Exh 6.11","Exh 6.12","Exh 6.13","Exh 6.14","Exh 6.15","Exh 6.16","Exh 6.17","Exh 6.18","Exh 6.19","Exh 6.20","Info for 6.21","Exh 6.21"],"not_rendered":{"charts":31,"images":0,"macros":0,"external_links":5,"defined_names":825,"comments":4,"pivot_tables":0},"unopened":[{"sheet":"Exh ES3","index":1,"reason":"not_a_worksheet"},{"sheet":"Exh ES4 Chart","index":3,"reason":"not_a_worksheet"},{"sheet":"Exh 2.12 Chart","index":15,"reason":"not_a_worksheet"},{"sheet":"Exh 2.13 Chart","index":17,"reason":"not_a_worksheet"},{"sheet":"Exh 2.14 Chart","index":19,"reason":"not_a_worksheet"},{"sheet":"Exh 5.2","index":31,"reason":"not_a_worksheet"},{"sheet":"Exh 6.21","index":63,"reason":"not_a_worksheet"}],"bounds":{"document_bytes":16777216,"sheet_cells":100000,"rows_first":2000,"rows_last":500,"rows_between":2000,"halvings":0,"cell_chars":16384,"cell_head_chars":4096},"cells_cut":0,"cells_raw":0,"read":"whole","date_system":"1900"}

{"sheet":"Exhibit ES2","index":0,"n_rows":10,"n_cols":18,"rows_kept":10,"cut":false,"hidden":false,"merged":[[2,16,2,17],[1,1,1,14],[1,15,1,17],[2,1,4,1],[2,2,2,5],[2,6,2,9],[2,10,3,10],[2,11,3,11],[2,12,3,12],[2,13,2,14],[2,15,3,15]]}
[]
[null,"Annual Consumption (1000 m3/yr.)\nCommercial Sector",null,null,null,null,null,null,null,null,null,null,null,null,null,"Potential Savings (1000 m3/yr.)"]
[null,"Milestone Year","South",null,null,null,"North",null,null,null,"Base Year","Reference Case","Economic","Achievable",null,"Economic","Achievable"]
[null,null,"Reference Case","Upper Consumption","Lower Consumption","Economic Consumption","Reference Case","Upper Consumption","Lower Consumption","Economic Consumption",null,null,null,"Unconstrained","Static",null,"Unconstrained","Static"]
[null,null,null,null,null,null,null,null,null,null,null,"(A)","(B)","(C)","(D)","(A-B)","(A-C)","(A-D)"]
[null,2007,1595314.9656709996,null,null,null,471749.02334900008,null,null,null,2067063.9890200002,2067063.9890200002]
[null,2012,1622124.2915872999,1491667.0751556486,1579075.7212425289,1241843.8840535949,488096.18528738653,446223.26762155548,468763.27304921462,363871.64316785627,null,2110220.4768746863,1605715.527221451,1937890.342777204,1997611.59680923,504504.94965323515,172330.1340974824,112608.88006545632]
[null,2017,1651062.1945098378,1357632.9941858882,1551844.9536958439,1180166.134061276,506009.49628177431,409362.30545611423,459661.05551766395,351529.8284015262,null,2157071.690791612,1531695.962462802,1720144.0857250767,1851018.9621385715,625375.72832881007,390076.39114960964,259201.5147361148]
[null,null,null,null,null,null,null,null,null,null,null,null,null,0,0]
[null,null,null,null,null,null,null,null,null,null,null,null,null,0,0]

{"sheet":"Exh ES4","index":2,"n_rows":23,"n_cols":10,"rows_kept":23,"cut":false,"hidden":false,"merged":[[0,1,0,7],[1,1,1,7],[2,1,3,1],[2,2,2,7]]}
[null,"Exhibit 2.X Southern Franchise End-Use Breakdown"]
[]
[null,"Sub Sector","Natural Gas Consumption by End Use (1000 m3/yr.)"]
[null,null,"Space Heating","Water Heating","Cooking","Space Cooling","Other","Total"]
[null,"Large Office",99743.703219709598,7774.4403240250331,323.78689506780063,184.60120925141766,11716.128165946095,119742.65981399994,null,5.79288597015181E-2]
[null,"Small Office",213789.95147325948,15367.261225509668,625.95649482052431,0,12519.129896410486,242302.29909000016,null,0.11722051198080048]
[null,"Retail",147343.75043956243,9582.9183660455237,4218.8474401743115,0,5273.5593002178903,166419.07554600015,null,8.0509880889028412E-2]
[null,"Large Hotel",7648.7975562212159,4766.4456289009404,643.33922589087797,0,919.05603698696848,13977.638448000003,null,6.7620734153599343E-3]
[null,"Small Hotel/Motel",4848.988127960738,2718.3277466452764,58.787364763089876,0,587.87364763089874,8213.9768870000025,null,3.9737409826844632E-3]
[null,"Contract Hospital",41177.339515756874,10878.778202790871,1096.1060114922118,290.77868347152406,7026.3205864885367,60469.323000000019,null,2.9253725729443267E-2]
[null,"Hospital",18650.346802050473,3762.3863403532132,488.93618509320379,69.65759904400727,1360.8155234591038,24332.142449999999,null,1.1771354239273417E-2]
[null,"Nursing Home",42668.594776626,12718.663012226405,2843.3801157991738,0,4045.4595143484185,62276.097418999998,null,3.0127803372224215E-2]
[null,"School",127354.91530679284,7414.8090155011796,1782.9808084668634,0,841.0286832390866,137393.73381400001,null,6.6468060274775864E-2]
[null,"Contract University/College",58581.621939248886,10172.888856196139,2867.8431390882592,616.86521774606808,7169.6078477206493,79408.82699999999,null,3.8416240339829974E-2]
[null,"University/College",12355.119531880184,1837.0482993131764,443.89972792243259,118.41347660338209,845.52329128082397,15600.004327000001,null,7.5469382708350501E-3]
[null,"Restaurant/Food Service",39992.440015713546,15664.005616224131,25853.296836450594,0,326.43051561174997,81836.172984000019,null,3.9590536828421424E-2]
[null,"Warehouse",61964.834025948621,3307.4566391601238,137.5953640900598,0,2751.9072818011964,68161.793311000001,null,3.2975173324612785E-2]
[null,"Contract Apartment",5037.7704652468665,1854.1559671856326,22.343851951944583,0,178.75081561555666,7093.0211000000008,null,3.431447278689625E-3]
[null,"High-rise Apartment",120368.80631044126,40913.051844515619,522.03213978258589,0,4176.2571182606871,165980.14741300017,null,8.0297537132216087E-2]
[null,"Mid-rise Apartment",74936.113282446342,24848.104647326643,484.05398663623333,0,1210.1349665905836,101478.40688299981,null,4.9093016675846091E-2]
[null,"Other Buildings",null,null,null,null,null,391810.2051339997,null,0.18954914178528059]
[null,"Other Contract Institutional Buildings",null,null,null,null,null,320568.4644,null,0.15508395777916012]
[null,"Total",1076463.0927888653,173580.74173191958,42413.185587490167,1280.3161861163992,60947.983191608728,2067063.9890200002,null,1]

{"sheet":"Exhibit 2.2 Subsector Mapping","index":4,"n_rows":38,"n_cols":3,"rows_kept":38,"cut":false,"hidden":false,"merged":[[26,1,28,1],[29,1,36,1],[1,1,1,2],[4,1,5,1],[6,1,7,1],[8,1,10,1],[16,1,17,1],[23,1,25,1]]}
[]
[null,"Exhibit 2.X: Subsector mapping"]
[]
[null,"Study Sub sector","Union Sub sector Components"]
[null,"Large Office","Office Building >50,000 m3 consumption"]
[null,null,"Office Building Unit >50,000 m3"]
[null,"Small Office","Office Building < 50,000 m3 "]
[null,null,"Office Building Unit < 50,000 m3"]
[null,"Retail","Retail Building"]
[null,null,"Retail Plaza"]
[null,null,"Retail Plaza Unit"]
[null,"Large Hotel","Hotel/Motel >50,000 m3"]
[null,"Small Hotel/Motel","Hotel/Motel <50,000 m3"]
[null,"Contract Hospital","Contract Institutional (Hospital Portion)"]
[null,"Hospital","Hospital Facility"]
[null,"Nursing Home","Senior/Nursing/Health Care"]
[null,"School","Education Primary/Secondary"]
[null,null,"Permanent Daycare"]
[null,"Contract University/College","Contract Institutional (College/University Portion)"]
[null,"University/College","Education College/University"]
[null,"Restaurant/Food Service","Restaurant/Food Service"]
[null,"Warehouse","Warehouse Facility"]
[null,"Contract Apartment","Contract Apartment"]
[null,"High-rise Apartment","Apartment Building > 50,000 m3"]
[null,null,"Condominium Building > 50,000 m3"]
[null,null,"Apartment Unit > 50,000 m3"]
[null,"Mid-rise Apartment","Apartment Building < 50,000 m3"]
[null,null,"Condominium Building < 50,000 m3"]
[null,null,"Apartment Unit < 50,000 m3"]
[null,"Other Buildings","Commercial Other"]
[null,null,"Recreation"]
[null,null,"Religious"]
[null,null,"Institutional Other"]
[null,null,"Permanent Correctional Facility"]
[null,null,"Commercial Laundromat"]
[null,null,"Gas Station/Car Wash"]
[null,null,"Multi-Family Other > 50,000 m3"]
[null,"Other Contract Institutional Buildings","Other Contract Institutional Buildings"]

{"sheet":"Exhibit 2.3 Wthr and Base Loads","index":5,"n_rows":27,"n_cols":10,"rows_kept":27,"cut":false,"hidden":false,"merged":[[0,1,0,10],[2,1,3,1],[2,2,2,5],[2,6,2,9]]}
[null,"Exhibit 2.X: Weather Sensitive and Base Loads"]
[]
[null,"Sub Sector","Southern service region",null,null,null,"Northern service region"]
[null,null,"Total Sector Consumption (1000 m3)","Estimated Base Load Proportion (%)","Base Load (1000 m3)","Weather Sensitive Load (1000 m3)","Total Sector Consumption (1000 m3)","Estimated Base Load Proportion (%)","Base Load (1000 m3)","Weather Sensitive Load (1000 m3)"]
[null,"Large Office",51811.221935000016,0.22,11398.468825700003,40412.753109300014,67931.437878999946,0.21,14265.601954589989,53665.835924409956]
[null,"Small Office",90394.043819000028,0.14000000000000001,12655.166134660005,77738.877684340026,151908.25527100015,0.18,27343.485948780024,124564.76932222012]
[null,"Retail",150326.73437900015,0.14000000000000001,21045.742813060024,129280.99156594012,16092.341166999999,0.14000000000000001,2252.9277633800002,13839.413403619998]
[null,"Large Hotel",10734.383221000002,0.45,4830.4724494500006,5903.9107715500013,3243.2552270000001,0.45,1459.4648521500001,1783.79037485]
[null,"Small Hotel/Motel",5854.4348730000002,0.5,2927.2174365000001,2927.2174365000001,2359.542014000001,0.5,1179.7710070000005,1179.7710070000005]
[null,"Contract Hospital",53460.981000000014,0.4,21384.392400000008,32076.588600000006,7008.3419999999996,0.45,3153.7538999999997,3854.5880999999999]
[null,"Hospital",10290.101853,0.3,3087.0305558999999,7203.0712971000003,14042.040597000001,0.4,5616.816238800001,8425.224358200001]
[null,"Nursing Home",41141.905476,0.38,15633.92408088,25507.981395119998,21134.191942999998,0.4,8453.6767772000003,12680.515165799998]
[null,"School",87244.501122000016,7.0000000000000007E-2,6107.1150785400014,81137.386043460021,50149.232691999976,0.08,4011.938615359998,46137.294076639977]
[null,"Contract University/College",70537.107300000003,0.28999999999999998,20455.761116999998,50081.346183000001,8871.7196999999996,0.28999999999999998,2572.7987129999997,6298.9209869999995]
[null,"University/College",12598.692805000001,0.25,3149.6732012500001,9449.0196037500009,3001.311522,0.3,900.39345659999992,2100.9180654000002]
[null,"Restaurant/Food Service",71838.206703000003,0.6,43102.924021799998,28735.282681200006,9997.9662810000009,0.6,5998.7797686000004,3999.1865124000005]
[null,"Warehouse",64300.240726999997,0.08,5144.0192581599995,59156.221468839998,3861.5525840000009,0.08,308.92420672000009,3552.6283772800007]
[null,"Contract Apartment",7093.0210999999999,0.28999999999999998,2056.9761189999999,5036.044981,0,"n/a","n/a","n/a"]
[null,"High-rise Apartment",149736.65927100016,0.27,40428.898003170048,109307.76126783011,16243.488141999997,0.26,4223.3069169199989,12020.181225079998]
[null,"Mid-rise Apartment",82468.249815999792,0.26,21441.744952159948,61026.504863839844,19010.157067000026,0.25,4752.5392667500064,14257.61780025002]
[null,"Other Buildings",340456.64687099966,0.2,68091.329374199937,272365.31749679975,51353.558263000014,0.2,10270.711652600003,41082.846610400011]
[null,"Other Contract Institutional Buildings",295027.8334,0.2,59005.566680000004,236022.26672000001,25540.631000000001,0.2,5108.1262000000006,20432.504800000002]
[null,"Grand Total",1595314.9656710001,0.24467812808566783,361946.42250142997,1233368.5431695699,471749.0233490002,0.21905310995131799,101873.01723845002,369876.00611055008]
[]
[null,null,null,0.24467812808566783,null,null,null,0.21905310995131799]
[]
[null,null,null,0.25140000000000001,null,null,null,0.224]

{"sheet":"Exhibit 2.4 Gas Share","index":6,"n_rows":22,"n_cols":10,"rows_kept":22,"cut":false,"hidden":false,"merged":[[0,1,0,15],[2,1,3,1],[2,2,2,5],[2,6,2,9],[2,13,2,15]]}
[null,"Exhibit 2.X: Natural Gas Fuel Share"]
[]
[null,"Sub Sector","Southern service region",null,null,null,"Northern service region"]
[null,null,"Space Heating","Water Heating","Cooking","Space Cooling","Space Heating","Water Heating","Cooking","Space Cooling"]
[null,"Large Office",0.9,0.81,0.2,1.0000000000000009E-2,0.9,0.81,0.2,0]
[null,"Small Office",0.9,0.81,0.2,0,0.9,0.81,0.2,0]
[null,"Retail",0.9,0.66,0.4,0,0.9,0.66,0.4,0]
[null,"Large Hotel",0.65,0.88,0.5,0,0.65,0.88,0.5,0]
[null,"Small Hotel/Motel",0.65,0.85000000000000009,0.2,0,0.65,0.85000000000000009,0.2,0]
[null,"Contract Hospital",0.96,0.82,0.65,5.0000000000000044E-2,0.96,0.82,0.65,1.0000000000000009E-2]
[null,"Hospital",0.96,0.82,0.65,5.0000000000000044E-2,0.96,0.82,0.65,1.0000000000000009E-2]
[null,"Nursing Home",0.65,0.90000000000000013,0.82,0,0.65,0.90000000000000013,0.82,0]
[null,"School",0.89,0.77,0.53,0,0.89,0.77,0.53,0]
[null,"Contract University/College",0.83,0.91000000000000014,0.7,4.0000000000000036E-2,0.83,0.91000000000000014,0.7,1.0000000000000009E-2]
[null,"University/College",0.83,0.91000000000000014,0.7,4.0000000000000036E-2,0.83,0.91000000000000014,0.7,1.0000000000000009E-2]
[null,"Restaurant/Food Service",0.82000000000000006,0.82000000000000006,0.88,0,0.82000000000000006,0.82000000000000006,0.88,0]
[null,"Warehouse",0.96,0.64,0.1,0,0.96,0.64,0.1,0]
[null,"Contract Apartment",0.9,0.79,0.05,0,"n/a","n/a","n/a","n/a"]
[null,"High-rise Apartment",0.9,0.79,0.05,0,0.9,0.79,0.05,0]
[null,"Mid-rise Apartment",0.9,0.88,0.1,0,0.9,0.88,0.1,0]
[null,"Other Buildings",0,0,0,0,0,0,0,0]
[null,"Other Contract Institutional Buildings",0,0,0,0,0,0,0,0]

{"sheet":"Exh 2.5 Summary Profile","index":7,"n_rows":79,"n_cols":16,"rows_kept":79,"cut":false,"hidden":false,"merged":[[37,3,37,4],[43,3,43,4],[43,5,43,9],[4,2,14,10],[23,3,23,8],[23,9,25,9],[24,3,24,6],[30,3,30,6],[36,3,36,4]]}
[]
[null,null,"Summary Building Profile"]
[]
[null,null,"Building Type:","Large Office",null,"Location:",null,"Southern service region"]
[]
[]
[]
[]
[]
[]
[]
[]
[]
[]
[]
[null,null,"Building Envelope:"]
[null,null,"Roof U Value",0.52758083333333339,"W/m².°C"]
[null,null,"Wall U Value",0.76889583333333322,"W/m².°C"]
[null,null,"Window U Value",3.0369999999999999,"W/m².°C"]
[null,null,"Shading Coefficient (SC)",0.51500000000000001]
[null,null,"Window to Wall Ratio (WWR)",0.34499999999999997]
[null,null,"Space Heating","Load",345.71896434082305,"MJ/m².yr.",null,null,"P. Design",41.741905423599349,"W/m²"]
[]
[null,null,"System Types","Natural Gas",null,null,null,null,null,"Electric"]
[null,null,null,"Boilers",null,null,null,"RTU","Furnace"]
[null,null,null,"Std.","N. Cond","Cond","Other"]
[null,null,null,0.2,0.24,0.01,0,0.45,0,0.1,1]
[]
[null,null,"Water Heating","Load",40,"MJ/m².yr."]
[]
[null,null,"System Types","Natural Gas",null,null,null,"Electric"]
[null,null,null,"Std. Boiler","Tank Heater","Cnd.     Boiler","Cnd. Heater","Tank",null,0]
[null,null,null,0.15,0.64,0.01,0.01,0.19,null,null,1]
[]
[null,null,"Cooking","Load",10,"MJ/m².yr"]
[]
[null,null,"System Types","Natural Gas",null,"Electric"]
[null,null,null,0.2,null,0.8,null,null,null,null,1]
[]
[]
[]
[null,null,"Space Cooling","Load",98.342144218871908,"MJ/m².yr"]
[]
[null,null,"System Types","Natural Gas",null,"Electric"]
[null,null,null,"Absorption","Engine","Std. Cent. Chiller","HE Cent. Chiller","Screw Chillers","Open Recip. Chiller","DX Recip. Chiller"]
[null,null,null,0.01,0,0.25,0.25,0,0,0.49,1]
[]
[null,null,"Incidence of Temperature Setback",0.25]
[]
[null,null,"Incidence of Ventilation System",0.25]
[null,null,"Shutdown"]
[]
[null,null,"Minimum OA",0.99996416040228575," L/s.m²",null,0.19692086656208857," CFM/ft²"]
[]
[]
[]
[null,null,null,null,null,null,"Energy Performance Summary"]
[]
[null,null,null,null,null,null,"Natural Gas End-Use",null,null,"MJ/m².yr.","m³/m².yr."]
[]
[null,null,null,null,null,null,"Space Heating",null,null,457.94434269959839,12.172895871865986]
[null,null,null,null,null,null,"Water Heating",null,null,48.021957913998179,1.2765007419988885]
[null,null,null,null,null,null,"Cooking",null,null,2,5.3163211057947905E-2,null,null,null,"Gas","Elec"]
[null,null,null,null,null,null,"Space Cooling",null,null,2.3705714749067863,6.3013595824210164E-2]
[null,null,null,null,null,null,"Other",null,null,75,1.9936204146730463,null,null,"Space Heating",457.94434269959839,34.571896434082298]
[null,null,null,null,null,null,"Subtotal",null,null,585.33687208850336,15.559193835420077,null,null,"Water Heating",48.021957913998179,8.3516483516483522]
[null,null,null,null,null,null,null,null,null,null,null,null,null,"Cooking",2,8]
[null,null,null,null,null,null,"Electrical End-Use",null,null,"MJ/m².yr.",null,null,null,"Space Cooling",2.3705714749067863,80.391821678220097]
[null,null,null,null,null,null,"Lighting",null,null,257.78661542496394,null,null,null,"Lighting",null,257.78661542496394]
[null,null,null,null,null,null,"Plug Loads & Office Equipment",null,null,133.38289432024615,null,null,null,"Plug Loads",null,133.38289432024615]
[null,null,null,null,null,null,"HVAC Fans and Pumps",null,null,124.96003054502744,null,null,null,"HVAC Equip.",null,124.96003054502744]
[null,null,null,null,null,null,"Space Heating",null,null,34.571896434082298,null,null,null,"Other",75,8.8735999999999997]
[null,null,null,null,null,null,"Space Cooling",null,null,80.391821678220097]
[null,null,null,null,null,null,"Water Heating",null,null,8.3516483516483522]
[null,null,null,null,null,null,"Cooking",null,null,8]
[null,null,null,null,null,null,"Other",null,null,8.8735999999999997]
[null,null,null,null,null,null,"Subtotal",null,null,656.31850675418832]
[]
[null,null," ",null,null,null,"Total",null,null,1241.6553788426918]

{"sheet":"Exhibit  2.6 Space Heating","index":8,"n_rows":22,"n_cols":14,"rows_kept":22,"cut":false,"hidden":false,"merged":[[0,1,0,11],[2,1,3,1],[2,2,2,3],[2,4,2,5],[2,9,2,11]]}
[null,"Exhibit 2.X: Boiler/RTU Heating Split"]
[]
[null,"Sub Sector","Southern service region",null,"Northern service region"]
[null,null,"Boilers","Rooftop Units/ Other","Boilers","Rooftop Units/ Other",null,null,null,null,null,null,null,"Furnaces"]
[null,"Large Office",0.5,0.5,0.5,0.5,null,null,null,null,null,null,null,0]
[null,"Small Office",0.5,0.5,0.5,0.5,null,null,null,null,null,null,null,0.11111111111111112]
[null,"Retail",0.1111111111111111,0.88888888888888884,0.1111111111111111,0.88888888888888884,null,null,null,null,null,null,null,5.5555555555555559E-2]
[null,"Large Hotel",0.8,0.19999999999999996,0.8,0.19999999999999996,null,null,null,null,null,null,null,0]
[null,"Small Hotel/Motel",0.8,0.19999999999999996,0.8,0.19999999999999996,null,null,null,null,null,null,null,0]
[null,"Contract Hospital",0.94791666666666663,5.208333333333337E-2,0.94791666666666663,5.208333333333337E-2,null,null,null,null,null,null,null,0]
[null,"Hospital",0.94791666666666663,5.208333333333337E-2,0.94791666666666663,5.208333333333337E-2,null,null,null,null,null,null,null,0]
[null,"Nursing Home",0.69230769230769229,0.30769230769230771,0.69230769230769229,0.30769230769230771,null,null,null,null,null,null,null,0]
[null,"School",0.89887640449438211,0.10112359550561789,0.89887640449438211,0.10112359550561789,null,null,null,null,null,null,null,0]
[null,"Contract University/College",0.75903614457831314,0.24096385542168686,0.75903614457831314,0.24096385542168686,null,null,null,null,null,null,null,0]
[null,"University/College",0.75903614457831314,0.24096385542168686,0.75903614457831314,0.24096385542168686,null,null,null,null,null,null,null,0]
[null,"Restaurant/Food Service",0.18292682926829271,0.81707317073170727,0.18292682926829271,0.81707317073170727,null,null,null,null,null,null,null,6.097560975609756E-2]
[null,"Warehouse",0.11458333333333333,0.88541666666666663,0.11458333333333333,0.88541666666666663,null,null,null,null,null,null,null,5.2083333333333329E-2]
[null,"Contract Apartment",0.77777777777777779,0.22222222222222221,"n/a","n/a",null,null,null,null,null,null,null,0]
[null,"High-rise Apartment",0.77777777777777779,0.22222222222222221,0.77777777777777779,0.22222222222222221,null,null,null,null,null,null,null,0]
[null,"Mid-rise Apartment",0.77777777777777779,0.22222222222222221,0.77777777777777779,0.22222222222222221,null,null,null,null,null,null,null,0]
[null,"Other Buildings",0,0,0,0]
[null,"Other Contract Institutional Buildings",0,0,0,0]

{"sheet":"Exhibit 2.7 DHW","index":9,"n_rows":22,"n_cols":6,"rows_kept":22,"cut":false,"hidden":false,"merged":[[0,1,0,11],[2,1,3,1],[2,2,2,3],[2,4,2,5],[2,9,2,11]]}
[null,"Exhibit 2.X: Boiler/Tank DHW Split"]
[]
[null,"Sub Sector","Southern service region",null,"Northern service region"]
[null,null,"Boilers","Tank Heaters","Boilers","Tank Heaters"]
[null,"Large Office",0.19753086419753085,0.80246913580246915,0.19753086419753085,0.80246913580246915]
[null,"Small Office",4.9382716049382713E-2,0.95061728395061729,4.9382716049382713E-2,0.95061728395061729]
[null,"Retail",3.0303030303030304E-2,0.96969696969696972,3.0303030303030304E-2,0.96969696969696972]
[null,"Large Hotel",0.85227272727272729,0.14772727272727271,0.85227272727272729,0.14772727272727271]
[null,"Small Hotel/Motel",0.74117647058823521,0.25882352941176479,0.74117647058823521,0.25882352941176479]
[null,"Contract Hospital",0.86585365853658536,0.13414634146341464,0.86585365853658536,0.13414634146341464]
[null,"Hospital",0.86585365853658536,0.13414634146341464,0.86585365853658536,0.13414634146341464]
[null,"Nursing Home",0.75555555555555554,0.24444444444444446,0.75555555555555554,0.24444444444444446]
[null,"School",0.40259740259740256,0.59740259740259738,0.40259740259740256,0.59740259740259738]
[null,"Contract University/College",0.75824175824175821,0.24175824175824179,0.75824175824175821,0.24175824175824179]
[null,"University/College",0.75824175824175821,0.24175824175824179,0.75824175824175821,0.24175824175824179]
[null,"Restaurant/Food Service",0.17073170731707318,0.82926829268292679,0.17073170731707318,0.82926829268292679]
[null,"Warehouse",9.375E-2,0.90625,9.375E-2,0.90625]
[null,"Contract Apartment",0.30379746835443039,0.69620253164556956,"n/a","n/a"]
[null,"High-rise Apartment",0.30379746835443039,0.69620253164556956,0.30379746835443039,0.69620253164556956]
[null,"Mid-rise Apartment",0.20454545454545456,0.79545454545454541,0.20454545454545456,0.79545454545454541]
[null,"Other Buildings",0,0,0,0]
[null,"Other Contract Institutional Buildings",0,0,0,0]

{"sheet":"Exhibit 2.8 Cooking","index":10,"n_rows":22,"n_cols":4,"rows_kept":22,"cut":false,"hidden":false,"merged":[[0,1,0,9],[2,1,3,1],[2,2,3,2],[2,3,3,3],[2,7,2,9]]}
[null,"Exhibit 2.X: Cooking EUIs"]
[]
[null,"Sub Sector","Southern service region","Northern service region"]
[]
[null,"Large Office",10,10]
[null,"Small Office",10,10]
[null,"Retail",40,40]
[null,"Large Hotel",70,70]
[null,"Small Hotel/Motel",30,30]
[null,"Contract Hospital",60,60]
[null,"Hospital",50,60]
[null,"Nursing Home",60,60]
[null,"School",20,20]
[null,"Contract University/College",40,40]
[null,"University/College",30,30]
[null,"Restaurant/Food Service",900,900]
[null,"Warehouse",10,10]
[null,"Contract Apartment",50,"n/a"]
[null,"High-rise Apartment",50,50]
[null,"Mid-rise Apartment",40,40]
[null,"Other Buildings",0,0]
[null,"Other Contract Institutional Buildings",0,0]

{"sheet":"Exhibit 2.9 Space Cooling","index":11,"n_rows":22,"n_cols":6,"rows_kept":22,"cut":false,"hidden":false,"merged":[[0,1,0,7],[2,1,3,1],[2,2,2,3],[2,4,2,5]]}
[null,"Exhibit 2.X: % of Floor Space with Air Conditioning"]
[]
[null,"Sub Sector","Southern service region",null,"Northern service region"]
[null,null,"Saturation","Natural Gas Fuel Share","Saturation","Natural Gas Fuel Share"]
[null,"Large Office",0.86,1.0000000000000009E-2,0.86,0]
[null,"Small Office",0.86,0,0.86,0]
[null,"Retail",0.85,0,0.85,0]
[null,"Large Hotel",0.85,0,0.85,0]
[null,"Small Hotel/Motel",0.85,0,0.85,0]
[null,"Contract Hospital",0.75,5.0000000000000044E-2,0.75,1.0000000000000009E-2]
[null,"Hospital",0.75,5.0000000000000044E-2,0.75,1.0000000000000009E-2]
[null,"Nursing Home",0.6,0,0.6,0]
[null,"School",0.15,0,0.15,0]
[null,"Contract University/College",0.75,4.0000000000000036E-2,0.75,1.0000000000000009E-2]
[null,"University/College",0.75,4.0000000000000036E-2,0.75,1.0000000000000009E-2]
[null,"Restaurant/Food Service",0.85,0,0.85,0]
[null,"Warehouse",0.1,0,0.1,0]
[null,"Contract Apartment",0.4,0,"n/a","n/a"]
[null,"High-rise Apartment",0.4,0,0.25,0]
[null,"Mid-rise Apartment",0.4,0,0.25,0]
[null,"Other Buildings",0,0,0]
[null,"Other Contract Institutional Buildings",0,0,0]

{"sheet":"Exhibit 2.10 Other Use and EUIs","index":12,"n_rows":29,"n_cols":6,"rows_kept":29,"cut":false,"hidden":false,"merged":[[0,1,0,11],[2,1,3,1],[2,2,2,3],[2,4,2,5],[2,9,2,11]]}
[null,"Exhibit 2.X: Other EUIs"]
[]
[null,"Sub Sector","Southern service region",null,"Northern service region"]
[null,null,"Other EUI (MJ/m2.yr.)","% of Total Natural Gas Use","Other EUI (MJ/m2.yr.)","% of Total Natural Gas Use"]
[null,"Large Office",75,0.11105321132581131,70,8.7769753938819486E-2]
[null,"Small Office",40,5.8025111864927016E-2,40,4.7884200755997558E-2]
[null,"Retail",20,3.2226073003809128E-2,20,2.6666038163296369E-2]
[null,"Large Hotel",50,6.7956813585187292E-2,50,5.8454097570628583E-2]
[null,"Small Hotel/Motel",60,7.7560215704340588E-2,60,5.6706943661145919E-2]
[null,"Contract Hospital",250,0.11823483378231979,250,0.1006472549589872]
[null,"Hospital",100,6.2467601842751547E-2,100,5.1133418467536697E-2]
[null,"Nursing Home",70,6.8388369238808616E-2,70,5.828619777798371E-2]
[null,"School",5,6.5372845983561623E-3,5,5.397620965118974E-3]
[null,"Contract University/College",70,9.2081159869225077E-2,70,7.6024628428766325E-2]
[null,"University/College",40,5.6175987076822961E-2,40,4.5906359960417815E-2]
[null,"Restaurant/Food Service",10,4.0558290502966639E-3,10,3.5074163043685071E-3]
[null,"Warehouse",20,4.1057495852550835E-2,20,2.8978089097639818E-2]
[null,"Contract Apartment",20,2.5200942319987835E-2,"n/a","n/a"]
[null,"High-rise Apartment",20,2.5572317256050536E-2,20,2.1371257176218107E-2]
[null,"Mid-rise Apartment",10,1.2262534368992E-2,10,1.0460998200613525E-2]
[null,"Other Buildings",0,0,0,0]
[null,"Other Contract Institutional Buildings",0,0,0,0]
[]
[]
[null,"Notes:"]
[]
[null,"Stock average Gas EUIs adjusted for \"incidence\" or \"saturation\"."]
[null,"Confirm these values following analysis of segment base loads from actual data"]
[null,"Loads include: dehumidification and reheat, steam distribution losses, sterilizers, laboratory equipment, misc process loads, laundry, pools, hot tubs etc"]

{"sheet":"Exhibit 2.11 Floor Area","index":13,"n_rows":21,"n_cols":5,"rows_kept":21,"cut":false,"hidden":false,"merged":[[0,1,0,4]]}
[null,"Exhibit 2.X: Estimated Floor Area by Building Segment8 and Service Region (sq. m)"]
[]
[null,"Sub Sector","Southern service region","Northern service region","Total"]
[null,"Large Office",2886107.3734237868,3177067.7772593712,6063175.1506831581]
[null,"Small Office",4933039.5965016149,6783010.0279373266,11716049.624438941]
[null,"Retail",9112392.23537766,800306.90459305339,9912699.1399707142]
[null,"Large Hotel",548856.59837689798,141427.84188418984,690284.44026108785]
[null,"Small Hotel/Motel",284702.66219871247,83180.501980239656,367883.16417895211]
[null,"Contract Hospital",951176.58645335352,105241.2613097757,1056417.8477631293]
[null,"Hospital",241820.60213553093,267820.54166823335,509641.14380376425]
[null,"Nursing Home",1512123.9813825372,656390.31559628958,2168514.2969788266]
[null,"School",4291254.2122743083,2019321.6612317478,6310575.8735060561]
[null,"Contract University/College",3490673.0880518546,359395.72750902356,3850068.8155608783]
[null,"University/College",665633.23594872921,128479.18520422744,794112.42115295667]
[null,"Restaurant/Food Service",1096109.4330801717,130800.02169300725,1226909.454773179]
[null,"Warehouse",4965852.9167645937,208694.27366610619,5174547.1904306998]
[null,"Contract Apartment",336230.28417286207,0,336230.28417286207]
[null,"High-rise Apartment",7202562.2221453525,647423.11710265558,7849985.3392480081]
[null,"Mid-rise Apartment",3804396.7909200653,741767.26638982864,4546164.0573098939]
[null,"Other Buildings",0,0,0]
[null,"Other Contract Institutional Buildings",0,0,0]

{"sheet":"Exh 2.12 Usage all regions data","index":14,"n_rows":23,"n_cols":12,"rows_kept":23,"cut":false,"hidden":false,"merged":[[0,1,0,7],[1,1,1,7],[2,1,3,1],[2,2,2,7]]}
[null,"Exhibit 2.X Southern service region End-Use Breakdown"]
[]
[null,"Sub Sector","Natural Gas Consumption by End Use (1000 m3/yr.)"]
[null,null,"Space Heating","Water Heating","Cooking","Space Cooling","Other","Total"]
[null,"Large Office",99743.703219709598,7774.4403240250331,323.78689506780063,184.60120925141766,11716.128165946095,119742.65981399994]
[null,"Small Office",213789.95147325948,15367.261225509668,625.95649482052431,0,12519.129896410486,242302.29909000016]
[null,"Retail",147343.75043956243,9582.9183660455237,4218.8474401743115,0,5273.5593002178903,166419.07554600015]
[null,"Large Hotel",7648.7975562212159,4766.4456289009404,643.33922589087797,0,919.05603698696848,13977.638448000003]
[null,"Small Hotel/Motel",4848.988127960738,2718.3277466452764,58.787364763089876,0,587.87364763089874,8213.9768870000025]
[null,"Contract Hospital",41177.339515756874,10878.778202790871,1096.1060114922118,290.77868347152406,7026.3205864885367,60469.323000000019]
[null,"Hospital",18650.346802050473,3762.3863403532132,488.93618509320379,69.65759904400727,1360.8155234591038,24332.142449999999]
[null,"Nursing Home",42668.594776626,12718.663012226405,2843.3801157991738,0,4045.4595143484185,62276.097418999998]
[null,"School",127354.91530679284,7414.8090155011796,1782.9808084668634,0,841.0286832390866,137393.73381400001]
[null,"Contract University/College",58581.621939248886,10172.888856196139,2867.8431390882592,616.86521774606808,7169.6078477206493,79408.82699999999]
[null,"University/College",12355.119531880184,1837.0482993131764,443.89972792243259,118.41347660338209,845.52329128082397,15600.004327000001]
[null,"Restaurant/Food Service",39992.440015713546,15664.005616224131,25853.296836450594,0,326.43051561174997,81836.172984000019]
[null,"Warehouse",61964.834025948621,3307.4566391601238,137.5953640900598,0,2751.9072818011964,68161.793311000001]
[null,"Contract Apartment",5037.7704652468665,1854.1559671856326,22.343851951944583,0,178.75081561555666,7093.0211000000008]
[null,"High-rise Apartment",120368.80631044126,40913.051844515619,522.03213978258589,0,4176.2571182606871,165980.14741300017]
[null,"Mid-rise Apartment",74936.113282446342,24848.104647326643,484.05398663623333,0,1210.1349665905836,101478.40688299981]
[null,"Other Buildings",null,null,null,null,null,391810.2051339997]
[null,"Other Contract Institutional Buildings",null,null,null,null,null,320568.4644]
[null,"Total",1076463.0927888653,173580.74173191958,42413.185587490167,1280.3161861163992,60947.983191608728,2067063.9890200002,null,"Check",0,0]

{"sheet":"Exh 2.13 Usage SF data","index":16,"n_rows":23,"n_cols":12,"rows_kept":23,"cut":false,"hidden":false,"merged":[[0,1,0,7],[1,1,1,7],[2,1,3,1],[2,2,2,7]]}
[null,"Exhibit 2.X Southern service region End-Use Breakdown"]
[]
[null,"Sub Sector","Natural Gas Consumption by End Use (1000 m3/yr.)"]
[null,null,"Space Heating","Water Heating","Cooking","Space Cooling","Other","Total"]
[null,"Large Office",42035.265208059369,3684.1182036639266,153.43473542922843,184.60120925141766,5753.8025785960672,51811.221935000009,null,null,null,3.2477111448150853E-2]
[null,"Small Office",78448.260493526628,6438.4025957267704,262.25622522602953,0,5245.1245045205906,90394.043819000013,null,null,null,5.6662192585261499E-2]
[null,"Retail",132803.60270727117,8803.1391019895855,3875.5522532175059,0,4844.4403165218828,150326.73437900015,null,null,null,9.4230128603959892E-2]
[null,"Large Hotel",5711.0465259782777,3783.2300798692436,510.63213565102154,0,729.47447950145931,10734.383221000002,null,null,null,6.7286921090751834E-3]
[null,"Small Hotel/Motel",3255.3311434538605,2099.6253748115578,45.407123157689391,0,454.07123157689398,5854.434873000002,null,null,null,3.6697674120656104E-3]
[null,"Contract Hospital",36080.951520130977,9786.6606620189195,986.06823157046233,286.3503839049003,6320.9502023747582,53460.981000000014,null,null,null,3.3511238940527321E-2]
[null,"Hospital",7600.8783851601993,1777.2095618137207,208.90934527923329,60.306575272283006,642.79798547456392,10290.101853,null,null,null,6.4502007907083839E-3]
[null,"Nursing Home",27504.83537898806,8845.8638614776955,1977.5784126533977,0,2813.6278228808505,41141.905476000007,null,null,null,2.5789205493158187E-2]
[null,"School",80436.69387465503,5028.3397908994812,1209.1253229693693,0,570.34213347611762,87244.501122000001,null,null,null,5.4687947520948889E-2]
[null,"Contract University/College",51622.868951103526,9215.8908877801678,2598.0554616015929,605.1533455107334,6495.138654003983,70537.107300000003,null,null,null,4.4215160528085218E-2]
[null,"University/College",9867.4580336450636,1537.6985266633033,371.56560220423484,114.22663828885584,707.7440041985426,12598.692805000001,null,null,null,7.8973074760198912E-3]
[null,"Restaurant/Food Service",34489.566462913113,13981.288689573939,23075.988064845722,0,291.36348566724399,71838.206703000018,null,null,null,4.5030735778739728E-2]
[null,"Warehouse",58355.267516950065,3172.9659997347735,132.00034334834115,0,2640.0068669668231,64300.240727000004,null,null,null,4.0305671363118516E-2]
[null,"Contract Apartment",5037.7704652468665,1854.1559671856326,22.343851951944583,0,178.75081561555666,7093.0211000000008,null,null,null,4.4461571869079978E-3]
[null,"High-rise Apartment",107916.6777796018,37512.228966191804,478.63916946739454,0,3829.1133557391563,149736.65927100013,null,null,null,9.3860248598633275E-2]
[null,"Mid-rise Apartment",60287.733349356131,20764.738819836613,404.50789908772623,0,1011.2697477193158,82468.249815999778,null,null,null,5.1694023807589057E-2]
[null,"Other Buildings",null,null,null,null,null,340456.64687099966,null,null,null,0.21341030091058003]
[null,"Other Contract Institutional Buildings",null,null,null,null,null,295027.8334,null,null,null,0.18493390944647062]
[null,"Total",741454.20779604011,138285.55708923715,36312.064177660897,1250.6381522281902,42528.018184833811,1595314.9656709996]

{"sheet":"Exh 2.14 Usage NF data","index":18,"n_rows":23,"n_cols":12,"rows_kept":23,"cut":false,"hidden":false,"merged":[[0,1,0,7],[1,1,1,7],[2,1,3,1],[2,2,2,7]]}
[null,"Exhibit 2.X Northern service region End-Use Breakdown"]
[]
[null,"Sub Sector","Natural Gas Consumption by End Use (1000 m3/yr.)"]
[null,null,"Space Heating","Water Heating","Cooking","Space Cooling","Other","Total"]
[null,"Large Office",57708.438011650236,4090.3221203611065,170.3521596385722,0,5962.3255873500266,67931.437878999946,null,null,null,0.14399910655192655]
[null,"Small Office",135341.69097973284,8928.8586297828988,363.70026959449473,0,7274.0053918898948,151908.25527100012,null,null,null,0.3220107467156712]
[null,"Retail",14540.147732291247,779.77926405593882,343.29518695680582,0,429.11898369600721,16092.341166999999,null,null,null,3.4112081574135832E-2]
[null,"Large Hotel",1937.7510302429384,983.2155490316967,132.70709023985643,0,189.58155748550919,3243.2552270000006,null,null,null,6.8749590703458419E-3]
[null,"Small Hotel/Motel",1593.6569845068775,618.70237183371842,13.380241605400483,0,133.80241605400479,2359.542014000001,null,null,null,5.0016892398617877E-3]
[null,"Contract Hospital",5096.387995625897,1092.1175407719511,110.03777992174939,4.4282995666237799,705.37038411377819,7008.3419999999996,null,null,null,1.4856081630539437E-2]
[null,"Hospital",11049.468416890273,1985.1767785394927,280.02683981397053,9.3510237717242681,718.0175379845399,14042.040597000001,null,null,null,2.9765913445488353E-2]
[null,"Nursing Home",15163.759397637941,3872.7991507487091,865.80170314577606,0,1231.8316914675677,21134.191942999991,null,null,null,4.4799651715155556E-2]
[null,"School",46918.221432137812,2386.4692246016989,573.85548549749421,0,270.68654976296892,50149.232691999976,null,null,null,0.10630489987236191]
[null,"Contract University/College",6958.752988145362,956.99796841597174,269.7876774866665,11.711872235334713,674.46919371666627,8871.7197000000015,null,null,null,1.8806016040094058E-2]
[null,"University/College",2487.6614982351211,299.34977264987299,72.334125718197754,4.1868383145262555,137.77928708228143,3001.3115219999995,null,null,null,6.362093769041316E-3]
[null,"Restaurant/Food Service",5502.8735528004308,1682.7169266501917,2777.3087716048726,0,35.067029944505968,9997.9662810000009,null,null,null,2.1193401122536086E-2]
[null,"Warehouse",3609.5665089985591,134.49063942535008,5.595020741718665,0,111.90041483437331,3861.5525840000009,null,null,null,8.1856080095013221E-3]
[null,"Contract Apartment",0,0,0,0,0,0,null,null,null,0]
[null,"High-rise Apartment",12452.128530839462,3400.8228783238123,43.392970315191398,0,347.14376252153119,16243.488141999997,null,null,null,3.443247858084713E-2]
[null,"Mid-rise Apartment",14648.379933090217,4083.3658274900308,79.546087548507089,0,198.86521887126776,19010.157067000026,null,null,null,4.0297183727153803E-2]
[null,"Other Buildings",null,null,null,null,null,51353.558263000014,null,null,null,0.10885779455023616]
[null,"Other Contract Institutional Buildings",null,null,null,null,null,25540.631000000001,null,null,null,5.4140294385103656E-2]
[null,"Total",335008.88499282527,35295.184642682441,6101.1214098292739,29.678033888209015,18419.965006774924,471749.02334900008]

{"sheet":"Exh 3.1 Summary Profile","index":20,"n_rows":79,"n_cols":16,"rows_kept":79,"cut":false,"hidden":false,"merged":[[37,3,37,4],[43,3,43,4],[43,5,43,9],[4,2,14,10],[23,3,23,8],[23,9,25,9],[24,3,24,6],[30,3,30,6],[36,3,36,4]]}
[]
[null,null,"Summary Building Profile"]
[]
[null,null,"Building Type:","Large Office",null,"Location:",null,"Southern service region"]
[]
[]
[]
[]
[]
[]
[]
[]
[]
[]
[]
[null,null,"Building Envelope:"]
[null,null,"Roof U Value",0.354875,"W/m².°C"]
[null,null,"Wall U Value",0.68017708333333327,"W/m².°C"]
[null,null,"Window U Value",2.8,"W/m².°C"]
[null,null,"Shading Coefficient (SC)",0.51500000000000001]
[null,null,"Window to Wall Ratio (WWR)",0.35500000000000004]
[null,null,"Space Heating","Load",291.14169181740101,"MJ/m².yr.",null,null,"P. Design",41.741905423599349,"W/m²"]
[]
[null,null,"System Types","Natural Gas",null,null,null,null,null,"Electric"]
[null,null,null,"Boilers",null,null,null,"RTU","Furnace"]
[null,null,null,"Std.","N. Cond","Cond","Other"]
[null,null,null,0.1,0.3,0.05,0,0.45,0,0.1,1]
[]
[null,null,"Water Heating","Load",40,"MJ/m².yr."]
[]
[null,null,"System Types","Natural Gas",null,null,null,"Electric"]
[null,null,null,"Std. Boiler","Tank Heater","Cnd.     Boiler","Cnd. Heater","Tank",null,0]
[null,null,null,0.1,0.7,0.02,0.03,0.15,null,null,1]
[]
[null,null,"Cooking","Load",15,"MJ/m².yr"]
[]
[null,null,"System Types","Natural Gas",null,"Electric"]
[null,null,null,0.2,null,0.8,null,null,null,null,1]
[]
[]
[]
[null,null,"Space Cooling","Load",82.231068498610426,"MJ/m².yr"]
[]
[null,null,"System Types","Natural Gas",null,"Electric"]
[null,null,null,"Absorption","Engine","Std. Cent. Chiller","HE Cent. Chiller","Screw Chillers","Open Recip. Chiller","DX Recip. Chiller"]
[null,null,null,0,0,0,0.5,0,0,0.5,1]
[]
[null,null,"Incidence of Temperature Setback",0]
[]
[null,null,"Incidence of Ventilation System",0.75]
[null,null,"Shutdown"]
[]
[null,null,"Minimum OA",0.78174458341214004," L/s.m²",null,0.15905146914630233," CFM/ft²"]
[]
[]
[]
[null,null,null,null,null,null,"Energy Performance Summary"]
[]
[null,null,null,null,null,null,"Natural Gas End-Use",null,null,"MJ/m².yr.","m³/m².yr."]
[]
[null,null,null,null,null,null,"Space Heating",null,null,381.60270696134569,10.143612625235134]
[null,null,null,null,null,null,"Water Heating",null,null,50.260869565217376,1.3360146083258209]
[null,null,null,null,null,null,"Cooking",null,null,3,7.9744816586921854E-2,null,null,null,"Gas","Elec"]
[null,null,null,null,null,null,"Space Cooling",null,null,0,0]
[null,null,null,null,null,null,"Other",null,null,40,1.063264221158958,null,null,"Space Heating",381.60270696134569,29.114169181740092]
[null,null,null,null,null,null,"Subtotal",null,null,474.86357652656307,12.622636271306835,null,null,"Water Heating",50.260869565217376,6.5934065934065931]
[null,null,null,null,null,null,null,null,null,null,null,null,null,"Cooking",3,12]
[null,null,null,null,null,null,"Electrical End-Use",null,null,"MJ/m².yr.",null,null,null,"Space Cooling",0,58.66999929939135]
[null,null,null,null,null,null,"Lighting",null,null,196.04706343772892,null,null,null,"Lighting",null,196.04706343772892]
[null,null,null,null,null,null,"Plug Loads & Office Equipment",null,null,133.38289432024615,null,null,null,"Plug Loads",null,133.38289432024615]
[null,null,null,null,null,null,"HVAC Fans and Pumps",null,null,115.86753261426857,null,null,null,"HVAC Equip.",null,115.86753261426857]
[null,null,null,null,null,null,"Space Heating",null,null,29.114169181740092,null,null,null,"Other",40,8.8735999999999997]
[null,null,null,null,null,null,"Space Cooling",null,null,58.66999929939135]
[null,null,null,null,null,null,"Water Heating",null,null,6.5934065934065931]
[null,null,null,null,null,null,"Cooking",null,null,12]
[null,null,null,null,null,null,"Other",null,null,8.8735999999999997]
[null,null,null,null,null,null,"Subtotal",null,null,560.54866544678168]
[]
[null,null," ",null,null,null,"Total",null,null,1035.4122419733449]

{"sheet":"Exh 3.2 Exist New comparison","index":21,"n_rows":22,"n_cols":8,"rows_kept":22,"cut":false,"hidden":false,"merged":[[17,4,18,4],[2,1,3,1],[2,2,2,4],[2,5,2,7],[9,4,10,4],[13,4,14,4]]}
[]
[]
[null,"Sub Sector",null,null,null,"Northern service region"]
[null,null,"Existing Buildings","New Buildings","Comments","Existing Buildings","New Buildings","Comments"]
[null,"Large Office",585.33687208850336,474.86357652656307,"New office buildings have higher efficiency HVAC and envelope systems, and signifigantly lower internal heat gains due to improved lighting efficiency. Overall, this results in a lower whole building gas EUI.",17.049111057473439,13.426814566063818,"New office buildings have higher efficiency lighting, HVAC and envelope systems, and higher space cooling saturation resulting in a slightly lower whole building EUI."]
[null,"Small Office",642.72081499654564,631.06691771475414,"New office buildings have higher efficiency HVAC and envelope systems, and signifigantly lower internal heat gains due to improved lighting efficiency. Overall, this results in a lower whole building gas EUI.",15.419677413862571,11.921061486385158,"New non-food retail buildings are typically \"big box\" stores with higher efficiency lighting, HVAC and envelope systems, and higher space cooling saturation resulting in a slightly lower whole building EUI."]
[null,"Retail",617.74169709672105,532.06788033308112,"New retail buildings are typically \"big box\" stores, with higher efficiency HVAC and envelope systems. Overall, this results in a lower whole building gas EUI.",23.885265007445128,21.11277844112352,"New food retail buildings are typically \"big box\" stores with higher efficiency lighting, HVAC and envelope systems, higher space cooling saturation, and higher penetration of refrigeration equipment resulting in a lower whole building EUI."]
[null,"Large Hotel",743.16382102179819,696.59303114292993,"New hotels are generally equipped with higher efficiency HVAC systems and envelopes. Overall, this results in a lower whole building gas EUI.",20.890674772580414,16.499732544698819,"New health care buildings have higher efficiency lighting, HVAC and envelope systems, higher space cooling saturation, higher ventilation rates, and higher space heating fuel shares resulting in a significantly higher whole building EUI."]
[null,"Small Hotel/Motel",762.64480750798202,666.68631598944194,"New hotels generally are equipped with higher efficiency HVAC systems and envelopes. Overall, this results in a lower whole building gas EUI.",17.867124387896805,16.484238646924076,"New school buildings have higher efficiency lighting, HVAC and envelope systems, and higher space heating fuel shares resulting in a slightly lower whole building EUI."]
[null,"Contract Hospital",2124.9033438037932,1513.0186801480613,"New hospital buildings are equipped with higher efficiency HVAC systems and envelopes. This is generally offset by higher ventilation rates compared to existing hostpitals.  Overall, this results in a lower whole building gas EUI.",{"$error":"#REF!"},16.444985853776075,"New hotel/motel buildings have higher efficiency lighting, HVAC and envelope systems, and higher space cooling saturation resulting in a slightly lower whole building EUI."]
[null,"Hospital",1618.3610527966071,1516.0111362368198,null,{"$error":"#REF!"},16.444985853776075,"New university/college buildings have higher efficiency lighting, HVAC and envelope systems, and higher space cooling saturation resulting in a lower whole building EUI."]
[null,"Nursing Home",1034.2996238331696,1000.8279722468391,"New nursing homes are equipped with higher efficiency HVAC systems and envelopes. This is offset by higher ventilation rates, and increased space heating gas share compared to existing nursing homes.  Overall, this results in a slightly lower gas EUI.",22.380338854366229,14.788191191335871,"New warehouse buildings have higher efficiency lighting, HVAC and envelope systems resulting in a lower whole building EUI."]
[null,"School",751.12047511650269,668.93673003229276,"New schools are generally equipped with higher efficiency HVAC systems and envelopes. This is partially offset by higher space heating and water heating EUIs. Overall, this results in a lower whole building gas EUI.",7.8534450291622937,6.8878527108074472,"New small commercial buildings have higher efficiency lighting, HVAC and envelope systems, and higher space cooling saturation resulting in a lower whole building EUI."]
[null,"Contract University/College",769.91080138083964,734.7735366719121,"New university/college buildings have more efficient HVAC and envelope systems,  but generally have higher ventilation rates and a higher gas fuel share for space heating, this may result in a higher whole building EUI.",{"$error":"#REF!"},15.80097148743004,"New other buildings have higher efficiency lighting, HVAC and envelope systems resulting in a lower whole building EUI."]
[null,"University/College",729.81878763738882,735.42991581798526,null,18.323497915265342,15.80097148743004]
[null,"Restaurant/Food Service",2473.8367744365523,2341.5494453948354,"New restaurant/food service buildings have more efficient HVAC systems  and envelopes. This is offset by higher ventilation rates, and  slightly increased space heating and water heating gas shares, resulting in a slightly lower gas EUI.",42.673956339506717,36.591524403414603]
[null,"Warehouse",753.93501514385503,487.72574740871949,"New warehouse buildings have higher  efficiency HVAC and envelope systems,  resulting in a lower whole building EUI.",8.1247476701838401,12.10219616668612]
[null,"Contract Apartment",799.33152929663947,712.9805392593114,"New highrise apartment buildings have higher efficiency HVAC and envelope systems and slightly higher gas fuel shares for water heating,  resulting in a lower whole building EUI.","n/a","n/a"]
[null,"High-rise Apartment",782.09572483181603,718.74009185851651,null,{"$error":"#REF!"},7.1773771186495949]
[null,"Mid-rise Apartment",757.38470764546003,686.64548636426582,"New midrise apartment buildings have higher  efficiency HVAC and envelope systems and slightly higher gas fuel shares for water heating,  resulting in a lower whole building EUI.",8.1927671633716628,7.4750065509993151]
[null,"Other Buildings"]
[null,"Other Contract Institutional Buildings"]

{"sheet":"Exh 3.3 Weighted boiler eff","index":22,"n_rows":22,"n_cols":4,"rows_kept":22,"cut":false,"hidden":false,"merged":[[2,1,3,1],[2,2,2,3]]}
[]
[]
[null,"Sub Sector","Weighted Seasonal Boiler Efficeincy"]
[null,null,"Existing Buildings","New Buildings"]
[null,"Large Office",0.78,0.79999999999999993]
[null,"Small Office",0.76888888888888884,0.7863636363636366]
[null,"Retail",0.78000000000000025,0.79999999999999993]
[null,"Large Hotel",0.76538461538461555,0.79375000000000007]
[null,"Small Hotel/Motel",0.76346153846153852,0.79583333333333339]
[null,"Contract Hospital",0.79560439560439566,0.8222222222222223]
[null,"Hospital",0.79560439560439566,0.8222222222222223]
[null,"Nursing Home",0.78333333333333344,0.8]
[null,"School",0.80625000000000002,0.82812499999999989]
[null,"Contract University/College",0.79682539682539677,0.81149425287356336]
[null,"University/College",0.79682539682539677,0.81149425287356336]
[null,"Restaurant/Food Service",0.77333333333333332,0.8]
[null,"Warehouse",0.7863636363636366,0.80909090909090908]
[null,"Contract Apartment",0.77071428571428569,0.8]
[null,"High-rise Apartment",0.77071428571428569,0.8]
[null,"Mid-rise Apartment",0.77857142857142858,0.78928571428571437]
[null,"Other Buildings"]
[null,"Other Contract Institutional Buildings"]

{"sheet":"Exh 3.4 Water htrs","index":23,"n_rows":21,"n_cols":23,"rows_kept":21,"cut":false,"hidden":false,"merged":[]}
[]
[]
[null,"Sub Sector","Standard Boiler","Standard Tank-type","Boiler","Condensing Boiler","Condensing Tank-type","Tank-type",null,null,"Total gas share (models)","sum of gas shares (this exhibit)",null,null,"Standard Boiler","Standard Tank-type","Condensing Boiler","Condensing Heater"]
[null,"Large Office",0.11764705882352942,0.82352941176470584,0.14117647058823529,2.3529411764705882E-2,3.5294117647058823E-2,0.85882352941176465,null,null,0.85,0.85,null,"Large Office",0.1,0.7,0.02,0.03]
[null,"Small Office",3.7037037037037035E-2,0.93827160493827155,4.9382716049382713E-2,1.2345679012345678E-2,1.2345679012345678E-2,0.95061728395061729,null,null,0.81,0.81,null,"Small Office",0.03,0.76,0.01,0.01]
[null,"Retail",1.4285714285714285E-2,0.92857142857142849,2.8571428571428571E-2,1.4285714285714285E-2,4.2857142857142851E-2,0.97142857142857131,null,null,0.70000000000000007,0.70000000000000007,null,"Retail",0.01,0.65,0.01,0.03,null,null,null,"Overwrite",1]
[null,"Large Hotel",0.50000000000000011,0.27777777777777779,0.71111111111111125,0.21111111111111114,1.1111111111111113E-2,0.28888888888888892,null,null,0.89999999999999991,0.89999999999999991,null,"Large Hotel",0.45,0.25,0.19,0.01]
[null,"Small Hotel/Motel",0.41176470588235287,0.47058823529411764,0.47058823529411759,5.8823529411764705E-2,5.8823529411764705E-2,0.52941176470588236,null,null,0.85000000000000009,0.85000000000000009,null,"Small Hotel/Motel",0.35,0.4,0.05,0.05,null,null,null,"Boiler overwrite value",0.88]
[null,"Contract Hospital",0.83157894736842108,0.10526315789473684,0.88421052631578956,5.2631578947368418E-2,1.0526315789473684E-2,0.11578947368421053,null,null,0.95000000000000007,0.95000000000000007,null,"Contract Hospital",0.79,0.1,0.05,0.01,null,null,null,"Tank-typre overwrite value",0.12]
[null,"Hospital",0.83157894736842108,0.10526315789473684,0.88421052631578956,5.2631578947368418E-2,1.0526315789473684E-2,0.11578947368421053,null,null,0.95000000000000007,0.95000000000000007,null,"Hospital",0.79,0.1,0.05,0.01]
[null,"Nursing Home",0.7222222222222221,0.22222222222222221,0.75555555555555542,3.3333333333333326E-2,2.222222222222222E-2,0.24444444444444444,null,null,0.90000000000000013,0.90000000000000013,null,"Nursing Home",0.65,0.2,0.03,0.02]
[null,"School",0.10526315789473685,0.73684210526315785,0.15789473684210528,5.2631578947368425E-2,0.10526315789473685,0.84210526315789469,null,null,0.95,0.95,null,"School",0.1,0.7,0.05,0.1]
[null,"Contract University/College",0.82222222222222219,0.12222222222222222,0.87777777777777777,5.5555555555555559E-2,0,0.12222222222222222,null,null,0.9,0.9,null,"Contract University/College",0.74,0.11,0.05,0]
[null,"University/College",0.82222222222222219,0.12222222222222222,0.87777777777777777,5.5555555555555559E-2,0,0.12222222222222222,null,null,0.9,0.9,null,"University/College",0.74,0.11,0.05,0]
[null,"Restaurant/Food Service",5.8823529411764705E-2,0.82352941176470573,0.11764705882352941,5.8823529411764705E-2,5.8823529411764705E-2,0.88235294117647045,null,null,0.85000000000000009,0.85000000000000009,null,"Restaurant/Food Service",0.05,0.7,0.05,0.05]
[null,"Warehouse",6.2499999999999986E-2,0.85937499999999989,9.3749999999999972E-2,3.1249999999999993E-2,4.6874999999999986E-2,0.90624999999999989,null,null,0.64000000000000012,0.64000000000000012,null,"Warehouse",0.04,0.55000000000000004,0.02,0.03]
[null,"Contract Apartment",0.23529411764705885,0.6470588235294118,0.3411764705882353,0.10588235294117647,1.1764705882352941E-2,0.6588235294117647,null,null,0.85,0.85,null,"Contract Apartment",0.2,0.55000000000000004,0.09,0.01]
[null,"High-rise Apartment",0.23529411764705885,0.6470588235294118,0.3411764705882353,0.10588235294117647,1.1764705882352941E-2,0.6588235294117647,null,null,0.85,0.85,null,"High-rise Apartment",0.2,0.55000000000000004,0.09,0.01]
[null,"Mid-rise Apartment",0.22222222222222221,0.66666666666666652,0.27777777777777779,5.5555555555555552E-2,5.5555555555555552E-2,0.7222222222222221,null,null,0.90000000000000013,0.90000000000000013,null,"Mid-rise Apartment",0.2,0.6,0.05,0.05]
[null,"Other Buildings",null,null,0,null,null,null,null,null,null,null,null,"Other Buildings"]
[null,"Other Contract Institutional Buildings",null,null,0,null,null,null,null,null,null,null,null,"Other Contract Institutional Buildings"]

{"sheet":"Exh 3.5 Exist New Tech Comp","index":24,"n_rows":22,"n_cols":6,"rows_kept":22,"cut":false,"hidden":false,"merged":[[2,1,3,1],[2,2,2,3],[2,4,2,5]]}
[]
[]
[null,"Sub Sector","Space Heating",null,"Water Heating"]
[null,null,"Existing Buildings","New Buildings","Existing Buildings","New Buildings"]
[null,"Large Office",457.94434269959839,381.60270696134569,48.021957913998179,50.260869565217376]
[null,"Small Office",551.62072145117611,548.96682416938461,49.100093545369496,49.100093545369496]
[null,"Retail",545.39843130411077,459.26530522578503,36.343265792610254,36.802575107296136]
[null,"Large Hotel",398.85179666867793,349.53420761351822,259.31202435312031,262.05882352941171]
[null,"Small Hotel/Motel",419.20480750798191,337.58427517311532,277.44000000000005,283.10204081632656]
[null,"Contract Hospital",1437.5160065564755,1082.6820847805539,387.07236842105266,288.30181446460523]
[null,"Hospital",1200.0133878234717,1085.678015199356,276.4802631578948,288.30181446460523]
[null,"Nursing Home",695.02415213505628,681.55250054872579,220.07547169811326,220.07547169811326]
[null,"School",691.43869072988559,599.0510157465784,44.081784386617102,54.285714285714278]
[null,"Contract University/College",566.14055057453231,599.33571090869543,99.322338830584741,84.437825763216679]
[null,"University/College",575.59711018021039,599.9920900547686,86.90704647676165,84.437825763216679]
[null,"Restaurant/Food Service",1191.9795041421726,1043.4121063390412,479.85727029437999,496.13733905579414]
[null,"Warehouse",708.89745645840901,443.04944683068481,24.037558685446012,23.676300578034688]
[null,"Contract Apartment",569.37446558472811,484.91568570282612,207.4570637119113,205.56485355648533]
[null,"High-rise Apartment",563.66405354834421,490.67523830203118,195.93167128347181,205.56485355648533]
[null,"Mid-rise Apartment",538.05137431212665,470.14548636426582,205.33333333333334,202.5]
[null,"Other Buildings"]
[null,"Other Contract Institutional Buildings"]

{"sheet":"Exh 3.6 Growth rates","index":25,"n_rows":24,"n_cols":6,"rows_kept":24,"cut":false,"hidden":false,"merged":[[3,1,4,1],[3,2,3,3],[3,4,3,5]]}
[]
[null,"Subsector growth rates"]
[]
[null,"Subsector","Southern service region",null,"Northern service region"]
[null,null,"2007 to 2012","2012 to 2017","2007 to 2012","2012 to 2017"]
[null,"Large Office",1.3086069936735667E-2,1.3086069936735667E-2,2.0341155718607506E-2,2.0341155718607506E-2]
[null,"Small Office",1.1142981513391437E-2,1.1142981513391437E-2,9.6937105049650363E-3,9.6937105049650363E-3]
[null,"Retail",1.2080039542397891E-2,1.2080039542397891E-2,1.8797560110692668E-2,1.8797560110692668E-2]
[null,"Large Hotel",5.3060129530244637E-3,5.3060129530244637E-3,8.3180087738849995E-3,8.3180087738849995E-3]
[null,"Small Hotel/Motel",5.0567922073432303E-3,5.0567922073432303E-3,7.9295242418266909E-3,7.9295242418266909E-3]
[null,"Contract Hospital",6.7519421532595825E-3,6.7519421532595825E-3,1.0567729321757424E-2,1.0567729321757424E-2]
[null,"Hospital",5.128488720133495E-3,5.128488720133495E-3,8.0413064290758562E-3,8.0413064290758562E-3]
[null,"Nursing Home",4.7844594339994106E-3,4.7844594339994106E-3,7.5047682367630486E-3,7.5047682367630486E-3]
[null,"School",6.2325075625715431E-3,6.2325075625715431E-3,9.7603603570246555E-3,9.7603603570246555E-3]
[null,"Contract University/College",4.6612811087880512E-3,4.6612811087880512E-3,7.3125635796715827E-3,7.3125635796715827E-3]
[null,"University/College",4.3685925267138437E-3,4.3685925267138437E-3,6.8556484110644522E-3,6.8556484110644522E-3]
[null,"Restaurant/Food Service",4.8581082243319695E-3,4.8581082243319695E-3,7.6196631022251715E-3,7.6196631022251715E-3]
[null,"Warehouse",5.2452657419170823E-3,5.2452657419170823E-3,8.2233358847914051E-3,8.2233358847914051E-3]
[null,"Contract Apartment",5.8890818864656413E-3,5.8890818864656413E-3,9.2260627742397627E-3,9.2260627742397627E-3]
[null,"High-rise Apartment",5.8045388411012144E-3,5.8045388411012144E-3,9.0944700493005293E-3,9.0944700493005293E-3]
[null,"Mid-rise Apartment",6.0780179460406814E-3,6.0780179460406814E-3,9.5200569422928538E-3,9.5200569422928538E-3]
[null,"Other Buildings",0,0]
[null,"Other Contract Institutional Buildings",0,0]
[null,"Total",0,0]

{"sheet":"Exhibit 3.7 Ref case all","index":26,"n_rows":66,"n_cols":9,"rows_kept":66,"cut":false,"hidden":false,"merged":[[6,1,8,1],[0,1,0,2],[1,1,2,1],[1,2,2,2],[1,3,1,8],[3,1,5,1],[42,1,44,1],[9,1,11,1],[12,1,14,1],[15,1,17,1],[18,1,20,1],[21,1,23,1],[24,1,26,1],[27,1,29,1],[30,1,32,1],[33,1,35,1],[36,1,38,1],[39,1,41,1],[45,1,47,1],[48,1,50,1],[51,1,53,1],[54,1,56,1],[57,1,59,1]]}
[]
[null,"Sub Sector","Milestone Year"]
[null,null,null,"Total","Space Heating","Water Heating","Cooking","Space Cooling","Other"]
[null,"Large Office",2007,119742.65981399994,99743.703219709598,7774.4403240250331,323.78689506780063,184.60120925141766,11716.128165946095]
[null,null,2012,126390.8747350687,105186.53228578603,8370.2875157099843,366.3128483218037,184.60120925141766,12283.140875999468]
[null,null,2017,133820.10497675932,111288.96661903214,9031.5659529850163,412.74429979874412,184.60120925141766,12902.226895692007]
[null,"Small Office",2007,242302.29909000016,213789.95147325948,15367.261225509668,625.95649482052431,0,12519.129896410486]
[null,null,2012,249172.26256875868,219539.3034560727,15944.792053121968,675.32746466898084,0,13012.839594895049]
[null,null,2017,256583.56254531824,225758.59060973692,16565.024559637619,727.30749343077093,0,13532.639882512951]
[null,"Retail",2007,166419.07554600015,147343.75043956243,9582.9183660455237,4218.8474401743115,0,5273.5593002178903]
[null,null,2012,172286.13591623041,152113.1610116924,10065.620777386959,4492.1573898449169,0,5615.196737306148]
[null,null,2017,178704.04960396604,157351.2461600161,10589.758848944497,4783.5753755579644,0,5979.4692194474555]
[null,"Large Hotel",2007,13977.638448000003,7648.7975562212159,4766.4456289009404,643.33922589087797,0,919.05603698696848]
[null,null,2012,14157.278292959909,7711.2065748684381,4836.7965014335905,662.64273627089131,0,946.63248038698771]
[null,null,2017,14348.500137228411,7779.3176602616895,4911.5594084023951,682.55067529119287,0,975.07239327313255]
[null,"Small Hotel/Motel",2007,8213.9768870000025,4848.988127960738,2718.3277466452764,58.787364763089876,0,587.87364763089874]
[null,null,2012,8309.2360998508102,4891.8470633553898,2757.7045287212841,60.486081551804695,0,599.19842622233091]
[null,null,2017,8410.884037728847,4938.279168343016,2799.5033240047824,62.236129935314956,0,610.86541544573265]
[null,"Contract Hospital",2007,60469.323000000019,41177.339515756874,10878.778202790871,1096.1060114922118,290.77868347152406,7026.3205864885367]
[null,null,2012,61200.000293052581,41633.606485135395,11008.928097367378,1129.1730109674004,300.2274993240531,7128.0652002583483]
[null,null,2017,61987.527390094947,42130.462966498439,11149.982357379195,1163.4692495901322,310.02072829889482,7233.5920883282915]
[null,"Hospital",2007,24332.142449999999,18650.346802050473,3762.3863403532132,488.93618509320379,69.65759904400727,1360.8155234591038]
[null,null,2012,24737.160654945066,18914.604134266425,3838.5401974992656,503.88289538766139,73.328026503508397,1406.8054012882039]
[null,null,2017,25168.860746835831,19198.558075007943,3919.3936212652957,519.35938353118615,77.124302224662898,1454.425364806742]
[null,"Nursing Home",2007,62276.097418999998,42668.594776626,12718.663012226405,2843.3801157991738,0,4045.4595143484185]
[null,null,2012,63202.001572295732,43247.906543783138,12889.051025376213,2924.1227056611137,0,4140.9212974752663]
[null,null,2017,64181.392325902278,43864.556103180483,13070.218357095146,3007.27511643362,0,4239.3427491930288]
[null,"School",2007,137393.73381400001,127354.91530679284,7414.8090155011796,1782.9808084668634,0,841.0286832390866]
[null,null,2012,139543.22728750258,129175.81737415949,7645.2245452728002,1849.6900577913557,0,872.49531027894136]
[null,null,2017,141863.08421931518,131149.77667727289,7889.0831751548703,1919.0242492953093,0,905.20011759212707]
[null,"Contract University/College",2007,79408.82699999999,58581.621939248886,10172.888856196139,2867.8431390882592,616.86521774606808,7169.6078477206493]
[null,null,2012,80357.966886470982,59339.304448084789,10234.791686307271,2921.189129245171,616.86521774606808,7245.8164050876667]
[null,null,2017,81358.159363391955,60139.288515845685,10302.150289729843,2975.8919904312052,616.86521774606808,7323.9633496391434]
[null,"University/College",2007,15600.004327000001,12355.119531880184,1837.0482993131764,443.89972792243259,118.41347660338209,845.52329128082397]
[null,null,2012,15792.209456643242,12505.864924519199,1852.5198124489575,454.60076128002856,118.41347660338209,860.81048179167556]
[null,null,2017,15994.740277039571,12665.209111258322,1869.0679479970777,465.56955461906369,118.41347660338209,876.48018656172553]
[null,"Restaurant/Food Service",2007,81836.172984000019,39992.440015713546,15664.005616224131,25853.296836450594,0,326.43051561174997]
[null,null,2012,83081.265409372834,40368.688021505906,15850.9104709889,26526.733414173821,0,334.9335027042149]
[null,null,2017,84383.004115038697,40772.015799542074,16049.115400243003,27218.208664439979,0,343.66425081363616]
[null,"Warehouse",2007,68161.793311000001,61964.834025948621,3307.4566391601238,137.5953640900598,0,2751.9072818011964]
[null,null,2012,68831.166893716145,62517.076074295968,3346.2108007882161,141.32761993485491,0,2826.5523986970984]
[null,null,2017,69546.413063837244,63110.611715495172,3387.3916103254173,145.16236847698286,0,2903.247369539657]
[null,"Contract Apartment",2007,7093.0211000000008,5037.7704652468665,1854.1559671856326,22.343851951944583,0,178.75081561555666]
[null,null,2012,7155.7367051121219,5067.5675879928558,1881.0829805864482,23.009570725868635,0,184.07656580694908]
[null,null,2017,7223.40097476953,5100.5039447363342,1909.6409130867137,23.695124105164584,0,189.56099284131668]
[null,"High-rise Apartment",2007,165980.14741300017,120368.80631044126,40913.051844515619,522.03213978258589,0,4176.2571182606871]
[null,null,2012,167681.12301948134,121218.11524611649,41620.151500384782,538.09514144222976,0,4304.7611315378381]
[null,null,2017,169513.47675034808,122152.67069415473,42368.831601122423,554.66382834121634,0,4437.3106267297308]
[null,"Mid-rise Apartment",2007,101478.40688299981,74936.113282446342,24848.104647326643,484.05398663623333,0,1210.1349665905836]
[null,null,2012,102600.26563141856,75548.316634818315,25300.701024802562,500.35656337076796,0,1250.89140842692]
[null,null,2017,103814.88326457432,76222.427061585753,25782.15417638544,517.22915045803268,0,1293.0728761450819]
[null,"Other Buildings",2007,391810.2051339997]
[null,null,2012,399311.10744077538]
[null,null,2017,407436.75753913692]
[null,"Other Contract Institutional Buildings",2007,320568.4644]
[null,null,2012,326411.45801103115]
[null,null,2017,332732.88946032658]
[null,"Total",2007,2067063.9890200002,1076463.0927888653,173580.74173191958,42413.185587490174,1280.3161861163992,60947.983191608735]
[null,null,2012,2110220.4768746863,1098978.9178664531,177443.31351819658,43769.107390638666,1293.4354294284294,63013.137218163116]
[null,null,2017,2157071.690791612,1123622.4808819676,181594.44154375876,45177.962653735885,1307.0249341244257,65200.133778561751]
[]
[]
[]
[]
[null,null,"Overall change",1.0208781576593315]
[null,null,null,1.0222020468620956]

{"sheet":"Exhibit 3.8 Ref case SF","index":27,"n_rows":66,"n_cols":12,"rows_kept":66,"cut":false,"hidden":false,"merged":[[6,1,8,1],[0,1,0,2],[1,1,2,1],[1,2,2,2],[1,3,1,8],[3,1,5,1],[42,1,44,1],[9,1,11,1],[12,1,14,1],[15,1,17,1],[18,1,20,1],[21,1,23,1],[24,1,26,1],[27,1,29,1],[30,1,32,1],[33,1,35,1],[36,1,38,1],[39,1,41,1],[45,1,47,1],[48,1,50,1],[51,1,53,1],[54,1,56,1],[57,1,59,1]]}
[]
[null,"Sub Sector","Milestone Year"]
[null,null,null,"Total","Space Heating","Water Heating","Cooking","Space Cooling","Other"]
[null,"Large Office",2007,51811.221935000009,42035.265208059369,3684.1182036639266,153.43473542922843,184.60120925141766,5753.8025785960672]
[null,null,2012,53551.917433670147,43350.672582188563,3887.8381003622817,168.89298388336221,184.60120925141766,5959.9125579845177]
[null,null,2017,55455.588750541756,44796.779468501722,4108.9525936835962,185.38949113246508,184.60120925141766,6179.8659879725556]
[null,"Small Office",2007,90394.043819000013,78448.260493526628,6438.4025957267704,262.25622522602953,0,5245.1245045205906]
[null,null,2012,93354.187829454051,80891.657405847262,6708.6254494985869,284.66752016799063,0,5469.2374539402017]
[null,null,2017,96555.513178385183,83541.294342521796,6999.7450126158101,308.35559736248018,0,5706.1182258850968]
[null,"Retail",2007,150326.73437900015,132803.60270727117,8803.1391019895855,3875.5522532175059,0,4844.4403165218828]
[null,null,2012,155242.91796879977,136760.66681607661,9222.6898057396866,4115.3605986593284,0,5144.2007483241614]
[null,null,2017,160594.73470688349,141085.84573460105,9676.3718396315944,4370.0076145114917,0,5462.5095181393644]
[null,"Large Hotel",2007,10734.383221000002,5711.0465259782777,3783.2300798692436,510.63213565102154,0,729.47447950145931]
[null,null,2012,10843.331926459623,5740.9779330885603,3828.996275151469,524.32376632571447,0,749.03395189387788]
[null,null,2017,10959.020449352412,5774.008856970745,3877.5112059330086,538.38251206709481,0,769.11787438156387]
[null,"Small Hotel/Motel",2007,5854.434873000002,3255.3311434538605,2099.6253748115578,45.407123157689391,0,454.07123157689398]
[null,null,2012,5911.2015374566836,3279.9799498191123,2122.8518781925527,46.566865076441665,0,461.80284436857579]
[null,null,2017,5971.4696391882144,3306.5054752508927,2147.4760059680566,47.756227927430501,0,469.73193004183474]
[null,"Contract Hospital",2007,53460.981000000014,36080.951520130977,9786.6606620189195,986.06823157046233,286.3503839049003,6320.9502023747582]
[null,null,2012,54024.841705130108,36419.162431058765,9889.2932702270809,1014.1865313271041,294.73142473734754,6407.4680477798101]
[null,null,2017,54631.53992461595,36787.466116670417,10000.461131582462,1043.2670023687231,303.39925377879013,6496.9464202155605]
[null,"Hospital",2007,10290.101853,7600.8783851601993,1777.2095618137207,208.90934527923329,60.306575272283006,642.79798547456392]
[null,null,2012,10390.389825270353,7656.1358539426546,1798.5618732843566,214.32151997219356,61.919747387475454,659.45083068367239]
[null,null,2017,10496.92028409683,7715.7785851341387,1821.1579824828937,219.87390684603045,63.574711645980429,676.53509798778612]
[null,"Nursing Home",2007,41141.905476000007,27504.83537898806,8845.8638614776955,1977.5784126533977,0,2813.6278228808505]
[null,null,2012,41560.048900692134,27745.715963510822,8926.8239101825438,2025.3414906781411,0,2862.1675363206305]
[null,null,2017,42001.460751043574,28002.378947319241,9012.9440508185471,2074.2581571562173,0,2911.8795957495699]
[null,"School",2007,87244.501122000001,80436.69387465503,5028.3397908994812,1209.1253229693693,0,570.34213347611762]
[null,null,2012,88005.495985605856,81021.577846492029,5148.3024202835259,1247.2773474103358,0,588.3383714199698]
[null,null,2017,88830.953526449477,81662.987677931946,5274.4301982800871,1286.6331982382724,0,606.90245199918513]
[null,"Contract University/College",2007,70537.107300000003,51622.868951103526,9215.8908877801678,2598.0554616015929,605.1533455107334,6495.138654003983]
[null,null,2012,71276.265762770607,52204.631775758506,9261.9636071462828,2643.8943104984496,605.1533455107334,6560.6227238566362]
[null,null,2017,72054.280903799096,52818.296578629626,9312.3721887211359,2690.8115043853677,605.1533455107334,6627.6472865522328]
[null,"University/College",2007,12598.692805000001,9867.4580336450636,1537.6985266633033,371.56560220423484,114.22663828885584,707.7440041985426]
[null,null,2012,12722.634119692322,9961.6613854764637,1547.5530082026005,379.75291804255124,114.22663828885584,719.44016968185178]
[null,null,2017,12853.076065655798,10061.201863549772,1558.1328693349351,388.12063847224715,114.22663828885584,731.39405600998873]
[null,"Restaurant/Food Service",2007,71838.206703000018,34489.566462913113,13981.288689573939,23075.988064845722,0,291.36348566724399]
[null,null,2012,72793.351072033125,34726.719306984138,14126.132764285237,23641.989038160711,0,298.5099626030393]
[null,null,2017,73789.756118951802,34982.378212948453,14279.67346476177,24221.872715041554,0,305.83172620001966]
[null,"Warehouse",2007,64300.240727000004,58355.267516950065,3172.9659997347735,132.00034334834115,0,2640.0068669668231]
[null,null,2012,64883.010818791779,58829.336868597602,3208.2004996021883,135.49873574247559,0,2709.9747148495117]
[null,null,2017,65505.686162989929,59339.169195211231,3245.6302082152924,139.08984569349573,0,2781.7969138699145]
[null,"Contract Apartment",2007,7093.0211000000008,5037.7704652468665,1854.1559671856326,22.343851951944583,0,178.75081561555666]
[null,null,2012,7155.7367051121219,5067.5675879928558,1881.0829805864482,23.009570725868635,0,184.07656580694908]
[null,null,2017,7223.40097476953,5100.5039447363342,1909.6409130867137,23.695124105164584,0,189.56099284131668]
[null,"High-rise Apartment",2007,149736.65927100013,107916.6777796018,37512.228966191804,478.63916946739454,0,3829.1133557391563]
[null,null,2012,151061.55047020855,108522.19921566316,38105.116299025431,492.69277283555226,0,3941.5421826844181]
[null,null,2017,152489.39291362779,109193.02878545492,38731.93301805183,507.15901223566965,0,4057.2720978853572]
[null,"Mid-rise Apartment",2007,82468.249815999778,60287.733349356131,20764.738819836613,404.50789908772623,0,1011.2697477193158]
[null,null,2012,83183.589492819476,60641.046333246501,21083.213693582678,416.95127599722969,0,1042.3781899930743]
[null,null,2017,83958.334037086563,61033.046204332779,21421.066816755629,429.77743314232595,0,1074.4435828558151]
[null,"Other Buildings",2007,340456.64687099966]
[null,null,2012,346178.03318200709]
[null,null,2017,352353.67975242704]
[null,"Other Contract Institutional Buildings",2007,295027.8334]
[null,null,2012,299985.78685132595]
[null,null,2017,305337.3863699733,null,null,null,null,null,null,"modeled totals"]
[null,"Total",2007,1595314.9656709996,741454.20779604011,138285.55708923715,36312.064177660897,1250.6381522281902,42528.018184833811,null,2007,959830.48540000012]
[null,null,2012,1622124.2915872999,752819.70925574366,140747.24583535295,37374.727245503447,1260.63236517583,43758.156852190907,null,2012,975960.47155396687]
[null,null,2017,1651062.1945098378,765200.66998976504,143377.49949992337,38474.449980686033,1270.9551584757776,45047.553758587157,null,2017,993371.12838743743]
[]
[]
[]
[]
[null,null,"Overall change",1.0168050363051813]
[null,null,null,1.0178395102475293]

{"sheet":"Exhibit 3.9 Ref Case NF","index":28,"n_rows":66,"n_cols":12,"rows_kept":66,"cut":false,"hidden":false,"merged":[[6,1,8,1],[0,1,0,2],[1,1,2,1],[1,2,2,2],[1,3,1,8],[3,1,5,1],[42,1,44,1],[9,1,11,1],[12,1,14,1],[15,1,17,1],[18,1,20,1],[21,1,23,1],[24,1,26,1],[27,1,29,1],[30,1,32,1],[33,1,35,1],[36,1,38,1],[39,1,41,1],[45,1,47,1],[48,1,50,1],[51,1,53,1],[54,1,56,1],[57,1,59,1]]}
[]
[null,"Sub Sector","Milestone Year"]
[null,null,null,"Total","Space Heating","Water Heating","Cooking","Space Cooling","Other"]
[null,"Large Office",2007,67931.437878999946,57708.438011650236,4090.3221203611065,170.3521596385722,0,5962.3255873500266]
[null,null,2012,72838.957301398579,61835.859703597474,4482.4494153477035,197.41986443844152,0,6323.2283180149507]
[null,null,2017,78364.516226217573,66492.187150530415,4922.6133593014192,227.35480866627907,0,6722.3609077194515]
[null,"Small Office",2007,151908.25527100012,135341.69097973284,8928.8586297828988,363.70026959449473,0,7274.0053918898948]
[null,null,2012,155818.07473930466,138647.64605022545,9236.1666036233801,390.65994450099015,0,7543.6021409548484]
[null,null,2017,160028.04936693309,142217.29626721513,9565.2795470218098,418.95189606829075,0,7826.5216566278541]
[null,"Retail",2007,16092.341166999999,14540.147732291247,779.77926405593882,343.29518695680582,0,429.11898369600721]
[null,null,2012,17043.217947430625,15352.494195615775,842.93097164727271,376.79679118558897,0,470.99598898198622]
[null,null,2017,18109.31489708251,16265.400425415042,913.38700931290327,413.56776104647247,0,516.95970130809064]
[null,"Large Hotel",2007,3243.2552270000006,1937.7510302429384,983.2155490316967,132.70709023985643,0,189.58155748550919]
[null,null,2012,3313.9463665002859,1970.2286417798775,1007.8002262821218,138.31896994517686,0,197.5985284931098]
[null,null,2017,3389.4796878759971,2005.3088032909441,1034.0482024693865,144.16816322409809,0,205.95451889156874]
[null,"Small Hotel/Motel",2007,2359.542014000001,1593.6569845068775,618.70237183371842,13.380241605400483,0,133.80241605400479]
[null,null,2012,2398.0345623941266,1611.8671135362772,634.85265052873115,13.919216475363028,0,137.39558185375509]
[null,null,2017,2439.4143985406317,1631.7736930921235,652.02731803672589,14.479902007884453,0,141.13348540389794]
[null,"Contract Hospital",2007,7008.3419999999996,5096.387995625897,1092.1175407719511,110.03777992174939,4.4282995666237799,705.37038411377819]
[null,null,2012,7175.1585879224676,5214.4440540766327,1119.6348271402958,114.98647964029624,5.4960745867055776,720.59715247853774]
[null,null,2017,7355.9874654789992,5342.9968498280214,1149.5212257967328,120.20224722140914,6.6214745201046856,736.6456681127313]
[null,"Hospital",2007,14042.040597000001,11049.468416890273,1985.1767785394927,280.02683981397053,9.3510237717242681,718.0175379845399]
[null,null,2012,14346.770829674713,11258.468280323772,2039.978324214909,289.56137541546781,11.408279116032942,747.35457060453143]
[null,null,2017,14671.940462738999,11482.779489873803,2098.235638782402,299.48547668515573,13.549590578682468,777.89026681895598]
[null,"Nursing Home",2007,21134.191942999991,15163.759397637941,3872.7991507487091,865.80170314577606,0,1231.8316914675677]
[null,null,2012,21641.952671603594,15502.190580272314,3962.2271151936693,898.78121498297253,0,1278.7537611546361]
[null,null,2017,22179.931574858703,15862.177155861244,4057.2743062765981,933.01695927740275,0,1327.4631534434593]
[null,"School",2007,50149.232691999976,46918.221432137812,2386.4692246016989,573.85548549749421,0,270.68654976296892]
[null,null,2012,51537.731301896732,48154.239527667472,2496.9221249892748,602.41271038101979,0,284.15693885897161]
[null,null,2017,53032.130692865707,49486.788999340941,2614.6529768747832,632.39105105703686,0,298.29766559294194]
[null,"Contract University/College",2007,8871.7197000000015,6958.752988145362,956.99796841597174,269.7876774866665,11.711872235334713,674.46919371666627]
[null,null,2012,9081.7011237003571,7134.6726723262809,972.8280791609883,277.29481874672143,11.711872235334713,685.1936812310305]
[null,null,2017,9303.8784595928482,7320.9919372160566,989.77810100870818,285.08048604583769,11.711872235334713,696.31606308691084]
[null,"University/College",2007,3001.3115219999995,2487.6614982351211,299.34977264987299,72.334125718197754,4.1868383145262555,137.77928708228143]
[null,null,2012,3069.5753369509198,2544.2035390427354,304.96680424635701,74.847843237477349,4.1868383145262555,141.37031210982371]
[null,null,2017,3141.6642113837729,2604.0072477085509,310.93507866214264,77.448916146816558,4.1868383145262555,145.08613055173686]
[null,"Restaurant/Food Service",2007,9997.9662810000009,5502.8735528004308,1682.7169266501917,2777.3087716048726,0,35.067029944505968]
[null,null,2012,10287.914337339713,5641.9687145217649,1724.7777067036629,2884.7443760131086,0,36.423540101175618]
[null,null,2017,10593.247996086895,5789.6375865936197,1769.4419354812328,2996.3359493984253,0,37.832524613616485]
[null,"Warehouse",2007,3861.5525840000009,3609.5665089985591,134.49063942535008,5.595020741718665,0,111.90041483437331]
[null,null,2012,3948.1560749243577,3687.7392056983635,138.01030118602802,5.8288841923793262,0,116.57768384758654]
[null,null,2017,4040.7269008472972,3771.4425202839425,141.76140211012472,6.0725227834871189,0,121.45045566974238]
[null,"Contract Apartment",2007,0,0,0,0,0,0]
[null,null,2012,0,0,0,0,0,0]
[null,null,2017,0,0,0,0,0,0]
[null,"High-rise Apartment",2007,16243.488141999997,12452.128530839462,3400.8228783238123,43.392970315191398,0,347.14376252153119]
[null,null,2012,16619.572549272772,12695.916030453323,3515.0352013593529,45.402368606677506,0,363.21894885342004]
[null,null,2017,17024.083836720314,12959.641908699801,3636.8985830705951,47.504816105546723,0,380.03852884437379]
[null,"Mid-rise Apartment",2007,19010.157067000026,14648.379933090217,4083.3658274900308,79.546087548507089,0,198.86521887126776]
[null,null,2012,19416.67613859909,14907.27030157182,4217.4873312198843,83.405287373538286,0,208.51321843384571]
[null,null,2017,19856.549227487765,15189.380857252976,4361.0873596298134,87.451717315706759,0,218.62929328926691]
[null,"Other Buildings",2007,51353.558263000014]
[null,null,2012,53133.074258768313]
[null,null,2017,55083.077786709859]
[null,"Other Contract Institutional Buildings",2007,25540.631000000001]
[null,null,2012,26425.671159705198]
[null,null,2017,27395.503090353264,null,null,null,null,null,null,"modeled totals"]
[null,"Total",2007,471749.02334900008,335008.88499282527,35295.184642682441,6101.1214098292739,29.678033888209015,18419.965006774924,null,2007,394854.83408600016]
[null,null,2012,488096.18528738653,346159.20861070941,36696.067682843626,6394.3801451352201,32.803064252599484,19254.980365972209,null,2012,408537.43986891309]
[null,null,2017,506009.49628177431,358421.81089220266,38216.942043835377,6703.5126730498487,36.069775648648118,20152.580019974597,null,2017,423530.91540471115]
[]
[]
[]
[]
[null,null,"Overall change",1.0346522433100891]
[null,null,null,1.036700370816954]

{"sheet":"Exh 4.4 TRC Summary","index":29,"n_rows":97,"n_cols":12,"rows_kept":97,"cut":false,"hidden":false,"merged":[[0,1,0,8],[2,1,4,1],[2,2,2,5],[2,6,4,6],[2,7,4,7],[2,8,4,8],[3,2,4,2],[3,3,4,3],[3,4,4,4],[3,5,4,5]]}
[null,"Exhbit 4.x Summary of Measures TRC Screening Results - Southern Region"]
[]
[null,"Measure Name","Target Market",null,null,null,"Simple Payback (Yrs)","Measure TRC","B/C Ratio"]
[null,null,"Service Region","Sub Sector(s)","Vintage","Full/ Incr"]
[null,null,null,null,null,null,null,null,null,null,0,1]
[null,"High-Performance Glazings",{"$error":"#REF!"},"All","E","I",5.7091473699496209,{"$error":"#REF!"},1.7321034803138586]
[null,"Super High-Performance Glazings",{"$error":"#REF!"},"All","E","I",16.946064139941694,{"$error":"#REF!"},0.58354753926645275,null,"*"]
[null,"Wall Insulation","Southern","All","E","I",30.609771181199758,-10.64970015851204,0.28279051785248371,null,"*"]
[null,"Roof Insulation","Northern","All","E","I",7.6247165532879793,-10.64970015851204,1.1352753880332442]
[null,"Air Sealing","Southern","All","E","F",3.7828051117087584,0.10429098344291354,1.0969247058019642]
[null,"Air Sealing","Northern","All","E",0,0,0,"N/A"]
[null,"Air Curtains",{"$error":"#REF!"},"All","E","F",1.1894433021869244,{"$error":"#REF!"},6.3262495277781898]
[null,{"$error":"#REF!"},{"$error":"#REF!"},"All","E",{"$error":"#REF!"},{"$error":"#REF!"},{"$error":"#REF!"},{"$error":"#REF!"}]
[null,"Vinyl Strip Curtains","Southern","All","E","F",2.7317976426473214,133.25253509358765,1.3172679406990182]
[null,"Vinyl Strip Curtains","Northern","All","E",0,0,0,"N/A"]
[null,"Fast Moving Doors","Southern","All","E","I",53.118483034233606,-9320.217744208403,0.11236021483729497,null,"*"]
[null,"Fast Moving Doors","Northern","All","E",0,0,0,"N/A"]
[null,"L-Shaped Vestibule","Southern","All","E","I",0,317.11151665974103,"N/A"]
[null,"L-Shaped Vestibule","Northern","All","E",0,0,0,"N/A"]
[null,"Turnstile Doors","Southern","All","E","I",14.936506414458876,-2496.8464445367854,0.62872171828449286,null,"*"]
[null,"Turnstile Doors","Northern","All","E",0,0,0,"N/A"]
[null,"Condensing Boiler - 1,000 MBH, 94% Et (88% seasonal) -  baseline standard efficiency 80% Et (76% seasonal) - 1,000 FLE hours","Southern"]
[null,"Condensing Boiler - 1,000 MBH, 94% Et (88% seasonal) -  baseline standard efficiency 80% Et (76% seasonal) - 1,000 FLE hours","Northern"]
[null,"Condensing Boiler - Baseline: Standard Boiler - 1,500 FLE hours",{"$error":"#REF!"},"All","E","I",5.2843456790123486,13815.431628095939,1.7771180290803965]
[null,"Condensing Boiler - Baseline Standard Boiler",{"$error":"#REF!"}]
[null,"Condensing Boiler - Baseline Standard Boiler",{"$error":"#REF!"}]
[null,"Condensing Boiler - Baseline Standard Boiler",{"$error":"#REF!"}]
[null,"Condensing Boiler - Baseline Standard Boiler",{"$error":"#REF!"}]
[null,"Condensing Boiler - Baseline Standard Boiler",{"$error":"#REF!"}]
[null,"Condensing Boiler - Baseline: Near-condensing - 1,500 FLE hours",{"$error":"#REF!"},"All","E","I",8.0575462184873921,2455.1552812104892,1.1654796290859935]
[null,"Condensing Boiler - 1,000 MBH, 94% Et (88% seasonal) -  baseline near-condensing 85% Et (81% seasonal) - 1,500 FLE hours",{"$error":"#REF!"}]
[null,"Condensing Boiler - 1,000 MBH, 94% Et (88% seasonal) -  baseline near-condensing 85% Et (81% seasonal) - 2,000 FLE hours",{"$error":"#REF!"}]
[null,"Condensing Boiler - 1,000 MBH, 94% Et (88% seasonal) -  baseline near-condensing 85% Et (81% seasonal) - 2,000 FLE hours",{"$error":"#REF!"}]
[null,"Near-Condensing Boiler -  Baseline: Standard Boiler - 1,500 FLE hours",{"$error":"#REF!"},"All","E","I",1.931294117647063,11360.27634688545,4.8624939579410498]
[null,"Near-Condensing Boiler - 1,000 MBH, 85% Et (81% seasonal) -  baseline standard efficiency 80% Et (76% seasonal) - 1,500 FLE hours",{"$error":"#REF!"}]
[null,"Condensing Unit heater - Baseline: Standard efficiency - 1,500 FLE hours",{"$error":"#REF!"},"All","E","I",2.4478296296296316,2648.9788425748297,3.5362563386354755]
[null,"Condensing Unit heater - Baseline: Standard efficiency - 1,500 FLE hours",{"$error":"#REF!"}]
[null,"High Efficiency Rooftop Unit - Baseline: Standard efficiency - 1,500 FLE hours",{"$error":"#REF!"},"All","E","I",2.2247619047618978,5420.2916544264363,3.8908222156940995]
[null,"High Efficiency Rooftop Unit - Baseline: Standard efficiency - 1,500 FLE hours",{"$error":"#REF!"}]
[null,"Condensing Rooftop Unit - Baseline: Standard efficiency - 1,500 FLE hours",{"$error":"#REF!"},"All","E","I",5.152941176470585,6373.5661111427435,1.679847051855226]
[null,"Condensing Rooftop Unit - 375 MBH, 83% Et (80% seasonal) -  baseline standard efficiency 80% Et (73% seasonal) - 1,500 FLE hours",{"$error":"#REF!"}]
[null,"Gas Absorption Heat Pump  -  Baseline: standard efficiency boiler - 1,500 FLE hours",{"$error":"#REF!"},"All","E","I",2.8711111111111114,3450.914087247751,2.6370560186184777]
[null,"Gas Absorption Heat Pump - 124 MBH at 105% seasonal -  baseline standard efficiency boiler, 76% seasonal - 1,500 FLE hours",{"$error":"#REF!"},null,null,"I",2.8711111111111114,3450.914087247751,2.6370560186184777]
[null,"Steam Plant Efficiency Measures",{"$error":"#REF!"},"All","E","F",1.2,28.809267447049944,4.9736701379647474]
[null,null,{"$error":"#REF!"}]
[null,"HVLS De-stratification Fans","Southern","All","E","F",2.8127845954712769,36123.203746342027,2.6101246437278358]
[null,"HVLS De-stratification Fans","Northern","All","E","F",2.8841206998279034,34707.495370563622,2.5470220750802932]
[null,"Heat Reflector Panels","Southern","All","E","F",3.4514059302056643,1.0332130476798169,2.3967509718634563]
[null,"Heat Reflector Panels","Northern","All","E",0,0,0,"N/A"]
[null,"Programmable Thermostats","Southern","All","E","F",2.4169874668213551,2.9322259546088212,3.1325279669882335]
[null,"Programmable Thermostats","Northern","All","E",0,0,0,"N/A"]
[null,{"$error":"#REF!"},{"$error":"#REF!"},"All","E",{"$error":"#REF!"},{"$error":"#REF!"},{"$error":"#REF!"},{"$error":"#REF!"}]
[null,{"$error":"#REF!"},{"$error":"#REF!"},"All","E",{"$error":"#REF!"},{"$error":"#REF!"},{"$error":"#REF!"},{"$error":"#REF!"}]
[null,"Demand Controlled Ventilation","Southern","All","E","F",1.6606238410229457,3.0488393313051105,3.3601920130799536]
[null,"Demand Control Kitchen Ventilation","Northern","All","E","F",2.0591345144412028,3.0488393313051105,4.0479495780341788]
[null,"Heat Recovery","Northern","All","E","I",3.4379418795614654,3.0488393313051105,2.2022713300329886]
[null,{"$error":"#REF!"},{"$error":"#REF!"},"All","E",{"$error":"#REF!"},{"$error":"#REF!"},{"$error":"#REF!"},{"$error":"#REF!"}]
[null,"Furnace Boiler Tune Ups","Southern","All","E","F",1.7442874585731718,-9.6680681818179792E-3,0.98066386363636404,null,"*"]
[null,"Furnace Boiler Tune Ups","Northern","All","E",0,0,0,"N/A"]
[null,"Condensing Furnace",{"$error":"#REF!"},"All","E","I",2.5782857142857161,"Condensing Furnace",3.2083955907917781]
[null,"Infrared Heaters",{"$error":"#REF!"},"All","E","I",1.9749999999999994,"Infrared Heaters",4.3828623005962095]
[null,"Solar Preheated Make-up Air",{"$error":"#REF!"},"All","E","F",12.292751886169118,"Solar Preheated Make-up Air",0.70416722991186098,null,"*"]
[null,{"$error":"#REF!"},{"$error":"#REF!"},"All","E",{"$error":"#REF!"},{"$error":"#REF!"},{"$error":"#REF!"},{"$error":"#REF!"}]
[null,{"$error":"#REF!"},{"$error":"#REF!"},"All","E",{"$error":"#REF!"},{"$error":"#REF!"},{"$error":"#REF!"},{"$error":"#REF!"}]
[null,{"$error":"#REF!"},{"$error":"#REF!"},"All","E",{"$error":"#REF!"},{"$error":"#REF!"},{"$error":"#REF!"},{"$error":"#REF!"}]
[null,"Condensing Water Heater -  baseline: standard efficiency - 1,000 FLE hours",{"$error":"#REF!"},"All","E","I",4.1115789473684217,3091.3741041986536,2.2631421070919227]
[null,"Condensing Water Heater - 150 MBH, (90% seasonal) -  baseline standard efficiency 80% Et (70% seasonal) - 1,000 FLE hours",{"$error":"#REF!"}]
[null,"Condensing Storage Water Heater -  baseline: standard efficiency - 1,000 FLE hours",{"$error":"#REF!"},"All","E","I",3.36,2522.2567914799392,2.2611283957399695]
[null,"Condensing Storage Water Heater - 150 MBH, (90% seasonal) -  baseline standard efficiency 80% Et (70% seasonal) - 1,000 FLE hours",{"$error":"#REF!"}]
[null,"Tankless Water Heater -  baseline: standard efficiency - 1,000 FLE hours",{"$error":"#REF!"},"All","E","I",6.0371927068860929,965.19887301067911,1.4395121335504042]
[null,"Tankless Water Heater - 150 MBH, (81% seasonal) -  baseline standard efficiency 80% Et (70% seasonal) - 1,000 FLE hours",{"$error":"#REF!"}]
[null,"Drainwater Heat Recovery - 10 minute shower, 3 times per day",{"$error":"#REF!"},"All","E","I",9.8630136986301373,-106.9816409343108,0.88113151007298796,null,"*"]
[null,"Drainwater Heat Recovery - 10 minute shower, 3 times per day",{"$error":"#REF!"}]
[null,"Low-Flow Faucet Aerators - 3 min/day","Southern","All","E","F",0.35907561906619123,18.613945572989181,14.168367343793511]
[null,"Low-Flow Showerheads - 10 min/day","Northern","All","E","F",0.23709416892617891,0,20.040300507650812]
[null,"Pre-Rinse Spray Valve - 40 min/day","Southern","All","E","F",0.20581091052619693,589.68653380372257,13.793730676074452]
[null,"Pre-Rinse Spray Valve","Northern","All","E",0,0,0,"N/A"]
[null,"Solar Weater Heating System -  baseline: standard efficiency - 1,000 FLE hours",{"$error":"#REF!"},"All","E","F",20.655737704918035,-5690.5768382988927,0.41698541042916232,null,"*"]
[null,"Solar Weater Heating System -  baseline standard efficiency 80% Et (70% seasonal) - 1,000 FLE hours",{"$error":"#REF!"}]
[null,"Booster Water Heater - 800 FLE hours","Southern","All","E","I",7.6392429792429901,165.15288403706222,1.1376274033642184]
[null,"Booster Water Heater","Northern","All","E",0,0,0,"N/A"]
[null,"Commercial Cooking - High-Efficiency Griddle","Southern","All","E","I",5.3999835315667628,124.00731065293826,1.1078324440460332]
[null,"Commercial Cooking - High-Efficiency Griddle","Northern","All","E",0,0,0,"N/A"]
[null,"Commercial Cooking - High-Efficiency Broiler","Southern","All","E","I",0.53607366679810797,2031.8861470346897,11.159430735173448]
[null,"Commercial Cooking - High-Efficiency Broiler","Northern","All","E",0,0,0,"N/A"]
[null,"Commercial Cooking - High-Efficiency Oven","Southern","All","E","I",8.2932188551687531,-445.84703564542156,0.72134560272161152,null,"*"]
[null,"Commercial Cooking - High-Efficiency Oven","Northern","All","E",0,0,0,"N/A"]
[null,"Commercial Cooking - High-Efficiency Fryer","Southern","All","E","I",3.9531009876304388,564.64369858833425,1.513312453262122]
[null,"Commercial Cooking - High-Efficiency Fryer","Northern","All","E",0,0,0,"N/A"]
[null,"Building Recommissioning","Southern","All","E","F",0.89058975473816238,9.9048876890885129,3.6300817018291327]
[null,"Building Recommissioning","Northern","All","E",0,0,0,"N/A"]
[null,"Advanced Building Automation Systems","Southern","All","E","F",3.4351319111329119,5.6355560092329942,1.5819450649765587]
[null,"Advanced Building Automation Systems","Northern","All","E",0,0,0,"N/A"]
[null,"High-Performance New Construction - 25% more efficient","Southern","All","N","I",4.6600375178803874,22.766420011579569,1.8463353164155973]
[null,"High Performance New Construction - 25% more efficient","Northern","All","E",0,0,0,"N/A"]
[null,"High-Performance New Construction - 40% more efficient","Southern","All","N","I",4.7818093167828053,38.494722299046984,1.7950169826321145]
[null,"High Performance New Construction - 40% more efficient","Northern","All","E",0,0,0,"N/A"]

{"sheet":"Info for 5.2","index":30,"n_rows":15,"n_cols":20,"rows_kept":15,"cut":false,"hidden":true,"merged":[[1,0,2,0],[1,1,1,2],[1,3,1,4],[1,5,1,6],[1,7,1,8]]}
[]
["Milestone Year","Southern service region",null,"Northern Franchise",null,"Total",null,null,null,null,"Other comm savings"]
[null,"Reference Case","Economic Potential Consumption","Reference Case","Economic Potential Consumption","Reference Case","Economic Potential Consumption",null,null,null,"LM",null,"VI",null,"SI",null,"NO"]
[2007,1595314.9656709996,null,471749.02334900008,null,2067063.9890199997]
[2012,1622124.2915872999,1241843.8840535949,488096.18528738653,363871.64316785627,2110220.4768746863,1605715.527221451,null,null,null,230.96324871650143,null,61.676798662262549,null,38.895990481156495,null,19.96787177470739]
[2017,1651062.1945098378,1180166.134061276,506009.49628177431,351529.8284015262,2157071.690791612,1531695.9624628022,null,null,null,268.64779601812154,null,66.97375966227375,null,46.521327200904693,null,24.132375488209938,null,null,625375.72832880984]
[null,null,null,null,null,null,null,null,null,null,289.10317172075207,null,69.435199981383334,null,46.521327200904693,null,24.408844376174006]
[null,null,null,null,null,null,null,null,null,null,305.62288340601441,null,70.92082743626294,null,48.877125750929174,null,24.508375614337996]
[null,null,null,null,null,null,null,null,null,null,"Street Lighting Savings",null,null,null,null,null,null,null,null,0.28991884275265167]
[null,null,null,null,null,null,null,null,null,null,"LM",null,"VI",null,"SI",null,"NO"]
[]
[null,null,null,null,null,null,null,0.14000000000000001,null,null,41.886760275534961,null,11.120852372080826,null,6.6015664679440862,null,6.2839184536643602]
[null,null,null,null,null,null,null,0.14000000000000001,null,null,45.150748452542324,null,11.987434805812688,null,7.1159876062550165,null,6.7735871557343712]
[null,null,null,null,null,null,null,0.14000000000000001,null,null,48.261385791714751,null,12.813302894069295,null,7.6062398725351938,null,7.2402499210019897]
[null,null,null,null,null,null,null,0.14000000000000001,null,null,51.080016368453109,null,13.561643761903097,null,8.050470387822525,null,7.6631053669404512]

{"sheet":"SF Eco. Pot. Comm.","index":32,"n_rows":100,"n_cols":18,"rows_kept":100,"cut":false,"hidden":true,"merged":[[39,1,43,1],[0,1,0,2],[1,1,3,1],[1,2,3,2],[1,3,1,17],[4,1,8,1],[9,1,13,1],[14,1,18,1],[19,1,23,1],[24,1,28,1],[29,1,33,1],[34,1,38,1],[74,1,78,1],[79,1,83,1],[84,1,88,1],[89,1,93,1],[44,1,48,1],[49,1,53,1],[54,1,58,1],[59,1,63,1],[64,1,68,1],[69,1,73,1]]}
[]
[null,"Building Type","Milestone Year","Commercial"]
[null,null,null,"Total","Cooking","Space Heating","Space Cooling","Water Heating","Other"]
[null,null,null,"Gas Savings (MJ)"]
[null,"Large Office",2012,543747.50271085429,460.15058323111498,449485.61975049321,989.61939261546195,52880.648242857569,39931.464741656877]
[null,null,2017,642607.78635109612,1010.1909565223468,527087.31251393631,989.61939261546195,64294.69031355223,49225.973174469633]
[]
[]
[]
[null,"Small Office",2012,942310.28074780153,775.57943746625824,834004.64368471131,0,70520.265230181278,37009.792395442753]
[null,null,2017,1188671.46513066,1680.2356700253877,1048391.1961814668,0,92506.643994980986,46093.389284186793]
[]
[]
[]
[null,"Retail",2012,1452555.2041185319,11212.340122945694,1276388.5426811003,0,129247.8040696134,35706.517244872579]
[null,null,2017,1916955.63936467,23812.256806719466,1688276.0677654776,0,159145.48278313543,45721.832009337319]
[]
[]
[]
[null,"Large Hotel",2012,108379.27818061413,1428.5252195161229,54354.904566824349,0,47596.936295604959,4998.9120986687012]
[null,null,2017,133442.99470912904,2933.6568190445905,71976.180283782742,0,52438.044747366119,6095.1128589355976]
[]
[]
[]
[null,"Small Hotel/Motel",2012,51024.504029267002,126.87187846102188,28655.046304256612,0,19192.964839536377,3049.621007012991]
[null,null,2017,63959.781843216791,260.22461831690089,37496.194358711466,0,22535.357042039461,3668.0058241489623]
[]
[]
[]
[null,"Contract Hospital",2012,492770.48214462469,2763.1611045346799,334284.04913723841,1661.199358003254,117568.99438261971,36493.078162228572]
[null,null,2017,570660.37218143011,5684.7822635104385,399377.63699557539,1791.632849418882,124661.27963011106,39145.040442814265]
[]
[]
[]
[null,"Hospital",2012,99302.346148440032,583.92107325364941,73150.756380386709,347.56951803783477,21390.803881163163,3829.2952955986766]
[null,null,2017,117848.62780366304,1198.0972109815602,89343.945859360916,372.47342019981738,22714.972262669071,4219.1390504516748]
[]
[]
[]
[null,"Nursing Home",2012,384047.57155595522,5518.0626616280206,248903.58053596551,0,111025.74940827774,18600.178950083995]
[null,null,2017,484894.92998534173,11302.673193890529,329451.51009693812,0,122006.18404619096,22134.562648322055]
[]
[]
[]
[null,"School",2012,846555.35104760982,3398.219308258449,771934.77303498937,0,67441.375540544308,3780.9831638177166]
[null,null,2017,965603.190334087,7010.889416018872,876070.05409581354,0,78009.254224887729,4512.9925973669197]
[]
[]
[]
[null,"Contract University/College",2012,691680.45968818967,7203.315857202615,531953.94091740181,3244.1363122812072,110495.65445102012,38783.41215028381]
[null,null,2017,838902.54459144513,14662.284419855016,661340.13294125744,3244.1363122812072,116885.44933450039,42770.541583551065]
[]
[]
[]
[null,"University/College",2012,125820.81793461023,1034.6405321471284,101410.01863769291,612.35187387081214,18469.135961306471,4294.670929592914]
[null,null,2017,152956.4905130128,2114.8769362778876,125862.21932849562,612.35187387081214,19567.931776817437,4799.11059755104]
[]
[]
[]
[null,"Restaurant/Food Service",2012,653325.41436835052,64412.829914629692,399878.93651771022,0,187049.80057911656,1983.8473568940026]
[null,null,2017,806379.78093639726,131985.45730559714,456348.96520173119,0,215636.9819437426,2408.3764853262746]
[]
[]
[]
[null,"Warehouse",2012,662515.572162695,369.16762819489213,611234.20509089273,0,32604.164282035592,18308.035161571781]
[null,null,2017,813046.85020310117,757.90328462179332,748650.79503839603,0,41146.858093798626,22491.293786284747]
[]
[]
[]
[null,"Contract Apartment",2012,75855.020147820454,62.689800049468204,49893.877172142355,0,24671.477712799839,1226.9754628287938]
[null,null,2017,94059.645925058852,129.11519384671442,64089.502682004371,0,28342.945664309744,1498.0823848980226]
[]
[]
[]
[null,"Highrise Apartment",2012,1595773.647905322,1342.3462689877233,1068309.2152786027,0,499863.34426406561,26258.742093665889]
[null,null,2017,1981562.4623520179,2763.5193588897073,1371878.603259047,0,574880.48310379207,32039.85663028901]
[]
[]
[]
[null,"Midrise Apartment",2012,858091.45153201977,1135.9878215046629,570151.79829629767,0,279896.86919382849,6906.7962203889329]
[null,null,2017,1065667.8655748582,2341.8656236968109,730390.31174797751,0,324528.96099700406,8406.7272061797848]
[]
[]
[]
[null,"Other Buildings",2012]
[null,null,2017]
[]
[]
[]
[null,"Other Contract Institutional Buildings",2012]
[null,null,2017]
[]
[]
[]
[]
[]
[null,null,null,null,null,null,null,null,null,0,0,0,0,0,0,0,0,0]
[null,null,null,null,null,null,null,null,null,0,0,0,0,0,0,0,0,0]
[null,null,null,null,null,null,null,null,null,0,0,0,0,0,0,0,0,0]
[null,null,null,null,null,null,null,null,null,0,0,0,0,0,0,0,0,0]

{"sheet":"NF Eco. Pot. Comm.","index":33,"n_rows":100,"n_cols":18,"rows_kept":100,"cut":false,"hidden":true,"merged":[[39,1,43,1],[0,1,0,2],[1,1,3,1],[1,2,3,2],[1,3,1,17],[4,1,8,1],[9,1,13,1],[14,1,18,1],[19,1,23,1],[24,1,28,1],[29,1,33,1],[34,1,38,1],[74,1,78,1],[79,1,83,1],[84,1,88,1],[89,1,93,1],[44,1,48,1],[49,1,53,1],[54,1,58,1],[59,1,63,1],[64,1,68,1],[69,1,73,1]]}
[]
[null,"Building Type","Milestone Year","Commercial"]
[null,null,null,"Total","Cooking","Space Heating","Space Cooling","Water Heating","Other"]
[null,null,null,"Gas Savings (MJ)"]
[null,"Large Office",2012,751533.09714749153,533.29714438377414,646468.44212210481,0,61306.650733706585,43224.70714729646]
[null,null,2017,926008.91762371268,1228.3229002160824,791950.06101136375,0,77501.980998831568,55328.552713301237]
[]
[]
[]
[null,"Small Office",2012,1560083.9160264188,1055.3032918957579,1413045.5852452978,0,95708.751009382278,50274.276479843014]
[null,null,2017,1953719.2703397027,2263.4586488337391,1764822.8359049633,0,124548.80430767033,62084.171478235454]
[]
[]
[]
[null,"Retail",2012,160432.79366719598,1017.8542738028336,144214.31016160193,0,11836.022153486068,3364.6070783051473]
[null,null,2017,217251.93815819314,2234.3699465364316,195481.91564244666,0,15026.339421651282,4509.3131475587725]
[]
[]
[]
[null,"Large Hotel",2012,32825.568882410851,373.64584306494089,18618.720596120424,0,12501.325846542866,1331.8765966826249]
[null,null,2017,41346.100458947432,778.89294450851958,24902.922990001563,0,14003.146535185348,1661.1379892520044]
[]
[]
[]
[null,"Small Hotel/Motel",2012,20729.80321925832,37.600463456327248,14000.494515905128,0,5781.0941195192681,910.61412037759874]
[null,null,2017,26528.183546939043,78.230125562359774,18395.148711684866,0,6942.6102736318098,1112.1944360600055]
[]
[]
[]
[null,"Contract Hospital",2012,65583.023818233603,310.61697569969738,47864.197482336895,39.468722571117468,13247.893481714967,4120.8471559109312]
[null,null,2017,77626.03728578132,649.41302005278612,58122.20773367316,56.259689577432141,14293.421995556888,4504.7348469210556]
[]
[]
[]
[null,"Hospital",2012,136771.43930971975,782.20221188054893,107355.1827879264,80.39727883974291,24152.472097930018,4401.1849331430531]
[null,null,2017,165594.05438993871,1618.0210634316227,132748.25063796714,112.34564586247382,26111.625834334744,5003.8112083427259]
[]
[]
[]
[null,"Nursing Home",2012,199009.43776197819,2427.9089479653449,139124.42395486688,0,49000.035970024604,8457.0688891213649]
[null,null,2017,256469.69851967072,5040.7823089091689,186413.56941787497,0,54622.035559498676,10393.311233387918]
[]
[]
[]
[null,"School",2012,495999.88005794573,1627.3184013195569,459786.02662513219,0,32733.784727153805,1852.7503043401775]
[null,null,2017,578789.71599979349,3416.5998707564941,534310.42554927617,0,38785.95521714956,2276.7353626112126]
[]
[]
[]
[null,"Contract University/College",2012,88956.290372118325,749.06613582522368,72552.013054040057,62.251528898862944,11541.31043731622,4051.6492160379603]
[null,null,2017,109891.26419771125,1540.1956592386341,91390.562878341036,62.251528898862944,12373.991497483872,4524.2626337488364]
[]
[]
[]
[null,"University/College",2012,30531.093842640803,202.18908150591642,25838.036952900729,22.254092351285664,3620.0588158111705,848.55490007170101]
[null,null,2017,37765.830556205401,418.43090039801564,32468.041951085717,22.254092351285664,3890.4632501486631,966.64036222171944]
[]
[]
[]
[null,"Restaurant/Food Service",2012,95494.593533090214,7792.6602896875556,64769.469535888231,0,22688.322644847649,244.14106266677845]
[null,null,2017,118278.5774571091,16188.21297414969,75297.347056068131,0,26490.342415082152,302.67501180912745]
[]
[]
[]
[null,"Warehouse",2012,40433.837890087692,15.745767547666929,38215.137397352097,0,1408.0068568045876,794.94786838333857]
[null,null,2017,50259.316086427316,32.807833890990111,47421.083721824267,0,1807.3905719843624,998.03395872769761]
[]
[]
[]
[null,"Contract Apartment",2012,0,0,0,0,0,0]
[null,null,2017,0,0,0,0,0,0]
[]
[]
[]
[null,"Highrise Apartment",2012,173219.30413979333,122.64699702369921,124814.79742950533,0,45833.74996271389,2448.1097505504113]
[null,null,2017,219190.62429480208,256.65282311511237,162324.57055159204,0,53547.2309493434,3062.1699707515072]
[]
[]
[]
[null,"Midrise Apartment",2012,197200.36918438759,225.30560290545327,139935.77953687205,0,55639.946498068486,1399.3375465415993]
[null,null,2017,249041.00152438108,472.47272961699173,181326.49094338797,0,65493.397429529214,1748.640421846917]
[]
[]
[]
[null,"Other Buildings",2012]
[null,null,2017]
[]
[]
[]
[null,"Other Contract Institutional Buildings",2012]
[null,null,2017]
[]
[]
[]
[]
[]
[null,null,null,null,null,null,null,null,null,0,0,0,0,0,0,0,0,0]
[null,null,null,null,null,null,null,null,null,0,0,0,0,0,0,0,0,0]
[null,null,null,null,null,null,null,null,null,0,0,0,0,0,0,0,0,0]
[null,null,null,null,null,null,null,null,null,0,0,0,0,0,0,0,0,0]

{"sheet":"Exh 5.3 and 5.4","index":34,"n_rows":125,"n_cols":20,"rows_kept":125,"cut":false,"hidden":false,"merged":[[0,1,0,2],[1,1,3,1],[1,2,3,2],[1,3,2,3],[1,4,2,4],[2,30,3,30],[1,12,2,12],[1,13,2,13],[1,14,2,14],[1,15,2,15],[1,16,2,16],[1,17,2,17],[2,24,3,24],[2,25,3,25],[2,26,3,26],[2,28,3,28],[4,1,8,1],[9,1,13,1],[14,1,18,1],[19,1,23,1],[2,29,3,29],[1,7,2,7],[1,8,2,8],[1,9,2,9],[1,10,2,10],[1,5,2,5],[1,11,2,11],[24,1,28,1],[89,1,93,1],[34,1,38,1],[39,1,43,1],[44,1,48,1],[49,1,53,1],[54,1,58,1],[59,1,63,1],[64,1,68,1],[69,1,73,1],[74,1,78,1],[79,1,83,1],[84,1,88,1],[29,1,33,1],[1,6,2,6],[124,1,127,1],[94,1,97,1],[99,1,103,1],[104,1,108,1],[109,1,113,1],[114,1,117,1],[119,1,122,1]]}
[]
[null,"Sub Sector","Milestone Year","Total","Space Heating","Water Heating","Cooking","Space Cooling","Other",0,0,0,0,0,0,0,0,0]
[]
[]
[null,"Large Office",2012,34602.022030523585,29279.643057730529,3049.2624709495331,26.529051860668325,26.305672318327009,2220.2817776645352,0,0,0,0,0,0,0,0,0]
[null,null,2017,41907.523030431279,35242.732141520566,3786.8571946867733,59.783406368191983,26.305672318327009,2791.8446155374186,0,0,0,0,0,0,0,0,0]
[null,null,0,0,0,0,0,0,0,0,0,0,0,0,0,0,0,0]
[null,null,0,0,0,0,0,0,0,0,0,0,0,0,0,0,0,0]
[null,null,0,null,0,0,0,0,0]
[null,"Small Office",2012,66873.426228424272,60052.442105810354,4440.4601297714862,48.908460118761944,0,2331.6155327236729,0,0,0,0,0,0,0,0,0]
[null,null,2017,83975.328706532848,75182.206361850083,5798.0851545419973,105.34589927857112,0,2889.6912908621885,0,0,0,0,0,0,0,0,0]
[null,null,0,0,0,0,0,0,0,0,0,0,0,0,0,0,0,0]
[null,null,0,0,0,0,0,0,0,0,0,0,0,0,0,0,0,0]
[null,null,0,null,0,0,0,0,0]
[null,"Retail",2012,42912.396728239903,37794.792136323384,3752.933772044365,325.33032053734536,0,1039.3404993348092,0,0,0,0,0,0,0,0,0]
[null,null,2017,56780.207366321185,50117.890485296855,4633.1933678918958,692.87069672264965,0,1336.2528164097894,0,0,0,0,0,0,0,0,0]
[null,null,0,0,0,0,0,0,0,0,0,0,0,0,0,0,0,0]
[null,null,0,0,0,0,0,0,0,0,0,0,0,0,0,0,0,0]
[null,null,0,null,0,0,0,0,0]
[null,"Large Hotel",2012,3760.9372813026584,1944.0020418440072,1600.3591739128321,47.989808700846808,0,168.58625684497218,0,0,0,0,0,0,0,0,0]
[null,null,2017,4655.6035890983467,2580.8811178448486,1769.3068983402738,98.863156699472327,0,206.55241621375188,0,0,0,0,0,0,0,0,0]
[null,null,0,0,0,0,0,0,0,0,0,0,0,0,0,0,0,0]
[null,null,0,0,0,0,0,0,0,0,0,0,0,0,0,0,0,0]
[null,null,0,null,0,0,0,0,0]
[null,"Small Hotel/Motel",2012,1912.0720378614405,1137.0455157167289,665.16893878179405,4.3805135465157772,0,105.47706981640152,0,0,0,0,0,0,0,0,0]
[null,null,2017,2411.3650458214383,1489.8765730634427,785.1549331056442,9.0145105541633193,0,127.31902909818783,0,0,0,0,0,0,0,0,0]
[null,null,0,0,0,0,0,0,0,0,0,0,0,0,0,0,0,0]
[null,null,0,0,0,0,0,0,0,0,0,0,0,0,0,0,0,0]
[null,null,0,null,0,0,0,0,0]
[null,"Contract Hospital",2012,14856.888583903414,10169.029181403786,3480.344038133439,81.776791354326519,45.215488735703879,1080.5230842761573,0,0,0,0,0,0,0,0,0]
[null,null,2017,17250.195909324968,12174.334935980196,3696.8986219440017,168.52117637737982,49.13278032564056,1161.3083946977481,0,0,0,0,0,0,0,0,0]
[null,null,0,0,0,0,0,0,0,0,0,0,0,0,0,0,0,0]
[null,null,0,0,0,0,0,0,0,0,0,0,0,0,0,0,0,0]
[null,null,0,null,0,0,0,0,0]
[null,"Hospital",2012,6306.410412982993,4822.619584778372,1216.1212699105586,36.492128312408248,11.394378847571501,219.78305113408126,0,0,0,0,0,0,0,0,0]
[null,null,2017,7572.1246208566026,5933.8398586931016,1303.844020339724,75.225928236727256,12.912889136033295,246.30192445101562,0,0,0,0,0,0,0,0,0]
[null,null,0,0,0,0,0,0,0,0,0,0,0,0,0,0,0,0]
[null,null,0,0,0,0,0,0,0,0,0,0,0,0,0,0,0,0]
[null,null,0,null,0,0,0,0,0]
[null,"Nursing Home",2012,15543.974718001773,10346.134110381085,4264.916560925386,211.77035766240184,0,721.15368903289914,0,0,0,0,0,0,0,0,0]
[null,null,2017,19765.148982960163,13755.032908538074,4707.5179925908324,435.5848171237418,0,867.01326470751405,0,0,0,0,0,0,0,0,0]
[null,null,0,0,0,0,0,0,0,0,0,0,0,0,0,0,0,0]
[null,null,0,0,0,0,0,0,0,0,0,0,0,0,0,0,0,0]
[null,null,0,null,0,0,0,0,0]
[null,"School",2012,35800.384315752257,32845.968757593277,2670.2814009274553,133.95796433053684,0,150.17619290098554,0,0,0,0,0,0,0,0,0]
[null,null,2017,41184.433665976605,37612.024881906138,3113.4491648939511,277.9585486267809,0,181.00107054973321,0,0,0,0,0,0,0,0,0]
[null,null,0,0,0,0,0,0,0,0,0,0,0,0,0,0,0,0]
[null,null,0,0,0,0,0,0,0,0,0,0,0,0,0,0,0,0]
[null,null,0,null,0,0,0,0,0]
[null,"Contract University/College",2012,20770.864272874482,16085.284000803917,3246.570409666645,211.55790264961058,87.903293528814501,1139.5486662254934,0,0,0,0,0,0,0,0,0]
[null,null,2017,25245.523010818502,20029.631673153217,3438.7453056829108,431.03916942897973,87.903293528814501,1258.2035690245805,0,0,0,0,0,0,0,0,0]
[null,null,0,15.505233603610819,0,0,0,0,0,0,0,0,0,0,0,0,0,0]
[null,null,0,16.109141359097421,0,0,0,0,0,0,0,0,0,0,0,0,0,0]
[null,null,0,25.100678295100771,0,0,0,0,0]
[null,"University/College",2012,4163.047334728054,3388.3498776063661,587.99180175363597,32.923025296951792,16.873920415981932,136.90870965511834,0,0,0,0,0,0,0,0,0]
[null,null,2017,5078.3178487712066,4216.0767539603257,624.44900732019164,67.434811068308719,16.873920415981932,153.48335600639876,0,0,0,0,0,0,0,0,0]
[null,null,0,0,0,0,0,0,0,0,0,0,0,0,0,0,0,0]
[null,null,0,0,0,0,0,0,0,0,0,0,0,0,0,0,0,0]
[null,null,0,null,0,0,0,0,0]
[null,"Restaurant/Food Service",2012,19926.61521711708,12365.871054306795,5580.3500359173913,1921.1149422215192,0,59.279184671371901,0,0,0,0,0,0,0,0,0]
[null,null,2017,24605.876681920137,14149.183808077856,6442.174039076378,3942.3857094910481,0,72.133125274851963,0,0,0,0,0,0,0,0,0]
[null,null,0,0,0,0,0,0,0,0,0,0,0,0,0,0,0,0]
[null,null,0,0,0,0,0,0,0,0,0,0,0,0,0,0,0,0]
[null,null,0,0,0,0,0,0,0]
[null,"Warehouse",2012,18694.744697642163,17272.121040216392,904.41920665161297,10.235206806895473,0,507.9692439672645,0,0,0,0,0,0,0,0,0]
[null,null,2017,22959.52539629901,21171.682839790028,1142.2050619192778,21.025852733181924,0,624.61164185652001,0,0,0,0,0,0,0,0,0]
[null,null,0,0,0,0,0,0,0,0,0,0,0,0,0,0,0,0]
[null,null,0,0,0,0,0,0,0,0,0,0,0,0,0,0,0,0]
[null,null,0,null,0,0,0,0,0]
[null,"Contract Apartment",2012,2016.3482229617348,1326.2593613009665,655.80748837851786,1.6663955356052156,0,32.614977746645238,0,0,0,0,0,0,0,0,0]
[null,null,2017,2500.2564041748765,1703.6018788411584,753.40100117782413,3.4320891506303677,0,39.821435005263758,0,0,0,0,0,0,0,0,0]
[null,null,0,0,0,0,0,0,0,0,0,0,0,0,0,0,0,0]
[null,null,0,0,0,0,0,0,0,0,0,0,0,0,0,0,0,0]
[null,null,0,null,0,0,0,0,0]
[null,"High-rise Apartment",2012,47062.174794799656,31743.615361452736,14515.957097892247,38.96984225012482,0,763.63249320454736,0,0,0,0,0,0,0,0,0]
[null,null,2017,58549.535949092111,40818.601027712823,16716.828827349083,80.339554207359768,0,933.76653982284529,0,0,0,0,0,0,0,0,0]
[null,null,0,0,0,0,0,0,0,0,0,0,0,0,0,0,0,0]
[null,null,0,0,0,0,0,0,0,0,0,0,0,0,0,0,0,0]
[null,null,0,null,0,0,0,0,0]
[null,"Mid-rise Apartment",2012,28096.321640891059,18907.179672147631,8931.7957393799279,36.236744846109666,0,221.10948451739219,0,0,0,0,0,0,0,0,0]
[null,null,2017,35003.865281351274,24276.247174360949,10382.355982918747,74.917377423224963,0,270.3447466483567,0,0,0,0,0,0,0,0,0]
[null,null,0,0,0,0,0,0,0,0,0,0,0,0,0,0,0,0]
[null,null,0,0,0,0,0,0,0,0,0,0,0,0,0,0,0,0]
[null,null,0,null,0,0,0,0,0]
[null,"Other Buildings",2012,78359.203166117426,null,null,null,null,null,0,0,0,0,0,0,0,0,0]
[null,null,2017,96854.570348411013,null,null,null,null,null,0,0,0,0,0,0,0,0,0]
[null,null,0,0,null,null,null,null,null,0,0,0,0,0,0,0,0,0]
[null,null,0,0,null,null,null,null,null,0,0,0,0,0,0,0,0,0]
[null,null,0,0]
[null,"Other Contract Institutional Buildings",2012,62847.117969111161,null,null,null,null,null,0,0,0,0,0,0,0,0,0]
[null,null,2017,79076.326490648455,null,null,null,null,null,0,0,0,0,0,0,0,0,0]
[null,null,0,0,0,0,0,0,0,0,0,0,0,0,0,0,0,0]
[null,null,0,0,0,0,0,0,0,0,0,0,0,0,0,0,0,0]
[null,null,0,0]
[null,"Total",2012,504504.94965323515,289480.35685941629,59562.739534996828,3169.8394560306283,187.6927538463988,10897.999913716347,0,0,0,0,0,0,0,0,0,null,0.72010914613962673]
[null,null,2017,625375.72832881007,360453.84442058968,69094.4665737795,6543.7427034904113,193.12855572479728,13159.649236166162,0,0,0,0,0,0,0,0,0,null,0.71867968507636348]
[null,null,0,15.505233603610819,0,0,0,0,0,0,0,0,0,0,0,0,0,0]
[null,null,0,16.109141359097421,0,0,0,0,0,0,0,0,0,0,0,0,0,0]
[]
[]
[]
[]
[]
[]
[]
[]
[]
[]
[]
[]
[]
[]
[]
[]
[]
[]
[]
[]
[]
[]
[]
[]
[]
[]
["`"]

{"sheet":"info for Exh 5.5","index":35,"n_rows":125,"n_cols":20,"rows_kept":125,"cut":false,"hidden":true,"merged":[[0,1,0,2],[1,1,3,1],[1,2,3,2],[1,3,2,3],[1,4,2,4],[2,29,3,29],[2,30,3,30],[1,12,2,12],[1,13,2,13],[1,14,2,14],[1,15,2,15],[1,16,2,16],[1,17,2,17],[2,28,3,28],[2,26,3,26],[1,11,2,11],[119,1,122,1],[124,1,127,1],[2,24,3,24],[2,25,3,25],[1,5,2,5],[99,1,103,1],[104,1,108,1],[109,1,113,1],[114,1,117,1],[1,6,2,6],[1,7,2,7],[1,8,2,8],[1,9,2,9],[1,10,2,10]]}
[]
[null,"Building Type","Milestone Year","Total","Space Heating","Water Heating","Cooking","Space Cooling","Other",0,0,0,0,0,0,0,0,0]
[]
[]
[null,"Large Office",2012,34602.022030523585,29279.643057730529,3049.2624709495331,26.529051860668325,26.305672318327009,2220.2817776645352,0,0,0,0,0,0,0,0,0,null,6.8586090293676669E-2]
[null,"Large Office",2017,41907.523030431279,35242.732141520566,3786.8571946867733,59.783406368191983,26.305672318327009,2791.8446155374186,0,0,0,0,0,0,0,0,0,null,6.7011751707122758E-2]
[null,null,0,0,0,0,0,0,0,0,0,0,0,0,0,0,0,0,null,0]
[null,null,0,0,0,0,0,0,0,0,0,0,0,0,0,0,0,0,null,0]
[null,null,0,null,0,0,0,0,0,null,null,null,null,null,null,null,null,null,null,0]
[null,"Small Office",2012,66873.426228424272,60052.442105810354,4440.4601297714862,48.908460118761944,0,2331.6155327236729,0,0,0,0,0,0,0,0,0,null,0.13255256717379849]
[null,"Small Office",2017,83975.328706532848,75182.206361850083,5798.0851545419973,105.34589927857112,0,2889.6912908621885,0,0,0,0,0,0,0,0,0,null,0.13427980156975375]
[null,null,0,0,0,0,0,0,0,0,0,0,0,0,0,0,0,0,null,0]
[null,null,0,0,0,0,0,0,0,0,0,0,0,0,0,0,0,0,null,0]
[null,null,0,null,0,0,0,0,0,null,null,null,null,null,null,null,null,null,null,0]
[null,"Retail",2012,42912.396728239903,37794.792136323384,3752.933772044365,325.33032053734536,0,1039.3404993348092,0,0,0,0,0,0,0,0,0,null,8.5058425606597474E-2]
[null,"Retail",2017,56780.207366321185,50117.890485296855,4633.1933678918958,692.87069672264965,0,1336.2528164097894,0,0,0,0,0,0,0,0,0,null,9.07937497319488E-2]
[null,null,0,0,0,0,0,0,0,0,0,0,0,0,0,0,0,0,null,0]
[null,null,0,0,0,0,0,0,0,0,0,0,0,0,0,0,0,0,null,0]
[null,null,0,null,0,0,0,0,0,null,null,null,null,null,null,null,null,null,null,0]
[null,"Large Hotel",2012,3760.9372813026584,1944.0020418440072,1600.3591739128321,47.989808700846808,0,168.58625684497218,0,0,0,0,0,0,0,0,0,null,7.4547083906464926E-3]
[null,"Large Hotel",2017,4655.6035890983467,2580.8811178448486,1769.3068983402738,98.863156699472327,0,206.55241621375188,0,0,0,0,0,0,0,0,0,null,7.4444903730746057E-3]
[null,null,0,0,0,0,0,0,0,0,0,0,0,0,0,0,0,0,null,0]
[null,null,0,0,0,0,0,0,0,0,0,0,0,0,0,0,0,0,null,0]
[null,null,0,null,0,0,0,0,0,null,null,null,null,null,null,null,null,null,null,0]
[null,"Small Hotel/Motel",2012,1912.0720378614405,1137.0455157167289,665.16893878179405,4.3805135465157772,0,105.47706981640152,0,0,0,0,0,0,0,0,0,null,3.7899965880923035E-3]
[null,"Small Hotel/Motel",2017,2411.3650458214383,1489.8765730634427,785.1549331056442,9.0145105541633193,0,127.31902909818783,0,0,0,0,0,0,0,0,0,null,3.8558660603367559E-3]
[null,null,0,0,0,0,0,0,0,0,0,0,0,0,0,0,0,0,null,0]
[null,null,0,0,0,0,0,0,0,0,0,0,0,0,0,0,0,0,null,0]
[null,null,0,null,0,0,0,0,0,null,null,null,null,null,null,null,null,null,null,0]
[null,"Contract Hospital",2012,14856.888583903414,10169.029181403786,3480.344038133439,81.776791354326519,45.215488735703879,1080.5230842761573,0,0,0,0,0,0,0,0,0,null,2.9448449602159702E-2]
[null,"Contract Hospital",2017,17250.195909324968,12174.334935980196,3696.8986219440017,168.52117637737982,49.13278032564056,1161.3083946977481,0,0,0,0,0,0,0,0,0,null,2.7583731072234961E-2]
[null,null,0,0,0,0,0,0,0,0,0,0,0,0,0,0,0,0,null,0]
[null,null,0,0,0,0,0,0,0,0,0,0,0,0,0,0,0,0,null,0]
[null,null,0,null,0,0,0,0,0,null,null,null,null,null,null,null,null,null,null,0]
[null,"Hospital",2012,6306.410412982993,4822.619584778372,1216.1212699105586,36.492128312408248,11.394378847571501,219.78305113408126,0,0,0,0,0,0,0,0,0,null,1.250019532477852E-2]
[null,"Hospital",2017,7572.1246208566026,5933.8398586931016,1303.844020339724,75.225928236727256,12.912889136033295,246.30192445101562,0,0,0,0,0,0,0,0,0,null,1.2108120411215145E-2]
[null,null,0,0,0,0,0,0,0,0,0,0,0,0,0,0,0,0,null,0]
[null,null,0,0,0,0,0,0,0,0,0,0,0,0,0,0,0,0,null,0]
[null,null,0,null,0,0,0,0,0,null,null,null,null,null,null,null,null,null,null,0]
[null,"Nursing Home",2012,15543.974718001773,10346.134110381085,4264.916560925386,211.77035766240184,0,721.15368903289914,0,0,0,0,0,0,0,0,0,null,3.0810351273432936E-2]
[null,"Nursing Home",2017,19765.148982960163,13755.032908538074,4707.5179925908324,435.5848171237418,0,867.01326470751405,0,0,0,0,0,0,0,0,0,null,3.1605238399287611E-2]
[null,null,0,0,0,0,0,0,0,0,0,0,0,0,0,0,0,0,null,0]
[null,null,0,0,0,0,0,0,0,0,0,0,0,0,0,0,0,0,null,0]
[null,null,0,null,0,0,0,0,0,null,null,null,null,null,null,null,null,null,null,0]
[null,"School",2012,35800.384315752257,32845.968757593277,2670.2814009274553,133.95796433053684,0,150.17619290098554,0,0,0,0,0,0,0,0,0,null,7.0961413441749541E-2]
[null,"School",2017,41184.433665976605,37612.024881906138,3113.4491648939511,277.9585486267809,0,181.00107054973321,0,0,0,0,0,0,0,0,0,null,6.5855503820133318E-2]
[null,null,0,0,0,0,0,0,0,0,0,0,0,0,0,0,0,0,null,0]
[null,null,0,0,0,0,0,0,0,0,0,0,0,0,0,0,0,0,null,0]
[null,null,0,null,0,0,0,0,0,null,null,null,null,null,null,null,null,null,null,0]
[null,"Contract University/College",2012,20770.864272874482,16085.284000803917,3246.570409666645,211.55790264961058,87.903293528814501,1139.5486662254934,0,0,0,0,0,0,0,0,0,null,4.117078392818755E-2]
[null,"Contract University/College",2017,25245.523010818502,20029.631673153217,3438.7453056829108,431.03916942897973,87.903293528814501,1258.2035690245805,0,0,0,0,0,0,0,0,0,null,4.0368568633582964E-2]
[null,null,0,15.505233603610819,0,0,0,0,0,0,0,0,0,0,0,0,0,0,null,1]
[null,null,0,16.109141359097421,0,0,0,0,0,0,0,0,0,0,0,0,0,0,null,1]
[null,null,0,25.100678295100771,0,0,0,0,0,null,null,null,null,null,null,null,null,null,null,4.0136956325723178E-5]
[null,"University/College",2012,4163.047334728054,3388.3498776063661,587.99180175363597,32.923025296951792,16.873920415981932,136.90870965511834,0,0,0,0,0,0,0,0,0,null,8.2517472575630232E-3]
[null,"University/College",2017,5078.3178487712066,4216.0767539603257,624.44900732019164,67.434811068308719,16.873920415981932,153.48335600639876,0,0,0,0,0,0,0,0,0,null,8.120426838985232E-3]
[null,null,0,0,0,0,0,0,0,0,0,0,0,0,0,0,0,0,null,0]
[null,null,0,0,0,0,0,0,0,0,0,0,0,0,0,0,0,0,null,0]
[null,null,0,null,0,0,0,0,0,null,null,null,null,null,null,null,null,null,null,0]
[null,"Restaurant/Food Service",2012,19926.61521711708,12365.871054306795,5580.3500359173913,1921.1149422215192,0,59.279184671371901,0,0,0,0,0,0,0,0,0,null,3.9497363169208502E-2]
[null,"Restaurant/Food Service",2017,24605.876681920137,14149.183808077856,6442.174039076378,3942.3857094910481,0,72.133125274851963,0,0,0,0,0,0,0,0,0,null,3.9345749390809197E-2]
[null,null,0,0,0,0,0,0,0,0,0,0,0,0,0,0,0,0,null,0]
[null,null,0,0,0,0,0,0,0,0,0,0,0,0,0,0,0,0,null,0]
[null,null,0,0,0,0,0,0,0,null,null,null,null,null,null,null,null,null,null,0]
[null,"Warehouse",2012,18694.744697642163,17272.121040216392,904.41920665161297,10.235206806895473,0,507.9692439672645,0,0,0,0,0,0,0,0,0,null,3.7055621972572818E-2]
[null,"Warehouse",2017,22959.52539629901,21171.682839790028,1142.2050619192778,21.025852733181924,0,624.61164185652001,0,0,0,0,0,0,0,0,0,null,3.6713169949293828E-2]
[null,null,0,0,0,0,0,0,0,0,0,0,0,0,0,0,0,0,null,0]
[null,null,0,0,0,0,0,0,0,0,0,0,0,0,0,0,0,0,null,0]
[null,null,0,null,0,0,0,0,0]
[null,"Contract Apartment",2012,2016.3482229617348,1326.2593613009665,655.80748837851786,1.6663955356052156,0,32.614977746645238,0,0,0,0,0,0,0,0,0,null,3.9966867011862724E-3]
[null,"Contract Apartment",2017,2500.2564041748765,1703.6018788411584,753.40100117782413,3.4320891506303677,0,39.821435005263758,0,0,0,0,0,0,0,0,0,null,3.9980067836279881E-3]
[null,null,0,0,0,0,0,0,0,0,0,0,0,0,0,0,0,0,null,0]
[null,null,0,0,0,0,0,0,0,0,0,0,0,0,0,0,0,0,null,0]
[null,null,0,null,0,0,0,0,0,null,null,null,null,null,null,null,null,null,null,0]
[null,"High-rise Apartment",2012,47062.174794799656,31743.615361452736,14515.957097892247,38.96984225012482,0,763.63249320454736,0,0,0,0,0,0,0,0,0,null,9.3283871302248314E-2]
[null,"High-rise Apartment",2017,58549.535949092111,40818.601027712823,16716.828827349083,80.339554207359768,0,933.76653982284529,0,0,0,0,0,0,0,0,0,null,9.3622974632472364E-2]
[null,null,0,0,0,0,0,0,0,0,0,0,0,0,0,0,0,0,null,0]
[null,null,0,0,0,0,0,0,0,0,0,0,0,0,0,0,0,0,null,0]
[null,null,0,null,0,0,0,0,0,null,null,null,null,null,null,null,null,null,null,0]
[null,"Mid-rise Apartment",2012,28096.321640891059,18907.179672147631,8931.7957393799279,36.236744846109666,0,221.10948451739219,0,0,0,0,0,0,0,0,0,null,5.5690874113728119E-2]
[null,"Mid-rise Apartment",2017,35003.865281351274,24276.247174360949,10382.355982918747,74.917377423224963,0,270.3447466483567,0,0,0,0,0,0,0,0,0,null,5.5972535702484026E-2]
[null,null,0,0,0,0,0,0,0,0,0,0,0,0,0,0,0,0,null,0]
[null,null,0,0,0,0,0,0,0,0,0,0,0,0,0,0,0,0,null,0]
[null,null,0,null,0,0,0,0,0,null,null,null,null,null,null,null,null,null,null,0]
[null,"Other Buildings",2012,78359.203166117426,null,null,null,null,null,0,0,0,0,0,0,0,0,0,null,0.15531899780166]
[null,"Other Buildings",2017,96854.570348411013,null,null,null,null,null,0,0,0,0,0,0,0,0,0,null,0.15487420755396955]
[null,null,0,0,null,null,null,null,null,0,0,0,0,0,0,0,0,0,null,0]
[null,null,0,0,null,null,null,null,null,0,0,0,0,0,0,0,0,0,null,0]
[null,null,0,0,null,null,null,null,null,null,null,null,null,null,null,null,null,null,null,0]
[null,"Other Contract Institutional Buildings",2012,62847.117969111161,null,null,null,null,null,0,0,0,0,0,0,0,0,0,null,0.12457185605871321]
[null,"Other Contract Institutional Buildings",2017,79076.326490648455,null,null,null,null,null,0,0,0,0,0,0,0,0,0,null,0.12644610736966705]
[null,null,0,0,0,0,0,0,0,0,0,0,0,0,0,0,0,0]
[null,null,0,0,0,0,0,0,0,0,0,0,0,0,0,0,0,0]
[null,null,0,0]
[null,"Total",2012,504504.94965323515,289480.35685941629,59562.739534996828,3169.8394560306283,187.6927538463988,10897.999913716347,0,0,0,0,0,0,0,0,0,null,1]
[null,"Total",2017,625375.72832881007,360453.84442058968,69094.4665737795,6543.7427034904113,193.12855572479728,13159.649236166162,0,0,0,0,0,0,0,0,0,null,0.99999999999999978]
[null,null,0,15.505233603610819,0,0,0,0,0,0,0,0,0,0,0,0,0,0]
[null,null,0,16.109141359097421,0,0,0,0,0,0,0,0,0,0,0,0,0,0]
[]
[]
[]
[]
[]
[]
[]
[]
[]
[]
[]
[]
[]
[]
[]
[]
[]
[]
[]
[]
[]
[]
[]
[]
[]
[]
["`"]

{"sheet":"Exh 5.5","index":36,"n_rows":22,"n_cols":2,"rows_kept":22,"cut":false,"hidden":false,"merged":[]}
["Milestone Year",2017]
[]
["Row Labels","Sum of Total"]
["Contract Apartment",2500.6623473523805]
["Contract Hospital",17270.128381592716]
["Contract University/College",25296.505780317559]
["High-rise Apartment",58559.038410270376]
["Hospital",7581.0222488024019]
["Large Hotel",4667.296998624528]
["Large Office",41914.59413636064]
["Mid-rise Apartment",35012.726414295881]
["Nursing Home",19816.669405937329]
["Other Buildings",97041.123126663064]
["Other Contract Institutional Buildings",79233.850577898527]
["Restaurant/Food Service",25072.17709301646]
["Retail",56862.159238747205]
["School",41217.310252653646]
["Small Hotel/Motel",2412.4312707641475]
["Small Office",83987.788886677736]
["University/College",5086.2939532014898]
["Warehouse",22962.012307650562]
["Grand Total",626493.79083082674]

{"sheet":"Exh 5.6 and 5.7","index":37,"n_rows":125,"n_cols":26,"rows_kept":125,"cut":false,"hidden":false,"merged":[[0,1,0,2],[1,1,3,1],[1,2,3,2],[1,3,2,3],[1,4,2,4],[2,29,3,29],[1,12,2,12],[1,13,2,13],[1,14,2,14],[1,15,2,15],[1,16,2,16],[1,17,2,17],[2,24,3,24],[2,25,3,25],[2,26,3,26],[2,27,3,27],[4,1,8,1],[9,1,13,1],[14,1,18,1],[19,1,23,1],[2,28,3,28],[1,7,2,7],[1,8,2,8],[1,9,2,9],[1,10,2,10],[1,5,2,5],[1,11,2,11],[24,1,28,1],[89,1,93,1],[34,1,38,1],[39,1,43,1],[44,1,48,1],[49,1,53,1],[54,1,58,1],[59,1,63,1],[64,1,68,1],[69,1,73,1],[74,1,78,1],[79,1,83,1],[84,1,88,1],[29,1,33,1],[1,6,2,6],[124,1,127,1],[94,1,97,1],[99,1,103,1],[104,1,108,1],[109,1,113,1],[114,1,117,1],[119,1,122,1]]}
[]
[null,"Sub Sector","Milestone Year","Total","Space Heating","Water Heating","Cooking","Space Cooling","Other",0,0,0,0,0,0,0,0,0]
[null,null,null,null,null,null,null,null,null,null,null,null,null,null,null,null,null,null,null,null,null,"% savings"]
[]
[null,"Large Office",2012,14453.681624424624,11948.049435153993,1405.6525317080695,12.231541287376794,26.305672318327009,1061.442443956855,0,0,0,0,0,0,0,0,0,null,3.8007957649365806E-2,null,0.26990035683273295]
[null,null,2017,17081.546686632006,14010.827020572471,1709.056095522388,26.852497515213898,26.305672318327009,1308.5054007036053,0,0,0,0,0,0,0,0,0,null,3.6274558488258793E-2,null,0.30802209608612502]
[null,null,0,0,0,0,0,0,0,0,0,0,0,0,0,0,0,0,null,0]
[null,null,0,0,0,0,0,0,0,0,0,0,0,0,0,0,0,0,null,0]
[null,null,0,null,0,0,0,0,0,null,null,null,null,null,null,null,null,null,null,0]
[null,"Small Office",2012,25048.12016873476,22169.182447759471,1874.5418721472961,20.616146663111596,0,983.77970216487915,0,0,0,0,0,0,0,0,0,null,6.5867501118933414E-2,null,0.2683127640132697]
[null,null,2017,31596.79598965072,27867.921216944895,2458.9751194838118,44.663361776326099,0,1225.2362914456883,0,0,0,0,0,0,0,0,0,null,6.7099299916742836E-2,null,0.32723968781850921]
[null,null,0,0,0,0,0,0,0,0,0,0,0,0,0,0,0,0,null,0]
[null,null,0,0,0,0,0,0,0,0,0,0,0,0,0,0,0,0,null,0]
[null,null,0,null,0,0,0,0,0,null,null,null,null,null,null,null,null,null,null,0]
[null,"Retail",2012,38611.249444937057,33928.456743250943,3435.6141432645777,298.04200220482971,0,949.13655621670875,0,0,0,0,0,0,0,0,0,null,0.10153362802819359,null,0.24871504574976505]
[null,null,2017,50955.758622133704,44877.088457349222,4230.3424450594221,632.96801719084181,0,1215.359702534219,0,0,0,0,0,0,0,0,0,null,0.10821020369886876,null,0.31729408012745769]
[null,null,0,0,0,0,0,0,0,0,0,0,0,0,0,0,0,0,null,0]
[null,null,0,0,0,0,0,0,0,0,0,0,0,0,0,0,0,0,null,0]
[null,null,0,null,0,0,0,0,0,null,null,null,null,null,null,null,null,null,null,0]
[null,"Large Hotel",2012,2880.8952201120187,1444.8406317603497,1265.2029849974738,37.972493873368499,0,132.87910948082674,0,0,0,0,0,0,0,0,0,null,7.5757129818913435E-3,null,0.26568357767248013]
[null,null,2017,3547.1290459630268,1913.2424317858254,1393.8874201851706,77.981308321227829,0,162.01788567080271,0,0,0,0,0,0,0,0,0,null,7.5327218549760952E-3,null,0.32367208934012281]
[null,null,0,0,0,0,0,0,0,0,0,0,0,0,0,0,0,0,null,0]
[null,null,0,0,0,0,0,0,0,0,0,0,0,0,0,0,0,0,null,0]
[null,null,0,null,0,0,0,0,0,null,null,null,null,null,null,null,null,null,null,0]
[null,"Small Hotel/Motel",2012,1356.3132384175174,761.6971372742322,510.1798202960228,3.3724582259708105,0,81.063822621291635,0,0,0,0,0,0,0,0,0,null,3.5666135082105302E-3,null,0.22944797767816866]
[null,null,2017,1700.1536906756191,996.70904728100663,599.02597134607822,6.9171881530276691,0,97.501483895506709,0,0,0,0,0,0,0,0,0,null,3.6104648848752359E-3,null,0.28471277481145241]
[null,null,0,0,0,0,0,0,0,0,0,0,0,0,0,0,0,0,null,0]
[null,null,0,0,0,0,0,0,0,0,0,0,0,0,0,0,0,0,null,0]
[null,null,0,null,0,0,0,0,0,null,null,null,null,null,null,null,null,null,null,0]
[null,"Contract Hospital",2012,13098.630572690714,8885.8067287942176,3125.1726311169518,73.449258493744821,44.157346039427274,970.04460824637363,0,0,0,0,0,0,0,0,0,null,3.4444663235851193E-2,null,0.24245569555175375]
[null,null,2017,15169.068904344234,10616.098803710138,3313.6969598647283,151.11063964674213,47.624477656004309,1040.5380234666206,0,0,0,0,0,0,0,0,0,null,3.2213199851140441E-2,null,0.27766138251412048]
[null,null,0,0,0,0,0,0,0,0,0,0,0,0,0,0,0,0,null,0,null,0]
[null,null,0,0,0,0,0,0,0,0,0,0,0,0,0,0,0,0,null,0,null,0]
[null,null,0,null,0,0,0,0,0,null,null,null,null,null,null,null,null,null,null,0,null,0]
[null,"Hospital",2012,2639.6157934194589,1944.4645502495139,568.60191071672421,15.521559629283612,9.2389558223773207,101.78881700155972,0,0,0,0,0,0,0,0,0,null,6.9412353124858406E-3,null,0.25404396156529935]
[null,null,2017,3132.6057364078429,2374.9055252355374,603.80043228785416,31.847347447675713,9.9009415257793041,112.15148991099615,0,0,0,0,0,0,0,0,0,null,6.6524356424299104E-3,null,0.29843093513378782]
[null,null,0,0,0,0,0,0,0,0,0,0,0,0,0,0,0,0,null,0,null,0]
[null,null,0,0,0,0,0,0,0,0,0,0,0,0,0,0,0,0,null,0,null,0]
[null,null,0,null,0,0,0,0,0,null,null,null,null,null,null,null,null,null,null,0,null,0]
[null,"Nursing Home",2012,10208.601051460801,6616.2567925562344,2951.2426743295518,146.67896495555613,0,494.42261961945763,0,0,0,0,0,0,0,0,0,null,2.6844930344080361E-2,null,0.24563496245767863]
[null,null,2017,12889.285751869793,8757.3500823215873,3243.1202564112432,300.44320026290615,0,588.37221287405782,0,0,0,0,0,0,0,0,0,null,2.7371827531519021E-2,null,0.30687708287739834]
[null,null,0,0,0,0,0,0,0,0,0,0,0,0,0,0,0,0,null,0,null,0]
[null,null,0,0,0,0,0,0,0,0,0,0,0,0,0,0,0,0,null,0,null,0]
[null,null,0,null,0,0,0,0,0,null,null,null,null,null,null,null,null,null,null,0,null,0]
[null,"School",2012,22502.800399989632,20519.265630914128,1792.7000409501413,90.330125153068821,0,100.50460297229444,0,0,0,0,0,0,0,0,0,null,5.917423026321747E-2,null,0.25569767146895211]
[null,null,2017,25667.283102979451,23287.348593721785,2073.6112234154102,186.36069686387222,0,119.96258897838703,0,0,0,0,0,0,0,0,0,null,5.4507321803732106E-2,null,0.28894526157863432]
[null,null,0,0,0,0,0,0,0,0,0,0,0,0,0,0,0,0,null,0,null,0]
[null,null,0,0,0,0,0,0,0,0,0,0,0,0,0,0,0,0,null,0,null,0]
[null,null,0,null,0,0,0,0,0,null,null,null,null,null,null,null,null,null,null,0,null,0]
[null,"Contract University/College",2012,18385.977131530828,14140.189817049491,2937.1518992828319,191.47570061676277,86.234351735279304,1030.9253628464596,0,0,0,0,0,0,0,0,0,null,4.8348473303614116E-2,null,0.25795370920139155]
[null,null,2017,22299.376517582277,17579.482534323699,3107.0029062865601,389.74706060220672,86.234351735279304,1136.9096646345313,0,0,0,0,0,0,0,0,0,null,4.7355198716974904E-2,null,0.30948024514122285]
[null,null,0,24.518482622938411,0,0,0,0,0,0,0,0,0,0,0,0,0,0,null,1,null,24.518482622938411]
[null,null,0,25.473444166072326,0,0,0,0,0,0,0,0,0,0,0,0,0,0,null,1,null,25.473444166072326]
[null,null,0,39.691794418310195,0,0,0,0,0,null,null,null,null,null,null,null,null,null,null,8.4289926699537357E-5,null,39.691794418310195]
[null,"University/College",2012,3344.5193496706602,2695.6411121130491,490.93928658443571,27.502406489822661,16.277295956161939,114.1592485271907,0,0,0,0,0,0,0,0,0,null,8.7948768419635979E-3,null,0.26287947277316992]
[null,null,2017,4065.829093913153,3345.6198651912714,520.14704350923546,56.216824462463791,16.277295956161939,127.56806479402022,0,0,0,0,0,0,0,0,0,null,8.6342389232140996E-3,null,0.31633120920970009]
[null,null,0,0,0,0,0,0,0,0,0,0,0,0,0,0,0,0,null,0,null,0]
[null,null,0,0,0,0,0,0,0,0,0,0,0,0,0,0,0,0,null,0,null,0]
[null,null,0,null,0,0,0,0,0,null,null,null,null,null,null,null,null,null,null,0,null,0]
[null,"Restaurant/Food Service",2012,17366.438446792945,10629.424149859389,4972.0840132673202,1712.1964357955794,0,52.733847870653982,0,0,0,0,0,0,0,0,0,null,4.5667455127184613E-2,null,0.2385717677649965]
[null,null,2017,21434.869243391739,12130.488176547879,5731.9771914870444,3508.3853616586166,0,64.018513698199754,0,0,0,0,0,0,0,0,0,null,4.5519321658740369E-2,null,0.29048570385349887]
[null,null,0,0,0,0,0,0,0,0,0,0,0,0,0,0,0,0,null,0,null,0]
[null,null,0,0,0,0,0,0,0,0,0,0,0,0,0,0,0,0,null,0,null,0]
[null,null,0,{"$error":"#VALUE!"},0,0,0,0,0,null,null,null,null,null,null,null,null,null,null,{"$error":"#VALUE!"},null,{"$error":"#VALUE!"}]
[null,"Warehouse",2012,17610.727596031233,16247.586525542072,866.67103354693234,9.813068266743544,0,486.65696867548598,0,0,0,0,0,0,0,0,0,null,4.6309847278867146E-2,null,0.27142278654754898]
[null,null,2017,21612.090648673613,19900.340112663373,1093.7495506060241,20.146286140930179,0,597.85469926328415,0,0,0,0,0,0,0,0,0,null,4.5895670964175329E-2,null,0.32992694092080566]
[null,null,0,0,0,0,0,0,0,0,0,0,0,0,0,0,0,0,null,0,null,0]
[null,null,0,0,0,0,0,0,0,0,0,0,0,0,0,0,0,0,null,0,null,0]
[null,null,0,null,0,0,0,0,0,null,null,null,null,null,null,null,null,null,null,null,null,0]
[null,"Contract Apartment",2012,2016.3482229617348,1326.2593613009665,655.80748837851786,1.6663955356052156,0,32.614977746645238,0,0,0,0,0,0,0,0,0,null,5.3022669141402521E-3,null,0.2817806615943873]
[null,null,2017,2500.2564041748765,1703.6018788411584,753.40100117782413,3.4320891506303677,0,39.821435005263758,0,0,0,0,0,0,0,0,0,null,5.309571716937289E-3,null,0.3461328552724639]
[null,null,0,0,0,0,0,0,0,0,0,0,0,0,0,0,0,0,null,0,null,0]
[null,null,0,0,0,0,0,0,0,0,0,0,0,0,0,0,0,0,null,0,null,0]
[null,null,0,null,0,0,0,0,0,null,null,null,null,null,null,null,null,null,null,0,null,0]
[null,"Highrise Apartment",2012,42418.22562215104,28397.37414350353,13287.170235621097,35.681719005521622,0,697.99952402089025,0,0,0,0,0,0,0,0,0,null,0.11154459914791019,null,0.28080094166990899]
[null,null,2017,52673.111705263633,36466.735865471746,15281.246228170976,73.4587814696892,0,851.67083015122307,0,0,0,0,0,0,0,0,0,null,0.11185719340078733,null,0.34542147948020524]
[null,null,0,0,0,0,0,0,0,0,0,0,0,0,0,0,0,0,null,0,null,0]
[null,null,0,0,0,0,0,0,0,0,0,0,0,0,0,0,0,0,null,0,null,0]
[null,null,0,null,0,0,0,0,0,null,null,null,null,null,null,null,null,null,null,0,null,0]
[null,"Midrise Apartment",2012,22809.448472408818,15155.550193947307,7440.10816570517,30.196380156955421,0,183.59373259938684,0,0,0,0,0,0,0,0,0,null,5.9980603840041849E-2,null,0.27420610978055665]
[null,null,2017,28327.16282761452,19414.947149069048,8626.5008239501349,62.250548210973179,0,223.46430638436431,0,0,0,0,0,0,0,0,0,null,6.0155871341609629E-2,null,0.33739548494496902]
[null,null,0,0,0,0,0,0,0,0,0,0,0,0,0,0,0,0,null,0,null,0]
[null,null,0,0,0,0,0,0,0,0,0,0,0,0,0,0,0,0,null,0,null,0]
[null,null,0,null,0,0,0,0,0,null,null,null,null,null,null,null,null,null,null,0,null,0]
[null,"Other Buildings",2012,67771.242608273882,null,null,null,null,null,0,0,0,0,0,0,0,0,0,null,0.17821386867601693,null,0.1957699106015845,null,null,"Scaling factor",0.75]
[null,null,2017,83706.558172703735,null,null,null,null,null,0,0,0,0,0,0,0,0,0,null,0.17776015813971197,null,0.23756402439593696]
[null,null,0,0,null,null,null,null,null,0,0,0,0,0,0,0,0,0,null,0,null,0]
[null,null,0,0,null,null,null,null,null,0,0,0,0,0,0,0,0,0,null,0,null,0]
[null,null,0,null,null,null,null,null,null,null,null,null,null,null,null,null,null,null,null,0,null,0]
[null,"Other Contract Institutional Buildings",2012,57757.572569697171,null,null,null,null,null,0,0,0,0,0,0,0,0,0,null,0.15188153642803179,null,0.19253436363077439]
[null,null,2017,72537.178304587986,null,null,null,null,null,0,0,0,0,0,0,0,0,0,null,0.15404074146530591,null,0.23756402439593702]
[null,null,0,0,0,0,0,0,0,0,0,0,0,0,0,0,0,0,null,0,null,0]
[null,null,0,0,0,0,0,0,0,0,0,0,0,0,0,0,0,0,null,0,null,0]
[null,null,0,null,null,null,null,null,null,null,null,null,null,null,null,null,null,null,null,0,null,0]
[null,"Total",2012,380280.40753370489,196810.04540102888,47578.840731913115,2706.7466563533017,182.21362187157285,7473.7459445669592,0,0,0,0,0,0,0,0,0,null,null,254751.59235573382,0.23443358163485023]
[null,null,2017,470896.06044856191,245242.70676103063,54739.540668763897,5572.7812088733426,186.34273919155186,8910.9525934107714,0,0,0,0,0,0,0,0,0,null,null,314652.32397127018,0.28520794795883514]
[null,null,0,24.518482622938411,0,0,0,0,0,0,0,0,0,0,0,0,0,0,null,null,0]
[null,null,0,25.473444166072326,0,0,0,0,0,0,0,0,0,0,0,0,0,0,null,null,0]
[]
[]
[]
[null,null,null,null,0.77940853468294369,0.17396833424869909,1.7710917048183547E-2,5.9221790209490444E-4,2.8319996118078564E-2]
[]
[]
[null,null,"Savings %",0.23443358163485023,0.26143051647199861,0.33804455958996993,7.2421843738778066E-2,0.14454144356840951,0.17079663500938247]
[null,null,null,0.28520794795883514,0.32049463151190244,0.38178613003913597,0.14484368747755585,0.14661629715955338,0.19781213073555914]
[]
[]
[]
[]
[]
[null,null,null,"regional savings","total","s","n"]
[null,null,null,2012,504504.94965323515,0.75376942841707628,null,null,0.806722945582526,0,0,0,0,0,0,0,0,0]
[null,null,null,2017,625375.72832880996,0.75298103063087585,null,null,1,0,0,0,0,0,0,0,0,0]
[null,null,null,null,null,null,null,null,null,{"$error":"#DIV/0!"},{"$error":"#DIV/0!"},{"$error":"#DIV/0!"},{"$error":"#DIV/0!"},{"$error":"#DIV/0!"},{"$error":"#DIV/0!"},{"$error":"#DIV/0!"},{"$error":"#DIV/0!"},{"$error":"#DIV/0!"}]
[null,null,null,null,null,null,null,null,null,{"$error":"#DIV/0!"},{"$error":"#DIV/0!"},{"$error":"#DIV/0!"},{"$error":"#DIV/0!"},{"$error":"#DIV/0!"},{"$error":"#DIV/0!"},{"$error":"#DIV/0!"},{"$error":"#DIV/0!"},{"$error":"#DIV/0!"}]
[]
[]
[]
[]
[]
[]
[]
[]
["`"]

{"sheet":"Info for 5.8","index":38,"n_rows":125,"n_cols":30,"rows_kept":125,"cut":false,"hidden":true,"merged":[[0,1,0,2],[1,1,3,1],[1,2,3,2],[1,3,2,3],[1,4,2,4],[2,28,3,28],[2,29,3,29],[1,12,2,12],[1,13,2,13],[1,14,2,14],[1,15,2,15],[1,16,2,16],[1,17,2,17],[2,27,3,27],[2,26,3,26],[1,11,2,11],[119,1,122,1],[124,1,127,1],[2,24,3,24],[2,25,3,25],[1,5,2,5],[99,1,103,1],[104,1,108,1],[109,1,113,1],[114,1,117,1],[1,6,2,6],[1,7,2,7],[1,8,2,8],[1,9,2,9],[1,10,2,10]]}
[]
[null,"Building Type","Milestone Year","Total","Space Heating","Water Heating","Cooking","Space Cooling","Other",0,0,0,0,0,0,0,0,0,null,null,null,null,"Building Type","Milestone Year","Total",0,0,0,0,0]
[null,null,null,null,null,null,null,null,null,null,null,null,null,null,null,null,null,null,null,null,null,"% savings"]
[]
[null,"Large Office",2012,14453.681624424624,11948.049435153993,1405.6525317080695,12.231541287376794,26.305672318327009,1061.442443956855,0,0,0,0,0,0,0,0,0,null,3.8007957649365806E-2,null,0.26990035683273295]
[null,"Large Office",2017,17081.546686632006,14010.827020572471,1709.056095522388,26.852497515213898,26.305672318327009,1308.5054007036053,0,0,0,0,0,0,0,0,0,null,3.6274558488258793E-2,null,0.30802209608612502]
[null,null,0,0,0,0,0,0,0,0,0,0,0,0,0,0,0,0,null,0]
[null,null,0,0,0,0,0,0,0,0,0,0,0,0,0,0,0,0,null,0]
[null,null,0,null,0,0,0,0,0,null,null,null,null,null,null,null,null,null,null,0]
[null,"Small Office",2012,25048.12016873476,22169.182447759471,1874.5418721472961,20.616146663111596,0,983.77970216487915,0,0,0,0,0,0,0,0,0,null,6.5867501118933414E-2,null,0.2683127640132697]
[null,"Small Office",2017,31596.79598965072,27867.921216944895,2458.9751194838118,44.663361776326099,0,1225.2362914456883,0,0,0,0,0,0,0,0,0,null,6.7099299916742836E-2,null,0.32723968781850921]
[null,null,0,0,0,0,0,0,0,0,0,0,0,0,0,0,0,0,null,0]
[null,null,0,0,0,0,0,0,0,0,0,0,0,0,0,0,0,0,null,0]
[null,null,0,null,0,0,0,0,0,null,null,null,null,null,null,null,null,null,null,0]
[null,"Retail",2012,38611.249444937057,33928.456743250943,3435.6141432645777,298.04200220482971,0,949.13655621670875,0,0,0,0,0,0,0,0,0,null,0.10153362802819359,null,0.24871504574976505]
[null,"Retail",2017,50955.758622133704,44877.088457349222,4230.3424450594221,632.96801719084181,0,1215.359702534219,0,0,0,0,0,0,0,0,0,null,0.10821020369886876,null,0.31729408012745769]
[null,null,0,0,0,0,0,0,0,0,0,0,0,0,0,0,0,0,null,0]
[null,null,0,0,0,0,0,0,0,0,0,0,0,0,0,0,0,0,null,0]
[null,null,0,null,0,0,0,0,0,null,null,null,null,null,null,null,null,null,null,0]
[null,"Large Hotel",2012,2880.8952201120187,1444.8406317603497,1265.2029849974738,37.972493873368499,0,132.87910948082674,0,0,0,0,0,0,0,0,0,null,7.5757129818913435E-3,null,0.26568357767248013]
[null,"Large Hotel",2017,3547.1290459630268,1913.2424317858254,1393.8874201851706,77.981308321227829,0,162.01788567080271,0,0,0,0,0,0,0,0,0,null,7.5327218549760952E-3,null,0.32367208934012281]
[null,null,0,0,0,0,0,0,0,0,0,0,0,0,0,0,0,0,null,0]
[null,null,0,0,0,0,0,0,0,0,0,0,0,0,0,0,0,0,null,0]
[null,null,0,null,0,0,0,0,0,null,null,null,null,null,null,null,null,null,null,0]
[null,"Small Hotel/Motel",2012,1356.3132384175174,761.6971372742322,510.1798202960228,3.3724582259708105,0,81.063822621291635,0,0,0,0,0,0,0,0,0,null,3.5666135082105302E-3,null,0.22944797767816866]
[null,"Small Hotel/Motel",2017,1700.1536906756191,996.70904728100663,599.02597134607822,6.9171881530276691,0,97.501483895506709,0,0,0,0,0,0,0,0,0,null,3.6104648848752359E-3,null,0.28471277481145241]
[null,null,0,0,0,0,0,0,0,0,0,0,0,0,0,0,0,0,null,0]
[null,null,0,0,0,0,0,0,0,0,0,0,0,0,0,0,0,0,null,0]
[null,null,0,null,0,0,0,0,0,null,null,null,null,null,null,null,null,null,null,0]
[null,"Contract Hospital",2012,13098.630572690714,8885.8067287942176,3125.1726311169518,73.449258493744821,44.157346039427274,970.04460824637363,0,0,0,0,0,0,0,0,0,null,3.4444663235851193E-2,null,0.24245569555175375]
[null,"Contract Hospital",2017,15169.068904344234,10616.098803710138,3313.6969598647283,151.11063964674213,47.624477656004309,1040.5380234666206,0,0,0,0,0,0,0,0,0,null,3.2213199851140441E-2,null,0.27766138251412048]
[null,null,0,0,0,0,0,0,0,0,0,0,0,0,0,0,0,0,null,0,null,0]
[null,null,0,0,0,0,0,0,0,0,0,0,0,0,0,0,0,0,null,0,null,0]
[null,null,0,null,0,0,0,0,0,null,null,null,null,null,null,null,null,null,null,0,null,0]
[null,"Hospital",2012,2639.6157934194589,1944.4645502495139,568.60191071672421,15.521559629283612,9.2389558223773207,101.78881700155972,0,0,0,0,0,0,0,0,0,null,6.9412353124858406E-3,null,0.25404396156529935]
[null,"Hospital",2017,3132.6057364078429,2374.9055252355374,603.80043228785416,31.847347447675713,9.9009415257793041,112.15148991099615,0,0,0,0,0,0,0,0,0,null,6.6524356424299104E-3,null,0.29843093513378782]
[null,null,0,0,0,0,0,0,0,0,0,0,0,0,0,0,0,0,null,0,null,0]
[null,null,0,0,0,0,0,0,0,0,0,0,0,0,0,0,0,0,null,0,null,0]
[null,null,0,null,0,0,0,0,0,null,null,null,null,null,null,null,null,null,null,0,null,0]
[null,"Nursing Home",2012,10208.601051460801,6616.2567925562344,2951.2426743295518,146.67896495555613,0,494.42261961945763,0,0,0,0,0,0,0,0,0,null,2.6844930344080361E-2,null,0.24563496245767863]
[null,"Nursing Home",2017,12889.285751869793,8757.3500823215873,3243.1202564112432,300.44320026290615,0,588.37221287405782,0,0,0,0,0,0,0,0,0,null,2.7371827531519021E-2,null,0.30687708287739834]
[null,null,0,0,0,0,0,0,0,0,0,0,0,0,0,0,0,0,null,0,null,0]
[null,null,0,0,0,0,0,0,0,0,0,0,0,0,0,0,0,0,null,0,null,0]
[null,null,0,null,0,0,0,0,0,null,null,null,null,null,null,null,null,null,null,0,null,0]
[null,"School",2012,22502.800399989632,20519.265630914128,1792.7000409501413,90.330125153068821,0,100.50460297229444,0,0,0,0,0,0,0,0,0,null,5.917423026321747E-2,null,0.25569767146895211]
[null,"School",2017,25667.283102979451,23287.348593721785,2073.6112234154102,186.36069686387222,0,119.96258897838703,0,0,0,0,0,0,0,0,0,null,5.4507321803732106E-2,null,0.28894526157863432]
[null,null,0,0,0,0,0,0,0,0,0,0,0,0,0,0,0,0,null,0,null,0]
[null,null,0,0,0,0,0,0,0,0,0,0,0,0,0,0,0,0,null,0,null,0]
[null,null,0,null,0,0,0,0,0,null,null,null,null,null,null,null,null,null,null,0,null,0]
[null,"Contract University/College",2012,18385.977131530828,14140.189817049491,2937.1518992828319,191.47570061676277,86.234351735279304,1030.9253628464596,0,0,0,0,0,0,0,0,0,null,4.8348473303614116E-2,null,0.25795370920139155]
[null,"Contract University/College",2017,22299.376517582277,17579.482534323699,3107.0029062865601,389.74706060220672,86.234351735279304,1136.9096646345313,0,0,0,0,0,0,0,0,0,null,4.7355198716974904E-2,null,0.30948024514122285]
[null,null,0,24.518482622938411,0,0,0,0,0,0,0,0,0,0,0,0,0,0,null,1,null,24.518482622938411]
[null,null,0,25.473444166072326,0,0,0,0,0,0,0,0,0,0,0,0,0,0,null,1,null,25.473444166072326]
[null,null,0,39.691794418310195,0,0,0,0,0,null,null,null,null,null,null,null,null,null,null,8.4289926699537357E-5,null,39.691794418310195]
[null,"University/College",2012,3344.5193496706602,2695.6411121130491,490.93928658443571,27.502406489822661,16.277295956161939,114.1592485271907,0,0,0,0,0,0,0,0,0,null,8.7948768419635979E-3,null,0.26287947277316992]
[null,"University/College",2017,4065.829093913153,3345.6198651912714,520.14704350923546,56.216824462463791,16.277295956161939,127.56806479402022,0,0,0,0,0,0,0,0,0,null,8.6342389232140996E-3,null,0.31633120920970009]
[null,null,0,0,0,0,0,0,0,0,0,0,0,0,0,0,0,0,null,0,null,0]
[null,null,0,0,0,0,0,0,0,0,0,0,0,0,0,0,0,0,null,0,null,0]
[null,null,0,null,0,0,0,0,0,null,null,null,null,null,null,null,null,null,null,0,null,0]
[null,"Restaurant/Food Service",2012,17366.438446792945,10629.424149859389,4972.0840132673202,1712.1964357955794,0,52.733847870653982,0,0,0,0,0,0,0,0,0,null,4.5667455127184613E-2,null,0.2385717677649965]
[null,"Restaurant/Food Service",2017,21434.869243391739,12130.488176547879,5731.9771914870444,3508.3853616586166,0,64.018513698199754,0,0,0,0,0,0,0,0,0,null,4.5519321658740369E-2,null,0.29048570385349887]
[null,null,0,0,0,0,0,0,0,0,0,0,0,0,0,0,0,0,null,0,null,0]
[null,null,0,0,0,0,0,0,0,0,0,0,0,0,0,0,0,0,null,0,null,0]
[null,null,0,{"$error":"#VALUE!"},0,0,0,0,0,null,null,null,null,null,null,null,null,null,null,{"$error":"#VALUE!"},null,{"$error":"#VALUE!"}]
[null,"Warehouse",2012,17610.727596031233,16247.586525542072,866.67103354693234,9.813068266743544,0,486.65696867548598,0,0,0,0,0,0,0,0,0,null,4.6309847278867146E-2,null,0.27142278654754898]
[null,"Warehouse",2017,21612.090648673613,19900.340112663373,1093.7495506060241,20.146286140930179,0,597.85469926328415,0,0,0,0,0,0,0,0,0,null,4.5895670964175329E-2,null,0.32992694092080566]
[null,null,0,0,0,0,0,0,0,0,0,0,0,0,0,0,0,0,null,0,null,0]
[null,null,0,0,0,0,0,0,0,0,0,0,0,0,0,0,0,0,null,0,null,0]
[null,null,0,null,0,0,0,0,0,null,null,null,null,null,null,null,null,null,null,null,null,0]
[null,"Contract Apartment",2012,2016.3482229617348,1326.2593613009665,655.80748837851786,1.6663955356052156,0,32.614977746645238,0,0,0,0,0,0,0,0,0,null,5.3022669141402521E-3,null,0.2817806615943873]
[null,"Contract Apartment",2017,2500.2564041748765,1703.6018788411584,753.40100117782413,3.4320891506303677,0,39.821435005263758,0,0,0,0,0,0,0,0,0,null,5.309571716937289E-3,null,0.3461328552724639]
[null,null,0,0,0,0,0,0,0,0,0,0,0,0,0,0,0,0,null,0,null,0]
[null,null,0,0,0,0,0,0,0,0,0,0,0,0,0,0,0,0,null,0,null,0]
[null,null,0,null,0,0,0,0,0,null,null,null,null,null,null,null,null,null,null,0,null,0]
[null,"Highrise Apartment",2012,42418.22562215104,28397.37414350353,13287.170235621097,35.681719005521622,0,697.99952402089025,0,0,0,0,0,0,0,0,0,null,0.11154459914791019,null,0.28080094166990899]
[null,"Highrise Apartment",2017,52673.111705263633,36466.735865471746,15281.246228170976,73.4587814696892,0,851.67083015122307,0,0,0,0,0,0,0,0,0,null,0.11185719340078733,null,0.34542147948020524]
[null,null,0,0,0,0,0,0,0,0,0,0,0,0,0,0,0,0,null,0,null,0]
[null,null,0,0,0,0,0,0,0,0,0,0,0,0,0,0,0,0,null,0,null,0]
[null,null,0,null,0,0,0,0,0,null,null,null,null,null,null,null,null,null,null,0,null,0]
[null,"Midrise Apartment",2012,22809.448472408818,15155.550193947307,7440.10816570517,30.196380156955421,0,183.59373259938684,0,0,0,0,0,0,0,0,0,null,5.9980603840041849E-2,null,0.27420610978055665]
[null,"Midrise Apartment",2017,28327.16282761452,19414.947149069048,8626.5008239501349,62.250548210973179,0,223.46430638436431,0,0,0,0,0,0,0,0,0,null,6.0155871341609629E-2,null,0.33739548494496902]
[null,null,0,0,0,0,0,0,0,0,0,0,0,0,0,0,0,0,null,0,null,0]
[null,null,0,0,0,0,0,0,0,0,0,0,0,0,0,0,0,0,null,0,null,0]
[null,null,0,null,0,0,0,0,0,null,null,null,null,null,null,null,null,null,null,0,null,0]
[null,"Other Buildings",2012,67771.242608273882,null,null,null,null,null,0,0,0,0,0,0,0,0,0,null,0.17821386867601693,null,0.1957699106015845,null,null,"Scaling factor",0.75]
[null,"Other Buildings",2017,83706.558172703735,null,null,null,null,null,0,0,0,0,0,0,0,0,0,null,0.17776015813971197,null,0.23756402439593696]
[null,null,0,0,null,null,null,null,null,0,0,0,0,0,0,0,0,0,null,0,null,0]
[null,null,0,0,null,null,null,null,null,0,0,0,0,0,0,0,0,0,null,0,null,0]
[null,null,0,null,null,null,null,null,null,null,null,null,null,null,null,null,null,null,null,0,null,0]
[null,"Other Contract Institutional Buildings",2012,57757.572569697171,null,null,null,null,null,0,0,0,0,0,0,0,0,0,null,0.15188153642803179,null,0.19253436363077439]
[null,"Other Contract Institutional Buildings",2017,72537.178304587986,null,null,null,null,null,0,0,0,0,0,0,0,0,0,null,0.15404074146530591,null,0.23756402439593702]
[null,null,0,0,0,0,0,0,0,0,0,0,0,0,0,0,0,0,null,0,null,0]
[null,null,0,0,0,0,0,0,0,0,0,0,0,0,0,0,0,0,null,0,null,0]
[null,null,0,null,null,null,null,null,null,null,null,null,null,null,null,null,null,null,null,0,null,0]
[null,"Total",2012,380280.40753370489,196810.04540102888,47578.840731913115,2706.7466563533017,182.21362187157285,7473.7459445669592,0,0,0,0,0,0,0,0,0,null,null,254751.59235573382,0.23443358163485023]
[null,"Total",2017,470896.06044856191,245242.70676103063,54739.540668763897,5572.7812088733426,186.34273919155186,8910.9525934107714,0,0,0,0,0,0,0,0,0,null,null,314652.32397127018,0.28520794795883514]
[null,null,0,24.518482622938411,0,0,0,0,0,0,0,0,0,0,0,0,0,0,null,null,0]
[null,null,0,25.473444166072326,0,0,0,0,0,0,0,0,0,0,0,0,0,0,null,null,0]
[]
[]
[]
[null,null,null,null,0.77940853468294369,0.17396833424869909,1.7710917048183547E-2,5.9221790209490444E-4,2.8319996118078564E-2]
[]
[]
[null,null,"Savings %",0.23443358163485023,0.26143051647199861,0.33804455958996993,7.2421843738778066E-2,0.14454144356840951,0.17079663500938247]
[null,null,null,0.28520794795883514,0.32049463151190244,0.38178613003913597,0.14484368747755585,0.14661629715955338,0.19781213073555914]
[]
[]
[]
[]
[]
[null,null,null,"regional savings","total","s","n"]
[null,null,null,2012,504504.94965323515,0.75376942841707628,null,null,0.806722945582526,0,0,0,0,0,0,0,0,0]
[null,null,null,2017,625375.72832880996,0.75298103063087585,null,null,1,0,0,0,0,0,0,0,0,0]
[null,null,null,null,null,null,null,null,null,{"$error":"#DIV/0!"},{"$error":"#DIV/0!"},{"$error":"#DIV/0!"},{"$error":"#DIV/0!"},{"$error":"#DIV/0!"},{"$error":"#DIV/0!"},{"$error":"#DIV/0!"},{"$error":"#DIV/0!"},{"$error":"#DIV/0!"}]
[null,null,null,null,null,null,null,null,null,{"$error":"#DIV/0!"},{"$error":"#DIV/0!"},{"$error":"#DIV/0!"},{"$error":"#DIV/0!"},{"$error":"#DIV/0!"},{"$error":"#DIV/0!"},{"$error":"#DIV/0!"},{"$error":"#DIV/0!"},{"$error":"#DIV/0!"}]
[]
[]
[]
[]
[]
[]
[]
[]
["`"]

{"sheet":"Exh 5.8","index":39,"n_rows":22,"n_cols":2,"rows_kept":22,"cut":false,"hidden":false,"merged":[]}
["Milestone Year",2017]
[]
["Row Labels","Sum of Total"]
["Contract Apartment",2500.6623473523805]
["Contract Hospital",15186.942080278966]
["Contract University/College",22345.475308511046]
["High-rise Apartment",52681.80031731788]
["Hospital",3136.372600510314]
["Large Hotel",3556.3525767911942]
["Large Office",17084.722766182051]
["Mid-rise Apartment",28334.525743970436]
["Nursing Home",12924.82179479335]
["Other Buildings",83881.908758259407]
["Other Contract Institutional Buildings",72689.130994651074]
["Restaurant/Food Service",21849.836640540951]
["Retail",51030.625281150948]
["School",25689.325611237997]
["Small Hotel/Motel",1700.971846969059]
["Small Office",31602.078715769352]
["University/College",4072.4783490315117]
["Warehouse",21614.473525997604]
["Grand Total",471882.50525931554]

{"sheet":"Exh 5.9 and 5.10","index":40,"n_rows":125,"n_cols":31,"rows_kept":125,"cut":false,"hidden":false,"merged":[[0,1,0,2],[1,1,3,1],[1,2,3,2],[1,3,2,3],[1,4,2,4],[2,30,3,30],[1,12,2,12],[1,13,2,13],[1,14,2,14],[1,15,2,15],[1,16,2,16],[1,17,2,17],[2,24,3,24],[2,25,3,25],[2,26,3,26],[2,28,3,28],[4,1,8,1],[9,1,13,1],[14,1,18,1],[19,1,23,1],[2,29,3,29],[1,7,2,7],[1,8,2,8],[1,9,2,9],[1,10,2,10],[1,5,2,5],[1,11,2,11],[24,1,28,1],[89,1,93,1],[34,1,38,1],[39,1,43,1],[44,1,48,1],[49,1,53,1],[54,1,58,1],[59,1,63,1],[64,1,68,1],[69,1,73,1],[74,1,78,1],[79,1,83,1],[84,1,88,1],[29,1,33,1],[1,6,2,6],[124,1,127,1],[94,1,97,1],[99,1,103,1],[104,1,108,1],[109,1,113,1],[114,1,117,1],[119,1,122,1]]}
[]
[null,"Sub Sector","Milestone Year","Total","Space Heating","Water Heating","Cooking","Space Cooling","Other",0,0,0,0,0,0,0,0,0]
[null,null,null,null,null,null,null,null,null,null,null,null,null,null,null,null,null,null,null,null,null,"% savings",null,null,null,null,null,null,null,null,"Sum, both regions"]
[]
[null,"Large Office",2012,20148.340406098974,17331.593622576536,1643.6099392414635,14.297510573291532,0,1158.83933370768,0,0,0,0,0,0,0,0,0,null,0.16219291343180817,null,0.27661489335614237,null,null,null,null,null,null,"Large Office",2012,34602.0220305236]
[null,null,2017,24825.97634379927,21231.905120948093,2077.8010991643855,32.930908852978085,0,1483.3392148338135,0,0,0,0,0,0,0,0,0,null,0.16070707999608241,null,0.31680124550419303,null,null,null,null,null,null,null,2017,41907.523030431272]
[null,null,0,0,0,0,0,0,0,0,0,0,0,0,0,0,0,0,null,0,null,null,null,null,null,null,null,null,0,0,0]
[null,null,0,0,0,0,0,0,0,0,0,0,0,0,0,0,0,0,null,0,null,null,null,null,null,null,null,null,0,0,0]
[null,null,0,null,0,0,0,0,0,null,null,null,null,null,null,null,null,null,null,0,null,null,null,null,null,null,null,null,0,0,0]
[null,"Small Office",2012,41825.306059689516,37883.259658050883,2565.9182576241901,28.292313455650348,0,1347.835830558794,0,0,0,0,0,0,0,0,0,null,0.33669116702756485,null,0.26842396897578408,null,null,null,null,null,null,"Small Office",2012,66873.426228424272]
[null,null,2017,52378.532716882117,47314.285144905189,3339.110035058186,60.682537502245019,0,1664.4549994165002,0,0,0,0,0,0,0,0,0,null,0.33906424991466005,null,0.32730844951300891,null,null,null,null,null,null,null,2017,83975.328706532833]
[null,null,0,0,0,0,0,0,0,0,0,0,0,0,0,0,0,0,null,0,null,null,null,null,null,null,null,null,0,0,0]
[null,null,0,0,0,0,0,0,0,0,0,0,0,0,0,0,0,0,null,0,null,null,null,null,null,null,null,null,0,0,0]
[null,null,0,null,0,0,0,0,0,null,null,null,null,null,null,null,null,null,null,0,null,null,null,null,null,null,null,null,0,0,0]
[null,"Retail",2012,4301.1472833028411,3866.3353930724379,317.31962877978737,27.288318332515647,0,90.203943118100469,0,0,0,0,0,0,0,0,0,null,3.4623973732696309E-2,null,0.25236708798594382,null,null,null,null,null,null,"Retail",2012,42912.396728239895]
[null,null,2017,5824.4487441874844,5240.8020279476323,402.85092283247411,59.90267953180782,0,120.89311387557032,0,0,0,0,0,0,0,0,0,null,3.7703659155343149E-2,null,0.32162722760571294,null,null,null,null,null,null,null,2017,56780.207366321192]
[null,null,0,0,0,0,0,0,0,0,0,0,0,0,0,0,0,0,null,0,null,null,null,null,null,null,null,null,0,0,0]
[null,null,0,0,0,0,0,0,0,0,0,0,0,0,0,0,0,0,null,0,null,null,null,null,null,null,null,null,0,0,0]
[null,null,0,null,0,0,0,0,0,null,null,null,null,null,null,null,null,null,null,0,null,null,null,null,null,null,null,null,0,0,0]
[null,"Large Hotel",2012,880.04206119063974,499.16141008365753,335.15618891535837,10.017314827478309,0,35.707147364145442,0,0,0,0,0,0,0,0,0,null,7.0842850066120868E-3,null,0.26555712249501906,null,null,null,null,null,null,"Large Hotel",2012,3760.9372813026584]
[null,null,2017,1108.4745431353201,667.63868605902314,375.41947815510321,20.881848378244495,0,44.534530542949184,0,0,0,0,0,0,0,0,0,null,7.17553680911979E-3,null,0.32703383563568156,null,null,null,null,null,null,null,2017,4655.6035890983467]
[null,null,0,0,0,0,0,0,0,0,0,0,0,0,0,0,0,0,null,0,null,null,null,null,null,null,null,null,0,0,0]
[null,null,0,0,0,0,0,0,0,0,0,0,0,0,0,0,0,0,null,0,null,null,null,null,null,null,null,null,0,0,0]
[null,null,0,null,0,0,0,0,0,null,null,null,null,null,null,null,null,null,null,0,null,null,null,null,null,null,null,null,0,0,0]
[null,"Small Hotel/Motel",2012,555.75879944392284,375.34837844249677,154.98911848577129,1.0080553205449665,0,24.413247195109889,0,0,0,0,0,0,0,0,0,null,4.4738244952367426E-3,null,0.23175595888370756,null,null,null,null,null,null,"Small Hotel/Motel",2012,1912.0720378614401]
[null,null,2017,711.21135514581886,493.16752578243609,186.12896175956595,2.097322401135651,0,29.817545202681114,0,0,0,0,0,0,0,0,0,null,4.6039156149477655E-3,null,0.29155003576731275,null,null,null,null,null,null,null,2017,2411.3650458214379]
[null,null,0,0,0,0,0,0,0,0,0,0,0,0,0,0,0,0,null,0,null,null,null,null,null,null,null,null,0,0,0]
[null,null,0,0,0,0,0,0,0,0,0,0,0,0,0,0,0,0,null,0,null,null,null,null,null,null,null,null,0,0,0]
[null,null,0,null,0,0,0,0,0,null,null,null,null,null,null,null,null,null,null,0,null,null,null,null,null,null,null,null,0,0,0]
[null,"Contract Hospital",2012,1758.2580112126975,1283.2224526095683,355.17140701648708,8.3275328605816998,1.0581426962766078,110.47847602978369,0,0,0,0,0,0,0,0,0,null,1.4153869929509438E-2,null,0.24504796509616836,null,null,null,null,null,null,"Contract Hospital",2012,14856.888583903412]
[null,null,2017,2081.1270049807326,1558.2361322700581,383.20166207927315,17.410536730637698,1.5083026696362505,120.7703712311275,0,0,0,0,0,0,0,0,0,null,1.3471850590681051E-2,null,0.28291606188119245,null,null,null,null,null,null,null,2017,17250.195909324968]
[null,null,0,0,0,0,0,0,0,0,0,0,0,0,0,0,0,0,null,0,null,0,null,null,null,null,null,null,0,0,0]
[null,null,0,0,0,0,0,0,0,0,0,0,0,0,0,0,0,0,null,0,null,0,null,null,null,null,null,null,0,0,0]
[null,null,0,null,0,0,0,0,0,null,null,null,null,null,null,null,null,null,null,0,null,0,null,null,null,null,null,null,0,0,0]
[null,"Hospital",2012,3666.7946195635332,2878.1550345288583,647.51935919383436,20.970568683124636,2.1554230251941799,117.99423413252154,0,0,0,0,0,0,0,0,0,null,2.9517473415480999E-2,null,0.25558327118316915,null,null,null,null,null,null,"Hospital",2012,6306.4104129829921]
[null,null,2017,4439.5188844487593,3558.9343334575642,700.04358805186985,43.378580789051547,3.0119476102539902,134.15043454001946,0,0,0,0,0,0,0,0,0,null,2.8738532037046155E-2,null,0.30258566654652153,null,null,null,null,null,null,null,2017,7572.1246208566026]
[null,null,0,0,0,0,0,0,0,0,0,0,0,0,0,0,0,0,null,0,null,0,null,null,null,null,null,null,0,0,0]
[null,null,0,0,0,0,0,0,0,0,0,0,0,0,0,0,0,0,null,0,null,0,null,null,null,null,null,null,0,0,0]
[null,null,0,null,0,0,0,0,0,null,null,null,null,null,null,null,null,null,null,0,null,0,null,null,null,null,null,null,0,0,0]
[null,"Nursing Home",2012,5335.3736665409706,3729.8773178248498,1313.6738865958339,65.09139270684571,0,226.73106941344145,0,0,0,0,0,0,0,0,0,null,4.2949433143470273E-2,null,0.24652921792687932,null,null,null,null,null,null,"Nursing Home",2012,15543.974718001771]
[null,null,2017,6875.8632310903686,4997.6828262164872,1464.3977361795892,135.14161686083563,0,278.64105183345629,0,0,0,0,0,0,0,0,0,null,4.4509826603333365E-2,null,0.31000380717514325,null,null,null,null,null,null,null,2017,19765.148982960163]
[null,null,0,0,0,0,0,0,0,0,0,0,0,0,0,0,0,0,null,0,null,0,null,null,null,null,null,null,0,0,0]
[null,null,0,0,0,0,0,0,0,0,0,0,0,0,0,0,0,0,null,0,null,0,null,null,null,null,null,null,0,0,0]
[null,null,0,null,0,0,0,0,0,null,null,null,null,null,null,null,null,null,null,0,null,0,null,null,null,null,null,null,0,0,0]
[null,"School",2012,13297.583915762621,12326.703126679147,877.58135997731392,43.627839177468019,0,49.671589928691091,0,0,0,0,0,0,0,0,0,null,0.10704474082880933,null,0.25801647802205901,null,null,null,null,null,null,"School",2012,35800.38431575225]
[null,null,2017,15517.150562997145,14324.67628818435,1039.8379414785406,91.597851762908689,0,61.038481571346189,0,0,0,0,0,0,0,0,0,null,0.10044785036064402,null,0.29259904062434045,null,null,null,null,null,null,null,2017,41184.433665976598]
[null,null,0,0,0,0,0,0,0,0,0,0,0,0,0,0,0,0,null,0,null,0,null,null,null,null,null,null,0,0,0]
[null,null,0,0,0,0,0,0,0,0,0,0,0,0,0,0,0,0,null,0,null,0,null,null,null,null,null,null,0,0,0]
[null,null,0,null,0,0,0,0,0,null,null,null,null,null,null,null,null,null,null,0,null,0,null,null,null,null,null,null,0,0,0]
[null,"Contract University/College",2012,2384.887141343655,1945.0941837544253,309.41851038381293,20.082202032847821,1.6689417935351998,108.6233033790338,0,0,0,0,0,0,0,0,0,null,1.9198196271465344E-2,null,0.26260357050507382,null,null,null,null,null,null,"Contract University/College",2012,20770.864272874482]
[null,null,2017,2946.1464932362269,2450.1491388295185,331.74239939635049,41.292108826773038,1.6689417935351998,121.29390439004924,0,0,0,0,0,0,0,0,0,null,1.9071419130186545E-2,null,0.31665788692656188,null,null,null,null,null,null,null,2017,25245.523010818506]
[null,null,0,24.590811776680106,0,0,0,0,0,0,0,0,0,0,0,0,0,0,null,1,null,24.590811776680106,null,null,null,null,null,null,0,0,49.10929439961852]
[null,null,0,25.548590441955429,0,0,0,0,0,0,0,0,0,0,0,0,0,0,null,1,null,25.548590441955429,null,null,null,null,null,null,0,0,51.022034608027752]
[null,null,0,39.808884612875488,0,0,0,0,0,null,null,null,null,null,null,null,null,null,null,2.5769659631670849E-4,null,39.808884612875488,null,null,null,null,null,null,0,0,79.500679031185683]
[null,"University/College",2012,818.52798505739418,692.70876549331717,97.052515169200291,5.4206188071291272,0.59662445981999102,22.749461127927642,0,0,0,0,0,0,0,0,0,null,6.5891004393463367E-3,null,0.26665837948465437,null,null,null,null,null,null,"University/College",2012,4163.047334728054]
[null,null,2017,1012.4887548580535,870.4568887690541,104.30196381095612,11.217986605844924,0.59662445981999102,25.915291212378538,0,0,0,0,0,0,0,0,0,null,6.5541878018726069E-3,null,0.32227783962057938,null,null,null,null,null,null,null,2017,5078.3178487712066]
[null,null,0,0,0,0,0,0,0,0,0,0,0,0,0,0,0,0,null,0,null,0,null,null,null,null,null,null,0,0,0]
[null,null,0,0,0,0,0,0,0,0,0,0,0,0,0,0,0,0,null,0,null,0,null,null,null,null,null,null,0,0,0]
[null,null,0,null,0,0,0,0,0,null,null,null,null,null,null,null,null,null,null,0,null,0,null,null,null,null,null,null,0,0,0]
[null,"Restaurant/Food Service",2012,2560.1767703241348,1736.4469044474058,608.26602265007102,208.91850642593985,0,6.5453368007179211,0,0,0,0,0,0,0,0,0,null,2.0609267111330581E-2,null,0.24885284678470165,null,null,null,null,null,null,"Restaurant/Food Service",2012,19926.61521711708]
[null,null,2017,3171.0074385283947,2018.6956315299769,710.19684758933386,434.00034783243143,0,8.1146115766522104,0,0,0,0,0,0,0,0,0,null,2.0527021335821002E-2,null,0.29934232066498895,null,null,null,null,null,null,null,2017,24605.876681920134]
[null,null,0,0,0,0,0,0,0,0,0,0,0,0,0,0,0,0,null,0,null,0,null,null,null,null,null,null,0,0,0]
[null,null,0,0,0,0,0,0,0,0,0,0,0,0,0,0,0,0,null,0,null,0,null,null,null,null,null,null,0,0,0]
[null,null,0,0,0,0,0,0,0,null,null,null,null,null,null,null,null,null,null,0,null,0,null,null,null,null,null,null,0,0,{"$error":"#VALUE!"}]
[null,"Warehouse",2012,1084.0171016109302,1024.5345146743191,37.748173104680639,0.42213854015192842,0,21.312275291778516,0,0,0,0,0,0,0,0,0,null,8.7262716619062024E-3,null,0.27456287974423577,null,null,null,null,null,null,"Warehouse",2012,18694.744697642163]
[null,null,2017,1347.4347476253972,1271.342727126656,48.455511313253687,0.8795665922517456,0,26.756942593235863,0,0,0,0,0,0,0,0,0,null,8.7224083668403698E-3,null,0.33346345365306784,null,null,null,null,null,null,null,2017,22959.52539629901]
[null,null,0,0,0,0,0,0,0,0,0,0,0,0,0,0,0,0,null,0,null,0,null,null,null,null,null,null,0,0,0]
[null,null,0,0,0,0,0,0,0,0,0,0,0,0,0,0,0,0,null,0,null,0,null,null,null,null,null,null,0,0,0]
[null,null,0,null,0,0,0,0,0,null,null,null,null,null,null,null,null,null,null,null,null,0,null,null,null,null,null,null,0,0,0]
[null,"Contract Apartment",2012,0,0,0,0,0,0,0,0,0,0,0,0,0,0,0,null,0,null,{"$error":"#DIV/0!"},null,null,null,null,null,null,"Contract Apartment",2012,2016.3482229617348]
[null,null,2017,0,0,0,0,0,0,0,0,0,0,0,0,0,0,0,null,0,null,{"$error":"#DIV/0!"},null,null,null,null,null,null,0,2017,2500.2564041748765]
[null,null,0,0,0,0,0,0,0,0,0,0,0,0,0,0,0,0,null,0,null,0,null,null,null,null,null,null,0,0,0]
[null,null,0,0,0,0,0,0,0,0,0,0,0,0,0,0,0,0,null,0,null,0,null,null,null,null,null,null,0,0,0]
[null,null,0,null,0,0,0,0,0,null,null,null,null,null,null,null,null,null,null,0,null,0,null,null,null,null,null,null,0,0,0]
[null,"Highrise Apartment",2012,4643.9491726486149,3346.2412179492048,1228.7868622711499,3.2881232446031965,0,65.632969183657139,0,0,0,0,0,0,0,0,0,null,3.7383508068640374E-2,null,0.27942651105378891,null,null,null,null,null,null,"Highrise Apartment",2012,47062.174794799656]
[null,null,2017,5876.4242438284737,4351.8651622410734,1435.5825991781073,6.8807727376705738,0,82.095709671622188,0,0,0,0,0,0,0,0,0,null,3.8040114433595562E-2,null,0.34518299487889303,null,null,null,null,null,null,null,2017,58549.535949092104]
[null,null,0,0,0,0,0,0,0,0,0,0,0,0,0,0,0,0,null,0,null,0,null,null,null,null,null,null,0,0,0]
[null,null,0,0,0,0,0,0,0,0,0,0,0,0,0,0,0,0,null,0,null,0,null,null,null,null,null,null,0,0,0]
[null,null,0,null,0,0,0,0,0,null,null,null,null,null,null,null,null,null,null,0,null,0,null,null,null,null,null,null,0,0,0]
[null,"Midrise Apartment",2012,5286.8731684822415,3751.6294782003233,1491.6875736747584,6.0403646891542433,0,37.515751918005343,0,0,0,0,0,0,0,0,0,null,4.2559007087304486E-2,null,0.2722851805707508,null,null,null,null,null,null,"Midrise Apartment",2012,28096.321640891059]
[null,null,2017,6676.7024537367597,4861.3000252919028,1755.8551589686117,12.666829212251789,0,46.880440263992419,0,0,0,0,0,0,0,0,0,null,4.3220590420433247E-2,null,0.33624686632328266,null,null,null,null,null,null,null,2017,35003.865281351282]
[null,null,0,0,0,0,0,0,0,0,0,0,0,0,0,0,0,0,null,0,null,0,null,null,null,null,null,null,0,0,0]
[null,null,0,0,0,0,0,0,0,0,0,0,0,0,0,0,0,0,null,0,null,0,null,null,null,null,null,null,0,0,0]
[null,null,0,null,0,0,0,0,0,null,null,null,null,null,null,null,null,null,null,0,null,0,null,null,null,null,null,null,0,0,0]
[null,"Other Buildings",2012,10587.960557843549,null,null,null,null,null,0,0,0,0,0,0,0,0,0,null,8.5232437787178122E-2,null,0.1992725003314911,null,null,"Scaling factor",0.75,null,null,"Other Buildings",2012,78359.203166117426]
[null,null,2017,13148.012175707285,null,null,null,null,null,0,0,0,0,0,0,0,0,0,null,8.5111603074519579E-2,null,0.23869421797050644,null,null,null,null,null,null,null,2017,96854.570348411013]
[null,null,0,0,null,null,null,null,null,0,0,0,0,0,0,0,0,0,null,0,null,0,null,null,null,null,null,null,0,0,0]
[null,null,0,0,null,null,null,null,null,0,0,0,0,0,0,0,0,0,null,0,null,0,null,null,null,null,null,null,0,0,0]
[null,null,0,null,null,null,null,null,null,null,null,null,null,null,null,null,null,null,null,0,null,0,null,null,null,null,null,null,0,0,0]
[null,"Other Contract Institutional Buildings",2012,5089.5453994139925,null,null,null,null,null,0,0,0,0,0,0,0,0,0,null,4.097053056164035E-2,null,0.19259852923526544,null,null,null,null,null,null,"Other Contract Institutional Buildings",2012,62847.117969111161]
[null,null,2017,6539.1481860604636,null,null,null,null,null,0,0,0,0,0,0,0,0,0,null,4.2330154354873299E-2,null,0.23869421797050638,null,null,null,null,null,null,null,2017,79076.326490648455]
[null,null,0,0,0,0,0,0,0,0,0,0,0,0,0,0,0,0,null,0,null,0,null,null,null,null,null,null,0,0,0]
[null,null,0,0,0,0,0,0,0,0,0,0,0,0,0,0,0,0,null,0,null,0,null,null,null,null,null,null,0,0,0]
[null,null,0,null,null,null,null,null,null,null,null,null,null,null,null,null,null,null,null,0,null,0,null,null,null,null,null,null,0,0,0]
[null,"Total",2012,124224.54211953023,92670.311458387427,11983.898803083714,463.09279967732704,5.4791319748259788,3424.2539691493871,0,0,0,0,0,0,0,0,0,null,null,108547.03616227268,0.25450832410498758,null,null,504504.94965323515,null,null,null,"Total",2012,504504.94965323515]
[null,null,2017,154479.66788024807,115211.13765955903,14354.925905015602,970.96149461706807,6.7858165332454314,4248.6966427553944,0,0,0,0,0,0,0,0,0,null,null,134792.50751848033,0.30529005683763921,null,null,625375.72832880996,0.806722945582526,null,null,null,2017,625375.72832880996]
[null,null,0,24.590811776680106,0,0,0,0,0,0,0,0,0,0,0,0,0,0,null,null,0]
[null,null,0,25.548590441955429,0,0,0,0,0,0,0,0,0,0,0,0,0,0,null,null,0]
[]
[]
[]
[null,null,null,null,0.8547295378696278,0.10649646756550998,7.2033788264080426E-3,5.0342683418921356E-5,3.1520273055035269E-2]
[]
[]
[null,null,"Savings %",0.25450832410498758,0.26771008585995598,0.32657174350826967,7.2421843738777927E-2,0.16703110211393693,0.17783731294791646]
[null,null,null,0.30529005683763921,0.3214400858384408,0.37561681121818424,0.14484368747755597,0.18813026727267046,0.21082643703904022]
[]
[]
[]
[]
[]
[]
[null,null,null,null,null,null,null,null,null,0,0,0,0,0,0,0,0,0]
[null,null,null,null,null,null,null,null,null,0,0,0,0,0,0,0,0,0]
[null,null,null,null,null,null,null,null,null,{"$error":"#DIV/0!"},{"$error":"#DIV/0!"},{"$error":"#DIV/0!"},{"$error":"#DIV/0!"},{"$error":"#DIV/0!"},{"$error":"#DIV/0!"},{"$error":"#DIV/0!"},{"$error":"#DIV/0!"},{"$error":"#DIV/0!"}]
[null,null,null,null,null,null,null,null,null,{"$error":"#DIV/0!"},{"$error":"#DIV/0!"},{"$error":"#DIV/0!"},{"$error":"#DIV/0!"},{"$error":"#DIV/0!"},{"$error":"#DIV/0!"},{"$error":"#DIV/0!"},{"$error":"#DIV/0!"},{"$error":"#DIV/0!"}]
[]
[]
[]
[]
[]
[]
[]
[]
["`"]

{"sheet":"Info for 5.11","index":41,"n_rows":125,"n_cols":31,"rows_kept":125,"cut":false,"hidden":true,"merged":[[0,1,0,2],[1,1,3,1],[1,2,3,2],[1,3,2,3],[1,4,2,4],[2,29,3,29],[2,30,3,30],[1,12,2,12],[1,13,2,13],[1,14,2,14],[1,15,2,15],[1,16,2,16],[1,17,2,17],[2,28,3,28],[2,26,3,26],[1,11,2,11],[119,1,122,1],[124,1,127,1],[2,24,3,24],[2,25,3,25],[1,5,2,5],[99,1,103,1],[104,1,108,1],[109,1,113,1],[114,1,117,1],[1,6,2,6],[1,7,2,7],[1,8,2,8],[1,9,2,9],[1,10,2,10]]}
[]
[null,"Building Type","Milestone Year","Total","Space Heating","Water Heating","Cooking","Space Cooling","Other",0,0,0,0,0,0,0,0,0,null,null,null,null,"Building Type","Milestone Year","Total",0,0,0,0,0]
[null,null,null,null,null,null,null,null,null,null,null,null,null,null,null,null,null,null,null,null,null,"% savings",null,null,null,null,null,null,null,null,"Sum, both regions"]
[]
[null,"Large Office",2012,20148.340406098974,17331.593622576536,1643.6099392414635,14.297510573291532,0,1158.83933370768,0,0,0,0,0,0,0,0,0,null,0.16219291343180817,null,0.27661489335614237,null,null,null,null,null,null,"Large Office",2012,34602.0220305236]
[null,"Large Office",2017,24825.97634379927,21231.905120948093,2077.8010991643855,32.930908852978085,0,1483.3392148338135,0,0,0,0,0,0,0,0,0,null,0.16070707999608241,null,0.31680124550419303,null,null,null,null,null,null,null,2017,41907.523030431272]
[null,null,0,0,0,0,0,0,0,0,0,0,0,0,0,0,0,0,null,0,null,null,null,null,null,null,null,null,0,0,0]
[null,null,0,0,0,0,0,0,0,0,0,0,0,0,0,0,0,0,null,0,null,null,null,null,null,null,null,null,0,0,0]
[null,null,0,null,0,0,0,0,0,null,null,null,null,null,null,null,null,null,null,0,null,null,null,null,null,null,null,null,0,0,0]
[null,"Small Office",2012,41825.306059689516,37883.259658050883,2565.9182576241901,28.292313455650348,0,1347.835830558794,0,0,0,0,0,0,0,0,0,null,0.33669116702756485,null,0.26842396897578408,null,null,null,null,null,null,"Small Office",2012,66873.426228424272]
[null,"Small Office",2017,52378.532716882117,47314.285144905189,3339.110035058186,60.682537502245019,0,1664.4549994165002,0,0,0,0,0,0,0,0,0,null,0.33906424991466005,null,0.32730844951300891,null,null,null,null,null,null,null,2017,83975.328706532833]
[null,null,0,0,0,0,0,0,0,0,0,0,0,0,0,0,0,0,null,0,null,null,null,null,null,null,null,null,0,0,0]
[null,null,0,0,0,0,0,0,0,0,0,0,0,0,0,0,0,0,null,0,null,null,null,null,null,null,null,null,0,0,0]
[null,null,0,null,0,0,0,0,0,null,null,null,null,null,null,null,null,null,null,0,null,null,null,null,null,null,null,null,0,0,0]
[null,"Retail",2012,4301.1472833028411,3866.3353930724379,317.31962877978737,27.288318332515647,0,90.203943118100469,0,0,0,0,0,0,0,0,0,null,3.4623973732696309E-2,null,0.25236708798594382,null,null,null,null,null,null,"Retail",2012,42912.396728239895]
[null,"Retail",2017,5824.4487441874844,5240.8020279476323,402.85092283247411,59.90267953180782,0,120.89311387557032,0,0,0,0,0,0,0,0,0,null,3.7703659155343149E-2,null,0.32162722760571294,null,null,null,null,null,null,null,2017,56780.207366321192]
[null,null,0,0,0,0,0,0,0,0,0,0,0,0,0,0,0,0,null,0,null,null,null,null,null,null,null,null,0,0,0]
[null,null,0,0,0,0,0,0,0,0,0,0,0,0,0,0,0,0,null,0,null,null,null,null,null,null,null,null,0,0,0]
[null,null,0,null,0,0,0,0,0,null,null,null,null,null,null,null,null,null,null,0,null,null,null,null,null,null,null,null,0,0,0]
[null,"Large Hotel",2012,880.04206119063974,499.16141008365753,335.15618891535837,10.017314827478309,0,35.707147364145442,0,0,0,0,0,0,0,0,0,null,7.0842850066120868E-3,null,0.26555712249501906,null,null,null,null,null,null,"Large Hotel",2012,3760.9372813026584]
[null,"Large Hotel",2017,1108.4745431353201,667.63868605902314,375.41947815510321,20.881848378244495,0,44.534530542949184,0,0,0,0,0,0,0,0,0,null,7.17553680911979E-3,null,0.32703383563568156,null,null,null,null,null,null,null,2017,4655.6035890983467]
[null,null,0,0,0,0,0,0,0,0,0,0,0,0,0,0,0,0,null,0,null,null,null,null,null,null,null,null,0,0,0]
[null,null,0,0,0,0,0,0,0,0,0,0,0,0,0,0,0,0,null,0,null,null,null,null,null,null,null,null,0,0,0]
[null,null,0,null,0,0,0,0,0,null,null,null,null,null,null,null,null,null,null,0,null,null,null,null,null,null,null,null,0,0,0]
[null,"Small Hotel/Motel",2012,555.75879944392284,375.34837844249677,154.98911848577129,1.0080553205449665,0,24.413247195109889,0,0,0,0,0,0,0,0,0,null,4.4738244952367426E-3,null,0.23175595888370756,null,null,null,null,null,null,"Small Hotel/Motel",2012,1912.0720378614401]
[null,"Small Hotel/Motel",2017,711.21135514581886,493.16752578243609,186.12896175956595,2.097322401135651,0,29.817545202681114,0,0,0,0,0,0,0,0,0,null,4.6039156149477655E-3,null,0.29155003576731275,null,null,null,null,null,null,null,2017,2411.3650458214379]
[null,null,0,0,0,0,0,0,0,0,0,0,0,0,0,0,0,0,null,0,null,null,null,null,null,null,null,null,0,0,0]
[null,null,0,0,0,0,0,0,0,0,0,0,0,0,0,0,0,0,null,0,null,null,null,null,null,null,null,null,0,0,0]
[null,null,0,null,0,0,0,0,0,null,null,null,null,null,null,null,null,null,null,0,null,null,null,null,null,null,null,null,0,0,0]
[null,"Contract Hospital",2012,1758.2580112126975,1283.2224526095683,355.17140701648708,8.3275328605816998,1.0581426962766078,110.47847602978369,0,0,0,0,0,0,0,0,0,null,1.4153869929509438E-2,null,0.24504796509616836,null,null,null,null,null,null,"Contract Hospital",2012,14856.888583903412]
[null,"Contract Hospital",2017,2081.1270049807326,1558.2361322700581,383.20166207927315,17.410536730637698,1.5083026696362505,120.7703712311275,0,0,0,0,0,0,0,0,0,null,1.3471850590681051E-2,null,0.28291606188119245,null,null,null,null,null,null,null,2017,17250.195909324968]
[null,null,0,0,0,0,0,0,0,0,0,0,0,0,0,0,0,0,null,0,null,0,null,null,null,null,null,null,0,0,0]
[null,null,0,0,0,0,0,0,0,0,0,0,0,0,0,0,0,0,null,0,null,0,null,null,null,null,null,null,0,0,0]
[null,null,0,null,0,0,0,0,0,null,null,null,null,null,null,null,null,null,null,0,null,0,null,null,null,null,null,null,0,0,0]
[null,"Hospital",2012,3666.7946195635332,2878.1550345288583,647.51935919383436,20.970568683124636,2.1554230251941799,117.99423413252154,0,0,0,0,0,0,0,0,0,null,2.9517473415480999E-2,null,0.25558327118316915,null,null,null,null,null,null,"Hospital",2012,6306.4104129829921]
[null,"Hospital",2017,4439.5188844487593,3558.9343334575642,700.04358805186985,43.378580789051547,3.0119476102539902,134.15043454001946,0,0,0,0,0,0,0,0,0,null,2.8738532037046155E-2,null,0.30258566654652153,null,null,null,null,null,null,null,2017,7572.1246208566026]
[null,null,0,0,0,0,0,0,0,0,0,0,0,0,0,0,0,0,null,0,null,0,null,null,null,null,null,null,0,0,0]
[null,null,0,0,0,0,0,0,0,0,0,0,0,0,0,0,0,0,null,0,null,0,null,null,null,null,null,null,0,0,0]
[null,null,0,null,0,0,0,0,0,null,null,null,null,null,null,null,null,null,null,0,null,0,null,null,null,null,null,null,0,0,0]
[null,"Nursing Home",2012,5335.3736665409706,3729.8773178248498,1313.6738865958339,65.09139270684571,0,226.73106941344145,0,0,0,0,0,0,0,0,0,null,4.2949433143470273E-2,null,0.24652921792687932,null,null,null,null,null,null,"Nursing Home",2012,15543.974718001771]
[null,"Nursing Home",2017,6875.8632310903686,4997.6828262164872,1464.3977361795892,135.14161686083563,0,278.64105183345629,0,0,0,0,0,0,0,0,0,null,4.4509826603333365E-2,null,0.31000380717514325,null,null,null,null,null,null,null,2017,19765.148982960163]
[null,null,0,0,0,0,0,0,0,0,0,0,0,0,0,0,0,0,null,0,null,0,null,null,null,null,null,null,0,0,0]
[null,null,0,0,0,0,0,0,0,0,0,0,0,0,0,0,0,0,null,0,null,0,null,null,null,null,null,null,0,0,0]
[null,null,0,null,0,0,0,0,0,null,null,null,null,null,null,null,null,null,null,0,null,0,null,null,null,null,null,null,0,0,0]
[null,"School",2012,13297.583915762621,12326.703126679147,877.58135997731392,43.627839177468019,0,49.671589928691091,0,0,0,0,0,0,0,0,0,null,0.10704474082880933,null,0.25801647802205901,null,null,null,null,null,null,"School",2012,35800.38431575225]
[null,"School",2017,15517.150562997145,14324.67628818435,1039.8379414785406,91.597851762908689,0,61.038481571346189,0,0,0,0,0,0,0,0,0,null,0.10044785036064402,null,0.29259904062434045,null,null,null,null,null,null,null,2017,41184.433665976598]
[null,null,0,0,0,0,0,0,0,0,0,0,0,0,0,0,0,0,null,0,null,0,null,null,null,null,null,null,0,0,0]
[null,null,0,0,0,0,0,0,0,0,0,0,0,0,0,0,0,0,null,0,null,0,null,null,null,null,null,null,0,0,0]
[null,null,0,null,0,0,0,0,0,null,null,null,null,null,null,null,null,null,null,0,null,0,null,null,null,null,null,null,0,0,0]
[null,"Contract University/College",2012,2384.887141343655,1945.0941837544253,309.41851038381293,20.082202032847821,1.6689417935351998,108.6233033790338,0,0,0,0,0,0,0,0,0,null,1.9198196271465344E-2,null,0.26260357050507382,null,null,null,null,null,null,"Contract University/College",2012,20770.864272874482]
[null,"Contract University/College",2017,2946.1464932362269,2450.1491388295185,331.74239939635049,41.292108826773038,1.6689417935351998,121.29390439004924,0,0,0,0,0,0,0,0,0,null,1.9071419130186545E-2,null,0.31665788692656188,null,null,null,null,null,null,null,2017,25245.523010818506]
[null,null,0,24.590811776680106,0,0,0,0,0,0,0,0,0,0,0,0,0,0,null,1,null,24.590811776680106,null,null,null,null,null,null,0,0,49.10929439961852]
[null,null,0,25.548590441955429,0,0,0,0,0,0,0,0,0,0,0,0,0,0,null,1,null,25.548590441955429,null,null,null,null,null,null,0,0,51.022034608027752]
[null,null,0,39.808884612875488,0,0,0,0,0,null,null,null,null,null,null,null,null,null,null,2.5769659631670849E-4,null,39.808884612875488,null,null,null,null,null,null,0,0,79.500679031185683]
[null,"University/College",2012,818.52798505739418,692.70876549331717,97.052515169200291,5.4206188071291272,0.59662445981999102,22.749461127927642,0,0,0,0,0,0,0,0,0,null,6.5891004393463367E-3,null,0.26665837948465437,null,null,null,null,null,null,"University/College",2012,4163.047334728054]
[null,"University/College",2017,1012.4887548580535,870.4568887690541,104.30196381095612,11.217986605844924,0.59662445981999102,25.915291212378538,0,0,0,0,0,0,0,0,0,null,6.5541878018726069E-3,null,0.32227783962057938,null,null,null,null,null,null,null,2017,5078.3178487712066]
[null,null,0,0,0,0,0,0,0,0,0,0,0,0,0,0,0,0,null,0,null,0,null,null,null,null,null,null,0,0,0]
[null,null,0,0,0,0,0,0,0,0,0,0,0,0,0,0,0,0,null,0,null,0,null,null,null,null,null,null,0,0,0]
[null,null,0,null,0,0,0,0,0,null,null,null,null,null,null,null,null,null,null,0,null,0,null,null,null,null,null,null,0,0,0]
[null,"Restaurant/Food Service",2012,2560.1767703241348,1736.4469044474058,608.26602265007102,208.91850642593985,0,6.5453368007179211,0,0,0,0,0,0,0,0,0,null,2.0609267111330581E-2,null,0.24885284678470165,null,null,null,null,null,null,"Restaurant/Food Service",2012,19926.61521711708]
[null,"Restaurant/Food Service",2017,3171.0074385283947,2018.6956315299769,710.19684758933386,434.00034783243143,0,8.1146115766522104,0,0,0,0,0,0,0,0,0,null,2.0527021335821002E-2,null,0.29934232066498895,null,null,null,null,null,null,null,2017,24605.876681920134]
[null,null,0,0,0,0,0,0,0,0,0,0,0,0,0,0,0,0,null,0,null,0,null,null,null,null,null,null,0,0,0]
[null,null,0,0,0,0,0,0,0,0,0,0,0,0,0,0,0,0,null,0,null,0,null,null,null,null,null,null,0,0,0]
[null,null,0,0,0,0,0,0,0,null,null,null,null,null,null,null,null,null,null,0,null,0,null,null,null,null,null,null,0,0,{"$error":"#VALUE!"}]
[null,"Warehouse",2012,1084.0171016109302,1024.5345146743191,37.748173104680639,0.42213854015192842,0,21.312275291778516,0,0,0,0,0,0,0,0,0,null,8.7262716619062024E-3,null,0.27456287974423577,null,null,null,null,null,null,"Warehouse",2012,18694.744697642163]
[null,"Warehouse",2017,1347.4347476253972,1271.342727126656,48.455511313253687,0.8795665922517456,0,26.756942593235863,0,0,0,0,0,0,0,0,0,null,8.7224083668403698E-3,null,0.33346345365306784,null,null,null,null,null,null,null,2017,22959.52539629901]
[null,null,0,0,0,0,0,0,0,0,0,0,0,0,0,0,0,0,null,0,null,0,null,null,null,null,null,null,0,0,0]
[null,null,0,0,0,0,0,0,0,0,0,0,0,0,0,0,0,0,null,0,null,0,null,null,null,null,null,null,0,0,0]
[null,null,0,null,0,0,0,0,0,null,null,null,null,null,null,null,null,null,null,null,null,0,null,null,null,null,null,null,0,0,0]
[null,"Contract Apartment",2012,0,0,0,0,0,0,0,0,0,0,0,0,0,0,0,null,0,null,{"$error":"#DIV/0!"},null,null,null,null,null,null,"Contract Apartment",2012,2016.3482229617348]
[null,null,2017,0,0,0,0,0,0,0,0,0,0,0,0,0,0,0,null,0,null,{"$error":"#DIV/0!"},null,null,null,null,null,null,0,2017,2500.2564041748765]
[null,null,0,0,0,0,0,0,0,0,0,0,0,0,0,0,0,0,null,0,null,0,null,null,null,null,null,null,0,0,0]
[null,null,0,0,0,0,0,0,0,0,0,0,0,0,0,0,0,0,null,0,null,0,null,null,null,null,null,null,0,0,0]
[null,null,0,null,0,0,0,0,0,null,null,null,null,null,null,null,null,null,null,0,null,0,null,null,null,null,null,null,0,0,0]
[null,"Highrise Apartment",2012,4643.9491726486149,3346.2412179492048,1228.7868622711499,3.2881232446031965,0,65.632969183657139,0,0,0,0,0,0,0,0,0,null,3.7383508068640374E-2,null,0.27942651105378891,null,null,null,null,null,null,"Highrise Apartment",2012,47062.174794799656]
[null,"Highrise Apartment",2017,5876.4242438284737,4351.8651622410734,1435.5825991781073,6.8807727376705738,0,82.095709671622188,0,0,0,0,0,0,0,0,0,null,3.8040114433595562E-2,null,0.34518299487889303,null,null,null,null,null,null,null,2017,58549.535949092104]
[null,null,0,0,0,0,0,0,0,0,0,0,0,0,0,0,0,0,null,0,null,0,null,null,null,null,null,null,0,0,0]
[null,null,0,0,0,0,0,0,0,0,0,0,0,0,0,0,0,0,null,0,null,0,null,null,null,null,null,null,0,0,0]
[null,null,0,null,0,0,0,0,0,null,null,null,null,null,null,null,null,null,null,0,null,0,null,null,null,null,null,null,0,0,0]
[null,"Midrise Apartment",2012,5286.8731684822415,3751.6294782003233,1491.6875736747584,6.0403646891542433,0,37.515751918005343,0,0,0,0,0,0,0,0,0,null,4.2559007087304486E-2,null,0.2722851805707508,null,null,null,null,null,null,"Midrise Apartment",2012,28096.321640891059]
[null,"Midrise Apartment",2017,6676.7024537367597,4861.3000252919028,1755.8551589686117,12.666829212251789,0,46.880440263992419,0,0,0,0,0,0,0,0,0,null,4.3220590420433247E-2,null,0.33624686632328266,null,null,null,null,null,null,null,2017,35003.865281351282]
[null,null,0,0,0,0,0,0,0,0,0,0,0,0,0,0,0,0,null,0,null,0,null,null,null,null,null,null,0,0,0]
[null,null,0,0,0,0,0,0,0,0,0,0,0,0,0,0,0,0,null,0,null,0,null,null,null,null,null,null,0,0,0]
[null,null,0,null,0,0,0,0,0,null,null,null,null,null,null,null,null,null,null,0,null,0,null,null,null,null,null,null,0,0,0]
[null,"Other Buildings",2012,10587.960557843549,null,null,null,null,null,0,0,0,0,0,0,0,0,0,null,8.5232437787178122E-2,null,0.1992725003314911,null,null,"Scaling factor",0.75,null,null,"Other Buildings",2012,78359.203166117426]
[null,"Other Buildings",2017,13148.012175707285,null,null,null,null,null,0,0,0,0,0,0,0,0,0,null,8.5111603074519579E-2,null,0.23869421797050644,null,null,null,null,null,null,null,2017,96854.570348411013]
[null,null,0,0,null,null,null,null,null,0,0,0,0,0,0,0,0,0,null,0,null,0,null,null,null,null,null,null,0,0,0]
[null,null,0,0,null,null,null,null,null,0,0,0,0,0,0,0,0,0,null,0,null,0,null,null,null,null,null,null,0,0,0]
[null,null,0,null,null,null,null,null,null,null,null,null,null,null,null,null,null,null,null,0,null,0,null,null,null,null,null,null,0,0,0]
[null,"Other Contract Institutional Buildings",2012,5089.5453994139925,null,null,null,null,null,0,0,0,0,0,0,0,0,0,null,4.097053056164035E-2,null,0.19259852923526544,null,null,null,null,null,null,"Other Contract Institutional Buildings",2012,62847.117969111161]
[null,"Other Contract Institutional Buildings",2017,6539.1481860604636,null,null,null,null,null,0,0,0,0,0,0,0,0,0,null,4.2330154354873299E-2,null,0.23869421797050638,null,null,null,null,null,null,null,2017,79076.326490648455]
[null,null,0,0,0,0,0,0,0,0,0,0,0,0,0,0,0,0,null,0,null,0,null,null,null,null,null,null,0,0,0]
[null,null,0,0,0,0,0,0,0,0,0,0,0,0,0,0,0,0,null,0,null,0,null,null,null,null,null,null,0,0,0]
[null,null,0,null,null,null,null,null,null,null,null,null,null,null,null,null,null,null,null,0,null,0,null,null,null,null,null,null,0,0,0]
[null,"Total",2012,124224.54211953023,92670.311458387427,11983.898803083714,463.09279967732704,5.4791319748259788,3424.2539691493871,0,0,0,0,0,0,0,0,0,null,null,108547.03616227268,0.25450832410498758,null,null,504504.94965323515,null,null,null,"Total",2012,504504.94965323515]
[null,"Total",2017,154479.66788024807,115211.13765955903,14354.925905015602,970.96149461706807,6.7858165332454314,4248.6966427553944,0,0,0,0,0,0,0,0,0,null,null,134792.50751848033,0.30529005683763921,null,null,625375.72832880996,0.806722945582526,null,null,null,2017,625375.72832880996]
[null,null,0,24.590811776680106,0,0,0,0,0,0,0,0,0,0,0,0,0,0,null,null,0]
[null,null,0,25.548590441955429,0,0,0,0,0,0,0,0,0,0,0,0,0,0,null,null,0]
[]
[]
[]
[null,null,null,null,0.8547295378696278,0.10649646756550998,7.2033788264080426E-3,5.0342683418921356E-5,3.1520273055035269E-2]
[]
[]
[null,null,"Savings %",0.25450832410498758,0.26771008585995598,0.32657174350826967,7.2421843738777927E-2,0.16703110211393693,0.17783731294791646]
[null,null,null,0.30529005683763921,0.3214400858384408,0.37561681121818424,0.14484368747755597,0.18813026727267046,0.21082643703904022]
[]
[]
[]
[]
[]
[]
[null,null,null,null,null,null,null,null,null,0,0,0,0,0,0,0,0,0]
[null,null,null,null,null,null,null,null,null,0,0,0,0,0,0,0,0,0]
[null,null,null,null,null,null,null,null,null,{"$error":"#DIV/0!"},{"$error":"#DIV/0!"},{"$error":"#DIV/0!"},{"$error":"#DIV/0!"},{"$error":"#DIV/0!"},{"$error":"#DIV/0!"},{"$error":"#DIV/0!"},{"$error":"#DIV/0!"},{"$error":"#DIV/0!"}]
[null,null,null,null,null,null,null,null,null,{"$error":"#DIV/0!"},{"$error":"#DIV/0!"},{"$error":"#DIV/0!"},{"$error":"#DIV/0!"},{"$error":"#DIV/0!"},{"$error":"#DIV/0!"},{"$error":"#DIV/0!"},{"$error":"#DIV/0!"},{"$error":"#DIV/0!"}]
[]
[]
[]
[]
[]
[]
[]
[]
["`"]

{"sheet":"Exh 5.11","index":42,"n_rows":21,"n_cols":2,"rows_kept":21,"cut":false,"hidden":false,"merged":[]}
["Milestone Year",2017]
[]
["Row Labels","Sum of Total"]
["Contract Hospital",2083.1863013137522]
["Contract University/College",2951.0304718065136]
["High-rise Apartment",5877.2380929524979]
["Hospital",4444.6496482920875]
["Large Hotel",1110.944421833334]
["Large Office",24829.871370178589]
["Mid-rise Apartment",6678.2006703254456]
["Nursing Home",6891.8476111439795]
["Other Buildings",13159.214368403649]
["Other Contract Institutional Buildings",6544.7195832474608]
["Restaurant/Food Service",3222.3404524755092]
["Retail",5831.5339575962607]
["School",15527.984641415642]
["Small Hotel/Motel",711.4594237950879]
["Small Office",52385.71017090838]
["University/College",1013.815604169978]
["Warehouse",1347.5387816529574]
["Grand Total",154611.28557151114]

{"sheet":"Exh 5.12","index":43,"n_rows":22,"n_cols":7,"rows_kept":22,"cut":false,"hidden":false,"merged":[]}
["Fuel","Gas"]
["Year","2017"]
[]
["Sum of Energy Savings Econ (1000 m3/yr)","Column Labels"]
["Row Labels","Space Heating","Domestic Hot Water","Food Services","Space Cooling","Other","Grand Total"]
["Contract Apartment",1703.6018788411584,753.40100117782424,3.8380323281346138,0,39.821435005263751,2500.6623473523805]
["Contract Hospital",10616.098803710138,3313.6969598647279,168.98381558147338,47.624477656004302,1040.5380234666209,15186.942080278966]
["Contract University/College",17579.482534323695,3107.0029062865597,435.84585153097493,86.234351735279304,1136.9096646345311,22345.475308511039]
["High-rise Apartment",36466.735865471761,15281.246228170974,82.147393523930191,0,851.67083015122296,52681.800317317895]
["Hospital",2374.9055252355374,603.80043228785394,35.614211550147225,9.9009415257793112,112.15148991099609,3136.372600510314]
["Large Hotel",1913.2424317858254,1393.8874201851706,87.204839149395212,0,162.01788567080268,3556.3525767911942]
["Large Office",14010.827020572469,1709.0560955223877,30.028577065259626,26.305672318327009,1308.5054007036049,17084.722766182047]
["Mid-rise Apartment",19414.947149069045,8626.5008239501349,69.613464566890983,0,223.46430638436433,28334.525743970436]
["Nursing Home",8757.3500823215854,3243.1202564112436,335.97924318646193,0,588.37221287405771,12924.82179479335]
["Restaurant/Food Service",12130.488176547882,5731.9771914870444,3923.3527588078273,0,64.01851369819974,21849.836640540954]
["Retail",44877.088457349215,4230.3424450594221,707.83467620808483,0,1215.3597025342197,51030.62528115094]
["School",23287.348593721792,2073.6112234154102,208.4032051224163,0,119.962588978387,25689.325611238004]
["Small Hotel/Motel",996.70904728100663,599.02597134607834,7.735344446467515,0,97.501483895506709,1700.9718469690592]
["Small Office",27867.921216944884,2458.9751194838109,49.946087894956776,0,1225.2362914456885,31602.078715769341]
["University/College",3345.6198651912705,520.14704350923557,62.866079580822166,16.277295956161939,127.56806479402026,4072.4783490315108]
["Warehouse",19900.340112663373,1093.7495506060238,22.529163464923087,0,597.85469926328449,21614.473525997601]
["Grand Total",245242.7067610306,54739.540668763904,6231.9227440081659,186.34273919155186,8910.9525934107696,315311.4655064051]

{"sheet":"Exh 5.13","index":44,"n_rows":21,"n_cols":7,"rows_kept":21,"cut":false,"hidden":false,"merged":[]}
["Fuel","Gas"]
["Year","2017"]
[]
["Sum of Energy savings Econ (1000 m3/yr)","Column Labels"]
["Row Labels","Space Heating","Domestic Hot Water","Food Services","Space Cooling","Other","Grand Total"]
["Contract Hospital",1558.2361322700574,383.20166207927315,19.469833063657322,1.5083026696362507,120.77037123112751,2083.1863013137518]
["Contract University/College",2450.1491388295185,331.74239939635044,46.176087397059661,1.6689417935351998,121.29390439004918,2951.0304718065131]
["High-rise Apartment",4351.8651622410744,1435.5825991781076,7.6946218616951088,0,82.095709671622188,5877.2380929524988]
["Hospital",3558.9343334575656,700.04358805186985,48.509344632379609,3.0119476102539906,134.15043454001938,4444.6496482920875]
["Large Hotel",667.63868605902326,375.41947815510321,23.351727076258474,0,44.534530542949192,1110.944421833334]
["Large Office",21231.905120948089,2077.801099164386,36.825935232297425,0,1483.3392148338132,24829.871370178585]
["Mid-rise Apartment",4861.3000252919028,1755.8551589686119,14.165045800938238,0,46.880440263992398,6678.2006703254456]
["Nursing Home",4997.682826216489,1464.3977361795894,151.12599691444649,0,278.64105183345646,6891.8476111439813]
["Restaurant/Food Service",2018.6956315299772,710.19684758933408,485.33336177954618,0,8.114611576652214,3222.3404524755097]
["Retail",5240.8020279476323,402.85092283247411,66.987892940583919,0,120.89311387557028,5831.5339575962607]
["School",14324.67628818435,1039.8379414785406,102.43193018140478,0,61.038481571346175,15527.984641415642]
["Small Hotel/Motel",493.1675257824362,186.1289617595659,2.3453910504047064,0,29.817545202681124,711.4594237950879]
["Small Office",47314.285144905181,3339.1100350581855,67.859991528507095,0,1664.4549994165002,52385.710170908373]
["University/College",870.45688876905422,104.30196381095612,12.544835917769282,0.59662445981999102,25.915291212378541,1013.8156041699782]
["Warehouse",1271.3427271266562,48.455511313253695,0.98360061981180669,0,26.756942593235856,1347.5387816529576]
["Grand Total",115211.13765955901,14354.925905015603,1085.8055959967601,6.7858165332454323,4248.6966427553934,134907.35161986001]

{"sheet":"Exh 5.14","index":45,"n_rows":23,"n_cols":4,"rows_kept":23,"cut":false,"hidden":false,"merged":[]}
[]
["Year","2017"]
["Fuel","Gas"]
[]
["Sum of Energy Savings Econ (1000 m3/yr)","Column Labels"]
["Row Labels","Existing","New","Grand Total"]
["Contract Apartment",2366.1289159769804,134.53343137540054,2500.6623473523809]
["Contract Hospital",14181.921866419521,1005.0202138594422,15186.942080278963]
["Contract University/College",21030.618948851094,1314.8563596599486,22345.475308511042]
["High-rise Apartment",49842.348397317975,2839.4519199999122,52681.800317317888]
["Hospital",2943.7180057183468,192.65459479196738,3136.3726005103144]
["Large Hotel",3338.3938295804187,217.9587472107753,3556.3525767911942]
["Large Office",15032.413656447101,2052.3091097349475,17084.722766182047]
["Mid-rise Apartment",26771.877154777401,1562.6485891930365,28334.525743970436]
["Nursing Home",12167.803430500475,757.01836429287459,12924.82179479335]
["Restaurant/Food Service",20760.315100086314,1089.5215404546423,21849.836640540958]
["Retail",45228.103989899384,5802.5212912515572,51030.62528115094]
["School",24007.918949610459,1681.4066616275447,25689.325611238004]
["Small Hotel/Motel",1579.3736672497773,121.59817971928189,1700.9718469690592]
["Small Office",28054.37434011398,3547.704375655363,31602.078715769341]
["University/College",3837.8036683517867,234.67468067972368,4072.4783490315103]
["Warehouse",20378.858704981238,1235.6148210163674,21614.473525997604]
["Grand Total",291521.97262588225,23789.492880522783,315311.4655064051]

{"sheet":"Exh 5.15","index":46,"n_rows":22,"n_cols":4,"rows_kept":22,"cut":false,"hidden":false,"merged":[]}
[]
["Year","2017"]
["Fuel","Gas"]
[]
["Sum of Energy savings Econ (1000 m3/yr)","Column Labels"]
["Row Labels","Existing","New","Grand Total"]
["Contract Hospital",1872.2854397509209,210.90086156283084,2083.1863013137518]
["Contract University/College",2686.8180178243342,264.21245398217843,2951.0304718065127]
["High-rise Apartment",5375.7431177148956,501.49497523760351,5877.2380929524988]
["Hospital",4040.9055897019643,403.74405859012438,4444.6496482920884]
["Large Hotel",1012.0981413754082,98.846280457925843,1110.944421833334]
["Large Office",19833.122839861429,4996.7485303171561,24829.871370178585]
["Mid-rise Apartment",6116.7445896571871,561.45608066825798,6678.2006703254447]
["Nursing Home",6261.111925741794,630.73568540218696,6891.8476111439813]
["Restaurant/Food Service",2950.1344897146573,272.20596276085212,3222.3404524755097]
["Retail",4841.9318154341727,989.60214216208783,5831.5339575962607]
["School",13767.1242622094,1760.8603792062431,15527.984641415642]
["Small Hotel/Motel",648.03530195662472,63.424121838463165,711.4594237950879]
["Small Office",47329.268503952524,5056.4416669558541,52385.71017090838]
["University/College",925.44783800582945,88.367766164148634,1013.8156041699781]
["Warehouse",1229.9234780754487,117.61530357750891,1347.5387816529576]
["Grand Total",118890.69535097659,16016.656268883422,134907.35161986001]

{"sheet":"Exh 6.5","index":47,"n_rows":27,"n_cols":8,"rows_kept":27,"cut":false,"hidden":false,"merged":[[29,9,30,9],[16,1,17,1],[16,2,17,2],[16,3,17,3],[16,4,17,4],[16,5,17,5],[16,6,17,6],[16,7,17,7],[29,2,30,2],[29,3,30,4],[29,7,30,7],[29,8,30,8],[33,2,36,2],[33,7,36,7],[33,8,36,8],[33,9,36,9],[36,3,36,4],[31,2,32,2],[31,7,32,7],[31,8,32,8],[31,9,32,9],[32,3,32,4],[37,2,38,2],[37,3,37,4],[37,7,40,7],[37,8,38,8],[37,9,38,9],[39,2,40,2],[39,8,40,8],[39,9,40,9],[43,2,44,2],[43,3,43,4],[43,7,44,7],[43,8,44,8],[43,9,44,9],[41,2,42,2],[41,3,41,4],[41,7,42,7],[41,8,42,8],[41,9,42,9]]}
[null,null,"Commercial Sector Measures"]
[]
[]
[]
[]
[]
[]
[]
[]
[]
[]
[]
[]
[]
[]
[]
[null,"Opportunity Area","Title","Target Subsectors","Economic Savings in 2017 [MJ /yr] S","Economic Savings in 2017 [MJ /yr] N","Economic Savings in 2017 ['000 m3 /yr]","Approximate% of  Economic Savings Potential"]
[]
[null,"C1"," Roof Insulation","All existing",440512.33035906928,221962.06020258871,17660.250470854069,3.9293477716311892E-2]
[null,"C2"," Heat Recovery Ventilators","All existing",916625.57007687888,417685.9321557153,35563.393588463725,7.9127383600304524E-2]
[null,"C3"," ENERGY STAR® Fryers","All existing",65955.048873692402,10987.447606166013,2047.7607327206681,9.5562004260524372E-3]
[null,"C4"," Condensing and Near-Condensing Boilers","All existing",607293.42407760187,280251.0536248202,23656.267312222186,5.2634418408617642E-2]
[null,"C5"," Condensing and High-Efficiency Rooftop Units","All existing",498447.43397557008,230021.29285429479,19416.323760012525,4.3200683153156484E-2]
[null,"C6"," Recomissioning & Advanced BAS","All existing",4162567.9102761918,1754082.7539021028,157674.0854681278,0.3508196655538211]
[null,"C7"," Condensing Storage Water Heaters","All existing",314334.19637230644,85519.115112943895,10648.245282823993,2.3691996295805262E-2]
[null,"C8"," Advanced New Commercial Construction","All new construction",881784.1752275906,593781.81726629904,39358.322680414487,8.7570976286356586E-2]
[null,null,"Total",null,7887520.0892389016,3594291.4727249308,306024.64929563942,0.6808948014404258]

{"sheet":"Exh 6.7","index":48,"n_rows":97,"n_cols":11,"rows_kept":97,"cut":false,"hidden":false,"merged":[[0,2,0,8]]}
[null,null,"Exhbit 6.x Aggressive Participation Rates"]
[]
[null,"Workshop Reference #","Measure Name","Participation Rate in 2017 (% of eligible)","Adoption Curve Shape","Notes"]
[null,null,"High-Performance Glazings",0.8,"A/B","Based on workshop measure C1"]
[null,null,"Super High-Performance Glazings",null,null,null,null,null,null,null,"*"]
[null,null,"Wall Insulation",null,null,null,null,null,null,null,"*"]
[null,"C1","Roof Insulation",0.8,"A/B","Workshop measure C1"]
[null,null,"Air Sealing",0.5,"A","Based on workshop measure C6, consultant experience"]
[null,null,"Air Sealing",null,null,"Based on workshop measure C6, consultant experience"]
[null,null,"Air Curtains",0.5,"A","Based on workshop measure C6, consultant experience"]
[null,null,{"$error":"#REF!"}]
[null,null,"Vinyl Strip Curtains"]
[null,null,"Vinyl Strip Curtains"]
[null,null,"Fast Moving Doors",null,null,null,null,null,null,null,"*"]
[null,null,"Fast Moving Doors"]
[null,null,"L-Shaped Vestibule"]
[null,null,"L-Shaped Vestibule"]
[null,null,"Turnstile Doors",null,null,null,null,null,null,null,"*"]
[null,null,"Turnstile Doors"]
[null,null,"Condensing Boiler - 1,000 MBH, 94% Et (88% seasonal) -  baseline standard efficiency 80% Et (76% seasonal) - 1,000 FLE hours"]
[null,null,"Condensing Boiler - 1,000 MBH, 94% Et (88% seasonal) -  baseline standard efficiency 80% Et (76% seasonal) - 1,000 FLE hours"]
[null,"C4","Condensing Boilers",0.3,"A","Workshop measure C4"]
[null,null,"Condensing Boiler - Baseline Standard Boiler"]
[null,null,"Condensing Boiler - Baseline Standard Boiler"]
[null,null,"Condensing Boiler - Baseline Standard Boiler"]
[null,null,"Condensing Boiler - Baseline Standard Boiler"]
[null,null,"Condensing Boiler - Baseline Standard Boiler"]
[null,null,"Condensing Boiler - Baseline: Near-condensing"]
[null,null,"Condensing Boiler - 1,000 MBH, 94% Et (88% seasonal) -  baseline near-condensing 85% Et (81% seasonal) - 1,500 FLE hours"]
[null,null,"Condensing Boiler - 1,000 MBH, 94% Et (88% seasonal) -  baseline near-condensing 85% Et (81% seasonal) - 2,000 FLE hours"]
[null,null,"Condensing Boiler - 1,000 MBH, 94% Et (88% seasonal) -  baseline near-condensing 85% Et (81% seasonal) - 2,000 FLE hours"]
[null,null,"Near-Condensing Boiler -  Baseline: Standard Boiler"]
[null,null,"Near-Condensing Boiler - 1,000 MBH, 85% Et (81% seasonal) -  baseline standard efficiency 80% Et (76% seasonal) - 1,500 FLE hours"]
[null,"C4","Near-Condensing Boilers",0.6,"A","Workshop measure C4"]
[null,null,"Condensing Unit Heaters",0.3,"A","Based on workshop measure C4"]
[null,null,"Condensing Unit heater - Baseline: Standard efficiency - 1,500 FLE hours"]
[null,null,"High Efficiency Rooftop Unit - Baseline: Standard efficiency"]
[null,null,"High Efficiency Rooftop Unit - Baseline: Standard efficiency - 1,500 FLE hours"]
[null,"C5","High-Efficiency Rooftop Units",0.6,"A","Based on workshop measure C4"]
[null,null,"Condensing Rooftop Unit - 375 MBH, 83% Et (80% seasonal) -  baseline standard efficiency 80% Et (73% seasonal) - 1,500 FLE hours"]
[null,null,"Gas Absorption Heat Pump  -  Baseline: standard efficiency boiler"]
[null,null,"Gas Absorption Heat Pump - 124 MBH at 105% seasonal -  baseline standard efficiency boiler, 76% seasonal - 1,500 FLE hours"]
[null,null,"Steam Plant Efficiency Measures",0.85,"A","Based on workshop measure C6"]
[null,null,null,null,null,"Based on workshop measure C7"]
[null,null,"HVLS De-stratification Fans",0.85,"A","Based on workshop measure C6"]
[null,null,"HVLS De-stratification Fans"]
[null,null,"Heat Reflector Panels",0.85,"A","Based on workshop measure C6"]
[null,null,"Heat Reflector Panels"]
[null,null,"Programmable Thermostats"]
[null,null,"Programmable Thermostats"]
[null,null,{"$error":"#REF!"}]
[null,null,{"$error":"#REF!"}]
[null,null,"Demand Controlled Ventilation",0.8,"B","Based on workshop measure C2"]
[null,null,"Demand Control Kitchen Ventilation",0.8,"B","Based on workshop measure C2"]
[null,"C2","Heat Recovery",0.8,"B","Workshop measure C2"]
[null,null,{"$error":"#REF!"}]
[null,null,"Furnace Boiler Tune Ups",null,null,null,null,null,null,null,"*"]
[null,null,"Furnace Boiler Tune Ups"]
[null,null,"Condensing Furnaces",0.3,"A","Based on workshop measure C4"]
[null,null,"Infrared Heaters"]
[null,null,"Solar Preheated Make-up Air",null,null,null,null,null,null,null,"*"]
[null,null,{"$error":"#REF!"}]
[null,null,{"$error":"#REF!"}]
[null,null,{"$error":"#REF!"}]
[null,null,"Condensing Water Heaters",0.8,"A","Based on workshop measure C7"]
[null,null,"Condensing Water Heater - 150 MBH, (90% seasonal) -  baseline standard efficiency 80% Et (70% seasonal) - 1,000 FLE hours"]
[null,"C7","Condensing Storage Water Heaters",0.8,"A","Workshop measure C7"]
[null,null,"Condensing Storage Water Heater - 150 MBH, (90% seasonal) -  baseline standard efficiency 80% Et (70% seasonal) - 1,000 FLE hours"]
[null,null,"Tankless Water Heater"]
[null,null,"Tankless Water Heater - 150 MBH, (81% seasonal) -  baseline standard efficiency 80% Et (70% seasonal) - 1,000 FLE hours"]
[null,null,"Drainwater Heat Recovery - 10 minute shower, 3 times per day",null,null,null,null,null,null,null,"*"]
[null,null,"Drainwater Heat Recovery - 10 minute shower, 3 times per day"]
[null,null,"Low-Flow Faucet Aerators",0.85,"A","Based on workshop measure C6, consultant experience"]
[null,null,"Low-Flow Showerheads",0.85,"A","Based on workshop measure C6, consultant experience"]
[null,null,"Pre-Rinse Spray Valves",0.85,"A","Based on workshop measure C6, consultant experience"]
[null,null,"Pre-Rinse Spray Valve"]
[null,null,"Solar Weater Heating System -  baseline: standard efficiency - 1,000 FLE hours",null,null,null,null,null,null,null,"*"]
[null,null,"Solar Weater Heating System -  baseline standard efficiency 80% Et (70% seasonal) - 1,000 FLE hours"]
[null,null,"Booster Water Heater"]
[null,null,"Booster Water Heater"]
[null,null,"High-Efficiency Griddles",0.8,"A","Based on workshop measure C3"]
[null,null,"Commercial Cooking - High-Efficiency Griddle"]
[null,null,"High-Efficiency Broilers",0.8,"A","Based on workshop measure C3"]
[null,null,"Commercial Cooking - High-Efficiency Broiler"]
[null,null,"Commercial Cooking - High-Efficiency Oven",null,null,null,null,null,null,null,"*"]
[null,null,"Commercial Cooking - High-Efficiency Oven"]
[null,"C3","ENERGY STAR® Fryers",0.8,"A","Workshop measure C3"]
[null,null,"Commercial Cooking - High-Efficiency Fryer"]
[null,"C6","Building Recommissioning",0.75,"A","Workshop measure C6"]
[null,null,"Building Recommissioning"]
[null,"C6","Advanced Building Automation Systems",0.95,"A","Workshop measure C6"]
[null,null,"Advanced Building Automation Systems"]
[null,"C8","High-Performance New Construction - 25% more efficient",0.8,"B","Workshop measure C8"]
[null,"C8","High-Performance New Construction - 40% more efficient",0.2,"B","Workshop measure C8"]
[null,null,"High Performance New Construction - 25% more efficient","All","E",0,0,0,"N/A"]
[null,null,"High Performance New Construction - 40% more efficient","All","N","I",4.7818093167828053,38.494722299046984,1.7950169826321145]
[null,null,"High Performance New Construction - 40% more efficient","All","E",0,0,0,"N/A"]

{"sheet":"Exh 6.8","index":49,"n_rows":93,"n_cols":16,"rows_kept":93,"cut":false,"hidden":false,"merged":[[23,1,24,1],[0,1,0,14],[3,1,4,1],[5,1,6,1],[7,1,8,1],[9,1,10,1],[11,1,12,1],[13,1,14,1],[15,1,16,1],[17,1,18,1],[19,1,20,1],[21,1,22,1],[47,1,48,1],[25,1,26,1],[27,1,28,1],[29,1,30,1],[31,1,32,1],[33,1,34,1],[35,1,36,1],[37,1,38,1],[39,1,40,1],[41,1,42,1],[43,1,44,1],[45,1,46,1],[71,1,72,1],[49,1,50,1],[51,1,52,1],[53,1,54,1],[55,1,56,1],[57,1,58,1],[59,1,60,1],[61,1,62,1],[63,1,64,1],[65,1,66,1],[67,1,68,1],[69,1,70,1],[85,1,86,1],[87,1,88,1],[89,1,90,1],[73,1,74,1],[75,1,76,1],[77,1,78,1],[79,1,80,1],[81,1,82,1],[83,1,84,1]]}
[null,"Exhbit 6.x Summary of Program Cost Assumptions - Unconstrained"]
[]
[null,"Measure Name","Scenario","Fixed Program Costs ($/yr)","Incentive Amount","Incentive Basis","Incentive ($)","Savings (m3)","Incentive ($/m3)","TRC ","TRC/m3 savings ","Simple Payback, Without incentive (Yrs)","Payback After Incentive (yrs.)",null,null,"Notes"]
[null,"High-Performance Glazings","Static",37500,0.1,"per m3 saved",8.7000000000000022E-2,1.7400000000000002,0.05,3.2072407610435416,1.8432418166916904,5.7091473699496209,5.4823900003351085,null,null,"Max. incentive $25K"]
[null,null,"Aggressive",37500,3.971825474466837E-2,"per m3 saved",0.17400000000000004,1.7400000000000002,0.1,3.2072407610435416,1.8432418166916904,5.7091473699496209,5.4823900003351085,null,null,"Max. incentive $25 K"]
[null,"Super High-Performance Glazings","Static",0,0,"per m3 saved",0,2.0999999999999996,0,-6.5357008056371075,-3.1122384788748136,16.946064139941694,16.946064139941694,"*",null,"Max. incentive $25 K"]
[null,null,"Aggressive",0,0,"per m3 saved",0,2.0999999999999996,0,-6.5357008056371075,-3.1122384788748136,16.946064139941694,16.946064139941694,null,null,"Max. incentive $25 K"]
[null,"Wall Insulation","Static",0,0,"per m3 saved",0,1.0999999999999996,0,-10.64970015851204,-9.6815455986473129,30.609771181199758,30.609771181199758,"*",null,"Max. incentive $25 K"]
[null,null,"Aggressive",0,0,"per m3 saved",0,1.0999999999999996,0,-10.64970015851204,-9.6815455986473129,30.609771181199758,30.609771181199758,null,null,"Max. incentive $25 K"]
[null,"Roof Insulation","Static",37500,0.1,"per m3 saved",0.16000000000000006,3.2000000000000011,0.05,1.4555631752377085,0.45486349226178374,7.6247165532879793,7.3979591836734668,null,null,"Max. incentive $25K"]
[null,null,"Aggressive",37500,2.9739776951672875E-2,null,0.32000000000000012,3.2000000000000011,0.1,1.4555631752377085,0.45486349226178374,7.6247165532879793,7.3979591836734668]
[null,"Air Sealing","Static",5000,750,"per unit",9.769441187964048E-2,0.64500000000000135,0.15146420446455858,0.10429098344291354,0.16169144719831524,3.7828051117087584,3.2676207427816886]
[null,null,"Aggressive",5000,0.13619109462775161,null,0.14654161781946073,0.64500000000000135,0.22719630669683788,0.10429098344291354,0.16169144719831524,3.7828051117087584,3.2676207427816886]
[null,"Air Curtains","Static",12000,1000,"per unit",750,4508,0.16637089618456077,13315.623819445475,2.9537763574635036,1.1894433021869244,0.71366598131215464]
[null,null,"Aggressive",12000,0.4,null,1000,4508,0.22182786157941436,13315.623819445475,2.9537763574635036,1.1894433021869244,0.71366598131215464]
[null,"Vinyl Strip Curtains","Static",0,0,null,0,348.62792818651906,0,133.25253509358765,0.38221990930771432,2.7317976426473214,2.7317976426473214]
[null,null,"Aggressive",0,0,null,0,348.62792818651906,0,133.25253509358765,0.38221990930771432,2.7317976426473214,2.7317976426473214]
[null,"Fast Moving Doors","Static",0,0,null,0,448.2342576345626,0,-9320.217744208403,-20.793184781086079,53.118483034233606,53.118483034233606,"*"]
[null,null,"Aggressive",0,0,null,0,448.2342576345626,0,-9320.217744208403,-20.793184781086079,53.118483034233606,53.118483034233606]
[null,"L-Shaped Vestibule","Static",0,0,null,0,76.571284559959906,0,317.11151665974103,4.1413895363270772,0,0]
[null,null,"Aggressive",0,0,null,0,76.571284559959906,0,317.11151665974103,4.1413895363270772,0,0]
[null,"Turnstile Doors","Static",0,0,null,0,1020.9504607994656,0,-2496.8464445367854,-2.4456097924492872,14.936506414458876,14.936506414458876,"*"]
[null,null,"Aggressive",0,0,null,0,1020.9504607994656,0,-2496.8464445367854,-2.4456097924492872,14.936506414458876,14.936506414458876]
[null,"Condensing Boiler - Baseline: Standard Boiler","Static",10000,3000,"per unit",2000,7628.6495459427751,0.26216960000000011,13815.431628095939,1.8109930918826316,5.2843456790123486,4.3926123456790149]
[null,null,"Aggressive",10000,0.16875000000000001,null,3000,7628.6495459427751,0.39325440000000023,13815.431628095939,1.8109930918826316,5.2843456790123486,4.3926123456790149]
[null,"Condensing Boiler - Baseline: Near-condensing","Static",10000,3000,"per unit",2000,4175.3513975736205,0.47900159999999992,2455.1552812104892,0.58801165397413702,8.0575462184873921,6.4282890756302491]
[null,null,"Aggressive",10000,0.2022026431718062,null,3000,4175.3513975736205,0.71850239999999987,2455.1552812104892,0.58801165397413702,8.0575462184873921,6.4282890756302491]
[null,"Near-Condensing Boiler -  Baseline: Standard Boiler","Static",10000,2941.1764705882379,"per unit",2000,3453.2981483691547,0.57915648000000075,11360.27634688545,3.2896888304447223,1.931294117647063,0,null,null,"Capped at 100% of incremental cost"]
[null,null,"Aggressive",10000,1,null,2941.1764705882379,3453.2981483691547,0.8517007058823548,11360.27634688545,3.2896888304447223,1.931294117647063,0]
[null,"Condensing Unit heater","Static",10000,2000,"per unit",320,967.53251151121731,0.33073824000000024,2648.9788425748297,2.7378706255951153,2.4478296296296316,1.3228696296296307]
[null,null,"Aggressive",10000,0.45957446808510644,"per 1000 MBH unit",480,967.53251151121731,0.49610736000000039,2648.9788425748297,2.7378706255951153,2.4478296296296316,1.3228696296296307]
[null,"High-Efficiency Rooftop Unit - Baseline: Standard Efficiency","Static",10000,1000,"per unit",500,1911.0812133072468,0.26163199999999914,5420.2916544264363,2.8362434922617856,2.2247619047618978,1.038222222222219]
[null,null,"Aggressive",10000,0.53333333333333333,null,1000,1911.0812133072468,0.52326399999999829,5420.2916544264363,2.8362434922617856,2.2247619047618978,1.038222222222219]
[null,"Condensing Rooftop Unit - Baseline: Standard Efficiency","Static",10000,2158.7301587301531,"per unit",1079.3650793650766,4125.5086509489665,0.26163199999999914,6373.5661111427435,1.5449164334382548,5.152941176470585,3.9664014939309058,null,null,"Assume same incentive/ m3 as HE rooftops"]
[null,null,"Aggressive",0,0.23026455026454967,null,2158.7301587301531,4125.5086509489665,0.52326399999999829,6373.5661111427435,1.5449164334382548,5.152941176470585,3.9664014939309058]
[null,"Gas Absorption Heat Pump","Static",0,0,null,0,1664.8764769065519,0,3450.914087247751,2.0727748485339719,2.8711111111111114,2.8711111111111114]
[null,null,"Aggressive",0,0,null,0,1664.8764769065519,0,3450.914087247751,2.0727748485339719,2.8711111111111114,2.8711111111111114]
[null,"Steam Plant Efficiency Measures","Static",12000,0.65000000000000013,"% of cost",3.6250200000000006,13.700000000000003,0.2646,28.809267447049944,2.1028662370109443,1.2,0.41999999999999982,null,null,"Max. incentive $12K"]
[null,null,"Aggressive",12000,0.65000000000000013,null,4.7125260000000013,13.700000000000003,0.34398000000000001,28.809267447049944,2.1028662370109443,1.2,0.41999999999999982]
[null,"HVLS De-stratification Fans","Static",12000,1200,"per unit",1000,17538,5.7019044360816513E-2,36123.203746342027,2.0597105568674894,2.8127845954712769,2.6540495731534848]
[null,null,"Aggressive",12000,5.6433408577878104E-2,null,1200,17538,6.8422853232979822E-2,36123.203746342027,2.0597105568674894,2.8127845954712769,2.6540495731534848]
[null,"Heat Reflector Panels","Static",15000,1,"% of installed cost",0.73972602739726023,0.48600000000000065,1.5220700152206981,1.0332130476798169,2.1259527730037355,3.4514059302056643,0]
[null,null,"Aggressive",15000,1,null,0.73972602739726023,0.48600000000000065,1.5220700152206981,1.0332130476798169,2.1259527730037355,3.4514059302056643,0]
[null,"Programmable Thermostats","Static",0,0,null,0,1.2899999999999991,0,2.9322259546088212,2.2730433756657544,2.4169874668213551,2.4169874668213551]
[null,null,"Aggressive",0,0,null,0,1.2899999999999991,0,2.9322259546088212,2.2730433756657544,2.4169874668213551,2.4169874668213551]
[null,"Demand Controlled Ventilation","Static",15000,1800,"per unit",0.1875,1.2999999999999989,0.14423076923076936,3.0488393313051105,2.3452610240808562,1.6606238410229457,1.2247100827544226]
[null,null,"Aggressive",15000,0.26250000000000001,null,0.22500000000000001,1.2999999999999989,0.17307692307692321,3.0488393313051105,2.3452610240808562,1.6606238410229457,1.2247100827544226]
[null,"Demand Control Kitchen Ventilation","Static",25000,1800,"per unit",1500,3660,0.4098360655737705,15239.747890170893,4.1638655437625394,2.0591345144412028,1.3178460892423698]
[null,null,"Aggressive",25000,0.36,null,1800,3660,0.49180327868852458,15239.747890170893,4.1638655437625394,2.0591345144412028,1.3178460892423698]
[null,"Heat Recovery","Static",15000,500,"per unit",0.33333333333333331,1.4304489795918369,0.23302706918526123,2.6074259470090446,1.8228024796473659,3.4379418795614654,2.3811297744128885]
[null,null,"Aggressive",15000,0.30739673390970218,null,0.66666666666666663,1.4304489795918369,0.46605413837052245,2.6074259470090446,1.8228024796473659,3.4379418795614654,2.3811297744128885]
[null,"Furnace Boiler Tune Ups","Static",0,0,null,0,0.65000000000000036,0,-9.6680681818179792E-3,-1.4873951048950729E-2,1.7442874585731718,1.7442874585731718,"*"]
[null,null,"Aggressive",0,0,null,0,0.65000000000000036,0,-9.6680681818179792E-3,-1.4873951048950729E-2,1.7442874585731718,1.7442874585731718]
[null,"Condensing Furnace","Static",10000,600,"per unit",600,527.69334684228261,1.1370240000000009,1325.0373544750669,2.5109987882244327,2.5782857142857161,0,null,null,"Capped at 100% of incremental cost"]
[null,null,"Aggressive",10000,1,null,600,527.69334684228261,1.1370240000000009,1325.0373544750669,2.5109987882244327,2.5782857142857161,0]
[null,"Infrared Heaters","Static",0,0,null,0,430.55196762249216,0,1268.5733627235786,2.9463884922617827,1.9749999999999994,1.9749999999999994]
[null,null,"Aggressive",0,0,null,0,430.55196762249216,0,1268.5733627235786,2.9463884922617827,1.9749999999999994,1.9749999999999994]
[null,"Solar Preheated Make-up Air","Static",0,0,null,0,2066,0,-3313.3270249871566,-1.6037400895387979,12.292751886169118,12.292751886169118,"*"]
[null,null,"Aggressive",0,0,null,0,2066,0,-3313.3270249871566,-1.6037400895387979,12.292751886169118,12.292751886169118]
[null,"Condensing Water Heater -  Baseline: Standard Efficiency","Static",12000,750,"per unit",500,1349.7462477054314,0.37043999999999999,3091.3741041986536,2.2903372463186984,4.1115789473684217,2.8515789473684219]
[null,null,"Aggressive",12000,0.30645161290322576,null,750,1349.7462477054314,0.55565999999999993,3091.3741041986536,2.2903372463186984,4.1115789473684217,2.8515789473684219]
[null,"Condensing Storage Water Heater -  Baseline: Standard Efficiency","Static",12000,750,"per unit",500,1349.7462477054314,0.37043999999999999,2522.2567914799392,1.8686896116716574,3.36,2.1]
[null,null,"Aggressive",12000,0.375,null,750,1349.7462477054314,0.55565999999999993,2522.2567914799392,1.8686896116716574,3.36,2.1]
[null,"Tankless Water Heater -  Baseline: Standard Efficiency","Static",0,0,null,0,824.84492915331975,0,965.19887301067911,1.1701579762409751,6.0371927068860929,6.0371927068860929]
[null,null,"Aggressive",0,0,null,0,824.84492915331975,0,965.19887301067911,1.1701579762409751,6.0371927068860929,6.0371927068860929]
[null,"Drainwater Heat Recovery - 10 minute shower, 3 times per day","Static",0,0,null,0,206.91609977324262,0,-106.9816409343108,-0.51702908111814871,9.8630136986301373,9.8630136986301373,"*"]
[null,null,"Aggressive",0,0,null,0,206.91609977324262,0,-106.9816409343108,-0.51702908111814871,9.8630136986301373,9.8630136986301373]
[null,"Low-Flow Faucet Aerators - 3 min/day","Static",12500,1,"% of installed cost",5,17.243008314436885,0.28997260273972603,65.841836718967556,3.8184657525126173,0.35907561906619123,0]
[null,null,"Aggressive",12500,1,null,5,17.243008314436885,0.28997260273972603,65.841836718967556,3.8184657525126173,0.35907561906619123,0]
[null,"Low-Flow Showerheads - 10 min/day","Static",12500,1,"% of installed cost",20,71.845867976820358,0.278373698630137,380.80601015301625,5.3003188753440318,0.23709416892617891,0]
[null,null,"Aggressive",12500,1,null,20,71.845867976820358,0.278373698630137,380.80601015301625,5.3003188753440318,0.23709416892617891,0]
[null,"Pre-Rinse Spray Valve - 40 min/day","Static",25000,1,"% of installed cost",100,413.83219954648519,0.2416438356164384,1279.3730676074451,3.0915261524103199,0.20581091052619693,0]
[null,null,"Aggressive",25000,1,null,100,413.83219954648519,0.2416438356164384,1279.3730676074451,3.0915261524103199,0.20581091052619693,0]
[null,"Solar Weater Heating System -  baseline: standard efficiency - 1,000 FLE hours","Static",0,0,null,0,1214.771622934888,0,-5690.5768382988927,-4.6844828532876495,20.655737704918035,20.655737704918035,"*"]
[null,null,"Aggressive",0,0,null,0,1214.771622934888,0,-5690.5768382988927,-4.6844828532876495,20.655737704918035,20.655737704918035]
[null,"Booster Water Heater - 800 FLE hours","Static",0,0,null,0,356.19870224939427,0,165.15288403706222,0.4636538061315833,7.6392429792429901,7.6392429792429901]
[null,null,"Aggressive",0,0,null,0,356.19870224939427,0,165.15288403706222,0.4636538061315833,7.6392429792429901,7.6392429792429901]
[null,"Commercial Cooking - High-Efficiency Griddle","Static",10000,1000,"per unit",500,482.91068580542264,1.0353881467047574,124.00731065293826,0.25679139910957377,5.3999835315667628,0.70434567803044745]
[null,null,"Aggressive",10000,0.86956521739130432,null,1000,482.91068580542264,2.0707762934095149,124.00731065293826,0.25679139910957377,5.3999835315667628,0.70434567803044745]
[null,"Commercial Cooking - High-Efficiency Broiler","Static",10000,200,"per unit",200,845.99331643690721,0.23640848705796563,2031.8861470346897,2.4017756494725506,0.53607366679810797,0,null,null,"Capped at 100% of incremental cost"]
[null,null,"Aggressive",10000,1,null,200,845.99331643690721,0.23640848705796563,2031.8861470346897,2.4017756494725506,0.53607366679810797,0]
[null,"Commercial Cooking - High-Efficiency Oven","Static",0,0,null,0,437.48006379585331,0,-445.84703564542156,-1.0191253785989036,8.2932188551687531,8.2932188551687531,"*"]
[null,null,"Aggressive",0,0,null,0,437.48006379585331,0,-445.84703564542156,-1.0191253785989036,8.2932188551687531,8.2932188551687531]
[null,"Commercial Cooking - ENERGY STAR® Fryer","Static",10000,1000,"per unit",500,630.98086124401925,0.79241706161137426,564.64369858833425,0.89486660098549264,3.9531009876304388,0.35937281705731272]
[null,null,"Aggressive",10000,0.90909090909090906,null,1000,630.98086124401925,1.5848341232227485,564.64369858833425,0.89486660098549264,3.9531009876304388,0.35937281705731272]
[null,"Building Recommissioning","Static",25000,0.1,"per m3 saved",0.12000000000000002,2.4000000000000004,0.05,9.9048876890885129,4.1270365371202127,0.89058975473816238,0.83383416760668094]
[null,null,"Aggressive",25000,6.3728093467870436E-2,null,0.24000000000000005,2.4000000000000004,0.1,9.9048876890885129,4.1270365371202127,0.89058975473816238,0.83383416760668094]
[null,"Advanced Building Automation Systems","Static",25000,0.1,"per m3 saved",7.9999999999999988E-2,1.5999999999999996,0.05,5.6355560092329942,3.522222505770622,3.4351319111329119,3.3783763240014308]
[null,null,"Aggressive",25000,1.6522098306484923E-2,null,0.15999999999999998,1.5999999999999996,0.1,5.6355560092329942,3.522222505770622,3.4351319111329119,3.3783763240014308]
[null,"High-Performance New Construction - 25% More Efficient","Static",30000,0.1,"per m3 saved",0.15000000000000002,3,0.05,22.766420011579569,7.5888066705265231,4.6600375178803874,4.6080668392423156]
[null,null,"Aggressive",30000,1.1152416356877326E-2,null,0.30000000000000004,3,0.1,22.766420011579569,7.5888066705265231,4.6600375178803874,4.6080668392423156]
[null,"High-Performance New Construction - 40% More Efficient","Static",30000,0.1,"per m3 saved",0.24000000000000005,4.8000000000000007,0.05,38.494722299046984,8.0197338123014532,4.7818093167828053,4.7344060026139543]
[null,null,"Aggressive",30000,9.913258983890956E-3,48.42,0.48000000000000009,4.8000000000000007,0.1,38.494722299046984,8.0197338123014532,4.7818093167828053,4.7344060026139543]

{"sheet":"Exh 6.9","index":50,"n_rows":9,"n_cols":6,"rows_kept":9,"cut":false,"hidden":false,"merged":[[1,4,2,4],[3,2,3,4]]}
[]
[null,null,"Southern","Northern","Total","% Savings"]
[null,"Milestone","Region","Region",null,"Relative to"]
[null,"Year","(1000 m3/year)",null,null,"Ref Case"]
[]
[null,2012,130457.21643165135,41872.917665831017,172330.13409748237,8.1664516094881998E-2]
[null,2017,293429.20032394957,96647.190825660058,390076.39114960964,0.18083608106991456]
[null,"%  Savings 2017\nRe: Reference Case ",0.17772147003284872,0.19099876886864098,0.18083608106991456]
[null,"% Savings 2017\nRe: Total",0.75223522105291407,0.24776477894708593,1]

{"sheet":"Exh 6.10","index":51,"n_rows":125,"n_cols":31,"rows_kept":125,"cut":false,"hidden":false,"merged":[[0,1,0,2],[1,1,3,1],[1,2,3,2],[1,3,2,3],[1,4,2,4],[2,30,3,30],[1,12,2,12],[1,13,2,13],[1,14,2,14],[1,15,2,15],[1,16,2,16],[1,17,2,17],[2,24,3,24],[2,25,3,25],[2,26,3,26],[2,28,3,28],[4,1,8,1],[9,1,13,1],[14,1,18,1],[19,1,23,1],[2,29,3,29],[1,7,2,7],[1,8,2,8],[1,9,2,9],[1,10,2,10],[1,5,2,5],[1,11,2,11],[24,1,28,1],[89,1,93,1],[34,1,38,1],[39,1,43,1],[44,1,48,1],[49,1,53,1],[54,1,58,1],[59,1,63,1],[64,1,68,1],[69,1,73,1],[74,1,78,1],[79,1,83,1],[84,1,88,1],[29,1,33,1],[1,6,2,6],[124,1,127,1],[94,1,97,1],[99,1,103,1],[104,1,108,1],[109,1,113,1],[114,1,117,1],[119,1,122,1]]}
[]
[null,"Sub Sector","Milestone Year","Total","Space Heating","Water Heating","Cooking","Space Cooling","Other",0,0,0,0,0,0,0,0,0]
[null,null,null,null,null,null,null,null,null,null,null,null,null,null,null,null,null,null,null,null,null,"% savings",null,null,null,null,null,null,null,null,"Sum, both regions"]
[]
[null,"Large Office",2012,12359.859070828805,10438.079748272199,1112.104238709634,5.3058103721336174,11.31143909688064,793.05783437795787,0,0,0,0,0,0,0,0,0,null,7.1721983712013909E-2,null,0.1696874794580768,null,null,null,null,null,null,"Large Office",2012,17561.603627895467]
[null,null,2017,27805.913985949705,23671.03682400081,2370.6329193456422,23.913362547276776,22.359821470577991,1717.9710585854014,0,0,0,0,0,0,0,0,0,null,7.1283252759803767E-2,null,0.35482786502096697,null,null,null,null,null,null,null,2017,39317.345524091317]
[null,null,0,0,0,0,0,0,0,0,0,0,0,0,0,0,0,0,null,0,null,null,null,null,null,null,null,null,0,0,0]
[null,null,0,0,0,0,0,0,0,0,0,0,0,0,0,0,0,0,null,0,null,null,null,null,null,null,null,null,0,0,0]
[null,null,0,null,0,0,0,0,0,null,null,null,null,null,null,null,null,null,null,0,null,null,null,null,null,null,null,null,0,0,0]
[null,"Small Office",2012,21141.073195943158,18949.747997923794,1421.4585210388163,9.78169202375231,0,760.08498495679464,0,0,0,0,0,0,0,0,0,null,0.12267775050870811,null,0.13567792588448907,null,null,null,null,null,null,"Small Office",2012,28947.334959031072]
[null,null,2017,49949.162360717266,45064.999702395857,3204.0483570539345,42.138359711428521,0,1637.9759415560447,0,0,0,0,0,0,0,0,0,null,0.12804969358312127,null,0.31212754612903731,null,null,null,null,null,null,null,2017,68377.061400620907]
[null,null,0,0,0,0,0,0,0,0,0,0,0,0,0,0,0,0,null,0,null,null,null,null,null,null,null,null,0,0,0]
[null,null,0,0,0,0,0,0,0,0,0,0,0,0,0,0,0,0,null,0,null,null,null,null,null,null,null,null,0,0,0]
[null,null,0,null,0,0,0,0,0,null,null,null,null,null,null,null,null,null,null,0,null,null,null,null,null,null,null,null,0,0,0]
[null,"Retail",2012,13297.519078313071,11651.015259003923,1250.0389004849415,65.066064107467824,0,331.39885471673779,0,0,0,0,0,0,0,0,0,null,7.7163051882679037E-2,null,0.78022349531226631,null,null,null,null,null,null,"Retail",2012,25280.272424084073]
[null,null,2017,31154.075276128115,27455.879745677001,2684.4927043623888,277.14827868905894,0,736.55454739966308,0,0,0,0,0,0,0,0,0,null,7.9866600447960207E-2,null,1.7203342839406461,null,null,null,null,null,null,null,2017,59160.194145038797]
[null,null,0,0,0,0,0,0,0,0,0,0,0,0,0,0,0,0,null,0,null,null,null,null,null,null,null,null,0,0,0]
[null,null,0,0,0,0,0,0,0,0,0,0,0,0,0,0,0,0,null,0,null,null,null,null,null,null,null,null,0,0,0]
[null,null,0,null,0,0,0,0,0,null,null,null,null,null,null,null,null,null,null,0,null,null,null,null,null,null,null,null,0,0,0]
[null,"Large Hotel",2012,1358.6233185461365,642.01877211277088,645.8501851854553,9.5979617401692945,0,61.156399507741071,0,0,0,0,0,0,0,0,0,null,7.8838406623510243E-3,null,0.4099714262970765,null,null,null,null,null,null,"Large Hotel",2012,2403.9591503372899]
[null,null,2017,2994.7029931249699,1505.7486119551495,1319.3449617263711,39.545262679788941,0,130.06415676366038,0,0,0,0,0,0,0,0,0,null,7.6772218495437822E-3,null,0.88352882120429155,null,null,null,null,null,null,null,2017,5288.3290954588956]
[null,null,0,0,0,0,0,0,0,0,0,0,0,0,0,0,0,0,null,0,null,null,null,null,null,null,null,null,0,0,0]
[null,null,0,0,0,0,0,0,0,0,0,0,0,0,0,0,0,0,null,0,null,null,null,null,null,null,null,null,0,0,0]
[null,null,0,null,0,0,0,0,0,null,null,null,null,null,null,null,null,null,null,0,null,null,null,null,null,null,null,null,0,0,0]
[null,"Small Hotel/Motel",2012,617.50633270154299,349.69214621230947,231.91238304819439,0.87610270930315215,0,35.025700731736066,0,0,0,0,0,0,0,0,0,null,3.5832754145728031E-3,null,0.25750518461462163,null,null,null,null,null,null,"Small Hotel/Motel",2012,1058.0672386474728]
[null,null,2017,1392.0166626292798,819.86947996067147,494.42048117268325,3.6058042216653332,0,74.120897274259931,0,0,0,0,0,0,0,0,0,null,3.568574500309573E-3,null,0.57063558510683843,null,null,null,null,null,null,null,2017,2379.6250644481579]
[null,null,0,0,0,0,0,0,0,0,0,0,0,0,0,0,0,0,null,0,null,null,null,null,null,null,null,null,0,0,0]
[null,null,0,0,0,0,0,0,0,0,0,0,0,0,0,0,0,0,null,0,null,null,null,null,null,null,null,null,0,0,0]
[null,null,0,null,0,0,0,0,0,null,null,null,null,null,null,null,null,null,null,0,null,null,null,null,null,null,null,null,0,0,0]
[null,"Contract Hospital",2012,5685.7415543451207,3776.4935733612128,1430.9588052802349,17.149178453719472,18.545022650362366,442.5949745995909,0,0,0,0,0,0,0,0,0,null,3.2993310102856728E-2,null,0.79242033255064259,null,null,null,null,null,null,"Contract Hospital",2012,10705.991118948037]
[null,null,2017,12076.389230452283,8205.7818908604186,2863.0424100420637,70.583751282369093,38.183842938903467,898.79733532852811,0,0,0,0,0,0,0,0,0,null,3.0959036497598527E-2,null,1.6417087831002586,null,null,null,null,null,null,null,2017,22716.780553193315]
[null,null,0,0,0,0,0,0,0,0,0,0,0,0,0,0,0,0,null,0,null,0,null,null,null,null,null,null,0,0,0]
[null,null,0,0,0,0,0,0,0,0,0,0,0,0,0,0,0,0,null,0,null,0,null,null,null,null,null,null,0,0,0]
[null,null,0,null,0,0,0,0,0,null,null,null,null,null,null,null,null,null,null,0,null,0,null,null,null,null,null,null,0,0,0]
[null,"Hospital",2012,2343.7375367597115,1747.6426114850296,496.13763893401995,7.6633469456056647,4.5508922958031217,87.743047099253758,0,0,0,0,0,0,0,0,0,null,1.3600276869940366E-2,null,0.16336341916830155,null,null,null,null,null,null,"Hospital",2012,3331.052169536636]
[null,null,2017,5112.8508549377821,3894.1313631050625,995.22991091998801,31.594889859425422,9.5871489740263556,182.30754207928015,0,0,0,0,0,0,0,0,0,null,1.310730659671429E-2,null,0.34847816264811238,null,null,null,null,null,null,null,2017,7242.883911197905]
[null,null,0,0,0,0,0,0,0,0,0,0,0,0,0,0,0,0,null,0,null,0,null,null,null,null,null,null,0,0,0]
[null,null,0,0,0,0,0,0,0,0,0,0,0,0,0,0,0,0,null,0,null,0,null,null,null,null,null,null,0,0,0]
[null,null,0,null,0,0,0,0,0,null,null,null,null,null,null,null,null,null,null,0,null,0,null,null,null,null,null,null,0,0,0]
[null,"Nursing Home",2012,5445.4750401180427,3416.2443599897651,1720.6509375431306,42.354071532480539,0,266.22567105266614,0,0,0,0,0,0,0,0,0,null,3.1599087812684508E-2,null,0.25161662271182444,null,null,null,null,null,null,"Nursing Home",2012,9040.6782124087895]
[null,null,2017,12270.211281825907,8026.964405053177,3508.2048101183882,174.23392684949692,0,560.8081398048455,0,0,0,0,0,0,0,0,0,null,3.1455918789814165E-2,null,0.55321231449308805,null,null,null,null,null,null,null,2017,20314.904530111824]
[null,null,0,0,0,0,0,0,0,0,0,0,0,0,0,0,0,0,null,0,null,0,null,null,null,null,null,null,0,0,0]
[null,null,0,0,0,0,0,0,0,0,0,0,0,0,0,0,0,0,null,0,null,0,null,null,null,null,null,null,0,0,0]
[null,null,0,null,0,0,0,0,0,null,null,null,null,null,null,null,null,null,null,0,null,0,null,null,null,null,null,null,0,0,0]
[null,"School",2012,13095.834896223321,11977.155203218583,1035.9887751718106,26.791592866107351,0,55.899324966819911,0,0,0,0,0,0,0,0,0,null,7.5992715753446627E-2,null,0.254101889342214,null,null,null,null,null,null,"School",2012,21314.311665612586]
[null,null,2017,29197.239192457066,26804.734258792567,2162.2954199167693,111.18341945071232,0,119.0260942970171,0,0,0,0,0,0,0,0,0,null,7.48500546429091E-2,null,0.55055753579942257,null,null,null,null,null,null,null,2017,47402.768718909443]
[null,null,0,0,0,0,0,0,0,0,0,0,0,0,0,0,0,0,null,0,null,0,null,null,null,null,null,null,0,0,0]
[null,null,0,0,0,0,0,0,0,0,0,0,0,0,0,0,0,0,null,0,null,0,null,null,null,null,null,null,0,0,0]
[null,null,0,null,0,0,0,0,0,null,null,null,null,null,null,null,null,null,null,0,null,0,null,null,null,null,null,null,0,0,0]
[null,"Contract University/College",2012,7622.9413806619486,5746.4614369865303,1341.6167120489999,42.311580529921734,37.798416217390283,454.753234879106,0,0,0,0,0,0,0,0,0,null,4.4234523582218424E-2,null,0.83937373371256307,null,null,null,null,null,null,"Contract University/College",2012,14378.228976808694]
[null,null,2017,16689.383363032855,12827.029660391903,2687.200874270055,172.41566777159167,74.717799499492315,928.01936109981398,0,0,0,0,0,0,0,0,0,null,4.2784910191172837E-2,null,1.7938092630418141,null,null,null,null,null,null,null,2017,31447.497662655245]
[null,null,0,15.505233603610819,0,0,0,0,0,0,0,0,0,0,0,0,0,0,null,1,null,15.505233603610819,null,null,null,null,null,null,0,0,30.745019511778214]
[null,null,0,16.109141359097421,0,0,0,0,0,0,0,0,0,0,0,0,0,0,null,1,null,16.109141359097421,null,null,null,null,null,null,0,0,31.942496196129873]
[null,null,0,25.100678295100771,0,0,0,0,0,null,null,null,null,null,null,null,null,null,null,6.4348109407815125E-5,null,25.100678295100771,null,null,null,null,null,null,0,0,49.771636059841413]
[null,"University/College",2012,1522.2557463027445,1211.8559372412528,242.44455963844501,6.5846050593903795,7.25578577887224,54.11485858478386,0,0,0,0,0,0,0,0,0,null,8.8333694758320463E-3,null,0.49591737592433105,null,null,null,null,null,null,"University/College",2012,2747.3117092503935]
[null,null,2017,3344.01997229995,2705.3400530280696,485.956319028346,26.973924427323539,14.342832353584669,111.40684346262604,0,0,0,0,0,0,0,0,0,null,8.5727310039058133E-3,null,1.0644103721151816,null,null,null,null,null,null,null,2017,6025.523922567425]
[null,null,0,0,0,0,0,0,0,0,0,0,0,0,0,0,0,0,null,0,null,0,null,null,null,null,null,null,0,0,0]
[null,null,0,0,0,0,0,0,0,0,0,0,0,0,0,0,0,0,null,0,null,0,null,null,null,null,null,null,0,0,0]
[null,null,0,null,0,0,0,0,0,null,null,null,null,null,null,null,null,null,null,0,null,0,null,null,null,null,null,null,0,0,0]
[null,"Restaurant/Food Service",2012,6432.5201328227022,4003.0565989608331,2025.6715003135648,384.22298844430696,0,19.569045103996839,0,0,0,0,0,0,0,0,0,null,3.7326728528998897E-2,null,0.62525016460100569,null,null,null,null,null,null,"Restaurant/Food Service",2012,12029.002360376377]
[null,null,2017,15375.133063329777,9454.3045835101857,4302.2268441429169,1576.954283796425,0,41.647351880248067,0,0,0,0,0,0,0,0,0,null,3.9415697571486219E-2,null,1.4514087717958921,null,null,null,null,null,null,null,2017,28736.903361210185]
[null,null,0,0,0,0,0,0,0,0,0,0,0,0,0,0,0,0,null,0,null,0,null,null,null,null,null,null,0,0,0]
[null,null,0,0,0,0,0,0,0,0,0,0,0,0,0,0,0,0,null,0,null,0,null,null,null,null,null,null,0,0,0]
[null,null,0,0,0,0,0,0,0,null,null,null,null,null,null,null,null,null,null,0,null,0,null,null,null,null,null,null,0,0,{"$error":"#VALUE!"}]
[null,"Warehouse",2012,6836.4937661739586,6319.4368243291783,332.27341751907829,2.0470413613790899,0,182.73648296432259,0,0,0,0,0,0,0,0,0,null,3.9670913052889188E-2,null,1.7315662391347937,null,null,null,null,null,null,"Warehouse",2012,13279.354880835888]
[null,null,2017,14781.601283702819,13651.68261096726,733.87180941366194,8.4103410932727698,0,387.63652222862385,0,0,0,0,0,0,0,0,0,null,3.7894119252229991E-2,null,3.6581540020938501,null,null,null,null,null,null,null,2017,28702.563801992823]
[null,null,0,0,0,0,0,0,0,0,0,0,0,0,0,0,0,0,null,0,null,0,null,null,null,null,null,null,0,0,0]
[null,null,0,0,0,0,0,0,0,0,0,0,0,0,0,0,0,0,null,0,null,0,null,null,null,null,null,null,0,0,0]
[null,null,0,null,0,0,0,0,0,null,null,null,null,null,null,null,null,null,null,null,null,0,null,null,null,null,null,null,0,0,0]
[null,"Contract Apartment",2012,790.20302792771497,494.46892542030611,282.43460065873069,0.33327910712104192,0,12.966222741557187,0,0,0,0,0,0,0,0,0,null,4.5854025012289435E-3,null,{"$error":"#DIV/0!"},null,null,null,null,null,null,"Contract Apartment",2012,1580.4060558554299]
[null,null,2017,1716.3244164504292,1104.5716339700491,583.02347732213423,1.3728356602521463,0,27.356469497993647,0,0,0,0,0,0,0,0,0,null,4.3999699940623967E-3,null,{"$error":"#DIV/0!"},null,null,null,null,null,null,0,2017,3432.6488329008585]
[null,null,0,0,0,0,0,0,0,0,0,0,0,0,0,0,0,0,null,0,null,0,null,null,null,null,null,null,0,0,0]
[null,null,0,0,0,0,0,0,0,0,0,0,0,0,0,0,0,0,null,0,null,0,null,null,null,null,null,null,0,0,0]
[null,null,0,null,0,0,0,0,0,null,null,null,null,null,null,null,null,null,null,0,null,0,null,null,null,null,null,null,0,0,0]
[null,"High-rise Apartment",2012,18378.910190959858,11831.289040362115,6236.6046514573236,7.7939684500249022,0,303.22253069039766,0,0,0,0,0,0,0,0,0,null,0.10664942778123422,null,1.1058593797446414,null,null,null,null,null,null,"High-rise Apartment",2012,34969.646767005092]
[null,null,2017,40021.888336302472,26466.142483635242,12883.276767088211,32.135821682943913,0,640.33326389606987,0,0,0,0,0,0,0,0,0,null,0.10260012972933936,null,2.3508982169117818,null,null,null,null,null,null,null,2017,76092.132762503898]
[null,null,0,0,0,0,0,0,0,0,0,0,0,0,0,0,0,0,null,0,null,0,null,null,null,null,null,null,0,0,0]
[null,null,0,0,0,0,0,0,0,0,0,0,0,0,0,0,0,0,null,0,null,0,null,null,null,null,null,null,0,0,0]
[null,null,0,null,0,0,0,0,0,null,null,null,null,null,null,null,null,null,null,0,null,0,null,null,null,null,null,null,0,0,0]
[null,"Mid-rise Apartment",2012,7053.6256192484689,5857.1541740891089,1116.211932531352,7.2473489692218749,0,73.01216365878615,0,0,0,0,0,0,0,0,0,null,4.0930889169148027E-2,null,0.36327667871156999,null,null,null,null,null,null,"Mid-rise Apartment",2012,12748.987296141833]
[null,null,2017,16518.518388965451,13419.645526736869,2912.5047241618054,29.966950969290021,0,156.40118709748609,0,0,0,0,0,0,0,0,0,null,4.2346880671970608E-2,null,0.83189270198562904,null,null,null,null,null,null,null,2017,29831.395061487223]
[null,null,0,0,0,0,0,0,0,0,0,0,0,0,0,0,0,0,null,0,null,0,null,null,null,null,null,null,0,0,0]
[null,null,0,0,0,0,0,0,0,0,0,0,0,0,0,0,0,0,null,0,null,0,null,null,null,null,null,null,0,0,0]
[null,null,0,null,0,0,0,0,0,null,null,null,null,null,null,null,null,null,null,0,null,0,null,null,null,null,null,null,0,0,0]
[null,"Other Buildings",2012,26818.216086909611,null,null,null,null,null,0,0,0,0,0,0,0,0,0,null,0.15562116415309749,null,0.50473676633690967,null,null,"Scaling factor",0.75,null,null,"Other Buildings",2012,50067.50132389865]
[null,null,2017,60385.818396215443,null,null,null,null,null,0,0,0,0,0,0,0,0,0,null,0.15480510937421768,null,1.0962680522326405,null,null,null,null,null,null,null,2017,112545.83944860996]
[null,null,0,0,null,null,null,null,null,0,0,0,0,0,0,0,0,0,null,0,null,0,null,null,null,null,null,null,0,0,0]
[null,null,0,0,null,null,null,null,null,0,0,0,0,0,0,0,0,0,null,0,null,0,null,null,null,null,null,null,0,0,0]
[null,null,0,0,null,null,null,null,null,null,null,null,null,null,null,null,null,null,null,0,null,0,null,null,null,null,null,null,0,0,0]
[null,"Other Contract Institutional Buildings",2012,21529.598122696469,null,null,null,null,null,0,0,0,0,0,0,0,0,0,null,0.12493228903609957,null,0.81472285008698531,null,null,null,null,null,null,"Other Contract Institutional Buildings",2012,41343.640592459953]
[null,null,2017,49291.142091088055,null,null,null,null,null,0,0,0,0,0,0,0,0,0,null,0.12636279254384036,null,1.7992420846779364,null,null,null,null,null,null,null,2017,94491.19367656103]
[null,null,0,0,0,0,0,0,0,0,0,0,0,0,0,0,0,0,null,0,null,0,null,null,null,null,null,null,0,0,0]
[null,null,0,0,0,0,0,0,0,0,0,0,0,0,0,0,0,0,null,0,null,0,null,null,null,null,null,null,0,0,0]
[null,null,0,null,null,null,null,null,null,null,null,null,null,null,null,null,null,null,null,0,null,0,null,null,null,null,null,null,0,0,0]
[null,"Total",2012,172330.1340974824,98411.812608968932,20922.357759563733,635.12663267210519,79.461556039308647,3933.561330632248,0,0,0,0,0,0,0,0,0,null,null,123982.31988787634,0.35306593104393147,null,null,302787.35052913375,null,null,null,"Total",2012,302787.35052913375]
[null,null,2017,390076.39114960964,225077.86283404028,44189.772790085357,2622.176880692321,159.1914452365848,8350.4267122515612,0,0,0,0,0,0,0,0,0,null,null,280399.43066230608,0.77088749127426126,null,null,683505.59147355915,0.44299176818196789,null,null,null,2017,683505.59147355915]
[null,null,0,15.505233603610819,0,0,0,0,0,0,0,0,0,0,0,0,0,0,null,null,0]
[null,null,0,16.109141359097421,0,0,0,0,0,0,0,0,0,0,0,0,0,0,null,null,0]
[]
[]
[]
[null,null,null,null,0.80270442169730594,0.15759580069655879,9.3515770502768641E-3,5.677309859744475E-4,2.9780469569883838E-2]
[]
[]
[null,null,"Savings %",8.1664516094881998E-2,8.9548408080497729E-2,0.11791009390397893,1.4510842704732563E-2,6.1434497796633576E-2,6.2424464235347185E-2]
[null,null,null,0.18083608106991456,0.20031448877506383,0.24334320155629302,5.8041060877177163E-2,0.12179679291522234,0.12807376654489686]
[]
[]
[]
[]
[null,null,"Percent of economic"]
[null,null,2012,{"$error":"#REF!"}]
[null,null,2017,{"$error":"#REF!"},null,null,null,null,null,0,0,0,0,0,0,0,0,0]
[null,null,null,null,null,null,null,null,null,0,0,0,0,0,0,0,0,0]
[null,null,null,null,null,null,null,null,null,{"$error":"#DIV/0!"},{"$error":"#DIV/0!"},{"$error":"#DIV/0!"},{"$error":"#DIV/0!"},{"$error":"#DIV/0!"},{"$error":"#DIV/0!"},{"$error":"#DIV/0!"},{"$error":"#DIV/0!"},{"$error":"#DIV/0!"}]
[null,null,null,null,null,null,null,null,null,{"$error":"#DIV/0!"},{"$error":"#DIV/0!"},{"$error":"#DIV/0!"},{"$error":"#DIV/0!"},{"$error":"#DIV/0!"},{"$error":"#DIV/0!"},{"$error":"#DIV/0!"},{"$error":"#DIV/0!"},{"$error":"#DIV/0!"}]
[]
[]
[]
[]
[]
[]
[]
[]
["`"]

{"sheet":"Exh 6.11","index":52,"n_rows":125,"n_cols":26,"rows_kept":125,"cut":false,"hidden":false,"merged":[[0,1,0,2],[1,1,3,1],[1,2,3,2],[1,3,2,3],[1,4,2,4],[2,29,3,29],[1,12,2,12],[1,13,2,13],[1,14,2,14],[1,15,2,15],[1,16,2,16],[1,17,2,17],[2,24,3,24],[2,25,3,25],[2,26,3,26],[2,27,3,27],[4,1,8,1],[9,1,13,1],[14,1,18,1],[19,1,23,1],[2,28,3,28],[1,7,2,7],[1,8,2,8],[1,9,2,9],[1,10,2,10],[1,5,2,5],[1,11,2,11],[24,1,28,1],[89,1,93,1],[34,1,38,1],[39,1,43,1],[44,1,48,1],[49,1,53,1],[54,1,58,1],[59,1,63,1],[64,1,68,1],[69,1,73,1],[74,1,78,1],[79,1,83,1],[84,1,88,1],[29,1,33,1],[1,6,2,6],[124,1,127,1],[94,1,97,1],[99,1,103,1],[104,1,108,1],[109,1,113,1],[114,1,117,1],[119,1,122,1]]}
[]
[null,"Sub Sector","Milestone Year","Total","Space Heating","Water Heating","Cooking","Space Cooling","Other",0,0,0,0,0,0,0,0,0]
[null,null,null,null,null,null,null,null,null,null,null,null,null,null,null,null,null,null,null,null,null,"% savings"]
[]
[null,"Large Office",2012,5201.7445570666632,4280.5125569606107,523.06727371046088,2.4463082574753154,11.31143909688064,384.4069790412363,0,0,0,0,0,0,0,0,0,null,3.9873183709940196E-2,null,9.7134608924313262E-2]
[null,null,2017,11511.431538141613,9550.23708930475,1106.2966019139897,10.740999006085536,22.359821470577991,821.79702644620863,0,0,0,0,0,0,0,0,0,null,3.9230695259479448E-2,null,0.20757928637136966]
[null,null,0,0,0,0,0,0,0,0,0,0,0,0,0,0,0,0,null,0]
[null,null,0,0,0,0,0,0,0,0,0,0,0,0,0,0,0,0,null,0]
[null,null,0,null,0,0,0,0,0,null,null,null,null,null,null,null,null,null,null,0]
[null,"Small Office",2012,7806.2617630879131,6885.6395198780765,596.9595074310414,4.1232293326223193,0,319.53950644617385,0,0,0,0,0,0,0,0,0,null,5.9837715203572048E-2,null,8.3619834788225433E-2]
[null,null,2017,18427.899039903645,16370.843062584365,1348.3479101840187,17.865344710530469,0,690.84272242472662,0,0,0,0,0,0,0,0,0,null,6.2801858232101673E-2,null,0.19085289315233939]
[null,null,0,0,0,0,0,0,0,0,0,0,0,0,0,0,0,0,null,0]
[null,null,0,0,0,0,0,0,0,0,0,0,0,0,0,0,0,0,null,0]
[null,null,0,null,0,0,0,0,0,null,null,null,null,null,null,null,null,null,null,0]
[null,"Retail",2012,11982.753345771001,10472.570700255252,1147.1273246409623,59.608400440964708,0,303.44692043382383,0,0,0,0,0,0,0,0,0,null,9.1851977786517922E-2,null,7.718711747082245E-2]
[null,null,2017,28006.118868910686,24619.685035579801,2460.8827828302365,253.18720687633578,0,672.36384362430772,0,0,0,0,0,0,0,0,0,null,9.5444212225612085E-2,null,0.17439001919974076]
[null,null,0,0,0,0,0,0,0,0,0,0,0,0,0,0,0,0,null,0]
[null,null,0,0,0,0,0,0,0,0,0,0,0,0,0,0,0,0,null,0]
[null,null,0,null,0,0,0,0,0,null,null,null,null,null,null,null,null,null,null,0]
[null,"Large Hotel",2012,1045.3358317911534,477.24168772488866,512.12149785138308,7.5944987746736032,0,48.378147440208018,0,0,0,0,0,0,0,0,0,null,8.0128632235444159E-3,null,9.6403562934410547E-2]
[null,null,2017,2293.6261023339257,1114.7708863683322,1045.1025013865271,31.192523328491131,0,102.56019125057549,0,0,0,0,0,0,0,0,0,null,7.8166252704288917E-3,null,0.20929116000230294]
[null,null,0,0,0,0,0,0,0,0,0,0,0,0,0,0,0,0,null,0]
[null,null,0,0,0,0,0,0,0,0,0,0,0,0,0,0,0,0,null,0]
[null,null,0,null,0,0,0,0,0,null,null,null,null,null,null,null,null,null,null,0]
[null,"Small Hotel/Motel",2012,440.56090594592979,234.12789732754587,178.7687899920717,0.6744916451941585,0,26.989726981118036,0,0,0,0,0,0,0,0,0,null,3.3770527840194012E-3,null,7.4529840194804589E-2]
[null,null,2017,987.60840181887784,547.45172165411907,380.40347747090988,2.7668752612110712,0,56.986327432637722,0,0,0,0,0,0,0,0,0,null,3.3657468334049425E-3,null,0.16538782937748259]
[null,null,0,0,0,0,0,0,0,0,0,0,0,0,0,0,0,0,null,0]
[null,null,0,0,0,0,0,0,0,0,0,0,0,0,0,0,0,0,null,0]
[null,null,0,null,0,0,0,0,0,null,null,null,null,null,null,null,null,null,null,0]
[null,"Contract Hospital",2012,5020.2495646029156,3302.1499284791898,1286.727182848593,15.40398049257457,18.191459917871196,397.77701286468795,0,0,0,0,0,0,0,0,0,null,3.8481961381056334E-2,null,9.2924836170805492E-2]
[null,null,2017,10640.391322741032,7159.6173224122067,2573.2081668348478,63.300771033999816,37.309716211060106,806.95534624891707,0,0,0,0,0,0,0,0,0,null,3.6262210137893248E-2,null,0.19476645427574102]
[null,null,0,0,0,0,0,0,0,0,0,0,0,0,0,0,0,0,null,0,null,0]
[null,null,0,0,0,0,0,0,0,0,0,0,0,0,0,0,0,0,null,0,null,0]
[null,null,0,null,0,0,0,0,0,null,null,null,null,null,null,null,null,null,null,0,null,0]
[null,"Hospital",2012,987.31463277692433,705.40763300908282,233.77193291733525,3.2595275221495319,3.8194996526789495,41.056039675677873,0,0,0,0,0,0,0,0,0,null,7.5681105252938955E-3,null,9.5021904796650389E-2]
[null,null,2017,2130.033056260123,1556.6562059059854,467.69184300737771,13.375885928023779,7.8079269314046895,84.501194487331432,0,0,0,0,0,0,0,0,0,null,7.259103913000272E-3,null,0.20291980872591661]
[null,null,0,0,0,0,0,0,0,0,0,0,0,0,0,0,0,0,null,0,null,0]
[null,null,0,0,0,0,0,0,0,0,0,0,0,0,0,0,0,0,null,0,null,0]
[null,null,0,null,0,0,0,0,0,null,null,null,null,null,null,null,null,null,null,0,null,0]
[null,"Nursing Home",2012,3595.2031722907473,2186.7410331482433,1195.2154804617819,29.335792991111454,0,183.91086568961055,0,0,0,0,0,0,0,0,0,null,2.7558484464324996E-2,null,8.6506230560062541E-2]
[null,null,2017,8044.6932482859165,5105.8241015976928,2433.7715521696832,120.17728010516269,0,384.92031441337809,0,0,0,0,0,0,0,0,0,null,2.7416130498956727E-2,null,0.19153365393573929]
[null,null,0,0,0,0,0,0,0,0,0,0,0,0,0,0,0,0,null,0,null,0]
[null,null,0,0,0,0,0,0,0,0,0,0,0,0,0,0,0,0,null,0,null,0]
[null,null,0,null,0,0,0,0,0,null,null,null,null,null,null,null,null,null,null,0,null,0]
[null,"School",2012,8218.4767693892645,7462.0207938173289,700.73931651021019,18.066025030613766,0,37.650634031111416,0,0,0,0,0,0,0,0,0,null,6.2997486794416288E-2,null,9.338594910860426E-2]
[null,null,2017,18205.529526452377,16592.5362674893,1458.8030859976602,74.54427874554888,0,79.645894219867785,0,0,0,0,0,0,0,0,0,null,6.2044028018865341E-2,null,0.20494578526652502]
[null,null,0,0,0,0,0,0,0,0,0,0,0,0,0,0,0,0,null,0,null,0]
[null,null,0,0,0,0,0,0,0,0,0,0,0,0,0,0,0,0,null,0,null,0]
[null,null,0,null,0,0,0,0,0,null,null,null,null,null,null,null,null,null,null,0,null,0]
[null,"Contract University/College",2012,6755.2875961467453,5053.2063435628388,1215.0060344910016,38.295140123352169,37.080771246170144,411.6993067233829,0,0,0,0,0,0,0,0,0,null,5.1781632177365595E-2,null,9.4776115497274022E-2]
[null,null,2017,14758.11429962239,11256.569832302219,2432.7572180683874,155.89882424088236,73.299198974987391,839.58922603591327,0,0,0,0,0,0,0,0,0,null,5.0295315814953806E-2,null,0.20481939607899496]
[null,null,0,15.239785908167395,0,0,0,0,0,0,0,0,0,0,0,0,0,0,null,1,null,15.239785908167395]
[null,null,0,15.83335483703245,0,0,0,0,0,0,0,0,0,0,0,0,0,0,null,1,null,15.83335483703245]
[null,null,0,24.670957764740646,0,0,0,0,0,null,null,null,null,null,null,null,null,null,null,8.4078059502951967E-5,null,24.670957764740646]
[null,"University/College",2012,1225.055962947649,964.53016117708546,202.8140183994058,5.5004812979645514,6.9992372611496432,45.212064812043579,0,0,0,0,0,0,0,0,0,null,9.3904806223538868E-3,null,9.6289490951522796E-2]
[null,null,2017,2681.5039502674749,2146.0173963672942,406.2595962770265,22.486729784985563,13.835701562737675,92.90452627543101,0,0,0,0,0,0,0,0,0,null,9.1385041001613345E-3,null,0.20862740845614514]
[null,null,0,0,0,0,0,0,0,0,0,0,0,0,0,0,0,0,null,0,null,0]
[null,null,0,0,0,0,0,0,0,0,0,0,0,0,0,0,0,0,null,0,null,0]
[null,null,0,null,0,0,0,0,0,null,null,null,null,null,null,null,null,null,null,0,null,0]
[null,"Restaurant/Food Service",2012,5596.4822275536744,3429.421022123383,1807.1830051898444,342.43928715911898,0,17.438913081327645,0,0,0,0,0,0,0,0,0,null,4.2898985434705807E-2,null,7.6881777595533968E-2]
[null,null,2017,13361.770297880406,8084.9292554210233,3836.4287249678509,1403.3541446634522,0,37.05817282808021,0,0,0,0,0,0,0,0,0,null,4.5536607410335585E-2,null,0.18107893291232377]
[null,null,0,0,0,0,0,0,0,0,0,0,0,0,0,0,0,0,null,0,null,0]
[null,null,0,0,0,0,0,0,0,0,0,0,0,0,0,0,0,0,null,0,null,0]
[null,null,0,{"$error":"#VALUE!"},0,0,0,0,0,null,null,null,null,null,null,null,null,null,null,{"$error":"#VALUE!"},null,{"$error":"#VALUE!"}]
[null,"Warehouse",2012,6442.8611146619296,5947.0310103497841,318.6650404092195,1.9626136533487042,0,175.202450249577,0,0,0,0,0,0,0,0,0,null,4.9386774383902703E-2,null,9.929966309140377E-2]
[null,null,2017,13920.962518290002,12837.829355142194,703.62844645831638,8.0585144563720714,0,371.44620223311858,0,0,0,0,0,0,0,0,0,null,4.7442321701184072E-2,null,0.21251533009901069]
[null,null,0,0,0,0,0,0,0,0,0,0,0,0,0,0,0,0,null,0,null,0]
[null,null,0,0,0,0,0,0,0,0,0,0,0,0,0,0,0,0,null,0,null,0]
[null,null,0,null,0,0,0,0,0,null,null,null,null,null,null,null,null,null,null,null,null,0]
[null,"Contract Apartment",2012,790.20302792771497,494.46892542030611,282.43460065873069,0.33327910712104192,0,12.966222741557187,0,0,0,0,0,0,0,0,0,null,6.0571814234723848E-3,null,0.11042930455548859]
[null,null,2017,1716.3244164504292,1104.5716339700491,583.02347732213423,1.3728356602521463,0,27.356469497993647,0,0,0,0,0,0,0,0,0,null,5.8491943356543423E-3,null,0.23760613905352115]
[null,null,0,0,0,0,0,0,0,0,0,0,0,0,0,0,0,0,null,0,null,0]
[null,null,0,0,0,0,0,0,0,0,0,0,0,0,0,0,0,0,null,0,null,0]
[null,null,0,null,0,0,0,0,0,null,null,null,null,null,null,null,null,null,null,0,null,0]
[null,"High-rise Apartment",2012,16590.736576045238,10589.979251837884,5715.9808167222936,7.1363438011042666,0,277.64016368395608,0,0,0,0,0,0,0,0,0,null,0.12717377412952385,null,0.10982765981418391]
[null,null,2017,36070.244426201425,23652.148979159068,11803.17252991549,29.383512587875678,0,585.53940453899463,0,0,0,0,0,0,0,0,0,null,0.12292656758897688,null,0.23654264560310853]
[null,null,0,0,0,0,0,0,0,0,0,0,0,0,0,0,0,0,null,0,null,0]
[null,null,0,0,0,0,0,0,0,0,0,0,0,0,0,0,0,0,null,0,null,0]
[null,null,0,null,0,0,0,0,0,null,null,null,null,null,null,null,null,null,null,0,null,0]
[null,"Mid-rise Apartment",2012,5695.3616768933653,4698.1131727197117,930.39157841512315,6.0392760313910161,0,60.817649727140093,0,0,0,0,0,0,0,0,0,null,4.3656930851941465E-2,null,6.8467370927591392E-2]
[null,null,2017,13312.876672521772,10734.147343443205,2423.945719096027,24.900219284389291,0,129.88339069815007,0,0,0,0,0,0,0,0,0,null,4.5369979053973455E-2,null,0.15856527913763904]
[null,null,0,0,0,0,0,0,0,0,0,0,0,0,0,0,0,0,null,0,null,0]
[null,null,0,0,0,0,0,0,0,0,0,0,0,0,0,0,0,0,null,0,null,0]
[null,null,0,null,0,0,0,0,0,null,null,null,null,null,null,null,null,null,null,0,null,0]
[null,"Other Buildings",2012,23249.285236989039,null,null,null,null,null,0,0,0,0,0,0,0,0,0,null,0.17821386867601699,null,6.7159909088643582E-2,null,null,"Scaling factor",0.75]
[null,null,2017,52160.021052394513,null,null,null,null,null,0,0,0,0,0,0,0,0,0,null,0.17776015813971202,null,0.14803313843364291]
[null,null,0,0,null,null,null,null,null,0,0,0,0,0,0,0,0,0,null,0,null,0]
[null,null,0,0,null,null,null,null,null,0,0,0,0,0,0,0,0,0,null,0,null,0]
[null,null,0,null,null,null,null,null,null,null,null,null,null,null,null,null,null,null,null,0,null,0]
[null,"Other Contract Institutional Buildings",2012,19814.042469763488,null,null,null,null,null,0,0,0,0,0,0,0,0,0,null,0.15188153642803184,null,6.6049937491149874E-2]
[null,null,2017,45200.051585472967,null,null,null,null,null,0,0,0,0,0,0,0,0,0,null,0.15404074146530589,null,0.14803313843364291]
[null,null,0,0,0,0,0,0,0,0,0,0,0,0,0,0,0,0,null,0,null,0]
[null,null,0,0,0,0,0,0,0,0,0,0,0,0,0,0,0,0,null,0,null,0]
[null,null,0,null,null,null,null,null,null,null,null,null,null,null,null,null,null,null,null,0,null,0]
[null,"Total",2012,130457.21643165135,67183.1616377912,16846.973400649462,542.21867566078026,77.402407174750579,2744.1326036226319,0,0,0,0,0,0,0,0,0,null,null,87393.888724898847,8.0423687080103362E-2]
[null,null,2017,293429.20032394957,152433.83548870162,35463.723633900481,2232.6059456735984,154.61236515076786,5784.3502526556313,0,0,0,0,0,0,0,0,0,null,null,196069.12768608209,0.17772147003284872]
[null,null,0,15.239785908167395,0,0,0,0,0,0,0,0,0,0,0,0,0,0,null,null,0]
[null,null,0,15.83335483703245,0,0,0,0,0,0,0,0,0,0,0,0,0,0,null,null,0]
[]
[]
[]
[null,null,null,null,0.77744945003660604,0.18087357276704946,1.1386830614394982E-2,7.8856047851812302E-4,2.9501586103431374E-2]
[]
[]
[null,null,"Savings %",8.0423687080103362E-2,8.924203340028139E-2,0.11969664699767668,1.4507628968075335E-2,6.1399666796556243E-2,6.27113388914423E-2]
[null,null,null,0.17772147003284872,0.19920766077052768,0.24734511173365409,5.8028274524895208E-2,0.1216505272587196,0.12840542426908128]
[]
[]
[]
[]
[]
[null,null,null,"regional savings","total","s","n"]
[null,null,null,2012,172330.13409748237,0.75701917784068651,null,null,0.4417856040700166,0,0,0,0,0,0,0,0,0]
[null,null,null,2017,390076.39114960964,0.75223522105291407,null,null,1,0,0,0,0,0,0,0,0,0]
[null,null,null,null,null,null,null,null,null,{"$error":"#DIV/0!"},{"$error":"#DIV/0!"},{"$error":"#DIV/0!"},{"$error":"#DIV/0!"},{"$error":"#DIV/0!"},{"$error":"#DIV/0!"},{"$error":"#DIV/0!"},{"$error":"#DIV/0!"},{"$error":"#DIV/0!"}]
[null,null,null,null,null,null,null,null,null,{"$error":"#DIV/0!"},{"$error":"#DIV/0!"},{"$error":"#DIV/0!"},{"$error":"#DIV/0!"},{"$error":"#DIV/0!"},{"$error":"#DIV/0!"},{"$error":"#DIV/0!"},{"$error":"#DIV/0!"},{"$error":"#DIV/0!"}]
[]
[]
[]
[]
[]
[]
[]
[]
["`"]

{"sheet":"Exh 6.12","index":53,"n_rows":125,"n_cols":31,"rows_kept":125,"cut":false,"hidden":false,"merged":[[0,1,0,2],[1,1,3,1],[1,2,3,2],[1,3,2,3],[1,4,2,4],[2,30,3,30],[1,12,2,12],[1,13,2,13],[1,14,2,14],[1,15,2,15],[1,16,2,16],[1,17,2,17],[2,24,3,24],[2,25,3,25],[2,26,3,26],[2,28,3,28],[4,1,8,1],[9,1,13,1],[14,1,18,1],[19,1,23,1],[2,29,3,29],[1,7,2,7],[1,8,2,8],[1,9,2,9],[1,10,2,10],[1,5,2,5],[1,11,2,11],[24,1,28,1],[89,1,93,1],[34,1,38,1],[39,1,43,1],[44,1,48,1],[49,1,53,1],[54,1,58,1],[59,1,63,1],[64,1,68,1],[69,1,73,1],[74,1,78,1],[79,1,83,1],[84,1,88,1],[29,1,33,1],[1,6,2,6],[124,1,127,1],[94,1,97,1],[99,1,103,1],[104,1,108,1],[109,1,113,1],[114,1,117,1],[119,1,122,1]]}
[]
[null,"Sub Sector","Milestone Year","Total","Space Heating","Water Heating","Cooking","Space Cooling","Other",0,0,0,0,0,0,0,0,0]
[null,null,null,null,null,null,null,null,null,null,null,null,null,null,null,null,null,null,null,null,null,"% savings",null,null,null,null,null,null,null,null,"Sum, both regions"]
[]
[null,"Large Office",2012,7158.1145137621406,6157.5671913115884,589.03696499917305,2.8595021146583015,0,408.65085533672158,0,0,0,0,0,0,0,0,0,null,0.17094854891383121,null,9.8273160118736325E-2,null,null,null,null,null,null,"Large Office",2012,12359.859070828803]
[null,null,2017,16294.482447808095,14120.799734696058,1264.3363174316523,13.172363541191238,0,896.17403213919272,0,0,0,0,0,0,0,0,0,null,0.16859757959443836,null,0.2079318961246471,null,null,null,null,null,null,null,2017,27805.913985949708]
[null,null,0,0,0,0,0,0,0,0,0,0,0,0,0,0,0,0,null,0,null,null,null,null,null,null,null,null,0,0,0]
[null,null,0,0,0,0,0,0,0,0,0,0,0,0,0,0,0,0,null,0,null,null,null,null,null,null,null,null,0,0,0]
[null,null,0,null,0,0,0,0,0,null,null,null,null,null,null,null,null,null,null,0,null,null,null,null,null,null,null,null,0,0,0]
[null,"Small Office",2012,13334.811432855242,12064.108478045717,824.49901360777483,5.6584626911299916,0,440.5454785106208,0,0,0,0,0,0,0,0,0,null,0.31845909423542906,null,8.5579362055174815E-2,null,null,null,null,null,null,"Small Office",2012,21141.073195943154]
[null,null,2017,31521.263320813621,28694.156639811488,1855.700446869916,24.273015000898056,0,947.13321913131813,0,0,0,0,0,0,0,0,0,null,0.32614774471483809,null,0.19697336464145468,null,null,null,null,null,null,null,2017,49949.162360717266]
[null,null,0,0,0,0,0,0,0,0,0,0,0,0,0,0,0,0,null,0,null,null,null,null,null,null,null,null,0,0,0]
[null,null,0,0,0,0,0,0,0,0,0,0,0,0,0,0,0,0,null,0,null,null,null,null,null,null,null,null,0,0,0]
[null,null,0,null,0,0,0,0,0,null,null,null,null,null,null,null,null,null,null,0,null,null,null,null,null,null,null,null,0,0,0]
[null,"Retail",2012,1314.7657325420671,1178.4445587486709,102.91157584397912,5.4576636665031204,0,27.951934282913935,0,0,0,0,0,0,0,0,0,null,3.1398952015587331E-2,null,7.7143045204105753E-2,null,null,null,null,null,null,"Retail",2012,13297.519078313069]
[null,null,2017,3147.9564072174317,2836.1947100972006,223.60992153215244,23.961071812723169,0,64.190703775355402,0,0,0,0,0,0,0,0,0,null,3.2571628624943352E-2,null,0.17383078405271871,null,null,null,null,null,null,null,2017,31154.075276128118]
[null,null,0,0,0,0,0,0,0,0,0,0,0,0,0,0,0,0,null,0,null,null,null,null,null,null,null,null,0,0,0]
[null,null,0,0,0,0,0,0,0,0,0,0,0,0,0,0,0,0,null,0,null,null,null,null,null,null,null,null,0,0,0]
[null,null,0,null,0,0,0,0,0,null,null,null,null,null,null,null,null,null,null,0,null,null,null,null,null,null,null,null,0,0,0]
[null,"Large Hotel",2012,313.28748675498321,164.77708438788224,133.72868733407219,2.0034629654956908,0,12.778252067533057,0,0,0,0,0,0,0,0,0,null,7.4818642745459055E-3,null,9.4536076359567775E-2,null,null,null,null,null,null,"Large Hotel",2012,1358.6233185461365]
[null,null,2017,701.07689079104398,390.97772558681726,274.24246033984394,8.3527393512978083,0,27.5039655130849,0,0,0,0,0,0,0,0,0,null,7.253981050061792E-3,null,0.20683908899019565,null,null,null,null,null,null,null,2017,2994.7029931249699]
[null,null,0,0,0,0,0,0,0,0,0,0,0,0,0,0,0,0,null,0,null,null,null,null,null,null,null,null,0,0,0]
[null,null,0,0,0,0,0,0,0,0,0,0,0,0,0,0,0,0,null,0,null,null,null,null,null,null,null,null,0,0,0]
[null,null,0,null,0,0,0,0,0,null,null,null,null,null,null,null,null,null,null,0,null,null,null,null,null,null,null,null,0,0,0]
[null,"Small Hotel/Motel",2012,176.94542675561331,115.5642488847636,53.14359305612269,0.2016110641089936,0,8.035973750618032,0,0,0,0,0,0,0,0,0,null,4.2257725665962769E-3,null,7.3787688272080723E-2,null,null,null,null,null,null,"Small Hotel/Motel",2012,617.5063327015431]
[null,null,2017,404.40826081040234,272.41775830655246,114.01700370177336,0.83892896045426224,0,17.134569841622209,0,0,0,0,0,0,0,0,0,null,4.1843767765573896E-3,null,0.1657808780059418,null,null,null,null,null,null,null,2017,1392.0166626292803]
[null,null,0,0,0,0,0,0,0,0,0,0,0,0,0,0,0,0,null,0,null,null,null,null,null,null,null,null,0,0,0]
[null,null,0,0,0,0,0,0,0,0,0,0,0,0,0,0,0,0,null,0,null,null,null,null,null,null,null,null,0,0,0]
[null,null,0,null,0,0,0,0,0,null,null,null,null,null,null,null,null,null,null,0,null,null,null,null,null,null,null,null,0,0,0]
[null,"Contract Hospital",2012,665.49198974220394,474.34364488202306,144.23162243164197,1.7451979611449002,0.35356273249117048,44.817961734902958,0,0,0,0,0,0,0,0,0,null,1.5893136347774884E-2,null,9.2749446801411242E-2,null,null,null,null,null,null,"Contract Hospital",2012,5685.7415543451198]
[null,null,2017,1435.9979077112507,1046.1645684482114,289.83424320721571,7.2829802483692765,0.87412672784336409,91.841989079611039,0,0,0,0,0,0,0,0,0,null,1.4858144302420736E-2,null,0.19521483885749702,null,null,null,null,null,null,null,2017,12076.389230452283]
[null,null,0,0,0,0,0,0,0,0,0,0,0,0,0,0,0,0,null,0,null,0,null,null,null,null,null,null,0,0,0]
[null,null,0,0,0,0,0,0,0,0,0,0,0,0,0,0,0,0,null,0,null,0,null,null,null,null,null,null,0,0,0]
[null,null,0,null,0,0,0,0,0,null,null,null,null,null,null,null,null,null,null,0,null,0,null,null,null,null,null,null,0,0,0]
[null,"Hospital",2012,1356.4229039827874,1042.2349784759467,262.36570601668467,4.4038194234561328,0.73139264312417185,46.687007423575885,0,0,0,0,0,0,0,0,0,null,3.2393799610712357E-2,null,9.454551969124482E-2,null,null,null,null,null,null,"Hospital",2012,2343.7375367597115]
[null,null,2017,2982.81779867766,2337.4751571990769,527.53806791261036,18.219003931401641,1.7792220426216656,97.806347591948722,0,0,0,0,0,0,0,0,0,null,3.0862953937878086E-2,null,0.20330083851231898,null,null,null,null,null,null,null,2017,5112.850854937783]
[null,null,0,0,0,0,0,0,0,0,0,0,0,0,0,0,0,0,null,0,null,0,null,null,null,null,null,null,0,0,0]
[null,null,0,0,0,0,0,0,0,0,0,0,0,0,0,0,0,0,null,0,null,0,null,null,null,null,null,null,0,0,0]
[null,null,0,null,0,0,0,0,0,null,null,null,null,null,null,null,null,null,null,0,null,0,null,null,null,null,null,null,0,0,0]
[null,"Nursing Home",2012,1850.2718678272947,1229.5033268415216,525.43545708134866,13.018278541369083,0,82.314805363055584,0,0,0,0,0,0,0,0,0,null,4.4187794187008536E-2,null,8.5494682291540003E-2,null,null,null,null,null,null,"Nursing Home",2012,5445.4750401180418]
[null,null,2017,4225.5180335399909,2921.1403034554846,1074.4332579487052,54.056646744334216,0,175.88782539146737,0,0,0,0,0,0,0,0,0,null,4.3721064186566155E-2,null,0.19051086876794882,null,null,null,null,null,null,null,2017,12270.211281825908]
[null,null,0,0,0,0,0,0,0,0,0,0,0,0,0,0,0,0,null,0,null,0,null,null,null,null,null,null,0,0,0]
[null,null,0,0,0,0,0,0,0,0,0,0,0,0,0,0,0,0,null,0,null,0,null,null,null,null,null,null,0,0,0]
[null,null,0,null,0,0,0,0,0,null,null,null,null,null,null,null,null,null,null,0,null,0,null,null,null,null,null,null,0,0,0]
[null,"School",2012,4877.3581268340549,4515.1344094012529,335.24945866160039,8.7255678354935835,0,18.248690935708495,0,0,0,0,0,0,0,0,0,null,0.11648001617078761,null,9.4636647823389042E-2,null,null,null,null,null,null,"School",2012,13095.834896223319]
[null,null,2017,10991.709666004688,10212.197991303268,703.492333919109,36.639140705163442,0,39.380200077149304,0,0,0,0,0,0,0,0,0,null,0.11373025508659031,null,0.20726509612941835,null,null,null,null,null,null,null,2017,29197.239192457066]
[null,null,0,0,0,0,0,0,0,0,0,0,0,0,0,0,0,0,null,0,null,0,null,null,null,null,null,null,0,0,0]
[null,null,0,0,0,0,0,0,0,0,0,0,0,0,0,0,0,0,null,0,null,0,null,null,null,null,null,null,0,0,0]
[null,null,0,null,0,0,0,0,0,null,null,null,null,null,null,null,null,null,null,0,null,0,null,null,null,null,null,null,0,0,0]
[null,"Contract University/College",2012,867.65378451520223,693.25509342369105,126.61067755799827,4.016440406569564,0.71764497122013815,43.053928155723121,0,0,0,0,0,0,0,0,0,null,2.0721120783594737E-2,null,9.5538685175501015E-2,null,null,null,null,null,null,"Contract University/College",2012,7622.9413806619477]
[null,null,2017,1931.2690634104665,1570.4598280896839,254.44365620166761,16.516843530709313,1.4186005245049189,88.430135063900678,0,0,0,0,0,0,0,0,0,null,1.9982671476652066E-2,null,0.20757677261134189,null,null,null,null,null,null,null,2017,16689.383363032855]
[null,null,0,15.505233603610819,0,0,0,0,0,0,0,0,0,0,0,0,0,0,null,1,null,15.505233603610819,null,null,null,null,null,null,0,0,30.745019511778214]
[null,null,0,16.109141359097421,0,0,0,0,0,0,0,0,0,0,0,0,0,0,null,1,null,16.109141359097421,null,null,null,null,null,null,0,0,31.942496196129873]
[null,null,0,25.100678295100771,0,0,0,0,0,null,null,null,null,null,null,null,null,null,null,2.5971451503830446E-4,null,25.100678295100771,null,null,null,null,null,null,0,0,49.771636059841413]
[null,"University/College",2012,297.19978335509524,247.32577606416734,39.630541239039211,1.0841237614258279,0.25654851772259696,8.9027937727402833,0,0,0,0,0,0,0,0,0,null,7.0976612073444098E-3,null,9.6821139972511849E-2,null,null,null,null,null,null,"University/College",2012,1522.2557463027442]
[null,null,2017,662.51602203247467,559.32265666077524,79.696722751319498,4.4871946423379745,0.50713079084699297,18.502317187195032,0,0,0,0,0,0,0,0,0,null,6.8549951258032333E-3,null,0.21088059622408337,null,null,null,null,null,null,null,2017,3344.0199722999496]
[null,null,0,0,0,0,0,0,0,0,0,0,0,0,0,0,0,0,null,0,null,0,null,null,null,null,null,null,0,0,0]
[null,null,0,0,0,0,0,0,0,0,0,0,0,0,0,0,0,0,null,0,null,0,null,null,null,null,null,null,0,0,0]
[null,null,0,null,0,0,0,0,0,null,null,null,null,null,null,null,null,null,null,0,null,0,null,null,null,null,null,null,0,0,0]
[null,"Restaurant/Food Service",2012,836.03790526902776,573.63557683745034,218.48849512372036,41.783701285187966,0,2.1301320226691938,0,0,0,0,0,0,0,0,0,null,1.9966077165701025E-2,null,8.1264081120373477E-2,null,null,null,null,null,null,"Restaurant/Food Service",2012,6432.5201328227022]
[null,null,2017,2013.3627654493694,1369.3753280891631,465.79811917506578,173.60013913297288,0,4.5891790521678546,0,0,0,0,0,0,0,0,0,null,2.0832087805648013E-2,null,0.19006094884147881,null,null,null,null,null,null,null,2017,15375.133063329777]
[null,null,0,0,0,0,0,0,0,0,0,0,0,0,0,0,0,0,null,0,null,0,null,null,null,null,null,null,0,0,0]
[null,null,0,0,0,0,0,0,0,0,0,0,0,0,0,0,0,0,null,0,null,0,null,null,null,null,null,null,0,0,0]
[null,null,0,0,0,0,0,0,0,null,null,null,null,null,null,null,null,null,null,0,null,0,null,null,null,null,null,null,0,0,{"$error":"#VALUE!"}]
[null,"Warehouse",2012,393.63265151202938,372.40581397939462,13.608377109858779,8.4427708030385837E-2,0,7.5340327147455906,0,0,0,0,0,0,0,0,0,null,9.4006501924092101E-3,null,9.9700377604644452E-2,null,null,null,null,null,null,"Warehouse",2012,6836.4937661739586]
[null,null,2017,860.63876541281718,813.85325582506562,30.243362955345525,0.35182663690069854,0,16.190319995505281,0,0,0,0,0,0,0,0,0,null,8.904953760790691E-3,null,0.21299107475745277,null,null,null,null,null,null,null,2017,14781.601283702819]
[null,null,0,0,0,0,0,0,0,0,0,0,0,0,0,0,0,0,null,0,null,0,null,null,null,null,null,null,0,0,0]
[null,null,0,0,0,0,0,0,0,0,0,0,0,0,0,0,0,0,null,0,null,0,null,null,null,null,null,null,0,0,0]
[null,null,0,null,0,0,0,0,0,null,null,null,null,null,null,null,null,null,null,null,null,0,null,null,null,null,null,null,0,0,0]
[null,"Contract Apartment",2012,0,0,0,0,0,0,0,0,0,0,0,0,0,0,0,null,0,null,{"$error":"#DIV/0!"},null,null,null,null,null,null,"Contract Apartment",2012,790.20302792771497]
[null,null,2017,0,0,0,0,0,0,0,0,0,0,0,0,0,0,0,null,0,null,{"$error":"#DIV/0!"},null,null,null,null,null,null,0,2017,1716.3244164504292]
[null,null,0,0,0,0,0,0,0,0,0,0,0,0,0,0,0,0,null,0,null,0,null,null,null,null,null,null,0,0,0]
[null,null,0,0,0,0,0,0,0,0,0,0,0,0,0,0,0,0,null,0,null,0,null,null,null,null,null,null,0,0,0]
[null,null,0,null,0,0,0,0,0,null,null,null,null,null,null,null,null,null,null,0,null,0,null,null,null,null,null,null,0,0,0]
[null,"High-rise Apartment",2012,1788.1736149146229,1241.3097885242307,520.6238347350303,0.65762464892063566,0,25.582367006441569,0,0,0,0,0,0,0,0,0,null,4.2704777087310582E-2,null,0.10759444080845922,null,null,null,null,null,null,"High-rise Apartment",2012,18378.910190959861]
[null,null,2017,3951.6439101010383,2813.9935044761737,1080.1042371727212,2.7523090950682367,0,54.793859357075263,0,0,0,0,0,0,0,0,0,null,4.0887312671398078E-2,null,0.23212079710142697,null,null,null,null,null,null,null,2017,40021.888336302465]
[null,null,0,0,0,0,0,0,0,0,0,0,0,0,0,0,0,0,null,0,null,0,null,null,null,null,null,null,0,0,0]
[null,null,0,0,0,0,0,0,0,0,0,0,0,0,0,0,0,0,null,0,null,0,null,null,null,null,null,null,0,0,0]
[null,null,0,null,0,0,0,0,0,null,null,null,null,null,null,null,null,null,null,0,null,0,null,null,null,null,null,null,0,0,0]
[null,"Mid-rise Apartment",2012,1358.2639423551027,1159.041001369397,185.82035411622886,1.2080729378308586,0,12.194513931646053,0,0,0,0,0,0,0,0,0,null,3.24377668925485E-2,null,6.9953473635735328E-2,null,null,null,null,null,null,"Mid-rise Apartment",2012,7053.625619248468]
[null,null,2017,3205.6417164436793,2685.4981832936642,488.55900506577854,5.0667316849007307,0,26.51779639933601,0,0,0,0,0,0,0,0,0,null,3.3168493456020597E-2,null,0.1614400206056979,null,null,null,null,null,null,null,2017,16518.518388965451]
[null,null,0,0,0,0,0,0,0,0,0,0,0,0,0,0,0,0,null,0,null,0,null,null,null,null,null,null,0,0,0]
[null,null,0,0,0,0,0,0,0,0,0,0,0,0,0,0,0,0,null,0,null,0,null,null,null,null,null,null,0,0,0]
[null,null,0,null,0,0,0,0,0,null,null,null,null,null,null,null,null,null,null,0,null,0,null,null,null,null,null,null,0,0,0]
[null,"Other Buildings",2012,3568.9308499205745,null,null,null,null,null,0,0,0,0,0,0,0,0,0,null,8.5232437787178136E-2,null,6.7169665969998141E-2,null,null,"Scaling factor",0.75,null,null,"Other Buildings",2012,26818.216086909611]
[null,null,2017,8225.7973438209283,null,null,null,null,null,0,0,0,0,0,0,0,0,0,null,8.5111603074519565E-2,null,0.14933438134434826,null,null,null,null,null,null,null,2017,60385.818396215443]
[null,null,0,0,null,null,null,null,null,0,0,0,0,0,0,0,0,0,null,0,null,0,null,null,null,null,null,null,0,0,0]
[null,null,0,0,null,null,null,null,null,0,0,0,0,0,0,0,0,0,null,0,null,0,null,null,null,null,null,null,0,0,0]
[null,null,0,null,null,null,null,null,null,null,null,null,null,null,null,null,null,null,null,0,null,0,null,null,null,null,null,null,0,0,0]
[null,"Other Contract Institutional Buildings",2012,1715.5556529329801,null,null,null,null,null,0,0,0,0,0,0,0,0,0,null,4.0970530561640357E-2,null,6.4920040916460059E-2,null,null,null,null,null,null,"Other Contract Institutional Buildings",2012,21529.598122696469]
[null,null,2017,4091.090505615085,null,null,null,null,null,0,0,0,0,0,0,0,0,0,null,4.2330154354873299E-2,null,0.14933438134434823,null,null,null,null,null,null,null,2017,49291.142091088055]
[null,null,0,0,0,0,0,0,0,0,0,0,0,0,0,0,0,0,null,0,null,0,null,null,null,null,null,null,0,0,0]
[null,null,0,0,0,0,0,0,0,0,0,0,0,0,0,0,0,0,null,0,null,0,null,null,null,null,null,null,0,0,0]
[null,null,0,null,null,null,null,null,null,null,null,null,null,null,null,null,null,null,null,0,null,0,null,null,null,null,null,null,0,0,0]
[null,"Total",2012,41872.917665831017,31228.650971177696,4075.3843589142734,92.907957011325038,2.0591488645580771,1189.4287270096158,0,0,0,0,0,0,0,0,0,null,null,36588.431162977467,8.5788250201497954E-2,null,null,172330.13409748237,null,null,null,"Total",2012,172330.13409748237]
[null,null,2017,96647.190825660058,72644.027345338691,8726.0491561848776,389.57093501872293,4.5790800858169423,2566.0764595959295,0,0,0,0,0,0,0,0,0,null,null,84330.302976224048,0.19099876886864098,null,null,390076.39114960964,0.4417856040700166,null,null,null,2017,390076.39114960964]
[null,null,0,15.505233603610819,0,0,0,0,0,0,0,0,0,0,0,0,0,0,null,null,0]
[null,null,0,16.109141359097421,0,0,0,0,0,0,0,0,0,0,0,0,0,0,null,null,0]
[]
[]
[]
[null,null,null,null,0.86142258217452194,0.10347465677486166,4.6195841977297054E-3,5.4299343465040802E-5,3.0428877509421554E-2]
[]
[]
[null,null,"Savings %",8.5788250201497954E-2,9.0214705240724738E-2,0.11105779491516532,1.4529626782043678E-2,6.2773064391229844E-2,6.1772523492758184E-2]
[null,null,null,0.19099876886864098,0.20267747424329258,0.22832934006535568,5.811444745751225E-2,0.12695061179257888,0.12733240394294507]
[]
[]
[]
[]
[]
[]
[null,null,null,null,null,null,null,null,null,0,0,0,0,0,0,0,0,0]
[null,null,null,null,null,null,null,null,null,0,0,0,0,0,0,0,0,0]
[null,null,null,null,null,null,null,null,null,{"$error":"#DIV/0!"},{"$error":"#DIV/0!"},{"$error":"#DIV/0!"},{"$error":"#DIV/0!"},{"$error":"#DIV/0!"},{"$error":"#DIV/0!"},{"$error":"#DIV/0!"},{"$error":"#DIV/0!"},{"$error":"#DIV/0!"}]
[null,null,null,null,null,null,null,null,null,{"$error":"#DIV/0!"},{"$error":"#DIV/0!"},{"$error":"#DIV/0!"},{"$error":"#DIV/0!"},{"$error":"#DIV/0!"},{"$error":"#DIV/0!"},{"$error":"#DIV/0!"},{"$error":"#DIV/0!"},{"$error":"#DIV/0!"}]
[]
[]
[]
[]
[]
[]
[]
[]
["`"]

{"sheet":"Exh 6.13","index":54,"n_rows":13,"n_cols":9,"rows_kept":13,"cut":false,"hidden":false,"merged":[[1,1,2,1],[1,2,2,2],[1,3,1,4],[1,5,2,6],[1,7,1,8]]}
[]
[null,"End Use","Measure Bundle","Financially Unconstrained Potential 2017",null,"Program Costs, 2017 (1000 $)",null,"Program Costs per Unit"]
[null,null,null,"Gas Savings\n(1000 m3/yr.)","TRC Benefits\n(1000 $)",null,null,"per Natural Gas Savings\n($/m3)","per TRC Benefits\n($/$)"]
[null,null,"Efficient Food Service Equipment",364.86030357372618,510.65315211436121,null,408.35965815496195,1.1192219437279669,0.79968106818521989]
[null,null,"Space Heating - Envelope measures (Conductive)",3927.5611008187161,5504.4482227311601,null,467.75611008187161,0.11909582004576988,8.4977838132844416E-2]
[null,null,"Space Heating - Envelope measures - Air Sealing",2443.8222692748591,3019.4562504968731,null,567.14884709436285,0.23207450649127995,0.18783145044775343]
[null,null,"Space Heating / Other - Recommissioning",18832.989220604621,68724.611612569031,null,2404.7861930647737,0.12769009554966279,3.4991630169139615E-2]
[null,null,"Space Heating - Ventilation Measures - Heat Recovery",9305.8682681052887,20342.375265122231,null,6916.2524271156035,0.74321409113647163,0.3399923724233806]
[null,null,"Space Heating - Equipment",2009.573732488263,4575.6983455444224,null,954.08543581971639,0.47477005714956461,0.20851143667474395]
[null,null,"DHW - Conservation Measures",5093.5701232707115,22421.699825506243,null,1448.9177791443253,0.28446016135612523,6.462122811474269E-2]
[null,null,"DHW - Equipment Measures",891.9447541075258,1744.6128287673812,null,519.61802206738776,0.58256749610833702,0.29784145427528047]
[null,null,"New construction - 40% Better",3368.0596441967409,26980.941810412602,null,366.80596441967413,0.1089072056819691,1.3595002242587202E-2]
[null,null,"Weighted Average",null,null,null,null,0.30394166332702333,9.1362108652578197E-2]

{"sheet":"Exh 6.14","index":55,"n_rows":97,"n_cols":11,"rows_kept":97,"cut":false,"hidden":false,"merged":[[0,2,0,8]]}
[null,null,"Exhbit 6.x Static Participation Rates"]
[]
[null,"Workshop Reference #","Measure Name","Participation Rate in 2017 (% of eligible)","Adoption Curve Shape","Notes"]
[null,null,"High-Performance Glazings",0.2,"A/B","Based on workshop measure C1"]
[null,null,"Super High-Performance Glazings",null,null,null,null,null,null,null,"*"]
[null,null,"Wall Insulation",null,null,null,null,null,null,null,"*"]
[null,"C1","Roof Insulation",0.2,"A/B","Workshop measure C1"]
[null,null,"Air Sealing",0.35,"A","Based on workshop measure C6, consultant experience"]
[null,null,"Air Sealing",null,null,"Based on workshop measure C6, consultant experience"]
[null,null,"Air Curtains",0.35,"A","Based on workshop measure C6, consultant experience"]
[null,null,{"$error":"#REF!"}]
[null,null,"Vinyl Strip Curtains"]
[null,null,"Vinyl Strip Curtains"]
[null,null,"Fast Moving Doors",null,null,null,null,null,null,null,"*"]
[null,null,"Fast Moving Doors"]
[null,null,"L-Shaped Vestibule"]
[null,null,"L-Shaped Vestibule"]
[null,null,"Turnstile Doors",null,null,null,null,null,null,null,"*"]
[null,null,"Turnstile Doors"]
[null,null,"Condensing Boiler - 1,000 MBH, 94% Et (88% seasonal) -  baseline standard efficiency 80% Et (76% seasonal) - 1,000 FLE hours"]
[null,null,"Condensing Boiler - 1,000 MBH, 94% Et (88% seasonal) -  baseline standard efficiency 80% Et (76% seasonal) - 1,000 FLE hours"]
[null,"C4","Condensing Boilers",0.15,"A","Workshop measure C4"]
[null,null,"Condensing Boiler - Baseline Standard Boiler"]
[null,null,"Condensing Boiler - Baseline Standard Boiler"]
[null,null,"Condensing Boiler - Baseline Standard Boiler"]
[null,null,"Condensing Boiler - Baseline Standard Boiler"]
[null,null,"Condensing Boiler - Baseline Standard Boiler"]
[null,null,"Condensing Boiler - Baseline: Near-condensing"]
[null,null,"Condensing Boiler - 1,000 MBH, 94% Et (88% seasonal) -  baseline near-condensing 85% Et (81% seasonal) - 1,500 FLE hours"]
[null,null,"Condensing Boiler - 1,000 MBH, 94% Et (88% seasonal) -  baseline near-condensing 85% Et (81% seasonal) - 2,000 FLE hours"]
[null,null,"Condensing Boiler - 1,000 MBH, 94% Et (88% seasonal) -  baseline near-condensing 85% Et (81% seasonal) - 2,000 FLE hours"]
[null,null,"Near-Condensing Boiler -  Baseline: Standard Boiler"]
[null,null,"Near-Condensing Boiler - 1,000 MBH, 85% Et (81% seasonal) -  baseline standard efficiency 80% Et (76% seasonal) - 1,500 FLE hours"]
[null,"C4","Near-Condensing Boilers",0.5,"A","Workshop measure C4"]
[null,null,"Condensing Unit Heaters",0.15,"A","Based on workshop measure C4"]
[null,null,"Condensing Unit heater - Baseline: Standard efficiency - 1,500 FLE hours"]
[null,null,"High Efficiency Rooftop Unit - Baseline: Standard efficiency"]
[null,null,"High Efficiency Rooftop Unit - Baseline: Standard efficiency - 1,500 FLE hours"]
[null,"C5","High-Efficiency Rooftop Units",0.5,"A","Based on workshop measure C4"]
[null,null,"Condensing Rooftop Unit - 375 MBH, 83% Et (80% seasonal) -  baseline standard efficiency 80% Et (73% seasonal) - 1,500 FLE hours"]
[null,null,"Gas Absorption Heat Pump  -  Baseline: standard efficiency boiler"]
[null,null,"Gas Absorption Heat Pump - 124 MBH at 105% seasonal -  baseline standard efficiency boiler, 76% seasonal - 1,500 FLE hours"]
[null,null,"Steam Plant Efficiency Measures",0.63,"A","Based on workshop measure C6"]
[null,null,null,null,null,"Based on workshop measure C7"]
[null,null,"HVLS De-stratification Fans",0.63,"A","Based on workshop measure C6"]
[null,null,"HVLS De-stratification Fans"]
[null,null,"Heat Reflector Panels",0.63,"A","Based on workshop measure C6"]
[null,null,"Heat Reflector Panels"]
[null,null,"Programmable Thermostats"]
[null,null,"Programmable Thermostats"]
[null,null,{"$error":"#REF!"}]
[null,null,{"$error":"#REF!"}]
[null,null,"Demand Controlled Ventilation",0.5,"B","Based on workshop measure C2"]
[null,null,"Demand Control Kitchen Ventilation",0.5,"B","Based on workshop measure C2"]
[null,"C2","Heat Recovery",0.5,"B","Workshop measure C2"]
[null,null,{"$error":"#REF!"}]
[null,null,"Furnace Boiler Tune Ups",null,null,null,null,null,null,null,"*"]
[null,null,"Furnace Boiler Tune Ups"]
[null,null,"Condensing Furnaces",0.15,"A","Based on workshop measure C4"]
[null,null,"Infrared Heaters"]
[null,null,"Solar Preheated Make-up Air",null,null,null,null,null,null,null,"*"]
[null,null,{"$error":"#REF!"}]
[null,null,{"$error":"#REF!"}]
[null,null,{"$error":"#REF!"}]
[null,null,"Condensing Water Heaters",0.4,"A","Based on workshop measure C7"]
[null,null,"Condensing Water Heater - 150 MBH, (90% seasonal) -  baseline standard efficiency 80% Et (70% seasonal) - 1,000 FLE hours"]
[null,"C7","Condensing Storage Water Heaters",0.4,"A","Workshop measure C7"]
[null,null,"Condensing Storage Water Heater - 150 MBH, (90% seasonal) -  baseline standard efficiency 80% Et (70% seasonal) - 1,000 FLE hours"]
[null,null,"Tankless Water Heater"]
[null,null,"Tankless Water Heater - 150 MBH, (81% seasonal) -  baseline standard efficiency 80% Et (70% seasonal) - 1,000 FLE hours"]
[null,null,"Drainwater Heat Recovery - 10 minute shower, 3 times per day",null,null,null,null,null,null,null,"*"]
[null,null,"Drainwater Heat Recovery - 10 minute shower, 3 times per day"]
[null,null,"Low-Flow Faucet Aerators",0.63,"A","Based on workshop measure C6, consultant experience"]
[null,null,"Low-Flow Showerheads",0.63,"A","Based on workshop measure C6, consultant experience"]
[null,null,"Pre-Rinse Spray Valves",0.63,"A","Based on workshop measure C6, consultant experience"]
[null,null,"Pre-Rinse Spray Valve"]
[null,null,"Solar Weater Heating System -  baseline: standard efficiency - 1,000 FLE hours",null,null,null,null,null,null,null,"*"]
[null,null,"Solar Weater Heating System -  baseline standard efficiency 80% Et (70% seasonal) - 1,000 FLE hours"]
[null,null,"Booster Water Heater"]
[null,null,"Booster Water Heater"]
[null,null,"High-Efficiency Griddles",0.55000000000000004,"A","Based on workshop measure C3"]
[null,null,"Commercial Cooking - High-Efficiency Griddle"]
[null,null,"High-Efficiency Broilers",0.55000000000000004,"A","Based on workshop measure C3"]
[null,null,"Commercial Cooking - High-Efficiency Broiler"]
[null,null,"Commercial Cooking - High-Efficiency Oven",null,null,null,null,null,null,null,"*"]
[null,null,"Commercial Cooking - High-Efficiency Oven"]
[null,"C3","ENERGY STAR® Fryer",0.55000000000000004,"A","Workshop measure C3"]
[null,null,"Commercial Cooking - High-Efficiency Fryer"]
[null,"C6","Building Recommissioning",0.5,"A","Workshop measure C6"]
[null,null,"Building Recommissioning"]
[null,"C6","Advanced Building Automation Systems",0.75,"A","Workshop measure C6"]
[null,null,"Advanced Building Automation Systems"]
[null,"C8","High-Performance New Construction - 25% more efficient",0.5,"B","Workshop measure C8"]
[null,"C8","High-Performance New Construction - 40% more efficient",0,"B","Workshop measure C8"]
[null,null,"High Performance New Construction - 25% more efficient","All","E",0,0,0,"N/A"]
[null,null,"High Performance New Construction - 40% more efficient","All","N","I",4.7818093167828053,38.494722299046984,1.7950169826321145]
[null,null,"High Performance New Construction - 40% more efficient","All","E",0,0,0,"N/A"]

{"sheet":"Exh 6.15","index":56,"n_rows":93,"n_cols":16,"rows_kept":93,"cut":false,"hidden":false,"merged":[[23,1,24,1],[0,1,0,14],[3,1,4,1],[5,1,6,1],[7,1,8,1],[9,1,10,1],[11,1,12,1],[13,1,14,1],[15,1,16,1],[17,1,18,1],[19,1,20,1],[21,1,22,1],[47,1,48,1],[25,1,26,1],[27,1,28,1],[29,1,30,1],[31,1,32,1],[33,1,34,1],[35,1,36,1],[37,1,38,1],[39,1,40,1],[41,1,42,1],[43,1,44,1],[45,1,46,1],[71,1,72,1],[49,1,50,1],[51,1,52,1],[53,1,54,1],[55,1,56,1],[57,1,58,1],[59,1,60,1],[61,1,62,1],[63,1,64,1],[65,1,66,1],[67,1,68,1],[69,1,70,1],[85,1,86,1],[87,1,88,1],[89,1,90,1],[73,1,74,1],[75,1,76,1],[77,1,78,1],[79,1,80,1],[81,1,82,1],[83,1,84,1]]}
[null,"Exhbit 6.x Summary of Program Cost Assumptions - Static"]
[]
[null,"Measure Name","Scenario","Fixed Program Costs ($/yr)","Incentive Amount","Incentive Basis","Incentive ($)","Savings (m3)","Incentive ($/m3)","TRC ","TRC/m3 savings ","Simple Payback, Without incentive (Yrs)","Payback After Incentive (yrs.)",null,null,"Notes"]
[null,"High-Performance Glazings","Static",25000,0.05,"per m3 saved",8.7000000000000022E-2,1.7400000000000002,0.05,3.2072407610435416,1.8432418166916904,5.7091473699496209,5.5957686851423647,null,null,"Max. incentive $15K"]
[null,null,"Aggressive",37500,3.971825474466837E-2,"per m3 saved",0.17400000000000004,1.7400000000000002,0.1,3.2072407610435416,1.8432418166916904,5.7091473699496209,5.4823900003351085,null,null,"Max. incentive $25 K"]
[null,"Super High-Performance Glazings","Static",0,0,"per m3 saved",0,2.0999999999999996,0,-6.5357008056371075,-3.1122384788748136,16.946064139941694,16.946064139941694,"*",null,"Max. incentive $25 K"]
[null,null,"Aggressive",0,0,"per m3 saved",0,2.0999999999999996,0,-6.5357008056371075,-3.1122384788748136,16.946064139941694,16.946064139941694,null,null,"Max. incentive $25 K"]
[null,"Wall Insulation","Static",0,0,"per m3 saved",0,1.0999999999999996,0,-10.64970015851204,-9.6815455986473129,30.609771181199758,30.609771181199758,"*",null,"Max. incentive $25 K"]
[null,null,"Aggressive",0,0,"per m3 saved",0,1.0999999999999996,0,-10.64970015851204,-9.6815455986473129,30.609771181199758,30.609771181199758,null,null,"Max. incentive $25 K"]
[null,"Roof Insulation","Static",25000,0.05,"per m3 saved",0.16000000000000006,3.2000000000000011,0.05,1.4555631752377085,0.45486349226178374,7.6247165532879793,7.511337868480723,null,null,"Max. incentive $15K"]
[null,null,"Aggressive",37500,2.9739776951672875E-2,null,0.32000000000000012,3.2000000000000011,0.1,1.4555631752377085,0.45486349226178374,7.6247165532879793,7.3979591836734668]
[null,"Air Sealing","Static",3000,500,"per unit",9.769441187964048E-2,0.64500000000000135,0.15146420446455858,0.10429098344291354,0.16169144719831524,3.7828051117087584,3.4393488657573785]
[null,null,"Aggressive",5000,0.13619109462775161,null,0.14654161781946073,0.64500000000000135,0.22719630669683788,0.10429098344291354,0.16169144719831524,3.7828051117087584,3.2676207427816886]
[null,"Air Curtains","Static",7500,750,"per unit",750,4508,0.16637089618456077,13315.623819445475,2.9537763574635036,1.1894433021869244,0.83261031153084708]
[null,null,"Aggressive",12000,0.4,null,1000,4508,0.22182786157941436,13315.623819445475,2.9537763574635036,1.1894433021869244,0.71366598131215464]
[null,"Vinyl Strip Curtains","Static",0,0,null,0,348.62792818651906,0,133.25253509358765,0.38221990930771432,2.7317976426473214,2.7317976426473214]
[null,null,"Aggressive",0,0,null,0,348.62792818651906,0,133.25253509358765,0.38221990930771432,2.7317976426473214,2.7317976426473214]
[null,"Fast Moving Doors","Static",0,0,null,0,448.2342576345626,0,-9320.217744208403,-20.793184781086079,53.118483034233606,53.118483034233606,"*"]
[null,null,"Aggressive",0,0,null,0,448.2342576345626,0,-9320.217744208403,-20.793184781086079,53.118483034233606,53.118483034233606]
[null,"L-Shaped Vestibule","Static",0,0,null,0,76.571284559959906,0,317.11151665974103,4.1413895363270772,0,0]
[null,null,"Aggressive",0,0,null,0,76.571284559959906,0,317.11151665974103,4.1413895363270772,0,0]
[null,"Turnstile Doors","Static",0,0,null,0,1020.9504607994656,0,-2496.8464445367854,-2.4456097924492872,14.936506414458876,14.936506414458876,"*"]
[null,null,"Aggressive",0,0,null,0,1020.9504607994656,0,-2496.8464445367854,-2.4456097924492872,14.936506414458876,14.936506414458876]
[null,"Condensing Boiler - Baseline: Standard Boiler","Static",7500,2000,"per unit",2000,7628.6495459427751,0.26216960000000011,13815.431628095939,1.8109930918826316,5.2843456790123486,4.6898567901234589]
[null,null,"Aggressive",10000,0.16875000000000001,null,3000,7628.6495459427751,0.39325440000000023,13815.431628095939,1.8109930918826316,5.2843456790123486,4.3926123456790149]
[null,"Condensing Boiler - Baseline: Near-condensing","Static",7500,2000,"per unit",2000,4175.3513975736205,0.47900159999999992,2455.1552812104892,0.58801165397413702,8.0575462184873921,6.9713747899159637]
[null,null,"Aggressive",10000,0.2022026431718062,null,3000,4175.3513975736205,0.71850239999999987,2455.1552812104892,0.58801165397413702,8.0575462184873921,6.4282890756302491]
[null,"Near-Condensing Boiler -  Baseline: Standard Boiler","Static",7500,2000,"per unit",2000,3453.2981483691547,0.57915648000000075,11360.27634688545,3.2896888304447223,1.931294117647063,0.61801411764706138]
[null,null,"Aggressive",10000,1,null,2941.1764705882379,3453.2981483691547,0.8517007058823548,11360.27634688545,3.2896888304447223,1.931294117647063,0]
[null,"Condensing Unit heater","Static",7500,1500,"per unit",320,967.53251151121731,0.33073824000000024,2648.9788425748297,2.7378706255951153,2.4478296296296316,1.6978562962962978]
[null,null,"Aggressive",10000,0.45957446808510644,"per 1000 MBH unit",480,967.53251151121731,0.49610736000000039,2648.9788425748297,2.7378706255951153,2.4478296296296316,1.3228696296296307]
[null,"High-Efficiency Rooftop Unit - Baseline: Standard Efficiency","Static",7500,500,"per unit",500,1911.0812133072468,0.26163199999999914,5420.2916544264363,2.8362434922617856,2.2247619047618978,1.6314920634920584]
[null,null,"Aggressive",10000,0.53333333333333333,null,1000,1911.0812133072468,0.52326399999999829,5420.2916544264363,2.8362434922617856,2.2247619047618978,1.038222222222219]
[null,"Condensing Rooftop Unit - Baseline: Standard Efficiency","Static",7500,1079.3650793650766,"per unit",1079.3650793650766,4125.5086509489665,0.26163199999999914,6373.5661111427435,1.5449164334382548,5.152941176470585,4.5596713352007452,null,null,"Assume same incentive/ m3 as HE rooftops"]
[null,null,"Aggressive",0,0.23026455026454967,null,2158.7301587301531,4125.5086509489665,0.52326399999999829,6373.5661111427435,1.5449164334382548,5.152941176470585,3.9664014939309058]
[null,"Gas Absorption Heat Pump","Static",0,0,null,0,1664.8764769065519,0,3450.914087247751,2.0727748485339719,2.8711111111111114,2.8711111111111114]
[null,null,"Aggressive",0,0,null,0,1664.8764769065519,0,3450.914087247751,2.0727748485339719,2.8711111111111114,2.8711111111111114]
[null,"Steam Plant Efficiency Measures","Static",8000,0.5,"% of cost",3.6250200000000006,13.700000000000003,0.2646,28.809267447049944,2.1028662370109443,1.2,0.6,null,null,"Max. incentive $6K"]
[null,null,"Aggressive",12000,0.65000000000000013,null,4.7125260000000013,13.700000000000003,0.34398000000000001,28.809267447049944,2.1028662370109443,1.2,0.41999999999999982]
[null,"HVLS De-stratification Fans","Static",8000,1000,"per unit",1000,17538,5.7019044360816513E-2,36123.203746342027,2.0597105568674894,2.8127845954712769,2.6805054102064503]
[null,null,"Aggressive",12000,5.6433408577878104E-2,null,1200,17538,6.8422853232979822E-2,36123.203746342027,2.0597105568674894,2.8127845954712769,2.6540495731534848]
[null,"Heat Reflector Panels","Static",10000,1,"% of installed cost",0.73972602739726023,0.48600000000000065,1.5220700152206981,1.0332130476798169,2.1259527730037355,3.4514059302056643,0]
[null,null,"Aggressive",15000,1,null,0.73972602739726023,0.48600000000000065,1.5220700152206981,1.0332130476798169,2.1259527730037355,3.4514059302056643,0]
[null,"Programmable Thermostats","Static",0,0,null,0,1.2899999999999991,0,2.9322259546088212,2.2730433756657544,2.4169874668213551,2.4169874668213551]
[null,null,"Aggressive",0,0,null,0,1.2899999999999991,0,2.9322259546088212,2.2730433756657544,2.4169874668213551,2.4169874668213551]
[null,"Demand Controlled Ventilation","Static",8000,1500,"per unit",0.1875,1.2999999999999989,0.14423076923076936,3.0488393313051105,2.3452610240808562,1.6606238410229457,1.2973623757991763]
[null,null,"Aggressive",15000,0.26250000000000001,null,0.22500000000000001,1.2999999999999989,0.17307692307692321,3.0488393313051105,2.3452610240808562,1.6606238410229457,1.2247100827544226]
[null,"Demand Control Kitchen Ventilation","Static",15000,1500,"per unit",1500,3660,0.4098360655737705,15239.747890170893,4.1638655437625394,2.0591345144412028,1.4413941601088418]
[null,null,"Aggressive",25000,0.36,null,1800,3660,0.49180327868852458,15239.747890170893,4.1638655437625394,2.0591345144412028,1.3178460892423698]
[null,"Heat Recovery","Static",8000,250,"per unit",0.33333333333333331,1.4304489795918369,0.23302706918526123,2.6074259470090446,1.8228024796473659,3.4379418795614654,2.9095358269871769]
[null,null,"Aggressive",15000,0.30739673390970218,null,0.66666666666666663,1.4304489795918369,0.46605413837052245,2.6074259470090446,1.8228024796473659,3.4379418795614654,2.3811297744128885]
[null,"Furnace Boiler Tune Ups","Static",0,0,null,0,0.65000000000000036,0,-9.6680681818179792E-3,-1.4873951048950729E-2,1.7442874585731718,1.7442874585731718,"*"]
[null,null,"Aggressive",0,0,null,0,0.65000000000000036,0,-9.6680681818179792E-3,-1.4873951048950729E-2,1.7442874585731718,1.7442874585731718]
[null,"Condensing Furnace","Static",7500,600,"per unit",600,527.69334684228261,1.1370240000000009,1325.0373544750669,2.5109987882244327,2.5782857142857161,0,null,null,"Capped at 100% of incremental cost"]
[null,null,"Aggressive",10000,1,null,600,527.69334684228261,1.1370240000000009,1325.0373544750669,2.5109987882244327,2.5782857142857161,0]
[null,"Infrared Heaters","Static",0,0,null,0,430.55196762249216,0,1268.5733627235786,2.9463884922617827,1.9749999999999994,1.9749999999999994]
[null,null,"Aggressive",0,0,null,0,430.55196762249216,0,1268.5733627235786,2.9463884922617827,1.9749999999999994,1.9749999999999994]
[null,"Solar Preheated Make-up Air","Static",0,0,null,0,2066,0,-3313.3270249871566,-1.6037400895387979,12.292751886169118,12.292751886169118,"*"]
[null,null,"Aggressive",0,0,null,0,2066,0,-3313.3270249871566,-1.6037400895387979,12.292751886169118,12.292751886169118]
[null,"Condensing Water Heater -  Baseline: Standard Efficiency","Static",8000,500,"per unit",500,1349.7462477054314,0.37043999999999999,3091.3741041986536,2.2903372463186984,4.1115789473684217,3.2715789473684218]
[null,null,"Aggressive",12000,0.30645161290322576,null,750,1349.7462477054314,0.55565999999999993,3091.3741041986536,2.2903372463186984,4.1115789473684217,2.8515789473684219]
[null,"Condensing Storage Water Heater -  Baseline: Standard Efficiency","Static",8000,500,"per unit",500,1349.7462477054314,0.37043999999999999,2522.2567914799392,1.8686896116716574,3.36,2.52]
[null,null,"Aggressive",12000,0.375,null,750,1349.7462477054314,0.55565999999999993,2522.2567914799392,1.8686896116716574,3.36,2.1]
[null,"Tankless Water Heater -  Baseline: Standard Efficiency","Static",0,0,null,0,824.84492915331975,0,965.19887301067911,1.1701579762409751,6.0371927068860929,6.0371927068860929]
[null,null,"Aggressive",0,0,null,0,824.84492915331975,0,965.19887301067911,1.1701579762409751,6.0371927068860929,6.0371927068860929]
[null,"Drainwater Heat Recovery - 10 minute shower, 3 times per day","Static",0,0,null,0,206.91609977324262,0,-106.9816409343108,-0.51702908111814871,9.8630136986301373,9.8630136986301373,"*"]
[null,null,"Aggressive",0,0,null,0,206.91609977324262,0,-106.9816409343108,-0.51702908111814871,9.8630136986301373,9.8630136986301373]
[null,"Low-Flow Faucet Aerators - 3 min/day","Static",10000,1,"% of installed cost",5,17.243008314436885,0.28997260273972603,65.841836718967556,3.8184657525126173,0.35907561906619123,0]
[null,null,"Aggressive",12500,1,null,5,17.243008314436885,0.28997260273972603,65.841836718967556,3.8184657525126173,0.35907561906619123,0]
[null,"Low-Flow Showerheads - 10 min/day","Static",10000,1,"% of installed cost",20,71.845867976820358,0.278373698630137,380.80601015301625,5.3003188753440318,0.23709416892617891,0]
[null,null,"Aggressive",12500,1,null,20,71.845867976820358,0.278373698630137,380.80601015301625,5.3003188753440318,0.23709416892617891,0]
[null,"Pre-Rinse Spray Valve - 40 min/day","Static",20000,1,"% of installed cost",100,413.83219954648519,0.2416438356164384,1279.3730676074451,3.0915261524103199,0.20581091052619693,0]
[null,null,"Aggressive",25000,1,null,100,413.83219954648519,0.2416438356164384,1279.3730676074451,3.0915261524103199,0.20581091052619693,0]
[null,"Solar Weater Heating System -  baseline: standard efficiency - 1,000 FLE hours","Static",0,0,null,0,1214.771622934888,0,-5690.5768382988927,-4.6844828532876495,20.655737704918035,20.655737704918035,"*"]
[null,null,"Aggressive",0,0,null,0,1214.771622934888,0,-5690.5768382988927,-4.6844828532876495,20.655737704918035,20.655737704918035]
[null,"Booster Water Heater - 800 FLE hours","Static",0,0,null,0,356.19870224939427,0,165.15288403706222,0.4636538061315833,7.6392429792429901,7.6392429792429901]
[null,null,"Aggressive",0,0,null,0,356.19870224939427,0,165.15288403706222,0.4636538061315833,7.6392429792429901,7.6392429792429901]
[null,"Commercial Cooking - High-Efficiency Griddle","Static",5000,500,"per unit",500,482.91068580542264,1.0353881467047574,124.00731065293826,0.25679139910957377,5.3999835315667628,3.0521646047986053]
[null,null,"Aggressive",10000,0.86956521739130432,null,1000,482.91068580542264,2.0707762934095149,124.00731065293826,0.25679139910957377,5.3999835315667628,0.70434567803044745]
[null,"Commercial Cooking - High-Efficiency Broiler","Static",5000,200,"per unit",200,845.99331643690721,0.23640848705796563,2031.8861470346897,2.4017756494725506,0.53607366679810797,0,null,null,"Capped at 100% of incremental cost"]
[null,null,"Aggressive",10000,1,null,200,845.99331643690721,0.23640848705796563,2031.8861470346897,2.4017756494725506,0.53607366679810797,0]
[null,"Commercial Cooking - High-Efficiency Oven","Static",0,0,null,0,437.48006379585331,0,-445.84703564542156,-1.0191253785989036,8.2932188551687531,8.2932188551687531,"*"]
[null,null,"Aggressive",0,0,null,0,437.48006379585331,0,-445.84703564542156,-1.0191253785989036,8.2932188551687531,8.2932188551687531]
[null,"Commercial Cooking - ENERGY STAR® Fryer","Static",5000,500,"per unit",500,630.98086124401925,0.79241706161137426,564.64369858833425,0.89486660098549264,3.9531009876304388,2.1562369023438754]
[null,null,"Aggressive",10000,0.90909090909090906,null,1000,630.98086124401925,1.5848341232227485,564.64369858833425,0.89486660098549264,3.9531009876304388,0.35937281705731272]
[null,"Building Recommissioning","Static",15000,0.05,"per m3 saved",0.12000000000000002,2.4000000000000004,0.05,9.9048876890885129,4.1270365371202127,0.89058975473816238,0.86221196117242171]
[null,null,"Aggressive",25000,6.3728093467870436E-2,null,0.24000000000000005,2.4000000000000004,0.1,9.9048876890885129,4.1270365371202127,0.89058975473816238,0.83383416760668094]
[null,"Advanced Building Automation Systems","Static",15000,0.05,"per m3 saved",7.9999999999999988E-2,1.5999999999999996,0.05,5.6355560092329942,3.522222505770622,3.4351319111329119,3.4067541175671714]
[null,null,"Aggressive",25000,1.6522098306484923E-2,null,0.15999999999999998,1.5999999999999996,0.1,5.6355560092329942,3.522222505770622,3.4351319111329119,3.3783763240014308]
[null,"High-Performance New Construction - 25% More Efficient","Static",20000,0.05,"per m3 saved",0.15000000000000002,3,0.05,22.766420011579569,7.5888066705265231,4.6600375178803874,4.634052178561352]
[null,null,"Aggressive",30000,1.1152416356877326E-2,null,0.30000000000000004,3,0.1,22.766420011579569,7.5888066705265231,4.6600375178803874,4.6080668392423156]
[null,"High-Performance New Construction - 40% More Efficient","Static",20000,0.05,"per m3 saved",0.24000000000000005,4.8000000000000007,0.05,38.494722299046984,8.0197338123014532,4.7818093167828053,4.7581076596983793]
[null,null,"Aggressive",30000,9.913258983890956E-3,48.42,0.48000000000000009,4.8000000000000007,0.1,38.494722299046984,8.0197338123014532,4.7818093167828053,4.7344060026139543]

{"sheet":"Exh 6.16","index":57,"n_rows":9,"n_cols":6,"rows_kept":9,"cut":false,"hidden":false,"merged":[[1,4,2,4],[3,2,3,4]]}
[]
[null,null,"Southern","Northern","Total","% Savings"]
[null,"Milestone","Region","Region",null,"Relative to"]
[null,"Year","(1000 m3/yr.)",null,null,"Ref Case"]
[]
[null,2012,85859.994475420084,26748.885590036232,112608.88006545632,5.3363561438013428E-2]
[null,2017,195891.93777821996,63309.576957894838,259201.5147361148,0.1186460076607688]
[null,"%  Savings 2017\nRe: Reference Case ",0.1186460076607688,0,0.1186460076607688]
[null,"% Savings 2017\nRe: Total",0.75575151625811909,0.24424848374188091,1]

{"sheet":"Exh 6.17","index":58,"n_rows":125,"n_cols":31,"rows_kept":125,"cut":false,"hidden":false,"merged":[[0,1,0,2],[1,1,3,1],[1,2,3,2],[1,3,2,3],[1,4,2,4],[2,30,3,30],[1,12,2,12],[1,13,2,13],[1,14,2,14],[1,15,2,15],[1,16,2,16],[1,17,2,17],[2,24,3,24],[2,25,3,25],[2,26,3,26],[2,28,3,28],[4,1,8,1],[9,1,13,1],[14,1,18,1],[19,1,23,1],[2,29,3,29],[1,7,2,7],[1,8,2,8],[1,9,2,9],[1,10,2,10],[1,5,2,5],[1,11,2,11],[24,1,28,1],[89,1,93,1],[34,1,38,1],[39,1,43,1],[44,1,48,1],[49,1,53,1],[54,1,58,1],[59,1,63,1],[64,1,68,1],[69,1,73,1],[74,1,78,1],[79,1,83,1],[84,1,88,1],[29,1,33,1],[1,6,2,6],[124,1,127,1],[94,1,97,1],[99,1,103,1],[104,1,108,1],[109,1,113,1],[114,1,117,1],[119,1,122,1]]}
[]
[null,"Sub Sector","Milestone Year","Total","Space Heating","Water Heating","Cooking","Space Cooling","Other",0,0,0,0,0,0,0,0,0]
[null,null,null,null,null,null,null,null,null,null,null,null,null,null,null,null,null,null,null,null,null,"% savings",null,null,null,null,null,null,null,null,"Sum, both regions"]
[]
[null,"Large Office",2012,7654.0011761344886,6287.7100545151316,793.94313940813595,3.7140672604935636,8.1547584186813928,560.479156532047,0,0,0,0,0,0,0,0,0,null,6.7969783303816145E-2,null,0.10508114695358942,null,null,null,null,null,null,"Large Office",2012,10924.789237027904]
[null,null,2017,18156.301285190057,15146.041200029114,1736.8447388733357,16.739353783093691,16.572573560546026,1240.1034189439665,0,0,0,0,0,0,0,0,0,null,7.0047049314794468E-2,null,0.23169033842788783,null,null,null,null,null,null,null,2017,25794.124206785098]
[null,null,0,0,0,0,0,0,0,0,0,0,0,0,0,0,0,0,null,0,null,null,null,null,null,null,null,null,0,0,0]
[null,null,0,0,0,0,0,0,0,0,0,0,0,0,0,0,0,0,null,0,null,null,null,null,null,null,null,null,0,0,0]
[null,null,0,null,0,0,0,0,0,null,null,null,null,null,null,null,null,null,null,0,null,null,null,null,null,null,null,null,0,0,0]
[null,"Small Office",2012,13124.378129829413,11583.157339264613,992.22080682385024,6.8471844166266367,0,542.1527993243219,0,0,0,0,0,0,0,0,0,null,0.11654834078982569,null,8.4228855681778139E-2,null,null,null,null,null,null,"Small Office",2012,17986.370208112392]
[null,null,2017,31680.411142018107,28198.771726834639,2252.7117610081964,29.496851797999831,0,1199.4308023772728,0,0,0,0,0,0,0,0,0,null,0.12222309416004368,null,0.19796786417971732,null,null,null,null,null,null,null,2017,43378.640263683592]
[null,null,0,0,0,0,0,0,0,0,0,0,0,0,0,0,0,0,null,0,null,null,null,null,null,null,null,null,0,0,0]
[null,null,0,0,0,0,0,0,0,0,0,0,0,0,0,0,0,0,null,0,null,null,null,null,null,null,null,null,0,0,0]
[null,null,0,null,0,0,0,0,0,null,null,null,null,null,null,null,null,null,null,0,null,null,null,null,null,null,null,null,0,0,0]
[null,"Retail",2012,8398.1412757962898,7236.7030848727563,885.04661590013336,45.546244875228297,0,230.84533014817103,0,0,0,0,0,0,0,0,0,null,7.4577966417166131E-2,null,0.49275561115865235,null,null,null,null,null,null,"Retail",2012,15980.434055782465]
[null,null,2017,19194.373662590308,16540.155886520479,1937.7221217912047,194.00379508234093,0,522.4918591962828,0,0,0,0,0,0,0,0,0,null,7.4051934774113939E-2,null,1.0599171626135127,null,null,null,null,null,null,null,2017,36491.693202209302]
[null,null,0,0,0,0,0,0,0,0,0,0,0,0,0,0,0,0,null,0,null,null,null,null,null,null,null,null,0,0,0]
[null,null,0,0,0,0,0,0,0,0,0,0,0,0,0,0,0,0,null,0,null,null,null,null,null,null,null,null,0,0,0]
[null,null,0,null,0,0,0,0,0,null,null,null,null,null,null,null,null,null,null,0,null,null,null,null,null,null,null,null,0,0,0]
[null,"Large Hotel",2012,923.76461994837064,412.18573459806277,460.96156189116755,6.7185732181184257,0,43.898750241021929,0,0,0,0,0,0,0,0,0,null,8.2033017237309585E-3,null,0.27875062471934875,null,null,null,null,null,null,"Large Hotel",2012,1636.4455893452864]
[null,null,2017,2058.3298592327733,971.05499343031806,963.36146687660676,27.681683875852187,0,96.231715049995969,0,0,0,0,0,0,0,0,0,null,7.9410410133146665E-3,null,0.60727015612317092,null,null,null,null,null,null,null,2017,3639.9864199917893]
[null,null,0,0,0,0,0,0,0,0,0,0,0,0,0,0,0,0,null,0,null,null,null,null,null,null,null,null,0,0,0]
[null,null,0,0,0,0,0,0,0,0,0,0,0,0,0,0,0,0,null,0,null,null,null,null,null,null,null,null,0,0,0]
[null,null,0,null,0,0,0,0,0,null,null,null,null,null,null,null,null,null,null,0,null,null,null,null,null,null,null,null,0,0,0]
[null,"Small Hotel/Motel",2012,416.54825250225548,226.53044351799366,163.98801019520707,0.61327189651221659,0,25.416526892542468,0,0,0,0,0,0,0,0,0,null,3.6990710880005898E-3,null,0.17370402371781751,null,null,null,null,null,null,"Small Hotel/Motel",2012,714.8668841447884]
[null,null,2017,926.24858905025542,513.6027461987112,354.39033889919222,2.5240629551657268,0,55.73144099718624,0,0,0,0,0,0,0,0,0,null,3.5734690439337942E-3,null,0.37970120599615192,null,null,null,null,null,null,null,2017,1587.2275196489431]
[null,null,0,0,0,0,0,0,0,0,0,0,0,0,0,0,0,0,null,0,null,null,null,null,null,null,null,null,0,0,0]
[null,null,0,0,0,0,0,0,0,0,0,0,0,0,0,0,0,0,null,0,null,null,null,null,null,null,null,null,0,0,0]
[null,null,0,null,0,0,0,0,0,null,null,null,null,null,null,null,null,null,null,0,null,null,null,null,null,null,null,null,0,0,0]
[null,"Contract Hospital",2012,3938.7053747394007,2570.1424974146871,1027.5033877014484,12.004424917603414,12.975069560326887,316.07999514533446,0,0,0,0,0,0,0,0,0,null,3.4976863036466965E-2,null,0.54893635122841711,null,null,null,null,null,null,"Contract Hospital",2012,7420.5934838974381]
[null,null,2017,8494.0708336875032,5650.3338259544444,2109.906479554762,49.40862589765846,27.057137527610909,657.36476475302698,0,0,0,0,0,0,0,0,0,null,3.2770143501418422E-2,null,1.1547152402786749,null,null,null,null,null,null,null,2017,15990.16930699453]
[null,null,0,0,0,0,0,0,0,0,0,0,0,0,0,0,0,0,null,0,null,0,null,null,null,null,null,null,0,0,0]
[null,null,0,0,0,0,0,0,0,0,0,0,0,0,0,0,0,0,null,0,null,0,null,null,null,null,null,null,0,0,0]
[null,null,0,null,0,0,0,0,0,null,null,null,null,null,null,null,null,null,null,0,null,0,null,null,null,null,null,null,0,0,0]
[null,"Hospital",2012,1604.5514808272203,1177.8829630574446,356.6040328852722,5.3643428619238893,3.1275928153371653,61.57254920724214,0,0,0,0,0,0,0,0,0,null,1.4248889429452991E-2,null,0.11184060161526958,null,null,null,null,null,null,"Hospital",2012,2284.5555899812734]
[null,null,2017,3541.5121290614147,2648.1018009863601,734.76055632208909,22.116422901597936,6.6231127616182164,129.91023608974922,0,0,0,0,0,0,0,0,0,null,1.3663161392659764E-2,null,0.24137994139599139,null,null,null,null,null,null,null,2017,5028.2443114940252]
[null,null,0,0,0,0,0,0,0,0,0,0,0,0,0,0,0,0,null,0,null,0,null,null,null,null,null,null,0,0,0]
[null,null,0,0,0,0,0,0,0,0,0,0,0,0,0,0,0,0,null,0,null,0,null,null,null,null,null,null,0,0,0]
[null,null,0,null,0,0,0,0,0,null,null,null,null,null,null,null,null,null,null,0,null,0,null,null,null,null,null,null,0,0,0]
[null,"Nursing Home",2012,3674.7574120299655,2226.9365126455732,1226.4556439874186,29.647850072735874,0,191.7174053242378,0,0,0,0,0,0,0,0,0,null,3.2632927437817816E-2,null,0.16979786749333459,null,null,null,null,null,null,"Nursing Home",2012,6111.3193501070864]
[null,null,2017,8352.9232776326826,5258.7477804773753,2555.6066574595407,121.96374879464688,0,416.60509090112089,0,0,0,0,0,0,0,0,0,null,3.2225595927309843E-2,null,0.37659824375206147,null,null,null,null,null,null,null,2017,13858.096974105956]
[null,null,0,0,0,0,0,0,0,0,0,0,0,0,0,0,0,0,null,0,null,0,null,null,null,null,null,null,0,0,0]
[null,null,0,0,0,0,0,0,0,0,0,0,0,0,0,0,0,0,null,0,null,0,null,null,null,null,null,null,0,0,0]
[null,null,0,null,0,0,0,0,0,null,null,null,null,null,null,null,null,null,null,0,null,0,null,null,null,null,null,null,0,0,0]
[null,"School",2012,8300.5807352694155,7505.9997725608355,736.27354303529626,18.754115006275214,0,39.553304667007907,0,0,0,0,0,0,0,0,0,null,7.3711600101559707E-2,null,0.16105832611541307,null,null,null,null,null,null,"School",2012,13542.828026202867]
[null,null,2017,19553.571387213775,17819.852993378368,1569.7675246375761,77.82839361549857,0,86.122475582330523,0,0,0,0,0,0,0,0,0,null,7.5437720366413261E-2,null,0.36871178155103379,null,null,null,null,null,null,null,2017,31818.605287727107]
[null,null,0,0,0,0,0,0,0,0,0,0,0,0,0,0,0,0,null,0,null,0,null,null,null,null,null,null,0,0,0]
[null,null,0,0,0,0,0,0,0,0,0,0,0,0,0,0,0,0,null,0,null,0,null,null,null,null,null,null,0,0,0]
[null,null,0,null,0,0,0,0,0,null,null,null,null,null,null,null,null,null,null,0,null,0,null,null,null,null,null,null,0,0,0]
[null,"Contract University/College",2012,5166.2895484667906,3820.4161441411338,961.51199145153328,29.618106370944986,27.250020993932559,327.49328550924668,0,0,0,0,0,0,0,0,0,null,4.5878171823250297E-2,null,0.56886804334315899,null,null,null,null,null,null,"Contract University/College",2012,9750.901367963852]
[null,null,2017,11443.63356508761,8605.4201294842715,1973.8742229152647,120.69096744011361,55.379074923153183,688.26917032480526,0,0,0,0,0,0,0,0,0,null,4.414956284780213E-2,null,1.2299852813842971,null,null,null,null,null,null,null,2017,21580.685724295174]
[null,null,0,15.505233603610819,0,0,0,0,0,0,0,0,0,0,0,0,0,0,null,1,null,15.505233603610819,null,null,null,null,null,null,0,0,30.745019511778214]
[null,null,0,16.109141359097421,0,0,0,0,0,0,0,0,0,0,0,0,0,0,null,1,null,16.109141359097421,null,null,null,null,null,null,0,0,31.942496196129873]
[null,null,0,25.100678295100771,0,0,0,0,0,null,null,null,null,null,null,null,null,null,null,9.6838470719027284E-5,null,25.100678295100771,null,null,null,null,null,null,0,0,49.771636059841413]
[null,"University/College",2012,1028.2259552434264,805.87437368213818,173.80420187918591,4.6092235415733498,5.2309153289543993,38.707240811574373,0,0,0,0,0,0,0,0,0,null,9.1309491280416599E-3,null,0.33497335701973258,null,null,null,null,null,null,"University/College",2012,1857.5868658654065]
[null,null,2017,2284.1342630861964,1815.6914429138817,357.1418268766962,18.881747099126404,10.630569862068635,81.78867633442357,0,0,0,0,0,0,0,0,0,null,8.8121948878717177E-3,null,0.72704595698345809,null,null,null,null,null,null,null,2017,4120.9260620716695]
[null,null,0,0,0,0,0,0,0,0,0,0,0,0,0,0,0,0,null,0,null,0,null,null,null,null,null,null,0,0,0]
[null,null,0,0,0,0,0,0,0,0,0,0,0,0,0,0,0,0,null,0,null,0,null,null,null,null,null,null,0,0,0]
[null,null,0,null,0,0,0,0,0,null,null,null,null,null,null,null,null,null,null,0,null,0,null,null,null,null,null,null,0,0,0]
[null,"Restaurant/Food Service",2012,4133.7637791635225,2429.6732274196988,1421.0140973867749,268.95609191100738,0,14.120362446041513,0,0,0,0,0,0,0,0,0,null,3.6709039080760626E-2,null,0.40180775652069112,null,null,null,null,null,null,"Restaurant/Food Service",2012,7739.8421745623418]
[null,null,2017,10464.803682544634,6274.7720106929874,3055.0929999690943,1103.8679986574914,0,31.07067322506111,0,0,0,0,0,0,0,0,0,null,4.0373235060753923E-2,null,0.98787488845822291,null,null,null,null,null,null,null,2017,19573.145793898817]
[null,null,0,0,0,0,0,0,0,0,0,0,0,0,0,0,0,0,null,0,null,0,null,null,null,null,null,null,0,0,0]
[null,null,0,0,0,0,0,0,0,0,0,0,0,0,0,0,0,0,null,0,null,0,null,null,null,null,null,null,0,0,0]
[null,null,0,0,0,0,0,0,0,null,null,null,null,null,null,null,null,null,null,0,null,0,null,null,null,null,null,null,0,0,{"$error":"#VALUE!"}]
[null,"Warehouse",2012,4493.0021515504459,4128.7167441749634,230.87091177119592,1.4329289529653921,0,131.98156665132109,0,0,0,0,0,0,0,0,0,null,3.9899181564888954E-2,null,1.1380001363387153,null,null,null,null,null,null,"Warehouse",2012,8729.4944598092097]
[null,null,2017,9906.8342146173945,9099.3686869582598,511.95215928950756,5.8872387652909444,0,289.62612960433626,0,0,0,0,0,0,0,0,0,null,3.8220587656299931E-2,null,2.4517455541328559,null,null,null,null,null,null,null,2017,19242.84991896799]
[null,null,0,0,0,0,0,0,0,0,0,0,0,0,0,0,0,0,null,0,null,0,null,null,null,null,null,null,0,0,0]
[null,null,0,0,0,0,0,0,0,0,0,0,0,0,0,0,0,0,null,0,null,0,null,null,null,null,null,null,0,0,0]
[null,null,0,null,0,0,0,0,0,null,null,null,null,null,null,null,null,null,null,null,null,0,null,null,null,null,null,null,0,0,0]
[null,"Contract Apartment",2012,533.92522104592842,324.32871726263022,200.05452338565286,0.23329537498472752,0,9.3086850226605904,0,0,0,0,0,0,0,0,0,null,4.7414131171145029E-3,null,{"$error":"#DIV/0!"},null,null,null,null,null,null,"Contract Apartment",2012,1067.8504420918568]
[null,null,2017,1173.5510012012835,731.20354095208052,421.1405589371771,0.96098496217649976,0,20.245916349849246,0,0,0,0,0,0,0,0,0,null,4.5275622806295723E-3,null,{"$error":"#DIV/0!"},null,null,null,null,null,null,0,2017,2347.102002402567]
[null,null,0,0,0,0,0,0,0,0,0,0,0,0,0,0,0,0,null,0,null,0,null,null,null,null,null,null,0,0,0]
[null,null,0,0,0,0,0,0,0,0,0,0,0,0,0,0,0,0,null,0,null,0,null,null,null,null,null,null,0,0,0]
[null,null,0,null,0,0,0,0,0,null,null,null,null,null,null,null,null,null,null,0,null,0,null,null,null,null,null,null,0,0,0]
[null,"High-rise Apartment",2012,12395.65979952278,7753.8458149829594,4418.8393544286746,5.4557779150175127,0,217.5188521961278,0,0,0,0,0,0,0,0,0,null,0.11007710752755499,null,0.74584708859225024,null,null,null,null,null,null,"High-rise Apartment",2012,23596.557514159002]
[null,null,2017,27308.708284372544,17501.733697536656,9311.2340965472376,22.495075178060869,0,473.24541511058857,0,0,0,0,0,0,0,0,0,null,0.10535705515523207,null,1.6041220512242003,null,null,null,null,null,null,null,2017,51951.321481117513]
[null,null,0,0,0,0,0,0,0,0,0,0,0,0,0,0,0,0,null,0,null,0,null,null,null,null,null,null,0,0,0]
[null,null,0,0,0,0,0,0,0,0,0,0,0,0,0,0,0,0,null,0,null,0,null,null,null,null,null,null,0,0,0]
[null,null,0,null,0,0,0,0,0,null,null,null,null,null,null,null,null,null,null,0,null,0,null,null,null,null,null,null,0,0,0]
[null,"Mid-rise Apartment",2012,5104.8067333059162,3891.379158832216,1156.143414534683,5.0731442784552936,0,52.211015660561742,0,0,0,0,0,0,0,0,0,null,4.5332186327922255E-2,null,0.26290837303290504,null,null,null,null,null,null,"Mid-rise Apartment",2012,9064.6712131473651]
[null,null,2017,11596.702629719155,8790.8291157562617,2669.7841378465077,20.976865678502925,0,115.11251043788234,0,0,0,0,0,0,0,0,0,null,4.4740103627578742E-2,null,0.58402406666238049,null,null,null,null,null,null,null,2017,20628.107928947986]
[null,null,0,0,0,0,0,0,0,0,0,0,0,0,0,0,0,0,null,0,null,0,null,null,null,null,null,null,0,0,0]
[null,null,0,0,0,0,0,0,0,0,0,0,0,0,0,0,0,0,null,0,null,0,null,null,null,null,null,null,0,0,0]
[null,null,0,null,0,0,0,0,0,null,null,null,null,null,null,null,null,null,null,0,null,0,null,null,null,null,null,null,0,0,0]
[null,"Other Buildings",2012,17581.314506895164,null,null,null,null,null,0,0,0,0,0,0,0,0,0,null,0.15612724766177985,null,0.33089209973567074,null,null,"Scaling factor",0.75,null,null,"Other Buildings",2012,32882.756286861215]
[null,null,2017,40210.161422607103,null,null,null,null,null,0,0,0,0,0,0,0,0,0,null,0.15513088904416261,null,0.72999118855171863,null,null,null,null,null,null,null,2017,75031.943260358108]
[null,null,0,0,null,null,null,null,null,0,0,0,0,0,0,0,0,0,null,0,null,0,null,null,null,null,null,null,0,0,0]
[null,null,0,0,null,null,null,null,null,0,0,0,0,0,0,0,0,0,null,0,null,0,null,null,null,null,null,null,0,0,0]
[null,null,0,0,null,null,null,null,null,null,null,null,null,null,null,null,null,null,null,0,null,0,null,null,null,null,null,null,0,0,0]
[null,"Other Contract Institutional Buildings",2012,14136.463913185526,null,null,null,null,null,0,0,0,0,0,0,0,0,0,null,0.1255359604408498,null,0.53495193472101132,null,null,null,null,null,null,"Other Contract Institutional Buildings",2012,27177.01179181465]
[null,null,2017,32855.24350720198,null,null,null,null,null,0,0,0,0,0,0,0,0,0,null,0.1267555999456674,null,1.1992933073301086,null,null,null,null,null,null,null,2017,63030.582849634542]
[null,null,0,0,0,0,0,0,0,0,0,0,0,0,0,0,0,0,null,0,null,0,null,null,null,null,null,null,0,0,0]
[null,null,0,0,0,0,0,0,0,0,0,0,0,0,0,0,0,0,null,0,null,0,null,null,null,null,null,null,0,0,0]
[null,null,0,null,null,null,null,null,null,null,null,null,null,null,null,null,null,null,null,0,null,0,null,null,null,null,null,null,0,0,0]
[null,"Total",2012,112608.88006545632,62381.482582942837,15205.235236665631,444.58864287046617,56.738357117232397,2803.0568257794598,0,0,0,0,0,0,0,0,0,null,null,80891.101645375646,0.23071042851759485,null,null,198468.87454087642,null,null,null,"Total",2012,198468.87454087642]
[null,null,2017,259201.5147361148,145565.68157810424,32515.291647803992,1835.5238164846169,116.26246863499698,6103.3502952778772,0,0,0,0,0,0,0,0,0,null,null,186136.1098063057,0.51224634446737127,null,null,455093.45251433476,0.43610575683820668,null,null,null,2017,455093.45251433476]
[null,null,0,15.505233603610819,0,0,0,0,0,0,0,0,0,0,0,0,0,0,null,null,0]
[null,null,0,16.109141359097421,0,0,0,0,0,0,0,0,0,0,0,0,0,0,null,null,0]
[]
[]
[]
[null,null,null,null,0.78203891619729626,0.17468556574884686,9.8611914603494912E-3,6.2460996287061314E-4,3.2789716630636893E-2]
[]
[]
[null,null,"Savings %",5.3363561438013428E-2,5.6763129454793948E-2,8.5690663317704294E-2,1.0157589893312623E-2,4.3866400924478417E-2,4.4483689426139179E-2]
[null,null,null,0.12016360691331118,0.12955034636174689,0.17905444335953857,4.0628742614023841E-2,8.8951989820210312E-2,9.3609475035842646E-2]
[]
[]
[]
[]
[null,null,"Percent of economic"]
[null,null,2012,{"$error":"#REF!"}]
[null,null,2017,{"$error":"#REF!"},null,null,null,null,null,0,0,0,0,0,0,0,0,0]
[null,null,null,null,null,null,null,null,null,0,0,0,0,0,0,0,0,0]
[null,null,null,null,null,null,null,null,null,{"$error":"#DIV/0!"},{"$error":"#DIV/0!"},{"$error":"#DIV/0!"},{"$error":"#DIV/0!"},{"$error":"#DIV/0!"},{"$error":"#DIV/0!"},{"$error":"#DIV/0!"},{"$error":"#DIV/0!"},{"$error":"#DIV/0!"}]
[null,null,null,null,null,null,null,null,null,{"$error":"#DIV/0!"},{"$error":"#DIV/0!"},{"$error":"#DIV/0!"},{"$error":"#DIV/0!"},{"$error":"#DIV/0!"},{"$error":"#DIV/0!"},{"$error":"#DIV/0!"},{"$error":"#DIV/0!"},{"$error":"#DIV/0!"}]
[]
[]
[]
[]
[]
[]
[]
[]
["`"]

{"sheet":"Exh 6.18","index":59,"n_rows":125,"n_cols":26,"rows_kept":125,"cut":false,"hidden":false,"merged":[[0,1,0,2],[1,1,3,1],[1,2,3,2],[1,3,2,3],[1,4,2,4],[2,29,3,29],[1,12,2,12],[1,13,2,13],[1,14,2,14],[1,15,2,15],[1,16,2,16],[1,17,2,17],[2,24,3,24],[2,25,3,25],[2,26,3,26],[2,27,3,27],[4,1,8,1],[9,1,13,1],[14,1,18,1],[19,1,23,1],[2,28,3,28],[1,7,2,7],[1,8,2,8],[1,9,2,9],[1,10,2,10],[1,5,2,5],[1,11,2,11],[24,1,28,1],[89,1,93,1],[34,1,38,1],[39,1,43,1],[44,1,48,1],[49,1,53,1],[54,1,58,1],[59,1,63,1],[64,1,68,1],[69,1,73,1],[74,1,78,1],[79,1,83,1],[84,1,88,1],[29,1,33,1],[1,6,2,6],[124,1,127,1],[94,1,97,1],[99,1,103,1],[104,1,108,1],[109,1,113,1],[114,1,117,1],[119,1,122,1]]}
[]
[null,"Sub Sector","Milestone Year","Total","Space Heating","Water Heating","Cooking","Space Cooling","Other",0,0,0,0,0,0,0,0,0]
[null,null,null,null,null,null,null,null,null,null,null,null,null,null,null,null,null,null,null,null,null,"% savings"]
[]
[null,"Large Office",2012,3270.7880608934147,2614.1395539003252,372.29846608167912,1.7124157802327595,8.1547584186813928,274.48286671249599,0,0,0,0,0,0,0,0,0,null,3.809443595794515E-2,null,6.1076955179889501E-2]
[null,null,2017,7637.8229215950423,6204.5061665357953,805.95979622400876,7.518699304259858,16.572573560546026,603.26568597043297,0,0,0,0,0,0,0,0,0,null,3.898998094675158E-2,null,0.13772864184983388]
[null,null,0,0,0,0,0,0,0,0,0,0,0,0,0,0,0,0,null,0]
[null,null,0,0,0,0,0,0,0,0,0,0,0,0,0,0,0,0,null,0]
[null,null,0,null,0,0,0,0,0,null,null,null,null,null,null,null,null,null,null,0]
[null,"Small Office",2012,4861.9920782829795,4214.5010161903774,417.12230854241579,2.8862605328356525,0,227.48249301735066,0,0,0,0,0,0,0,0,0,null,5.6626978699315732E-2,null,5.2081135204830938E-2]
[null,null,2017,11698.229121665487,10230.588375418341,949.76758285652465,12.505741297371275,0,505.3674220932507,0,0,0,0,0,0,0,0,0,null,5.9717767123778701E-2,null,0.12115547560762424]
[null,null,0,0,0,0,0,0,0,0,0,0,0,0,0,0,0,0,null,0]
[null,null,0,0,0,0,0,0,0,0,0,0,0,0,0,0,0,0,null,0]
[null,null,0,null,0,0,0,0,0,null,null,null,null,null,null,null,null,null,null,0]
[null,"Retail",2012,7582.2927799861745,6516.8277328799531,811.83511723390518,41.725880308676146,0,211.90404956363983,0,0,0,0,0,0,0,0,0,null,8.8309961191027395E-2,null,4.8841472958592799E-2]
[null,null,2017,17297.319539618995,14866.420716399987,1774.8782626476523,177.23104481343475,0,478.78951575792394,0,0,0,0,0,0,0,0,0,null,8.830031361067163E-2,null,0.10770788700632032]
[null,null,0,0,0,0,0,0,0,0,0,0,0,0,0,0,0,0,null,0]
[null,null,0,0,0,0,0,0,0,0,0,0,0,0,0,0,0,0,null,0]
[null,null,0,null,0,0,0,0,0,null,null,null,null,null,null,null,null,null,null,0]
[null,"Large Hotel",2012,712.68096939691577,307.1718348686934,365.37143385582471,5.3161491422714544,0,34.821551530126186,0,0,0,0,0,0,0,0,0,null,8.3005009929384681E-3,null,6.5725274687741489E-2]
[null,null,2017,1581.6565607590162,721.03734017917827,762.55076986428014,21.834766329943733,0,76.233684385614026,0,0,0,0,0,0,0,0,0,null,8.0741279028527287E-3,null,0.14432462901850676]
[null,null,0,0,0,0,0,0,0,0,0,0,0,0,0,0,0,0,null,0]
[null,null,0,0,0,0,0,0,0,0,0,0,0,0,0,0,0,0,null,0]
[null,null,0,null,0,0,0,0,0,null,null,null,null,null,null,null,null,null,null,0]
[null,"Small Hotel/Motel",2012,298.31863164253298,151.91693981345634,126.30427868128619,0.47214415163591877,0,19.625268996154571,0,0,0,0,0,0,0,0,0,null,3.4744776477703518E-3,null,5.0466665660478506E-2]
[null,null,2017,660.97893059868784,343.78703794854454,272.24476102520663,1.9368126828477443,0,43.010318942088936,0,0,0,0,0,0,0,0,0,null,3.37420180787133E-3,null,0.11068949028241964]
[null,null,0,0,0,0,0,0,0,0,0,0,0,0,0,0,0,0,null,0]
[null,null,0,0,0,0,0,0,0,0,0,0,0,0,0,0,0,0,null,0]
[null,null,0,null,0,0,0,0,0,null,null,null,null,null,null,null,null,null,null,0]
[null,"Contract Hospital",2012,3481.8881091580374,2250.2802995528377,923.77454326965881,10.782786344802005,12.764767520445156,284.28571247029373,0,0,0,0,0,0,0,0,0,null,4.0553090300452198E-2,null,6.4449760503923939E-2]
[null,null,2017,7496.0984733070272,4938.6481318784672,1895.6793445115657,44.310539723799991,26.551024773819954,590.90943241937509,0,0,0,0,0,0,0,0,0,null,3.8266498143449748E-2,null,0.13721191977474217]
[null,null,0,0,0,0,0,0,0,0,0,0,0,0,0,0,0,0,null,0,null,0]
[null,null,0,0,0,0,0,0,0,0,0,0,0,0,0,0,0,0,null,0,null,0]
[null,null,0,null,0,0,0,0,0,null,null,null,null,null,null,null,null,null,null,0,null,0]
[null,"Hospital",2012,680.00410915405325,478.15676253535588,167.86151425445436,2.2816692655046458,2.6862240792370007,29.017939019501299,0,0,0,0,0,0,0,0,0,null,7.9199179234599668E-3,null,6.5445485741085746E-2]
[null,null,2017,1486.7321824326109,1066.2617771803009,344.65593290268168,9.3631201496166838,5.5757955455672388,60.875556654444573,0,0,0,0,0,0,0,0,0,null,7.5895526855006262E-3,null,0.14163508364306221]
[null,null,0,0,0,0,0,0,0,0,0,0,0,0,0,0,0,0,null,0,null,0]
[null,null,0,0,0,0,0,0,0,0,0,0,0,0,0,0,0,0,null,0,null,0]
[null,null,0,null,0,0,0,0,0,null,null,null,null,null,null,null,null,null,null,0,null,0]
[null,"Nursing Home",2012,2436.5619380771209,1431.3710459811637,851.50134293219696,20.535055093777398,0,133.1544940699826,0,0,0,0,0,0,0,0,0,null,2.8378314638427531E-2,null,5.8627504118180733E-2]
[null,null,2017,5505.1736964732727,3361.3503101647038,1771.237010212333,84.124096073612989,0,288.46228002262211,0,0,0,0,0,0,0,0,0,null,2.8103115211949064E-2,null,0.13107100558012116]
[null,null,0,0,0,0,0,0,0,0,0,0,0,0,0,0,0,0,null,0,null,0]
[null,null,0,0,0,0,0,0,0,0,0,0,0,0,0,0,0,0,null,0,null,0]
[null,null,0,null,0,0,0,0,0,null,null,null,null,null,null,null,null,null,null,0,null,0]
[null,"School",2012,5242.2472909334529,4705.3296023587654,497.48795500648481,12.646217521429655,0,26.783516046772757,0,0,0,0,0,0,0,0,0,null,6.105576086933244E-2,null,5.9567271705290685E-2]
[null,null,2017,12265.03390051333,11097.750502218112,1056.9813281045599,52.180995121884138,0,58.121075068775895,0,0,0,0,0,0,0,0,0,null,6.2611223512420655E-2,null,0.13807162271270013]
[null,null,0,0,0,0,0,0,0,0,0,0,0,0,0,0,0,0,null,0,null,0]
[null,null,0,0,0,0,0,0,0,0,0,0,0,0,0,0,0,0,null,0,null,0]
[null,null,0,null,0,0,0,0,0,null,null,null,null,null,null,null,null,null,null,0,null,0]
[null,"Contract University/College",2012,4584.6118194970613,3363.7650696821115,870.65904707426637,26.806598086346284,26.732649037936646,296.64845561640021,0,0,0,0,0,0,0,0,0,null,5.3396367510942941E-2,null,6.4321717340749346E-2]
[null,null,2017,10137.052159207562,7563.7824124566878,1786.5356108965691,109.1291769686172,54.327641593226005,623.27731729246113,0,0,0,0,0,0,0,0,0,null,5.1748184607190301E-2,null,0.14068632747500059]
[null,null,0,15.239785908167395,0,0,0,0,0,0,0,0,0,0,0,0,0,0,null,1,null,15.239785908167395]
[null,null,0,15.83335483703245,0,0,0,0,0,0,0,0,0,0,0,0,0,0,null,1,null,15.83335483703245]
[null,null,0,24.670957764740646,0,0,0,0,0,null,null,null,null,null,null,null,null,null,null,1.25941669905129E-4,null,24.670957764740646]
[null,"University/College",2012,829.36091062198011,642.71883810041334,145.35870977441408,3.8503369085752635,5.0459617464102022,32.387064092167236,0,0,0,0,0,0,0,0,0,null,9.6594568365527753E-3,null,6.5187830037356842E-2]
[null,null,2017,1836.7917989854732,1443.989287471212,298.43561861213345,15.740710849489822,10.25469645238204,68.371485600255937,0,0,0,0,0,0,0,0,0,null,9.3765563801048637E-3,null,0.14290678664024192]
[null,null,0,0,0,0,0,0,0,0,0,0,0,0,0,0,0,0,null,0,null,0]
[null,null,0,0,0,0,0,0,0,0,0,0,0,0,0,0,0,0,null,0,null,0]
[null,null,0,null,0,0,0,0,0,null,null,null,null,null,null,null,null,null,null,0,null,0]
[null,"Restaurant/Food Service",2012,3606.0783953988189,2086.2895455018615,1267.4813531519208,239.70750101137617,0,12.599995733660121,0,0,0,0,0,0,0,0,0,null,4.1999518139162743E-2,null,4.9538568321032518E-2]
[null,null,2017,9108.3421113541845,5375.0147958493253,2723.2691196193773,982.34790126441067,0,27.71029462107084,0,0,0,0,0,0,0,0,0,null,4.649676865040888E-2,null,0.12343640351204307]
[null,null,0,0,0,0,0,0,0,0,0,0,0,0,0,0,0,0,null,0,null,0]
[null,null,0,0,0,0,0,0,0,0,0,0,0,0,0,0,0,0,null,0,null,0]
[null,null,0,{"$error":"#VALUE!"},0,0,0,0,0,null,null,null,null,null,null,null,null,null,null,{"$error":"#VALUE!"},null,{"$error":"#VALUE!"}]
[null,"Warehouse",2012,4236.4923082587638,3887.1306748246466,221.38585034623407,1.3738295573441219,0,126.60195353053982,0,0,0,0,0,0,0,0,0,null,4.934186560507621E-2,null,6.529432365724569E-2]
[null,null,2017,9336.0157043505951,8561.8771059659284,490.73268353887124,5.6409601194604555,0,277.76495472633394,0,0,0,0,0,0,0,0,0,null,4.7659009402012308E-2,null,0.14252221831736728]
[null,null,0,0,0,0,0,0,0,0,0,0,0,0,0,0,0,0,null,0,null,0]
[null,null,0,0,0,0,0,0,0,0,0,0,0,0,0,0,0,0,null,0,null,0]
[null,null,0,null,0,0,0,0,0,null,null,null,null,null,null,null,null,null,null,null,null,0]
[null,"Contract Apartment",2012,533.92522104592842,324.32871726263022,200.05452338565286,0.23329537498472752,0,9.3086850226605904,0,0,0,0,0,0,0,0,0,null,6.218556433739115E-3,null,7.4614989769605067E-2]
[null,null,2017,1173.5510012012835,731.20354095208052,421.1405589371771,0.96098496217649976,0,20.245916349849246,0,0,0,0,0,0,0,0,0,null,5.9908080675067149E-3,null,0.16246516084325871]
[null,null,0,0,0,0,0,0,0,0,0,0,0,0,0,0,0,0,null,0,null,0]
[null,null,0,0,0,0,0,0,0,0,0,0,0,0,0,0,0,0,null,0,null,0]
[null,null,0,null,0,0,0,0,0,null,null,null,null,null,null,null,null,null,null,0,null,0]
[null,"High-rise Apartment",2012,11200.897714636219,6947.2028967668439,4049.3139474778036,4.9954406607730641,0,199.38542973079799,0,0,0,0,0,0,0,0,0,null,0.13045537427611648,null,7.4147906464426191E-2]
[null,null,2017,24642.613196744973,15660.450654979726,8528.0493969952004,20.5684588115131,0,433.54468595853263,0,0,0,0,0,0,0,0,0,null,0.12579697498650624,null,0.1616021463912766]
[null,null,0,0,0,0,0,0,0,0,0,0,0,0,0,0,0,0,null,0,null,0]
[null,null,0,0,0,0,0,0,0,0,0,0,0,0,0,0,0,0,null,0,null,0]
[null,null,0,null,0,0,0,0,0,null,null,null,null,null,null,null,null,null,null,0,null,0]
[null,"Mid-rise Apartment",2012,3959.8644798414493,3127.4398145515174,784.59372439152253,4.2274932219736971,0,43.603447676435188,0,0,0,0,0,0,0,0,0,null,4.612001787369175E-2,null,4.760391447381903E-2]
[null,null,2017,9031.4052992288307,7050.5726583954902,1867.397565665824,17.430153499072425,0,96.004921668443401,0,0,0,0,0,0,0,0,0,null,4.6104017356006666E-2,null,0.10757008702959049]
[null,null,0,0,0,0,0,0,0,0,0,0,0,0,0,0,0,0,null,0,null,0]
[null,null,0,0,0,0,0,0,0,0,0,0,0,0,0,0,0,0,null,0,null,0]
[null,null,0,null,0,0,0,0,0,null,null,null,null,null,null,null,null,null,null,0,null,0]
[null,"Other Buildings",2012,15301.441779966055,null,null,null,null,null,0,0,0,0,0,0,0,0,0,null,0.17821386867601693,null,4.4201076652143165E-2,null,null,"Scaling factor",0.75]
[null,null,2017,34821.781837751005,null,null,null,null,null,0,0,0,0,0,0,0,0,0,null,0.17776015813971202,null,9.8826218764673332E-2]
[null,null,0,0,null,null,null,null,null,0,0,0,0,0,0,0,0,0,null,0,null,0]
[null,null,0,0,null,null,null,null,null,0,0,0,0,0,0,0,0,0,null,0,null,0]
[null,null,0,null,null,null,null,null,null,null,null,null,null,null,null,null,null,null,null,0,null,0]
[null,"Other Contract Institutional Buildings",2012,13040.547878629124,null,null,null,null,null,0,0,0,0,0,0,0,0,0,null,0.15188153642803179,null,4.3470552440179666E-2]
[null,null,2017,30175.339342432562,null,null,null,null,null,0,0,0,0,0,0,0,0,0,null,0.15404074146530586,null,9.8826218764673318E-2]
[null,null,0,0,0,0,0,0,0,0,0,0,0,0,0,0,0,0,null,0,null,0]
[null,null,0,0,0,0,0,0,0,0,0,0,0,0,0,0,0,0,null,0,null,0]
[null,null,0,null,null,null,null,null,null,null,null,null,null,null,null,null,null,null,null,0,null,0]
[null,"Total",2012,85859.994475420084,43048.570344770953,12072.404115459723,379.55307296253892,55.384360802710397,1962.0929228289788,0,0,0,0,0,0,0,0,0,null,null,57518.004816824905,5.2930589179084032E-2]
[null,null,2017,195891.93777821996,99217.240813993878,25749.515342613966,1562.8241619715116,113.28173192554127,4251.9545475314762,0,0,0,0,0,0,0,0,0,null,null,130894.81659803638,0.1186460076607688]
[null,null,0,15.239785908167395,0,0,0,0,0,0,0,0,0,0,0,0,0,0,null,null,0]
[null,null,0,15.83335483703245,0,0,0,0,0,0,0,0,0,0,0,0,0,0,null,null,0]
[]
[]
[]
[null,null,null,null,0.75799212980815833,0.19671913687528134,1.1939542012353118E-2,8.654409308919927E-4,3.24837503733151E-2]
[]
[]
[null,null,"Savings %",5.2930589179084032E-2,5.7183107476463178E-2,8.5773643695892285E-2,1.015534027765254E-2,4.3933792541480179E-2,4.4839478259028627E-2]
[null,null,null,0.1186460076607688,0.1296617275770563,0.17959244255496121,4.0619792167426456E-2,8.9131179153005682E-2,9.4388134155252559E-2]
[]
[]
[]
[]
[]
[null,null,null,"regional savings","total","s","n"]
[null,null,null,2012,112608.88006545632,0.76246202275976926,null,null,0.43444530090844574,0,0,0,0,0,0,0,0,0]
[null,null,null,2017,259201.5147361148,0.75575151625811909,null,null,1,0,0,0,0,0,0,0,0,0]
[null,null,null,null,null,null,null,null,null,{"$error":"#DIV/0!"},{"$error":"#DIV/0!"},{"$error":"#DIV/0!"},{"$error":"#DIV/0!"},{"$error":"#DIV/0!"},{"$error":"#DIV/0!"},{"$error":"#DIV/0!"},{"$error":"#DIV/0!"},{"$error":"#DIV/0!"}]
[null,null,null,null,null,null,null,null,null,{"$error":"#DIV/0!"},{"$error":"#DIV/0!"},{"$error":"#DIV/0!"},{"$error":"#DIV/0!"},{"$error":"#DIV/0!"},{"$error":"#DIV/0!"},{"$error":"#DIV/0!"},{"$error":"#DIV/0!"},{"$error":"#DIV/0!"}]
[]
[]
[]
[]
[]
[]
[]
[]
["`"]

{"sheet":"Exh 6.19","index":60,"n_rows":125,"n_cols":31,"rows_kept":125,"cut":false,"hidden":false,"merged":[[0,1,0,2],[1,1,3,1],[1,2,3,2],[1,3,2,3],[1,4,2,4],[2,30,3,30],[1,12,2,12],[1,13,2,13],[1,14,2,14],[1,15,2,15],[1,16,2,16],[1,17,2,17],[2,24,3,24],[2,25,3,25],[2,26,3,26],[2,28,3,28],[4,1,8,1],[9,1,13,1],[14,1,18,1],[19,1,23,1],[2,29,3,29],[1,7,2,7],[1,8,2,8],[1,9,2,9],[1,10,2,10],[1,5,2,5],[1,11,2,11],[24,1,28,1],[89,1,93,1],[34,1,38,1],[39,1,43,1],[44,1,48,1],[49,1,53,1],[54,1,58,1],[59,1,63,1],[64,1,68,1],[69,1,73,1],[74,1,78,1],[79,1,83,1],[84,1,88,1],[29,1,33,1],[1,6,2,6],[124,1,127,1],[94,1,97,1],[99,1,103,1],[104,1,108,1],[109,1,113,1],[114,1,117,1],[119,1,122,1]]}
[]
[null,"Sub Sector","Milestone Year","Total","Space Heating","Water Heating","Cooking","Space Cooling","Other",0,0,0,0,0,0,0,0,0]
[null,null,null,null,null,null,null,null,null,null,null,null,null,null,null,null,null,null,null,null,null,"% savings",null,null,null,null,null,null,null,null,"Sum, both regions"]
[]
[null,"Large Office",2012,4383.2131152410748,3673.570500614806,421.64467332645677,2.0016514802608039,0,285.99628981955095,0,0,0,0,0,0,0,0,0,null,0.16386526087179459,null,6.0176769103158383E-2,null,null,null,null,null,null,"Large Office",2012,7654.0011761344895]
[null,null,2017,10518.478363595013,8941.5350334933191,930.88494264932694,9.2206544788338345,0,636.83773297353355,0,0,0,0,0,0,0,0,0,null,0.16614355787893695,null,0.13422501497018058,null,null,null,null,null,null,null,2017,18156.301285190057]
[null,null,0,0,0,0,0,0,0,0,0,0,0,0,0,0,0,0,null,0,null,null,null,null,null,null,null,null,0,0,0]
[null,null,0,0,0,0,0,0,0,0,0,0,0,0,0,0,0,0,null,0,null,null,null,null,null,null,null,null,0,0,0]
[null,null,0,null,0,0,0,0,0,null,null,null,null,null,null,null,null,null,null,0,null,null,null,null,null,null,null,null,0,0,0]
[null,"Small Office",2012,8262.386051546433,7368.6563230742368,575.09849828143444,3.9609238837909841,0,314.67030630697127,0,0,0,0,0,0,0,0,0,null,0.30888711321207762,null,5.3025851239466446E-2,null,null,null,null,null,null,"Small Office",2012,13124.378129829413]
[null,null,2017,19982.182020352622,17968.183351416297,1302.9441781516716,16.991110500628558,0,694.06338028402206,0,0,0,0,0,0,0,0,0,null,0.31562652888428128,null,0.12486674741960317,null,null,null,null,null,null,null,2017,31680.411142018107]
[null,null,0,0,0,0,0,0,0,0,0,0,0,0,0,0,0,0,null,0,null,null,null,null,null,null,null,null,0,0,0]
[null,null,0,0,0,0,0,0,0,0,0,0,0,0,0,0,0,0,null,0,null,null,null,null,null,null,null,null,0,0,0]
[null,null,0,null,0,0,0,0,0,null,null,null,null,null,null,null,null,null,null,0,null,null,null,null,null,null,null,null,0,0,0]
[null,"Retail",2012,815.8484958101144,719.87535199280285,73.211498666228181,3.8203645665521497,0,18.941280584531196,0,0,0,0,0,0,0,0,0,null,3.0500279836480817E-2,null,4.786939287677823E-2,null,null,null,null,null,null,"Retail",2012,8398.1412757962898]
[null,null,2017,1897.0541229713085,1673.7351701204914,162.84385914355232,16.772750268906169,0,43.702343438358881,0,0,0,0,0,0,0,0,0,null,2.996472594080005E-2,null,0.10475570907858764,null,null,null,null,null,null,null,2017,19194.373662590304]
[null,null,0,0,0,0,0,0,0,0,0,0,0,0,0,0,0,0,null,0,null,null,null,null,null,null,null,null,0,0,0]
[null,null,0,0,0,0,0,0,0,0,0,0,0,0,0,0,0,0,null,0,null,null,null,null,null,null,null,null,0,0,0]
[null,null,0,null,0,0,0,0,0,null,null,null,null,null,null,null,null,null,null,0,null,null,null,null,null,null,null,null,0,0,0]
[null,"Large Hotel",2012,211.08365055145495,105.01389972936937,95.590128035342872,1.4024240758469715,0,9.0771987108957468,0,0,0,0,0,0,0,0,0,null,7.8913063439952098E-3,null,6.3695554244702871E-2,null,null,null,null,null,null,"Large Hotel",2012,923.76461994837075]
[null,null,2017,476.67329847375692,250.01765325113985,200.81069701232667,5.8469175459084557,0,19.998030664381947,0,0,0,0,0,0,0,0,0,null,7.529244726919862E-3,null,0.14063317746933077,null,null,null,null,null,null,null,2017,2058.3298592327733]
[null,null,0,0,0,0,0,0,0,0,0,0,0,0,0,0,0,0,null,0,null,null,null,null,null,null,null,null,0,0,0]
[null,null,0,0,0,0,0,0,0,0,0,0,0,0,0,0,0,0,null,0,null,null,null,null,null,null,null,null,0,0,0]
[null,null,0,null,0,0,0,0,0,null,null,null,null,null,null,null,null,null,null,0,null,null,null,null,null,null,null,null,0,0,0]
[null,"Small Hotel/Motel",2012,118.22962085972239,74.613503704537322,37.683731513920868,0.14112774487629781,0,5.7912578963878971,0,0,0,0,0,0,0,0,0,null,4.4199830479577842E-3,null,4.9302717614580764E-2,null,null,null,null,null,null,"Small Hotel/Motel",2012,416.54825250225537]
[null,null,2017,265.26965845156758,169.81570825016669,82.145577873985587,0.58725027231798232,0,12.721122055097306,0,0,0,0,0,0,0,0,0,null,4.1900399781219493E-3,null,0.10874317156210274,null,null,null,null,null,null,null,2017,926.24858905025542]
[null,null,0,0,0,0,0,0,0,0,0,0,0,0,0,0,0,0,null,0,null,null,null,null,null,null,null,null,0,0,0]
[null,null,0,0,0,0,0,0,0,0,0,0,0,0,0,0,0,0,null,0,null,null,null,null,null,null,null,null,0,0,0]
[null,null,0,null,0,0,0,0,0,null,null,null,null,null,null,null,null,null,null,0,null,null,null,null,null,null,null,null,0,0,0]
[null,"Contract Hospital",2012,456.81726558136302,319.86219786184944,103.72884443178968,1.2216385728014083,0.2103020398817306,31.794282675040716,0,0,0,0,0,0,0,0,0,null,1.707799242864623E-2,null,6.3666504368321178E-2,null,null,null,null,null,null,"Contract Hospital",2012,3938.7053747394002]
[null,null,2017,997.97236038047504,711.68569407597715,214.22713504319651,5.098086173858472,0.50611275379095322,66.455332333651938,0,0,0,0,0,0,0,0,0,null,1.5763371172803672E-2,null,0.13566803438204203,null,null,null,null,null,null,null,2017,8494.0708336875032]
[null,null,0,0,0,0,0,0,0,0,0,0,0,0,0,0,0,0,null,0,null,0,null,null,null,null,null,null,0,0,0]
[null,null,0,0,0,0,0,0,0,0,0,0,0,0,0,0,0,0,null,0,null,0,null,null,null,null,null,null,0,0,0]
[null,null,0,null,0,0,0,0,0,null,null,null,null,null,null,null,null,null,null,0,null,0,null,null,null,null,null,null,0,0,0]
[null,"Hospital",2012,924.54737167316682,699.72620052208879,188.74251863081781,3.082673596419244,0.44136873610016453,32.554610187740842,0,0,0,0,0,0,0,0,0,null,3.4563958508146378E-2,null,6.4442889807707987E-2,null,null,null,null,null,null,"Hospital",2012,1604.5514808272201]
[null,null,2017,2054.7799466288029,1581.840023806059,390.1046234194074,12.753302751981252,1.0473172160509781,69.034679435304653,0,0,0,0,0,0,0,0,0,null,3.2456068186893283E-2,null,0.14004827458556976,null,null,null,null,null,null,null,2017,3541.5121290614138]
[null,null,0,0,0,0,0,0,0,0,0,0,0,0,0,0,0,0,null,0,null,0,null,null,null,null,null,null,0,0,0]
[null,null,0,0,0,0,0,0,0,0,0,0,0,0,0,0,0,0,null,0,null,0,null,null,null,null,null,null,0,0,0]
[null,null,0,null,0,0,0,0,0,null,null,null,null,null,null,null,null,null,null,0,null,0,null,null,null,null,null,null,0,0,0]
[null,"Nursing Home",2012,1238.1954739528446,795.56546666440943,374.95430105522178,9.1127949789584761,0,58.562911254255198,0,0,0,0,0,0,0,0,0,null,4.6289609702995012E-2,null,5.721274289530634E-2,null,null,null,null,null,null,"Nursing Home",2012,3674.7574120299655]
[null,null,2017,2847.7495811594117,1897.397470312671,784.36964724720769,37.839652721033893,0,128.14281087849878,0,0,0,0,0,0,0,0,0,null,4.4981339601326956E-2,null,0.12839307333064004,null,null,null,null,null,null,null,2017,8352.9232776326844]
[null,null,0,0,0,0,0,0,0,0,0,0,0,0,0,0,0,0,null,0,null,0,null,null,null,null,null,null,0,0,0]
[null,null,0,0,0,0,0,0,0,0,0,0,0,0,0,0,0,0,null,0,null,0,null,null,null,null,null,null,0,0,0]
[null,null,0,null,0,0,0,0,0,null,null,null,null,null,null,null,null,null,null,0,null,0,null,null,null,null,null,null,0,0,0]
[null,"School",2012,3058.3334443359622,2800.67017020207,238.78558802881147,6.1078974848455569,0,12.769788620235149,0,0,0,0,0,0,0,0,0,null,0.11433498543487619,null,5.9341638971667485E-2,null,null,null,null,null,null,"School",2012,8300.5807352694155]
[null,null,2017,7288.5374867004421,6722.1024911602572,512.7861965330161,25.647398493614428,0,28.001400513554625,0,0,0,0,0,0,0,0,0,null,0.11512535443962631,null,0.13743625593532777,null,null,null,null,null,null,null,2017,19553.571387213771]
[null,null,0,0,0,0,0,0,0,0,0,0,0,0,0,0,0,0,null,0,null,0,null,null,null,null,null,null,0,0,0]
[null,null,0,0,0,0,0,0,0,0,0,0,0,0,0,0,0,0,null,0,null,0,null,null,null,null,null,null,0,0,0]
[null,null,0,null,0,0,0,0,0,null,null,null,null,null,null,null,null,null,null,0,null,0,null,null,null,null,null,null,0,0,0]
[null,"Contract University/College",2012,581.67772896973042,456.65107445902242,90.852944377266937,2.8115082845987001,0.51737195599591324,30.844829892846455,0,0,0,0,0,0,0,0,0,null,2.1745867767530517E-2,null,6.4049424336563576E-2,null,null,null,null,null,null,"Contract University/College",2012,5166.2895484667915]
[null,null,2017,1306.5814058800465,1041.6377170275832,187.33861201869564,11.561790471496401,1.0514333299271748,64.991853032344139,0,0,0,0,0,0,0,0,0,null,2.0637974042205524E-2,null,0.14043405785604215,null,null,null,null,null,null,null,2017,11443.633565087608]
[null,null,0,15.505233603610819,0,0,0,0,0,0,0,0,0,0,0,0,0,0,null,1,null,15.505233603610819,null,null,null,null,null,null,0,0,30.745019511778214]
[null,null,0,16.109141359097421,0,0,0,0,0,0,0,0,0,0,0,0,0,0,null,1,null,16.109141359097421,null,null,null,null,null,null,0,0,31.942496196129873]
[null,null,0,25.100678295100771,0,0,0,0,0,null,null,null,null,null,null,null,null,null,null,3.9647521751400147E-4,null,25.100678295100771,null,null,null,null,null,null,0,0,49.771636059841413]
[null,"University/College",2012,198.86504462144615,163.15553558172488,28.445492104771827,0.75888663299808679,0.18495358254419711,6.3201767194071357,0,0,0,0,0,0,0,0,0,null,7.4345169989258148E-3,null,6.4785849113246849E-2,null,null,null,null,null,null,"University/College",2012,1028.2259552434261]
[null,null,2017,447.34246410072319,371.70215544266966,58.706208264562726,3.1410362496365822,0.37587340968659516,13.417190734167626,0,0,0,0,0,0,0,0,0,null,7.0659525082316732E-3,null,0.14239028553076569,null,null,null,null,null,null,null,2017,2284.1342630861964]
[null,null,0,0,0,0,0,0,0,0,0,0,0,0,0,0,0,0,null,0,null,0,null,null,null,null,null,null,0,0,0]
[null,null,0,0,0,0,0,0,0,0,0,0,0,0,0,0,0,0,null,0,null,0,null,null,null,null,null,null,0,0,0]
[null,null,0,null,0,0,0,0,0,null,null,null,null,null,null,null,null,null,null,0,null,0,null,null,null,null,null,null,0,0,0]
[null,"Restaurant/Food Service",2012,527.68538376470428,343.38368191783746,153.53274423485419,29.248590899631228,0,1.5203667123813924,0,0,0,0,0,0,0,0,0,null,1.9727378248657331E-2,null,5.1291774645662064E-2,null,null,null,null,null,null,"Restaurant/Food Service",2012,4133.7637791635234]
[null,null,2017,1356.4615711904498,899.7572148436617,331.82388034971717,121.52009739308077,0,3.3603786039902701,0,0,0,0,0,0,0,0,0,null,2.1425851132958744E-2,null,0.12804963800446487,null,null,null,null,null,null,null,2017,10464.803682544634]
[null,null,0,0,0,0,0,0,0,0,0,0,0,0,0,0,0,0,null,0,null,0,null,null,null,null,null,null,0,0,0]
[null,null,0,0,0,0,0,0,0,0,0,0,0,0,0,0,0,0,null,0,null,0,null,null,null,null,null,null,0,0,0]
[null,null,0,0,0,0,0,0,0,null,null,null,null,null,null,null,null,null,null,0,null,0,null,null,null,null,null,null,0,0,{"$error":"#VALUE!"}]
[null,"Warehouse",2012,256.50984329168159,241.58606935031719,9.4850614249618488,5.9099395621270243E-2,0,5.379613120781265,0,0,0,0,0,0,0,0,0,null,9.5895525227873285E-3,null,6.4969529680154819E-2,null,null,null,null,null,null,"Warehouse",2012,4493.002151550445]
[null,null,2017,570.81851026680067,537.49158099233159,21.219475750636317,0.24627864583048883,0,11.861174878002329,0,0,0,0,0,0,0,0,0,null,9.0163058686434389E-3,null,0.1412662929897851,null,null,null,null,null,null,null,2017,9906.8342146173964]
[null,null,0,0,0,0,0,0,0,0,0,0,0,0,0,0,0,0,null,0,null,0,null,null,null,null,null,null,0,0,0]
[null,null,0,0,0,0,0,0,0,0,0,0,0,0,0,0,0,0,null,0,null,0,null,null,null,null,null,null,0,0,0]
[null,null,0,null,0,0,0,0,0,null,null,null,null,null,null,null,null,null,null,null,null,0,null,null,null,null,null,null,0,0,0]
[null,"Contract Apartment",2012,0,0,0,0,0,0,0,0,0,0,0,0,0,0,0,null,0,null,{"$error":"#DIV/0!"},null,null,null,null,null,null,"Contract Apartment",2012,533.92522104592842]
[null,null,2017,0,0,0,0,0,0,0,0,0,0,0,0,0,0,0,null,0,null,{"$error":"#DIV/0!"},null,null,null,null,null,null,0,2017,1173.5510012012835]
[null,null,0,0,0,0,0,0,0,0,0,0,0,0,0,0,0,0,null,0,null,0,null,null,null,null,null,null,0,0,0]
[null,null,0,0,0,0,0,0,0,0,0,0,0,0,0,0,0,0,null,0,null,0,null,null,null,null,null,null,0,0,0]
[null,null,0,null,0,0,0,0,0,null,null,null,null,null,null,null,null,null,null,0,null,0,null,null,null,null,null,null,0,0,0]
[null,"High-rise Apartment",2012,1194.7620848865602,806.64291821611516,369.52540695087066,0.4603372542444486,0,18.133422465329812,0,0,0,0,0,0,0,0,0,null,4.4665863961510247E-2,null,7.18888576312295E-2,null,null,null,null,null,null,"High-rise Apartment",2012,12395.65979952278]
[null,null,2017,2666.0950876275724,1841.2830425569309,783.18469955203773,1.9266163665477705,0,39.700729152055921,0,0,0,0,0,0,0,0,0,null,4.2112034477827999E-2,null,0.1566072578823246,null,null,null,null,null,null,null,2017,27308.708284372544]
[null,null,0,0,0,0,0,0,0,0,0,0,0,0,0,0,0,0,null,0,null,0,null,null,null,null,null,null,0,0,0]
[null,null,0,0,0,0,0,0,0,0,0,0,0,0,0,0,0,0,null,0,null,0,null,null,null,null,null,null,0,0,0]
[null,null,0,null,0,0,0,0,0,null,null,null,null,null,null,null,null,null,null,0,null,0,null,null,null,null,null,null,0,0,0]
[null,"Mid-rise Apartment",2012,1144.9422534644668,763.93934428069849,371.54969014316032,0.84565105648159611,0,8.6075679841265558,0,0,0,0,0,0,0,0,0,null,4.2803362764800547E-2,null,5.8966954245500136E-2,null,null,null,null,null,null,"Mid-rise Apartment",2012,5104.8067333059162]
[null,null,2017,2565.2973304903248,1740.2564573607717,802.38657218068374,3.5467121794304992,0,19.10758876943893,0,0,0,0,0,0,0,0,0,null,4.0519893731029377E-2,null,0.12919149753065548,null,null,null,null,null,null,null,2017,11596.702629719155]
[null,null,0,0,0,0,0,0,0,0,0,0,0,0,0,0,0,0,null,0,null,0,null,null,null,null,null,null,0,0,0]
[null,null,0,0,0,0,0,0,0,0,0,0,0,0,0,0,0,0,null,0,null,0,null,null,null,null,null,null,0,0,0]
[null,null,0,null,0,0,0,0,0,null,null,null,null,null,null,null,null,null,null,0,null,0,null,null,null,null,null,null,0,0,0]
[null,"Other Buildings",2012,2279.8727269291094,null,null,null,null,null,0,0,0,0,0,0,0,0,0,null,8.523243778717815E-2,null,4.2908729802188551E-2,null,null,"Scaling factor",0.75,null,null,"Other Buildings",2012,17581.314506895164]
[null,null,2017,5388.3795848560958,null,null,null,null,null,0,0,0,0,0,0,0,0,0,null,8.5111603074519579E-2,null,9.7822776093244634E-2,null,null,null,null,null,null,null,2017,40210.161422607103]
[null,null,0,0,null,null,null,null,null,0,0,0,0,0,0,0,0,0,null,0,null,0,null,null,null,null,null,null,0,0,0]
[null,null,0,0,null,null,null,null,null,0,0,0,0,0,0,0,0,0,null,0,null,0,null,null,null,null,null,null,0,0,0]
[null,null,0,null,null,null,null,null,null,null,null,null,null,null,null,null,null,null,null,0,null,0,null,null,null,null,null,null,0,0,0]
[null,"Other Contract Institutional Buildings",2012,1095.9160345564007,null,null,null,null,null,0,0,0,0,0,0,0,0,0,null,4.0970530561640357E-2,null,4.1471644293655345E-2,null,null,null,null,null,null,"Other Contract Institutional Buildings",2012,14136.463913185526]
[null,null,2017,2679.904164769418,null,null,null,null,null,0,0,0,0,0,0,0,0,0,null,4.2330154354873292E-2,null,9.7822776093244607E-2,null,null,null,null,null,null,null,2017,32855.24350720198]
[null,null,0,0,0,0,0,0,0,0,0,0,0,0,0,0,0,0,null,0,null,0,null,null,null,null,null,null,0,0,0]
[null,null,0,0,0,0,0,0,0,0,0,0,0,0,0,0,0,0,null,0,null,0,null,null,null,null,null,null,0,0,0]
[null,null,0,null,null,null,null,null,null,null,null,null,null,null,null,null,null,null,null,0,null,0,null,null,null,null,null,null,0,0,0]
[null,"Total",2012,26748.885590036232,19332.912238171884,3132.8311212059093,65.035569907927226,1.3539963145220053,840.96390295048172,0,0,0,0,0,0,0,0,0,null,null,23373.096828550726,5.4802488518296319E-2,null,null,112608.88006545632,null,null,null,"Total",2012,112608.88006545632]
[null,null,2017,63309.576957894838,46348.440764110332,6765.7763051900238,272.69965451310554,2.9807367094557011,1851.3957477464032,0,0,0,0,0,0,0,0,0,null,null,55241.293208269322,0.12511539293847665,null,null,259201.5147361148,0.43444530090844574,null,null,null,2017,259201.5147361148]
[null,null,0,15.505233603610819,0,0,0,0,0,0,0,0,0,0,0,0,0,0,null,null,0]
[null,null,0,16.109141359097421,0,0,0,0,0,0,0,0,0,0,0,0,0,0,null,null,0]
[]
[]
[]
[]
[]
[]
[]
[]
[]
[]
[]
[]
[]
[]
[null,null,null,null,null,null,null,null,null,0,0,0,0,0,0,0,0,0]
[null,null,null,null,null,null,null,null,null,0,0,0,0,0,0,0,0,0]
[null,null,null,null,null,null,null,null,null,{"$error":"#DIV/0!"},{"$error":"#DIV/0!"},{"$error":"#DIV/0!"},{"$error":"#DIV/0!"},{"$error":"#DIV/0!"},{"$error":"#DIV/0!"},{"$error":"#DIV/0!"},{"$error":"#DIV/0!"},{"$error":"#DIV/0!"}]
[null,null,null,null,null,null,null,null,null,{"$error":"#DIV/0!"},{"$error":"#DIV/0!"},{"$error":"#DIV/0!"},{"$error":"#DIV/0!"},{"$error":"#DIV/0!"},{"$error":"#DIV/0!"},{"$error":"#DIV/0!"},{"$error":"#DIV/0!"},{"$error":"#DIV/0!"}]
[]
[]
[]
[]
[]
[]
[]
[]
["`"]

{"sheet":"Exh 6.20","index":61,"n_rows":13,"n_cols":9,"rows_kept":13,"cut":false,"hidden":false,"merged":[[1,1,2,1],[1,2,2,2],[1,3,1,4],[1,5,2,6],[1,7,1,8]]}
[]
[null,"End Use","Measure Bundle","Static Marketing Potential 2017",null,"Program Costs, 2017 (1000 $)",null,"Program Costs per Unit"]
[null,null,null,"Gas Savings\n(1000 m3/yr.)","TRC Benefits\n(1000 $)",null,null,"per Natural Gas Savings\n($/m3)","per TRC Benefits\n($/$)"]
[null,null,"Efficient Food Service Equipment",255.40221250160806,363.45720648005238,null,162.58599813919304,0.63658805672315533,0.44733188733215079]
[null,null,"Space Heating - Envelope measures (Conductive)",952.13602444089815,1302.5935085408835,null,97.606801222044922,0.10251350512586728,7.4932663629945773E-2]
[null,null,"Space Heating - Envelope measures - Air Sealing",1020.301336044397,1257.2273663365056,null,170.92663181554059,0.16752563755155461,0.13595522686847947]
[null,null,"Space Heating / Other - Recommissioning",14275.647881820771,52103.135688128088,null,1058.1377976349124,7.4121875686103955E-2,2.030852430779926E-2]
[null,null,"Space Heating - Ventilation Measures - Heat Recovery",5931.7234866342087,12970.644386102142,null,3491.7872883620307,0.58866319312253512,0.26920692483894099]
[null,null,"Space Heating - Equipment",1528.1475964126332,3479.9325884280156,null,430.24452386892438,0.28154644543428575,0.12363587883846854]
[null,null,"DHW - Conservation Measures",3887.9954624322095,17117.126070844432,null,1103.6602708072064,0.2838635696649684,6.4476961041203582E-2]
[null,null,"DHW - Equipment Measures",473.08486020542779,922.06701480311222,null,191.24955561449863,0.40426057078100586,0.2074139433947064]
[null,null,"New construction - 40% Better",1293.0393560635819,10349.831444459607,null,84.651967803179076,6.5467433304494518E-2,8.1790672879503094E-3]
[null,null,"Weighted Average",null,null,null,null,0.2292852479071478,6.7999617453718186E-2]

{"sheet":"Info for 6.21","index":62,"n_rows":9,"n_cols":27,"rows_kept":9,"cut":false,"hidden":true,"merged":[[2,16,2,17],[1,1,1,14],[1,15,1,17],[2,1,3,1],[2,2,2,5],[2,6,2,9],[2,10,3,10],[2,11,3,11],[2,12,3,12],[2,13,2,14],[2,15,3,15]]}
[]
[null,"Annual Consumption ('000 m3/yr)\nCommercial Sector",null,null,null,null,null,null,null,null,null,null,null,null,null,"Potential Savings ('000 m3/yr)"]
[null,"Milestone Year","South",null,null,null,"North",null,null,null,"Base Year","Reference Case","Economic","Achievable",null,"Economic","Achievable"]
[null,null,"Reference Case","Upper Consumption","Lower Consumption","Economic Consumption","Reference Case","Upper Consumption","Lower Consumption","Economic Consumption",null,null,null,"Uncon-\nstrained","Static",null,"Uncon-\nstrained","Static"]
[null,2007,1595314.9656709996,null,null,null,471749.02334900008,null,null,null,2067063.9890200002,2067063.9890200002]
[null,2012,1622124.2915872999,1491667.0751556486,1579075.7212425289,1241843.8840535949,488096.18528738653,446223.26762155548,468763.27304921462,363871.64316785627,null,2110220.4768746863,1605715.527221451,1937890.342777204,1997611.59680923,504504.94965323515,172330.1340974824,112608.88006545632]
[null,2017,1651062.1945098378,1357632.9941858882,1551844.9536958439,1180166.134061276,506009.49628177431,409362.30545611423,459661.05551766395,351529.8284015262,null,2157071.690791612,1484844.7485458762,1720144.0857250767,1851018.9621385715,625375.72832881007,390076.39114960964,259201.5147361148,null,null,null,null,null,null,null,null,436927.6050665353]
[null,null,null,null,null,null,null,null,null,null,null,null,null,0,0]
[null,null,null,null,null,null,null,null,null,null,null,null,null,0,0]