## Base Case ($350M)
[9 empty] | TRC Ratio | [9 empty] | PV of Benefits ($/unit basis) | [9 empty] | PV of Costs ($/unit basis) | [9 empty] | PV of Net Benefits ($/unit basis) | [9 empty] | Total Technical Potential (m3/year) | [9 empty] | Total Economic Potential (m3/year) | [9 empty] | Total Achievable Potential (m3/year) | [9 empty] | Annual Incremental Achievable Potential (m3/year)
Measure Name | Replacement Type | Customer Segment | Service Territory | End Use Category | Sector | Competition Group | Units Basis | Measure Life (years) | 2015 | 2016 | 2017 | 2018 | 2019 | 2020 | 2021 | 2022 | 2023 | 2024 | 2015 | 2016 | 2017 | 2018 | 2019 | 2020 | 2021 | 2022 | 2023 | 2024 | 2015 | 2016 | 2017 | 2018 | 2019 | 2020 | 2021 | 2022 | 2023 | 2024 | 2015 | 2016 | 2017 | 2018 | 2019 | 2020 | 2021 | 2022 | 2023 | 2024 | 2015 | 2016 | 2017 | 2018 | 2019 | 2020 | 2021 | 2022 | 2023 | 2024 | 2015 | 2016 | 2017 | 2018 | 2019 | 2020 | 2021 | 2022 | 2023 | 2024 | 2015 | 2016 | 2017 | 2018 | 2019 | 2020 | 2021 | 2022 | 2023 | 2024 | 2015 | 2016 | 2017 | 2018 | 2019 | 2020 | 2021 | 2022 | 2023 | 2024
Com ¦ Condensing Boiler ¦ Near Cond Baseline | NEW | C_Accommodation | Greater Toronto Area | Space Heating/Ventilation | Commercial | NA | End Use Consumption (m^3/year) | 25 | 1.0302 | 1.046 | 1.0586 | 1.0681 | 1.0741 | 1.0686 | 1.0672 | 1.0672 | 1.0672 | 1.0672 | 0.22439 | 0.23239 | 0.23987 | 0.24687 | 0.25323 | 0.25697 | 0.26176 | 0.267 | 0.27234 | 0.27778 | 0.2178 | 0.22216 | 0.2266 | 0.23114 | 0.23576 | 0.24047 | 0.24528 | 0.25019 | 0.25519 | 0.2603 | 0.0065823 | 0.010226 | 0.013271 | 0.01573 | 0.01747 | 0.016492 | 0.016479 | 0.016811 | 0.017145 | 0.017485 | 24299.3966 | 48695.9909 | 73191.265 | 97786.7115 | 122483.8333 | 147284.1441 | 172189.1679 | 197200.4396 | 222319.5049 | 247547.9204 | 24299.3966 | 48695.9909 | 73191.265 | 97786.7115 | 122483.8333 | 147284.1441 | 172189.1679 | 197200.4396 | 222319.5049 | 247547.9204 | 2450.5502 | 4910.9027 | 7211.5294 | 9308.2333 | 11665.7396 | 14146.1876 | 16652.9185 | 19119.6741 | 21591.8149 | 24051.3487 | 2450.5502 | 2460.3524 | 2300.6267 | 2096.7039 | 2357.5063 | 2480.448 | 2506.7309 | 2466.7556 | 2472.1408 | 2459.5338
Com ¦ Condensing Boiler ¦ Std Baseline | NEW | C_Accommodation | Greater Toronto Area | Space Heating/Ventilation | Commercial | Com¦Boiler¦Std | End Use Consumption (m^3/year) | 25 | 1.5743 | 1.5984 | 1.6176 | 1.6321 | 1.6413 | 1.6329 | 1.6308 | 1.6308 | 1.6308 | 1.6307 | 0.52357 | 0.54224 | 0.55971 | 0.57602 | 0.59087 | 0.59959 | 0.61078 | 0.623 | 0.63546 | 0.64816 | 0.33258 | 0.33923 | 0.34601 | 0.35294 | 0.35999 | 0.36719 | 0.37454 | 0.38203 | 0.38967 | 0.39746 | 0.19099 | 0.20301 | 0.21369 | 0.22309 | 0.23087 | 0.23239 | 0.23624 | 0.24097 | 0.24579 | 0.25069 | 56698.5922 | 113623.9787 | 170779.6182 | 228168.9934 | 285795.6111 | 343663.003 | 401774.7252 | 460134.3591 | 518745.5114 | 577611.8143 | 56698.5922 | 113623.9787 | 170779.6182 | 228168.9934 | 285795.6111 | 343663.003 | 401774.7252 | 460134.3591 | 518745.5114 | 577611.8143 | 1291.825 | 2588.8174 | 5007.315 | 8449.0603 | 13172.5731 | 19104.231 | 26155.7231 | 34224.3304 | 43310.9094 | 53346.6781 | 1291.825 | 1296.9923 | 2418.4976 | 3441.7453 | 4723.5128 | 5931.6579 | 7051.4921 | 8068.6073 | 9086.579 | 10035.7687
Com ¦ Condensing Water Heaters | NEW | C_Accommodation | Greater Toronto Area | Water Heating | Commercial | Com ¦ Water Heating | End Use Consumption (m^3/year) | 13 | 1.5536 | 1.5892 | 1.6159 | 1.6352 | 1.6466 | 1.6465 | 1.6432 | 1.6432 | 1.6432 | 1.6432 | 0.24404 | 0.25463 | 0.26408 | 0.27258 | 0.27997 | 0.28555 | 0.29068 | 0.29649 | 0.30242 | 0.30847 | 0.15708 | 0.16022 | 0.16343 | 0.1667 | 0.17003 | 0.17343 | 0.1769 | 0.18044 | 0.18405 | 0.18773 | 0.086963 | 0.094409 | 0.10066 | 0.10589 | 0.10994 | 0.11212 | 0.11378 | 0.11606 | 0.11838 | 0.12075 | 2253.8581 | 4516.7316 | 6788.7581 | 9070.0759 | 11360.8245 | 13661.1442 | 15971.1765 | 18291.0636 | 20620.949 | 22960.977 | 2253.8581 | 4516.7316 | 6788.7581 | 9070.0759 | 11360.8245 | 13661.1442 | 15971.1765 | 18291.0636 | 20620.949 | 22960.977 | 1220.3322 | 2445.5457 | 3682.8186 | 4927.1187 | 6209.8826 | 7520.2827 | 8851.8803 | 10199.9931 | 11566.6546 | 12950.0464 | 1220.3322 | 1225.2135 | 1237.2729 | 1244.3001 | 1282.7639 | 1310.4001 | 1331.5976 | 1348.1128 | 1366.6615 | 1383.3919
Com ¦ Demand Control Kitchen Ventilation | NEW | C_Accommodation | Greater Toronto Area | Space Heating/Ventilation | Commercial | NA | per building | 15 | 4.3624 | 4.408 | 4.4448 | 4.4736 | 4.4933 | 4.4812 | 4.4808 | 4.4844 | 4.4881 | 4.4919 | 65435.9299 | 67442.9283 | 69366.2343 | 71211.5723 | 72954.905 | 74214.772 | 75691.2479 | 77268.2103 | 78878.4803 | 80524.0625 | 15000 | 15300 | 15606 | 15918.12 | 16236.4824 | 16561.212 | 16892.4363 | 17230.285 | 17574.8907 | 17926.3885 | 50435.9299 | 52142.9283 | 53760.2343 | 55293.4523 | 56718.4226 | 57653.56 | 58798.8116 | 60037.9253 | 61303.5896 | 62597.674 | 134.1115 | 269.1619 | 405.1656 | 542.1375 | 680.0925 | 819.0457 | 959.0124 | 1100.008 | 1242.0481 | 1385.1485 | 134.1115 | 269.1619 | 405.1656 | 542.1375 | 680.0925 | 819.0457 | 959.0124 | 1100.008 | 1242.0481 | 1385.1485 | 91.0269 | 182.6909 | 276.5852 | 372.6578 | 471.1591 | 571.9605 | 674.9597 | 780.0623 | 887.2297 | 996.3857 | 91.0269 | 91.664 | 93.8943 | 96.0725 | 98.5013 | 100.8014 | 102.9992 | 105.1025 | 107.1675 | 109.156
Com ¦ High perf.glazings ¦ New | NEW | C_Accommodation | Greater Toronto Area | Space Heating/Ventilation | Commercial | Windows New | End Use Consumption (m^3/year) | 30 | 1.6157 | 1.6383 | 1.6563 | 1.6698 | 1.6785 | 1.6706 | 1.6686 | 1.6686 | 1.6686 | 1.6686 | 0.40969 | 0.42374 | 0.43695 | 0.44934 | 0.4607 | 0.46771 | 0.47649 | 0.48602 | 0.49574 | 0.50565 | 0.25357 | 0.25864 | 0.26382 | 0.26909 | 0.27447 | 0.27996 | 0.28556 | 0.29127 | 0.2971 | 0.30304 | 0.15612 | 0.1651 | 0.17313 | 0.18025 | 0.18623 | 0.18774 | 0.19093 | 0.19475 | 0.19864 | 0.2026 | 16160.8118 | 32386.2669 | 48677.351 | 65035.0568 | 81460.384 | 97954.339 | 114517.9356 | 131152.1945 | 147858.1437 | 164636.8186 | 16160.8118 | 32386.2669 | 48677.351 | 65035.0568 | 81460.384 | 97954.339 | 114517.9356 | 131152.1945 | 147858.1437 | 164636.8186 | 4710.3018 | 9439.4448 | 14103.4268 | 18633.0877 | 23454.8518 | 28425.5617 | 33462.6881 | 38508.5243 | 43601.5898 | 48730.5752 | 4710.3018 | 4729.143 | 4663.982 | 4529.6609 | 4821.7641 | 4970.7099 | 5037.1264 | 5045.8362 | 5093.0655 | 5128.9854
Com ¦ Near Condensing Boiler¦ Std Baseline | NEW | C_Accommodation | Greater Toronto Area | Space Heating/Ventilation | Commercial | Com¦Boiler¦Std | End Use Consumption (m^3/year) | 25 | 4.3784 | 4.4456 | 4.4989 | 4.5392 | 4.5649 | 4.5415 | 4.5355 | 4.5356 | 4.5355 | 4.5355 | 0.29918 | 0.30985 | 0.31983 | 0.32915 | 0.33764 | 0.34262 | 0.34902 | 0.356 | 0.36312 | 0.37037 | 0.068331 | 0.069697 | 0.071091 | 0.072513 | 0.073963 | 0.075443 | 0.076952 | 0.078491 | 0.08006 | 0.081662 | 0.23085 | 0.24015 | 0.24874 | 0.25664 | 0.26367 | 0.26718 | 0.27206 | 0.27751 | 0.28306 | 0.28871 | 32399.1955 | 64927.9878 | 97588.3533 | 130382.2819 | 163311.7778 | 196378.8588 | 229585.5572 | 262933.9195 | 296426.0065 | 330063.8939 | 32399.1955 | 64927.9878 | 97588.3533 | 130382.2819 | 163311.7778 | 196378.8588 | 229585.5572 | 262933.9195 | 296426.0065 | 330063.8939 | 19823.4233 | 39726.1403 | 58631.3823 | 76495.991 | 93442.7684 | 109419.2949 | 124409.8636 | 138419.55 | 151484.7098 | 163635.5797 | 19823.4233 | 19902.717 | 18905.242 | 17864.6087 | 16946.7775 | 15976.5265 | 14990.5687 | 14009.6864 | 13065.1598 | 12150.87
Com ¦ Super High Perf Glazing ¦New | NEW | C_Accommodation | Greater Toronto Area | Space Heating/Ventilation | Commercial | Windows New | End Use Consumption (m^3/year) | 30 | 0.53856 | 0.54611 | 0.55209 | 0.55662 | 0.5595 | 0.55687 | 0.5562 | 0.5562 | 0.5562 | 0.55619 | 0.61454 | 0.63561 | 0.65542 | 0.67401 | 0.69106 | 0.70156 | 0.71473 | 0.72903 | 0.74361 | 0.75847 | 1.1411 | 1.1639 | 1.1872 | 1.2109 | 1.2351 | 1.2598 | 1.285 | 1.3107 | 1.3369 | 1.3637 | -0.52653 | -0.52828 | -0.53175 | -0.5369 | -0.54407 | -0.55828 | -0.5703 | -0.5817 | -0.59334 | -0.60522 | 24241.2177 | 48579.4003 | 73016.0265 | 97552.5853 | 122190.576 | 146931.5085 | 171776.9034 | 196728.2917 | 221787.2156 | 246955.2279 | 0 | 0 | 0 | 0 | 0 | 0 | 0 | 0 | 0 | 0 | 0 | 0 | 0 | 0 | 0 | 0 | 0 | 0 | 0 | 0 | 0 | 0 | 0 | 0 | 0 | 0 | 0 | 0 | 0 | 0
Com ¦ Tankless Water Heaters | NEW | C_Accommodation | Greater Toronto Area | Water Heating | Commercial | Com ¦ Water Heating | End Use Consumption (m^3/year) | 18 | 0.54413 | 0.55403 | 0.56143 | 0.5668 | 0.56995 | 0.56992 | 0.56902 | 0.56902 | 0.56901 | 0.56902 | 0.46011 | 0.47785 | 0.49392 | 0.50862 | 0.52167 | 0.53208 | 0.54186 | 0.5527 | 0.56375 | 0.57503 | 0.84559 | 0.8625 | 0.87976 | 0.89735 | 0.9153 | 0.9336 | 0.95228 | 0.97132 | 0.99075 | 1.0106 | -0.38548 | -0.38465 | -0.38583 | -0.38873 | -0.39362 | -0.40152 | -0.41041 | -0.41862 | -0.427 | -0.43553 | 3370.2551 | 6753.9913 | 10151.414 | 13562.7304 | 16988.1488 | 20427.8792 | 23882.1331 | 27351.1232 | 30835.0639 | 34334.1712 | 0 | 0 | 0 | 0 | 0 | 0 | 0 | 0 | 0 | 0 | 0 | 0 | 0 | 0 | 0 | 0 | 0 | 0 | 0 | 0 | 0 | 0 | 0 | 0 | 0 | 0 | 0 | 0 | 0 | 0
Com ¦ Air Sealing | RET | C_Accommodation | Greater Toronto Area | Space Heating/Ventilation | Commercial | NA | Floor area (1000m2) | 6 | 0.7443 | 0.77842 | 0.80548 | 0.82599 | 0.83903 | 0.82713 | 0.82412 | 0.82415 | 0.82415 | 0.82412 | 0.06258 | 0.066757 | 0.07046 | 0.073699 | 0.07636 | 0.076782 | 0.078033 | 0.079597 | 0.081189 | 0.082809 | 0.084079 | 0.08576 | 0.087476 | 0.089225 | 0.09101 | 0.09283 | 0.094686 | 0.09658 | 0.098512 | 0.10048 | -0.021499 | -0.019003 | -0.017016 | -0.015526 | -0.01465 | -0.016047 | -0.016654 | -0.016984 | -0.017323 | -0.017673 | 172.9544 | 172.0897 | 171.2292 | 170.3731 | 169.5212 | 168.6736 | 167.8302 | 166.9911 | 166.1561 | 165.3253 | 0 | 0 | 0 | 0 | 0 | 0 | 0 | 0 | 0 | 0 | 0 | 0 | 0 | 0 | 0 | 0 | 0 | 0 | 0 | 0 | 0 | 0 | 0 | 0 | 0 | 0 | 0 | 0 | 0 | 0
Com ¦ Building Controls and Automation Systems | RET | C_Accommodation | Greater Toronto Area | Space Heating/Ventilation | Commercial | NA | Customer Segment Consumption (m^3/year) | 11 | 1.6349 | 1.6788 | 1.7136 | 1.7399 | 1.7567 | 1.7414 | 1.7375 | 1.7375 | 1.7375 | 1.7375 | 0.21383 | 0.22396 | 0.23317 | 0.24149 | 0.2487 | 0.25146 | 0.25592 | 0.26104 | 0.26626 | 0.27158 | 0.13079 | 0.13341 | 0.13607 | 0.13879 | 0.14157 | 0.1444 | 0.14729 | 0.15024 | 0.15324 | 0.15631 | 0.083038 | 0.090553 | 0.097099 | 0.1027 | 0.10713 | 0.10706 | 0.10863 | 0.1108 | 0.11302 | 0.11528 | 3953404.0678 | 3933637.0474 | 3913968.8622 | 3894399.0179 | 3874927.0228 | 3855552.3877 | 3836274.6257 | 3817093.2526 | 3798007.7863 | 3779017.7474 | 3953404.0678 | 3933637.0474 | 3913968.8622 | 3894399.0179 | 3874927.0228 | 3855552.3877 | 3836274.6257 | 3817093.2526 | 3798007.7863 | 3779017.7474 | 135939.3684 | 274741.7963 | 415184.0786 | 559557.6722 | 706253.3052 | 853996.5088 | 1001646.9565 | 1148666.6949 | 1294179.8836 | 1437604.4984 | 135939.3684 | 138802.4279 | 140442.2823 | 144373.5935 | 146695.6331 | 147743.2036 | 147650.4477 | 147019.7383 | 145513.1888 | 143424.6148
Com ¦ Heat Reflector Panels | RET | C_Accommodation | Greater Toronto Area | Space Heating/Ventilation | Commercial | NA | End Use Consumption (m^3/year) | 18 | 2.0191 | 2.0568 | 2.0867 | 2.1094 | 2.1238 | 2.1106 | 2.1073 | 2.1073 | 2.1073 | 2.1073 | 0.092157 | 0.095756 | 0.099092 | 0.10217 | 0.10493 | 0.10636 | 0.10832 | 0.11049 | 0.1127 | 0.11495 | 0.045643 | 0.046556 | 0.047487 | 0.048437 | 0.049405 | 0.050393 | 0.051401 | 0.052429 | 0.053478 | 0.054547 | 0.046514 | 0.049201 | 0.051605 | 0.053734 | 0.055522 | 0.055969 | 0.056917 | 0.058057 | 0.059217 | 0.0604 | 154368.0745 | 153596.2341 | 152828.2529 | 152064.1117 | 151303.7911 | 150547.2721 | 149794.5358 | 149045.5631 | 148300.3353 | 147558.8336 | 154368.0745 | 153596.2341 | 152828.2529 | 152064.1117 | 151303.7911 | 150547.2721 | 149794.5358 | 149045.5631 | 148300.3353 | 147558.8336 | 4881.4483 | 9833.6612 | 14817.8491 | 19949.9587 | 25167.4594 | 30424.2478 | 35680.869 | 40925.601 | 46130.9574 | 51282.3979 | 4881.4483 | 4952.2129 | 4984.1879 | 5132.1095 | 5217.5007 | 5256.7885 | 5256.6212 | 5244.732 | 5205.3564 | 5151.4405
Com ¦ Heat/Energy Recovery Ventilation | RET | C_Accommodation | Greater Toronto Area | Space Heating/Ventilation | Commercial | NA | End Use Consumption (m^3/year) | 15 | 1.781 | 1.8187 | 1.8486 | 1.8713 | 1.8857 | 1.8726 | 1.8692 | 1.8693 | 1.8692 | 1.8692 | 0.40645 | 0.42336 | 0.43893 | 0.45319 | 0.46582 | 0.47182 | 0.4804 | 0.49002 | 0.49982 | 0.5098 | 0.22821 | 0.23278 | 0.23743 | 0.24218 | 0.24703 | 0.25197 | 0.25701 | 0.26215 | 0.26739 | 0.27274 | 0.17824 | 0.19059 | 0.2015 | 0.21101 | 0.21879 | 0.21985 | 0.2234 | 0.22787 | 0.23243 | 0.23707 | 2489185.2006 | 2476739.2746 | 2464355.5783 | 2452033.8004 | 2439773.6314 | 2427574.7632 | 2415436.8894 | 2403359.705 | 2391342.9064 | 2379386.1919 | 2489185.2006 | 2476739.2746 | 2464355.5783 | 2452033.8004 | 2439773.6314 | 2427574.7632 | 2415436.8894 | 2403359.705 | 2391342.9064 | 2379386.1919 | 78713.3543 | 158567.7865 | 238937.817 | 321693.0833 | 405825.2822 | 490590.996 | 575354.013 | 659925.3162 | 743861.6885 | 826928.6659 | 78713.3543 | 79854.4322 | 80370.0304 | 82755.2663 | 84132.1988 | 84765.7139 | 84763.017 | 84571.3032 | 83936.3723 | 83066.9774
Com ¦ High perf.glazings ¦ Retro | RET | C_Accommodation | Greater Toronto Area | Space Heating/Ventilation | Commercial | Windows Retro | End Use Consumption (m^3/year) | 30 | 1.1286 | 1.1444 | 1.1569 | 1.1664 | 1.1725 | 1.167 | 1.1656 | 1.1656 | 1.1656 | 1.1655 | 0.40969 | 0.42374 | 0.43695 | 0.44934 | 0.4607 | 0.46771 | 0.47649 | 0.48602 | 0.49574 | 0.50565 | 0.36301 | 0.37027 | 0.37767 | 0.38523 | 0.39293 | 0.40079 | 0.4088 | 0.41698 | 0.42532 | 0.43383 | 0.046685 | 0.053473 | 0.059275 | 0.064116 | 0.067774 | 0.066916 | 0.067683 | 0.069039 | 0.070417 | 0.071818 | 1148571.9826 | 1142829.1227 | 1137114.9771 | 1131429.4022 | 1125772.2552 | 1120143.3939 | 1114542.6769 | 1108969.9635 | 1103425.1137 | 1097907.9881 | 1148571.9826 | 1142829.1227 | 1137114.9771 | 1131429.4022 | 1125772.2552 | 1120143.3939 | 1114542.6769 | 1108969.9635 | 1103425.1137 | 1097907.9881 | 6915.1351 | 13238.7344 | 18880.9212 | 25097.4569 | 31518.7421 | 37898.0004 | 44075.0493 | 50170.9833 | 56147.6157 | 62090.6821 | 6915.1351 | 6323.5993 | 5642.1868 | 6216.5357 | 6421.2852 | 6379.2583 | 6177.0488 | 6095.934 | 5976.6325 | 5943.0663
Com ¦ Operational Improvement | RET | C_Accommodation | Greater Toronto Area | Cross Cutting/Behavioural | Commercial | NA | Customer Segment Consumption (m^3/year) | 5 | 2.0919 | 2.2142 | 2.3046 | 2.3725 | 2.4157 | 2.3793 | 2.3692 | 2.3692 | 2.3693 | 2.3693 | 0.051596 | 0.055707 | 0.05914 | 0.0621 | 0.064494 | 0.064795 | 0.065809 | 0.067124 | 0.06847 | 0.069841 | 0.024665 | 0.025158 | 0.025662 | 0.026175 | 0.026698 | 0.027232 | 0.027777 | 0.028332 | 0.028899 | 0.029477 | 0.026931 | 0.030548 | 0.033478 | 0.035925 | 0.037796 | 0.037563 | 0.038033 | 0.038792 | 0.039571 | 0.040364 | 3057710.9587 | 3042422.4039 | 3027210.2919 | 3012074.2404 | 2997013.8692 | 2982028.7998 | 2967118.6558 | 2952283.0626 | 2937521.6473 | 2922834.039 | 3057710.9587 | 3042422.4039 | 3027210.2919 | 3012074.2404 | 2997013.8692 | 2982028.7998 | 2967118.6558 | 2952283.0626 | 2937521.6473 | 2922834.039 | 129056.2631 | 262673.0953 | 399942.1357 | 540260.8343 | 682439.6387 | 825258.641 | 967478.1979 | 1107936.586 | 1245467.6779 | 1379017.3268 | 129056.2631 | 133616.8322 | 137269.0404 | 140318.6986 | 142178.8043 | 142819.0023 | 142219.5569 | 140458.3881 | 137531.0919 | 133549.6488
Com ¦ Ozone Laundry | RET | C_Accommodation | Greater Toronto Area | Water Heating | Commercial | NA | Customer Segment Consumption (m^3/year) | 15 | 5.7531 | 5.8718 | 5.9606 | 6.0249 | 6.0627 | 6.0624 | 6.0515 | 6.0515 | 6.0514 | 6.0515 | 0.38039 | 0.396 | 0.41003 | 0.42275 | 0.43391 | 0.44256 | 0.4506 | 0.45961 | 0.4688 | 0.47818 | 0.066119 | 0.067442 | 0.068791 | 0.070166 | 0.07157 | 0.073001 | 0.074461 | 0.07595 | 0.077469 | 0.079019 | 0.31427 | 0.32856 | 0.34124 | 0.35258 | 0.36234 | 0.36956 | 0.37614 | 0.38366 | 0.39133 | 0.39917 | 5707727.1228 | 5679188.4872 | 5650792.5448 | 5622538.5821 | 5594425.8892 | 5566453.7597 | 5538621.4909 | 5510928.3835 | 5483373.7415 | 5455956.8728 | 5707727.1228 | 5679188.4872 | 5650792.5448 | 5622538.5821 | 5594425.8892 | 5566453.7597 | 5538621.4909 | 5510928.3835 | 5483373.7415 | 5455956.8728 | 242994.3153 | 494701.5628 | 753400.1405 | 1017812.0822 | 1285690.2778 | 1554714.0899 | 1822519.5562 | 2086869.7155 | 2345537.2874 | 2596504.0168 | 242994.3153 | 251707.2475 | 258698.5777 | 264411.9417 | 267878.1956 | 269023.8121 | 267805.4663 | 264350.1593 | 258667.5719 | 250966.7293
Com ¦ Roof Insulation Upgrade | RET | C_Accommodation | Greater Toronto Area | Space Heating/Ventilation | Commercial | NA | Floor area (1000m2) | 20 | 0.96938 | 0.98631 | 0.99974 | 1.0099 | 1.0164 | 1.0105 | 1.009 | 1.009 | 1.009 | 1.009 | 0.36147 | 0.37513 | 0.38785 | 0.39962 | 0.41023 | 0.416 | 0.42369 | 0.43217 | 0.44081 | 0.44963 | 0.37288 | 0.38034 | 0.38795 | 0.39571 | 0.40362 | 0.41169 | 0.41993 | 0.42833 | 0.43689 | 0.44563 | -0.011417 | -0.0052059 | -0.00010224 | 0.0039177 | 0.0066095 | 0.0043095 | 0.0037681 | 0.0038478 | 0.0039229 | 0.0039953 | 96.8545 | 96.3702 | 95.8884 | 95.4089 | 94.9319 | 94.4572 | 93.9849 | 93.515 | 93.0474 | 92.5822 | 0 | 0 | 0 | 95.4089 | 94.9319 | 94.4572 | 93.9849 | 93.515 | 93.0474 | 92.5822 | 0 | 0 | 0 | 0.689 | 1.3956 | 2.1005 | 2.7912 | 3.477 | 4.1547 | 4.831 | 0 | 0 | 0 | 0.689 | 0.70655 | 0.70494 | 0.69073 | 0.68578 | 0.67773 | 0.67625
Com ¦ Super High Perf Glazing ¦Retro | RET | C_Accommodation | Greater Toronto Area | Space Heating/Ventilation | Commercial | Windows Retro | End Use Consumption (m^3/year) | 30 | 0.53856 | 0.54611 | 0.55209 | 0.55662 | 0.5595 | 0.55687 | 0.5562 | 0.5562 | 0.5562 | 0.55619 | 0.61454 | 0.63561 | 0.65542 | 0.67401 | 0.69106 | 0.70156 | 0.71473 | 0.72903 | 0.74361 | 0.75847 | 1.1411 | 1.1639 | 1.1872 | 1.2109 | 1.2351 | 1.2598 | 1.285 | 1.3107 | 1.3369 | 1.3637 | -0.52653 | -0.52828 | -0.53175 | -0.5369 | -0.54407 | -0.55828 | -0.5703 | -0.5817 | -0.59334 | -0.60522 | 1722857.9739 | 1714243.684 | 1705672.4656 | 1697144.1033 | 1688658.3827 | 1680215.0908 | 1671814.0154 | 1663454.9453 | 1655137.6706 | 1646861.9822 | 0 | 0 | 0 | 0 | 0 | 0 | 0 | 0 | 0 | 0 | 0 | 0 | 0 | 0 | 0 | 0 | 0 | 0 | 0 | 0 | 0 | 0 | 0 | 0 | 0 | 0 | 0 | 0 | 0 | 0
Com ¦ Wall Insulation Upgrade | RET | C_Accommodation | Greater Toronto Area | Space Heating/Ventilation | Commercial | NA | Floor area (1000m2) | 20 | 0.23905 | 0.24323 | 0.24654 | 0.24904 | 0.25064 | 0.24918 | 0.24881 | 0.24882 | 0.24882 | 0.24881 | 0.29574 | 0.30693 | 0.31733 | 0.32697 | 0.33564 | 0.34037 | 0.34666 | 0.3536 | 0.36067 | 0.36788 | 1.2372 | 1.2619 | 1.2871 | 1.3129 | 1.3391 | 1.3659 | 1.3932 | 1.4211 | 1.4495 | 1.4785 | -0.94142 | -0.95498 | -0.96981 | -0.98592 | -1.0035 | -1.0256 | -1.0466 | -1.0675 | -1.0889 | -1.1106 | 311.318 | 309.7614 | 308.2126 | 306.6715 | 305.1382 | 303.6125 | 302.0944 | 300.5839 | 299.081 | 297.5856 | 0 | 0 | 0 | 0 | 0 | 0 | 0 | 0 | 0 | 0 | 0 | 0 | 0 | 0 | 0 | 0 | 0 | 0 | 0 | 0 | 0 | 0 | 0 | 0 | 0 | 0 | 0 | 0 | 0 | 0
Com ¦ Condensing Boiler ¦ Std Baseline | ROB | C_Accommodation | Greater Toronto Area | Space Heating/Ventilation | Commercial | Com¦Boiler¦Std | End Use Consumption (m^3/year) | 25 | 1.5743 | 1.5984 | 1.6176 | 1.6321 | 1.6413 | 1.6329 | 1.6308 | 1.6308 | 1.6308 | 1.6307 | 0.52357 | 0.54224 | 0.55971 | 0.57602 | 0.59087 | 0.59959 | 0.61078 | 0.623 | 0.63546 | 0.64816 | 0.33258 | 0.33923 | 0.34601 | 0.35294 | 0.35999 | 0.36719 | 0.37454 | 0.38203 | 0.38967 | 0.39746 | 0.19099 | 0.20301 | 0.21369 | 0.22309 | 0.23087 | 0.23239 | 0.23624 | 0.24097 | 0.24579 | 0.25069 | 4029649.9437 | 4009501.694 | 3989454.1855 | 3969506.9146 | 3949659.38 | 3929911.0831 | 3910261.5277 | 3890710.22 | 3871256.6689 | 3851900.3856 | 4029649.9437 | 4009501.694 | 3989454.1855 | 3969506.9146 | 3949659.38 | 3929911.0831 | 3910261.5277 | 3890710.22 | 3871256.6689 | 3851900.3856 | 3672.9913 | 10218.2943 | 19111.0739 | 30775.1936 | 44757.8259 | 60604.3369 | 77861.9029 | 96352.6461 | 115758.1744 | 135933.6927 | 3672.9913 | 6545.303 | 8892.7796 | 11664.1197 | 13982.6323 | 15846.511 | 17257.566 | 18490.7432 | 19405.5283 | 20175.5183
Com ¦ Condensing Water Heaters | ROB | C_Accommodation | Greater Toronto Area | Water Heating | Commercial | Com ¦ Water Heating | End Use Consumption (m^3/year) | 13 | 1.5536 | 1.5892 | 1.6159 | 1.6352 | 1.6466 | 1.6465 | 1.6432 | 1.6432 | 1.6432 | 1.6432 | 0.24404 | 0.25463 | 0.26408 | 0.27258 | 0.27997 | 0.28555 | 0.29068 | 0.29649 | 0.30242 | 0.30847 | 0.15708 | 0.16022 | 0.16343 | 0.1667 | 0.17003 | 0.17343 | 0.1769 | 0.18044 | 0.18405 | 0.18773 | 0.086963 | 0.094409 | 0.10066 | 0.10589 | 0.10994 | 0.11212 | 0.11378 | 0.11606 | 0.11838 | 0.12075 | 160184.9155 | 159383.991 | 158587.071 | 157794.1356 | 157005.165 | 156220.1391 | 155439.0384 | 154661.8433 | 153888.534 | 153119.0914 | 160184.9155 | 159383.991 | 158587.071 | 157794.1356 | 157005.165 | 156220.1391 | 155439.0384 | 154661.8433 | 153888.534 | 153119.0914 | 4825.3718 | 9419.1426 | 13775.305 | 18030.9417 | 22148.7844 | 26111.2914 | 29909.0548 | 33559.3822 | 37063.5956 | 40434.9934 | 4825.3718 | 4593.7708 | 4356.1624 | 4255.6368 | 4117.8427 | 3962.507 | 3797.7634 | 3650.3274 | 3504.2134 | 3371.3978
Com ¦ Demand Control Kitchen Ventilation | ROB | C_Accommodation | Greater Toronto Area | Space Heating/Ventilation | Commercial | NA | per building | 15 | 4.3624 | 4.408 | 4.4448 | 4.4736 | 4.4933 | 4.4812 | 4.4808 | 4.4844 | 4.4881 | 4.4919 | 65435.9299 | 67442.9283 | 69366.2343 | 71211.5723 | 72954.905 | 74214.772 | 75691.2479 | 77268.2103 | 78878.4803 | 80524.0625 | 15000 | 15300 | 15606 | 15918.12 | 16236.4824 | 16561.212 | 16892.4363 | 17230.285 | 17574.8907 | 17926.3885 | 50435.9299 | 52142.9283 | 53760.2343 | 55293.4523 | 56718.4226 | 57653.56 | 58798.8116 | 60037.9253 | 61303.5896 | 62597.674 | 7849.4694 | 7810.2221 | 7771.171 | 7732.3151 | 7693.6535 | 7655.1853 | 7616.9093 | 7578.8248 | 7540.9307 | 7503.226 | 7849.4694 | 7810.2221 | 7771.171 | 7732.3151 | 7693.6535 | 7655.1853 | 7616.9093 | 7578.8248 | 7540.9307 | 7503.226 | 355.3569 | 693.4349 | 1015.129 | 1322.4224 | 1615.6965 | 1895.4146 | 2162.0453 | 2416.2397 | 2658.4664 | 2889.2678 | 355.3569 | 338.078 | 321.6941 | 307.2934 | 293.2741 | 279.7181 | 266.6307 | 254.1944 | 242.2267 | 230.8014
Com ¦ Near Condensing Boiler¦ Std Baseline | ROB | C_Accommodation | Greater Toronto Area | Space Heating/Ventilation | Commercial | Com¦Boiler¦Std | End Use Consumption (m^3/year) | 25 | 4.3784 | 4.4456 | 4.4989 | 4.5392 | 4.5649 | 4.5415 | 4.5355 | 4.5356 | 4.5355 | 4.5355 | 0.29918 | 0.30985 | 0.31983 | 0.32915 | 0.33764 | 0.34262 | 0.34902 | 0.356 | 0.36312 | 0.37037 | 0.068331 | 0.069697 | 0.071091 | 0.072513 | 0.073963 | 0.075443 | 0.076952 | 0.078491 | 0.08006 | 0.081662 | 0.23085 | 0.24015 | 0.24874 | 0.25664 | 0.26367 | 0.26718 | 0.27206 | 0.27751 | 0.28306 | 0.28871 | 2302657.1107 | 2291143.8251 | 2279688.106 | 2268289.6655 | 2256948.2171 | 2245663.4761 | 2234435.1587 | 2223262.9829 | 2212146.668 | 2201085.9346 | 2302657.1107 | 2291143.8251 | 2279688.106 | 2268289.6655 | 2256948.2171 | 2245663.4761 | 2234435.1587 | 2223262.9829 | 2212146.668 | 2201085.9346 | 56363.0974 | 107527.3143 | 153685.8806 | 195533.8121 | 233195.103 | 266882.7552 | 296847.4167 | 323434.3769 | 346929.7423 | 367654.623 | 56363.0974 | 51164.2169 | 46158.5664 | 41847.9315 | 37661.2908 | 33687.6522 | 29964.6615 | 26586.9602 | 23495.3653 | 20724.8808
Com ¦ Tankless Water Heaters | ROB | C_Accommodation | Greater Toronto Area | Water Heating | Commercial | Com ¦ Water Heating | End Use Consumption (m^3/year) | 18 | 0.54413 | 0.55403 | 0.56143 | 0.5668 | 0.56995 | 0.56992 | 0.56902 | 0.56902 | 0.56901 | 0.56902 | 0.46011 | 0.47785 | 0.49392 | 0.50862 | 0.52167 | 0.53208 | 0.54186 | 0.5527 | 0.56375 | 0.57503 | 0.84559 | 0.8625 | 0.87976 | 0.89735 | 0.9153 | 0.9336 | 0.95228 | 0.97132 | 0.99075 | 1.0106 | -0.38548 | -0.38465 | -0.38583 | -0.38873 | -0.39362 | -0.40152 | -0.41041 | -0.41862 | -0.427 | -0.43553 | 239528.8457 | 238331.2014 | 237139.5454 | 235953.8477 | 234774.0785 | 233600.2081 | 232432.207 | 231270.046 | 230113.6958 | 228963.1273 | 0 | 0 | 0 | 0 | 0 | 0 | 0 | 0 | 0 | 0 | 0 | 0 | 0 | 0 | 0 | 0 | 0 | 0 | 0 | 0 | 0 | 0 | 0 | 0 | 0 | 0 | 0 | 0 | 0 | 0
Com ¦ Air Curtains | NEW | C_Colleges & Universities | Greater Toronto Area | Space Heating/Ventilation | Commercial | NA | Shipping door | 15 | 5.3878 | 5.504 | 5.5961 | 5.6658 | 5.7101 | 5.6694 | 5.659 | 5.6589 | 5.6587 | 5.6585 | 54793.8552 | 57095.1782 | 59211.3087 | 61147.8426 | 62858.8782 | 63658.8135 | 64812.7081 | 66108.1395 | 67428.0058 | 68773.4309 | 10170 | 10373.4 | 10580.868 | 10792.4854 | 11008.3351 | 11228.5018 | 11453.0718 | 11682.1332 | 11915.7759 | 12154.0914 | 44623.8552 | 46721.7782 | 48630.4407 | 50355.3572 | 51850.5432 | 52430.3118 | 53359.6363 | 54426.0063 | 55512.2299 | 56619.3395 | 0.42922 | 0.87218 | 1.3294 | 1.8014 | 2.2887 | 2.792 | 3.3118 | 3.8488 | 4.4035 | 4.9768 | 0.42922 | 0.87218 | 1.3294 | 1.8014 | 2.2887 | 2.792 | 3.3118 | 3.8488 | 4.4035 | 4.9768 | 0.30313 | 0.61595 | 0.9452 | 1.2912 | 1.6553 | 2.0378 | 2.4388 | 2.8586 | 3.2976 | 3.7563 | 0.30313 | 0.31283 | 0.32924 | 0.34598 | 0.36416 | 0.38246 | 0.40099 | 0.41977 | 0.43904 | 0.45867
Com ¦ Condensing Boiler ¦ Near Cond Baseline | NEW | C_Colleges & Universities | Greater Toronto Area | Space Heating/Ventilation | Commercial | NA | End Use Consumption (m^3/year) | 25 | 1.0302 | 1.046 | 1.0586 | 1.0681 | 1.0741 | 1.0686 | 1.0672 | 1.0672 | 1.0672 | 1.0672 | 0.22439 | 0.23239 | 0.23987 | 0.24687 | 0.25323 | 0.25697 | 0.26176 | 0.267 | 0.27234 | 0.27778 | 0.2178 | 0.22216 | 0.2266 | 0.23114 | 0.23576 | 0.24047 | 0.24528 | 0.25019 | 0.25519 | 0.2603 | 0.0065823 | 0.010226 | 0.013271 | 0.01573 | 0.01747 | 0.016492 | 0.016479 | 0.016811 | 0.017145 | 0.017485 | 85371.8821 | 173390.2925 | 264152.6406 | 357759.8317 | 454316.3932 | 553930.6049 | 656714.6341 | 762784.6757 | 872261.0973 | 985268.5891 | 85371.8821 | 173390.2925 | 264152.6406 | 357759.8317 | 454316.3932 | 553930.6049 | 656714.6341 | 762784.6757 | 872261.0973 | 985268.5891 | 8609.6 | 17486.0976 | 26010.6106 | 33990.4034 | 43207.3681 | 53170.4323 | 63515.7643 | 73976.9529 | 84751.2378 | 95768.3678 | 8609.6 | 8876.4976 | 8524.513 | 7979.7928 | 9216.9646 | 9963.0642 | 10345.3321 | 10461.1886 | 10774.2849 | 11017.13
Com ¦ Condensing Boiler ¦ Std Baseline | NEW | C_Colleges & Universities | Greater Toronto Area | Space Heating/Ventilation | Commercial | Com¦Boiler¦Std | End Use Consumption (m^3/year) | 25 | 1.5743 | 1.5984 | 1.6176 | 1.6321 | 1.6413 | 1.6329 | 1.6308 | 1.6308 | 1.6308 | 1.6307 | 0.52357 | 0.54224 | 0.55971 | 0.57602 | 0.59087 | 0.59959 | 0.61078 | 0.623 | 0.63546 | 0.64816 | 0.33258 | 0.33923 | 0.34601 | 0.35294 | 0.35999 | 0.36719 | 0.37454 | 0.38203 | 0.38967 | 0.39746 | 0.19099 | 0.20301 | 0.21369 | 0.22309 | 0.23087 | 0.23239 | 0.23624 | 0.24097 | 0.24579 | 0.25069 | 199201.0582 | 404577.3491 | 616356.1613 | 834772.9406 | 1060071.5841 | 1292504.7447 | 1532334.1462 | 1779830.91 | 2035275.8936 | 2298960.0413 | 199201.0582 | 404577.3491 | 616356.1613 | 834772.9406 | 1060071.5841 | 1292504.7447 | 1532334.1462 | 1779830.91 | 2035275.8936 | 2298960.0413 | 4538.6121 | 9217.9211 | 18290.8618 | 31665.1504 | 50631.0801 | 75210.0094 | 105329.9316 | 140822.1801 | 181950.8119 | 228661.3872 | 4538.6121 | 4679.309 | 9072.9407 | 13374.2886 | 18965.9297 | 24578.9293 | 30119.9223 | 35492.2485 | 41128.6318 | 46710.5753
Com ¦ Condensing Water Heaters | NEW | C_Colleges & Universities | Greater Toronto Area | Water Heating | Commercial | Com ¦ Water Heating | End Use Consumption (m^3/year) | 13 | 1.5536 | 1.5892 | 1.6159 | 1.6352 | 1.6466 | 1.6465 | 1.6432 | 1.6432 | 1.6432 | 1.6432 | 0.24404 | 0.25463 | 0.26408 | 0.27258 | 0.27997 | 0.28555 | 0.29068 | 0.29649 | 0.30242 | 0.30847 | 0.15708 | 0.16022 | 0.16343 | 0.1667 | 0.17003 | 0.17343 | 0.1769 | 0.18044 | 0.18405 | 0.18773 | 0.086963 | 0.094409 | 0.10066 | 0.10589 | 0.10994 | 0.11212 | 0.11378 | 0.11606 | 0.11838 | 0.12075 | 2001.261 | 4064.5611 | 6192.1838 | 8386.4943 | 10649.9431 | 12985.0684 | 15394.4995 | 17880.9603 | 20447.2724 | 23096.3588 | 2001.261 | 4064.5611 | 6192.1838 | 8386.4943 | 10649.9431 | 12985.0684 | 15394.4995 | 17880.9603 | 20447.2724 | 23096.3588 | 1083.5657 | 2200.7218 | 3359.6137 | 4557.1511 | 5825.9083 | 7158.0851 | 8549.6378 | 9997.9164 | 11507.3287 | 13078.1578 | 1083.5657 | 1117.1562 | 1158.8919 | 1197.5374 | 1268.7572 | 1332.1768 | 1391.5527 | 1448.2787 | 1509.4123 | 1570.8291
Com ¦ High perf.glazings ¦ New | NEW | C_Colleges & Universities | Greater Toronto Area | Space Heating/Ventilation | Commercial | Windows New | End Use Consumption (m^3/year) | 30 | 1.6157 | 1.6383 | 1.6563 | 1.6698 | 1.6785 | 1.6706 | 1.6686 | 1.6686 | 1.6686 | 1.6686 | 0.40969 | 0.42374 | 0.43695 | 0.44934 | 0.4607 | 0.46771 | 0.47649 | 0.48602 | 0.49574 | 0.50565 | 0.25357 | 0.25864 | 0.26382 | 0.26909 | 0.27447 | 0.27996 | 0.28556 | 0.29127 | 0.2971 | 0.30304 | 0.15612 | 0.1651 | 0.17313 | 0.18025 | 0.18623 | 0.18774 | 0.19093 | 0.19475 | 0.19864 | 0.2026 | 56778.3201 | 115316.7681 | 175680.1281 | 237935.5092 | 302152.4296 | 368402.903 | 436761.5284 | 507305.5837 | 580115.1219 | 655273.0707 | 56778.3201 | 115316.7681 | 175680.1281 | 237935.5092 | 302152.4296 | 368402.903 | 436761.5284 | 507305.5837 | 580115.1219 | 655273.0707 | 16548.8607 | 33610.7361 | 50892.1902 | 68131.5127 | 86982.8033 | 106948.3547 | 127736.7074 | 149135.5044 | 171332.6358 | 194307.3749 | 16548.8607 | 17061.8754 | 17281.4541 | 17239.3225 | 18851.2907 | 19965.5514 | 20788.3527 | 21398.7969 | 22197.1314 | 22974.7391
Com ¦ Near Condensing Boiler¦ Std Baseline | NEW | C_Colleges & Universities | Greater Toronto Area | Space Heating/Ventilation | Commercial | Com¦Boiler¦Std | End Use Consumption (m^3/year) | 25 | 4.3784 | 4.4456 | 4.4989 | 4.5392 | 4.5649 | 4.5415 | 4.5355 | 4.5356 | 4.5355 | 4.5355 | 0.29918 | 0.30985 | 0.31983 | 0.32915 | 0.33764 | 0.34262 | 0.34902 | 0.356 | 0.36312 | 0.37037 | 0.068331 | 0.069697 | 0.071091 | 0.072513 | 0.073963 | 0.075443 | 0.076952 | 0.078491 | 0.08006 | 0.081662 | 0.23085 | 0.24015 | 0.24874 | 0.25664 | 0.26367 | 0.26718 | 0.27206 | 0.27751 | 0.28306 | 0.28871 | 113829.1761 | 231187.0566 | 352203.5207 | 477013.1089 | 605755.1909 | 738574.1398 | 875619.5121 | 1017046.2343 | 1163014.7963 | 1313691.4522 | 113829.1761 | 231187.0566 | 352203.5207 | 477013.1089 | 605755.1909 | 738574.1398 | 875619.5121 | 1017046.2343 | 1163014.7963 | 1313691.4522 | 69646.2953 | 141451.6258 | 211370.4115 | 279025.7593 | 344693.6244 | 407986.6099 | 468663.9281 | 526576.3348 | 581715.3645 | 634060.8682 | 69646.2953 | 71805.3305 | 69918.7857 | 67655.3478 | 65667.8651 | 63292.9855 | 60677.3182 | 57912.4067 | 55139.0297 | 52345.5037
Com ¦ Super High Perf Glazing ¦New | NEW | C_Colleges & Universities | Greater Toronto Area | Space Heating/Ventilation | Commercial | Windows New | End Use Consumption (m^3/year) | 30 | 0.53856 | 0.54611 | 0.55209 | 0.55662 | 0.5595 | 0.55687 | 0.5562 | 0.5562 | 0.5562 | 0.55619 | 0.61454 | 0.63561 | 0.65542 | 0.67401 | 0.69106 | 0.70156 | 0.71473 | 0.72903 | 0.74361 | 0.75847 | 1.1411 | 1.1639 | 1.1872 | 1.2109 | 1.2351 | 1.2598 | 1.285 | 1.3107 | 1.3369 | 1.3637 | -0.52653 | -0.52828 | -0.53175 | -0.5369 | -0.54407 | -0.55828 | -0.5703 | -0.5817 | -0.59334 | -0.60522 | 85167.4801 | 172975.1521 | 263520.1921 | 356903.2638 | 453228.6444 | 552604.3544 | 655142.2926 | 760958.3756 | 870172.6828 | 982909.6061 | 0 | 0 | 0 | 0 | 0 | 0 | 0 | 0 | 0 | 0 | 0 | 0 | 0 | 0 | 0 | 0 | 0 | 0 | 0 | 0 | 0 | 0 | 0 | 0 | 0 | 0 | 0 | 0 | 0 | 0
Com ¦ Tankless Water Heaters | NEW | C_Colleges & Universities | Greater Toronto Area | Water Heating | Commercial | Com ¦ Water Heating | End Use Consumption (m^3/year) | 18 | 0.54413 | 0.55403 | 0.56143 | 0.5668 | 0.56995 | 0.56992 | 0.56902 | 0.56902 | 0.56901 | 0.56902 | 0.46011 | 0.47785 | 0.49392 | 0.50862 | 0.52167 | 0.53208 | 0.54186 | 0.5527 | 0.56375 | 0.57503 | 0.84559 | 0.8625 | 0.87976 | 0.89735 | 0.9153 | 0.9336 | 0.95228 | 0.97132 | 0.99075 | 1.0106 | -0.38548 | -0.38465 | -0.38583 | -0.38873 | -0.39362 | -0.40152 | -0.41041 | -0.41862 | -0.427 | -0.43553 | 2992.5398 | 6077.8484 | 9259.3402 | 12540.5523 | 15925.1486 | 19416.9247 | 23019.8123 | 26737.8846 | 30575.3606 | 34536.6113 | 0 | 0 | 0 | 0 | 0 | 0 | 0 | 0 | 0 | 0 | 0 | 0 | 0 | 0 | 0 | 0 | 0 | 0 | 0 | 0 | 0 | 0 | 0 | 0 | 0 | 0 | 0 | 0 | 0 | 0
Com ¦ Waste Water Heat Recovery ¦New | NEW | C_Colleges & Universities | Greater Toronto Area | Water Heating | Commercial | NA | Meal per day | 25 | 4.7243 | 4.7949 | 4.8477 | 4.8859 | 4.9085 | 4.9083 | 4.9019 | 4.902 | 4.902 | 4.9022 | 16.1099 | 16.6775 | 17.1984 | 17.6809 | 18.1176 | 18.4794 | 18.8244 | 19.2011 | 19.5853 | 19.9776 | 3.41 | 3.4782 | 3.5478 | 3.6187 | 3.6911 | 3.7649 | 3.8402 | 3.917 | 3.9954 | 4.0753 | 12.6999 | 13.1993 | 13.6506 | 14.0621 | 14.4265 | 14.7144 | 14.9842 | 15.2841 | 15.5899 | 15.9023 | 641.2305 | 1302.9804 | 1986.0249 | 2691.1679 | 3419.2429 | 4171.1141 | 4947.6778 | 5749.8632 | 6578.6338 | 7434.9888 | 641.2305 | 1302.9804 | 1986.0249 | 2691.1679 | 3419.2429 | 4171.1141 | 4947.6778 | 5749.8632 | 6578.6338 | 7434.9888 | 432.6682 | 879.1817 | 1351.2693 | 1848.3122 | 2373.5334 | 2926.0607 | 3505.4726 | 4111.5547 | 4744.9057 | 5405.7505 | 432.6682 | 446.5135 | 472.0876 | 497.0429 | 525.2212 | 552.5273 | 579.4118 | 606.0821 | 633.351 | 660.8448
Com ¦ Air Sealing | RET | C_Colleges & Universities | Greater Toronto Area | Space Heating/Ventilation | Commercial | NA | Floor area (1000m2) | 6 | 0.7443 | 0.77842 | 0.80548 | 0.82599 | 0.83903 | 0.82713 | 0.82412 | 0.82415 | 0.82415 | 0.82412 | 0.06258 | 0.066757 | 0.07046 | 0.073699 | 0.07636 | 0.076782 | 0.078033 | 0.079597 | 0.081189 | 0.082809 | 0.084079 | 0.08576 | 0.087476 | 0.089225 | 0.09101 | 0.09283 | 0.094686 | 0.09658 | 0.098512 | 0.10048 | -0.021499 | -0.019003 | -0.017016 | -0.015526 | -0.01465 | -0.016047 | -0.016654 | -0.016984 | -0.017323 | -0.017673 | 181.2771 | 180.3707 | 179.4688 | 178.5715 | 177.6786 | 176.7902 | 175.9063 | 175.0267 | 174.1516 | 173.2809 | 0 | 0 | 0 | 0 | 0 | 0 | 0 | 0 | 0 | 0 | 0 | 0 | 0 | 0 | 0 | 0 | 0 | 0 | 0 | 0 | 0 | 0 | 0 | 0 | 0 | 0 | 0 | 0 | 0 | 0
Com ¦ Building Controls and Automation Systems | RET | C_Colleges & Universities | Greater Toronto Area | Space Heating/Ventilation | Commercial | NA | Customer Segment Consumption (m^3/year) | 11 | 1.6349 | 1.6788 | 1.7136 | 1.7399 | 1.7567 | 1.7414 | 1.7375 | 1.7375 | 1.7375 | 1.7375 | 0.21383 | 0.22396 | 0.23317 | 0.24149 | 0.2487 | 0.25146 | 0.25592 | 0.26104 | 0.26626 | 0.27158 | 0.13079 | 0.13341 | 0.13607 | 0.13879 | 0.14157 | 0.1444 | 0.14729 | 0.15024 | 0.15324 | 0.15631 | 0.083038 | 0.090553 | 0.097099 | 0.1027 | 0.10713 | 0.10706 | 0.10863 | 0.1108 | 0.11302 | 0.11528 | 3424715.5317 | 3407591.954 | 3390553.9942 | 3373601.2243 | 3356733.2181 | 3339949.552 | 3323249.8043 | 3306633.5553 | 3290100.3875 | 3273649.8856 | 3424715.5317 | 3407591.954 | 3390553.9942 | 3373601.2243 | 3356733.2181 | 3339949.552 | 3323249.8043 | 3306633.5553 | 3290100.3875 | 3273649.8856 | 117760.2032 | 238000.5891 | 359661.5317 | 484728.0515 | 611806.0846 | 739791.5967 | 867696.7571 | 995055.5529 | 1121109.2699 | 1245353.7179 | 117760.2032 | 120240.3859 | 121660.9427 | 125066.5198 | 127078.0331 | 127985.5121 | 127905.1604 | 127358.7958 | 126053.717 | 124244.448
Com ¦ Heat Reflector Panels | RET | C_Colleges & Universities | Greater Toronto Area | Space Heating/Ventilation | Commercial | NA | End Use Consumption (m^3/year) | 18 | 2.0191 | 2.0568 | 2.0867 | 2.1094 | 2.1238 | 2.1106 | 2.1073 | 2.1073 | 2.1073 | 2.1073 | 0.092157 | 0.095756 | 0.099092 | 0.10217 | 0.10493 | 0.10636 | 0.10832 | 0.11049 | 0.1127 | 0.11495 | 0.045643 | 0.046556 | 0.047487 | 0.048437 | 0.049405 | 0.050393 | 0.051401 | 0.052429 | 0.053478 | 0.054547 | 0.046514 | 0.049201 | 0.051605 | 0.053734 | 0.055522 | 0.055969 | 0.056917 | 0.058057 | 0.059217 | 0.0604 | 185191.4924 | 184265.5349 | 183344.2072 | 182427.4862 | 181515.3488 | 180607.772 | 179704.7332 | 178806.2095 | 177912.1785 | 177022.6176 | 185191.4924 | 184265.5349 | 183344.2072 | 182427.4862 | 181515.3488 | 180607.772 | 179704.7332 | 178806.2095 | 177912.1785 | 177022.6176 | 5856.1507 | 11797.1957 | 17776.6005 | 23933.4631 | 30192.7673 | 36499.2041 | 42805.4402 | 49097.4131 | 55342.1482 | 61522.2016 | 5856.1507 | 5941.0451 | 5979.4048 | 6156.8626 | 6259.3042 | 6306.4368 | 6306.2361 | 6291.9729 | 6244.735 | 6180.0534
Com ¦ Heat/Energy Recovery Ventilation | RET | C_Colleges & Universities | Greater Toronto Area | Space Heating/Ventilation | Commercial | NA | End Use Consumption (m^3/year) | 15 | 1.781 | 1.8187 | 1.8486 | 1.8713 | 1.8857 | 1.8726 | 1.8692 | 1.8693 | 1.8692 | 1.8692 | 0.40645 | 0.42336 | 0.43893 | 0.45319 | 0.46582 | 0.47182 | 0.4804 | 0.49002 | 0.49982 | 0.5098 | 0.22821 | 0.23278 | 0.23743 | 0.24218 | 0.24703 | 0.25197 | 0.25701 | 0.26215 | 0.26739 | 0.27274 | 0.17824 | 0.19059 | 0.2015 | 0.21101 | 0.21879 | 0.21985 | 0.2234 | 0.22787 | 0.23243 | 0.23707 | 2986212.8145 | 2971281.7505 | 2956425.3417 | 2941643.215 | 2926934.9989 | 2912300.3239 | 2897738.8223 | 2883250.1282 | 2868833.8776 | 2854489.7082 | 2986212.8145 | 2971281.7505 | 2956425.3417 | 2941643.215 | 2926934.9989 | 2912300.3239 | 2897738.8223 | 2883250.1282 | 2868833.8776 | 2854489.7082 | 94430.4294 | 190229.7812 | 286647.6833 | 385927.0927 | 486858.3735 | 588549.6662 | 690237.7236 | 791695.7868 | 892392.1394 | 992045.5008 | 94430.4294 | 95799.3518 | 96417.902 | 99279.4095 | 100931.2807 | 101691.2928 | 101688.0574 | 101458.0632 | 100696.3526 | 99653.3614
Com ¦ High perf.glazings ¦ Retro | RET | C_Colleges & Universities | Greater Toronto Area | Space Heating/Ventilation | Commercial | Windows Retro | End Use Consumption (m^3/year) | 30 | 1.1286 | 1.1444 | 1.1569 | 1.1664 | 1.1725 | 1.167 | 1.1656 | 1.1656 | 1.1656 | 1.1655 | 0.40969 | 0.42374 | 0.43695 | 0.44934 | 0.4607 | 0.46771 | 0.47649 | 0.48602 | 0.49574 | 0.50565 | 0.36301 | 0.37027 | 0.37767 | 0.38523 | 0.39293 | 0.40079 | 0.4088 | 0.41698 | 0.42532 | 0.43383 | 0.046685 | 0.053473 | 0.059275 | 0.064116 | 0.067774 | 0.066916 | 0.067683 | 0.069039 | 0.070417 | 0.071818 | 1377912.8897 | 1371023.3252 | 1364168.2086 | 1357347.3676 | 1350560.6307 | 1343807.8276 | 1337088.7884 | 1330403.3445 | 1323751.3278 | 1317132.5711 | 1377912.8897 | 1371023.3252 | 1364168.2086 | 1357347.3676 | 1350560.6307 | 1343807.8276 | 1337088.7884 | 1330403.3445 | 1323751.3278 | 1317132.5711 | 8295.9135 | 15882.1763 | 22650.9658 | 30108.7871 | 37812.2413 | 45465.2769 | 52875.7269 | 60188.8655 | 67358.8809 | 74488.628 | 8295.9135 | 7586.2629 | 6768.7895 | 7457.8213 | 7703.4542 | 7653.0356 | 7410.45 | 7313.1386 | 7170.0155 | 7129.7471
Com ¦ Operational Improvement | RET | C_Colleges & Universities | Greater Toronto Area | Cross Cutting/Behavioural | Commercial | NA | Customer Segment Consumption (m^3/year) | 5 | 2.0919 | 2.2142 | 2.3046 | 2.3725 | 2.4157 | 2.3793 | 2.3692 | 2.3692 | 2.3693 | 2.3693 | 0.051596 | 0.055707 | 0.05914 | 0.0621 | 0.064494 | 0.064795 | 0.065809 | 0.067124 | 0.06847 | 0.069841 | 0.024665 | 0.025158 | 0.025662 | 0.026175 | 0.026698 | 0.027232 | 0.027777 | 0.028332 | 0.028899 | 0.029477 | 0.026931 | 0.030548 | 0.033478 | 0.035925 | 0.037796 | 0.037563 | 0.038033 | 0.038792 | 0.039571 | 0.040364 | 2648803.419 | 2635559.4019 | 2622381.6049 | 2609269.6969 | 2596223.3484 | 2583242.2317 | 2570326.0205 | 2557474.3904 | 2544687.0184 | 2531963.5834 | 2648803.419 | 2635559.4019 | 2622381.6049 | 2609269.6969 | 2596223.3484 | 2583242.2317 | 2570326.0205 | 2557474.3904 | 2544687.0184 | 2531963.5834 | 111797.5752 | 227545.8349 | 346457.8931 | 468011.7789 | 591177.0186 | 714896.8426 | 838097.385 | 959772.2796 | 1078911.3452 | 1194601.4059 | 111797.5752 | 115748.2597 | 118912.0582 | 121553.8858 | 123165.2397 | 123719.824 | 123200.5424 | 121674.8946 | 119139.0656 | 115690.0607
Com ¦ Roof Insulation Upgrade | RET | C_Colleges & Universities | Greater Toronto Area | Space Heating/Ventilation | Commercial | NA | Floor area (1000m2) | 20 | 0.96938 | 0.98631 | 0.99974 | 1.0099 | 1.0164 | 1.0105 | 1.009 | 1.009 | 1.009 | 1.009 | 0.36147 | 0.37513 | 0.38785 | 0.39962 | 0.41023 | 0.416 | 0.42369 | 0.43217 | 0.44081 | 0.44963 | 0.37288 | 0.38034 | 0.38795 | 0.39571 | 0.40362 | 0.41169 | 0.41993 | 0.42833 | 0.43689 | 0.44563 | -0.011417 | -0.0052059 | -0.00010224 | 0.0039177 | 0.0066095 | 0.0043095 | 0.0037681 | 0.0038478 | 0.0039229 | 0.0039953 | 101.5152 | 101.0076 | 100.5025 | 100 | 99.5 | 99.0025 | 98.5075 | 98.015 | 97.5249 | 97.0373 | 0 | 0 | 0 | 100 | 99.5 | 99.0025 | 98.5075 | 98.015 | 97.5249 | 97.0373 | 0 | 0 | 0 | 0.72216 | 1.4627 | 2.2016 | 2.9255 | 3.6443 | 4.3547 | 5.0634 | 0 | 0 | 0 | 0.72216 | 0.74055 | 0.73886 | 0.72397 | 0.71878 | 0.71034 | 0.70879
Com ¦ Super High Perf Glazing ¦Retro | RET | C_Colleges & Universities | Greater Toronto Area | Space Heating/Ventilation | Commercial | Windows Retro | End Use Consumption (m^3/year) | 30 | 0.53856 | 0.54611 | 0.55209 | 0.55662 | 0.5595 | 0.55687 | 0.5562 | 0.5562 | 0.5562 | 0.55619 | 0.61454 | 0.63561 | 0.65542 | 0.67401 | 0.69106 | 0.70156 | 0.71473 | 0.72903 | 0.74361 | 0.75847 | 1.1411 | 1.1639 | 1.1872 | 1.2109 | 1.2351 | 1.2598 | 1.285 | 1.3107 | 1.3369 | 1.3637 | -0.52653 | -0.52828 | -0.53175 | -0.5369 | -0.54407 | -0.55828 | -0.5703 | -0.5817 | -0.59334 | -0.60522 | 2066869.3345 | 2056534.9879 | 2046252.3129 | 2036021.0514 | 2025840.9461 | 2015711.7414 | 2005633.1827 | 1995605.0168 | 1985626.9917 | 1975698.8567 | 0 | 0 | 0 | 0 | 0 | 0 | 0 | 0 | 0 | 0 | 0 | 0 | 0 | 0 | 0 | 0 | 0 | 0 | 0 | 0 | 0 | 0 | 0 | 0 | 0 | 0 | 0 | 0 | 0 | 0
Com ¦ Wall Insulation Upgrade | RET | C_Colleges & Universities | Greater Toronto Area | Space Heating/Ventilation | Commercial | NA | Floor area (1000m2) | 20 | 0.23905 | 0.24323 | 0.24654 | 0.24904 | 0.25064 | 0.24918 | 0.24881 | 0.24882 | 0.24882 | 0.24881 | 0.29574 | 0.30693 | 0.31733 | 0.32697 | 0.33564 | 0.34037 | 0.34666 | 0.3536 | 0.36067 | 0.36788 | 1.2372 | 1.2619 | 1.2871 | 1.3129 | 1.3391 | 1.3659 | 1.3932 | 1.4211 | 1.4495 | 1.4785 | -0.94142 | -0.95498 | -0.96981 | -0.98592 | -1.0035 | -1.0256 | -1.0466 | -1.0675 | -1.0889 | -1.1106 | 326.2987 | 324.6672 | 323.0439 | 321.4287 | 319.8215 | 318.2224 | 316.6313 | 315.0481 | 313.4729 | 311.9055 | 0 | 0 | 0 | 0 | 0 | 0 | 0 | 0 | 0 | 0 | 0 | 0 | 0 | 0 | 0 | 0 | 0 | 0 | 0 | 0 | 0 | 0 | 0 | 0 | 0 | 0 | 0 | 0 | 0 | 0
Com ¦ Waste Water Heat Recovery ¦ Retro | RET | C_Colleges & Universities | Greater Toronto Area | Water Heating | Commercial | NA | Meal per day | 25 | 6.4896 | 6.5865 | 6.6591 | 6.7116 | 6.7426 | 6.7424 | 6.7336 | 6.7337 | 6.7337 | 6.7339 | 40.6249 | 42.0563 | 43.3699 | 44.5865 | 45.6878 | 46.6001 | 47.4702 | 48.4202 | 49.389 | 50.3783 | 6.26 | 6.3852 | 6.5129 | 6.6432 | 6.776 | 6.9115 | 7.0498 | 7.1908 | 7.3346 | 7.4813 | 34.3649 | 35.6711 | 36.857 | 37.9434 | 38.9118 | 39.6886 | 40.4204 | 41.2294 | 42.0544 | 42.897 | 38307.8806 | 38116.3412 | 37925.7595 | 37736.1307 | 37547.45 | 37359.7128 | 37172.9142 | 36987.0496 | 36802.1144 | 36618.1038 | 38307.8806 | 38116.3412 | 37925.7595 | 37736.1307 | 37547.45 | 37359.7128 | 37172.9142 | 36987.0496 | 36802.1144 | 36618.1038 | 1604.4743 | 3264.9075 | 4970.0696 | 6713.3134 | 8479.8872 | 10254.7589 | 12022.688 | 13769.5207 | 15480.9434 | 17144.0481 | 1604.4743 | 1660.4332 | 1705.1621 | 1743.2438 | 1766.5738 | 1774.8717 | 1767.9291 | 1746.8326 | 1711.4227 | 1663.1047
Com ¦ Air Curtains | ROB | C_Colleges & Universities | Greater Toronto Area | Space Heating/Ventilation | Commercial | NA | Shipping door | 15 | 5.3878 | 5.504 | 5.5961 | 5.6658 | 5.7101 | 5.6694 | 5.659 | 5.6589 | 5.6587 | 5.6585 | 54793.8552 | 57095.1782 | 59211.3087 | 61147.8426 | 62858.8782 | 63658.8135 | 64812.7081 | 66108.1395 | 67428.0058 | 68773.4309 | 10170 | 10373.4 | 10580.868 | 10792.4854 | 11008.3351 | 11228.5018 | 11453.0718 | 11682.1332 | 11915.7759 | 12154.0914 | 44623.8552 | 46721.7782 | 48630.4407 | 50355.3572 | 51850.5432 | 52430.3118 | 53359.6363 | 54426.0063 | 55512.2299 | 56619.3395 | 10.1685 | 10.1176 | 10.067 | 10.0167 | 9.9666 | 9.9168 | 9.8672 | 9.8179 | 9.7688 | 9.7199 | 10.1685 | 10.1176 | 10.067 | 10.0167 | 9.9666 | 9.9168 | 9.8672 | 9.8179 | 9.7688 | 9.7199 | 0.48229 | 0.94589 | 1.3916 | 1.8216 | 2.2362 | 2.6355 | 3.02 | 3.3903 | 3.7468 | 4.09 | 0.48229 | 0.4636 | 0.44567 | 0.43004 | 0.41455 | 0.39936 | 0.38451 | 0.37029 | 0.35649 | 0.34324
Com ¦ Condensing Boiler ¦ Std Baseline | ROB | C_Colleges & Universities | Greater Toronto Area | Space Heating/Ventilation | Commercial | Com¦Boiler¦Std | End Use Consumption (m^3/year) | 25 | 1.5743 | 1.5984 | 1.6176 | 1.6321 | 1.6413 | 1.6329 | 1.6308 | 1.6308 | 1.6308 | 1.6307 | 0.52357 | 0.54224 | 0.55971 | 0.57602 | 0.59087 | 0.59959 | 0.61078 | 0.623 | 0.63546 | 0.64816 | 0.33258 | 0.33923 | 0.34601 | 0.35294 | 0.35999 | 0.36719 | 0.37454 | 0.38203 | 0.38967 | 0.39746 | 0.19099 | 0.20301 | 0.21369 | 0.22309 | 0.23087 | 0.23239 | 0.23624 | 0.24097 | 0.24579 | 0.25069 | 4834269.5822 | 4810098.2343 | 4786047.7431 | 4762117.5044 | 4738306.9169 | 4714615.3823 | 4691042.3054 | 4667587.0939 | 4644249.1584 | 4621027.9126 | 4834269.5822 | 4810098.2343 | 4786047.7431 | 4762117.5044 | 4738306.9169 | 4714615.3823 | 4691042.3054 | 4667587.0939 | 4644249.1584 | 4621027.9126 | 4450.0761 | 12564.4689 | 23814.011 | 38852.3032 | 57222.9882 | 78443.3391 | 102012.855 | 127795.2927 | 155456.8382 | 184906.2255 | 4450.0761 | 8114.3929 | 11249.542 | 15038.2923 | 18370.6849 | 21220.351 | 23569.5159 | 25782.4377 | 27661.5455 | 29449.3873
Com ¦ Condensing Water Heaters | ROB | C_Colleges & Universities | Greater Toronto Area | Water Heating | Commercial | Com ¦ Water Heating | End Use Consumption (m^3/year) | 13 | 1.5536 | 1.5892 | 1.6159 | 1.6352 | 1.6466 | 1.6465 | 1.6432 | 1.6432 | 1.6432 | 1.6432 | 0.24404 | 0.25463 | 0.26408 | 0.27258 | 0.27997 | 0.28555 | 0.29068 | 0.29649 | 0.30242 | 0.30847 | 0.15708 | 0.16022 | 0.16343 | 0.1667 | 0.17003 | 0.17343 | 0.1769 | 0.18044 | 0.18405 | 0.18773 | 0.086963 | 0.094409 | 0.10066 | 0.10589 | 0.10994 | 0.11212 | 0.11378 | 0.11606 | 0.11838 | 0.12075 | 48567.1881 | 48324.3521 | 48082.7304 | 47842.3167 | 47603.1051 | 47365.0896 | 47128.2642 | 46892.6228 | 46658.1597 | 46424.8689 | 48567.1881 | 48324.3521 | 48082.7304 | 47842.3167 | 47603.1051 | 47365.0896 | 47128.2642 | 46892.6228 | 46658.1597 | 46424.8689 | 1481.2047 | 2910.723 | 4286.6177 | 5652.4475 | 6996.2914 | 8312.2961 | 9597.0907 | 10856.1847 | 12089.7074 | 13301.9263 | 1481.2047 | 1429.5182 | 1375.8947 | 1365.8298 | 1343.844 | 1316.0047 | 1284.7946 | 1259.094 | 1233.5227 | 1212.2189
Com ¦ Near Condensing Boiler¦ Std Baseline | ROB | C_Colleges & Universities | Greater Toronto Area | Space Heating/Ventilation | Commercial | Com¦Boiler¦Std | End Use Consumption (m^3/year) | 25 | 4.3784 | 4.4456 | 4.4989 | 4.5392 | 4.5649 | 4.5415 | 4.5355 | 4.5356 | 4.5355 | 4.5355 | 0.29918 | 0.30985 | 0.31983 | 0.32915 | 0.33764 | 0.34262 | 0.34902 | 0.356 | 0.36312 | 0.37037 | 0.068331 | 0.069697 | 0.071091 | 0.072513 | 0.073963 | 0.075443 | 0.076952 | 0.078491 | 0.08006 | 0.081662 | 0.23085 | 0.24015 | 0.24874 | 0.25664 | 0.26367 | 0.26718 | 0.27206 | 0.27751 | 0.28306 | 0.28871 | 2762439.7613 | 2748627.5624 | 2734884.4246 | 2721210.0025 | 2707603.9525 | 2694065.9327 | 2680595.6031 | 2667192.6251 | 2653856.6619 | 2640587.3786 | 2762439.7613 | 2748627.5624 | 2734884.4246 | 2721210.0025 | 2707603.9525 | 2694065.9327 | 2680595.6031 | 2667192.6251 | 2653856.6619 | 2640587.3786 | 68287.6853 | 130819.6157 | 187726.6931 | 239795.4588 | 287101.6486 | 329850.5634 | 368308.7465 | 402873.9273 | 433872.4222 | 461680.2515 | 68287.6853 | 62531.9304 | 56907.0774 | 52068.7658 | 47306.1898 | 42748.9148 | 38458.1831 | 34565.1808 | 30998.4949 | 27807.8292
Com ¦ Tankless Water Heaters | ROB | C_Colleges & Universities | Greater Toronto Area | Water Heating | Commercial | Com ¦ Water Heating | End Use Consumption (m^3/year) | 18 | 0.54413 | 0.55403 | 0.56143 | 0.5668 | 0.56995 | 0.56992 | 0.56902 | 0.56902 | 0.56901 | 0.56902 | 0.46011 | 0.47785 | 0.49392 | 0.50862 | 0.52167 | 0.53208 | 0.54186 | 0.5527 | 0.56375 | 0.57503 | 0.84559 | 0.8625 | 0.87976 | 0.89735 | 0.9153 | 0.9336 | 0.95228 | 0.97132 | 0.99075 | 1.0106 | -0.38548 | -0.38465 | -0.38583 | -0.38873 | -0.39362 | -0.40152 | -0.41041 | -0.41862 | -0.427 | -0.43553 | 72623.8326 | 72260.7135 | 71899.4099 | 71539.9128 | 71182.2133 | 70826.3022 | 70472.1707 | 70119.8098 | 69769.2108 | 69420.3647 | 0 | 0 | 0 | 0 | 0 | 0 | 0 | 0 | 0 | 0 | 0 | 0 | 0 | 0 | 0 | 0 | 0 | 0 | 0 | 0 | 0 | 0 | 0 | 0 | 0 | 0 | 0 | 0 | 0 | 0
Com ¦ Air Curtains | NEW | C_Com - Other | Greater Toronto Area | Space Heating/Ventilation | Commercial | NA | Shipping door | 15 | 5.3878 | 5.504 | 5.5961 | 5.6658 | 5.7101 | 5.6694 | 5.659 | 5.6589 | 5.6587 | 5.6585 | 54793.8552 | 57095.1782 | 59211.3087 | 61147.8426 | 62858.8782 | 63658.8135 | 64812.7081 | 66108.1395 | 67428.0058 | 68773.4309 | 10170 | 10373.4 | 10580.868 | 10792.4854 | 11008.3351 | 11228.5018 | 11453.0718 | 11682.1332 | 11915.7759 | 12154.0914 | 44623.8552 | 46721.7782 | 48630.4407 | 50355.3572 | 51850.5432 | 52430.3118 | 53359.6363 | 54426.0063 | 55512.2299 | 56619.3395 | 15.2901 | 30.9777 | 47.0755 | 63.5968 | 80.5548 | 97.9636 | 115.8376 | 134.1914 | 153.0404 | 172.4003 | 15.2901 | 30.9777 | 47.0755 | 63.5968 | 80.5548 | 97.9636 | 115.8376 | 134.1914 | 153.0404 | 172.4003 | 10.7982 | 21.8772 | 33.469 | 45.5779 | 58.2467 | 71.4726 | 85.256 | 99.5984 | 114.509 | 129.9923 | 10.7982 | 11.079 | 11.5917 | 12.1089 | 12.6689 | 13.2259 | 13.7834 | 14.3424 | 14.9106 | 15.4833
Com ¦ Condensing Boiler ¦ Near Cond Baseline | NEW | C_Com - Other | Greater Toronto Area | Space Heating/Ventilation | Commercial | NA | End Use Consumption (m^3/year) | 25 | 1.0302 | 1.046 | 1.0586 | 1.0681 | 1.0741 | 1.0686 | 1.0672 | 1.0672 | 1.0672 | 1.0672 | 0.22439 | 0.23239 | 0.23987 | 0.24687 | 0.25323 | 0.25697 | 0.26176 | 0.267 | 0.27234 | 0.27778 | 0.2178 | 0.22216 | 0.2266 | 0.23114 | 0.23576 | 0.24047 | 0.24528 | 0.25019 | 0.25519 | 0.2603 | 0.0065823 | 0.010226 | 0.013271 | 0.01573 | 0.01747 | 0.016492 | 0.016479 | 0.016811 | 0.017145 | 0.017485 | 1228018.3641 | 2484281.1506 | 3769609.9037 | 5084849.0175 | 6430866.3764 | 7808554.0133 | 9218828.7872 | 10662633.0784 | 12140935.5044 | 13654731.6548 | 1228018.3641 | 2484281.1506 | 3769609.9037 | 5084849.0175 | 6430866.3764 | 7808554.0133 | 9218828.7872 | 10662633.0784 | 12140935.5044 | 13654731.6548 | 123843.4324 | 250535.2638 | 371254.9447 | 483375.9849 | 611862.3085 | 749653.9234 | 891599.9071 | 1033995.7214 | 1179485.2337 | 1327065.7716 | 123843.4324 | 126691.8314 | 120719.681 | 112121.0401 | 128486.3236 | 137791.6149 | 141945.9837 | 142395.8143 | 145489.5123 | 147580.5379
Com ¦ Condensing Boiler ¦ Std Baseline | NEW | C_Com - Other | Greater Toronto Area | Space Heating/Ventilation | Commercial | Com¦Boiler¦Std | End Use Consumption (m^3/year) | 25 | 1.5743 | 1.5984 | 1.6176 | 1.6321 | 1.6413 | 1.6329 | 1.6308 | 1.6308 | 1.6308 | 1.6307 | 0.52357 | 0.54224 | 0.55971 | 0.57602 | 0.59087 | 0.59959 | 0.61078 | 0.623 | 0.63546 | 0.64816 | 0.33258 | 0.33923 | 0.34601 | 0.35294 | 0.35999 | 0.36719 | 0.37454 | 0.38203 | 0.38967 | 0.39746 | 0.19099 | 0.20301 | 0.21369 | 0.22309 | 0.23087 | 0.23239 | 0.23624 | 0.24097 | 0.24579 | 0.25069 | 2865376.1829 | 5796656.018 | 8795756.442 | 11864647.7076 | 15005354.8782 | 18219959.3644 | 21510600.5035 | 24879477.183 | 28328849.5103 | 31861040.5279 | 2865376.1829 | 5796656.018 | 8795756.442 | 11864647.7076 | 15005354.8782 | 18219959.3644 | 21510600.5035 | 24879477.183 | 28328849.5103 | 31861040.5279 | 65284.949 | 132071.4519 | 260097.7282 | 446796.7724 | 709090.1175 | 1045957.5861 | 1455188.423 | 1933360.5371 | 2482938.0607 | 3102112.0267 | 65284.949 | 66786.5029 | 128026.2762 | 186699.0442 | 262293.3451 | 336867.4686 | 409230.837 | 478172.114 | 549577.5236 | 619173.966
Com ¦ Condensing Water Heaters | NEW | C_Com - Other | Greater Toronto Area | Water Heating | Commercial | Com ¦ Water Heating | End Use Consumption (m^3/year) | 13 | 1.5536 | 1.5892 | 1.6159 | 1.6352 | 1.6466 | 1.6465 | 1.6432 | 1.6432 | 1.6432 | 1.6432 | 0.24404 | 0.25463 | 0.26408 | 0.27258 | 0.27997 | 0.28555 | 0.29068 | 0.29649 | 0.30242 | 0.30847 | 0.15708 | 0.16022 | 0.16343 | 0.1667 | 0.17003 | 0.17343 | 0.1769 | 0.18044 | 0.18405 | 0.18773 | 0.086963 | 0.094409 | 0.10066 | 0.10589 | 0.10994 | 0.11212 | 0.11378 | 0.11606 | 0.11838 | 0.12075 | 16161.9412 | 32695.607 | 49611.8098 | 66921.6627 | 84636.5879 | 102768.3253 | 121328.9418 | 140330.8401 | 159786.7681 | 179709.8288 | 16161.9412 | 32695.607 | 49611.8098 | 66921.6627 | 84636.5879 | 102768.3253 | 121328.9418 | 140330.8401 | 159786.7681 | 179709.8288 | 8750.7447 | 17702.7566 | 26916.2267 | 36361.4379 | 46288.5149 | 56628.2644 | 67342.0489 | 78402.781 | 89837.4636 | 101641.4153 | 8750.7447 | 8952.0119 | 9213.4701 | 9445.2112 | 9927.077 | 10339.7495 | 10713.7845 | 11060.7322 | 11434.6826 | 11803.9517
Com ¦ High perf.glazings ¦ New | NEW | C_Com - Other | Greater Toronto Area | Space Heating/Ventilation | Commercial | Windows New | End Use Consumption (m^3/year) | 30 | 1.6157 | 1.6383 | 1.6563 | 1.6698 | 1.6785 | 1.6706 | 1.6686 | 1.6686 | 1.6686 | 1.6686 | 0.40969 | 0.42374 | 0.43695 | 0.44934 | 0.4607 | 0.46771 | 0.47649 | 0.48602 | 0.49574 | 0.50565 | 0.25357 | 0.25864 | 0.26382 | 0.26909 | 0.27447 | 0.27996 | 0.28556 | 0.29127 | 0.2971 | 0.30304 | 0.15612 | 0.1651 | 0.17313 | 0.18025 | 0.18623 | 0.18774 | 0.19093 | 0.19475 | 0.19864 | 0.2026 | 816718.7843 | 1652222.1007 | 2507056.3339 | 3381783.0657 | 4276979.5001 | 5193238.9022 | 6131171.0476 | 7091402.6859 | 8074578.0157 | 9081359.1745 | 816718.7843 | 1652222.1007 | 2507056.3339 | 3381783.0657 | 4276979.5001 | 5193238.9022 | 6131171.0476 | 7091402.6859 | 8074578.0157 | 9081359.1745 | 238044.4751 | 481563.973 | 726294.8592 | 968518.0359 | 1231308.7722 | 1507437.2165 | 1792669.4485 | 2083945.7579 | 2383682.0984 | 2691440.6901 | 238044.4751 | 243519.498 | 244730.8861 | 242223.1768 | 262790.7363 | 276128.4443 | 285232.232 | 291276.3094 | 299736.3405 | 307758.5917
Com ¦ Near Condensing Boiler¦ Std Baseline | NEW | C_Com - Other | Greater Toronto Area | Space Heating/Ventilation | Commercial | Com¦Boiler¦Std | End Use Consumption (m^3/year) | 25 | 4.3784 | 4.4456 | 4.4989 | 4.5392 | 4.5649 | 4.5415 | 4.5355 | 4.5356 | 4.5355 | 4.5355 | 0.29918 | 0.30985 | 0.31983 | 0.32915 | 0.33764 | 0.34262 | 0.34902 | 0.356 | 0.36312 | 0.37037 | 0.068331 | 0.069697 | 0.071091 | 0.072513 | 0.073963 | 0.075443 | 0.076952 | 0.078491 | 0.08006 | 0.081662 | 0.23085 | 0.24015 | 0.24874 | 0.25664 | 0.26367 | 0.26718 | 0.27206 | 0.27751 | 0.28306 | 0.28871 | 1637357.8188 | 3312374.8674 | 5026146.5383 | 6779798.6901 | 8574488.5018 | 10411405.3511 | 12291771.7163 | 14216844.1046 | 16187914.0059 | 18206308.8731 | 1637357.8188 | 3312374.8674 | 5026146.5383 | 6779798.6901 | 8574488.5018 | 10411405.3511 | 12291771.7163 | 14216844.1046 | 16187914.0059 | 18206308.8731 | 1001816.1435 | 2026674.0584 | 3017365.9691 | 3969448.3313 | 4887341.3653 | 5766274.521 | 6603529.7052 | 7397642.21 | 8149050.4525 | 8857994.4734 | 1001816.1435 | 1024857.9148 | 990691.9107 | 952082.3622 | 917893.034 | 878933.1557 | 837255.1843 | 794112.5047 | 751408.2426 | 708944.0209
Com ¦ Super High Perf Glazing ¦New | NEW | C_Com - Other | Greater Toronto Area | Space Heating/Ventilation | Commercial | Windows New | End Use Consumption (m^3/year) | 30 | 0.53856 | 0.54611 | 0.55209 | 0.55662 | 0.5595 | 0.55687 | 0.5562 | 0.5562 | 0.5562 | 0.55619 | 0.61454 | 0.63561 | 0.65542 | 0.67401 | 0.69106 | 0.70156 | 0.71473 | 0.72903 | 0.74361 | 0.75847 | 1.1411 | 1.1639 | 1.1872 | 1.2109 | 1.2351 | 1.2598 | 1.285 | 1.3107 | 1.3369 | 1.3637 | -0.52653 | -0.52828 | -0.53175 | -0.5369 | -0.54407 | -0.55828 | -0.5703 | -0.5817 | -0.59334 | -0.60522 | 1225078.1765 | 2478333.151 | 3760584.5009 | 5072674.5985 | 6415469.2502 | 7789858.3533 | 9196756.5714 | 10637104.0288 | 12111867.0236 | 13622038.7618 | 0 | 0 | 0 | 0 | 0 | 0 | 0 | 0 | 0 | 0 | 0 | 0 | 0 | 0 | 0 | 0 | 0 | 0 | 0 | 0 | 0 | 0 | 0 | 0 | 0 | 0 | 0 | 0 | 0 | 0
Com ¦ Tankless Water Heaters | NEW | C_Com - Other | Greater Toronto Area | Water Heating | Commercial | Com ¦ Water Heating | End Use Consumption (m^3/year) | 18 | 0.54413 | 0.55403 | 0.56143 | 0.5668 | 0.56995 | 0.56992 | 0.56902 | 0.56902 | 0.56901 | 0.56902 | 0.46011 | 0.47785 | 0.49392 | 0.50862 | 0.52167 | 0.53208 | 0.54186 | 0.5527 | 0.56375 | 0.57503 | 0.84559 | 0.8625 | 0.87976 | 0.89735 | 0.9153 | 0.9336 | 0.95228 | 0.97132 | 0.99075 | 1.0106 | -0.38548 | -0.38465 | -0.38583 | -0.38873 | -0.39362 | -0.40152 | -0.41041 | -0.41862 | -0.427 | -0.43553 | 24167.3887 | 48890.6273 | 74185.8839 | 100069.776 | 126559.3837 | 153672.2621 | 181426.4551 | 209840.5086 | 238933.485 | 268724.9776 | 0 | 0 | 0 | 0 | 0 | 0 | 0 | 0 | 0 | 0 | 0 | 0 | 0 | 0 | 0 | 0 | 0 | 0 | 0 | 0 | 0 | 0 | 0 | 0 | 0 | 0 | 0 | 0 | 0 | 0
Com ¦ Air Sealing | RET | C_Com - Other | Greater Toronto Area | Space Heating/Ventilation | Commercial | NA | Floor area (1000m2) | 6 | 0.7443 | 0.77842 | 0.80548 | 0.82599 | 0.83903 | 0.82713 | 0.82412 | 0.82415 | 0.82415 | 0.82412 | 0.06258 | 0.066757 | 0.07046 | 0.073699 | 0.07636 | 0.076782 | 0.078033 | 0.079597 | 0.081189 | 0.082809 | 0.084079 | 0.08576 | 0.087476 | 0.089225 | 0.09101 | 0.09283 | 0.094686 | 0.09658 | 0.098512 | 0.10048 | -0.021499 | -0.019003 | -0.017016 | -0.015526 | -0.01465 | -0.016047 | -0.016654 | -0.016984 | -0.017323 | -0.017673 | 2168.8918 | 2158.0473 | 2147.2571 | 2136.5208 | 2125.8382 | 2115.209 | 2104.633 | 2094.1098 | 2083.6393 | 2073.2211 | 0 | 0 | 0 | 0 | 0 | 0 | 0 | 0 | 0 | 0 | 0 | 0 | 0 | 0 | 0 | 0 | 0 | 0 | 0 | 0 | 0 | 0 | 0 | 0 | 0 | 0 | 0 | 0 | 0 | 0
Com ¦ Building Controls and Automation Systems | RET | C_Com - Other | Greater Toronto Area | Space Heating/Ventilation | Commercial | NA | Customer Segment Consumption (m^3/year) | 11 | 1.6349 | 1.6788 | 1.7136 | 1.7399 | 1.7567 | 1.7414 | 1.7375 | 1.7375 | 1.7375 | 1.7375 | 0.21383 | 0.22396 | 0.23317 | 0.24149 | 0.2487 | 0.25146 | 0.25592 | 0.26104 | 0.26626 | 0.27158 | 0.13079 | 0.13341 | 0.13607 | 0.13879 | 0.14157 | 0.1444 | 0.14729 | 0.15024 | 0.15324 | 0.15631 | 0.083038 | 0.090553 | 0.097099 | 0.1027 | 0.10713 | 0.10706 | 0.10863 | 0.1108 | 0.11302 | 0.11528 | 56793504.9801 | 56509537.4552 | 56226989.768 | 55945854.8191 | 55666125.545 | 55387794.9173 | 55110855.9427 | 54835301.663 | 54561125.1547 | 54288319.5289 | 56793504.9801 | 56509537.4552 | 56226989.768 | 55945854.8191 | 55666125.545 | 55387794.9173 | 55110855.9427 | 54835301.663 | 54561125.1547 | 54288319.5289 | 1952867.2161 | 3946864.3499 | 5964419.1774 | 8038450.1295 | 10145838.8567 | 12268276.6915 | 14389382.0209 | 16501426.7544 | 18591828.8153 | 20652227.0026 | 1952867.2161 | 1993997.1338 | 2017554.8275 | 2074030.9521 | 2107388.7273 | 2122437.8348 | 2121105.3294 | 2112044.7335 | 2090402.0609 | 2060398.1873
Com ¦ Heat Reflector Panels | RET | C_Com - Other | Greater Toronto Area | Space Heating/Ventilation | Commercial | NA | End Use Consumption (m^3/year) | 18 | 2.0191 | 2.0568 | 2.0867 | 2.1094 | 2.1238 | 2.1106 | 2.1073 | 2.1073 | 2.1073 | 2.1073 | 0.092157 | 0.095756 | 0.099092 | 0.10217 | 0.10493 | 0.10636 | 0.10832 | 0.11049 | 0.1127 | 0.11495 | 0.045643 | 0.046556 | 0.047487 | 0.048437 | 0.049405 | 0.050393 | 0.051401 | 0.052429 | 0.053478 | 0.054547 | 0.046514 | 0.049201 | 0.051605 | 0.053734 | 0.055522 | 0.055969 | 0.056917 | 0.058057 | 0.059217 | 0.0604 | 3309641.5027 | 3293093.2952 | 3276627.8287 | 3260244.6896 | 3243943.4661 | 3227723.7488 | 3211585.1301 | 3195527.2044 | 3179549.5684 | 3163651.8205 | 3309641.5027 | 3293093.2952 | 3276627.8287 | 3260244.6896 | 3243943.4661 | 3227723.7488 | 3211585.1301 | 3195527.2044 | 3179549.5684 | 3163651.8205 | 104657.9355 | 210833.0578 | 317693.7238 | 427725.8195 | 539588.6961 | 652293.8996 | 764995.5173 | 877442.2308 | 989044.7348 | 1099491.2841 | 104657.9355 | 106175.1223 | 106860.666 | 110032.0956 | 111862.8766 | 112705.2035 | 112701.6177 | 112446.7134 | 111602.5041 | 110446.5493
Com ¦ Heat/Energy Recovery Ventilation | RET | C_Com - Other | Greater Toronto Area | Space Heating/Ventilation | Commercial | NA | End Use Consumption (m^3/year) | 15 | 1.781 | 1.8187 | 1.8486 | 1.8713 | 1.8857 | 1.8726 | 1.8692 | 1.8693 | 1.8692 | 1.8692 | 0.40645 | 0.42336 | 0.43893 | 0.45319 | 0.46582 | 0.47182 | 0.4804 | 0.49002 | 0.49982 | 0.5098 | 0.22821 | 0.23278 | 0.23743 | 0.24218 | 0.24703 | 0.25197 | 0.25701 | 0.26215 | 0.26739 | 0.27274 | 0.17824 | 0.19059 | 0.2015 | 0.21101 | 0.21879 | 0.21985 | 0.2234 | 0.22787 | 0.23243 | 0.23707 | 53367969.2313 | 53101129.3852 | 52835623.7382 | 52571445.6195 | 52308588.3914 | 52047045.4495 | 51786810.2222 | 51527876.1711 | 51270236.7903 | 51013885.6063 | 53367969.2313 | 53101129.3852 | 52835623.7382 | 52571445.6195 | 52308588.3914 | 52047045.4495 | 51786810.2222 | 51527876.1711 | 51270236.7903 | 51013885.6063 | 1687609.2104 | 3399683.0575 | 5122811.2967 | 6897078.8387 | 8700867.7242 | 10518239.131 | 12335552.7169 | 14148755.9709 | 15948346.3489 | 17729296.9558 | 1687609.2104 | 1712073.8471 | 1723128.2392 | 1774267.5419 | 1803788.8855 | 1817371.4068 | 1817313.5858 | 1813203.2541 | 1799590.378 | 1780950.6068
Com ¦ High perf.glazings ¦ Retro | RET | C_Com - Other | Greater Toronto Area | Space Heating/Ventilation | Commercial | Windows Retro | End Use Consumption (m^3/year) | 30 | 1.1286 | 1.1444 | 1.1569 | 1.1664 | 1.1725 | 1.167 | 1.1656 | 1.1656 | 1.1656 | 1.1655 | 0.40969 | 0.42374 | 0.43695 | 0.44934 | 0.4607 | 0.46771 | 0.47649 | 0.48602 | 0.49574 | 0.50565 | 0.36301 | 0.37027 | 0.37767 | 0.38523 | 0.39293 | 0.40079 | 0.4088 | 0.41698 | 0.42532 | 0.43383 | 0.046685 | 0.053473 | 0.059275 | 0.064116 | 0.067774 | 0.066916 | 0.067683 | 0.069039 | 0.070417 | 0.071818 | 24625308.8 | 24502182.256 | 24379671.3447 | 24257772.988 | 24136484.123 | 24015801.7024 | 23895722.6939 | 23776244.0804 | 23657362.86 | 23539076.0457 | 24625308.8 | 24502182.256 | 24379671.3447 | 24257772.988 | 24136484.123 | 24015801.7024 | 23895722.6939 | 23776244.0804 | 23657362.86 | 23539076.0457 | 148260.0476 | 283837.6064 | 404805.726 | 538087.8475 | 675759.7856 | 812530.6705 | 944966.1969 | 1075662.6267 | 1203801.2388 | 1331220.1957 | 148260.0476 | 135577.5588 | 120968.1196 | 133282.1215 | 137671.9382 | 136770.8849 | 132435.5264 | 130696.4298 | 128138.6121 | 127418.9568
Com ¦ Operational Improvement | RET | C_Com - Other | Greater Toronto Area | Cross Cutting/Behavioural | Commercial | NA | Customer Segment Consumption (m^3/year) | 5 | 2.0919 | 2.2142 | 2.3046 | 2.3725 | 2.4157 | 2.3793 | 2.3692 | 2.3692 | 2.3693 | 2.3693 | 0.051596 | 0.055707 | 0.05914 | 0.0621 | 0.064494 | 0.064795 | 0.065809 | 0.067124 | 0.06847 | 0.069841 | 0.024665 | 0.025158 | 0.025662 | 0.026175 | 0.026698 | 0.027232 | 0.027777 | 0.028332 | 0.028899 | 0.029477 | 0.026931 | 0.030548 | 0.033478 | 0.035925 | 0.037796 | 0.037563 | 0.038033 | 0.038792 | 0.039571 | 0.040364 | 43926226.5081 | 43706595.3755 | 43488062.3987 | 43270622.0867 | 43054268.9762 | 42838997.6313 | 42624802.6432 | 42411678.63 | 42199620.2368 | 41988622.1356 | 43926226.5081 | 43706595.3755 | 43488062.3987 | 43270622.0867 | 43054268.9762 | 42838997.6313 | 42624802.6432 | 42411678.63 | 42199620.2368 | 41988622.1356 | 1853986.4364 | 3773488.7431 | 5745457.6581 | 7761237.116 | 9803738.3363 | 11855436.4631 | 13898523.1232 | 15916309.3213 | 17892042.7957 | 19810579.9642 | 1853986.4364 | 1919502.3067 | 1971968.915 | 2015779.4579 | 2042501.2203 | 2051698.1269 | 2043086.6601 | 2017786.198 | 1975733.4744 | 1918537.1685
Com ¦ Roof Insulation Upgrade | RET | C_Com - Other | Greater Toronto Area | Space Heating/Ventilation | Commercial | NA | Floor area (1000m2) | 20 | 0.96938 | 0.98631 | 0.99974 | 1.0099 | 1.0164 | 1.0105 | 1.009 | 1.009 | 1.009 | 1.009 | 0.36147 | 0.37513 | 0.38785 | 0.39962 | 0.41023 | 0.416 | 0.42369 | 0.43217 | 0.44081 | 0.44963 | 0.37288 | 0.38034 | 0.38795 | 0.39571 | 0.40362 | 0.41169 | 0.41993 | 0.42833 | 0.43689 | 0.44563 | -0.011417 | -0.0052059 | -0.00010224 | 0.0039177 | 0.0066095 | 0.0043095 | 0.0037681 | 0.0038478 | 0.0039229 | 0.0039953 | 1214.5794 | 1208.5065 | 1202.464 | 1196.4517 | 1190.4694 | 1184.517 | 1178.5945 | 1172.7015 | 1166.838 | 1161.0038 | 0 | 0 | 0 | 1196.4517 | 1190.4694 | 1184.517 | 1178.5945 | 1172.7015 | 1166.838 | 1161.0038 | 0 | 0 | 0 | 8.6402 | 17.5006 | 26.3407 | 35.0026 | 43.6025 | 52.1014 | 60.5817 | 0 | 0 | 0 | 8.6402 | 8.8604 | 8.8401 | 8.6619 | 8.5999 | 8.4989 | 8.4803
Com ¦ Super High Perf Glazing ¦Retro | RET | C_Com - Other | Greater Toronto Area | Space Heating/Ventilation | Commercial | Windows Retro | End Use Consumption (m^3/year) | 30 | 0.53856 | 0.54611 | 0.55209 | 0.55662 | 0.5595 | 0.55687 | 0.5562 | 0.5562 | 0.5562 | 0.55619 | 0.61454 | 0.63561 | 0.65542 | 0.67401 | 0.69106 | 0.70156 | 0.71473 | 0.72903 | 0.74361 | 0.75847 | 1.1411 | 1.1639 | 1.1872 | 1.2109 | 1.2351 | 1.2598 | 1.285 | 1.3107 | 1.3369 | 1.3637 | -0.52653 | -0.52828 | -0.53175 | -0.5369 | -0.54407 | -0.55828 | -0.5703 | -0.5817 | -0.59334 | -0.60522 | 36937963.2 | 36753273.384 | 36569507.017 | 36386659.482 | 36204726.1846 | 36023702.5536 | 35843584.0409 | 35664366.1207 | 35486044.2901 | 35308614.0686 | 0 | 0 | 0 | 0 | 0 | 0 | 0 | 0 | 0 | 0 | 0 | 0 | 0 | 0 | 0 | 0 | 0 | 0 | 0 | 0 | 0 | 0 | 0 | 0 | 0 | 0 | 0 | 0 | 0 | 0
Com ¦ Wall Insulation Upgrade | RET | C_Com - Other | Greater Toronto Area | Space Heating/Ventilation | Commercial | NA | Floor area (1000m2) | 20 | 0.23905 | 0.24323 | 0.24654 | 0.24904 | 0.25064 | 0.24918 | 0.24881 | 0.24882 | 0.24882 | 0.24881 | 0.29574 | 0.30693 | 0.31733 | 0.32697 | 0.33564 | 0.34037 | 0.34666 | 0.3536 | 0.36067 | 0.36788 | 1.2372 | 1.2619 | 1.2871 | 1.3129 | 1.3391 | 1.3659 | 1.3932 | 1.4211 | 1.4495 | 1.4785 | -0.94142 | -0.95498 | -0.96981 | -0.98592 | -1.0035 | -1.0256 | -1.0466 | -1.0675 | -1.0889 | -1.1106 | 3904.0052 | 3884.4852 | 3865.0628 | 3845.7375 | 3826.5088 | 3807.3762 | 3788.3393 | 3769.3976 | 3750.5507 | 3731.7979 | 0 | 0 | 0 | 0 | 0 | 0 | 0 | 0 | 0 | 0 | 0 | 0 | 0 | 0 | 0 | 0 | 0 | 0 | 0 | 0 | 0 | 0 | 0 | 0 | 0 | 0 | 0 | 0 | 0 | 0
Com ¦ Air Curtains | ROB | C_Com - Other | Greater Toronto Area | Space Heating/Ventilation | Commercial | NA | Shipping door | 15 | 5.3878 | 5.504 | 5.5961 | 5.6658 | 5.7101 | 5.6694 | 5.659 | 5.6589 | 5.6587 | 5.6585 | 54793.8552 | 57095.1782 | 59211.3087 | 61147.8426 | 62858.8782 | 63658.8135 | 64812.7081 | 66108.1395 | 67428.0058 | 68773.4309 | 10170 | 10373.4 | 10580.868 | 10792.4854 | 11008.3351 | 11228.5018 | 11453.0718 | 11682.1332 | 11915.7759 | 12154.0914 | 44623.8552 | 46721.7782 | 48630.4407 | 50355.3572 | 51850.5432 | 52430.3118 | 53359.6363 | 54426.0063 | 55512.2299 | 56619.3395 | 422.6006 | 420.4876 | 418.3852 | 416.2933 | 414.2118 | 412.1407 | 410.08 | 408.0296 | 405.9895 | 403.9595 | 422.6006 | 420.4876 | 418.3852 | 416.2933 | 414.2118 | 412.1407 | 410.08 | 408.0296 | 405.9895 | 403.9595 | 20.0088 | 39.203 | 57.6146 | 75.3387 | 92.3824 | 108.7592 | 124.4843 | 139.5853 | 154.0805 | 167.9939 | 20.0088 | 19.1942 | 18.4116 | 17.7242 | 17.0437 | 16.3767 | 15.7252 | 15.101 | 14.4952 | 13.9135
Com ¦ Condensing Boiler ¦ Std Baseline | ROB | C_Com - Other | Greater Toronto Area | Space Heating/Ventilation | Commercial | Com¦Boiler¦Std | End Use Consumption (m^3/year) | 25 | 1.5743 | 1.5984 | 1.6176 | 1.6321 | 1.6413 | 1.6329 | 1.6308 | 1.6308 | 1.6308 | 1.6307 | 0.52357 | 0.54224 | 0.55971 | 0.57602 | 0.59087 | 0.59959 | 0.61078 | 0.623 | 0.63546 | 0.64816 | 0.33258 | 0.33923 | 0.34601 | 0.35294 | 0.35999 | 0.36719 | 0.37454 | 0.38203 | 0.38967 | 0.39746 | 0.19099 | 0.20301 | 0.21369 | 0.22309 | 0.23087 | 0.23239 | 0.23624 | 0.24097 | 0.24579 | 0.25069 | 86395433.3938 | 85963456.2269 | 85533638.9457 | 85105970.751 | 84680440.8973 | 84257038.6928 | 83835753.4993 | 83416574.7318 | 82999491.8582 | 82584494.3989 | 86395433.3938 | 85963456.2269 | 85533638.9457 | 85105970.751 | 84680440.8973 | 84257038.6928 | 83835753.4993 | 83416574.7318 | 82999491.8582 | 82584494.3989 | 79298.035 | 222919.7858 | 420749.1665 | 683762.6942 | 1003285.962 | 1370281.8911 | 1775484.5573 | 2215925.5632 | 2685249.0377 | 3181221.8875 | 79298.035 | 143621.7508 | 197829.3807 | 263013.5277 | 319523.2678 | 366995.9291 | 405202.6662 | 440441.0059 | 469323.4745 | 495972.8498
Com ¦ Condensing Water Heaters | ROB | C_Com - Other | Greater Toronto Area | Water Heating | Commercial | Com ¦ Water Heating | End Use Consumption (m^3/year) | 13 | 1.5536 | 1.5892 | 1.6159 | 1.6352 | 1.6466 | 1.6465 | 1.6432 | 1.6432 | 1.6432 | 1.6432 | 0.24404 | 0.25463 | 0.26408 | 0.27258 | 0.27997 | 0.28555 | 0.29068 | 0.29649 | 0.30242 | 0.30847 | 0.15708 | 0.16022 | 0.16343 | 0.1667 | 0.17003 | 0.17343 | 0.1769 | 0.18044 | 0.18405 | 0.18773 | 0.086963 | 0.094409 | 0.10066 | 0.10589 | 0.10994 | 0.11212 | 0.11378 | 0.11606 | 0.11838 | 0.12075 | 487307.0146 | 484870.4795 | 482446.1271 | 480033.8965 | 477633.727 | 475245.5584 | 472869.3306 | 470504.9839 | 468152.459 | 465811.6967 | 487307.0146 | 484870.4795 | 482446.1271 | 480033.8965 | 477633.727 | 475245.5584 | 472869.3306 | 470504.9839 | 468152.459 | 465811.6967 | 14807.8722 | 29041.008 | 42679.2785 | 56152.5797 | 69342.093 | 82189.6167 | 94661.8063 | 106811.9469 | 118641.0029 | 130189.8127 | 14807.8722 | 14233.1358 | 13638.2704 | 13473.3013 | 13189.5133 | 12847.5237 | 12472.1896 | 12150.1406 | 11829.056 | 11548.8097
Com ¦ Near Condensing Boiler¦ Std Baseline | ROB | C_Com - Other | Greater Toronto Area | Space Heating/Ventilation | Commercial | Com¦Boiler¦Std | End Use Consumption (m^3/year) | 25 | 4.3784 | 4.4456 | 4.4989 | 4.5392 | 4.5649 | 4.5415 | 4.5355 | 4.5356 | 4.5355 | 4.5355 | 0.29918 | 0.30985 | 0.31983 | 0.32915 | 0.33764 | 0.34262 | 0.34902 | 0.356 | 0.36312 | 0.37037 | 0.068331 | 0.069697 | 0.071091 | 0.072513 | 0.073963 | 0.075443 | 0.076952 | 0.078491 | 0.08006 | 0.081662 | 0.23085 | 0.24015 | 0.24874 | 0.25664 | 0.26367 | 0.26718 | 0.27206 | 0.27751 | 0.28306 | 0.28871 | 49368819.0822 | 49121974.9868 | 48876365.1119 | 48631983.2863 | 48388823.3699 | 48146879.253 | 47906144.8567 | 47666614.1325 | 47428281.0618 | 47191139.6565 | 49368819.0822 | 49121974.9868 | 48876365.1119 | 48631983.2863 | 48388823.3699 | 48146879.253 | 47906144.8567 | 47666614.1325 | 47428281.0618 | 47191139.6565 | 1216850.9398 | 2328223.6276 | 3337065.7715 | 4257479.0777 | 5091158.8486 | 5842004.622 | 6514934.9221 | 7117126.5839 | 7654494.2533 | 8133806.5571 | 1216850.9398 | 1111372.6878 | 1008842.1439 | 920413.3061 | 833679.771 | 750845.7733 | 672930.3001 | 602191.6617 | 537367.6695 | 479312.3037
Com ¦ Tankless Water Heaters | ROB | C_Com - Other | Greater Toronto Area | Water Heating | Commercial | Com ¦ Water Heating | End Use Consumption (m^3/year) | 18 | 0.54413 | 0.55403 | 0.56143 | 0.5668 | 0.56995 | 0.56992 | 0.56902 | 0.56902 | 0.56901 | 0.56902 | 0.46011 | 0.47785 | 0.49392 | 0.50862 | 0.52167 | 0.53208 | 0.54186 | 0.5527 | 0.56375 | 0.57503 | 0.84559 | 0.8625 | 0.87976 | 0.89735 | 0.9153 | 0.9336 | 0.95228 | 0.97132 | 0.99075 | 1.0106 | -0.38548 | -0.38465 | -0.38583 | -0.38873 | -0.39362 | -0.40152 | -0.41041 | -0.41862 | -0.427 | -0.43553 | 728683.3863 | 725039.9694 | 721414.7695 | 717807.6957 | 714218.6572 | 710647.5639 | 707094.3261 | 703558.8545 | 700041.0602 | 696540.8549 | 0 | 0 | 0 | 0 | 0 | 0 | 0 | 0 | 0 | 0 | 0 | 0 | 0 | 0 | 0 | 0 | 0 | 0 | 0 | 0 | 0 | 0 | 0 | 0 | 0 | 0 | 0 | 0 | 0 | 0
Com ¦ Air Curtains | NEW | C_Food Service | Greater Toronto Area | Space Heating/Ventilation | Commercial | NA | Shipping door | 15 | 5.3878 | 5.504 | 5.5961 | 5.6658 | 5.7101 | 5.6694 | 5.659 | 5.6589 | 5.6587 | 5.6585 | 54793.8552 | 57095.1782 | 59211.3087 | 61147.8426 | 62858.8782 | 63658.8135 | 64812.7081 | 66108.1395 | 67428.0058 | 68773.4309 | 10170 | 10373.4 | 10580.868 | 10792.4854 | 11008.3351 | 11228.5018 | 11453.0718 | 11682.1332 | 11915.7759 | 12154.0914 | 44623.8552 | 46721.7782 | 48630.4407 | 50355.3572 | 51850.5432 | 52430.3118 | 53359.6363 | 54426.0063 | 55512.2299 | 56619.3395 | 1.6676 | 3.3502 | 5.0481 | 6.7615 | 8.4906 | 10.2358 | 11.9973 | 13.7754 | 15.5703 | 17.3823 | 1.6676 | 3.3502 | 5.0481 | 6.7615 | 8.4906 | 10.2358 | 11.9973 | 13.7754 | 15.5703 | 17.3823 | 1.1777 | 2.366 | 3.5884 | 4.8438 | 6.1349 | 7.4596 | 8.8166 | 10.2043 | 11.6222 | 13.0692 | 1.1777 | 1.1883 | 1.2224 | 1.2554 | 1.2911 | 1.3248 | 1.3569 | 1.3877 | 1.4179 | 1.447
Com ¦ Condensing Boiler ¦ Near Cond Baseline | NEW | C_Food Service | Greater Toronto Area | Space Heating/Ventilation | Commercial | NA | End Use Consumption (m^3/year) | 25 | 1.0302 | 1.046 | 1.0586 | 1.0681 | 1.0741 | 1.0686 | 1.0672 | 1.0672 | 1.0672 | 1.0672 | 0.22439 | 0.23239 | 0.23987 | 0.24687 | 0.25323 | 0.25697 | 0.26176 | 0.267 | 0.27234 | 0.27778 | 0.2178 | 0.22216 | 0.2266 | 0.23114 | 0.23576 | 0.24047 | 0.24528 | 0.25019 | 0.25519 | 0.2603 | 0.0065823 | 0.010226 | 0.013271 | 0.01573 | 0.01747 | 0.016492 | 0.016479 | 0.016811 | 0.017145 | 0.017485 | 64345.5579 | 129077.1892 | 194200.7493 | 259722.1499 | 325647.3601 | 391982.4062 | 458733.3731 | 525906.405 | 593507.7053 | 661543.5383 | 64345.5579 | 129077.1892 | 194200.7493 | 259722.1499 | 325647.3601 | 391982.4062 | 458733.3731 | 525906.405 | 593507.7053 | 661543.5383 | 6489.1332 | 13017.2012 | 19133.6873 | 24719.2325 | 31012.2365 | 37646.8546 | 44365.4451 | 50990.434 | 57643.5428 | 64276.3964 | 6489.1332 | 6528.068 | 6116.4861 | 5585.5453 | 6293.004 | 6634.6181 | 6718.5905 | 6624.9888 | 6653.1088 | 6632.8536
Com ¦ Condensing Boiler ¦ Std Baseline | NEW | C_Food Service | Greater Toronto Area | Space Heating/Ventilation | Commercial | Com¦Boiler¦Std | End Use Consumption (m^3/year) | 25 | 1.5743 | 1.5984 | 1.6176 | 1.6321 | 1.6413 | 1.6329 | 1.6308 | 1.6308 | 1.6308 | 1.6307 | 0.52357 | 0.54224 | 0.55971 | 0.57602 | 0.59087 | 0.59959 | 0.61078 | 0.623 | 0.63546 | 0.64816 | 0.33258 | 0.33923 | 0.34601 | 0.35294 | 0.35999 | 0.36719 | 0.37454 | 0.38203 | 0.38967 | 0.39746 | 0.19099 | 0.20301 | 0.21369 | 0.22309 | 0.23087 | 0.23239 | 0.23624 | 0.24097 | 0.24579 | 0.25069 | 150139.6352 | 301180.1081 | 453135.0816 | 606018.3499 | 759843.8401 | 914625.6144 | 1070377.8707 | 1227114.9449 | 1384851.3123 | 1543601.5893 | 150139.6352 | 301180.1081 | 453135.0816 | 606018.3499 | 759843.8401 | 914625.6144 | 1070377.8707 | 1227114.9449 | 1384851.3123 | 1543601.5893 | 3420.7929 | 6862.1105 | 13298.0528 | 22480.8202 | 35115.1506 | 51019.4574 | 69970.5481 | 91704.2714 | 116233.9059 | 143384.1498 | 3420.7929 | 3441.3176 | 6435.9423 | 9182.7674 | 12634.3304 | 15904.3068 | 18951.0907 | 21733.7233 | 24529.6344 | 27150.2439
Com ¦ Condensing Water Heaters | NEW | C_Food Service | Greater Toronto Area | Water Heating | Commercial | Com ¦ Water Heating | End Use Consumption (m^3/year) | 13 | 1.5536 | 1.5892 | 1.6159 | 1.6352 | 1.6466 | 1.6465 | 1.6432 | 1.6432 | 1.6432 | 1.6432 | 0.24404 | 0.25463 | 0.26408 | 0.27258 | 0.27997 | 0.28555 | 0.29068 | 0.29649 | 0.30242 | 0.30847 | 0.15708 | 0.16022 | 0.16343 | 0.1667 | 0.17003 | 0.17343 | 0.1769 | 0.18044 | 0.18405 | 0.18773 | 0.086963 | 0.094409 | 0.10066 | 0.10589 | 0.10994 | 0.11212 | 0.11378 | 0.11606 | 0.11838 | 0.12075 | 4142.5447 | 8309.9448 | 12502.577 | 16720.8221 | 20965.0643 | 25235.6916 | 29533.0958 | 33857.6723 | 38209.8206 | 42589.944 | 4142.5447 | 8309.9448 | 12502.577 | 16720.8221 | 20965.0643 | 25235.6916 | 29533.0958 | 33857.6723 | 38209.8206 | 42589.944 | 2242.9454 | 4499.3485 | 6782.5603 | 9083.4214 | 11460.28 | 13893.3634 | 16370.9368 | 18884.4626 | 21437.8938 | 24027.994 | 2242.9454 | 2256.4031 | 2283.2118 | 2300.8612 | 2376.8586 | 2433.0834 | 2477.5734 | 2513.5258 | 2553.4312 | 2590.1002
Com ¦ Demand Control Kitchen Ventilation | NEW | C_Food Service | Greater Toronto Area | Space Heating/Ventilation | Commercial | NA | per building | 15 | 4.3624 | 4.408 | 4.4448 | 4.4736 | 4.4933 | 4.4812 | 4.4808 | 4.4844 | 4.4881 | 4.4919 | 65435.9299 | 67442.9283 | 69366.2343 | 71211.5723 | 72954.905 | 74214.772 | 75691.2479 | 77268.2103 | 78878.4803 | 80524.0625 | 15000 | 15300 | 15606 | 15918.12 | 16236.4824 | 16561.212 | 16892.4363 | 17230.285 | 17574.8907 | 17926.3885 | 50435.9299 | 52142.9283 | 53760.2343 | 55293.4523 | 56718.4226 | 57653.56 | 58798.8116 | 60037.9253 | 61303.5896 | 62597.674 | 1332.4042 | 2676.7999 | 4033.3886 | 5402.3738 | 6783.9623 | 8178.3633 | 9585.7888 | 11006.4535 | 12440.5753 | 13888.3746 | 1332.4042 | 2676.7999 | 4033.3886 | 5402.3738 | 6783.9623 | 8178.3633 | 9585.7888 | 11006.4535 | 12440.5753 | 13888.3746 | 904.3559 | 1816.8511 | 2753.4344 | 3713.7005 | 4700.2668 | 5711.9574 | 6747.8498 | 7807.0922 | 8889.3929 | 9994.0719 | 904.3559 | 912.4952 | 936.5833 | 960.2661 | 986.5663 | 1011.6906 | 1035.8923 | 1059.2424 | 1082.3006 | 1104.679
Com ¦ Efficient Gas Broilers | NEW | C_Food Service | Greater Toronto Area | Appliances/Other | Commercial | NA | Equipment | 12 | 2.8503 | 2.9204 | 2.9726 | 3.0104 | 3.0329 | 3.0322 | 3.0258 | 3.0258 | 3.0258 | 3.0258 | 3619.8472 | 3783.1185 | 3927.7842 | 4057.2257 | 4169.3171 | 4251.6453 | 4327.6076 | 4414.1824 | 4502.4753 | 4592.4136 | 1270 | 1295.4 | 1321.308 | 1347.7342 | 1374.6888 | 1402.1826 | 1430.2263 | 1458.8308 | 1488.0074 | 1517.7676 | 2349.8472 | 2487.7185 | 2606.4762 | 2709.4916 | 2794.6283 | 2849.4627 | 2897.3813 | 2955.3516 | 3014.4679 | 3074.646 | 153.8192 | 309.0229 | 465.6341 | 623.6765 | 783.1738 | 944.1502 | 1106.6303 | 1270.6388 | 1436.2008 | 1603.3419 | 153.8192 | 309.0229 | 465.6341 | 623.6765 | 783.1738 | 944.1502 | 1106.6303 | 1270.6388 | 1436.2008 | 1603.3419 | 103.4096 | 207.7498 | 314.6906 | 424.13 | 536.7745 | 652.3592 | 770.7025 | 891.6513 | 1015.2031 | 1141.2618 | 103.4096 | 104.3403 | 106.9408 | 109.4394 | 112.6445 | 115.5847 | 118.3433 | 120.9488 | 123.5518 | 126.0586
Com ¦ Efficient Gas Griddles | NEW | C_Food Service | Greater Toronto Area | Appliances/Other | Commercial | NA | Equipment | 10 | 4.3596 | 4.4841 | 4.5767 | 4.6436 | 4.6836 | 4.6822 | 4.671 | 4.671 | 4.671 | 4.6709 | 5013.5702 | 5259.8733 | 5475.7893 | 5666.9948 | 5830.0936 | 5945.0129 | 6049.3306 | 6170.3006 | 6293.7734 | 6419.5086 | 1150 | 1173 | 1196.46 | 1220.3892 | 1244.797 | 1269.6929 | 1295.0868 | 1320.9885 | 1347.4083 | 1374.3565 | 3863.5702 | 4086.8733 | 4279.3293 | 4446.6056 | 4585.2966 | 4675.3199 | 4754.2438 | 4849.3121 | 4946.3651 | 5045.1521 | 277.8637 | 558.2281 | 841.1353 | 1126.6277 | 1414.7484 | 1705.5411 | 1999.05 | 2295.3198 | 2594.3959 | 2896.3245 | 277.8637 | 558.2281 | 841.1353 | 1126.6277 | 1414.7484 | 1705.5411 | 1999.05 | 2295.3198 | 2594.3959 | 2896.3245 | 198.5938 | 398.9749 | 604.7743 | 815.9704 | 1033.0167 | 1255.7133 | 1483.8857 | 1717.3575 | 1956.0361 | 2199.7599 | 198.5938 | 200.3811 | 205.7994 | 211.1962 | 217.0462 | 222.6966 | 228.1725 | 233.4718 | 238.6786 | 243.7238
Com ¦ Efficient Gas Ovens | NEW | C_Food Service | Greater Toronto Area | Appliances/Other | Commercial | NA | Equipment | 12 | 2.0905 | 2.142 | 2.1802 | 2.2079 | 2.2244 | 2.2239 | 2.2192 | 2.2192 | 2.2192 | 2.2192 | 1829.2171 | 1911.6996 | 1984.7857 | 2050.183 | 2106.8181 | 2148.4214 | 2186.81 | 2230.5593 | 2275.1771 | 2320.6267 | 875 | 892.5 | 910.35 | 928.557 | 947.1281 | 966.0707 | 985.3921 | 1005.1 | 1025.202 | 1045.706 | 954.2171 | 1019.1996 | 1074.4357 | 1121.626 | 1159.69 | 1182.3507 | 1201.4179 | 1225.4594 | 1249.9751 | 1274.9207 | 35.4743 | 71.2679 | 107.386 | 143.8343 | 180.6181 | 217.743 | 255.2147 | 293.0388 | 331.2213 | 369.7679 | 35.4743 | 71.2679 | 107.386 | 143.8343 | 180.6181 | 217.743 | 255.2147 | 293.0388 | 331.2213 | 369.7679 | 22.292 | 44.7847 | 67.8468 | 91.4181 | 115.7804 | 140.82 | 166.462 | 192.6476 | 219.3828 | 246.6373 | 22.292 | 22.4926 | 23.0621 | 23.5713 | 24.3624 | 25.0396 | 25.642 | 26.1856 | 26.7352 | 27.2544
Com ¦ Efficient Gas Range Tops | NEW | C_Food Service | Greater Toronto Area | Appliances/Other | Commercial | NA | Equipment | 10 | 2.1138 | 2.1741 | 2.219 | 2.2514 | 2.2708 | 2.2702 | 2.2647 | 2.2647 | 2.2647 | 2.2647 | 1691.0065 | 1774.0811 | 1846.9065 | 1911.3975 | 1966.4084 | 2005.169 | 2040.3539 | 2081.1554 | 2122.801 | 2165.2097 | 800 | 816 | 832.32 | 848.9664 | 865.9457 | 883.2646 | 900.9299 | 918.9485 | 937.3275 | 956.0741 | 891.0065 | 958.0811 | 1014.5865 | 1062.4311 | 1100.4627 | 1121.9044 | 1139.424 | 1162.2069 | 1185.4735 | 1209.1357 | 83.3062 | 167.3622 | 252.1805 | 337.7739 | 424.1553 | 511.3378 | 599.3346 | 688.1591 | 777.825 | 868.3461 | 83.3062 | 167.3622 | 252.1805 | 337.7739 | 424.1553 | 511.3378 | 599.3346 | 688.1591 | 777.825 | 868.3461 | 54.4186 | 109.327 | 165.566 | 223.0676 | 282.2921 | 343.0714 | 405.2936 | 468.867 | 533.7985 | 600.0349 | 54.4186 | 54.9084 | 56.239 | 57.5016 | 59.2245 | 60.7793 | 62.2222 | 63.5734 | 64.9315 | 66.2364
Com ¦ Energy Star Gas Fryers | NEW | C_Food Service | Greater Toronto Area | Appliances/Other | Commercial | NA | Equipment | 12 | 2.2897 | 2.3456 | 2.3873 | 2.4174 | 2.4354 | 2.4348 | 2.4298 | 2.4298 | 2.4299 | 2.4298 | 2353.7648 | 2459.5342 | 2553.2974 | 2637.2393 | 2709.9887 | 2763.5282 | 2812.9657 | 2869.2682 | 2926.6923 | 2985.1919 | 1028 | 1048.56 | 1069.5312 | 1090.9218 | 1112.7403 | 1134.9951 | 1157.695 | 1180.8489 | 1204.4658 | 1228.5552 | 1325.7648 | 1410.9742 | 1483.7662 | 1546.3175 | 1597.2484 | 1628.5332 | 1655.2707 | 1688.4193 | 1722.2264 | 1756.6367 | 86.7728 | 174.3266 | 262.6744 | 351.8295 | 441.8054 | 532.6158 | 624.2744 | 716.7951 | 810.1923 | 904.4802 | 86.7728 | 174.3266 | 262.6744 | 351.8295 | 441.8054 | 532.6158 | 624.2744 | 716.7951 | 810.1923 | 904.4802 | 55.8328 | 112.168 | 170.0628 | 229.3921 | 290.6379 | 353.5785 | 418.062 | 483.9643 | 551.2781 | 619.9316 | 55.8328 | 56.3352 | 57.8948 | 59.3293 | 61.2457 | 62.9407 | 64.4835 | 65.9023 | 67.3137 | 68.6535
Com ¦ High perf.glazings ¦ New | NEW | C_Food Service | Greater Toronto Area | Space Heating/Ventilation | Commercial | Windows New | End Use Consumption (m^3/year) | 30 | 1.6157 | 1.6383 | 1.6563 | 1.6698 | 1.6785 | 1.6706 | 1.6686 | 1.6686 | 1.6686 | 1.6686 | 0.40969 | 0.42374 | 0.43695 | 0.44934 | 0.4607 | 0.46771 | 0.47649 | 0.48602 | 0.49574 | 0.50565 | 0.25357 | 0.25864 | 0.26382 | 0.26909 | 0.27447 | 0.27996 | 0.28556 | 0.29127 | 0.2971 | 0.30304 | 0.15612 | 0.1651 | 0.17313 | 0.18025 | 0.18623 | 0.18774 | 0.19093 | 0.19475 | 0.19864 | 0.2026 | 42794.3322 | 85845.4304 | 129157.1889 | 172733.5395 | 216578.4518 | 260695.9339 | 305090.0327 | 349764.8344 | 394724.4648 | 439973.0901 | 42794.3322 | 85845.4304 | 129157.1889 | 172733.5395 | 216578.4518 | 260695.9339 | 305090.0327 | 349764.8344 | 394724.4648 | 439973.0901 | 12473.0257 | 25020.8895 | 37420.6327 | 49487.4894 | 62358.4545 | 75653.9409 | 89154.5493 | 102706.2022 | 116412.838 | 130244.6579 | 12473.0257 | 12547.8638 | 12399.7433 | 12066.8566 | 12870.9651 | 13295.4865 | 13500.6084 | 13551.6529 | 13706.6357 | 13831.8199
Com ¦ Near Condensing Boiler¦ Std Baseline | NEW | C_Food Service | Greater Toronto Area | Space Heating/Ventilation | Commercial | Com¦Boiler¦Std | End Use Consumption (m^3/year) | 25 | 4.3784 | 4.4456 | 4.4989 | 4.5392 | 4.5649 | 4.5415 | 4.5355 | 4.5356 | 4.5355 | 4.5355 | 0.29918 | 0.30985 | 0.31983 | 0.32915 | 0.33764 | 0.34262 | 0.34902 | 0.356 | 0.36312 | 0.37037 | 0.068331 | 0.069697 | 0.071091 | 0.072513 | 0.073963 | 0.075443 | 0.076952 | 0.078491 | 0.08006 | 0.081662 | 0.23085 | 0.24015 | 0.24874 | 0.25664 | 0.26367 | 0.26718 | 0.27206 | 0.27751 | 0.28306 | 0.28871 | 85794.0772 | 172102.9189 | 258934.3324 | 346296.1999 | 434196.4801 | 522643.2082 | 611644.4975 | 701208.5399 | 791343.6071 | 882058.051 | 85794.0772 | 172102.9189 | 258934.3324 | 346296.1999 | 434196.4801 | 522643.2082 | 611644.4975 | 701208.5399 | 791343.6071 | 882058.051 | 52493.0413 | 105301.0408 | 155555.7201 | 203129.282 | 248335.9271 | 291024.4833 | 331142.3084 | 368693.0963 | 403765.2625 | 436431.7621 | 52493.0413 | 52807.9995 | 50254.6793 | 47573.5619 | 45206.645 | 42688.5563 | 40117.8251 | 37550.7879 | 35072.1662 | 32666.4996
Com ¦ Super High Perf Glazing ¦New | NEW | C_Food Service | Greater Toronto Area | Space Heating/Ventilation | Commercial | Windows New | End Use Consumption (m^3/year) | 30 | 0.53856 | 0.54611 | 0.55209 | 0.55662 | 0.5595 | 0.55687 | 0.5562 | 0.5562 | 0.5562 | 0.55619 | 0.61454 | 0.63561 | 0.65542 | 0.67401 | 0.69106 | 0.70156 | 0.71473 | 0.72903 | 0.74361 | 0.75847 | 1.1411 | 1.1639 | 1.1872 | 1.2109 | 1.2351 | 1.2598 | 1.285 | 1.3107 | 1.3369 | 1.3637 | -0.52653 | -0.52828 | -0.53175 | -0.5369 | -0.54407 | -0.55828 | -0.5703 | -0.5817 | -0.59334 | -0.60522 | 64191.4983 | 128768.1457 | 193735.7834 | 259100.3092 | 324867.6776 | 391043.9008 | 457635.049 | 524647.2515 | 592086.6972 | 659959.6352 | 0 | 0 | 0 | 0 | 0 | 0 | 0 | 0 | 0 | 0 | 0 | 0 | 0 | 0 | 0 | 0 | 0 | 0 | 0 | 0 | 0 | 0 | 0 | 0 | 0 | 0 | 0 | 0 | 0 | 0
Com ¦ Tankless Water Heaters | NEW | C_Food Service | Greater Toronto Area | Water Heating | Commercial | Com ¦ Water Heating | End Use Consumption (m^3/year) | 18 | 0.54413 | 0.55403 | 0.56143 | 0.5668 | 0.56995 | 0.56992 | 0.56902 | 0.56902 | 0.56901 | 0.56902 | 0.46011 | 0.47785 | 0.49392 | 0.50862 | 0.52167 | 0.53208 | 0.54186 | 0.5527 | 0.56375 | 0.57503 | 0.84559 | 0.8625 | 0.87976 | 0.89735 | 0.9153 | 0.9336 | 0.95228 | 0.97132 | 0.99075 | 1.0106 | -0.38548 | -0.38465 | -0.38583 | -0.38873 | -0.39362 | -0.40152 | -0.41041 | -0.41862 | -0.427 | -0.43553 | 6194.4594 | 12426.0856 | 18695.4423 | 25003.0985 | 31349.6289 | 37735.6137 | 44161.6386 | 50628.2951 | 57136.1804 | 63685.8976 | 0 | 0 | 0 | 0 | 0 | 0 | 0 | 0 | 0 | 0 | 0 | 0 | 0 | 0 | 0 | 0 | 0 | 0 | 0 | 0 | 0 | 0 | 0 | 0 | 0 | 0 | 0 | 0 | 0 | 0
Com ¦ Air Sealing | RET | C_Food Service | Greater Toronto Area | Space Heating/Ventilation | Commercial | NA | Floor area (1000m2) | 6 | 0.7443 | 0.77842 | 0.80548 | 0.82599 | 0.83903 | 0.82713 | 0.82412 | 0.82415 | 0.82415 | 0.82412 | 0.06258 | 0.066757 | 0.07046 | 0.073699 | 0.07636 | 0.076782 | 0.078033 | 0.079597 | 0.081189 | 0.082809 | 0.084079 | 0.08576 | 0.087476 | 0.089225 | 0.09101 | 0.09283 | 0.094686 | 0.09658 | 0.098512 | 0.10048 | -0.021499 | -0.019003 | -0.017016 | -0.015526 | -0.01465 | -0.016047 | -0.016654 | -0.016984 | -0.017323 | -0.017673 | 115.4931 | 114.9156 | 114.341 | 113.7693 | 113.2005 | 112.6345 | 112.0713 | 111.511 | 110.9534 | 110.3986 | 0 | 0 | 0 | 0 | 0 | 0 | 0 | 0 | 0 | 0 | 0 | 0 | 0 | 0 | 0 | 0 | 0 | 0 | 0 | 0 | 0 | 0 | 0 | 0 | 0 | 0 | 0 | 0 | 0 | 0
Com ¦ Building Controls and Automation Systems | RET | C_Food Service | Greater Toronto Area | Space Heating/Ventilation | Commercial | NA | Customer Segment Consumption (m^3/year) | 11 | 1.6349 | 1.6788 | 1.7136 | 1.7399 | 1.7567 | 1.7414 | 1.7375 | 1.7375 | 1.7375 | 1.7375 | 0.21383 | 0.22396 | 0.23317 | 0.24149 | 0.2487 | 0.25146 | 0.25592 | 0.26104 | 0.26626 | 0.27158 | 0.13079 | 0.13341 | 0.13607 | 0.13879 | 0.14157 | 0.1444 | 0.14729 | 0.15024 | 0.15324 | 0.15631 | 0.083038 | 0.090553 | 0.097099 | 0.1027 | 0.10713 | 0.10706 | 0.10863 | 0.1108 | 0.11302 | 0.11528 | 7665662.6605 | 7627334.3472 | 7589197.6754 | 7551251.6871 | 7513495.4286 | 7475927.9515 | 7438548.3117 | 7401355.5702 | 7364348.7923 | 7327527.0483 | 7665662.6605 | 7627334.3472 | 7589197.6754 | 7551251.6871 | 7513495.4286 | 7475927.9515 | 7438548.3117 | 7401355.5702 | 7364348.7923 | 7327527.0483 | 263586.8539 | 532725.189 | 805043.2069 | 1084984.0493 | 1369427.3335 | 1655901.8602 | 1942196.5329 | 2227268.2582 | 2509418.7793 | 2787519.549 | 263586.8539 | 269138.3351 | 272318.0179 | 279940.8424 | 284443.2842 | 286474.5267 | 286294.6727 | 285071.7253 | 282150.5211 | 278100.7697
Com ¦ Heat Reflector Panels | RET | C_Food Service | Greater Toronto Area | Space Heating/Ventilation | Commercial | NA | End Use Consumption (m^3/year) | 18 | 2.0191 | 2.0568 | 2.0867 | 2.1094 | 2.1238 | 2.1106 | 2.1073 | 2.1073 | 2.1073 | 2.1073 | 0.092157 | 0.095756 | 0.099092 | 0.10217 | 0.10493 | 0.10636 | 0.10832 | 0.11049 | 0.1127 | 0.11495 | 0.045643 | 0.046556 | 0.047487 | 0.048437 | 0.049405 | 0.050393 | 0.051401 | 0.052429 | 0.053478 | 0.054547 | 0.046514 | 0.049201 | 0.051605 | 0.053734 | 0.055522 | 0.055969 | 0.056917 | 0.058057 | 0.059217 | 0.0604 | 357675.0287 | 355886.6536 | 354107.2203 | 352336.6842 | 350575.0008 | 348822.1258 | 347078.0151 | 345342.6251 | 343615.9119 | 341897.8324 | 357675.0287 | 355886.6536 | 354107.2203 | 352336.6842 | 350575.0008 | 348822.1258 | 347078.0151 | 345342.6251 | 343615.9119 | 341897.8324 | 11310.4486 | 22784.8605 | 34333.3596 | 46224.597 | 58313.6881 | 70493.81 | 82673.5444 | 94825.7311 | 106886.6835 | 118822.7112 | 11310.4486 | 11474.4119 | 11548.4991 | 11891.2374 | 12089.0911 | 12180.1219 | 12179.7344 | 12152.1867 | 12060.9525 | 11936.0277
Com ¦ Heat/Energy Recovery Ventilation | RET | C_Food Service | Greater Toronto Area | Space Heating/Ventilation | Commercial | NA | End Use Consumption (m^3/year) | 15 | 1.781 | 1.8187 | 1.8486 | 1.8713 | 1.8857 | 1.8726 | 1.8692 | 1.8693 | 1.8692 | 1.8692 | 0.40645 | 0.42336 | 0.43893 | 0.45319 | 0.46582 | 0.47182 | 0.4804 | 0.49002 | 0.49982 | 0.5098 | 0.22821 | 0.23278 | 0.23743 | 0.24218 | 0.24703 | 0.25197 | 0.25701 | 0.26215 | 0.26739 | 0.27274 | 0.17824 | 0.19059 | 0.2015 | 0.21101 | 0.21879 | 0.21985 | 0.2234 | 0.22787 | 0.23243 | 0.23707 | 5767509.8378 | 5738672.2886 | 5709978.9271 | 5681429.0325 | 5653021.8873 | 5624756.7779 | 5596632.994 | 5568649.829 | 5540806.5799 | 5513102.547 | 5767509.8378 | 5738672.2886 | 5709978.9271 | 5681429.0325 | 5653021.8873 | 5624756.7779 | 5596632.994 | 5568649.829 | 5540806.5799 | 5513102.547 | 182380.9836 | 367405.8759 | 553625.4232 | 745371.627 | 940308.2208 | 1136712.6862 | 1333110.9029 | 1529064.9135 | 1723547.772 | 1916016.2187 | 182380.9836 | 185024.8922 | 186219.5473 | 191746.2038 | 194936.5938 | 196404.4654 | 196398.2167 | 195954.0105 | 194482.8585 | 192468.4468
Com ¦ High perf.glazings ¦ Retro | RET | C_Food Service | Greater Toronto Area | Space Heating/Ventilation | Commercial | Windows Retro | End Use Consumption (m^3/year) | 30 | 1.1286 | 1.1444 | 1.1569 | 1.1664 | 1.1725 | 1.167 | 1.1656 | 1.1656 | 1.1656 | 1.1655 | 0.40969 | 0.42374 | 0.43695 | 0.44934 | 0.4607 | 0.46771 | 0.47649 | 0.48602 | 0.49574 | 0.50565 | 0.36301 | 0.37027 | 0.37767 | 0.38523 | 0.39293 | 0.40079 | 0.4088 | 0.41698 | 0.42532 | 0.43383 | 0.046685 | 0.053473 | 0.059275 | 0.064116 | 0.067774 | 0.066916 | 0.067683 | 0.069039 | 0.070417 | 0.071818 | 2661272.535 | 2647966.1723 | 2634726.3414 | 2621552.7097 | 2608444.9462 | 2595402.7214 | 2582425.7078 | 2569513.5793 | 2556666.0114 | 2543882.6813 | 2661272.535 | 2647966.1723 | 2634726.3414 | 2621552.7097 | 2608444.9462 | 2595402.7214 | 2582425.7078 | 2569513.5793 | 2556666.0114 | 2543882.6813 | 16022.5561 | 30674.5078 | 43747.6082 | 58151.4905 | 73029.783 | 87810.6981 | 102123.0884 | 116247.5333 | 130095.5533 | 143865.7998 | 16022.5561 | 14651.9516 | 13073.1004 | 14403.8823 | 14878.2925 | 14780.9151 | 14312.3902 | 14124.445 | 13848.02 | 13770.2464
Com ¦ Operational Improvement | RET | C_Food Service | Greater Toronto Area | Cross Cutting/Behavioural | Commercial | NA | Customer Segment Consumption (m^3/year) | 5 | 2.0919 | 2.2142 | 2.3046 | 2.3725 | 2.4157 | 2.3793 | 2.3692 | 2.3692 | 2.3693 | 2.3693 | 0.051596 | 0.055707 | 0.05914 | 0.0621 | 0.064494 | 0.064795 | 0.065809 | 0.067124 | 0.06847 | 0.069841 | 0.024665 | 0.025158 | 0.025662 | 0.026175 | 0.026698 | 0.027232 | 0.027777 | 0.028332 | 0.028899 | 0.029477 | 0.026931 | 0.030548 | 0.033478 | 0.035925 | 0.037796 | 0.037563 | 0.038033 | 0.038792 | 0.039571 | 0.040364 | 5928910.964 | 5899266.4091 | 5869770.0771 | 5840421.2267 | 5811219.1206 | 5782163.025 | 5753252.2098 | 5724485.9488 | 5695863.5191 | 5667384.2015 | 5928910.964 | 5899266.4091 | 5869770.0771 | 5840421.2267 | 5811219.1206 | 5782163.025 | 5753252.2098 | 5724485.9488 | 5695863.5191 | 5667384.2015 | 250240.4915 | 509323.9406 | 775489.0326 | 1047567.4213 | 1323252.5607 | 1600179.046 | 1875943.2048 | 2148292.4517 | 2414965.6625 | 2673918.8428 | 250240.4915 | 259083.4491 | 266165.092 | 272078.3887 | 275685.1394 | 276926.4853 | 275764.1587 | 272349.247 | 266673.2107 | 258953.1803
Com ¦ Roof Insulation Upgrade | RET | C_Food Service | Greater Toronto Area | Space Heating/Ventilation | Commercial | NA | Floor area (1000m2) | 20 | 0.96938 | 0.98631 | 0.99974 | 1.0099 | 1.0164 | 1.0105 | 1.009 | 1.009 | 1.009 | 1.009 | 0.36147 | 0.37513 | 0.38785 | 0.39962 | 0.41023 | 0.416 | 0.42369 | 0.43217 | 0.44081 | 0.44963 | 0.37288 | 0.38034 | 0.38795 | 0.39571 | 0.40362 | 0.41169 | 0.41993 | 0.42833 | 0.43689 | 0.44563 | -0.011417 | -0.0052059 | -0.00010224 | 0.0039177 | 0.0066095 | 0.0043095 | 0.0037681 | 0.0038478 | 0.0039229 | 0.0039953 | 64.6761 | 64.3527 | 64.031 | 63.7108 | 63.3923 | 63.0753 | 62.7599 | 62.4461 | 62.1339 | 61.8232 | 0 | 0 | 0 | 63.7108 | 63.3923 | 63.0753 | 62.7599 | 62.4461 | 62.1339 | 61.8232 | 0 | 0 | 0 | 0.46009 | 0.9319 | 1.4026 | 1.8639 | 2.3218 | 2.7744 | 3.226 | 0 | 0 | 0 | 0.46009 | 0.47181 | 0.47073 | 0.46124 | 0.45794 | 0.45256 | 0.45158
Com ¦ Super High Perf Glazing ¦Retro | RET | C_Food Service | Greater Toronto Area | Space Heating/Ventilation | Commercial | Windows Retro | End Use Consumption (m^3/year) | 30 | 0.53856 | 0.54611 | 0.55209 | 0.55662 | 0.5595 | 0.55687 | 0.5562 | 0.5562 | 0.5562 | 0.55619 | 0.61454 | 0.63561 | 0.65542 | 0.67401 | 0.69106 | 0.70156 | 0.71473 | 0.72903 | 0.74361 | 0.75847 | 1.1411 | 1.1639 | 1.1872 | 1.2109 | 1.2351 | 1.2598 | 1.285 | 1.3107 | 1.3369 | 1.3637 | -0.52653 | -0.52828 | -0.53175 | -0.5369 | -0.54407 | -0.55828 | -0.5703 | -0.5817 | -0.59334 | -0.60522 | 3991908.8024 | 3971949.2584 | 3952089.5121 | 3932329.0646 | 3912667.4192 | 3893104.0822 | 3873638.5617 | 3854270.3689 | 3834999.0171 | 3815824.022 | 0 | 0 | 0 | 0 | 0 | 0 | 0 | 0 | 0 | 0 | 0 | 0 | 0 | 0 | 0 | 0 | 0 | 0 | 0 | 0 | 0 | 0 | 0 | 0 | 0 | 0 | 0 | 0 | 0 | 0
Com ¦ Wall Insulation Upgrade | RET | C_Food Service | Greater Toronto Area | Space Heating/Ventilation | Commercial | NA | Floor area (1000m2) | 20 | 0.23905 | 0.24323 | 0.24654 | 0.24904 | 0.25064 | 0.24918 | 0.24881 | 0.24882 | 0.24882 | 0.24881 | 0.29574 | 0.30693 | 0.31733 | 0.32697 | 0.33564 | 0.34037 | 0.34666 | 0.3536 | 0.36067 | 0.36788 | 1.2372 | 1.2619 | 1.2871 | 1.3129 | 1.3391 | 1.3659 | 1.3932 | 1.4211 | 1.4495 | 1.4785 | -0.94142 | -0.95498 | -0.96981 | -0.98592 | -1.0035 | -1.0256 | -1.0466 | -1.0675 | -1.0889 | -1.1106 | 207.8875 | 206.8481 | 205.8139 | 204.7848 | 203.7609 | 202.7421 | 201.7284 | 200.7197 | 199.7161 | 198.7175 | 0 | 0 | 0 | 0 | 0 | 0 | 0 | 0 | 0 | 0 | 0 | 0 | 0 | 0 | 0 | 0 | 0 | 0 | 0 | 0 | 0 | 0 | 0 | 0 | 0 | 0 | 0 | 0 | 0 | 0
Com ¦ Air Curtains | ROB | C_Food Service | Greater Toronto Area | Space Heating/Ventilation | Commercial | NA | Shipping door | 15 | 5.3878 | 5.504 | 5.5961 | 5.6658 | 5.7101 | 5.6694 | 5.659 | 5.6589 | 5.6587 | 5.6585 | 54793.8552 | 57095.1782 | 59211.3087 | 61147.8426 | 62858.8782 | 63658.8135 | 64812.7081 | 66108.1395 | 67428.0058 | 68773.4309 | 10170 | 10373.4 | 10580.868 | 10792.4854 | 11008.3351 | 11228.5018 | 11453.0718 | 11682.1332 | 11915.7759 | 12154.0914 | 44623.8552 | 46721.7782 | 48630.4407 | 50355.3572 | 51850.5432 | 52430.3118 | 53359.6363 | 54426.0063 | 55512.2299 | 56619.3395 | 87.3297 | 86.8931 | 86.4586 | 86.0263 | 85.5962 | 85.1682 | 84.7424 | 84.3186 | 83.8971 | 83.4776 | 87.3297 | 86.8931 | 86.4586 | 86.0263 | 85.5962 | 85.1682 | 84.7424 | 84.3186 | 83.8971 | 83.4776 | 4.1141 | 8.0384 | 11.7798 | 15.3584 | 18.7767 | 22.0384 | 25.1479 | 28.1118 | 30.935 | 33.6233 | 4.1141 | 3.9242 | 3.7414 | 3.5786 | 3.4183 | 3.2618 | 3.1095 | 2.9639 | 2.8231 | 2.6883
Com ¦ Condensing Boiler ¦ Std Baseline | ROB | C_Food Service | Greater Toronto Area | Space Heating/Ventilation | Commercial | Com¦Boiler¦Std | End Use Consumption (m^3/year) | 25 | 1.5743 | 1.5984 | 1.6176 | 1.6321 | 1.6413 | 1.6329 | 1.6308 | 1.6308 | 1.6308 | 1.6307 | 0.52357 | 0.54224 | 0.55971 | 0.57602 | 0.59087 | 0.59959 | 0.61078 | 0.623 | 0.63546 | 0.64816 | 0.33258 | 0.33923 | 0.34601 | 0.35294 | 0.35999 | 0.36719 | 0.37454 | 0.38203 | 0.38967 | 0.39746 | 0.19099 | 0.20301 | 0.21369 | 0.22309 | 0.23087 | 0.23239 | 0.23624 | 0.24097 | 0.24579 | 0.25069 | 9336808.5616 | 9290124.5188 | 9243673.8962 | 9197455.5268 | 9151468.2491 | 9105710.9079 | 9060182.3533 | 9014881.4416 | 8969807.0344 | 8924957.9992 | 9336808.5616 | 9290124.5188 | 9243673.8962 | 9197455.5268 | 9151468.2491 | 9105710.9079 | 9060182.3533 | 9014881.4416 | 8969807.0344 | 8924957.9992 | 8516.6699 | 23719.6085 | 44404.8406 | 71575.2677 | 104192.0711 | 141208.183 | 181577.3586 | 224894.3899 | 270424.0403 | 317837.2591 | 8516.6699 | 15202.9386 | 20685.2321 | 27170.4271 | 32616.8034 | 37016.1119 | 40369.1756 | 43317.0314 | 45529.6504 | 47413.2188
Com ¦ Condensing Water Heaters | ROB | C_Food Service | Greater Toronto Area | Water Heating | Commercial | Com ¦ Water Heating | End Use Consumption (m^3/year) | 13 | 1.5536 | 1.5892 | 1.6159 | 1.6352 | 1.6466 | 1.6465 | 1.6432 | 1.6432 | 1.6432 | 1.6432 | 0.24404 | 0.25463 | 0.26408 | 0.27258 | 0.27997 | 0.28555 | 0.29068 | 0.29649 | 0.30242 | 0.30847 | 0.15708 | 0.16022 | 0.16343 | 0.1667 | 0.17003 | 0.17343 | 0.1769 | 0.18044 | 0.18405 | 0.18773 | 0.086963 | 0.094409 | 0.10066 | 0.10589 | 0.10994 | 0.11212 | 0.11378 | 0.11606 | 0.11838 | 0.12075 | 257614.5016 | 256326.4291 | 255044.7969 | 253769.5729 | 252500.7251 | 251238.2214 | 249982.0303 | 248732.1202 | 247488.4596 | 246251.0173 | 257614.5016 | 256326.4291 | 255044.7969 | 253769.5729 | 252500.7251 | 251238.2214 | 249982.0303 | 248732.1202 | 247488.4596 | 246251.0173 | 7767.4596 | 15169.5538 | 22196.3986 | 29069.033 | 35727.1025 | 42142.0147 | 48298.2663 | 54223.6034 | 59919.8701 | 65408.3504 | 7767.4596 | 7402.0942 | 7026.8448 | 6872.6344 | 6658.0696 | 6414.9121 | 6156.2516 | 5925.3372 | 5696.2667 | 5488.4803
Com ¦ Demand Control Kitchen Ventilation | ROB | C_Food Service | Greater Toronto Area | Space Heating/Ventilation | Commercial | NA | per building | 15 | 4.3624 | 4.408 | 4.4448 | 4.4736 | 4.4933 | 4.4812 | 4.4808 | 4.4844 | 4.4881 | 4.4919 | 65435.9299 | 67442.9283 | 69366.2343 | 71211.5723 | 72954.905 | 74214.772 | 75691.2479 | 77268.2103 | 78878.4803 | 80524.0625 | 15000 | 15300 | 15606 | 15918.12 | 16236.4824 | 16561.212 | 16892.4363 | 17230.285 | 17574.8907 | 17926.3885 | 50435.9299 | 52142.9283 | 53760.2343 | 55293.4523 | 56718.4226 | 57653.56 | 58798.8116 | 60037.9253 | 61303.5896 | 62597.674 | 69775.9016 | 69427.0221 | 69079.887 | 68734.4875 | 68390.8151 | 68048.861 | 67708.6167 | 67370.0736 | 67033.2233 | 66698.0571 | 69775.9016 | 69427.0221 | 69079.887 | 68734.4875 | 68390.8151 | 68048.861 | 67708.6167 | 67370.0736 | 67033.2233 | 66698.0571 | 3160.8952 | 6170.2925 | 9036.0927 | 11775.8769 | 14392.9284 | 16891.2515 | 19274.8912 | 21549.524 | 23719.1955 | 25788.6189 | 3160.8952 | 3009.3973 | 2865.8002 | 2739.7842 | 2617.0515 | 2498.323 | 2383.6398 | 2274.6328 | 2169.6715 | 2069.4234
Com ¦ Efficient Gas Broilers | ROB | C_Food Service | Greater Toronto Area | Appliances/Other | Commercial | NA | Equipment | 12 | 2.8503 | 2.9204 | 2.9726 | 3.0104 | 3.0329 | 3.0322 | 3.0258 | 3.0258 | 3.0258 | 3.0258 | 3619.8472 | 3783.1185 | 3927.7842 | 4057.2257 | 4169.3171 | 4251.6453 | 4327.6076 | 4414.1824 | 4502.4753 | 4592.4136 | 1270 | 1295.4 | 1321.308 | 1347.7342 | 1374.6888 | 1402.1826 | 1430.2263 | 1458.8308 | 1488.0074 | 1517.7676 | 2349.8472 | 2487.7185 | 2606.4762 | 2709.4916 | 2794.6283 | 2849.4627 | 2897.3813 | 2955.3516 | 3014.4679 | 3074.646 | 8055.2712 | 8014.9949 | 7974.9199 | 7935.0453 | 7895.3701 | 7855.8932 | 7816.6138 | 7777.5307 | 7738.643 | 7699.9498 | 8055.2712 | 8014.9949 | 7974.9199 | 7935.0453 | 7895.3701 | 7855.8932 | 7816.6138 | 7777.5307 | 7738.643 | 7699.9498 | 542.2209 | 1039.7443 | 1496.4805 | 1920.0481 | 2312.2561 | 2675.1805 | 3010.8504 | 3321.8465 | 3610.0244 | 3877.4152 | 542.2209 | 497.5234 | 456.7362 | 423.5675 | 392.2081 | 362.9244 | 335.67 | 310.9961 | 288.1779 | 267.3907
Com ¦ Efficient Gas Griddles | ROB | C_Food Service | Greater Toronto Area | Appliances/Other | Commercial | NA | Equipment | 10 | 4.3596 | 4.4841 | 4.5767 | 4.6436 | 4.6836 | 4.6822 | 4.671 | 4.671 | 4.671 | 4.6709 | 5013.5702 | 5259.8733 | 5475.7893 | 5666.9948 | 5830.0936 | 5945.0129 | 6049.3306 | 6170.3006 | 6293.7734 | 6419.5086 | 1150 | 1173 | 1196.46 | 1220.3892 | 1244.797 | 1269.6929 | 1295.0868 | 1320.9885 | 1347.4083 | 1374.3565 | 3863.5702 | 4086.8733 | 4279.3293 | 4446.6056 | 4585.2966 | 4675.3199 | 4754.2438 | 4849.3121 | 4946.3651 | 5045.1521 | 14551.2818 | 14478.5254 | 14406.1328 | 14334.1021 | 14262.4316 | 14191.1194 | 14120.1638 | 14049.563 | 13979.3152 | 13909.4186 | 14551.2818 | 14478.5254 | 14406.1328 | 14334.1021 | 14262.4316 | 14191.1194 | 14120.1638 | 14049.563 | 13979.3152 | 13909.4186 | 1040.4697 | 1996.491 | 2876.2105 | 3689.32 | 4441.1318 | 5136.5574 | 5780.0121 | 6375.8899 | 6927.8081 | 7439.248 | 1040.4697 | 956.0213 | 879.7195 | 813.1095 | 751.8118 | 695.4256 | 643.4547 | 595.8778 | 551.9182 | 511.4398
Com ¦ Efficient Gas Ovens | ROB | C_Food Service | Greater Toronto Area | Appliances/Other | Commercial | NA | Equipment | 12 | 2.0905 | 2.142 | 2.1802 | 2.2079 | 2.2244 | 2.2239 | 2.2192 | 2.2192 | 2.2192 | 2.2192 | 1829.2171 | 1911.6996 | 1984.7857 | 2050.183 | 2106.8181 | 2148.4214 | 2186.81 | 2230.5593 | 2275.1771 | 2320.6267 | 875 | 892.5 | 910.35 | 928.557 | 947.1281 | 966.0707 | 985.3921 | 1005.1 | 1025.202 | 1045.706 | 954.2171 | 1019.1996 | 1074.4357 | 1121.626 | 1159.69 | 1182.3507 | 1201.4179 | 1225.4594 | 1249.9751 | 1274.9207 | 1857.7326 | 1848.444 | 1839.2017 | 1830.0057 | 1820.8557 | 1811.7514 | 1802.6927 | 1793.6792 | 1784.7108 | 1775.7873 | 1857.7326 | 1848.444 | 1839.2017 | 1830.0057 | 1820.8557 | 1811.7514 | 1802.6927 | 1793.6792 | 1784.7108 | 1775.7873 | 97.487 | 188.6761 | 273.8245 | 354.6259 | 430.9214 | 502.7433 | 570.1954 | 633.6481 | 693.2885 | 749.4193 | 97.487 | 91.1891 | 85.1483 | 80.8015 | 76.2955 | 71.8218 | 67.4521 | 63.4526 | 59.6405 | 56.1308
Com ¦ Efficient Gas Range Tops | ROB | C_Food Service | Greater Toronto Area | Appliances/Other | Commercial | NA | Equipment | 10 | 2.1138 | 2.1741 | 2.219 | 2.2514 | 2.2708 | 2.2702 | 2.2647 | 2.2647 | 2.2647 | 2.2647 | 1691.0065 | 1774.0811 | 1846.9065 | 1911.3975 | 1966.4084 | 2005.169 | 2040.3539 | 2081.1554 | 2122.801 | 2165.2097 | 800 | 816 | 832.32 | 848.9664 | 865.9457 | 883.2646 | 900.9299 | 918.9485 | 937.3275 | 956.0741 | 891.0065 | 958.0811 | 1014.5865 | 1062.4311 | 1100.4627 | 1121.9044 | 1139.424 | 1162.2069 | 1185.4735 | 1209.1357 | 4362.6153 | 4340.8022 | 4319.0982 | 4297.5027 | 4276.0152 | 4254.6351 | 4233.362 | 4212.1951 | 4191.1342 | 4170.1785 | 4362.6153 | 4340.8022 | 4319.0982 | 4297.5027 | 4276.0152 | 4254.6351 | 4233.362 | 4212.1951 | 4191.1342 | 4170.1785 | 285.4438 | 547.2679 | 787.4768 | 1010.5609 | 1217.2951 | 1408.6797 | 1585.7281 | 1749.8466 | 1902.0006 | 2043.2931 | 285.4438 | 261.8241 | 240.2089 | 223.0841 | 206.7342 | 191.3847 | 177.0483 | 164.1186 | 152.1539 | 141.2925
Com ¦ Energy Star Gas Fryers | ROB | C_Food Service | Greater Toronto Area | Appliances/Other | Commercial | NA | Equipment | 12 | 2.2897 | 2.3456 | 2.3873 | 2.4174 | 2.4354 | 2.4348 | 2.4298 | 2.4298 | 2.4299 | 2.4298 | 2353.7648 | 2459.5342 | 2553.2974 | 2637.2393 | 2709.9887 | 2763.5282 | 2812.9657 | 2869.2682 | 2926.6923 | 2985.1919 | 1028 | 1048.56 | 1069.5312 | 1090.9218 | 1112.7403 | 1134.9951 | 1157.695 | 1180.8489 | 1204.4658 | 1228.5552 | 1325.7648 | 1410.9742 | 1483.7662 | 1546.3175 | 1597.2484 | 1628.5332 | 1655.2707 | 1688.4193 | 1722.2264 | 1756.6367 | 4544.1546 | 4521.4338 | 4498.8266 | 4476.3325 | 4453.9508 | 4431.6811 | 4409.5227 | 4387.4751 | 4365.5377 | 4343.71 | 4544.1546 | 4521.4338 | 4498.8266 | 4476.3325 | 4453.9508 | 4431.6811 | 4409.5227 | 4387.4751 | 4365.5377 | 4343.71 | 244.0968 | 472.9259 | 687.1817 | 890.0836 | 1081.5436 | 1261.7978 | 1431.1975 | 1590.5575 | 1740.3603 | 1881.2728 | 244.0968 | 228.8291 | 214.2558 | 202.9019 | 191.46 | 180.2542 | 169.3997 | 159.36 | 149.8028 | 140.9125
Com ¦ Near Condensing Boiler¦ Std Baseline | ROB | C_Food Service | Greater Toronto Area | Space Heating/Ventilation | Commercial | Com¦Boiler¦Std | End Use Consumption (m^3/year) | 25 | 4.3784 | 4.4456 | 4.4989 | 4.5392 | 4.5649 | 4.5415 | 4.5355 | 4.5356 | 4.5355 | 4.5355 | 0.29918 | 0.30985 | 0.31983 | 0.32915 | 0.33764 | 0.34262 | 0.34902 | 0.356 | 0.36312 | 0.37037 | 0.068331 | 0.069697 | 0.071091 | 0.072513 | 0.073963 | 0.075443 | 0.076952 | 0.078491 | 0.08006 | 0.081662 | 0.23085 | 0.24015 | 0.24874 | 0.25664 | 0.26367 | 0.26718 | 0.27206 | 0.27751 | 0.28306 | 0.28871 | 5335319.1781 | 5308642.5822 | 5282099.3693 | 5255688.8724 | 5229410.4281 | 5203263.3759 | 5177247.0591 | 5151360.8238 | 5125604.0196 | 5099975.9995 | 5335319.1781 | 5308642.5822 | 5282099.3693 | 5255688.8724 | 5229410.4281 | 5203263.3759 | 5177247.0591 | 5151360.8238 | 5125604.0196 | 5099975.9995 | 130690.7263 | 249401.9846 | 356566.8647 | 453784.8263 | 541331.1915 | 619691.1087 | 689439.5973 | 751373.7499 | 806153.8952 | 854522.8088 | 130690.7263 | 118711.2583 | 107164.88 | 97217.9617 | 87546.3652 | 78359.9172 | 69748.4886 | 61934.1526 | 54780.1453 | 48368.9135
Com ¦ Tankless Water Heaters | ROB | C_Food Service | Greater Toronto Area | Water Heating | Commercial | Com ¦ Water Heating | End Use Consumption (m^3/year) | 18 | 0.54413 | 0.55403 | 0.56143 | 0.5668 | 0.56995 | 0.56992 | 0.56902 | 0.56902 | 0.56901 | 0.56902 | 0.46011 | 0.47785 | 0.49392 | 0.50862 | 0.52167 | 0.53208 | 0.54186 | 0.5527 | 0.56375 | 0.57503 | 0.84559 | 0.8625 | 0.87976 | 0.89735 | 0.9153 | 0.9336 | 0.95228 | 0.97132 | 0.99075 | 1.0106 | -0.38548 | -0.38465 | -0.38583 | -0.38873 | -0.39362 | -0.40152 | -0.41041 | -0.41862 | -0.427 | -0.43553 | 385217.9463 | 383291.8565 | 381375.3973 | 379468.5203 | 377571.1777 | 375683.3218 | 373804.9052 | 371935.8807 | 370076.2013 | 368225.8202 | 0 | 0 | 0 | 0 | 0 | 0 | 0 | 0 | 0 | 0 | 0 | 0 | 0 | 0 | 0 | 0 | 0 | 0 | 0 | 0 | 0 | 0 | 0 | 0 | 0 | 0 | 0 | 0 | 0 | 0
Com ¦ Air Curtains | NEW | C_Hospital | Greater Toronto Area | Space Heating/Ventilation | Commercial | NA | Shipping door | 15 | 5.3878 | 5.504 | 5.5961 | 5.6658 | 5.7101 | 5.6694 | 5.659 | 5.6589 | 5.6587 | 5.6585 | 54793.8552 | 57095.1782 | 59211.3087 | 61147.8426 | 62858.8782 | 63658.8135 | 64812.7081 | 66108.1395 | 67428.0058 | 68773.4309 | 10170 | 10373.4 | 10580.868 | 10792.4854 | 11008.3351 | 11228.5018 | 11453.0718 | 11682.1332 | 11915.7759 | 12154.0914 | 44623.8552 | 46721.7782 | 48630.4407 | 50355.3572 | 51850.5432 | 52430.3118 | 53359.6363 | 54426.0063 | 55512.2299 | 56619.3395 | 0.028524 | 0.057133 | 0.08583 | 0.11461 | 0.14349 | 0.17245 | 0.20151 | 0.23067 | 0.25991 | 0.28926 | 0.028524 | 0.057133 | 0.08583 | 0.11461 | 0.14349 | 0.17245 | 0.20151 | 0.23067 | 0.25991 | 0.28926 | 0.020144 | 0.040349 | 0.061009 | 0.082096 | 0.10365 | 0.12563 | 0.14801 | 0.17075 | 0.19384 | 0.21726 | 0.020144 | 0.020205 | 0.02066 | 0.021087 | 0.021554 | 0.021981 | 0.022376 | 0.022742 | 0.023092 | 0.02342
Com ¦ Condensing Boiler ¦ Near Cond Baseline | NEW | C_Hospital | Greater Toronto Area | Space Heating/Ventilation | Commercial | NA | End Use Consumption (m^3/year) | 25 | 1.0302 | 1.046 | 1.0586 | 1.0681 | 1.0741 | 1.0686 | 1.0672 | 1.0672 | 1.0672 | 1.0672 | 0.22439 | 0.23239 | 0.23987 | 0.24687 | 0.25323 | 0.25697 | 0.26176 | 0.267 | 0.27234 | 0.27778 | 0.2178 | 0.22216 | 0.2266 | 0.23114 | 0.23576 | 0.24047 | 0.24528 | 0.25019 | 0.25519 | 0.2603 | 0.0065823 | 0.010226 | 0.013271 | 0.01573 | 0.01747 | 0.016492 | 0.016479 | 0.016811 | 0.017145 | 0.017485 | 34440.475 | 68984.2714 | 103633.0769 | 138388.5881 | 173252.5112 | 208226.5616 | 243312.4643 | 278511.9537 | 313826.7741 | 349258.6794 | 34440.475 | 68984.2714 | 103633.0769 | 138388.5881 | 173252.5112 | 208226.5616 | 243312.4643 | 278511.9537 | 313826.7741 | 349258.6794 | 3473.2597 | 6956.9391 | 10211.1981 | 13174.0237 | 16502.0196 | 20000.013 | 23531.4664 | 27003.0434 | 30478.6194 | 33932.8983 | 3473.2597 | 3483.6794 | 3254.2591 | 2962.8256 | 3327.9959 | 3497.9933 | 3531.4534 | 3471.577 | 3475.576 | 3454.2789
Com ¦ Condensing Boiler ¦ Std Baseline | NEW | C_Hospital | Greater Toronto Area | Space Heating/Ventilation | Commercial | Com¦Boiler¦Std | End Use Consumption (m^3/year) | 25 | 1.5743 | 1.5984 | 1.6176 | 1.6321 | 1.6413 | 1.6329 | 1.6308 | 1.6308 | 1.6308 | 1.6307 | 0.52357 | 0.54224 | 0.55971 | 0.57602 | 0.59087 | 0.59959 | 0.61078 | 0.623 | 0.63546 | 0.64816 | 0.33258 | 0.33923 | 0.34601 | 0.35294 | 0.35999 | 0.36719 | 0.37454 | 0.38203 | 0.38967 | 0.39746 | 0.19099 | 0.20301 | 0.21369 | 0.22309 | 0.23087 | 0.23239 | 0.23624 | 0.24097 | 0.24579 | 0.25069 | 80361.1084 | 160963.3 | 241810.5127 | 322906.7056 | 404255.8595 | 485861.9771 | 567729.0833 | 649861.2252 | 732262.4728 | 814936.9186 | 80361.1084 | 160963.3 | 241810.5127 | 322906.7056 | 404255.8595 | 485861.9771 | 567729.0833 | 649861.2252 | 732262.4728 | 814936.9186 | 1830.9536 | 3667.4001 | 7086.7658 | 11946.503 | 18607.6816 | 26962.4457 | 36882.8553 | 48221.3053 | 60976.1645 | 75048.2165 | 1830.9536 | 1836.4465 | 3419.3657 | 4859.7372 | 6661.1786 | 8354.7641 | 9920.4096 | 11338.45 | 12754.8593 | 14072.052
Com ¦ Condensing Water Heaters | NEW | C_Hospital | Greater Toronto Area | Water Heating | Commercial | Com ¦ Water Heating | End Use Consumption (m^3/year) | 13 | 1.5536 | 1.5892 | 1.6159 | 1.6352 | 1.6466 | 1.6465 | 1.6432 | 1.6432 | 1.6432 | 1.6432 | 0.24404 | 0.25463 | 0.26408 | 0.27258 | 0.27997 | 0.28555 | 0.29068 | 0.29649 | 0.30242 | 0.30847 | 0.15708 | 0.16022 | 0.16343 | 0.1667 | 0.17003 | 0.17343 | 0.1769 | 0.18044 | 0.18405 | 0.18773 | 0.086963 | 0.094409 | 0.10066 | 0.10589 | 0.10994 | 0.11212 | 0.11378 | 0.11606 | 0.11838 | 0.12075 | 1108.1234 | 2219.5712 | 3334.3976 | 4452.6573 | 5574.4052 | 6699.6964 | 7828.5865 | 8961.1312 | 10097.3867 | 11237.4094 | 1108.1234 | 2219.5712 | 3334.3976 | 4452.6573 | 5574.4052 | 6699.6964 | 7828.5865 | 8961.1312 | 10097.3867 | 11237.4094 | 599.9839 | 1201.7678 | 1808.8615 | 2418.7808 | 3046.9078 | 3687.9044 | 4338.5937 | 4996.6669 | 5663.0974 | 6336.9797 | 599.9839 | 601.7839 | 607.0937 | 609.9192 | 628.1271 | 640.9965 | 650.6893 | 658.0732 | 666.4305 | 673.8823
Com ¦ Demand Control Kitchen Ventilation | NEW | C_Hospital | Greater Toronto Area | Space Heating/Ventilation | Commercial | NA | per building | 15 | 4.3624 | 4.408 | 4.4448 | 4.4736 | 4.4933 | 4.4812 | 4.4808 | 4.4844 | 4.4881 | 4.4919 | 65435.9299 | 67442.9283 | 69366.2343 | 71211.5723 | 72954.905 | 74214.772 | 75691.2479 | 77268.2103 | 78878.4803 | 80524.0625 | 15000 | 15300 | 15606 | 15918.12 | 16236.4824 | 16561.212 | 16892.4363 | 17230.285 | 17574.8907 | 17926.3885 | 50435.9299 | 52142.9283 | 53760.2343 | 55293.4523 | 56718.4226 | 57653.56 | 58798.8116 | 60037.9253 | 61303.5896 | 62597.674 | 22.7904 | 45.6492 | 68.5774 | 91.5763 | 114.6469 | 137.7904 | 161.0079 | 184.3005 | 207.6695 | 231.116 | 22.7904 | 45.6492 | 68.5774 | 91.5763 | 114.6469 | 137.7904 | 161.0079 | 184.3005 | 207.6695 | 231.116 | 15.4688 | 30.9839 | 46.8124 | 62.942 | 79.4114 | 96.1956 | 113.2746 | 130.6298 | 148.2523 | 166.1269 | 15.4688 | 15.5152 | 15.8285 | 16.1296 | 16.4693 | 16.7842 | 17.079 | 17.3553 | 17.6225 | 17.8746
Com ¦ Efficient Gas Broilers | NEW | C_Hospital | Greater Toronto Area | Appliances/Other | Commercial | NA | Equipment | 12 | 2.8503 | 2.9204 | 2.9726 | 3.0104 | 3.0329 | 3.0322 | 3.0258 | 3.0258 | 3.0258 | 3.0258 | 3619.8472 | 3783.1185 | 3927.7842 | 4057.2257 | 4169.3171 | 4251.6453 | 4327.6076 | 4414.1824 | 4502.4753 | 4592.4136 | 1270 | 1295.4 | 1321.308 | 1347.7342 | 1374.6888 | 1402.1826 | 1430.2263 | 1458.8308 | 1488.0074 | 1517.7676 | 2349.8472 | 2487.7185 | 2606.4762 | 2709.4916 | 2794.6283 | 2849.4627 | 2897.3813 | 2955.3516 | 3014.4679 | 3074.646 | 2.631 | 5.27 | 7.9169 | 10.572 | 13.2354 | 15.9072 | 18.5875 | 21.2766 | 23.9744 | 26.6812 | 2.631 | 5.27 | 7.9169 | 10.572 | 13.2354 | 15.9072 | 18.5875 | 21.2766 | 23.9744 | 26.6812 | 1.7688 | 3.5429 | 5.3502 | 7.1886 | 9.0692 | 10.987 | 12.9384 | 14.9205 | 16.9327 | 18.973 | 1.7688 | 1.7741 | 1.8074 | 1.8383 | 1.8806 | 1.9178 | 1.9515 | 1.9821 | 2.0122 | 2.0403
Com ¦ Efficient Gas Griddles | NEW | C_Hospital | Greater Toronto Area | Appliances/Other | Commercial | NA | Equipment | 10 | 4.3596 | 4.4841 | 4.5767 | 4.6436 | 4.6836 | 4.6822 | 4.671 | 4.671 | 4.671 | 4.6709 | 5013.5702 | 5259.8733 | 5475.7893 | 5666.9948 | 5830.0936 | 5945.0129 | 6049.3306 | 6170.3006 | 6293.7734 | 6419.5086 | 1150 | 1173 | 1196.46 | 1220.3892 | 1244.797 | 1269.6929 | 1295.0868 | 1320.9885 | 1347.4083 | 1374.3565 | 3863.5702 | 4086.8733 | 4279.3293 | 4446.6056 | 4585.2966 | 4675.3199 | 4754.2438 | 4849.3121 | 4946.3651 | 5045.1521 | 4.7528 | 9.5198 | 14.3013 | 19.0976 | 23.9088 | 28.7352 | 33.5771 | 38.4346 | 43.308 | 48.1976 | 4.7528 | 9.5198 | 14.3013 | 19.0976 | 23.9088 | 28.7352 | 33.5771 | 38.4346 | 43.308 | 48.1976 | 3.3969 | 6.804 | 10.2821 | 13.8296 | 17.453 | 21.1478 | 24.91 | 28.7358 | 32.6226 | 36.5669 | 3.3969 | 3.4071 | 3.4781 | 3.5475 | 3.6234 | 3.6948 | 3.7622 | 3.8258 | 3.8868 | 3.9443
Com ¦ Efficient Gas Ovens | NEW | C_Hospital | Greater Toronto Area | Appliances/Other | Commercial | NA | Equipment | 12 | 2.0905 | 2.142 | 2.1802 | 2.2079 | 2.2244 | 2.2239 | 2.2192 | 2.2192 | 2.2192 | 2.2192 | 1829.2171 | 1911.6996 | 1984.7857 | 2050.183 | 2106.8181 | 2148.4214 | 2186.81 | 2230.5593 | 2275.1771 | 2320.6267 | 875 | 892.5 | 910.35 | 928.557 | 947.1281 | 966.0707 | 985.3921 | 1005.1 | 1025.202 | 1045.706 | 954.2171 | 1019.1996 | 1074.4357 | 1121.626 | 1159.69 | 1182.3507 | 1201.4179 | 1225.4594 | 1249.9751 | 1274.9207 | 1.2136 | 2.4308 | 3.6516 | 4.8763 | 6.1048 | 7.3371 | 8.5734 | 9.8137 | 11.0581 | 12.3066 | 1.2136 | 2.4308 | 3.6516 | 4.8763 | 6.1048 | 7.3371 | 8.5734 | 9.8137 | 11.0581 | 12.3066 | 0.7626 | 1.5275 | 2.307 | 3.0989 | 3.9124 | 4.7434 | 5.5891 | 6.4474 | 7.3183 | 8.2006 | 0.7626 | 0.76489 | 0.77953 | 0.7919 | 0.81348 | 0.83096 | 0.84572 | 0.85831 | 0.87091 | 0.88231
Com ¦ Efficient Gas Range Tops | NEW | C_Hospital | Greater Toronto Area | Appliances/Other | Commercial | NA | Equipment | 10 | 2.1138 | 2.1741 | 2.219 | 2.2514 | 2.2708 | 2.2702 | 2.2647 | 2.2647 | 2.2647 | 2.2647 | 1691.0065 | 1774.0811 | 1846.9065 | 1911.3975 | 1966.4084 | 2005.169 | 2040.3539 | 2081.1554 | 2122.801 | 2165.2097 | 800 | 816 | 832.32 | 848.9664 | 865.9457 | 883.2646 | 900.9299 | 918.9485 | 937.3275 | 956.0741 | 891.0065 | 958.0811 | 1014.5865 | 1062.4311 | 1100.4627 | 1121.9044 | 1139.424 | 1162.2069 | 1185.4735 | 1209.1357 | 1.4249 | 2.8541 | 4.2877 | 5.7256 | 7.1681 | 8.6151 | 10.0667 | 11.5231 | 12.9842 | 14.4501 | 1.4249 | 2.8541 | 4.2877 | 5.7256 | 7.1681 | 8.6151 | 10.0667 | 11.5231 | 12.9842 | 14.4501 | 0.93081 | 1.8644 | 2.8149 | 3.7808 | 4.7695 | 5.778 | 6.804 | 7.8459 | 8.9034 | 9.9754 | 0.93081 | 0.93361 | 0.95047 | 0.9659 | 0.98875 | 1.0085 | 1.026 | 1.0418 | 1.0575 | 1.0721
Com ¦ Energy Star Gas Fryers | NEW | C_Hospital | Greater Toronto Area | Appliances/Other | Commercial | NA | Equipment | 12 | 2.2897 | 2.3456 | 2.3873 | 2.4174 | 2.4354 | 2.4348 | 2.4298 | 2.4298 | 2.4299 | 2.4298 | 2353.7648 | 2459.5342 | 2553.2974 | 2637.2393 | 2709.9887 | 2763.5282 | 2812.9657 | 2869.2682 | 2926.6923 | 2985.1919 | 1028 | 1048.56 | 1069.5312 | 1090.9218 | 1112.7403 | 1134.9951 | 1157.695 | 1180.8489 | 1204.4658 | 1228.5552 | 1325.7648 | 1410.9742 | 1483.7662 | 1546.3175 | 1597.2484 | 1628.5332 | 1655.2707 | 1688.4193 | 1722.2264 | 1756.6367 | 1.4842 | 2.9729 | 4.4661 | 5.9639 | 7.4664 | 8.9736 | 10.4856 | 12.0026 | 13.5245 | 15.0514 | 1.4842 | 2.9729 | 4.4661 | 5.9639 | 7.4664 | 8.9736 | 10.4856 | 12.0026 | 13.5245 | 15.0514 | 0.955 | 1.9129 | 2.8913 | 3.888 | 4.9105 | 5.9549 | 7.0183 | 8.0984 | 9.1947 | 10.306 | 0.955 | 0.95787 | 0.97846 | 0.99662 | 1.0225 | 1.0444 | 1.0634 | 1.0801 | 1.0964 | 1.1113
Com ¦ High perf.glazings ¦ New | NEW | C_Hospital | Greater Toronto Area | Space Heating/Ventilation | Commercial | Windows New | End Use Consumption (m^3/year) | 30 | 1.6157 | 1.6383 | 1.6563 | 1.6698 | 1.6785 | 1.6706 | 1.6686 | 1.6686 | 1.6686 | 1.6686 | 0.40969 | 0.42374 | 0.43695 | 0.44934 | 0.4607 | 0.46771 | 0.47649 | 0.48602 | 0.49574 | 0.50565 | 0.25357 | 0.25864 | 0.26382 | 0.26909 | 0.27447 | 0.27996 | 0.28556 | 0.29127 | 0.2971 | 0.30304 | 0.15612 | 0.1651 | 0.17313 | 0.18025 | 0.18623 | 0.18774 | 0.19093 | 0.19475 | 0.19864 | 0.2026 | 22905.3438 | 45879.4037 | 68923.302 | 92038.1671 | 115225.1338 | 138485.3429 | 161819.9416 | 185230.0836 | 208716.9287 | 232281.6436 | 22905.3438 | 45879.4037 | 68923.302 | 92038.1671 | 115225.1338 | 138485.3429 | 161819.9416 | 185230.0836 | 208716.9287 | 232281.6436 | 6676.093 | 13372.2143 | 19969.4625 | 26370.2685 | 33176.957 | 40186.7836 | 47283.0285 | 54384.2617 | 61544.5873 | 68747.9607 | 6676.093 | 6696.1213 | 6597.2482 | 6400.8059 | 6806.6886 | 7009.8266 | 7096.2449 | 7101.2331 | 7160.3257 | 7203.3733
Com ¦ Near Condensing Boiler¦ Std Baseline | NEW | C_Hospital | Greater Toronto Area | Space Heating/Ventilation | Commercial | Com¦Boiler¦Std | End Use Consumption (m^3/year) | 25 | 4.3784 | 4.4456 | 4.4989 | 4.5392 | 4.5649 | 4.5415 | 4.5355 | 4.5356 | 4.5355 | 4.5355 | 0.29918 | 0.30985 | 0.31983 | 0.32915 | 0.33764 | 0.34262 | 0.34902 | 0.356 | 0.36312 | 0.37037 | 0.068331 | 0.069697 | 0.071091 | 0.072513 | 0.073963 | 0.075443 | 0.076952 | 0.078491 | 0.08006 | 0.081662 | 0.23085 | 0.24015 | 0.24874 | 0.25664 | 0.26367 | 0.26718 | 0.27206 | 0.27751 | 0.28306 | 0.28871 | 45920.6333 | 91979.0286 | 138177.4358 | 184518.1175 | 231003.3483 | 277635.4155 | 324416.619 | 371349.2716 | 418435.6987 | 465678.2392 | 45920.6333 | 91979.0286 | 138177.4358 | 184518.1175 | 231003.3483 | 277635.4155 | 324416.619 | 371349.2716 | 418435.6987 | 465678.2392 | 28096.5048 | 56277.2991 | 83020.8503 | 108269.6606 | 132200.764 | 154743.2011 | 175877.6847 | 195614.0253 | 214005.8571 | 231097.9366 | 28096.5048 | 28180.7943 | 26743.5512 | 25248.8103 | 23931.1035 | 22542.4371 | 21134.4836 | 19736.3406 | 18391.8318 | 17092.0795
Com ¦ Super High Perf Glazing ¦New | NEW | C_Hospital | Greater Toronto Area | Space Heating/Ventilation | Commercial | Windows New | End Use Consumption (m^3/year) | 30 | 0.53856 | 0.54611 | 0.55209 | 0.55662 | 0.5595 | 0.55687 | 0.5562 | 0.5562 | 0.5562 | 0.55619 | 0.61454 | 0.63561 | 0.65542 | 0.67401 | 0.69106 | 0.70156 | 0.71473 | 0.72903 | 0.74361 | 0.75847 | 1.1411 | 1.1639 | 1.1872 | 1.2109 | 1.2351 | 1.2598 | 1.285 | 1.3107 | 1.3369 | 1.3637 | -0.52653 | -0.52828 | -0.53175 | -0.5369 | -0.54407 | -0.55828 | -0.5703 | -0.5817 | -0.59334 | -0.60522 | 34358.0158 | 68819.1056 | 103384.953 | 138057.2507 | 172837.7007 | 207728.0144 | 242729.9125 | 277845.1254 | 313075.3931 | 348422.4655 | 0 | 0 | 0 | 0 | 0 | 0 | 0 | 0 | 0 | 0 | 0 | 0 | 0 | 0 | 0 | 0 | 0 | 0 | 0 | 0 | 0 | 0 | 0 | 0 | 0 | 0 | 0 | 0 | 0 | 0
Com ¦ Tankless Water Heaters | NEW | C_Hospital | Greater Toronto Area | Water Heating | Commercial | Com ¦ Water Heating | End Use Consumption (m^3/year) | 18 | 0.54413 | 0.55403 | 0.56143 | 0.5668 | 0.56995 | 0.56992 | 0.56902 | 0.56902 | 0.56901 | 0.56902 | 0.46011 | 0.47785 | 0.49392 | 0.50862 | 0.52167 | 0.53208 | 0.54186 | 0.5527 | 0.56375 | 0.57503 | 0.84559 | 0.8625 | 0.87976 | 0.89735 | 0.9153 | 0.9336 | 0.95228 | 0.97132 | 0.99075 | 1.0106 | -0.38548 | -0.38465 | -0.38583 | -0.38873 | -0.39362 | -0.40152 | -0.41041 | -0.41862 | -0.427 | -0.43553 | 1657.007 | 3318.9849 | 4986.0151 | 6658.1792 | 8335.5592 | 10018.2376 | 11706.2975 | 13399.8224 | 15098.896 | 16803.6028 | 0 | 0 | 0 | 0 | 0 | 0 | 0 | 0 | 0 | 0 | 0 | 0 | 0 | 0 | 0 | 0 | 0 | 0 | 0 | 0 | 0 | 0 | 0 | 0 | 0 | 0 | 0 | 0 | 0 | 0
Com ¦ Waste Water Heat Recovery ¦New | NEW | C_Hospital | Greater Toronto Area | Water Heating | Commercial | NA | Bed | 25 | 4.1037 | 4.165 | 4.2108 | 4.2441 | 4.2636 | 4.2635 | 4.2579 | 4.258 | 4.258 | 4.2581 | 1075.1603 | 1113.0427 | 1147.8065 | 1180.0053 | 1209.152 | 1233.2965 | 1256.3225 | 1281.4651 | 1307.1047 | 1333.2873 | 262 | 267.24 | 272.5848 | 278.0365 | 283.5972 | 289.2692 | 295.0546 | 300.9556 | 306.9748 | 313.1143 | 813.1603 | 845.8027 | 875.2217 | 901.9688 | 925.5548 | 944.0273 | 961.268 | 980.5095 | 1000.13 | 1020.173 | 92.4497 | 185.1767 | 278.1856 | 371.4809 | 465.0673 | 558.9492 | 653.1315 | 747.6186 | 842.4153 | 937.5263 | 92.4497 | 185.1767 | 278.1856 | 371.4809 | 465.0673 | 558.9492 | 653.1315 | 747.6186 | 842.4153 | 937.5263 | 60.7821 | 121.7465 | 184.3302 | 248.2927 | 313.9893 | 381.1309 | 449.5095 | 518.957 | 589.4224 | 660.8038 | 60.7821 | 60.9644 | 62.5837 | 63.9625 | 65.6966 | 67.1416 | 68.3787 | 69.4474 | 70.4654 | 71.3814
Com ¦ Air Sealing | RET | C_Hospital | Greater Toronto Area | Space Heating/Ventilation | Commercial | NA | Floor area (1000m2) | 6 | 0.7443 | 0.77842 | 0.80548 | 0.82599 | 0.83903 | 0.82713 | 0.82412 | 0.82415 | 0.82415 | 0.82412 | 0.06258 | 0.066757 | 0.07046 | 0.073699 | 0.07636 | 0.076782 | 0.078033 | 0.079597 | 0.081189 | 0.082809 | 0.084079 | 0.08576 | 0.087476 | 0.089225 | 0.09101 | 0.09283 | 0.094686 | 0.09658 | 0.098512 | 0.10048 | -0.021499 | -0.019003 | -0.017016 | -0.015526 | -0.01465 | -0.016047 | -0.016654 | -0.016984 | -0.017323 | -0.017673 | 79.6064 | 79.2084 | 78.8124 | 78.4183 | 78.0262 | 77.6361 | 77.2479 | 76.8617 | 76.4774 | 76.095 | 0 | 0 | 0 | 0 | 0 | 0 | 0 | 0 | 0 | 0 | 0 | 0 | 0 | 0 | 0 | 0 | 0 | 0 | 0 | 0 | 0 | 0 | 0 | 0 | 0 | 0 | 0 | 0 | 0 | 0
Com ¦ Building Controls and Automation Systems | RET | C_Hospital | Greater Toronto Area | Space Heating/Ventilation | Commercial | NA | Customer Segment Consumption (m^3/year) | 11 | 1.6349 | 1.6788 | 1.7136 | 1.7399 | 1.7567 | 1.7414 | 1.7375 | 1.7375 | 1.7375 | 1.7375 | 0.21383 | 0.22396 | 0.23317 | 0.24149 | 0.2487 | 0.25146 | 0.25592 | 0.26104 | 0.26626 | 0.27158 | 0.13079 | 0.13341 | 0.13607 | 0.13879 | 0.14157 | 0.1444 | 0.14729 | 0.15024 | 0.15324 | 0.15631 | 0.083038 | 0.090553 | 0.097099 | 0.1027 | 0.10713 | 0.10706 | 0.10863 | 0.1108 | 0.11302 | 0.11528 | 4562173.1482 | 4539362.2824 | 4516665.471 | 4494082.1437 | 4471611.7329 | 4449253.6743 | 4427007.4059 | 4404872.3689 | 4382848.007 | 4360933.767 | 4562173.1482 | 4539362.2824 | 4516665.471 | 4494082.1437 | 4471611.7329 | 4449253.6743 | 4427007.4059 | 4404872.3689 | 4382848.007 | 4360933.767 | 156872.1349 | 317048.2005 | 479116.6353 | 645721.7484 | 815006.4627 | 985500.0588 | 1155886.6159 | 1325545.3431 | 1493465.5332 | 1658975.538 | 156872.1349 | 160176.0656 | 162068.4348 | 166605.1131 | 169284.7143 | 170493.5961 | 170386.5571 | 169658.7272 | 167920.1901 | 165510.0049
Com ¦ Heat Reflector Panels | RET | C_Hospital | Greater Toronto Area | Space Heating/Ventilation | Commercial | NA | End Use Consumption (m^3/year) | 18 | 2.0191 | 2.0568 | 2.0867 | 2.1094 | 2.1238 | 2.1106 | 2.1073 | 2.1073 | 2.1073 | 2.1073 | 0.092157 | 0.095756 | 0.099092 | 0.10217 | 0.10493 | 0.10636 | 0.10832 | 0.11049 | 0.1127 | 0.11495 | 0.045643 | 0.046556 | 0.047487 | 0.048437 | 0.049405 | 0.050393 | 0.051401 | 0.052429 | 0.053478 | 0.054547 | 0.046514 | 0.049201 | 0.051605 | 0.053734 | 0.055522 | 0.055969 | 0.056917 | 0.058057 | 0.059217 | 0.0604 | 235621.9863 | 234443.8764 | 233271.657 | 232105.2987 | 230944.7722 | 229790.0484 | 228641.0981 | 227497.8926 | 226360.4032 | 225228.6011 | 235621.9863 | 234443.8764 | 233271.657 | 232105.2987 | 230944.7722 | 229790.0484 | 228641.0981 | 227497.8926 | 226360.4032 | 225228.6011 | 7450.8706 | 15009.7537 | 22617.4425 | 30450.9135 | 38414.7226 | 46438.4992 | 54462.0205 | 62467.3945 | 70412.667 | 78275.6441 | 7450.8706 | 7558.8831 | 7607.6887 | 7833.4711 | 7963.8091 | 8023.7766 | 8023.5213 | 8005.374 | 7945.2725 | 7862.9771
Com ¦ Heat/Energy Recovery Ventilation | RET | C_Hospital | Greater Toronto Area | Space Heating/Ventilation | Commercial | NA | End Use Consumption (m^3/year) | 15 | 1.781 | 1.8187 | 1.8486 | 1.8713 | 1.8857 | 1.8726 | 1.8692 | 1.8693 | 1.8692 | 1.8692 | 0.40645 | 0.42336 | 0.43893 | 0.45319 | 0.46582 | 0.47182 | 0.4804 | 0.49002 | 0.49982 | 0.5098 | 0.22821 | 0.23278 | 0.23743 | 0.24218 | 0.24703 | 0.25197 | 0.25701 | 0.26215 | 0.26739 | 0.27274 | 0.17824 | 0.19059 | 0.2015 | 0.21101 | 0.21879 | 0.21985 | 0.2234 | 0.22787 | 0.23243 | 0.23707 | 3799404.5293 | 3780407.5066 | 3761505.4691 | 3742697.9418 | 3723984.452 | 3705364.5298 | 3686837.7071 | 3668403.5186 | 3650061.501 | 3631811.1935 | 3799404.5293 | 3780407.5066 | 3761505.4691 | 3742697.9418 | 3723984.452 | 3705364.5298 | 3686837.7071 | 3668403.5186 | 3650061.501 | 3631811.1935 | 120145.2888 | 242032.2788 | 364706.2596 | 491020.9805 | 619437.4025 | 748820.7996 | 878200.0803 | 1007286.7357 | 1135404.2551 | 1262194.7607 | 120145.2888 | 121886.9899 | 122673.9809 | 126314.7208 | 128416.4221 | 129383.3971 | 129379.2807 | 129086.6554 | 128117.5194 | 126790.5056
Com ¦ High perf.glazings ¦ Retro | RET | C_Hospital | Greater Toronto Area | Space Heating/Ventilation | Commercial | Windows Retro | End Use Consumption (m^3/year) | 30 | 1.1286 | 1.1444 | 1.1569 | 1.1664 | 1.1725 | 1.167 | 1.1656 | 1.1656 | 1.1656 | 1.1655 | 0.40969 | 0.42374 | 0.43695 | 0.44934 | 0.4607 | 0.46771 | 0.47649 | 0.48602 | 0.49574 | 0.50565 | 0.36301 | 0.37027 | 0.37767 | 0.38523 | 0.39293 | 0.40079 | 0.4088 | 0.41698 | 0.42532 | 0.43383 | 0.046685 | 0.053473 | 0.059275 | 0.064116 | 0.067774 | 0.066916 | 0.067683 | 0.069039 | 0.070417 | 0.071818 | 1753139.7791 | 1744374.0802 | 1735652.2098 | 1726973.9488 | 1718339.079 | 1709747.3836 | 1701198.6467 | 1692692.6535 | 1684229.1902 | 1675808.0443 | 1753139.7791 | 1744374.0802 | 1735652.2098 | 1726973.9488 | 1718339.079 | 1709747.3836 | 1701198.6467 | 1692692.6535 | 1684229.1902 | 1675808.0443 | 10555.0184 | 20207.1374 | 28819.1725 | 38307.8733 | 48109.0967 | 57846.1717 | 67274.6012 | 76579.22 | 85701.741 | 94773.028 | 10555.0184 | 9652.119 | 8612.035 | 9488.7009 | 9801.2233 | 9737.075 | 9428.4296 | 9304.6188 | 9122.5211 | 9071.2869
Com ¦ Operational Improvement | RET | C_Hospital | Greater Toronto Area | Cross Cutting/Behavioural | Commercial | NA | Customer Segment Consumption (m^3/year) | 5 | 2.0919 | 2.2142 | 2.3046 | 2.3725 | 2.4157 | 2.3793 | 2.3692 | 2.3692 | 2.3693 | 2.3693 | 0.051596 | 0.055707 | 0.05914 | 0.0621 | 0.064494 | 0.064795 | 0.065809 | 0.067124 | 0.06847 | 0.069841 | 0.024665 | 0.025158 | 0.025662 | 0.026175 | 0.026698 | 0.027232 | 0.027777 | 0.028332 | 0.028899 | 0.029477 | 0.026931 | 0.030548 | 0.033478 | 0.035925 | 0.037796 | 0.037563 | 0.038033 | 0.038792 | 0.039571 | 0.040364 | 3528555.7943 | 3510913.0153 | 3493358.4502 | 3475891.658 | 3458512.1997 | 3441219.6387 | 3424013.5405 | 3406893.4728 | 3389859.0054 | 3372909.7104 | 3528555.7943 | 3510913.0153 | 3493358.4502 | 3475891.658 | 3458512.1997 | 3441219.6387 | 3424013.5405 | 3406893.4728 | 3389859.0054 | 3372909.7104 | 148929.1274 | 303121.088 | 461527.6458 | 623453.4667 | 787525.8237 | 952336.9602 | 1116456.345 | 1278543.3656 | 1437252.3273 | 1591366.7592 | 148929.1274 | 154191.9606 | 158406.5579 | 161925.8209 | 164072.357 | 164811.1365 | 164119.3848 | 162087.0206 | 158708.9617 | 154114.4319
Com ¦ Roof Insulation Upgrade | RET | C_Hospital | Greater Toronto Area | Space Heating/Ventilation | Commercial | NA | Floor area (1000m2) | 20 | 0.96938 | 0.98631 | 0.99974 | 1.0099 | 1.0164 | 1.0105 | 1.009 | 1.009 | 1.009 | 1.009 | 0.36147 | 0.37513 | 0.38785 | 0.39962 | 0.41023 | 0.416 | 0.42369 | 0.43217 | 0.44081 | 0.44963 | 0.37288 | 0.38034 | 0.38795 | 0.39571 | 0.40362 | 0.41169 | 0.41993 | 0.42833 | 0.43689 | 0.44563 | -0.011417 | -0.0052059 | -0.00010224 | 0.0039177 | 0.0066095 | 0.0043095 | 0.0037681 | 0.0038478 | 0.0039229 | 0.0039953 | 44.5796 | 44.3567 | 44.1349 | 43.9143 | 43.6947 | 43.4762 | 43.2588 | 43.0425 | 42.8273 | 42.6132 | 0 | 0 | 0 | 43.9143 | 43.6947 | 43.4762 | 43.2588 | 43.0425 | 42.8273 | 42.6132 | 0 | 0 | 0 | 0.31713 | 0.64234 | 0.9668 | 1.2847 | 1.6004 | 1.9123 | 2.2236 | 0 | 0 | 0 | 0.31713 | 0.32521 | 0.32446 | 0.31792 | 0.31565 | 0.31194 | 0.31126
Com ¦ Super High Perf Glazing ¦Retro | RET | C_Hospital | Greater Toronto Area | Space Heating/Ventilation | Commercial | Windows Retro | End Use Consumption (m^3/year) | 30 | 0.53856 | 0.54611 | 0.55209 | 0.55662 | 0.5595 | 0.55687 | 0.5562 | 0.5562 | 0.5562 | 0.55619 | 0.61454 | 0.63561 | 0.65542 | 0.67401 | 0.69106 | 0.70156 | 0.71473 | 0.72903 | 0.74361 | 0.75847 | 1.1411 | 1.1639 | 1.1872 | 1.2109 | 1.2351 | 1.2598 | 1.285 | 1.3107 | 1.3369 | 1.3637 | -0.52653 | -0.52828 | -0.53175 | -0.5369 | -0.54407 | -0.55828 | -0.5703 | -0.5817 | -0.59334 | -0.60522 | 2629709.6687 | 2616561.1203 | 2603478.3147 | 2590460.9231 | 2577508.6185 | 2564621.0754 | 2551797.9701 | 2539038.9802 | 2526343.7853 | 2513712.0664 | 0 | 0 | 0 | 0 | 0 | 0 | 0 | 0 | 0 | 0 | 0 | 0 | 0 | 0 | 0 | 0 | 0 | 0 | 0 | 0 | 0 | 0 | 0 | 0 | 0 | 0 | 0 | 0 | 0 | 0
Com ¦ VFD | RET | C_Hospital | Greater Toronto Area | Space Heating/Ventilation | Commercial | NA | Customer Segment Consumption (m^3/year) | 15 | 39.0353 | 39.4431 | 39.772 | 40.0292 | 40.2048 | 40.0974 | 40.0934 | 40.1262 | 40.1593 | 40.1933 | 0.7971 | 0.82153 | 0.84495 | 0.86742 | 0.88865 | 0.904 | 0.92199 | 0.9412 | 0.96082 | 0.98086 | 0.02042 | 0.020828 | 0.021245 | 0.02167 | 0.022103 | 0.022545 | 0.022996 | 0.023456 | 0.023925 | 0.024404 | 0.77668 | 0.8007 | 0.82371 | 0.84575 | 0.86655 | 0.88146 | 0.899 | 0.91775 | 0.93689 | 0.95646 | 3111970.4907 | 3096410.6382 | 3080928.585 | 3065523.9421 | 3050196.3224 | 3034945.3408 | 3019770.6141 | 3004671.761 | 2989648.4022 | 2974700.1602 | 3111970.4907 | 3096410.6382 | 3080928.585 | 3065523.9421 | 3050196.3224 | 3034945.3408 | 3019770.6141 | 3004671.761 | 2989648.4022 | 2974700.1602 | 140427.4586 | 286373.6402 | 436781.5507 | 590426.9387 | 745943.8604 | 901870.8983 | 1056703.2768 | 1208951.2544 | 1357195.7953 | 1500143.503 | 140427.4586 | 145946.1817 | 150407.9105 | 153645.388 | 155516.9217 | 155927.038 | 154832.3785 | 152247.9775 | 148244.541 | 142947.7076
Com ¦ Wall Insulation Upgrade | RET | C_Hospital | Greater Toronto Area | Space Heating/Ventilation | Commercial | NA | Floor area (1000m2) | 20 | 0.23905 | 0.24323 | 0.24654 | 0.24904 | 0.25064 | 0.24918 | 0.24881 | 0.24882 | 0.24882 | 0.24881 | 0.29574 | 0.30693 | 0.31733 | 0.32697 | 0.33564 | 0.34037 | 0.34666 | 0.3536 | 0.36067 | 0.36788 | 1.2372 | 1.2619 | 1.2871 | 1.3129 | 1.3391 | 1.3659 | 1.3932 | 1.4211 | 1.4495 | 1.4785 | -0.94142 | -0.95498 | -0.96981 | -0.98592 | -1.0035 | -1.0256 | -1.0466 | -1.0675 | -1.0889 | -1.1106 | 143.2916 | 142.5751 | 141.8623 | 141.153 | 140.4472 | 139.745 | 139.0462 | 138.351 | 137.6592 | 136.971 | 0 | 0 | 0 | 0 | 0 | 0 | 0 | 0 | 0 | 0 | 0 | 0 | 0 | 0 | 0 | 0 | 0 | 0 | 0 | 0 | 0 | 0 | 0 | 0 | 0 | 0 | 0 | 0 | 0 | 0
Com ¦ Waste Water Heat Recovery ¦ Retro | RET | C_Hospital | Greater Toronto Area | Water Heating | Commercial | NA | Bed | 25 | 3.1643 | 3.2115 | 3.2469 | 3.2725 | 3.2876 | 3.2875 | 3.2832 | 3.2833 | 3.2833 | 3.2834 | 924.5678 | 957.1442 | 987.0388 | 1014.7277 | 1039.792 | 1060.5546 | 1080.3555 | 1101.9765 | 1124.0249 | 1146.5402 | 292.19 | 298.0338 | 303.9945 | 310.0744 | 316.2759 | 322.6014 | 329.0534 | 335.6345 | 342.3472 | 349.1941 | 632.3778 | 659.1104 | 683.0443 | 704.6533 | 723.5161 | 737.9533 | 751.3021 | 766.342 | 781.6778 | 797.3461 | 6084.8609 | 6054.4366 | 6024.1644 | 5994.0436 | 5964.0734 | 5934.253 | 5904.5818 | 5875.0588 | 5845.6836 | 5816.4551 | 6084.8609 | 6054.4366 | 6024.1644 | 5994.0436 | 5964.0734 | 5934.253 | 5904.5818 | 5875.0588 | 5845.6836 | 5816.4551 | 223.1469 | 451.8729 | 684.5584 | 923.2281 | 1165.543 | 1409.4895 | 1653.1792 | 1895.3856 | 2134.5209 | 2369.352 | 223.1469 | 228.726 | 232.6855 | 238.6698 | 242.3148 | 243.9465 | 243.6897 | 242.2064 | 239.1353 | 234.8311
Com ¦ Air Curtains | ROB | C_Hospital | Greater Toronto Area | Space Heating/Ventilation | Commercial | NA | Shipping door | 15 | 5.3878 | 5.504 | 5.5961 | 5.6658 | 5.7101 | 5.6694 | 5.659 | 5.6589 | 5.6587 | 5.6585 | 54793.8552 | 57095.1782 | 59211.3087 | 61147.8426 | 62858.8782 | 63658.8135 | 64812.7081 | 66108.1395 | 67428.0058 | 68773.4309 | 10170 | 10373.4 | 10580.868 | 10792.4854 | 11008.3351 | 11228.5018 | 11453.0718 | 11682.1332 | 11915.7759 | 12154.0914 | 44623.8552 | 46721.7782 | 48630.4407 | 50355.3572 | 51850.5432 | 52430.3118 | 53359.6363 | 54426.0063 | 55512.2299 | 56619.3395 | 2.1832 | 2.1723 | 2.1614 | 2.1506 | 2.1398 | 2.1291 | 2.1185 | 2.1079 | 2.0974 | 2.0869 | 2.1832 | 2.1723 | 2.1614 | 2.1506 | 2.1398 | 2.1291 | 2.1185 | 2.1079 | 2.0974 | 2.0869 | 0.10267 | 0.2004 | 0.29339 | 0.38213 | 0.46671 | 0.54723 | 0.62381 | 0.69662 | 0.7658 | 0.83151 | 0.10267 | 0.097735 | 0.092985 | 0.088745 | 0.084577 | 0.080518 | 0.076577 | 0.072814 | 0.069183 | 0.06571
Com ¦ Condensing Boiler ¦ Std Baseline | ROB | C_Hospital | Greater Toronto Area | Space Heating/Ventilation | Commercial | Com¦Boiler¦Std | End Use Consumption (m^3/year) | 25 | 1.5743 | 1.5984 | 1.6176 | 1.6321 | 1.6413 | 1.6329 | 1.6308 | 1.6308 | 1.6308 | 1.6307 | 0.52357 | 0.54224 | 0.55971 | 0.57602 | 0.59087 | 0.59959 | 0.61078 | 0.623 | 0.63546 | 0.64816 | 0.33258 | 0.33923 | 0.34601 | 0.35294 | 0.35999 | 0.36719 | 0.37454 | 0.38203 | 0.38967 | 0.39746 | 0.19099 | 0.20301 | 0.21369 | 0.22309 | 0.23087 | 0.23239 | 0.23624 | 0.24097 | 0.24579 | 0.25069 | 6150715.601 | 6119962.023 | 6089362.2129 | 6058915.4018 | 6028620.8248 | 5998477.7207 | 5968485.3321 | 5938642.9054 | 5908949.6909 | 5879404.9425 | 6150715.601 | 6119962.023 | 6089362.2129 | 6058915.4018 | 6028620.8248 | 5998477.7207 | 5968485.3321 | 5938642.9054 | 5908949.6909 | 5879404.9425 | 5604.266 | 15582.5102 | 29129.6932 | 46885.9912 | 68156.8758 | 92246.419 | 118462.5819 | 146531.7139 | 175967.1628 | 206545.9757 | 5604.266 | 9978.2442 | 13547.183 | 17756.2979 | 21270.8846 | 24089.5433 | 26216.1629 | 28069.132 | 29435.4489 | 30578.8129
Com ¦ Condensing Water Heaters | ROB | C_Hospital | Greater Toronto Area | Water Heating | Commercial | Com ¦ Water Heating | End Use Consumption (m^3/year) | 13 | 1.5536 | 1.5892 | 1.6159 | 1.6352 | 1.6466 | 1.6465 | 1.6432 | 1.6432 | 1.6432 | 1.6432 | 0.24404 | 0.25463 | 0.26408 | 0.27258 | 0.27997 | 0.28555 | 0.29068 | 0.29649 | 0.30242 | 0.30847 | 0.15708 | 0.16022 | 0.16343 | 0.1667 | 0.17003 | 0.17343 | 0.1769 | 0.18044 | 0.18405 | 0.18773 | 0.086963 | 0.094409 | 0.10066 | 0.10589 | 0.10994 | 0.11212 | 0.11378 | 0.11606 | 0.11838 | 0.12075 | 84814.0608 | 84389.9905 | 83968.0405 | 83548.2003 | 83130.4593 | 82714.807 | 82301.233 | 81889.7268 | 81480.2782 | 81072.8768 | 84814.0608 | 84389.9905 | 83968.0405 | 83548.2003 | 83130.4593 | 82714.807 | 82301.233 | 81889.7268 | 81480.2782 | 81072.8768 | 2553.7426 | 4983.6923 | 7286.7086 | 9535.2819 | 11709.7517 | 13800.8959 | 15803.7973 | 17727.6377 | 19573.1664 | 21347.4443 | 2553.7426 | 2429.9498 | 2303.0162 | 2248.5734 | 2174.4698 | 2091.1442 | 2002.9014 | 1923.8404 | 1845.5286 | 1774.278
Com ¦ Demand Control Kitchen Ventilation | ROB | C_Hospital | Greater Toronto Area | Space Heating/Ventilation | Commercial | NA | per building | 15 | 4.3624 | 4.408 | 4.4448 | 4.4736 | 4.4933 | 4.4812 | 4.4808 | 4.4844 | 4.4881 | 4.4919 | 65435.9299 | 67442.9283 | 69366.2343 | 71211.5723 | 72954.905 | 74214.772 | 75691.2479 | 77268.2103 | 78878.4803 | 80524.0625 | 15000 | 15300 | 15606 | 15918.12 | 16236.4824 | 16561.212 | 16892.4363 | 17230.285 | 17574.8907 | 17926.3885 | 50435.9299 | 52142.9283 | 53760.2343 | 55293.4523 | 56718.4226 | 57653.56 | 58798.8116 | 60037.9253 | 61303.5896 | 62597.674 | 1744.3419 | 1735.6202 | 1726.9421 | 1718.3073 | 1709.7158 | 1701.1672 | 1692.6614 | 1684.1981 | 1675.7771 | 1667.3982 | 1744.3419 | 1735.6202 | 1726.9421 | 1718.3073 | 1709.7158 | 1701.1672 | 1692.6614 | 1684.1981 | 1675.7771 | 1667.3982 | 78.867 | 153.7898 | 224.9708 | 292.8535 | 357.5286 | 419.1051 | 477.6934 | 533.4444 | 586.4683 | 636.8916 | 78.867 | 74.9229 | 71.181 | 67.8827 | 64.675 | 61.5765 | 58.5884 | 55.751 | 53.0239 | 50.4232
Com ¦ Efficient Gas Broilers | ROB | C_Hospital | Greater Toronto Area | Appliances/Other | Commercial | NA | Equipment | 12 | 2.8503 | 2.9204 | 2.9726 | 3.0104 | 3.0329 | 3.0322 | 3.0258 | 3.0258 | 3.0258 | 3.0258 | 3619.8472 | 3783.1185 | 3927.7842 | 4057.2257 | 4169.3171 | 4251.6453 | 4327.6076 | 4414.1824 | 4502.4753 | 4592.4136 | 1270 | 1295.4 | 1321.308 | 1347.7342 | 1374.6888 | 1402.1826 | 1430.2263 | 1458.8308 | 1488.0074 | 1517.7676 | 2349.8472 | 2487.7185 | 2606.4762 | 2709.4916 | 2794.6283 | 2849.4627 | 2897.3813 | 2955.3516 | 3014.4679 | 3074.646 | 201.3754 | 200.3685 | 199.3666 | 198.3698 | 197.378 | 196.3911 | 195.4091 | 194.4321 | 193.4599 | 192.4926 | 201.3754 | 200.3685 | 199.3666 | 198.3698 | 197.378 | 196.3911 | 195.4091 | 194.4321 | 193.4599 | 192.4926 | 13.5283 | 25.913 | 37.2536 | 47.7417 | 57.4247 | 66.3567 | 74.5905 | 82.1923 | 89.2102 | 95.6963 | 13.5283 | 12.3847 | 11.3406 | 10.488 | 9.683 | 8.932 | 8.2338 | 7.6018 | 7.0179 | 6.4862
Com ¦ Efficient Gas Griddles | ROB | C_Hospital | Greater Toronto Area | Appliances/Other | Commercial | NA | Equipment | 10 | 4.3596 | 4.4841 | 4.5767 | 4.6436 | 4.6836 | 4.6822 | 4.671 | 4.671 | 4.671 | 4.6709 | 5013.5702 | 5259.8733 | 5475.7893 | 5666.9948 | 5830.0936 | 5945.0129 | 6049.3306 | 6170.3006 | 6293.7734 | 6419.5086 | 1150 | 1173 | 1196.46 | 1220.3892 | 1244.797 | 1269.6929 | 1295.0868 | 1320.9885 | 1347.4083 | 1374.3565 | 3863.5702 | 4086.8733 | 4279.3293 | 4446.6056 | 4585.2966 | 4675.3199 | 4754.2438 | 4849.3121 | 4946.3651 | 5045.1521 | 363.7704 | 361.9516 | 360.1418 | 358.3411 | 356.5494 | 354.7667 | 352.9928 | 351.2279 | 349.4717 | 347.7244 | 363.7704 | 361.9516 | 360.1418 | 358.3411 | 356.5494 | 354.7667 | 352.9928 | 351.2279 | 349.4717 | 347.7244 | 25.9662 | 49.7767 | 71.6384 | 91.7965 | 110.3877 | 127.5388 | 143.364 | 157.9766 | 171.4704 | 183.9354 | 25.9662 | 23.8105 | 21.8617 | 20.1581 | 18.5912 | 17.1511 | 15.8252 | 14.6126 | 13.4938 | 12.4651
Com ¦ Efficient Gas Ovens | ROB | C_Hospital | Greater Toronto Area | Appliances/Other | Commercial | NA | Equipment | 12 | 2.0905 | 2.142 | 2.1802 | 2.2079 | 2.2244 | 2.2239 | 2.2192 | 2.2192 | 2.2192 | 2.2192 | 1829.2171 | 1911.6996 | 1984.7857 | 2050.183 | 2106.8181 | 2148.4214 | 2186.81 | 2230.5593 | 2275.1771 | 2320.6267 | 875 | 892.5 | 910.35 | 928.557 | 947.1281 | 966.0707 | 985.3921 | 1005.1 | 1025.202 | 1045.706 | 954.2171 | 1019.1996 | 1074.4357 | 1121.626 | 1159.69 | 1182.3507 | 1201.4179 | 1225.4594 | 1249.9751 | 1274.9207 | 92.8837 | 92.4192 | 91.9572 | 91.4974 | 91.0399 | 90.5847 | 90.1318 | 89.6811 | 89.2327 | 88.7865 | 92.8837 | 92.4192 | 91.9572 | 91.4974 | 91.0399 | 90.5847 | 90.1318 | 89.6811 | 89.2327 | 88.7865 | 4.8633 | 9.4009 | 13.6263 | 17.6241 | 21.3872 | 24.9182 | 28.2229 | 31.3204 | 34.2206 | 36.9392 | 4.8633 | 4.5376 | 4.2254 | 3.9978 | 3.7632 | 3.531 | 3.3047 | 3.0975 | 2.9002 | 2.7186
Com ¦ Efficient Gas Range Tops | ROB | C_Hospital | Greater Toronto Area | Appliances/Other | Commercial | NA | Equipment | 10 | 2.1138 | 2.1741 | 2.219 | 2.2514 | 2.2708 | 2.2702 | 2.2647 | 2.2647 | 2.2647 | 2.2647 | 1691.0065 | 1774.0811 | 1846.9065 | 1911.3975 | 1966.4084 | 2005.169 | 2040.3539 | 2081.1554 | 2122.801 | 2165.2097 | 800 | 816 | 832.32 | 848.9664 | 865.9457 | 883.2646 | 900.9299 | 918.9485 | 937.3275 | 956.0741 | 891.0065 | 958.0811 | 1014.5865 | 1062.4311 | 1100.4627 | 1121.9044 | 1139.424 | 1162.2069 | 1185.4735 | 1209.1357 | 109.0619 | 108.5166 | 107.974 | 107.4341 | 106.897 | 106.3625 | 105.8307 | 105.3015 | 104.775 | 104.2511 | 109.0619 | 108.5166 | 107.974 | 107.4341 | 106.897 | 106.3625 | 105.8307 | 105.3015 | 104.775 | 104.2511 | 7.121 | 13.6369 | 19.5989 | 25.1197 | 30.2199 | 34.9257 | 39.2635 | 43.2693 | 46.9683 | 50.3887 | 7.121 | 6.5159 | 5.962 | 5.5208 | 5.1002 | 4.7058 | 4.3378 | 4.0059 | 3.699 | 3.4204
Com ¦ Energy Star Gas Fryers | ROB | C_Hospital | Greater Toronto Area | Appliances/Other | Commercial | NA | Equipment | 12 | 2.2897 | 2.3456 | 2.3873 | 2.4174 | 2.4354 | 2.4348 | 2.4298 | 2.4298 | 2.4299 | 2.4298 | 2353.7648 | 2459.5342 | 2553.2974 | 2637.2393 | 2709.9887 | 2763.5282 | 2812.9657 | 2869.2682 | 2926.6923 | 2985.1919 | 1028 | 1048.56 | 1069.5312 | 1090.9218 | 1112.7403 | 1134.9951 | 1157.695 | 1180.8489 | 1204.4658 | 1228.5552 | 1325.7648 | 1410.9742 | 1483.7662 | 1546.3175 | 1597.2484 | 1628.5332 | 1655.2707 | 1688.4193 | 1722.2264 | 1756.6367 | 113.6002 | 113.0322 | 112.4671 | 111.9047 | 111.3452 | 110.7885 | 110.2345 | 109.6834 | 109.135 | 108.5893 | 113.6002 | 113.0322 | 112.4671 | 111.9047 | 111.3452 | 110.7885 | 110.2345 | 109.6834 | 109.135 | 108.5893 | 6.0891 | 11.7835 | 17.1013 | 22.1231 | 26.8478 | 31.2822 | 35.4361 | 39.3305 | 42.9783 | 46.3966 | 6.0891 | 5.6944 | 5.3177 | 5.0218 | 4.7247 | 4.4345 | 4.1539 | 3.8944 | 3.6477 | 3.4183
Com ¦ Near Condensing Boiler¦ Std Baseline | ROB | C_Hospital | Greater Toronto Area | Space Heating/Ventilation | Commercial | Com¦Boiler¦Std | End Use Consumption (m^3/year) | 25 | 4.3784 | 4.4456 | 4.4989 | 4.5392 | 4.5649 | 4.5415 | 4.5355 | 4.5356 | 4.5355 | 4.5355 | 0.29918 | 0.30985 | 0.31983 | 0.32915 | 0.33764 | 0.34262 | 0.34902 | 0.356 | 0.36312 | 0.37037 | 0.068331 | 0.069697 | 0.071091 | 0.072513 | 0.073963 | 0.075443 | 0.076952 | 0.078491 | 0.08006 | 0.081662 | 0.23085 | 0.24015 | 0.24874 | 0.25664 | 0.26367 | 0.26718 | 0.27206 | 0.27751 | 0.28306 | 0.28871 | 3514694.6292 | 3497121.156 | 3479635.5502 | 3462237.3725 | 3444926.1856 | 3427701.5547 | 3410563.0469 | 3393510.2317 | 3376542.6805 | 3359659.9671 | 3514694.6292 | 3497121.156 | 3479635.5502 | 3462237.3725 | 3444926.1856 | 3427701.5547 | 3410563.0469 | 3393510.2317 | 3376542.6805 | 3359659.9671 | 85999.0585 | 164040.9257 | 234425.4421 | 298217.1266 | 355609.241 | 406929.7084 | 452563.0288 | 493037.2312 | 528789.8727 | 560311.4878 | 85999.0585 | 78041.8672 | 70384.5164 | 63791.6845 | 57392.1144 | 51320.4674 | 45633.3204 | 40474.2023 | 35752.6416 | 31521.6151
Com ¦ Steam Boiler Replacement | ROB | C_Hospital | Greater Toronto Area | Space Heating/Ventilation | Commercial | NA | Customer Segment Consumption (m^3/year) | 25 | 5.4022 | 5.4851 | 5.5508 | 5.6006 | 5.6323 | 5.6033 | 5.596 | 5.5961 | 5.596 | 5.596 | 0.074796 | 0.077462 | 0.079958 | 0.082289 | 0.084409 | 0.085655 | 0.087254 | 0.089 | 0.090779 | 0.092594 | 0.013845 | 0.014122 | 0.014405 | 0.014693 | 0.014987 | 0.015286 | 0.015592 | 0.015904 | 0.016222 | 0.016547 | 0.06095 | 0.06334 | 0.065553 | 0.067596 | 0.069423 | 0.070369 | 0.071662 | 0.073096 | 0.074557 | 0.076047 | 579182.138 | 576286.2273 | 573404.7961 | 570537.7721 | 567685.0833 | 564846.6579 | 562022.4246 | 559212.3125 | 556416.2509 | 553634.1696 | 579182.138 | 576286.2273 | 573404.7961 | 570537.7721 | 567685.0833 | 564846.6579 | 562022.4246 | 559212.3125 | 556416.2509 | 553634.1696 | 15728.1552 | 31109.4586 | 46105.5645 | 60791.4681 | 75117.6622 | 89052.9734 | 102575.8288 | 115687.9299 | 128382.1898 | 140663.0411 | 15728.1552 | 15381.3034 | 14996.1059 | 14685.9036 | 14326.1941 | 13935.3112 | 13522.8554 | 13112.101 | 12694.2599 | 12280.8513
Com ¦ Steam Traps | ROB | C_Hospital | Greater Toronto Area | Space Heating/Ventilation | Commercial | NA | Customer Segment Consumption (m^3/year) | 5 | 9.1547 | 9.6933 | 10.0923 | 10.3947 | 10.5875 | 10.4115 | 10.3673 | 10.3677 | 10.3677 | 10.3675 | 0.046492 | 0.050211 | 0.053324 | 0.05602 | 0.0582 | 0.058378 | 0.059292 | 0.06048 | 0.06169 | 0.062923 | 0.0050784 | 0.00518 | 0.0052836 | 0.0053893 | 0.0054971 | 0.005607 | 0.0057191 | 0.0058335 | 0.0059502 | 0.0060692 | 0.041413 | 0.045031 | 0.04804 | 0.05063 | 0.052703 | 0.052771 | 0.053573 | 0.054647 | 0.05574 | 0.056853 | 1191128.0042 | 1185172.3642 | 1179246.5023 | 1173350.2698 | 1167483.5185 | 1161646.1009 | 1155837.8704 | 1150058.681 | 1144308.3876 | 1138586.8457 | 1191128.0042 | 1185172.3642 | 1179246.5023 | 1173350.2698 | 1167483.5185 | 1161646.1009 | 1155837.8704 | 1150058.681 | 1144308.3876 | 1138586.8457 | 179199.2372 | 326477.7142 | 448005.1077 | 548670.9485 | 632364.2309 | 702190.1855 | 760638.4002 | 809713.3479 | 851035.8965 | 885922.4265 | 179199.2372 | 147278.477 | 121527.3935 | 100665.8409 | 83693.2824 | 69825.9545 | 58448.2147 | 49074.9477 | 41322.5487 | 34886.53
Com ¦ Tankless Water Heaters | ROB | C_Hospital | Greater Toronto Area | Water Heating | Commercial | Com ¦ Water Heating | End Use Consumption (m^3/year) | 18 | 0.54413 | 0.55403 | 0.56143 | 0.5668 | 0.56995 | 0.56992 | 0.56902 | 0.56902 | 0.56901 | 0.56902 | 0.46011 | 0.47785 | 0.49392 | 0.50862 | 0.52167 | 0.53208 | 0.54186 | 0.5527 | 0.56375 | 0.57503 | 0.84559 | 0.8625 | 0.87976 | 0.89735 | 0.9153 | 0.9336 | 0.95228 | 0.97132 | 0.99075 | 1.0106 | -0.38548 | -0.38465 | -0.38583 | -0.38873 | -0.39362 | -0.40152 | -0.41041 | -0.41862 | -0.427 | -0.43553 | 126824.7638 | 126190.64 | 125559.6868 | 124931.8883 | 124307.2289 | 123685.6927 | 123067.2643 | 122451.928 | 121839.6683 | 121230.47 | 0 | 0 | 0 | 0 | 0 | 0 | 0 | 0 | 0 | 0 | 0 | 0 | 0 | 0 | 0 | 0 | 0 | 0 | 0 | 0 | 0 | 0 | 0 | 0 | 0 | 0 | 0 | 0 | 0 | 0
Com ¦ Air Curtains | NEW | C_Logistics & Warehouses | Greater Toronto Area | Space Heating/Ventilation | Commercial | NA | Shipping door | 15 | 5.3878 | 5.504 | 5.5961 | 5.6658 | 5.7101 | 5.6694 | 5.659 | 5.6589 | 5.6587 | 5.6585 | 54793.8552 | 57095.1782 | 59211.3087 | 61147.8426 | 62858.8782 | 63658.8135 | 64812.7081 | 66108.1395 | 67428.0058 | 68773.4309 | 10170 | 10373.4 | 10580.868 | 10792.4854 | 11008.3351 | 11228.5018 | 11453.0718 | 11682.1332 | 11915.7759 | 12154.0914 | 44623.8552 | 46721.7782 | 48630.4407 | 50355.3572 | 51850.5432 | 52430.3118 | 53359.6363 | 54426.0063 | 55512.2299 | 56619.3395 | 24.7482 | 49.7191 | 74.9165 | 100.3442 | 126.006 | 151.9057 | 178.0474 | 204.4349 | 231.0724 | 257.964 | 24.7482 | 49.7191 | 74.9165 | 100.3442 | 126.006 | 151.9057 | 178.0474 | 204.4349 | 231.0724 | 257.964 | 17.4778 | 35.1129 | 53.2546 | 71.8849 | 91.045 | 110.7055 | 130.8434 | 151.438 | 172.4802 | 193.9543 | 17.4778 | 17.6351 | 18.1417 | 18.6303 | 19.16 | 19.6605 | 20.1379 | 20.5947 | 21.0422 | 21.4741
Com ¦ Condensing Boiler ¦ Near Cond Baseline | NEW | C_Logistics & Warehouses | Greater Toronto Area | Space Heating/Ventilation | Commercial | NA | End Use Consumption (m^3/year) | 25 | 1.0302 | 1.046 | 1.0586 | 1.0681 | 1.0741 | 1.0686 | 1.0672 | 1.0672 | 1.0672 | 1.0672 | 0.22439 | 0.23239 | 0.23987 | 0.24687 | 0.25323 | 0.25697 | 0.26176 | 0.267 | 0.27234 | 0.27778 | 0.2178 | 0.22216 | 0.2266 | 0.23114 | 0.23576 | 0.24047 | 0.24528 | 0.25019 | 0.25519 | 0.2603 | 0.0065823 | 0.010226 | 0.013271 | 0.01573 | 0.01747 | 0.016492 | 0.016479 | 0.016811 | 0.017145 | 0.017485 | 169157.7236 | 339330.3935 | 510533.4031 | 682782.2939 | 856092.7574 | 1030480.6367 | 1205961.9284 | 1382552.7843 | 1560269.5133 | 1739128.583 | 169157.7236 | 339330.3935 | 510533.4031 | 682782.2939 | 856092.7574 | 1030480.6367 | 1205961.9284 | 1382552.7843 | 1560269.5133 | 1739128.583 | 17059.2507 | 34220.8569 | 50300.4572 | 64984.2699 | 81527.9175 | 98969.6326 | 116632.1024 | 134048.5033 | 151538.8287 | 168975.9051 | 17059.2507 | 17161.6062 | 16079.6004 | 14683.8127 | 16543.6475 | 17441.7151 | 17662.4698 | 17416.4008 | 17490.3254 | 17437.0765
Com ¦ Condensing Boiler ¦ Std Baseline | NEW | C_Logistics & Warehouses | Greater Toronto Area | Space Heating/Ventilation | Commercial | Com¦Boiler¦Std | End Use Consumption (m^3/year) | 25 | 1.5743 | 1.5984 | 1.6176 | 1.6321 | 1.6413 | 1.6329 | 1.6308 | 1.6308 | 1.6308 | 1.6307 | 0.52357 | 0.54224 | 0.55971 | 0.57602 | 0.59087 | 0.59959 | 0.61078 | 0.623 | 0.63546 | 0.64816 | 0.33258 | 0.33923 | 0.34601 | 0.35294 | 0.35999 | 0.36719 | 0.37454 | 0.38203 | 0.38967 | 0.39746 | 0.19099 | 0.20301 | 0.21369 | 0.22309 | 0.23087 | 0.23239 | 0.23624 | 0.24097 | 0.24579 | 0.25069 | 394701.355 | 791770.9181 | 1191244.6072 | 1593158.6858 | 1997549.7673 | 2404454.8191 | 2813911.1664 | 3225956.4968 | 3640628.8643 | 4057966.6936 | 394701.355 | 791770.9181 | 1191244.6072 | 1593158.6858 | 1997549.7673 | 2404454.8191 | 2813911.1664 | 3225956.4968 | 3640628.8643 | 4057966.6936 | 8992.9057 | 18039.7689 | 34959.1861 | 59099.7186 | 92314.0484 | 134124.8029 | 183945.2329 | 241080.9121 | 305566.7485 | 376941.8925 | 8992.9057 | 9046.8631 | 16919.4172 | 24140.5326 | 33214.3297 | 41810.7545 | 49820.43 | 57135.6792 | 64485.8364 | 71375.144
Com ¦ Condensing Unit Heaters | NEW | C_Logistics & Warehouses | Greater Toronto Area | Space Heating/Ventilation | Commercial | Com ¦ Unit Heater | End Use Consumption (m^3/year) | 20 | 3.0027 | 3.0552 | 3.0967 | 3.1282 | 3.1483 | 3.13 | 3.1254 | 3.1254 | 3.1254 | 3.1253 | 0.36147 | 0.37513 | 0.38785 | 0.39962 | 0.41023 | 0.416 | 0.42369 | 0.43217 | 0.44081 | 0.44963 | 0.12038 | 0.12279 | 0.12524 | 0.12775 | 0.1303 | 0.13291 | 0.13557 | 0.13828 | 0.14104 | 0.14386 | 0.24109 | 0.25235 | 0.2626 | 0.27188 | 0.27993 | 0.28309 | 0.28813 | 0.29389 | 0.29977 | 0.30576 | 89101.4346 | 178737.4778 | 268916.2379 | 359645.901 | 450934.7326 | 542791.0776 | 635223.3622 | 728240.0939 | 821849.8633 | 916061.3446 | 89101.4346 | 178737.4778 | 268916.2379 | 359645.901 | 450934.7326 | 542791.0776 | 635223.3622 | 728240.0939 | 821849.8633 | 916061.3446 | 54565.6196 | 109458.633 | 165270.0574 | 221848.683 | 279946.813 | 339274.8278 | 399654.4876 | 460953.8656 | 523210.3411 | 586367.2938 | 54565.6196 | 54893.0134 | 55811.4244 | 56578.6256 | 58098.13 | 59328.0148 | 60379.6599 | 61299.378 | 62256.4755 | 63156.9527
Com ¦ Condensing Water Heaters | NEW | C_Logistics & Warehouses | Greater Toronto Area | Water Heating | Commercial | Com ¦ Water Heating | End Use Consumption (m^3/year) | 13 | 1.5536 | 1.5892 | 1.6159 | 1.6352 | 1.6466 | 1.6465 | 1.6432 | 1.6432 | 1.6432 | 1.6432 | 0.24404 | 0.25463 | 0.26408 | 0.27258 | 0.27997 | 0.28555 | 0.29068 | 0.29649 | 0.30242 | 0.30847 | 0.15708 | 0.16022 | 0.16343 | 0.1667 | 0.17003 | 0.17343 | 0.1769 | 0.18044 | 0.18405 | 0.18773 | 0.086963 | 0.094409 | 0.10066 | 0.10589 | 0.10994 | 0.11212 | 0.11378 | 0.11606 | 0.11838 | 0.12075 | 1184.7896 | 2376.6879 | 3575.8027 | 4782.243 | 5996.1185 | 7217.5404 | 8446.6206 | 9683.4722 | 10928.2094 | 12180.9477 | 1184.7896 | 2376.6879 | 3575.8027 | 4782.243 | 5996.1185 | 7217.5404 | 8446.6206 | 9683.4722 | 10928.2094 | 12180.9477 | 641.4942 | 1286.8373 | 1939.8479 | 2597.9062 | 3277.7003 | 3973.5749 | 4682.1739 | 5401.0555 | 6131.3503 | 6872.1325 | 641.4942 | 645.3431 | 653.0106 | 658.0584 | 679.794 | 695.8746 | 708.599 | 718.8816 | 730.2947 | 740.7823
Com ¦ High perf.glazings ¦ New | NEW | C_Logistics & Warehouses | Greater Toronto Area | Space Heating/Ventilation | Commercial | Windows New | End Use Consumption (m^3/year) | 30 | 1.6157 | 1.6383 | 1.6563 | 1.6698 | 1.6785 | 1.6706 | 1.6686 | 1.6686 | 1.6686 | 1.6686 | 0.40969 | 0.42374 | 0.43695 | 0.44934 | 0.4607 | 0.46771 | 0.47649 | 0.48602 | 0.49574 | 0.50565 | 0.25357 | 0.25864 | 0.26382 | 0.26909 | 0.27447 | 0.27996 | 0.28556 | 0.29127 | 0.2971 | 0.30304 | 0.15612 | 0.1651 | 0.17313 | 0.18025 | 0.18623 | 0.18774 | 0.19093 | 0.19475 | 0.19864 | 0.2026 | 112501.8114 | 225678.6336 | 339540.7044 | 454098.3599 | 569362.0361 | 685342.2697 | 802049.6997 | 919495.0681 | 1037689.2214 | 1156643.1118 | 112501.8114 | 225678.6336 | 339540.7044 | 454098.3599 | 569362.0361 | 685342.2697 | 802049.6997 | 919495.0681 | 1037689.2214 | 1156643.1118 | 32790.2763 | 65777.2943 | 98374.919 | 130097.4196 | 163933.8369 | 198886.2765 | 234377.9602 | 270003.8344 | 306037.1423 | 342399.5461 | 32790.2763 | 32987.018 | 32597.6247 | 31722.5006 | 33836.4174 | 34952.4396 | 35491.6836 | 35625.8742 | 36033.3079 | 36362.4039
Com ¦ Infrared Heaters | NEW | C_Logistics & Warehouses | Greater Toronto Area | Space Heating/Ventilation | Commercial | Com ¦ Unit Heater | End Use Consumption (m^3/year) | 20 | 1.4656 | 1.4912 | 1.5115 | 1.5269 | 1.5367 | 1.5277 | 1.5255 | 1.5255 | 1.5255 | 1.5255 | 0.098582 | 0.10231 | 0.10578 | 0.10899 | 0.11188 | 0.11346 | 0.11555 | 0.11787 | 0.12022 | 0.12263 | 0.067263 | 0.068608 | 0.069981 | 0.07138 | 0.072808 | 0.074264 | 0.075749 | 0.077264 | 0.078809 | 0.080386 | 0.031319 | 0.033701 | 0.035795 | 0.037608 | 0.039073 | 0.039191 | 0.039804 | 0.040601 | 0.041413 | 0.042239 | 12150.1956 | 24373.2924 | 36670.3961 | 49042.6229 | 61491.0999 | 74016.9651 | 86621.3676 | 99305.4674 | 112070.4359 | 124917.4561 | 12150.1956 | 24373.2924 | 36670.3961 | 49042.6229 | 61491.0999 | 74016.9651 | 86621.3676 | 99305.4674 | 112070.4359 | 124917.4561 | 93.9745 | 188.5128 | 288.7271 | 393.7221 | 504.0477 | 619.783 | 740.8017 | 866.7928 | 997.5847 | 1132.946 | 93.9745 | 94.5383 | 100.2143 | 104.995 | 110.3256 | 115.7353 | 121.0186 | 125.9912 | 130.7919 | 135.3613
Com ¦ Near Condensing Boiler¦ Std Baseline | NEW | C_Logistics & Warehouses | Greater Toronto Area | Space Heating/Ventilation | Commercial | Com¦Boiler¦Std | End Use Consumption (m^3/year) | 25 | 4.3784 | 4.4456 | 4.4989 | 4.5392 | 4.5649 | 4.5415 | 4.5355 | 4.5356 | 4.5355 | 4.5355 | 0.29918 | 0.30985 | 0.31983 | 0.32915 | 0.33764 | 0.34262 | 0.34902 | 0.356 | 0.36312 | 0.37037 | 0.068331 | 0.069697 | 0.071091 | 0.072513 | 0.073963 | 0.075443 | 0.076952 | 0.078491 | 0.08006 | 0.081662 | 0.23085 | 0.24015 | 0.24874 | 0.25664 | 0.26367 | 0.26718 | 0.27206 | 0.27751 | 0.28306 | 0.28871 | 225543.6314 | 452440.5246 | 680711.2041 | 910376.3919 | 1141457.0099 | 1373974.1823 | 1607949.2379 | 1843403.7124 | 2080359.351 | 2318838.1106 | 225543.6314 | 452440.5246 | 680711.2041 | 910376.3919 | 1141457.0099 | 1373974.1823 | 1607949.2379 | 1843403.7124 | 2080359.351 | 2318838.1106 | 137998.7004 | 276825.3929 | 408939.6744 | 534005.5793 | 652849.1081 | 765072.8455 | 870538.4003 | 969255.4837 | 1061456.5304 | 1147333.332 | 137998.7004 | 138826.6926 | 132114.2815 | 125065.9049 | 118843.5287 | 112223.7374 | 105465.5548 | 98717.0834 | 92201.0467 | 85876.8017
Com ¦ Super High Perf Glazing ¦New | NEW | C_Logistics & Warehouses | Greater Toronto Area | Space Heating/Ventilation | Commercial | Windows New | End Use Consumption (m^3/year) | 30 | 0.53856 | 0.54611 | 0.55209 | 0.55662 | 0.5595 | 0.55687 | 0.5562 | 0.5562 | 0.5562 | 0.55619 | 0.61454 | 0.63561 | 0.65542 | 0.67401 | 0.69106 | 0.70156 | 0.71473 | 0.72903 | 0.74361 | 0.75847 | 1.1411 | 1.1639 | 1.1872 | 1.2109 | 1.2351 | 1.2598 | 1.285 | 1.3107 | 1.3369 | 1.3637 | -0.52653 | -0.52828 | -0.53175 | -0.5369 | -0.54407 | -0.55828 | -0.5703 | -0.5817 | -0.59334 | -0.60522 | 168752.717 | 338517.9504 | 509311.0565 | 681147.5398 | 854043.0541 | 1028013.4046 | 1203074.5495 | 1379242.6021 | 1556533.8321 | 1734964.6678 | 0 | 0 | 0 | 0 | 0 | 0 | 0 | 0 | 0 | 0 | 0 | 0 | 0 | 0 | 0 | 0 | 0 | 0 | 0 | 0 | 0 | 0 | 0 | 0 | 0 | 0 | 0 | 0 | 0 | 0
Com ¦ Tankless Water Heaters | NEW | C_Logistics & Warehouses | Greater Toronto Area | Water Heating | Commercial | Com ¦ Water Heating | End Use Consumption (m^3/year) | 18 | 0.54413 | 0.55403 | 0.56143 | 0.5668 | 0.56995 | 0.56992 | 0.56902 | 0.56902 | 0.56901 | 0.56902 | 0.46011 | 0.47785 | 0.49392 | 0.50862 | 0.52167 | 0.53208 | 0.54186 | 0.5527 | 0.56375 | 0.57503 | 0.84559 | 0.8625 | 0.87976 | 0.89735 | 0.9153 | 0.9336 | 0.95228 | 0.97132 | 0.99075 | 1.0106 | -0.38548 | -0.38465 | -0.38583 | -0.38873 | -0.39362 | -0.40152 | -0.41041 | -0.41862 | -0.427 | -0.43553 | 1771.6479 | 3553.9258 | 5346.9947 | 7151.0175 | 8966.1586 | 10792.5838 | 12630.4606 | 14479.9584 | 16341.2478 | 18214.5013 | 0 | 0 | 0 | 0 | 0 | 0 | 0 | 0 | 0 | 0 | 0 | 0 | 0 | 0 | 0 | 0 | 0 | 0 | 0 | 0 | 0 | 0 | 0 | 0 | 0 | 0 | 0 | 0 | 0 | 0
Com ¦ Air Sealing | RET | C_Logistics & Warehouses | Greater Toronto Area | Space Heating/Ventilation | Commercial | NA | Floor area (1000m2) | 6 | 0.7443 | 0.77842 | 0.80548 | 0.82599 | 0.83903 | 0.82713 | 0.82412 | 0.82415 | 0.82415 | 0.82412 | 0.06258 | 0.066757 | 0.07046 | 0.073699 | 0.07636 | 0.076782 | 0.078033 | 0.079597 | 0.081189 | 0.082809 | 0.084079 | 0.08576 | 0.087476 | 0.089225 | 0.09101 | 0.09283 | 0.094686 | 0.09658 | 0.098512 | 0.10048 | -0.021499 | -0.019003 | -0.017016 | -0.015526 | -0.01465 | -0.016047 | -0.016654 | -0.016984 | -0.017323 | -0.017673 | 1059.8403 | 1054.5411 | 1049.2684 | 1044.0221 | 1038.8019 | 1033.6079 | 1028.4399 | 1023.2977 | 1018.1812 | 1013.0903 | 0 | 0 | 0 | 0 | 0 | 0 | 0 | 0 | 0 | 0 | 0 | 0 | 0 | 0 | 0 | 0 | 0 | 0 | 0 | 0 | 0 | 0 | 0 | 0 | 0 | 0 | 0 | 0 | 0 | 0
Com ¦ Building Controls and Automation Systems | RET | C_Logistics & Warehouses | Greater Toronto Area | Space Heating/Ventilation | Commercial | NA | Customer Segment Consumption (m^3/year) | 11 | 1.6349 | 1.6788 | 1.7136 | 1.7399 | 1.7567 | 1.7414 | 1.7375 | 1.7375 | 1.7375 | 1.7375 | 0.21383 | 0.22396 | 0.23317 | 0.24149 | 0.2487 | 0.25146 | 0.25592 | 0.26104 | 0.26626 | 0.27158 | 0.13079 | 0.13341 | 0.13607 | 0.13879 | 0.14157 | 0.1444 | 0.14729 | 0.15024 | 0.15324 | 0.15631 | 0.083038 | 0.090553 | 0.097099 | 0.1027 | 0.10713 | 0.10706 | 0.10863 | 0.1108 | 0.11302 | 0.11528 | 15456559.5419 | 15379276.7442 | 15302380.3605 | 15225868.4587 | 15149739.1164 | 15073990.4208 | 14998620.4687 | 14923627.3664 | 14849009.2296 | 14774764.1834 | 15456559.5419 | 15379276.7442 | 15302380.3605 | 15225868.4587 | 15149739.1164 | 15073990.4208 | 14998620.4687 | 14923627.3664 | 14849009.2296 | 14774764.1834 | 531479.9362 | 1074153.5295 | 1623238.4351 | 2187693.524 | 2761227.0531 | 3338856.2517 | 3916122.8041 | 4490923.4823 | 5059834.0282 | 5620578.9104 | 531479.9362 | 542673.5933 | 549084.9056 | 564455.0889 | 573533.5291 | 577629.1986 | 577266.5524 | 574800.6782 | 568910.5459 | 560744.8822
Com ¦ Destratification | RET | C_Logistics & Warehouses | Greater Toronto Area | Space Heating/Ventilation | Commercial | NA | Customer Segment Consumption (m^3/year) | 15 | 4.0467 | 4.1324 | 4.2003 | 4.2518 | 4.2846 | 4.2547 | 4.2471 | 4.2472 | 4.2472 | 4.2471 | 0.43355 | 0.45159 | 0.46819 | 0.48341 | 0.49688 | 0.50328 | 0.51243 | 0.52269 | 0.53314 | 0.54379 | 0.10714 | 0.10928 | 0.11147 | 0.11369 | 0.11597 | 0.11829 | 0.12065 | 0.12307 | 0.12553 | 0.12804 | 0.32641 | 0.34231 | 0.35673 | 0.36971 | 0.38091 | 0.38499 | 0.39177 | 0.39962 | 0.40761 | 0.41575 | 21977295.5987 | 21867409.1207 | 21758072.0751 | 21649281.7147 | 21541035.3062 | 21433330.1296 | 21326163.479 | 21219532.6616 | 21113434.9983 | 21007867.8233 | 21977295.5987 | 21867409.1207 | 21758072.0751 | 21649281.7147 | 21541035.3062 | 21433330.1296 | 21326163.479 | 21219532.6616 | 21113434.9983 | 21007867.8233 | 899801.4215 | 1829111.3122 | 2781515.594 | 3755929.88 | 4743766.4811 | 5736606.7788 | 6726056.7 | 7704802.7359 | 8665132.7969 | 9600269.2756 | 899801.4215 | 929309.8907 | 952404.2819 | 974414.2859 | 987836.6012 | 992840.2977 | 989449.9212 | 978746.0359 | 960330.0609 | 935136.4787
Com ¦ Heat Reflector Panels | RET | C_Logistics & Warehouses | Greater Toronto Area | Space Heating/Ventilation | Commercial | NA | End Use Consumption (m^3/year) | 18 | 2.0191 | 2.0568 | 2.0867 | 2.1094 | 2.1238 | 2.1106 | 2.1073 | 2.1073 | 2.1073 | 2.1073 | 0.092157 | 0.095756 | 0.099092 | 0.10217 | 0.10493 | 0.10636 | 0.10832 | 0.11049 | 0.1127 | 0.11495 | 0.045643 | 0.046556 | 0.047487 | 0.048437 | 0.049405 | 0.050393 | 0.051401 | 0.052429 | 0.053478 | 0.054547 | 0.046514 | 0.049201 | 0.051605 | 0.053734 | 0.055522 | 0.055969 | 0.056917 | 0.058057 | 0.059217 | 0.0604 | 940290.1394 | 935588.6887 | 930910.7452 | 926256.1915 | 921624.9106 | 917016.786 | 912431.7021 | 907869.5436 | 903330.1958 | 898813.5449 | 940290.1394 | 935588.6887 | 930910.7452 | 926256.1915 | 921624.9106 | 917016.786 | 912431.7021 | 907869.5436 | 903330.1958 | 898813.5449 | 29733.9832 | 59899.0088 | 90258.8016 | 121519.6178 | 153300.5704 | 185320.8335 | 217340.0778 | 249286.9022 | 280993.8813 | 312372.4464 | 29733.9832 | 30165.0256 | 30359.7929 | 31260.8161 | 31780.9526 | 32020.2631 | 32019.2443 | 31946.8244 | 31706.9791 | 31378.5651
Com ¦ Heat/Energy Recovery Ventilation | RET | C_Logistics & Warehouses | Greater Toronto Area | Space Heating/Ventilation | Commercial | NA | End Use Consumption (m^3/year) | 15 | 1.781 | 1.8187 | 1.8486 | 1.8713 | 1.8857 | 1.8726 | 1.8692 | 1.8693 | 1.8692 | 1.8692 | 0.40645 | 0.42336 | 0.43893 | 0.45319 | 0.46582 | 0.47182 | 0.4804 | 0.49002 | 0.49982 | 0.5098 | 0.22821 | 0.23278 | 0.23743 | 0.24218 | 0.24703 | 0.25197 | 0.25701 | 0.26215 | 0.26739 | 0.27274 | 0.17824 | 0.19059 | 0.2015 | 0.21101 | 0.21879 | 0.21985 | 0.2234 | 0.22787 | 0.23243 | 0.23707 | 15162178.4976 | 15086367.6051 | 15010935.7671 | 14935881.0882 | 14861201.6828 | 14786895.6744 | 14712961.196 | 14639396.39 | 14566199.4081 | 14493368.411 | 15162178.4976 | 15086367.6051 | 15010935.7671 | 14935881.0882 | 14861201.6828 | 14786895.6744 | 14712961.196 | 14639396.39 | 14566199.4081 | 14493368.411 | 479460.4788 | 965871.5161 | 1455423.1763 | 1959503.8367 | 2471971.698 | 2988298.4397 | 3504608.7542 | 4019751.2973 | 4531026.336 | 5037005.6975 | 479460.4788 | 486411.0373 | 489551.6602 | 504080.6604 | 512467.8613 | 516326.7417 | 516310.3144 | 515142.5431 | 511275.0387 | 505979.3615
Com ¦ High perf.glazings ¦ Retro | RET | C_Logistics & Warehouses | Greater Toronto Area | Space Heating/Ventilation | Commercial | Windows Retro | End Use Consumption (m^3/year) | 30 | 1.1286 | 1.1444 | 1.1569 | 1.1664 | 1.1725 | 1.167 | 1.1656 | 1.1656 | 1.1656 | 1.1655 | 0.40969 | 0.42374 | 0.43695 | 0.44934 | 0.4607 | 0.46771 | 0.47649 | 0.48602 | 0.49574 | 0.50565 | 0.36301 | 0.37027 | 0.37767 | 0.38523 | 0.39293 | 0.40079 | 0.4088 | 0.41698 | 0.42532 | 0.43383 | 0.046685 | 0.053473 | 0.059275 | 0.064116 | 0.067774 | 0.066916 | 0.067683 | 0.069039 | 0.070417 | 0.071818 | 6996206.3942 | 6961225.3623 | 6926419.2354 | 6891787.1393 | 6857328.2036 | 6823041.5626 | 6788926.3547 | 6754981.723 | 6721206.8144 | 6687600.7803 | 6996206.3942 | 6961225.3623 | 6926419.2354 | 6891787.1393 | 6857328.2036 | 6823041.5626 | 6788926.3547 | 6754981.723 | 6721206.8144 | 6687600.7803 | 42121.6197 | 80640.064 | 115007.8739 | 152874.1698 | 191987.6405 | 230845.1163 | 268470.8892 | 305602.5737 | 342007.566 | 378208.0997 | 42121.6197 | 38518.4442 | 34367.8099 | 37866.2959 | 39113.4707 | 38857.4758 | 37625.7729 | 37131.6845 | 36404.9923 | 36200.5337
Com ¦ Operational Improvement | RET | C_Logistics & Warehouses | Greater Toronto Area | Cross Cutting/Behavioural | Commercial | NA | Customer Segment Consumption (m^3/year) | 5 | 2.0919 | 2.2142 | 2.3046 | 2.3725 | 2.4157 | 2.3793 | 2.3692 | 2.3692 | 2.3693 | 2.3693 | 0.051596 | 0.055707 | 0.05914 | 0.0621 | 0.064494 | 0.064795 | 0.065809 | 0.067124 | 0.06847 | 0.069841 | 0.024665 | 0.025158 | 0.025662 | 0.026175 | 0.026698 | 0.027232 | 0.027777 | 0.028332 | 0.028899 | 0.029477 | 0.026931 | 0.030548 | 0.033478 | 0.035925 | 0.037796 | 0.037563 | 0.038033 | 0.038792 | 0.039571 | 0.040364 | 11954682.7707 | 11894909.3569 | 11835434.8101 | 11776257.636 | 11717376.3479 | 11658789.4661 | 11600495.5188 | 11542493.0412 | 11484780.576 | 11427356.6731 | 11954682.7707 | 11894909.3569 | 11835434.8101 | 11776257.636 | 11717376.3479 | 11658789.4661 | 11600495.5188 | 11542493.0412 | 11484780.576 | 11427356.6731 | 504569.1713 | 1026968.7257 | 1563647.2589 | 2112248.9912 | 2668123.1486 | 3226500.2777 | 3782533.7646 | 4331681.6386 | 4869384.7104 | 5391521.5989 | 504569.1713 | 522399.5544 | 536678.5332 | 548601.7323 | 555874.1574 | 558377.1291 | 556033.487 | 549147.8739 | 537703.0718 | 522136.8885
Com ¦ Roof Insulation Upgrade | RET | C_Logistics & Warehouses | Greater Toronto Area | Space Heating/Ventilation | Commercial | NA | Floor area (1000m2) | 20 | 0.96938 | 0.98631 | 0.99974 | 1.0099 | 1.0164 | 1.0105 | 1.009 | 1.009 | 1.009 | 1.009 | 0.36147 | 0.37513 | 0.38785 | 0.39962 | 0.41023 | 0.416 | 0.42369 | 0.43217 | 0.44081 | 0.44963 | 0.37288 | 0.38034 | 0.38795 | 0.39571 | 0.40362 | 0.41169 | 0.41993 | 0.42833 | 0.43689 | 0.44563 | -0.011417 | -0.0052059 | -0.00010224 | 0.0039177 | 0.0066095 | 0.0043095 | 0.0037681 | 0.0038478 | 0.0039229 | 0.0039953 | 593.5106 | 590.543 | 587.5903 | 584.6523 | 581.7291 | 578.8204 | 575.9263 | 573.0467 | 570.1815 | 567.3306 | 0 | 0 | 0 | 584.6523 | 581.7291 | 578.8204 | 575.9263 | 573.0467 | 570.1815 | 567.3306 | 0 | 0 | 0 | 4.2221 | 8.5518 | 12.8715 | 17.1042 | 21.3066 | 25.4596 | 29.6036 | 0 | 0 | 0 | 4.2221 | 4.3297 | 4.3198 | 4.2327 | 4.2024 | 4.153 | 4.1439
Com ¦ Super High Perf Glazing ¦Retro | RET | C_Logistics & Warehouses | Greater Toronto Area | Space Heating/Ventilation | Commercial | Windows Retro | End Use Consumption (m^3/year) | 30 | 0.53856 | 0.54611 | 0.55209 | 0.55662 | 0.5595 | 0.55687 | 0.5562 | 0.5562 | 0.5562 | 0.55619 | 0.61454 | 0.63561 | 0.65542 | 0.67401 | 0.69106 | 0.70156 | 0.71473 | 0.72903 | 0.74361 | 0.75847 | 1.1411 | 1.1639 | 1.1872 | 1.2109 | 1.2351 | 1.2598 | 1.285 | 1.3107 | 1.3369 | 1.3637 | -0.52653 | -0.52828 | -0.53175 | -0.5369 | -0.54407 | -0.55828 | -0.5703 | -0.5817 | -0.59334 | -0.60522 | 10494309.5913 | 10441838.0434 | 10389628.8532 | 10337680.7089 | 10285992.3054 | 10234562.3438 | 10183389.5321 | 10132472.5845 | 10081810.2215 | 10031401.1704 | 0 | 0 | 0 | 0 | 0 | 0 | 0 | 0 | 0 | 0 | 0 | 0 | 0 | 0 | 0 | 0 | 0 | 0 | 0 | 0 | 0 | 0 | 0 | 0 | 0 | 0 | 0 | 0 | 0 | 0
Com ¦ Wall Insulation Upgrade | RET | C_Logistics & Warehouses | Greater Toronto Area | Space Heating/Ventilation | Commercial | NA | Floor area (1000m2) | 20 | 0.23905 | 0.24323 | 0.24654 | 0.24904 | 0.25064 | 0.24918 | 0.24881 | 0.24882 | 0.24882 | 0.24881 | 0.29574 | 0.30693 | 0.31733 | 0.32697 | 0.33564 | 0.34037 | 0.34666 | 0.3536 | 0.36067 | 0.36788 | 1.2372 | 1.2619 | 1.2871 | 1.3129 | 1.3391 | 1.3659 | 1.3932 | 1.4211 | 1.4495 | 1.4785 | -0.94142 | -0.95498 | -0.96981 | -0.98592 | -1.0035 | -1.0256 | -1.0466 | -1.0675 | -1.0889 | -1.1106 | 1907.7125 | 1898.174 | 1888.6831 | 1879.2397 | 1869.8435 | 1860.4943 | 1851.1918 | 1841.9358 | 1832.7262 | 1823.5625 | 0 | 0 | 0 | 0 | 0 | 0 | 0 | 0 | 0 | 0 | 0 | 0 | 0 | 0 | 0 | 0 | 0 | 0 | 0 | 0 | 0 | 0 | 0 | 0 | 0 | 0 | 0 | 0 | 0 | 0
Com ¦ Air Curtains | ROB | C_Logistics & Warehouses | Greater Toronto Area | Space Heating/Ventilation | Commercial | NA | Shipping door | 15 | 5.3878 | 5.504 | 5.5961 | 5.6658 | 5.7101 | 5.6694 | 5.659 | 5.6589 | 5.6587 | 5.6585 | 54793.8552 | 57095.1782 | 59211.3087 | 61147.8426 | 62858.8782 | 63658.8135 | 64812.7081 | 66108.1395 | 67428.0058 | 68773.4309 | 10170 | 10373.4 | 10580.868 | 10792.4854 | 11008.3351 | 11228.5018 | 11453.0718 | 11682.1332 | 11915.7759 | 12154.0914 | 44623.8552 | 46721.7782 | 48630.4407 | 50355.3572 | 51850.5432 | 52430.3118 | 53359.6363 | 54426.0063 | 55512.2299 | 56619.3395 | 1296.0243 | 1289.5442 | 1283.0965 | 1276.681 | 1270.2976 | 1263.9461 | 1257.6264 | 1251.3382 | 1245.0815 | 1238.8561 | 1296.0243 | 1289.5442 | 1283.0965 | 1276.681 | 1270.2976 | 1263.9461 | 1257.6264 | 1251.3382 | 1245.0815 | 1238.8561 | 61.0563 | 119.2943 | 174.8187 | 227.9275 | 278.6566 | 327.063 | 373.21 | 417.1962 | 459.0934 | 498.9893 | 61.0563 | 58.238 | 55.5244 | 53.1088 | 50.7291 | 48.4064 | 46.147 | 43.9861 | 41.8972 | 39.896
Com ¦ Condensing Boiler ¦ Std Baseline | ROB | C_Logistics & Warehouses | Greater Toronto Area | Space Heating/Ventilation | Commercial | Com¦Boiler¦Std | End Use Consumption (m^3/year) | 25 | 1.5743 | 1.5984 | 1.6176 | 1.6321 | 1.6413 | 1.6329 | 1.6308 | 1.6308 | 1.6308 | 1.6307 | 0.52357 | 0.54224 | 0.55971 | 0.57602 | 0.59087 | 0.59959 | 0.61078 | 0.623 | 0.63546 | 0.64816 | 0.33258 | 0.33923 | 0.34601 | 0.35294 | 0.35999 | 0.36719 | 0.37454 | 0.38203 | 0.38967 | 0.39746 | 0.19099 | 0.20301 | 0.21369 | 0.22309 | 0.23087 | 0.23239 | 0.23624 | 0.24097 | 0.24579 | 0.25069 | 24545490.5135 | 24422763.0609 | 24300649.2456 | 24179145.9994 | 24058250.2694 | 23937959.0181 | 23818269.223 | 23699177.8769 | 23580681.9875 | 23462778.5775 | 24545490.5135 | 24422763.0609 | 24300649.2456 | 24179145.9994 | 24058250.2694 | 23937959.0181 | 23818269.223 | 23699177.8769 | 23580681.9875 | 23462778.5775 | 22389.432 | 62356.3631 | 116735.6691 | 188163.8724 | 273910.0279 | 371221.5039 | 477347.8328 | 591223.7654 | 710916.4414 | 835560.8211 | 22389.432 | 39966.9311 | 54379.3059 | 71428.2034 | 85746.1555 | 97311.476 | 106126.3289 | 113875.9326 | 119692.676 | 124644.3797
Com ¦ Condensing Unit Heaters | ROB | C_Logistics & Warehouses | Greater Toronto Area | Space Heating/Ventilation | Commercial | Com ¦ Unit Heater | End Use Consumption (m^3/year) | 20 | 3.0027 | 3.0552 | 3.0967 | 3.1282 | 3.1483 | 3.13 | 3.1254 | 3.1254 | 3.1254 | 3.1253 | 0.36147 | 0.37513 | 0.38785 | 0.39962 | 0.41023 | 0.416 | 0.42369 | 0.43217 | 0.44081 | 0.44963 | 0.12038 | 0.12279 | 0.12524 | 0.12775 | 0.1303 | 0.13291 | 0.13557 | 0.13828 | 0.14104 | 0.14386 | 0.24109 | 0.25235 | 0.2626 | 0.27188 | 0.27993 | 0.28309 | 0.28813 | 0.29389 | 0.29977 | 0.30576 | 5540995.4642 | 5513290.4869 | 5485724.0345 | 5458295.4143 | 5431003.9372 | 5403848.9175 | 5376829.673 | 5349945.5246 | 5323195.797 | 5296579.818 | 5540995.4642 | 5513290.4869 | 5485724.0345 | 5458295.4143 | 5431003.9372 | 5403848.9175 | 5376829.673 | 5349945.5246 | 5323195.797 | 5296579.818 | 169863.5826 | 333292.2919 | 490144.919 | 643050.8586 | 791288.578 | 934528.6246 | 1072608.827 | 1205888.8575 | 1334427.1131 | 1458516.8084 | 169863.5826 | 163428.7093 | 156852.6271 | 152905.9395 | 148237.7194 | 143240.0466 | 138080.2025 | 133280.0305 | 128538.2556 | 124089.6953
Com ¦ Condensing Water Heaters | ROB | C_Logistics & Warehouses | Greater Toronto Area | Water Heating | Commercial | Com ¦ Water Heating | End Use Consumption (m^3/year) | 13 | 1.5536 | 1.5892 | 1.6159 | 1.6352 | 1.6466 | 1.6465 | 1.6432 | 1.6432 | 1.6432 | 1.6432 | 0.24404 | 0.25463 | 0.26408 | 0.27258 | 0.27997 | 0.28555 | 0.29068 | 0.29649 | 0.30242 | 0.30847 | 0.15708 | 0.16022 | 0.16343 | 0.1667 | 0.17003 | 0.17343 | 0.1769 | 0.18044 | 0.18405 | 0.18773 | 0.086963 | 0.094409 | 0.10066 | 0.10589 | 0.10994 | 0.11212 | 0.11378 | 0.11606 | 0.11838 | 0.12075 | 73679.1009 | 73310.7053 | 72944.1518 | 72579.4311 | 72216.5339 | 71855.4512 | 71496.174 | 71138.6931 | 70782.9996 | 70429.0846 | 73679.1009 | 73310.7053 | 72944.1518 | 72579.4311 | 72216.5339 | 71855.4512 | 71496.174 | 71138.6931 | 70782.9996 | 70429.0846 | 2221.5343 | 4338.5721 | 6348.2866 | 8313.8961 | 10218.139 | 12052.8376 | 13813.5579 | 15508.2355 | 17137.3976 | 18707.1318 | 2221.5343 | 2117.0378 | 2009.7145 | 1965.6095 | 1904.2429 | 1834.6986 | 1760.7203 | 1694.6776 | 1629.1622 | 1569.7342
Com ¦ Infrared Heaters | ROB | C_Logistics & Warehouses | Greater Toronto Area | Space Heating/Ventilation | Commercial | Com ¦ Unit Heater | End Use Consumption (m^3/year) | 20 | 1.4656 | 1.4912 | 1.5115 | 1.5269 | 1.5367 | 1.5277 | 1.5255 | 1.5255 | 1.5255 | 1.5255 | 0.098582 | 0.10231 | 0.10578 | 0.10899 | 0.11188 | 0.11346 | 0.11555 | 0.11787 | 0.12022 | 0.12263 | 0.067263 | 0.068608 | 0.069981 | 0.07138 | 0.072808 | 0.074264 | 0.075749 | 0.077264 | 0.078809 | 0.080386 | 0.031319 | 0.033701 | 0.035795 | 0.037608 | 0.039073 | 0.039191 | 0.039804 | 0.040601 | 0.041413 | 0.042239 | 755590.2906 | 751812.3391 | 748053.2774 | 744313.011 | 740591.446 | 736888.4888 | 733204.0463 | 729538.0261 | 725890.336 | 722260.8843 | 755590.2906 | 751812.3391 | 748053.2774 | 744313.011 | 740591.446 | 736888.4888 | 733204.0463 | 729538.0261 | 725890.336 | 722260.8843 | 292.544 | 585.9944 | 877.0715 | 1167.4328 | 1456.6105 | 1743.7057 | 2027.5077 | 2307.5099 | 2582.9999 | 2853.7454 | 292.544 | 293.4505 | 291.0771 | 290.3612 | 289.1777 | 287.0953 | 283.802 | 280.0021 | 275.49 | 270.7456
Com ¦ Near Condensing Boiler¦ Std Baseline | ROB | C_Logistics & Warehouses | Greater Toronto Area | Space Heating/Ventilation | Commercial | Com¦Boiler¦Std | End Use Consumption (m^3/year) | 25 | 4.3784 | 4.4456 | 4.4989 | 4.5392 | 4.5649 | 4.5415 | 4.5355 | 4.5356 | 4.5355 | 4.5355 | 0.29918 | 0.30985 | 0.31983 | 0.32915 | 0.33764 | 0.34262 | 0.34902 | 0.356 | 0.36312 | 0.37037 | 0.068331 | 0.069697 | 0.071091 | 0.072513 | 0.073963 | 0.075443 | 0.076952 | 0.078491 | 0.08006 | 0.081662 | 0.23085 | 0.24015 | 0.24874 | 0.25664 | 0.26367 | 0.26718 | 0.27206 | 0.27751 | 0.28306 | 0.28871 | 14025994.5792 | 13955864.6063 | 13886085.2832 | 13816654.8568 | 13747571.5825 | 13678833.7246 | 13610439.556 | 13542387.3582 | 13474675.4214 | 13407302.0443 | 14025994.5792 | 13955864.6063 | 13886085.2832 | 13816654.8568 | 13747571.5825 | 13678833.7246 | 13610439.556 | 13542387.3582 | 13474675.4214 | 13407302.0443 | 343572.2134 | 655651.6616 | 937376.8924 | 1192952.7179 | 1423102.9306 | 1629102.9349 | 1812464.3967 | 1975282.7884 | 2119294.0454 | 2246450.8464 | 343572.2134 | 312079.4482 | 281725.2307 | 255575.8255 | 230150.2127 | 206000.0043 | 183361.4618 | 162818.3917 | 144011.257 | 127156.801
Com ¦ Tankless Water Heaters | ROB | C_Logistics & Warehouses | Greater Toronto Area | Water Heating | Commercial | Com ¦ Water Heating | End Use Consumption (m^3/year) | 18 | 0.54413 | 0.55403 | 0.56143 | 0.5668 | 0.56995 | 0.56992 | 0.56902 | 0.56902 | 0.56901 | 0.56902 | 0.46011 | 0.47785 | 0.49392 | 0.50862 | 0.52167 | 0.53208 | 0.54186 | 0.5527 | 0.56375 | 0.57503 | 0.84559 | 0.8625 | 0.87976 | 0.89735 | 0.9153 | 0.9336 | 0.95228 | 0.97132 | 0.99075 | 1.0106 | -0.38548 | -0.38465 | -0.38583 | -0.38873 | -0.39362 | -0.40152 | -0.41041 | -0.41862 | -0.427 | -0.43553 | 110174.3564 | 109623.4846 | 109075.3672 | 108529.9904 | 107987.3404 | 107447.4037 | 106910.1667 | 106375.6159 | 105843.7378 | 105314.5191 | 0 | 0 | 0 | 0 | 0 | 0 | 0 | 0 | 0 | 0 | 0 | 0 | 0 | 0 | 0 | 0 | 0 | 0 | 0 | 0 | 0 | 0 | 0 | 0 | 0 | 0 | 0 | 0 | 0 | 0
Com ¦ Air Curtains | NEW | C_Long Term Care | Greater Toronto Area | Space Heating/Ventilation | Commercial | NA | Shipping door | 15 | 5.3878 | 5.504 | 5.5961 | 5.6658 | 5.7101 | 5.6694 | 5.659 | 5.6589 | 5.6587 | 5.6585 | 54793.8552 | 57095.1782 | 59211.3087 | 61147.8426 | 62858.8782 | 63658.8135 | 64812.7081 | 66108.1395 | 67428.0058 | 68773.4309 | 10170 | 10373.4 | 10580.868 | 10792.4854 | 11008.3351 | 11228.5018 | 11453.0718 | 11682.1332 | 11915.7759 | 12154.0914 | 44623.8552 | 46721.7782 | 48630.4407 | 50355.3572 | 51850.5432 | 52430.3118 | 53359.6363 | 54426.0063 | 55512.2299 | 56619.3395 | 0.049929 | 0.10001 | 0.15024 | 0.20062 | 0.25117 | 0.30187 | 0.35273 | 0.40376 | 0.45496 | 0.50632 | 0.049929 | 0.10001 | 0.15024 | 0.20062 | 0.25117 | 0.30187 | 0.35273 | 0.40376 | 0.45496 | 0.50632 | 0.035261 | 0.070628 | 0.10679 | 0.1437 | 0.18143 | 0.21991 | 0.25908 | 0.29888 | 0.3393 | 0.3803 | 0.035261 | 0.035367 | 0.036164 | 0.036912 | 0.037729 | 0.038476 | 0.039167 | 0.039808 | 0.040421 | 0.040994
Com ¦ Condensing Boiler ¦ Near Cond Baseline | NEW | C_Long Term Care | Greater Toronto Area | Space Heating/Ventilation | Commercial | NA | End Use Consumption (m^3/year) | 25 | 1.0302 | 1.046 | 1.0586 | 1.0681 | 1.0741 | 1.0686 | 1.0672 | 1.0672 | 1.0672 | 1.0672 | 0.22439 | 0.23239 | 0.23987 | 0.24687 | 0.25323 | 0.25697 | 0.26176 | 0.267 | 0.27234 | 0.27778 | 0.2178 | 0.22216 | 0.2266 | 0.23114 | 0.23576 | 0.24047 | 0.24528 | 0.25019 | 0.25519 | 0.2603 | 0.0065823 | 0.010226 | 0.013271 | 0.01573 | 0.01747 | 0.016492 | 0.016479 | 0.016811 | 0.017145 | 0.017485 | 17237.1537 | 34526.0189 | 51867.4401 | 69262.2666 | 86711.3524 | 104215.5558 | 121775.7404 | 139392.7741 | 157067.5299 | 174800.8857 | 17237.1537 | 34526.0189 | 51867.4401 | 69262.2666 | 86711.3524 | 104215.5558 | 121775.7404 | 139392.7741 | 157067.5299 | 174800.8857 | 1738.3358 | 3481.8866 | 5110.6145 | 6593.4826 | 8259.1151 | 10009.8299 | 11777.2912 | 13514.7848 | 15254.2799 | 16983.116 | 1738.3358 | 1743.5508 | 1628.7279 | 1482.868 | 1665.6326 | 1750.7148 | 1767.4613 | 1737.4936 | 1739.4951 | 1728.8361
Com ¦ Condensing Boiler ¦ Std Baseline | NEW | C_Long Term Care | Greater Toronto Area | Space Heating/Ventilation | Commercial | Com¦Boiler¦Std | End Use Consumption (m^3/year) | 25 | 1.5743 | 1.5984 | 1.6176 | 1.6321 | 1.6413 | 1.6329 | 1.6308 | 1.6308 | 1.6308 | 1.6307 | 0.52357 | 0.54224 | 0.55971 | 0.57602 | 0.59087 | 0.59959 | 0.61078 | 0.623 | 0.63546 | 0.64816 | 0.33258 | 0.33923 | 0.34601 | 0.35294 | 0.35999 | 0.36719 | 0.37454 | 0.38203 | 0.38967 | 0.39746 | 0.19099 | 0.20301 | 0.21369 | 0.22309 | 0.23087 | 0.23239 | 0.23624 | 0.24097 | 0.24579 | 0.25069 | 40220.0253 | 80560.7107 | 121024.0269 | 161611.9555 | 202326.4888 | 243169.6303 | 284143.3942 | 325249.8061 | 366490.9031 | 407868.7333 | 40220.0253 | 80560.7107 | 121024.0269 | 161611.9555 | 202326.4888 | 243169.6303 | 284143.3942 | 325249.8061 | 366490.9031 | 407868.7333 | 916.3761 | 1835.5014 | 3546.8637 | 5979.1193 | 9312.9804 | 13494.466 | 18459.5435 | 24134.3376 | 30518.032 | 37560.9698 | 916.3761 | 919.1252 | 1711.3624 | 2432.2556 | 3333.8611 | 4181.4857 | 4965.0774 | 5674.7941 | 6383.6945 | 7042.9378
Com ¦ Condensing Water Heaters | NEW | C_Long Term Care | Greater Toronto Area | Water Heating | Commercial | Com ¦ Water Heating | End Use Consumption (m^3/year) | 13 | 1.5536 | 1.5892 | 1.6159 | 1.6352 | 1.6466 | 1.6465 | 1.6432 | 1.6432 | 1.6432 | 1.6432 | 0.24404 | 0.25463 | 0.26408 | 0.27258 | 0.27997 | 0.28555 | 0.29068 | 0.29649 | 0.30242 | 0.30847 | 0.15708 | 0.16022 | 0.16343 | 0.1667 | 0.17003 | 0.17343 | 0.1769 | 0.18044 | 0.18405 | 0.18773 | 0.086963 | 0.094409 | 0.10066 | 0.10589 | 0.10994 | 0.11212 | 0.11378 | 0.11606 | 0.11838 | 0.12075 | 863.0192 | 1728.6274 | 2596.867 | 3467.7805 | 4341.4105 | 5217.8002 | 6096.9927 | 6979.0315 | 7863.9603 | 8751.823 | 863.0192 | 1728.6274 | 2596.867 | 3467.7805 | 4341.4105 | 5217.8002 | 6096.9927 | 6979.0315 | 7863.9603 | 8751.823 | 467.2744 | 935.9505 | 1408.762 | 1883.7741 | 2372.9667 | 2872.1821 | 3378.9464 | 3891.4613 | 4410.4851 | 4935.3123 | 467.2744 | 468.6762 | 472.8115 | 475.0121 | 489.1925 | 499.2154 | 506.7643 | 512.5149 | 519.0237 | 524.8272
Com ¦ Demand Control Kitchen Ventilation | NEW | C_Long Term Care | Greater Toronto Area | Space Heating/Ventilation | Commercial | NA | per building | 15 | 4.3624 | 4.408 | 4.4448 | 4.4736 | 4.4933 | 4.4812 | 4.4808 | 4.4844 | 4.4881 | 4.4919 | 65435.9299 | 67442.9283 | 69366.2343 | 71211.5723 | 72954.905 | 74214.772 | 75691.2479 | 77268.2103 | 78878.4803 | 80524.0625 | 15000 | 15300 | 15606 | 15918.12 | 16236.4824 | 16561.212 | 16892.4363 | 17230.285 | 17574.8907 | 17926.3885 | 50435.9299 | 52142.9283 | 53760.2343 | 55293.4523 | 56718.4226 | 57653.56 | 58798.8116 | 60037.9253 | 61303.5896 | 62597.674 | 39.8927 | 79.9052 | 120.0392 | 160.2969 | 200.6801 | 241.1909 | 281.8313 | 322.6032 | 363.5087 | 404.5498 | 39.8927 | 79.9052 | 120.0392 | 160.2969 | 200.6801 | 241.1909 | 281.8313 | 322.6032 | 363.5087 | 404.5498 | 27.0768 | 54.2348 | 81.9414 | 110.175 | 139.0032 | 168.3826 | 198.278 | 228.657 | 259.5037 | 290.7918 | 27.0768 | 27.158 | 27.7065 | 28.2336 | 28.8283 | 29.3794 | 29.8954 | 30.379 | 30.8468 | 31.2881
Com ¦ Efficient Gas Broilers | NEW | C_Long Term Care | Greater Toronto Area | Appliances/Other | Commercial | NA | Equipment | 12 | 2.8503 | 2.9204 | 2.9726 | 3.0104 | 3.0329 | 3.0322 | 3.0258 | 3.0258 | 3.0258 | 3.0258 | 3619.8472 | 3783.1185 | 3927.7842 | 4057.2257 | 4169.3171 | 4251.6453 | 4327.6076 | 4414.1824 | 4502.4753 | 4592.4136 | 1270 | 1295.4 | 1321.308 | 1347.7342 | 1374.6888 | 1402.1826 | 1430.2263 | 1458.8308 | 1488.0074 | 1517.7676 | 2349.8472 | 2487.7185 | 2606.4762 | 2709.4916 | 2794.6283 | 2849.4627 | 2897.3813 | 2955.3516 | 3014.4679 | 3074.646 | 4.6054 | 9.2246 | 13.8579 | 18.5055 | 23.1675 | 27.8443 | 32.536 | 37.2429 | 41.9652 | 46.7032 | 4.6054 | 9.2246 | 13.8579 | 18.5055 | 23.1675 | 27.8443 | 32.536 | 37.2429 | 41.9652 | 46.7032 | 3.0961 | 6.2015 | 9.3652 | 12.583 | 15.8748 | 19.2318 | 22.6476 | 26.1171 | 29.6393 | 33.2106 | 3.0961 | 3.1054 | 3.1636 | 3.2178 | 3.2918 | 3.357 | 3.4159 | 3.4695 | 3.5222 | 3.5713
Com ¦ Efficient Gas Griddles | NEW | C_Long Term Care | Greater Toronto Area | Appliances/Other | Commercial | NA | Equipment | 10 | 4.3596 | 4.4841 | 4.5767 | 4.6436 | 4.6836 | 4.6822 | 4.671 | 4.671 | 4.671 | 4.6709 | 5013.5702 | 5259.8733 | 5475.7893 | 5666.9948 | 5830.0936 | 5945.0129 | 6049.3306 | 6170.3006 | 6293.7734 | 6419.5086 | 1150 | 1173 | 1196.46 | 1220.3892 | 1244.797 | 1269.6929 | 1295.0868 | 1320.9885 | 1347.4083 | 1374.3565 | 3863.5702 | 4086.8733 | 4279.3293 | 4446.6056 | 4585.2966 | 4675.3199 | 4754.2438 | 4849.3121 | 4946.3651 | 5045.1521 | 8.3194 | 16.6637 | 25.0334 | 33.4288 | 41.8505 | 50.2987 | 58.774 | 67.2767 | 75.8072 | 84.3661 | 8.3194 | 16.6637 | 25.0334 | 33.4288 | 41.8505 | 50.2987 | 58.774 | 67.2767 | 75.8072 | 84.3661 | 5.946 | 11.9098 | 17.9979 | 24.2075 | 30.55 | 37.0175 | 43.6029 | 50.2996 | 57.1032 | 64.0074 | 5.946 | 5.9638 | 6.0881 | 6.2096 | 6.3425 | 6.4674 | 6.5855 | 6.6967 | 6.8036 | 6.9042
Com ¦ Efficient Gas Ovens | NEW | C_Long Term Care | Greater Toronto Area | Appliances/Other | Commercial | NA | Equipment | 12 | 2.0905 | 2.142 | 2.1802 | 2.2079 | 2.2244 | 2.2239 | 2.2192 | 2.2192 | 2.2192 | 2.2192 | 1829.2171 | 1911.6996 | 1984.7857 | 2050.183 | 2106.8181 | 2148.4214 | 2186.81 | 2230.5593 | 2275.1771 | 2320.6267 | 875 | 892.5 | 910.35 | 928.557 | 947.1281 | 966.0707 | 985.3921 | 1005.1 | 1025.202 | 1045.706 | 954.2171 | 1019.1996 | 1074.4357 | 1121.626 | 1159.69 | 1182.3507 | 1201.4179 | 1225.4594 | 1249.9751 | 1274.9207 | 2.1242 | 4.2548 | 6.3919 | 8.5356 | 10.6859 | 12.8431 | 15.0071 | 17.1782 | 19.3563 | 21.5417 | 2.1242 | 4.2548 | 6.3919 | 8.5356 | 10.6859 | 12.8431 | 15.0071 | 17.1782 | 19.3563 | 21.5417 | 1.3349 | 2.6737 | 4.0382 | 5.4244 | 6.8483 | 8.3029 | 9.7832 | 11.2856 | 12.8101 | 14.3545 | 1.3349 | 1.3389 | 1.3645 | 1.3862 | 1.4239 | 1.4545 | 1.4804 | 1.5024 | 1.5245 | 1.5444
Com ¦ Efficient Gas Range Tops | NEW | C_Long Term Care | Greater Toronto Area | Appliances/Other | Commercial | NA | Equipment | 10 | 2.1138 | 2.1741 | 2.219 | 2.2514 | 2.2708 | 2.2702 | 2.2647 | 2.2647 | 2.2647 | 2.2647 | 1691.0065 | 1774.0811 | 1846.9065 | 1911.3975 | 1966.4084 | 2005.169 | 2040.3539 | 2081.1554 | 2122.801 | 2165.2097 | 800 | 816 | 832.32 | 848.9664 | 865.9457 | 883.2646 | 900.9299 | 918.9485 | 937.3275 | 956.0741 | 891.0065 | 958.0811 | 1014.5865 | 1062.4311 | 1100.4627 | 1121.9044 | 1139.424 | 1162.2069 | 1185.4735 | 1209.1357 | 2.4942 | 4.9959 | 7.5052 | 10.0223 | 12.5472 | 15.08 | 17.621 | 20.1702 | 22.7277 | 25.2938 | 2.4942 | 4.9959 | 7.5052 | 10.0223 | 12.5472 | 15.08 | 17.621 | 20.1702 | 22.7277 | 25.2938 | 1.6293 | 3.2635 | 4.9272 | 6.618 | 8.3487 | 10.1139 | 11.9099 | 13.7336 | 15.5847 | 17.4612 | 1.6293 | 1.6342 | 1.6637 | 1.6907 | 1.7307 | 1.7652 | 1.796 | 1.8237 | 1.8511 | 1.8765
Com ¦ Energy Star Gas Fryers | NEW | C_Long Term Care | Greater Toronto Area | Appliances/Other | Commercial | NA | Equipment | 12 | 2.2897 | 2.3456 | 2.3873 | 2.4174 | 2.4354 | 2.4348 | 2.4298 | 2.4298 | 2.4299 | 2.4298 | 2353.7648 | 2459.5342 | 2553.2974 | 2637.2393 | 2709.9887 | 2763.5282 | 2812.9657 | 2869.2682 | 2926.6923 | 2985.1919 | 1028 | 1048.56 | 1069.5312 | 1090.9218 | 1112.7403 | 1134.9951 | 1157.695 | 1180.8489 | 1204.4658 | 1228.5552 | 1325.7648 | 1410.9742 | 1483.7662 | 1546.3175 | 1597.2484 | 1628.5332 | 1655.2707 | 1688.4193 | 1722.2264 | 1756.6367 | 2.598 | 5.2038 | 7.8176 | 10.4393 | 13.0693 | 15.7076 | 18.3543 | 21.0095 | 23.6735 | 26.3463 | 2.598 | 5.2038 | 7.8176 | 10.4393 | 13.0693 | 15.7076 | 18.3543 | 21.0095 | 23.6735 | 26.3463 | 1.6717 | 3.3483 | 5.061 | 6.8055 | 8.5954 | 10.4235 | 12.2849 | 14.1755 | 16.0947 | 18.0399 | 1.6717 | 1.6767 | 1.7127 | 1.7445 | 1.7899 | 1.8281 | 1.8614 | 1.8906 | 1.9192 | 1.9452
Com ¦ High Extraction Washer | NEW | C_Long Term Care | Greater Toronto Area | Appliances/Other | Commercial | NA | Customer Segment Consumption (m^3/year) | 10 | 5.3661 | 5.5193 | 5.6332 | 5.7156 | 5.7648 | 5.7631 | 5.7493 | 5.7493 | 5.7493 | 5.7492 | 0.037237 | 0.039066 | 0.04067 | 0.04209 | 0.043302 | 0.044155 | 0.04493 | 0.045828 | 0.046745 | 0.047679 | 0.0069394 | 0.0070782 | 0.0072197 | 0.0073641 | 0.0075114 | 0.0076616 | 0.0078149 | 0.0079712 | 0.0081306 | 0.0082932 | 0.030298 | 0.031988 | 0.03345 | 0.034726 | 0.03579 | 0.036493 | 0.037115 | 0.037857 | 0.038615 | 0.039386 | 9687.8217 | 19404.7069 | 29151.1303 | 38927.5691 | 48734.5033 | 58572.4154 | 68441.7906 | 78343.1168 | 88276.8847 | 98243.5876 | 9687.8217 | 19404.7069 | 29151.1303 | 38927.5691 | 48734.5033 | 58572.4154 | 68441.7906 | 78343.1168 | 88276.8847 | 98243.5876 | 7014.6627 | 14050.3694 | 21248.7195 | 28604.8284 | 36125.246 | 43800.1399 | 51620.2773 | 59576.4575 | 67661.7118 | 75867.5873 | 7014.6627 | 7035.7067 | 7198.3501 | 7356.1089 | 7520.4176 | 7674.8939 | 7820.1374 | 7956.1802 | 8085.2543 | 8205.8755
Com ¦ High perf.glazings ¦ New | NEW | C_Long Term Care | Greater Toronto Area | Space Heating/Ventilation | Commercial | Windows New | End Use Consumption (m^3/year) | 30 | 1.6157 | 1.6383 | 1.6563 | 1.6698 | 1.6785 | 1.6706 | 1.6686 | 1.6686 | 1.6686 | 1.6686 | 0.40969 | 0.42374 | 0.43695 | 0.44934 | 0.4607 | 0.46771 | 0.47649 | 0.48602 | 0.49574 | 0.50565 | 0.25357 | 0.25864 | 0.26382 | 0.26909 | 0.27447 | 0.27996 | 0.28556 | 0.29127 | 0.2971 | 0.30304 | 0.15612 | 0.1651 | 0.17313 | 0.18025 | 0.18623 | 0.18774 | 0.19093 | 0.19475 | 0.19864 | 0.2026 | 11463.9224 | 22962.2365 | 34495.5042 | 46064.2901 | 57669.1622 | 69310.6916 | 80989.4522 | 92706.0216 | 104460.9802 | 116254.912 | 11463.9224 | 22962.2365 | 34495.5042 | 46064.2901 | 57669.1622 | 69310.6916 | 80989.4522 | 92706.0216 | 104460.9802 | 116254.912 | 3341.3256 | 6692.6752 | 9994.5397 | 13198.0866 | 16604.7741 | 20113.1304 | 23664.7383 | 27218.8428 | 30802.5226 | 34407.7474 | 3341.3256 | 3351.3496 | 3301.8645 | 3203.5469 | 3406.6875 | 3508.3563 | 3551.6079 | 3554.1045 | 3583.6798 | 3605.2248
Com ¦ Near Condensing Boiler¦ Std Baseline | NEW | C_Long Term Care | Greater Toronto Area | Space Heating/Ventilation | Commercial | Com¦Boiler¦Std | End Use Consumption (m^3/year) | 25 | 4.3784 | 4.4456 | 4.4989 | 4.5392 | 4.5649 | 4.5415 | 4.5355 | 4.5356 | 4.5355 | 4.5355 | 0.29918 | 0.30985 | 0.31983 | 0.32915 | 0.33764 | 0.34262 | 0.34902 | 0.356 | 0.36312 | 0.37037 | 0.068331 | 0.069697 | 0.071091 | 0.072513 | 0.073963 | 0.075443 | 0.076952 | 0.078491 | 0.08006 | 0.081662 | 0.23085 | 0.24015 | 0.24874 | 0.25664 | 0.26367 | 0.26718 | 0.27206 | 0.27751 | 0.28306 | 0.28871 | 22982.8716 | 46034.6918 | 69156.5868 | 92349.6888 | 115615.1365 | 138954.0744 | 162367.6538 | 185857.0321 | 209423.3732 | 233067.8476 | 22982.8716 | 46034.6918 | 69156.5868 | 92349.6888 | 115615.1365 | 138954.0744 | 162367.6538 | 185857.0321 | 209423.3732 | 233067.8476 | 14062.0526 | 28166.2914 | 41551.2027 | 54188.0093 | 66165.3153 | 77447.6061 | 88025.2285 | 97903.0928 | 107108.0422 | 115662.4771 | 14062.0526 | 14104.2388 | 13384.9113 | 12636.8066 | 11977.306 | 11282.2907 | 10577.6225 | 9877.8643 | 9204.9495 | 8554.4349
Com ¦ Super High Perf Glazing ¦New | NEW | C_Long Term Care | Greater Toronto Area | Space Heating/Ventilation | Commercial | Windows New | End Use Consumption (m^3/year) | 30 | 0.53856 | 0.54611 | 0.55209 | 0.55662 | 0.5595 | 0.55687 | 0.5562 | 0.5562 | 0.5562 | 0.55619 | 0.61454 | 0.63561 | 0.65542 | 0.67401 | 0.69106 | 0.70156 | 0.71473 | 0.72903 | 0.74361 | 0.75847 | 1.1411 | 1.1639 | 1.1872 | 1.2109 | 1.2351 | 1.2598 | 1.285 | 1.3107 | 1.3369 | 1.3637 | -0.52653 | -0.52828 | -0.53175 | -0.5369 | -0.54407 | -0.55828 | -0.5703 | -0.5817 | -0.59334 | -0.60522 | 17195.8836 | 34443.3548 | 51743.2563 | 69096.4352 | 86503.7434 | 103966.0373 | 121484.1783 | 139059.0324 | 156691.4704 | 174382.368 | 0 | 0 | 0 | 0 | 0 | 0 | 0 | 0 | 0 | 0 | 0 | 0 | 0 | 0 | 0 | 0 | 0 | 0 | 0 | 0 | 0 | 0 | 0 | 0 | 0 | 0 | 0 | 0 | 0 | 0
Com ¦ Tankless Water Heaters | NEW | C_Long Term Care | Greater Toronto Area | Water Heating | Commercial | Com ¦ Water Heating | End Use Consumption (m^3/year) | 18 | 0.54413 | 0.55403 | 0.56143 | 0.5668 | 0.56995 | 0.56992 | 0.56902 | 0.56902 | 0.56901 | 0.56902 | 0.46011 | 0.47785 | 0.49392 | 0.50862 | 0.52167 | 0.53208 | 0.54186 | 0.5527 | 0.56375 | 0.57503 | 0.84559 | 0.8625 | 0.87976 | 0.89735 | 0.9153 | 0.9336 | 0.95228 | 0.97132 | 0.99075 | 1.0106 | -0.38548 | -0.38465 | -0.38583 | -0.38873 | -0.39362 | -0.40152 | -0.41041 | -0.41862 | -0.427 | -0.43553 | 1290.496 | 2584.8634 | 3883.1656 | 5185.4661 | 6491.8288 | 7802.3181 | 9116.9984 | 10435.9349 | 11759.1929 | 13086.8381 | 0 | 0 | 0 | 0 | 0 | 0 | 0 | 0 | 0 | 0 | 0 | 0 | 0 | 0 | 0 | 0 | 0 | 0 | 0 | 0 | 0 | 0 | 0 | 0 | 0 | 0 | 0 | 0 | 0 | 0
Com ¦ Waste Water Heat Recovery ¦New | NEW | C_Long Term Care | Greater Toronto Area | Water Heating | Commercial | NA | Bed | 25 | 65.0036 | 65.9745 | 66.7011 | 67.2277 | 67.5375 | 67.5353 | 67.4473 | 67.4482 | 67.4487 | 67.4507 | 1075.1603 | 1113.0427 | 1147.8065 | 1180.0053 | 1209.152 | 1233.2965 | 1256.3225 | 1281.4651 | 1307.1047 | 1333.2873 | 16.54 | 16.8708 | 17.2082 | 17.5524 | 17.9034 | 18.2615 | 18.6267 | 18.9993 | 19.3792 | 19.7668 | 1058.6203 | 1096.1719 | 1130.5983 | 1162.4529 | 1191.2486 | 1215.035 | 1237.6958 | 1262.4658 | 1287.7255 | 1313.5204 | 95.053 | 190.3911 | 286.019 | 381.9414 | 478.1631 | 574.6886 | 671.5229 | 768.6707 | 866.1368 | 963.926 | 95.053 | 190.3911 | 286.019 | 381.9414 | 478.1631 | 574.6886 | 671.5229 | 768.6707 | 866.1368 | 963.926 | 71.8605 | 143.9366 | 218.3201 | 294.7929 | 373.1655 | 453.2683 | 534.9487 | 618.0697 | 702.5086 | 788.1555 | 71.8605 | 72.0761 | 74.3835 | 76.4728 | 78.3726 | 80.1028 | 81.6804 | 83.121 | 84.4388 | 85.6469
Com ¦ Air Sealing | RET | C_Long Term Care | Greater Toronto Area | Space Heating/Ventilation | Commercial | NA | Floor area (1000m2) | 6 | 0.7443 | 0.77842 | 0.80548 | 0.82599 | 0.83903 | 0.82713 | 0.82412 | 0.82415 | 0.82415 | 0.82412 | 0.06258 | 0.066757 | 0.07046 | 0.073699 | 0.07636 | 0.076782 | 0.078033 | 0.079597 | 0.081189 | 0.082809 | 0.084079 | 0.08576 | 0.087476 | 0.089225 | 0.09101 | 0.09283 | 0.094686 | 0.09658 | 0.098512 | 0.10048 | -0.021499 | -0.019003 | -0.017016 | -0.015526 | -0.01465 | -0.016047 | -0.016654 | -0.016984 | -0.017323 | -0.017673 | 88.0332 | 87.593 | 87.1551 | 86.7193 | 86.2857 | 85.8543 | 85.425 | 84.9979 | 84.5729 | 84.15 | 0 | 0 | 0 | 0 | 0 | 0 | 0 | 0 | 0 | 0 | 0 | 0 | 0 | 0 | 0 | 0 | 0 | 0 | 0 | 0 | 0 | 0 | 0 | 0 | 0 | 0 | 0 | 0 | 0 | 0
Com ¦ Building Controls and Automation Systems | RET | C_Long Term Care | Greater Toronto Area | Space Heating/Ventilation | Commercial | NA | Customer Segment Consumption (m^3/year) | 11 | 1.6349 | 1.6788 | 1.7136 | 1.7399 | 1.7567 | 1.7414 | 1.7375 | 1.7375 | 1.7375 | 1.7375 | 0.21383 | 0.22396 | 0.23317 | 0.24149 | 0.2487 | 0.25146 | 0.25592 | 0.26104 | 0.26626 | 0.27158 | 0.13079 | 0.13341 | 0.13607 | 0.13879 | 0.14157 | 0.1444 | 0.14729 | 0.15024 | 0.15324 | 0.15631 | 0.083038 | 0.090553 | 0.097099 | 0.1027 | 0.10713 | 0.10706 | 0.10863 | 0.1108 | 0.11302 | 0.11528 | 2530955.8479 | 2518301.0687 | 2505709.5633 | 2493181.0155 | 2480715.1104 | 2468311.5349 | 2455969.9772 | 2443690.1273 | 2431471.6767 | 2419314.3183 | 2530955.8479 | 2518301.0687 | 2505709.5633 | 2493181.0155 | 2480715.1104 | 2468311.5349 | 2455969.9772 | 2443690.1273 | 2431471.6767 | 2419314.3183 | 87027.9216 | 175888.7642 | 265799.4361 | 358226.92 | 452140.9657 | 546725.6625 | 641250.9773 | 735372.5141 | 828529.563 | 920349.514 | 87027.9216 | 88860.8426 | 89910.6718 | 92427.4839 | 93914.0457 | 94584.6968 | 94525.3148 | 94121.5368 | 93157.0489 | 91819.9509
Com ¦ Heat Reflector Panels | RET | C_Long Term Care | Greater Toronto Area | Space Heating/Ventilation | Commercial | NA | End Use Consumption (m^3/year) | 18 | 2.0191 | 2.0568 | 2.0867 | 2.1094 | 2.1238 | 2.1106 | 2.1073 | 2.1073 | 2.1073 | 2.1073 | 0.092157 | 0.095756 | 0.099092 | 0.10217 | 0.10493 | 0.10636 | 0.10832 | 0.11049 | 0.1127 | 0.11495 | 0.045643 | 0.046556 | 0.047487 | 0.048437 | 0.049405 | 0.050393 | 0.051401 | 0.052429 | 0.053478 | 0.054547 | 0.046514 | 0.049201 | 0.051605 | 0.053734 | 0.055522 | 0.055969 | 0.056917 | 0.058057 | 0.059217 | 0.0604 | 117926.724 | 117337.0904 | 116750.405 | 116166.6529 | 115585.8197 | 115007.8906 | 114432.8511 | 113860.6869 | 113291.3834 | 112724.9265 | 117926.724 | 117337.0904 | 116750.405 | 116166.6529 | 115585.8197 | 115007.8906 | 114432.8511 | 113860.6869 | 113291.3834 | 112724.9265 | 3729.095 | 7512.2492 | 11319.8303 | 15240.4134 | 19226.2295 | 23242.0589 | 27257.7605 | 31264.3795 | 35240.9182 | 39176.2688 | 3729.095 | 3783.1543 | 3807.5811 | 3920.5831 | 3985.8162 | 4015.8293 | 4015.7016 | 4006.619 | 3976.5388 | 3935.3506
Com ¦ Heat/Energy Recovery Ventilation | RET | C_Long Term Care | Greater Toronto Area | Space Heating/Ventilation | Commercial | NA | End Use Consumption (m^3/year) | 15 | 1.781 | 1.8187 | 1.8486 | 1.8713 | 1.8857 | 1.8726 | 1.8692 | 1.8693 | 1.8692 | 1.8692 | 0.40645 | 0.42336 | 0.43893 | 0.45319 | 0.46582 | 0.47182 | 0.4804 | 0.49002 | 0.49982 | 0.5098 | 0.22821 | 0.23278 | 0.23743 | 0.24218 | 0.24703 | 0.25197 | 0.25701 | 0.26215 | 0.26739 | 0.27274 | 0.17824 | 0.19059 | 0.2015 | 0.21101 | 0.21879 | 0.21985 | 0.2234 | 0.22787 | 0.23243 | 0.23707 | 1901568.4251 | 1892060.583 | 1882600.2801 | 1873187.2787 | 1863821.3423 | 1854502.2356 | 1845229.7244 | 1836003.5758 | 1826823.5579 | 1817689.4401 | 1901568.4251 | 1892060.583 | 1882600.2801 | 1873187.2787 | 1863821.3423 | 1854502.2356 | 1845229.7244 | 1836003.5758 | 1826823.5579 | 1817689.4401 | 60131.6564 | 121135.0188 | 182532.2633 | 245751.6659 | 310022.9515 | 374778.1995 | 439531.3873 | 504138.1187 | 568259.8062 | 631717.3349 | 60131.6564 | 61003.3624 | 61397.2444 | 63219.4027 | 64271.2856 | 64755.248 | 64753.1878 | 64606.7315 | 64121.6874 | 63457.5287
Com ¦ High perf.glazings ¦ Retro | RET | C_Long Term Care | Greater Toronto Area | Space Heating/Ventilation | Commercial | Windows Retro | End Use Consumption (m^3/year) | 30 | 1.1286 | 1.1444 | 1.1569 | 1.1664 | 1.1725 | 1.167 | 1.1656 | 1.1656 | 1.1656 | 1.1655 | 0.40969 | 0.42374 | 0.43695 | 0.44934 | 0.4607 | 0.46771 | 0.47649 | 0.48602 | 0.49574 | 0.50565 | 0.36301 | 0.37027 | 0.37767 | 0.38523 | 0.39293 | 0.40079 | 0.4088 | 0.41698 | 0.42532 | 0.43383 | 0.046685 | 0.053473 | 0.059275 | 0.064116 | 0.067774 | 0.066916 | 0.067683 | 0.069039 | 0.070417 | 0.071818 | 877430.9824 | 873043.8275 | 868678.6084 | 864335.2153 | 860013.5393 | 855713.4716 | 851434.9042 | 847177.7297 | 842941.841 | 838727.1318 | 877430.9824 | 873043.8275 | 868678.6084 | 864335.2153 | 860013.5393 | 855713.4716 | 851434.9042 | 847177.7297 | 842941.841 | 838727.1318 | 5282.6935 | 10113.4939 | 14423.7414 | 19172.7524 | 24078.1782 | 28951.4982 | 33670.344 | 38327.2235 | 42892.9648 | 47433.0638 | 5282.6935 | 4830.8004 | 4310.2475 | 4749.011 | 4905.4258 | 4873.3201 | 4718.8458 | 4656.8795 | 4565.7413 | 4540.099
Com ¦ Operational Improvement | RET | C_Long Term Care | Greater Toronto Area | Cross Cutting/Behavioural | Commercial | NA | Customer Segment Consumption (m^3/year) | 5 | 2.0919 | 2.2142 | 2.3046 | 2.3725 | 2.4157 | 2.3793 | 2.3692 | 2.3692 | 2.3693 | 2.3693 | 0.051596 | 0.055707 | 0.05914 | 0.0621 | 0.064494 | 0.064795 | 0.065809 | 0.067124 | 0.06847 | 0.069841 | 0.024665 | 0.025158 | 0.025662 | 0.026175 | 0.026698 | 0.027232 | 0.027777 | 0.028332 | 0.028899 | 0.029477 | 0.026931 | 0.030548 | 0.033478 | 0.035925 | 0.037796 | 0.037563 | 0.038033 | 0.038792 | 0.039571 | 0.040364 | 1957536.1636 | 1947748.4828 | 1938009.7404 | 1928319.6917 | 1918678.0932 | 1909084.7028 | 1899539.2792 | 1890041.5828 | 1880591.3749 | 1871188.4181 | 1957536.1636 | 1947748.4828 | 1938009.7404 | 1928319.6917 | 1918678.0932 | 1909084.7028 | 1899539.2792 | 1890041.5828 | 1880591.3749 | 1871188.4181 | 82621.381 | 168162.4229 | 256041.596 | 345873.15 | 436895.5373 | 528327.7772 | 619376.2542 | 709297.2369 | 797344.1745 | 882842.2058 | 82621.381 | 85541.0419 | 87879.1731 | 89831.554 | 91022.3873 | 91432.2399 | 91048.477 | 89920.9827 | 88046.9376 | 85498.0313
Com ¦ Ozone Laundry | RET | C_Long Term Care | Greater Toronto Area | Water Heating | Commercial | NA | Customer Segment Consumption (m^3/year) | 15 | 5.1587 | 5.2651 | 5.3447 | 5.4024 | 5.4363 | 5.436 | 5.4263 | 5.4262 | 5.4262 | 5.4263 | 0.27895 | 0.2904 | 0.30069 | 0.31001 | 0.3182 | 0.32454 | 0.33044 | 0.33705 | 0.34379 | 0.35067 | 0.054075 | 0.055156 | 0.056259 | 0.057384 | 0.058532 | 0.059703 | 0.060897 | 0.062115 | 0.063357 | 0.064624 | 0.22488 | 0.23525 | 0.24443 | 0.25263 | 0.25967 | 0.26484 | 0.26955 | 0.27493 | 0.28043 | 0.28604 | 3182083.786 | 3166173.367 | 3150342.5002 | 3134590.7877 | 3118917.8338 | 3103323.2446 | 3087806.6284 | 3072367.5952 | 3057005.7573 | 3041720.7285 | 3182083.786 | 3166173.367 | 3150342.5002 | 3134590.7877 | 3118917.8338 | 3103323.2446 | 3087806.6284 | 3072367.5952 | 3057005.7573 | 3041720.7285 | 134343.6661 | 273437.0292 | 416334.3137 | 562405.6824 | 710412.7233 | 859085.1275 | 1007131.929 | 1153342.9141 | 1296503.6086 | 1435516.0699 | 134343.6661 | 139093.3631 | 142897.2845 | 146071.3687 | 148007.0409 | 148672.4042 | 148046.8016 | 146210.9851 | 143160.6945 | 139012.4613
Com ¦ Roof Insulation Upgrade | RET | C_Long Term Care | Greater Toronto Area | Space Heating/Ventilation | Commercial | NA | Floor area (1000m2) | 20 | 0.96938 | 0.98631 | 0.99974 | 1.0099 | 1.0164 | 1.0105 | 1.009 | 1.009 | 1.009 | 1.009 | 0.36147 | 0.37513 | 0.38785 | 0.39962 | 0.41023 | 0.416 | 0.42369 | 0.43217 | 0.44081 | 0.44963 | 0.37288 | 0.38034 | 0.38795 | 0.39571 | 0.40362 | 0.41169 | 0.41993 | 0.42833 | 0.43689 | 0.44563 | -0.011417 | -0.0052059 | -0.00010224 | 0.0039177 | 0.0066095 | 0.0043095 | 0.0037681 | 0.0038478 | 0.0039229 | 0.0039953 | 49.2986 | 49.0521 | 48.8068 | 48.5628 | 48.32 | 48.0784 | 47.838 | 47.5988 | 47.3608 | 47.124 | 0 | 0 | 0 | 48.5628 | 48.32 | 48.0784 | 47.838 | 47.5988 | 47.3608 | 47.124 | 0 | 0 | 0 | 0.3507 | 0.71033 | 1.0691 | 1.4207 | 1.7698 | 2.1147 | 2.459 | 0 | 0 | 0 | 0.3507 | 0.35963 | 0.35881 | 0.35158 | 0.34906 | 0.34496 | 0.34421
Com ¦ Super High Perf Glazing ¦Retro | RET | C_Long Term Care | Greater Toronto Area | Space Heating/Ventilation | Commercial | Windows Retro | End Use Consumption (m^3/year) | 30 | 0.53856 | 0.54611 | 0.55209 | 0.55662 | 0.5595 | 0.55687 | 0.5562 | 0.5562 | 0.5562 | 0.55619 | 0.61454 | 0.63561 | 0.65542 | 0.67401 | 0.69106 | 0.70156 | 0.71473 | 0.72903 | 0.74361 | 0.75847 | 1.1411 | 1.1639 | 1.1872 | 1.2109 | 1.2351 | 1.2598 | 1.285 | 1.3107 | 1.3369 | 1.3637 | -0.52653 | -0.52828 | -0.53175 | -0.5369 | -0.54407 | -0.55828 | -0.5703 | -0.5817 | -0.59334 | -0.60522 | 1316146.4736 | 1309565.7413 | 1303017.9126 | 1296502.823 | 1290020.3089 | 1283570.2073 | 1277152.3563 | 1270766.5945 | 1264412.7616 | 1258090.6977 | 0 | 0 | 0 | 0 | 0 | 0 | 0 | 0 | 0 | 0 | 0 | 0 | 0 | 0 | 0 | 0 | 0 | 0 | 0 | 0 | 0 | 0 | 0 | 0 | 0 | 0 | 0 | 0 | 0 | 0
Com ¦ Wall Insulation Upgrade | RET | C_Long Term Care | Greater Toronto Area | Space Heating/Ventilation | Commercial | NA | Floor area (1000m2) | 20 | 0.23905 | 0.24323 | 0.24654 | 0.24904 | 0.25064 | 0.24918 | 0.24881 | 0.24882 | 0.24882 | 0.24881 | 0.29574 | 0.30693 | 0.31733 | 0.32697 | 0.33564 | 0.34037 | 0.34666 | 0.3536 | 0.36067 | 0.36788 | 1.2372 | 1.2619 | 1.2871 | 1.3129 | 1.3391 | 1.3659 | 1.3932 | 1.4211 | 1.4495 | 1.4785 | -0.94142 | -0.95498 | -0.96981 | -0.98592 | -1.0035 | -1.0256 | -1.0466 | -1.0675 | -1.0889 | -1.1106 | 158.4597 | 157.6674 | 156.8791 | 156.0947 | 155.3142 | 154.5377 | 153.765 | 152.9961 | 152.2312 | 151.47 | 0 | 0 | 0 | 0 | 0 | 0 | 0 | 0 | 0 | 0 | 0 | 0 | 0 | 0 | 0 | 0 | 0 | 0 | 0 | 0 | 0 | 0 | 0 | 0 | 0 | 0 | 0 | 0 | 0 | 0
Com ¦ Waste Water Heat Recovery ¦ Retro | RET | C_Long Term Care | Greater Toronto Area | Water Heating | Commercial | NA | Bed | 25 | 1.6591 | 1.6839 | 1.7025 | 1.7159 | 1.7238 | 1.7238 | 1.7215 | 1.7215 | 1.7215 | 1.7216 | 42.0258 | 43.5066 | 44.8654 | 46.124 | 47.2633 | 48.207 | 49.1071 | 50.0898 | 51.092 | 52.1155 | 25.33 | 25.8366 | 26.3533 | 26.8804 | 27.418 | 27.9664 | 28.5257 | 29.0962 | 29.6781 | 30.2717 | 16.6958 | 17.67 | 18.5121 | 19.2436 | 19.8453 | 20.2407 | 20.5814 | 20.9936 | 21.4139 | 21.8438 | 284.3729 | 282.951 | 281.5363 | 280.1286 | 278.728 | 277.3343 | 275.9476 | 274.5679 | 273.1951 | 271.8291 | 284.3729 | 282.951 | 281.5363 | 280.1286 | 278.728 | 277.3343 | 275.9476 | 274.5679 | 273.1951 | 271.8291 | 6.6492 | 13.2543 | 19.7456 | 26.4945 | 33.3668 | 40.2804 | 47.1739 | 54.065 | 60.9268 | 67.7677 | 6.6492 | 6.6051 | 6.4913 | 6.7488 | 6.8724 | 6.9136 | 6.8935 | 6.8911 | 6.8617 | 6.841
Com ¦ Air Curtains | ROB | C_Long Term Care | Greater Toronto Area | Space Heating/Ventilation | Commercial | NA | Shipping door | 15 | 5.3878 | 5.504 | 5.5961 | 5.6658 | 5.7101 | 5.6694 | 5.659 | 5.6589 | 5.6587 | 5.6585 | 54793.8552 | 57095.1782 | 59211.3087 | 61147.8426 | 62858.8782 | 63658.8135 | 64812.7081 | 66108.1395 | 67428.0058 | 68773.4309 | 10170 | 10373.4 | 10580.868 | 10792.4854 | 11008.3351 | 11228.5018 | 11453.0718 | 11682.1332 | 11915.7759 | 12154.0914 | 44623.8552 | 46721.7782 | 48630.4407 | 50355.3572 | 51850.5432 | 52430.3118 | 53359.6363 | 54426.0063 | 55512.2299 | 56619.3395 | 3.8215 | 3.8024 | 3.7833 | 3.7644 | 3.7456 | 3.7269 | 3.7082 | 3.6897 | 3.6713 | 3.6529 | 3.8215 | 3.8024 | 3.7833 | 3.7644 | 3.7456 | 3.7269 | 3.7082 | 3.6897 | 3.6713 | 3.6529 | 0.17971 | 0.35079 | 0.51355 | 0.66889 | 0.81694 | 0.95788 | 1.0919 | 1.2194 | 1.3405 | 1.4555 | 0.17971 | 0.17108 | 0.16276 | 0.15534 | 0.14805 | 0.14094 | 0.13404 | 0.12745 | 0.1211 | 0.11502
Com ¦ Condensing Boiler ¦ Std Baseline | ROB | C_Long Term Care | Greater Toronto Area | Space Heating/Ventilation | Commercial | Com¦Boiler¦Std | End Use Consumption (m^3/year) | 25 | 1.5743 | 1.5984 | 1.6176 | 1.6321 | 1.6413 | 1.6329 | 1.6308 | 1.6308 | 1.6308 | 1.6307 | 0.52357 | 0.54224 | 0.55971 | 0.57602 | 0.59087 | 0.59959 | 0.61078 | 0.623 | 0.63546 | 0.64816 | 0.33258 | 0.33923 | 0.34601 | 0.35294 | 0.35999 | 0.36719 | 0.37454 | 0.38203 | 0.38967 | 0.39746 | 0.19099 | 0.20301 | 0.21369 | 0.22309 | 0.23087 | 0.23239 | 0.23624 | 0.24097 | 0.24579 | 0.25069 | 3078378.8588 | 3062986.9645 | 3047672.0296 | 3032433.6695 | 3017271.5011 | 3002185.1436 | 2987174.2179 | 2972238.3468 | 2957377.1551 | 2942590.2693 | 3078378.8588 | 3062986.9645 | 3047672.0296 | 3032433.6695 | 3017271.5011 | 3002185.1436 | 2987174.2179 | 2972238.3468 | 2957377.1551 | 2942590.2693 | 2804.8857 | 7798.9088 | 14579.1543 | 23466.0247 | 34111.9146 | 46168.5184 | 59289.4764 | 73337.8292 | 88070.0115 | 103374.4374 | 2804.8857 | 4994.0231 | 6780.2455 | 8886.8704 | 10645.89 | 12056.6037 | 13120.9581 | 14048.3528 | 14732.1823 | 15304.4259
Com ¦ Condensing Water Heaters | ROB | C_Long Term Care | Greater Toronto Area | Water Heating | Commercial | Com ¦ Water Heating | End Use Consumption (m^3/year) | 13 | 1.5536 | 1.5892 | 1.6159 | 1.6352 | 1.6466 | 1.6465 | 1.6432 | 1.6432 | 1.6432 | 1.6432 | 0.24404 | 0.25463 | 0.26408 | 0.27258 | 0.27997 | 0.28555 | 0.29068 | 0.29649 | 0.30242 | 0.30847 | 0.15708 | 0.16022 | 0.16343 | 0.1667 | 0.17003 | 0.17343 | 0.1769 | 0.18044 | 0.18405 | 0.18773 | 0.086963 | 0.094409 | 0.10066 | 0.10589 | 0.10994 | 0.11212 | 0.11378 | 0.11606 | 0.11838 | 0.12075 | 66054.1607 | 65723.8899 | 65395.2704 | 65068.2941 | 64742.9526 | 64419.2378 | 64097.1417 | 63776.656 | 63457.7727 | 63140.4838 | 66054.1607 | 65723.8899 | 65395.2704 | 65068.2941 | 64742.9526 | 64419.2378 | 64097.1417 | 63776.656 | 63457.7727 | 63140.4838 | 1988.8839 | 3881.3566 | 5674.972 | 7426.1866 | 9119.6886 | 10748.2956 | 12308.1781 | 13806.487 | 15243.8058 | 16625.6338 | 1988.8839 | 1892.4727 | 1793.6154 | 1751.2147 | 1693.5019 | 1628.607 | 1559.8826 | 1498.3089 | 1437.3188 | 1381.828
Com ¦ Demand Control Kitchen Ventilation | ROB | C_Long Term Care | Greater Toronto Area | Space Heating/Ventilation | Commercial | NA | per building | 15 | 4.3624 | 4.408 | 4.4448 | 4.4736 | 4.4933 | 4.4812 | 4.4808 | 4.4844 | 4.4881 | 4.4919 | 65435.9299 | 67442.9283 | 69366.2343 | 71211.5723 | 72954.905 | 74214.772 | 75691.2479 | 77268.2103 | 78878.4803 | 80524.0625 | 15000 | 15300 | 15606 | 15918.12 | 16236.4824 | 16561.212 | 16892.4363 | 17230.285 | 17574.8907 | 17926.3885 | 50435.9299 | 52142.9283 | 53760.2343 | 55293.4523 | 56718.4226 | 57653.56 | 58798.8116 | 60037.9253 | 61303.5896 | 62597.674 | 3053.3296 | 3038.063 | 3022.8726 | 3007.7583 | 2992.7195 | 2977.7559 | 2962.8671 | 2948.0528 | 2933.3125 | 2918.646 | 3053.3296 | 3038.063 | 3022.8726 | 3007.7583 | 2992.7195 | 2977.7559 | 2962.8671 | 2948.0528 | 2933.3125 | 2918.646 | 138.0502 | 269.1967 | 393.7932 | 512.6165 | 625.8249 | 733.6096 | 836.1638 | 933.7514 | 1026.5655 | 1114.8273 | 138.0502 | 131.1465 | 124.5965 | 118.8233 | 113.2084 | 107.7846 | 102.5542 | 97.5876 | 92.8141 | 88.2618
Com ¦ Efficient Gas Broilers | ROB | C_Long Term Care | Greater Toronto Area | Appliances/Other | Commercial | NA | Equipment | 12 | 2.8503 | 2.9204 | 2.9726 | 3.0104 | 3.0329 | 3.0322 | 3.0258 | 3.0258 | 3.0258 | 3.0258 | 3619.8472 | 3783.1185 | 3927.7842 | 4057.2257 | 4169.3171 | 4251.6453 | 4327.6076 | 4414.1824 | 4502.4753 | 4592.4136 | 1270 | 1295.4 | 1321.308 | 1347.7342 | 1374.6888 | 1402.1826 | 1430.2263 | 1458.8308 | 1488.0074 | 1517.7676 | 2349.8472 | 2487.7185 | 2606.4762 | 2709.4916 | 2794.6283 | 2849.4627 | 2897.3813 | 2955.3516 | 3014.4679 | 3074.646 | 352.4913 | 350.7288 | 348.9752 | 347.2303 | 345.4942 | 343.7667 | 342.0479 | 340.3376 | 338.6359 | 336.9428 | 352.4913 | 350.7288 | 348.9752 | 347.2303 | 345.4942 | 343.7667 | 342.0479 | 340.3376 | 338.6359 | 336.9428 | 23.6803 | 45.3587 | 65.2095 | 83.568 | 100.5172 | 116.152 | 130.5647 | 143.871 | 156.1552 | 167.5087 | 23.6803 | 21.6784 | 19.8508 | 18.3585 | 16.9493 | 15.6348 | 14.4126 | 13.3063 | 12.2842 | 11.3535
Com ¦ Efficient Gas Griddles | ROB | C_Long Term Care | Greater Toronto Area | Appliances/Other | Commercial | NA | Equipment | 10 | 4.3596 | 4.4841 | 4.5767 | 4.6436 | 4.6836 | 4.6822 | 4.671 | 4.671 | 4.671 | 4.6709 | 5013.5702 | 5259.8733 | 5475.7893 | 5666.9948 | 5830.0936 | 5945.0129 | 6049.3306 | 6170.3006 | 6293.7734 | 6419.5086 | 1150 | 1173 | 1196.46 | 1220.3892 | 1244.797 | 1269.6929 | 1295.0868 | 1320.9885 | 1347.4083 | 1374.3565 | 3863.5702 | 4086.8733 | 4279.3293 | 4446.6056 | 4585.2966 | 4675.3199 | 4754.2438 | 4849.3121 | 4946.3651 | 5045.1521 | 636.7508 | 633.567 | 630.3992 | 627.2472 | 624.111 | 620.9904 | 617.8854 | 614.796 | 611.722 | 608.6634 | 636.7508 | 633.567 | 630.3992 | 627.2472 | 624.111 | 620.9904 | 617.8854 | 614.796 | 611.722 | 608.6634 | 45.4517 | 87.1302 | 125.3972 | 160.6823 | 193.2247 | 223.2463 | 250.9471 | 276.5252 | 300.1451 | 321.9641 | 45.4517 | 41.6784 | 38.2671 | 35.2851 | 32.5424 | 30.0216 | 27.7007 | 25.5782 | 23.6198 | 21.8191
Com ¦ Efficient Gas Ovens | ROB | C_Long Term Care | Greater Toronto Area | Appliances/Other | Commercial | NA | Equipment | 12 | 2.0905 | 2.142 | 2.1802 | 2.2079 | 2.2244 | 2.2239 | 2.2192 | 2.2192 | 2.2192 | 2.2192 | 1829.2171 | 1911.6996 | 1984.7857 | 2050.183 | 2106.8181 | 2148.4214 | 2186.81 | 2230.5593 | 2275.1771 | 2320.6267 | 875 | 892.5 | 910.35 | 928.557 | 947.1281 | 966.0707 | 985.3921 | 1005.1 | 1025.202 | 1045.706 | 954.2171 | 1019.1996 | 1074.4357 | 1121.626 | 1159.69 | 1182.3507 | 1201.4179 | 1225.4594 | 1249.9751 | 1274.9207 | 162.5854 | 161.7724 | 160.9636 | 160.1588 | 159.358 | 158.5612 | 157.7684 | 156.9795 | 156.1946 | 155.4137 | 162.5854 | 161.7724 | 160.9636 | 160.1588 | 159.358 | 158.5612 | 157.7684 | 156.9795 | 156.1946 | 155.4137 | 8.5128 | 16.4555 | 23.8517 | 30.8495 | 37.4367 | 43.6173 | 49.402 | 54.8238 | 59.9005 | 64.6591 | 8.5128 | 7.9427 | 7.3962 | 6.9978 | 6.5871 | 6.1807 | 5.7846 | 5.4219 | 5.0766 | 4.7586
Com ¦ Efficient Gas Range Tops | ROB | C_Long Term Care | Greater Toronto Area | Appliances/Other | Commercial | NA | Equipment | 10 | 2.1138 | 2.1741 | 2.219 | 2.2514 | 2.2708 | 2.2702 | 2.2647 | 2.2647 | 2.2647 | 2.2647 | 1691.0065 | 1774.0811 | 1846.9065 | 1911.3975 | 1966.4084 | 2005.169 | 2040.3539 | 2081.1554 | 2122.801 | 2165.2097 | 800 | 816 | 832.32 | 848.9664 | 865.9457 | 883.2646 | 900.9299 | 918.9485 | 937.3275 | 956.0741 | 891.0065 | 958.0811 | 1014.5865 | 1062.4311 | 1100.4627 | 1121.9044 | 1139.424 | 1162.2069 | 1185.4735 | 1209.1357 | 190.9041 | 189.9495 | 188.9998 | 188.0548 | 187.1145 | 186.1789 | 185.248 | 184.3218 | 183.4002 | 182.4832 | 190.9041 | 189.9495 | 188.9998 | 188.0548 | 187.1145 | 186.1789 | 185.248 | 184.3218 | 183.4002 | 182.4832 | 12.4647 | 23.8703 | 34.3063 | 43.97 | 52.8974 | 61.1345 | 68.7275 | 75.7395 | 82.2142 | 88.2013 | 12.4647 | 11.4056 | 10.436 | 9.6637 | 8.9275 | 8.2371 | 7.593 | 7.0119 | 6.4747 | 5.9871
Com ¦ Energy Star Gas Fryers | ROB | C_Long Term Care | Greater Toronto Area | Appliances/Other | Commercial | NA | Equipment | 12 | 2.2897 | 2.3456 | 2.3873 | 2.4174 | 2.4354 | 2.4348 | 2.4298 | 2.4298 | 2.4299 | 2.4298 | 2353.7648 | 2459.5342 | 2553.2974 | 2637.2393 | 2709.9887 | 2763.5282 | 2812.9657 | 2869.2682 | 2926.6923 | 2985.1919 | 1028 | 1048.56 | 1069.5312 | 1090.9218 | 1112.7403 | 1134.9951 | 1157.695 | 1180.8489 | 1204.4658 | 1228.5552 | 1325.7648 | 1410.9742 | 1483.7662 | 1546.3175 | 1597.2484 | 1628.5332 | 1655.2707 | 1688.4193 | 1722.2264 | 1756.6367 | 198.848 | 197.8538 | 196.8645 | 195.8802 | 194.9008 | 193.9263 | 192.9567 | 191.9919 | 191.0319 | 190.0768 | 198.848 | 197.8538 | 196.8645 | 195.8802 | 194.9008 | 193.9263 | 192.9567 | 191.9919 | 191.0319 | 190.0768 | 10.6585 | 20.6261 | 29.9344 | 38.7247 | 46.9949 | 54.757 | 62.0281 | 68.8449 | 75.23 | 81.2135 | 10.6585 | 9.9676 | 9.3083 | 8.7903 | 8.2702 | 7.7622 | 7.2711 | 6.8168 | 6.385 | 5.9835
Com ¦ High Extraction Washer | ROB | C_Long Term Care | Greater Toronto Area | Appliances/Other | Commercial | NA | Customer Segment Consumption (m^3/year) | 10 | 5.3661 | 5.5193 | 5.6332 | 5.7156 | 5.7648 | 5.7631 | 5.7493 | 5.7493 | 5.7493 | 5.7492 | 0.037237 | 0.039066 | 0.04067 | 0.04209 | 0.043302 | 0.044155 | 0.04493 | 0.045828 | 0.046745 | 0.047679 | 0.0069394 | 0.0070782 | 0.0072197 | 0.0073641 | 0.0075114 | 0.0076616 | 0.0078149 | 0.0079712 | 0.0081306 | 0.0082932 | 0.030298 | 0.031988 | 0.03345 | 0.034726 | 0.03579 | 0.036493 | 0.037115 | 0.037857 | 0.038615 | 0.039386 | 741490.9711 | 737783.5162 | 734094.5986 | 730424.1256 | 726772.005 | 723138.145 | 719522.4543 | 715924.842 | 712345.2178 | 708783.4917 | 741490.9711 | 737783.5162 | 734094.5986 | 730424.1256 | 726772.005 | 723138.145 | 719522.4543 | 715924.842 | 712345.2178 | 708783.4917 | 53614.259 | 102892.4972 | 148234.9897 | 190086.1617 | 228719.8594 | 264386.6679 | 297312.1712 | 327715.8788 | 355784.3077 | 381695.3618 | 53614.259 | 49278.2382 | 45342.4925 | 41851.172 | 38633.6977 | 35666.8085 | 32925.5034 | 30403.7076 | 28068.4288 | 25911.0541
Com ¦ Near Condensing Boiler¦ Std Baseline | ROB | C_Long Term Care | Greater Toronto Area | Space Heating/Ventilation | Commercial | Com¦Boiler¦Std | End Use Consumption (m^3/year) | 25 | 4.3784 | 4.4456 | 4.4989 | 4.5392 | 4.5649 | 4.5415 | 4.5355 | 4.5356 | 4.5355 | 4.5355 | 0.29918 | 0.30985 | 0.31983 | 0.32915 | 0.33764 | 0.34262 | 0.34902 | 0.356 | 0.36312 | 0.37037 | 0.068331 | 0.069697 | 0.071091 | 0.072513 | 0.073963 | 0.075443 | 0.076952 | 0.078491 | 0.08006 | 0.081662 | 0.23085 | 0.24015 | 0.24874 | 0.25664 | 0.26367 | 0.26718 | 0.27206 | 0.27751 | 0.28306 | 0.28871 | 1759073.6336 | 1750278.2654 | 1741526.8741 | 1732819.2397 | 1724155.1435 | 1715534.3678 | 1706956.696 | 1698421.9125 | 1689929.8029 | 1681480.1539 | 1759073.6336 | 1750278.2654 | 1741526.8741 | 1732819.2397 | 1724155.1435 | 1715534.3678 | 1706956.696 | 1698421.9125 | 1689929.8029 | 1681480.1539 | 43041.7696 | 82101.0351 | 117327.8642 | 149255.0392 | 177979.2857 | 203664.7266 | 226503.8006 | 246760.7816 | 264654.6631 | 280430.9531 | 43041.7696 | 39059.2656 | 35226.8291 | 31927.1749 | 28724.2466 | 25685.4409 | 22839.074 | 20256.981 | 17893.8815 | 15776.2901
Com ¦ Tankless Water Heaters | ROB | C_Long Term Care | Greater Toronto Area | Water Heating | Commercial | Com ¦ Water Heating | End Use Consumption (m^3/year) | 18 | 0.54413 | 0.55403 | 0.56143 | 0.5668 | 0.56995 | 0.56992 | 0.56902 | 0.56902 | 0.56901 | 0.56902 | 0.46011 | 0.47785 | 0.49392 | 0.50862 | 0.52167 | 0.53208 | 0.54186 | 0.5527 | 0.56375 | 0.57503 | 0.84559 | 0.8625 | 0.87976 | 0.89735 | 0.9153 | 0.9336 | 0.95228 | 0.97132 | 0.99075 | 1.0106 | -0.38548 | -0.38465 | -0.38583 | -0.38873 | -0.39362 | -0.40152 | -0.41041 | -0.41862 | -0.427 | -0.43553 | 98772.5767 | 98278.7138 | 97787.3203 | 97298.3837 | 96811.8918 | 96327.8323 | 95846.1931 | 95366.9622 | 94890.1274 | 94415.6767 | 0 | 0 | 0 | 0 | 0 | 0 | 0 | 0 | 0 | 0 | 0 | 0 | 0 | 0 | 0 | 0 | 0 | 0 | 0 | 0 | 0 | 0 | 0 | 0 | 0 | 0 | 0 | 0 | 0 | 0
Com ¦ Condensing Boiler ¦ Near Cond Baseline | NEW | C_Multi-Residential | Greater Toronto Area | Space Heating/Ventilation | Commercial | NA | End Use Consumption (m^3/year) | 25 | 1.0302 | 1.046 | 1.0586 | 1.0681 | 1.0741 | 1.0686 | 1.0672 | 1.0672 | 1.0672 | 1.0672 | 0.22439 | 0.23239 | 0.23987 | 0.24687 | 0.25323 | 0.25697 | 0.26176 | 0.267 | 0.27234 | 0.27778 | 0.2178 | 0.22216 | 0.2266 | 0.23114 | 0.23576 | 0.24047 | 0.24528 | 0.25019 | 0.25519 | 0.2603 | 0.0065823 | 0.010226 | 0.013271 | 0.01573 | 0.01747 | 0.016492 | 0.016479 | 0.016811 | 0.017145 | 0.017485 | 219727.3892 | 439674.5057 | 659848.1612 | 880255.1806 | 1100902.4025 | 1321796.6792 | 1542944.8773 | 1764353.8775 | 1986030.575 | 2207981.8799 | 219727.3892 | 439674.5057 | 659848.1612 | 880255.1806 | 1100902.4025 | 1321796.6792 | 1542944.8773 | 1764353.8775 | 1986030.575 | 2207981.8799 | 22159.11 | 44340.3792 | 65019.3638 | 83808.5436 | 104870.8061 | 126963.9547 | 149222.8898 | 171059.5322 | 192876.2783 | 214514.4577 | 22159.11 | 22181.2692 | 20678.9846 | 18789.1799 | 21062.2625 | 22093.1486 | 22258.9351 | 21836.6424 | 21816.7461 | 21638.1794
Com ¦ Condensing Boiler ¦ Std Baseline | NEW | C_Multi-Residential | Greater Toronto Area | Space Heating/Ventilation | Commercial | Com¦Boiler¦Std | End Use Consumption (m^3/year) | 25 | 1.5743 | 1.5984 | 1.6176 | 1.6321 | 1.6413 | 1.6329 | 1.6308 | 1.6308 | 1.6308 | 1.6307 | 0.52357 | 0.54224 | 0.55971 | 0.57602 | 0.59087 | 0.59959 | 0.61078 | 0.623 | 0.63546 | 0.64816 | 0.33258 | 0.33923 | 0.34601 | 0.35294 | 0.35999 | 0.36719 | 0.37454 | 0.38203 | 0.38967 | 0.39746 | 0.19099 | 0.20301 | 0.21369 | 0.22309 | 0.23087 | 0.23239 | 0.23624 | 0.24097 | 0.24579 | 0.25069 | 512697.2414 | 1025907.1801 | 1539645.7096 | 2053928.7548 | 2568772.2725 | 3084192.2516 | 3600204.7138 | 4116825.7142 | 4634071.3418 | 5151957.7197 | 512697.2414 | 1025907.1801 | 1539645.7096 | 2053928.7548 | 2568772.2725 | 3084192.2516 | 3600204.7138 | 4116825.7142 | 4634071.3418 | 5151957.7197 | 11681.333 | 23374.3473 | 45081.8048 | 75852.7793 | 117923.4528 | 170561.8292 | 232917.2644 | 304023.354 | 383834.6572 | 471697.3655 | 11681.333 | 11693.0143 | 21707.4575 | 30770.9745 | 42070.6735 | 52638.3763 | 62355.4353 | 71106.0895 | 79811.3032 | 87862.7083
Com ¦ Condensing Water Heaters | NEW | C_Multi-Residential | Greater Toronto Area | Water Heating | Commercial | Com ¦ Water Heating | End Use Consumption (m^3/year) | 13 | 1.5536 | 1.5892 | 1.6159 | 1.6352 | 1.6466 | 1.6465 | 1.6432 | 1.6432 | 1.6432 | 1.6432 | 0.24404 | 0.25463 | 0.26408 | 0.27258 | 0.27997 | 0.28555 | 0.29068 | 0.29649 | 0.30242 | 0.30847 | 0.15708 | 0.16022 | 0.16343 | 0.1667 | 0.17003 | 0.17343 | 0.1769 | 0.18044 | 0.18405 | 0.18773 | 0.086963 | 0.094409 | 0.10066 | 0.10589 | 0.10994 | 0.11212 | 0.11378 | 0.11606 | 0.11838 | 0.12075 | 11646.0119 | 23303.6697 | 34973.3346 | 46655.3683 | 58350.1332 | 70057.9926 | 81779.3103 | 93514.4511 | 105263.7803 | 117027.6644 | 11646.0119 | 23303.6697 | 34973.3346 | 46655.3683 | 58350.1332 | 70057.9926 | 81779.3103 | 93514.4511 | 105263.7803 | 117027.6644 | 6305.6335 | 12617.5725 | 18972.3377 | 25343.6468 | 31891.6595 | 38560.0038 | 45315.1089 | 52132.612 | 59022.2435 | 65974.2918 | 6305.6335 | 6311.9391 | 6354.7651 | 6371.3092 | 6548.0127 | 6668.3443 | 6755.1051 | 6817.503 | 6889.6316 | 6952.0483
Com ¦ High Extraction Washer | NEW | C_Multi-Residential | Greater Toronto Area | Appliances/Other | Commercial | NA | Customer Segment Consumption (m^3/year) | 10 | 3.6209 | 3.7243 | 3.8011 | 3.8567 | 3.8899 | 3.8888 | 3.8795 | 3.8795 | 3.8795 | 3.8794 | 0.018619 | 0.019533 | 0.020335 | 0.021045 | 0.021651 | 0.022078 | 0.022465 | 0.022914 | 0.023373 | 0.02384 | 0.005142 | 0.0052448 | 0.0053497 | 0.0054567 | 0.0055658 | 0.0056772 | 0.0057907 | 0.0059065 | 0.0060246 | 0.0061451 | 0.013477 | 0.014288 | 0.014985 | 0.015588 | 0.016085 | 0.0164 | 0.016674 | 0.017008 | 0.017348 | 0.017695 | 57260.7493 | 114578.7594 | 171955.8053 | 229393.6657 | 286894.1225 | 344458.9616 | 402089.9724 | 459788.948 | 517557.6852 | 575397.9849 | 57260.7493 | 114578.7594 | 171955.8053 | 229393.6657 | 286894.1225 | 344458.9616 | 402089.9724 | 459788.948 | 517557.6852 | 575397.9849 | 40342.5836 | 80725.5097 | 121894.1343 | 163812.2323 | 206573.397 | 250104.7706 | 294345.3334 | 339237.7512 | 384749.0426 | 430831.1456 | 40342.5836 | 40382.9261 | 41168.6246 | 41918.098 | 42761.1647 | 43531.3736 | 44240.5628 | 44892.4178 | 45511.2915 | 46082.103
Com ¦ High perf.glazings ¦ New | NEW | C_Multi-Residential | Greater Toronto Area | Space Heating/Ventilation | Commercial | Windows New | End Use Consumption (m^3/year) | 30 | 1.6157 | 1.6383 | 1.6563 | 1.6698 | 1.6785 | 1.6706 | 1.6686 | 1.6686 | 1.6686 | 1.6686 | 0.40969 | 0.42374 | 0.43695 | 0.44934 | 0.4607 | 0.46771 | 0.47649 | 0.48602 | 0.49574 | 0.50565 | 0.25357 | 0.25864 | 0.26382 | 0.26909 | 0.27447 | 0.27996 | 0.28556 | 0.29127 | 0.2971 | 0.30304 | 0.15612 | 0.1651 | 0.17313 | 0.18025 | 0.18623 | 0.18774 | 0.19093 | 0.19475 | 0.19864 | 0.2026 | 146134.204 | 292414.5423 | 438845.5449 | 585431.7509 | 732177.7085 | 879087.975 | 1026167.1171 | 1173419.711 | 1320850.3425 | 1468463.6073 | 146134.204 | 292414.5423 | 438845.5449 | 585431.7509 | 732177.7085 | 879087.975 | 1026167.1171 | 1173419.711 | 1320850.3425 | 1468463.6073 | 42592.9225 | 85228.4379 | 127150.2371 | 167741.8587 | 210820.1146 | 255093.8232 | 299821.8209 | 344489.4332 | 389435.9237 | 434559.0295 | 42592.9225 | 42635.5154 | 41921.7991 | 40591.6216 | 43078.2559 | 44273.7086 | 44727.9978 | 44667.6122 | 44946.4905 | 45123.1058
Com ¦ Low flow Showerheads ¦ New | NEW | C_Multi-Residential | Greater Toronto Area | Water Heating | Commercial | NA | Showerheads | 10 | 27.1811 | 27.3374 | 27.461 | 27.5578 | 27.6258 | 27.6497 | 27.6639 | 27.6961 | 27.733 | 27.7736 | 339.7637 | 348.5518 | 357.13 | 365.5565 | 373.7884 | 381.5944 | 389.426 | 397.6763 | 406.1702 | 414.9007 | 12.5 | 12.75 | 13.005 | 13.2651 | 13.5304 | 13.801 | 14.077 | 14.3586 | 14.6457 | 14.9387 | 327.2637 | 335.8018 | 344.125 | 352.2914 | 360.258 | 367.7934 | 375.349 | 383.3177 | 391.5245 | 399.9621 | 7999.4142 | 16070.8232 | 24215.4348 | 32434.4729 | 40729.1774 | 49100.8047 | 57550.6276 | 66079.936 | 74690.0367 | 83382.2539 | 7999.4142 | 16070.8232 | 24215.4348 | 32434.4729 | 40729.1774 | 49100.8047 | 57550.6276 | 66079.936 | 74690.0367 | 83382.2539 | 5976.9851 | 12007.7631 | 18300.4782 | 24830.3343 | 31577.4569 | 38523.5441 | 45652.8124 | 52951.6292 | 60408.4738 | 68013.3901 | 5976.9851 | 6030.778 | 6292.7151 | 6529.8561 | 6747.1227 | 6946.0871 | 7129.2683 | 7298.8168 | 7456.8447 | 7604.9163
Com ¦ Near Condensing Boiler¦ Std Baseline | NEW | C_Multi-Residential | Greater Toronto Area | Space Heating/Ventilation | Commercial | Com¦Boiler¦Std | End Use Consumption (m^3/year) | 25 | 4.3784 | 4.4456 | 4.4989 | 4.5392 | 4.5649 | 4.5415 | 4.5355 | 4.5356 | 4.5355 | 4.5355 | 0.29918 | 0.30985 | 0.31983 | 0.32915 | 0.33764 | 0.34262 | 0.34902 | 0.356 | 0.36312 | 0.37037 | 0.068331 | 0.069697 | 0.071091 | 0.072513 | 0.073963 | 0.075443 | 0.076952 | 0.078491 | 0.08006 | 0.081662 | 0.23085 | 0.24015 | 0.24874 | 0.25664 | 0.26367 | 0.26718 | 0.27206 | 0.27751 | 0.28306 | 0.28871 | 292969.8522 | 586232.6743 | 879797.5483 | 1173673.5742 | 1467869.87 | 1762395.5723 | 2057259.8364 | 2352471.8367 | 2648040.7667 | 2943975.8398 | 292969.8522 | 586232.6743 | 879797.5483 | 1173673.5742 | 1467869.87 | 1762395.5723 | 2057259.8364 | 2352471.8367 | 2648040.7667 | 2943975.8398 | 179253.3826 | 358686.0186 | 528650.4643 | 688827.4525 | 840385.0355 | 982913.4283 | 1116327.751 | 1240724.0862 | 1356471.5175 | 1463879.7981 | 179253.3826 | 179432.636 | 169964.4457 | 160176.9882 | 151557.583 | 142528.3928 | 133414.3228 | 124396.3352 | 115747.4312 | 107408.2807
Com ¦ Super High Perf Glazing ¦New | NEW | C_Multi-Residential | Greater Toronto Area | Space Heating/Ventilation | Commercial | Windows New | End Use Consumption (m^3/year) | 30 | 0.53856 | 0.54611 | 0.55209 | 0.55662 | 0.5595 | 0.55687 | 0.5562 | 0.5562 | 0.5562 | 0.55619 | 0.61454 | 0.63561 | 0.65542 | 0.67401 | 0.69106 | 0.70156 | 0.71473 | 0.72903 | 0.74361 | 0.75847 | 1.1411 | 1.1639 | 1.1872 | 1.2109 | 1.2351 | 1.2598 | 1.285 | 1.3107 | 1.3369 | 1.3637 | -0.52653 | -0.52828 | -0.53175 | -0.5369 | -0.54407 | -0.55828 | -0.5703 | -0.5817 | -0.59334 | -0.60522 | 219201.306 | 438621.8134 | 658268.3173 | 878147.6263 | 1098266.5627 | 1318631.9625 | 1539250.6757 | 1760129.5665 | 1981275.5138 | 2202695.4109 | 0 | 0 | 0 | 0 | 0 | 0 | 0 | 0 | 0 | 0 | 0 | 0 | 0 | 0 | 0 | 0 | 0 | 0 | 0 | 0 | 0 | 0 | 0 | 0 | 0 | 0 | 0 | 0 | 0 | 0
Com ¦ Tankless Water Heaters | NEW | C_Multi-Residential | Greater Toronto Area | Water Heating | Commercial | Com ¦ Water Heating | End Use Consumption (m^3/year) | 18 | 0.54413 | 0.55403 | 0.56143 | 0.5668 | 0.56995 | 0.56992 | 0.56902 | 0.56902 | 0.56901 | 0.56902 | 0.46011 | 0.47785 | 0.49392 | 0.50862 | 0.52167 | 0.53208 | 0.54186 | 0.5527 | 0.56375 | 0.57503 | 0.84559 | 0.8625 | 0.87976 | 0.89735 | 0.9153 | 0.9336 | 0.95228 | 0.97132 | 0.99075 | 1.0106 | -0.38548 | -0.38465 | -0.38583 | -0.38873 | -0.39362 | -0.40152 | -0.41041 | -0.41862 | -0.427 | -0.43553 | 17414.5972 | 34846.6089 | 52296.5752 | 69765.0367 | 87252.5357 | 104759.6151 | 122286.8191 | 139834.6932 | 157403.7837 | 174994.6383 | 0 | 0 | 0 | 0 | 0 | 0 | 0 | 0 | 0 | 0 | 0 | 0 | 0 | 0 | 0 | 0 | 0 | 0 | 0 | 0 | 0 | 0 | 0 | 0 | 0 | 0 | 0 | 0 | 0 | 0
Com ¦ Air Sealing | RET | C_Multi-Residential | Greater Toronto Area | Space Heating/Ventilation | Commercial | NA | Floor area (1000m2) | 6 | 0.7443 | 0.77842 | 0.80548 | 0.82599 | 0.83903 | 0.82713 | 0.82412 | 0.82415 | 0.82415 | 0.82412 | 0.06258 | 0.066757 | 0.07046 | 0.073699 | 0.07636 | 0.076782 | 0.078033 | 0.079597 | 0.081189 | 0.082809 | 0.084079 | 0.08576 | 0.087476 | 0.089225 | 0.09101 | 0.09283 | 0.094686 | 0.09658 | 0.098512 | 0.10048 | -0.021499 | -0.019003 | -0.017016 | -0.015526 | -0.01465 | -0.016047 | -0.016654 | -0.016984 | -0.017323 | -0.017673 | 1726.9045 | 1718.27 | 1709.6786 | 1701.1302 | 1692.6246 | 1684.1614 | 1675.7406 | 1667.3619 | 1659.0251 | 1650.73 | 0 | 0 | 0 | 0 | 0 | 0 | 0 | 0 | 0 | 0 | 0 | 0 | 0 | 0 | 0 | 0 | 0 | 0 | 0 | 0 | 0 | 0 | 0 | 0 | 0 | 0 | 0 | 0 | 0 | 0
Com ¦ Building Controls and Automation Systems | RET | C_Multi-Residential | Greater Toronto Area | Space Heating/Ventilation | Commercial | NA | Customer Segment Consumption (m^3/year) | 11 | 1.6349 | 1.6788 | 1.7136 | 1.7399 | 1.7567 | 1.7414 | 1.7375 | 1.7375 | 1.7375 | 1.7375 | 0.21383 | 0.22396 | 0.23317 | 0.24149 | 0.2487 | 0.25146 | 0.25592 | 0.26104 | 0.26626 | 0.27158 | 0.13079 | 0.13341 | 0.13607 | 0.13879 | 0.14157 | 0.1444 | 0.14729 | 0.15024 | 0.15324 | 0.15631 | 0.083038 | 0.090553 | 0.097099 | 0.1027 | 0.10713 | 0.10706 | 0.10863 | 0.1108 | 0.11302 | 0.11528 | 36831964.8238 | 36647804.9997 | 36464565.9747 | 36282243.1448 | 36100831.9291 | 35920327.7694 | 35740726.1306 | 35562022.4999 | 35384212.3874 | 35207291.3255 | 36831964.8238 | 36647804.9997 | 36464565.9747 | 36282243.1448 | 36100831.9291 | 35920327.7694 | 35740726.1306 | 35562022.4999 | 35384212.3874 | 35207291.3255 | 1266481.733 | 2559637.2147 | 3868070.4319 | 5213129.785 | 6579822.464 | 7956274.8541 | 9331863.0821 | 10701575.2941 | 12057251.7082 | 13393469.8828 | 1266481.733 | 1293155.4817 | 1308433.2172 | 1345059.3531 | 1366692.679 | 1376452.3901 | 1375588.228 | 1369712.2119 | 1355676.4141 | 1336218.1747
Com ¦ Heat Reflector Panels | RET | C_Multi-Residential | Greater Toronto Area | Space Heating/Ventilation | Commercial | NA | End Use Consumption (m^3/year) | 18 | 2.0191 | 2.0568 | 2.0867 | 2.1094 | 2.1238 | 2.1106 | 2.1073 | 2.1073 | 2.1073 | 2.1073 | 0.092157 | 0.095756 | 0.099092 | 0.10217 | 0.10493 | 0.10636 | 0.10832 | 0.11049 | 0.1127 | 0.11495 | 0.045643 | 0.046556 | 0.047487 | 0.048437 | 0.049405 | 0.050393 | 0.051401 | 0.052429 | 0.053478 | 0.054547 | 0.046514 | 0.049201 | 0.051605 | 0.053734 | 0.055522 | 0.055969 | 0.056917 | 0.058057 | 0.059217 | 0.0604 | 1776566.8033 | 1767683.9693 | 1758845.5494 | 1750051.3217 | 1741301.0651 | 1732594.5598 | 1723931.587 | 1715311.929 | 1706735.3694 | 1698201.6925 | 1776566.8033 | 1767683.9693 | 1758845.5494 | 1750051.3217 | 1741301.0651 | 1732594.5598 | 1723931.587 | 1715311.929 | 1706735.3694 | 1698201.6925 | 56178.838 | 113172.0796 | 170533.3109 | 229596.9189 | 289643.2632 | 350141.7562 | 410638.3243 | 470998.0636 | 530904.6437 | 590190.7243 | 56178.838 | 56993.2416 | 57361.2313 | 59063.608 | 60046.3443 | 60498.493 | 60496.5682 | 60359.7393 | 59906.5801 | 59286.0806
Com ¦ Heat/Energy Recovery Ventilation | RET | C_Multi-Residential | Greater Toronto Area | Space Heating/Ventilation | Commercial | NA | End Use Consumption (m^3/year) | 15 | 1.781 | 1.8187 | 1.8486 | 1.8713 | 1.8857 | 1.8726 | 1.8692 | 1.8693 | 1.8692 | 1.8692 | 0.40645 | 0.42336 | 0.43893 | 0.45319 | 0.46582 | 0.47182 | 0.4804 | 0.49002 | 0.49982 | 0.5098 | 0.22821 | 0.23278 | 0.23743 | 0.24218 | 0.24703 | 0.25197 | 0.25701 | 0.26215 | 0.26739 | 0.27274 | 0.17824 | 0.19059 | 0.2015 | 0.21101 | 0.21879 | 0.21985 | 0.2234 | 0.22787 | 0.23243 | 0.23707 | 28647139.7032 | 28503904.0047 | 28361384.4846 | 28219577.5622 | 28078479.6744 | 27938087.276 | 27798396.8397 | 27659404.8555 | 27521107.8312 | 27383502.292 | 28647139.7032 | 28503904.0047 | 28361384.4846 | 28219577.5622 | 28078479.6744 | 27938087.276 | 27798396.8397 | 27659404.8555 | 27521107.8312 | 27383502.292 | 905883.7634 | 1824899.7835 | 2749849.6383 | 3702250.3176 | 4670497.6191 | 5646035.8181 | 6621542.9795 | 7594843.7755 | 8560837.38 | 9516825.43 | 905883.7634 | 919016.02 | 924949.8549 | 952400.6792 | 968247.3016 | 975538.1989 | 975507.1615 | 973300.7959 | 965993.6046 | 955988.05
Com ¦ High perf.glazings ¦ Retro | RET | C_Multi-Residential | Greater Toronto Area | Space Heating/Ventilation | Commercial | Windows Retro | End Use Consumption (m^3/year) | 30 | 1.1286 | 1.1444 | 1.1569 | 1.1664 | 1.1725 | 1.167 | 1.1656 | 1.1656 | 1.1656 | 1.1655 | 0.40969 | 0.42374 | 0.43695 | 0.44934 | 0.4607 | 0.46771 | 0.47649 | 0.48602 | 0.49574 | 0.50565 | 0.36301 | 0.37027 | 0.37767 | 0.38523 | 0.39293 | 0.40079 | 0.4088 | 0.41698 | 0.42532 | 0.43383 | 0.046685 | 0.053473 | 0.059275 | 0.064116 | 0.067774 | 0.066916 | 0.067683 | 0.069039 | 0.070417 | 0.071818 | 13218503.0007 | 13152410.4857 | 13086648.4333 | 13021215.1911 | 12956109.1152 | 12891328.5696 | 12826871.9267 | 12762737.5671 | 12698923.8793 | 12635429.2599 | 13218503.0007 | 13152410.4857 | 13086648.4333 | 13021215.1911 | 12956109.1152 | 12891328.5696 | 12826871.9267 | 12762737.5671 | 12698923.8793 | 12635429.2599 | 79583.8095 | 152359.8458 | 217293.7504 | 288837.6298 | 362737.8981 | 436154.4943 | 507243.9339 | 577399.8521 | 646182.7714 | 714579.3904 | 79583.8095 | 72776.0363 | 64933.9046 | 71543.8794 | 73900.2683 | 73416.5962 | 71089.4396 | 70155.9182 | 68782.9193 | 68396.619
Com ¦ Low flow Showerheads¦ Retro | RET | C_Multi-Residential | Greater Toronto Area | Water Heating | Commercial | NA | Showerheads | 10 | 24.8473 | 25.0196 | 25.1542 | 25.2581 | 25.3288 | 25.3494 | 25.3583 | 25.3862 | 25.4181 | 25.4533 | 310.5914 | 318.9999 | 327.131 | 335.0512 | 342.7086 | 349.8476 | 356.97 | 364.5094 | 372.2674 | 380.2388 | 12.5 | 12.75 | 13.005 | 13.2651 | 13.5304 | 13.801 | 14.077 | 14.3586 | 14.6457 | 14.9387 | 298.0914 | 306.2499 | 314.126 | 321.7861 | 329.1782 | 336.0466 | 342.893 | 350.1508 | 357.6216 | 365.3002 | 465462.9926 | 463135.6777 | 460819.9993 | 458515.8993 | 456223.3198 | 453942.2032 | 451672.4922 | 449414.1297 | 447167.0591 | 444931.2238 | 465462.9926 | 463135.6777 | 460819.9993 | 458515.8993 | 456223.3198 | 453942.2032 | 451672.4922 | 449414.1297 | 447167.0591 | 444931.2238 | 20765.2287 | 42334.3417 | 64553.8598 | 87250.5315 | 110226.2526 | 133269.5772 | 156162.853 | 178691.0309 | 200648.3302 | 221846.8017 | 20765.2287 | 21569.113 | 22219.5181 | 22696.6717 | 22975.721 | 23043.3246 | 22893.2758 | 22528.1779 | 21957.2993 | 21198.4716
Com ¦ Operational Improvement | RET | C_Multi-Residential | Greater Toronto Area | Cross Cutting/Behavioural | Commercial | NA | Customer Segment Consumption (m^3/year) | 5 | 2.0919 | 2.2142 | 2.3046 | 2.3725 | 2.4157 | 2.3793 | 2.3692 | 2.3692 | 2.3693 | 2.3693 | 0.051596 | 0.055707 | 0.05914 | 0.0621 | 0.064494 | 0.064795 | 0.065809 | 0.067124 | 0.06847 | 0.069841 | 0.024665 | 0.025158 | 0.025662 | 0.026175 | 0.026698 | 0.027232 | 0.027777 | 0.028332 | 0.028899 | 0.029477 | 0.026931 | 0.030548 | 0.033478 | 0.035925 | 0.037796 | 0.037563 | 0.038033 | 0.038792 | 0.039571 | 0.040364 | 28487222.7934 | 28344786.6794 | 28203062.746 | 28062047.4323 | 27921737.1951 | 27782128.5092 | 27643217.8666 | 27505001.7773 | 27367476.7684 | 27230639.3846 | 28487222.7934 | 28344786.6794 | 28203062.746 | 28062047.4323 | 27921737.1951 | 27782128.5092 | 27643217.8666 | 27505001.7773 | 27367476.7684 | 27230639.3846 | 1202355.1502 | 2447198.9305 | 3726068.5783 | 5033350.4253 | 6357961.983 | 7688537.9575 | 9013529.1871 | 10322112.4537 | 11603423.5096 | 12847641.3744 | 1202355.1502 | 1244843.7804 | 1278869.6478 | 1307281.847 | 1324611.5577 | 1330575.9746 | 1324991.2296 | 1308583.2666 | 1281311.0558 | 1244217.8648
Com ¦ Roof Insulation Upgrade | RET | C_Multi-Residential | Greater Toronto Area | Space Heating/Ventilation | Commercial | NA | Floor area (1000m2) | 20 | 0.96938 | 0.98631 | 0.99974 | 1.0099 | 1.0164 | 1.0105 | 1.009 | 1.009 | 1.009 | 1.009 | 0.36147 | 0.37513 | 0.38785 | 0.39962 | 0.41023 | 0.416 | 0.42369 | 0.43217 | 0.44081 | 0.44963 | 0.37288 | 0.38034 | 0.38795 | 0.39571 | 0.40362 | 0.41169 | 0.41993 | 0.42833 | 0.43689 | 0.44563 | -0.011417 | -0.0052059 | -0.00010224 | 0.0039177 | 0.0066095 | 0.0043095 | 0.0037681 | 0.0038478 | 0.0039229 | 0.0039953 | 967.0665 | 962.2312 | 957.42 | 952.6329 | 947.8698 | 943.1304 | 938.4148 | 933.7227 | 929.0541 | 924.4088 | 0 | 0 | 0 | 952.6329 | 947.8698 | 943.1304 | 938.4148 | 933.7227 | 929.0541 | 924.4088 | 0 | 0 | 0 | 6.8795 | 13.9342 | 20.9729 | 27.8696 | 34.717 | 41.4839 | 48.2361 | 0 | 0 | 0 | 6.8795 | 7.0548 | 7.0386 | 6.8967 | 6.8474 | 6.7669 | 6.7522
Com ¦ Super High Perf Glazing ¦Retro | RET | C_Multi-Residential | Greater Toronto Area | Space Heating/Ventilation | Commercial | Windows Retro | End Use Consumption (m^3/year) | 30 | 0.53856 | 0.54611 | 0.55209 | 0.55662 | 0.5595 | 0.55687 | 0.5562 | 0.5562 | 0.5562 | 0.55619 | 0.61454 | 0.63561 | 0.65542 | 0.67401 | 0.69106 | 0.70156 | 0.71473 | 0.72903 | 0.74361 | 0.75847 | 1.1411 | 1.1639 | 1.1872 | 1.2109 | 1.2351 | 1.2598 | 1.285 | 1.3107 | 1.3369 | 1.3637 | -0.52653 | -0.52828 | -0.53175 | -0.5369 | -0.54407 | -0.55828 | -0.5703 | -0.5817 | -0.59334 | -0.60522 | 19827754.5011 | 19728615.7286 | 19629972.6499 | 19531822.7867 | 19434163.6728 | 19336992.8544 | 19240307.8901 | 19144106.3507 | 19048385.8189 | 18953143.8898 | 0 | 0 | 0 | 0 | 0 | 0 | 0 | 0 | 0 | 0 | 0 | 0 | 0 | 0 | 0 | 0 | 0 | 0 | 0 | 0 | 0 | 0 | 0 | 0 | 0 | 0 | 0 | 0 | 0 | 0
Com ¦ VFD | RET | C_Multi-Residential | Greater Toronto Area | Space Heating/Ventilation | Commercial | NA | Customer Segment Consumption (m^3/year) | 15 | 8.1696 | 8.2916 | 8.3889 | 8.4637 | 8.5127 | 8.4744 | 8.4675 | 8.4716 | 8.4756 | 8.4797 | 0.59627 | 0.61728 | 0.63702 | 0.65554 | 0.67253 | 0.68289 | 0.69599 | 0.71025 | 0.72479 | 0.73965 | 0.072987 | 0.074446 | 0.075935 | 0.077454 | 0.079003 | 0.080583 | 0.082195 | 0.083839 | 0.085515 | 0.087226 | 0.52329 | 0.54283 | 0.56108 | 0.57809 | 0.59353 | 0.60231 | 0.61379 | 0.62641 | 0.63928 | 0.65242 | 43954197.4341 | 43734426.4469 | 43515754.3147 | 43298175.5431 | 43081684.6654 | 42866276.242 | 42651944.8608 | 42438685.1365 | 42226491.7108 | 42015359.2523 | 43954197.4341 | 43734426.4469 | 43515754.3147 | 43298175.5431 | 43081684.6654 | 42866276.242 | 42651944.8608 | 42438685.1365 | 42226491.7108 | 42015359.2523 | 1889790.7583 | 3849078.6924 | 5864580.4579 | 7923962.4308 | 10009990.9136 | 12104564.1012 | 14189119.6279 | 16245663.6501 | 18256563.9927 | 20205693.4152 | 1889790.7583 | 1959287.9341 | 2015501.7655 | 2059381.9729 | 2086028.4828 | 2094573.1876 | 2084555.5266 | 2056544.0222 | 2010900.3426 | 1949129.4225
Com ¦ Wall Insulation Upgrade | RET | C_Multi-Residential | Greater Toronto Area | Space Heating/Ventilation | Commercial | NA | Floor area (1000m2) | 20 | 0.23905 | 0.24323 | 0.24654 | 0.24904 | 0.25064 | 0.24918 | 0.24881 | 0.24882 | 0.24882 | 0.24881 | 0.29574 | 0.30693 | 0.31733 | 0.32697 | 0.33564 | 0.34037 | 0.34666 | 0.3536 | 0.36067 | 0.36788 | 1.2372 | 1.2619 | 1.2871 | 1.3129 | 1.3391 | 1.3659 | 1.3932 | 1.4211 | 1.4495 | 1.4785 | -0.94142 | -0.95498 | -0.96981 | -0.98592 | -1.0035 | -1.0256 | -1.0466 | -1.0675 | -1.0889 | -1.1106 | 3108.4281 | 3092.8859 | 3077.4215 | 3062.0344 | 3046.7242 | 3031.4906 | 3016.3332 | 3001.2515 | 2986.2452 | 2971.314 | 0 | 0 | 0 | 0 | 0 | 0 | 0 | 0 | 0 | 0 | 0 | 0 | 0 | 0 | 0 | 0 | 0 | 0 | 0 | 0 | 0 | 0 | 0 | 0 | 0 | 0 | 0 | 0 | 0 | 0
Com ¦ Condensing Boiler ¦ Std Baseline | ROB | C_Multi-Residential | Greater Toronto Area | Space Heating/Ventilation | Commercial | Com¦Boiler¦Std | End Use Consumption (m^3/year) | 25 | 1.5743 | 1.5984 | 1.6176 | 1.6321 | 1.6413 | 1.6329 | 1.6308 | 1.6308 | 1.6308 | 1.6307 | 0.52357 | 0.54224 | 0.55971 | 0.57602 | 0.59087 | 0.59959 | 0.61078 | 0.623 | 0.63546 | 0.64816 | 0.33258 | 0.33923 | 0.34601 | 0.35294 | 0.35999 | 0.36719 | 0.37454 | 0.38203 | 0.38967 | 0.39746 | 0.19099 | 0.20301 | 0.21369 | 0.22309 | 0.23087 | 0.23239 | 0.23624 | 0.24097 | 0.24579 | 0.25069 | 46375795.9278 | 46143916.9481 | 45913197.3634 | 45683631.3766 | 45455213.2197 | 45227937.1536 | 45001797.4678 | 44776788.4805 | 44552904.5381 | 44330140.0154 | 46375795.9278 | 46143916.9481 | 45913197.3634 | 45683631.3766 | 45455213.2197 | 45227937.1536 | 45001797.4678 | 44776788.4805 | 44552904.5381 | 44330140.0154 | 42224.5794 | 117274.5771 | 219020.967 | 352189.0029 | 511492.6338 | 691656.0052 | 887449.8013 | 1096780.4648 | 1315970.7809 | 1543313.0392 | 42224.5794 | 75049.9977 | 101746.3899 | 133168.0359 | 159303.6309 | 180163.3715 | 195793.796 | 209330.6635 | 219190.3161 | 227342.2583
Com ¦ Condensing Water Heaters | ROB | C_Multi-Residential | Greater Toronto Area | Water Heating | Commercial | Com ¦ Water Heating | End Use Consumption (m^3/year) | 13 | 1.5536 | 1.5892 | 1.6159 | 1.6352 | 1.6466 | 1.6465 | 1.6432 | 1.6432 | 1.6432 | 1.6432 | 0.24404 | 0.25463 | 0.26408 | 0.27258 | 0.27997 | 0.28555 | 0.29068 | 0.29649 | 0.30242 | 0.30847 | 0.15708 | 0.16022 | 0.16343 | 0.1667 | 0.17003 | 0.17343 | 0.1769 | 0.18044 | 0.18405 | 0.18773 | 0.086963 | 0.094409 | 0.10066 | 0.10589 | 0.10994 | 0.11212 | 0.11378 | 0.11606 | 0.11838 | 0.12075 | 1053434.7091 | 1048167.5356 | 1042926.6979 | 1037712.0644 | 1032523.5041 | 1027360.8866 | 1022224.0821 | 1017112.9617 | 1012027.3969 | 1006967.2599 | 1053434.7091 | 1048167.5356 | 1042926.6979 | 1037712.0644 | 1032523.5041 | 1027360.8866 | 1022224.0821 | 1017112.9617 | 1012027.3969 | 1006967.2599 | 31689.6024 | 61812.7662 | 90331.5605 | 118144.1836 | 145008.3022 | 170811.0825 | 195493.1152 | 219168.958 | 241849.2056 | 263622.1281 | 31689.6024 | 30123.1638 | 28518.7943 | 27812.6231 | 26864.1186 | 25802.7803 | 24682.0327 | 23675.8428 | 22680.2475 | 21772.9225
Com ¦ High Extraction Washer | ROB | C_Multi-Residential | Greater Toronto Area | Appliances/Other | Commercial | NA | Customer Segment Consumption (m^3/year) | 10 | 3.6209 | 3.7243 | 3.8011 | 3.8567 | 3.8899 | 3.8888 | 3.8795 | 3.8795 | 3.8795 | 3.8794 | 0.018619 | 0.019533 | 0.020335 | 0.021045 | 0.021651 | 0.022078 | 0.022465 | 0.022914 | 0.023373 | 0.02384 | 0.005142 | 0.0052448 | 0.0053497 | 0.0054567 | 0.0055658 | 0.0056772 | 0.0057907 | 0.0059065 | 0.0060246 | 0.0061451 | 0.013477 | 0.014288 | 0.014985 | 0.015588 | 0.016085 | 0.0164 | 0.016674 | 0.017008 | 0.017348 | 0.017695 | 5179495.0533 | 5153597.5781 | 5127829.5902 | 5102190.4422 | 5076679.49 | 5051296.0926 | 5026039.6121 | 5000909.4141 | 4975904.867 | 4951025.3426 | 5179495.0533 | 5153597.5781 | 5127829.5902 | 5102190.4422 | 5076679.49 | 5051296.0926 | 5026039.6121 | 5000909.4141 | 4975904.867 | 4951025.3426 | 364284.376 | 698393.3932 | 1005092.5348 | 1288019.7269 | 1548934.8479 | 1789524.0278 | 2011334.3246 | 2215970.7851 | 2404740.3987 | 2578929.5081 | 364284.376 | 334109.0172 | 306699.1416 | 282927.1922 | 260915.1209 | 240589.1799 | 221810.2969 | 204636.4604 | 188769.6137 | 174189.1093
Com ¦ Near Condensing Boiler¦ Std Baseline | ROB | C_Multi-Residential | Greater Toronto Area | Space Heating/Ventilation | Commercial | Com¦Boiler¦Std | End Use Consumption (m^3/year) | 25 | 4.3784 | 4.4456 | 4.4989 | 4.5392 | 4.5649 | 4.5415 | 4.5355 | 4.5356 | 4.5355 | 4.5355 | 0.29918 | 0.30985 | 0.31983 | 0.32915 | 0.33764 | 0.34262 | 0.34902 | 0.356 | 0.36312 | 0.37037 | 0.068331 | 0.069697 | 0.071091 | 0.072513 | 0.073963 | 0.075443 | 0.076952 | 0.078491 | 0.08006 | 0.081662 | 0.23085 | 0.24015 | 0.24874 | 0.25664 | 0.26367 | 0.26718 | 0.27206 | 0.27751 | 0.28306 | 0.28871 | 26500454.8159 | 26367952.5418 | 26236112.7791 | 26104932.2152 | 25974407.5541 | 25844535.5163 | 25715312.8387 | 25586736.2746 | 25458802.5932 | 25331508.5802 | 26500454.8159 | 26367952.5418 | 26236112.7791 | 26104932.2152 | 25974407.5541 | 25844535.5163 | 25715312.8387 | 25586736.2746 | 25458802.5932 | 25331508.5802 | 647948.2016 | 1235572.5818 | 1765209.0507 | 2244940.5112 | 2676285.3217 | 3061758.9229 | 3404289.7923 | 3707874.4429 | 3975824.9243 | 4211845.7664 | 647948.2016 | 587624.3802 | 529636.4688 | 479731.4606 | 431344.8105 | 385473.6012 | 342530.8694 | 303584.6505 | 267950.4814 | 236020.8421
Com ¦ Tankless Water Heaters | ROB | C_Multi-Residential | Greater Toronto Area | Water Heating | Commercial | Com ¦ Water Heating | End Use Consumption (m^3/year) | 18 | 0.54413 | 0.55403 | 0.56143 | 0.5668 | 0.56995 | 0.56992 | 0.56902 | 0.56902 | 0.56901 | 0.56902 | 0.46011 | 0.47785 | 0.49392 | 0.50862 | 0.52167 | 0.53208 | 0.54186 | 0.5527 | 0.56375 | 0.57503 | 0.84559 | 0.8625 | 0.87976 | 0.89735 | 0.9153 | 0.9336 | 0.95228 | 0.97132 | 0.99075 | 1.0106 | -0.38548 | -0.38465 | -0.38583 | -0.38873 | -0.39362 | -0.40152 | -0.41041 | -0.41862 | -0.427 | -0.43553 | 1575229.4716 | 1567353.3242 | 1559516.5576 | 1551718.9748 | 1543960.3799 | 1536240.578 | 1528559.3752 | 1520916.5783 | 1513311.9954 | 1505745.4354 | 0 | 0 | 0 | 0 | 0 | 0 | 0 | 0 | 0 | 0 | 0 | 0 | 0 | 0 | 0 | 0 | 0 | 0 | 0 | 0 | 0 | 0 | 0 | 0 | 0 | 0 | 0 | 0 | 0 | 0
Com ¦ Air Curtains | NEW | C_Office - Large | Greater Toronto Area | Space Heating/Ventilation | Commercial | NA | Shipping door | 15 | 5.3878 | 5.504 | 5.5961 | 5.6658 | 5.7101 | 5.6694 | 5.659 | 5.6589 | 5.6587 | 5.6585 | 54793.8552 | 57095.1782 | 59211.3087 | 61147.8426 | 62858.8782 | 63658.8135 | 64812.7081 | 66108.1395 | 67428.0058 | 68773.4309 | 10170 | 10373.4 | 10580.868 | 10792.4854 | 11008.3351 | 11228.5018 | 11453.0718 | 11682.1332 | 11915.7759 | 12154.0914 | 44623.8552 | 46721.7782 | 48630.4407 | 50355.3572 | 51850.5432 | 52430.3118 | 53359.6363 | 54426.0063 | 55512.2299 | 56619.3395 | 0.22336 | 0.44805 | 0.67411 | 0.90155 | 1.1304 | 1.3607 | 1.5924 | 1.8255 | 2.0602 | 2.2964 | 0.22336 | 0.44805 | 0.67411 | 0.90155 | 1.1304 | 1.3607 | 1.5924 | 1.8255 | 2.0602 | 2.2964 | 0.15774 | 0.31643 | 0.47918 | 0.64581 | 0.81665 | 0.99142 | 1.1699 | 1.3518 | 1.5371 | 1.7257 | 0.15774 | 0.15869 | 0.16275 | 0.16663 | 0.17084 | 0.17477 | 0.17846 | 0.18194 | 0.18532 | 0.18853
Com ¦ Condensing Boiler ¦ Near Cond Baseline | NEW | C_Office - Large | Greater Toronto Area | Space Heating/Ventilation | Commercial | NA | End Use Consumption (m^3/year) | 25 | 1.0302 | 1.046 | 1.0586 | 1.0681 | 1.0741 | 1.0686 | 1.0672 | 1.0672 | 1.0672 | 1.0672 | 0.22439 | 0.23239 | 0.23987 | 0.24687 | 0.25323 | 0.25697 | 0.26176 | 0.267 | 0.27234 | 0.27778 | 0.2178 | 0.22216 | 0.2266 | 0.23114 | 0.23576 | 0.24047 | 0.24528 | 0.25019 | 0.25519 | 0.2603 | 0.0065823 | 0.010226 | 0.013271 | 0.01573 | 0.01747 | 0.016492 | 0.016479 | 0.016811 | 0.017145 | 0.017485 | 274874.0289 | 552496.798 | 832916.4104 | 1116181.6562 | 1402342.0232 | 1691447.7075 | 1983549.6242 | 2278699.4187 | 2576949.4774 | 2878352.9391 | 274874.0289 | 552496.798 | 832916.4104 | 1116181.6562 | 1402342.0232 | 1691447.7075 | 1983549.6242 | 2278699.4187 | 2576949.4774 | 2878352.9391 | 27720.549 | 55718.3035 | 82055.6635 | 106203.3593 | 133519.2843 | 162434.692 | 191835.1924 | 220944.5335 | 250297.3537 | 279681.3389 | 27720.549 | 27997.7545 | 26337.36 | 24147.6958 | 27315.925 | 28915.4077 | 29400.5004 | 29109.3411 | 29352.8202 | 29383.9852
Com ¦ Condensing Boiler ¦ Std Baseline | NEW | C_Office - Large | Greater Toronto Area | Space Heating/Ventilation | Commercial | Com¦Boiler¦Std | End Use Consumption (m^3/year) | 25 | 1.5743 | 1.5984 | 1.6176 | 1.6321 | 1.6413 | 1.6329 | 1.6308 | 1.6308 | 1.6308 | 1.6307 | 0.52357 | 0.54224 | 0.55971 | 0.57602 | 0.59087 | 0.59959 | 0.61078 | 0.623 | 0.63546 | 0.64816 | 0.33258 | 0.33923 | 0.34601 | 0.35294 | 0.35999 | 0.36719 | 0.37454 | 0.38203 | 0.38967 | 0.39746 | 0.19099 | 0.20301 | 0.21369 | 0.22309 | 0.23087 | 0.23239 | 0.23624 | 0.24097 | 0.24579 | 0.25069 | 641372.734 | 1289159.1954 | 1943471.6244 | 2604423.8645 | 3272131.3875 | 3946711.3174 | 4628282.4566 | 5316965.3104 | 6012882.114 | 6716156.858 | 641372.734 | 1289159.1954 | 1943471.6244 | 2604423.8645 | 3272131.3875 | 3946711.3174 | 4628282.4566 | 5316965.3104 | 6012882.114 | 6716156.858 | 14613.0852 | 29372.3012 | 57137.3004 | 96957.4566 | 152019.3138 | 221665.8694 | 305039.8744 | 401085.4767 | 509960.1527 | 630980.0866 | 14613.0852 | 14759.216 | 27764.9992 | 39820.1562 | 55061.8572 | 69646.5555 | 83374.005 | 96045.6024 | 108874.676 | 121019.9339
Com ¦ Condensing Water Heaters | NEW | C_Office - Large | Greater Toronto Area | Water Heating | Commercial | Com ¦ Water Heating | End Use Consumption (m^3/year) | 13 | 1.5536 | 1.5892 | 1.6159 | 1.6352 | 1.6466 | 1.6465 | 1.6432 | 1.6432 | 1.6432 | 1.6432 | 0.24404 | 0.25463 | 0.26408 | 0.27258 | 0.27997 | 0.28555 | 0.29068 | 0.29649 | 0.30242 | 0.30847 | 0.15708 | 0.16022 | 0.16343 | 0.1667 | 0.17003 | 0.17343 | 0.1769 | 0.18044 | 0.18405 | 0.18773 | 0.086963 | 0.094409 | 0.10066 | 0.10589 | 0.10994 | 0.11212 | 0.11378 | 0.11606 | 0.11838 | 0.12075 | 5117.1851 | 10285.542 | 15505.9662 | 20779.3662 | 26106.663 | 31488.7913 | 36926.6989 | 42421.3472 | 47973.7115 | 53584.7811 | 5117.1851 | 10285.542 | 15505.9662 | 20779.3662 | 26106.663 | 31488.7913 | 36926.6989 | 42421.3472 | 47973.7115 | 53584.7811 | 2770.6561 | 5569.0187 | 8412.0376 | 11288.691 | 14272.5423 | 17339.5674 | 20475.6027 | 23670.3584 | 26929.3472 | 30248.9287 | 2770.6561 | 2798.3626 | 2843.0189 | 2876.6534 | 2983.8513 | 3067.0251 | 3136.0353 | 3194.7557 | 3258.9889 | 3319.5815
Com ¦ High perf.glazings ¦ New | NEW | C_Office - Large | Greater Toronto Area | Space Heating/Ventilation | Commercial | Windows New | End Use Consumption (m^3/year) | 30 | 1.6157 | 1.6383 | 1.6563 | 1.6698 | 1.6785 | 1.6706 | 1.6686 | 1.6686 | 1.6686 | 1.6686 | 0.40969 | 0.42374 | 0.43695 | 0.44934 | 0.4607 | 0.46771 | 0.47649 | 0.48602 | 0.49574 | 0.50565 | 0.25357 | 0.25864 | 0.26382 | 0.26909 | 0.27447 | 0.27996 | 0.28556 | 0.29127 | 0.2971 | 0.30304 | 0.15612 | 0.1651 | 0.17313 | 0.18025 | 0.18623 | 0.18774 | 0.19093 | 0.19475 | 0.19864 | 0.2026 | 182810.6071 | 367449.3203 | 553948.1314 | 742339.4894 | 932656.307 | 1124931.9683 | 1319200.3354 | 1515495.756 | 1713853.0709 | 1914307.6211 | 182810.6071 | 367449.3203 | 553948.1314 | 742339.4894 | 932656.307 | 1124931.9683 | 1319200.3354 | 1515495.756 | 1713853.0709 | 1914307.6211 | 53282.7894 | 107098.4068 | 160491.2372 | 212659.2476 | 268528.0069 | 326473.2295 | 385551.7987 | 445096.0292 | 505568.3204 | 566844.2809 | 53282.7894 | 53815.6173 | 53392.8305 | 52168.0104 | 55868.7593 | 57945.2227 | 59078.5692 | 59544.2305 | 60472.2913 | 61275.9604
Com ¦ Near Condensing Boiler¦ Std Baseline | NEW | C_Office - Large | Greater Toronto Area | Space Heating/Ventilation | Commercial | Com¦Boiler¦Std | End Use Consumption (m^3/year) | 25 | 4.3784 | 4.4456 | 4.4989 | 4.5392 | 4.5649 | 4.5415 | 4.5355 | 4.5356 | 4.5355 | 4.5355 | 0.29918 | 0.30985 | 0.31983 | 0.32915 | 0.33764 | 0.34262 | 0.34902 | 0.356 | 0.36312 | 0.37037 | 0.068331 | 0.069697 | 0.071091 | 0.072513 | 0.073963 | 0.075443 | 0.076952 | 0.078491 | 0.08006 | 0.081662 | 0.23085 | 0.24015 | 0.24874 | 0.25664 | 0.26367 | 0.26718 | 0.27206 | 0.27751 | 0.28306 | 0.28871 | 366498.7052 | 736662.3974 | 1110555.2139 | 1488242.2083 | 1869789.3643 | 2255263.61 | 2644732.8323 | 3038265.8917 | 3435932.6366 | 3837803.9189 | 366498.7052 | 736662.3974 | 1110555.2139 | 1488242.2083 | 1869789.3643 | 2255263.61 | 2644732.8323 | 3038265.8917 | 3435932.6366 | 3837803.9189 | 224241.9557 | 450726.3309 | 667060.1051 | 872585.4985 | 1068553.6687 | 1254215.0825 | 1429251.6306 | 1593596.4501 | 1747560.4049 | 1891394.2742 | 224241.9557 | 226484.3752 | 216333.7742 | 205525.3934 | 195968.1703 | 185661.4137 | 175036.5481 | 164344.8196 | 153963.9548 | 143833.8693
Com ¦ Super High Perf Glazing ¦New | NEW | C_Office - Large | Greater Toronto Area | Space Heating/Ventilation | Commercial | Windows New | End Use Consumption (m^3/year) | 30 | 0.53856 | 0.54611 | 0.55209 | 0.55662 | 0.5595 | 0.55687 | 0.5562 | 0.5562 | 0.5562 | 0.55619 | 0.61454 | 0.63561 | 0.65542 | 0.67401 | 0.69106 | 0.70156 | 0.71473 | 0.72903 | 0.74361 | 0.75847 | 1.1411 | 1.1639 | 1.1872 | 1.2109 | 1.2351 | 1.2598 | 1.285 | 1.3107 | 1.3369 | 1.3637 | -0.52653 | -0.52828 | -0.53175 | -0.5369 | -0.54407 | -0.55828 | -0.5703 | -0.5817 | -0.59334 | -0.60522 | 274215.9107 | 551173.9805 | 830922.1972 | 1113509.2341 | 1398984.4605 | 1687397.9524 | 1978800.503 | 2273243.634 | 2570779.6064 | 2871461.4317 | 0 | 0 | 0 | 0 | 0 | 0 | 0 | 0 | 0 | 0 | 0 | 0 | 0 | 0 | 0 | 0 | 0 | 0 | 0 | 0 | 0 | 0 | 0 | 0 | 0 | 0 | 0 | 0 | 0 | 0
Com ¦ Tankless Water Heaters | NEW | C_Office - Large | Greater Toronto Area | Water Heating | Commercial | Com ¦ Water Heating | End Use Consumption (m^3/year) | 18 | 0.54413 | 0.55403 | 0.56143 | 0.5668 | 0.56995 | 0.56992 | 0.56902 | 0.56902 | 0.56901 | 0.56902 | 0.46011 | 0.47785 | 0.49392 | 0.50862 | 0.52167 | 0.53208 | 0.54186 | 0.5527 | 0.56375 | 0.57503 | 0.84559 | 0.8625 | 0.87976 | 0.89735 | 0.9153 | 0.9336 | 0.95228 | 0.97132 | 0.99075 | 1.0106 | -0.38548 | -0.38465 | -0.38583 | -0.38873 | -0.39362 | -0.40152 | -0.41041 | -0.41862 | -0.427 | -0.43553 | 7651.8655 | 15380.2497 | 23186.4916 | 31071.9494 | 39038.0008 | 47086.0431 | 55217.4937 | 63433.7903 | 71736.3911 | 80126.7754 | 0 | 0 | 0 | 0 | 0 | 0 | 0 | 0 | 0 | 0 | 0 | 0 | 0 | 0 | 0 | 0 | 0 | 0 | 0 | 0 | 0 | 0 | 0 | 0 | 0 | 0 | 0 | 0 | 0 | 0
Com ¦ Air Sealing | RET | C_Office - Large | Greater Toronto Area | Space Heating/Ventilation | Commercial | NA | Floor area (1000m2) | 6 | 0.7443 | 0.77842 | 0.80548 | 0.82599 | 0.83903 | 0.82713 | 0.82412 | 0.82415 | 0.82415 | 0.82412 | 0.06258 | 0.066757 | 0.07046 | 0.073699 | 0.07636 | 0.076782 | 0.078033 | 0.079597 | 0.081189 | 0.082809 | 0.084079 | 0.08576 | 0.087476 | 0.089225 | 0.09101 | 0.09283 | 0.094686 | 0.09658 | 0.098512 | 0.10048 | -0.021499 | -0.019003 | -0.017016 | -0.015526 | -0.01465 | -0.016047 | -0.016654 | -0.016984 | -0.017323 | -0.017673 | 1560.3907 | 1552.5887 | 1544.8258 | 1537.1016 | 1529.4161 | 1521.769 | 1514.1602 | 1506.5894 | 1499.0565 | 1491.5612 | 0 | 0 | 0 | 0 | 0 | 0 | 0 | 0 | 0 | 0 | 0 | 0 | 0 | 0 | 0 | 0 | 0 | 0 | 0 | 0 | 0 | 0 | 0 | 0 | 0 | 0 | 0 | 0 | 0 | 0
Com ¦ Building Controls and Automation Systems | RET | C_Office - Large | Greater Toronto Area | Space Heating/Ventilation | Commercial | NA | Customer Segment Consumption (m^3/year) | 11 | 1.6349 | 1.6788 | 1.7136 | 1.7399 | 1.7567 | 1.7414 | 1.7375 | 1.7375 | 1.7375 | 1.7375 | 0.21383 | 0.22396 | 0.23317 | 0.24149 | 0.2487 | 0.25146 | 0.25592 | 0.26104 | 0.26626 | 0.27158 | 0.13079 | 0.13341 | 0.13607 | 0.13879 | 0.14157 | 0.1444 | 0.14729 | 0.15024 | 0.15324 | 0.15631 | 0.083038 | 0.090553 | 0.097099 | 0.1027 | 0.10713 | 0.10706 | 0.10863 | 0.1108 | 0.11302 | 0.11528 | 24002844.2509 | 23882830.0296 | 23763415.8795 | 23644598.8001 | 23526375.8061 | 23408743.927 | 23291700.2074 | 23175241.7064 | 23059365.4978 | 22944068.6703 | 24002844.2509 | 23882830.0296 | 23763415.8795 | 23644598.8001 | 23526375.8061 | 23408743.927 | 23291700.2074 | 23175241.7064 | 23059365.4978 | 22944068.6703 | 825347.3288 | 1668077.5434 | 2520764.0312 | 3397319.2277 | 4287972.5412 | 5184986.1134 | 6081436.524 | 6974057.6223 | 7857531.7996 | 8728325.3314 | 825347.3288 | 842730.2146 | 852686.4878 | 876555.1964 | 890653.3135 | 897013.5722 | 896450.4106 | 892621.0983 | 883474.1773 | 870793.5318
Com ¦ Demand Control Ventilation | RET | C_Office - Large | Greater Toronto Area | Space Heating/Ventilation | Commercial | COM/Ventilation | Customer Segment Consumption (m^3/year) | 15 | 9.127 | 9.3203 | 9.4735 | 9.5896 | 9.6635 | 9.596 | 9.579 | 9.5791 | 9.5791 | 9.5789 | 0.52683 | 0.54874 | 0.56892 | 0.58741 | 0.60378 | 0.61155 | 0.62267 | 0.63514 | 0.64784 | 0.66078 | 0.057722 | 0.058876 | 0.060054 | 0.061255 | 0.06248 | 0.06373 | 0.065004 | 0.066304 | 0.06763 | 0.068983 | 0.4691 | 0.48987 | 0.50887 | 0.52615 | 0.5413 | 0.54782 | 0.55767 | 0.56883 | 0.58021 | 0.5918 | 34453392.4286 | 34281125.4665 | 34109719.8391 | 33939171.2399 | 33769475.3837 | 33600628.0068 | 33432624.8668 | 33265461.7425 | 33099134.4337 | 32933638.7616 | 34453392.4286 | 34281125.4665 | 34109719.8391 | 33939171.2399 | 33769475.3837 | 33600628.0068 | 33432624.8668 | 33265461.7425 | 33099134.4337 | 32933638.7616 | 1503080.9417 | 3061626.6962 | 4664599.5906 | 6302449.1406 | 7960871.4078 | 9624946.1687 | 11279781.1296 | 12910793.163 | 14503688.0071 | 16045447.8869 | 1503080.9417 | 1558545.7545 | 1602972.8944 | 1637849.55 | 1658422.2672 | 1664074.7609 | 1654834.9608 | 1631012.0334 | 1592894.8441 | 1541759.8798
Com ¦ Heat Reflector Panels | RET | C_Office - Large | Greater Toronto Area | Space Heating/Ventilation | Commercial | NA | End Use Consumption (m^3/year) | 18 | 2.0191 | 2.0568 | 2.0867 | 2.1094 | 2.1238 | 2.1106 | 2.1073 | 2.1073 | 2.1073 | 2.1073 | 0.092157 | 0.095756 | 0.099092 | 0.10217 | 0.10493 | 0.10636 | 0.10832 | 0.11049 | 0.1127 | 0.11495 | 0.045643 | 0.046556 | 0.047487 | 0.048437 | 0.049405 | 0.050393 | 0.051401 | 0.052429 | 0.053478 | 0.054547 | 0.046514 | 0.049201 | 0.051605 | 0.053734 | 0.055522 | 0.055969 | 0.056917 | 0.058057 | 0.059217 | 0.0604 | 1222344.8435 | 1216233.1193 | 1210151.9537 | 1204101.1939 | 1198080.6879 | 1192090.2845 | 1186129.8331 | 1180199.1839 | 1174298.188 | 1168426.697 | 1222344.8435 | 1216233.1193 | 1210151.9537 | 1204101.1939 | 1198080.6879 | 1192090.2845 | 1186129.8331 | 1180199.1839 | 1174298.188 | 1168426.697 | 38653.1556 | 77866.6514 | 117333.338 | 157971.3239 | 199285.4693 | 240910.7101 | 282534.6265 | 324064.3995 | 365282.382 | 406073.4374 | 38653.1556 | 39213.4958 | 39466.6866 | 40637.9859 | 41314.1454 | 41625.2408 | 41623.9164 | 41529.773 | 41217.9824 | 40791.0554
Com ¦ Heat/Energy Recovery Ventilation | RET | C_Office - Large | Greater Toronto Area | Space Heating/Ventilation | Commercial | COM/Ventilation | Customer Segment Consumption (m^3/year) | 15 | 2.2951 | 2.3437 | 2.3823 | 2.4115 | 2.43 | 2.4131 | 2.4088 | 2.4088 | 2.4088 | 2.4088 | 0.31541 | 0.32853 | 0.34061 | 0.35168 | 0.36148 | 0.36613 | 0.37279 | 0.38025 | 0.38786 | 0.39561 | 0.13743 | 0.14017 | 0.14298 | 0.14584 | 0.14875 | 0.15173 | 0.15476 | 0.15786 | 0.16102 | 0.16424 | 0.17798 | 0.18836 | 0.19763 | 0.20584 | 0.21272 | 0.2144 | 0.21803 | 0.2224 | 0.22684 | 0.23137 | 20627069.2336 | 20523933.8875 | 20421314.218 | 20319207.6469 | 20217611.6087 | 20116523.5507 | 20015940.9329 | 19915861.2283 | 19816281.9221 | 19717200.5125 | 20627069.2336 | 20523933.8875 | 20421314.218 | 20319207.6469 | 20217611.6087 | 20116523.5507 | 20015940.9329 | 19915861.2283 | 19816281.9221 | 19717200.5125 | 0.009056 | 0.019105 | 0.029838 | 0.040789 | 0.052253 | 0.064292 | 0.07682 | 0.089627 | 0.10256 | 0.11546 | 0.009056 | 0.010049 | 0.010733 | 0.010951 | 0.011464 | 0.01204 | 0.012528 | 0.012806 | 0.012938 | 0.012894
Com ¦ High perf.glazings ¦ Retro | RET | C_Office - Large | Greater Toronto Area | Space Heating/Ventilation | Commercial | Windows Retro | End Use Consumption (m^3/year) | 30 | 1.1286 | 1.1444 | 1.1569 | 1.1664 | 1.1725 | 1.167 | 1.1656 | 1.1656 | 1.1656 | 1.1655 | 0.40969 | 0.42374 | 0.43695 | 0.44934 | 0.4607 | 0.46771 | 0.47649 | 0.48602 | 0.49574 | 0.50565 | 0.36301 | 0.37027 | 0.37767 | 0.38523 | 0.39293 | 0.40079 | 0.4088 | 0.41698 | 0.42532 | 0.43383 | 0.046685 | 0.053473 | 0.059275 | 0.064116 | 0.067774 | 0.066916 | 0.067683 | 0.069039 | 0.070417 | 0.071818 | 9094827.7044 | 9049353.5659 | 9004106.7981 | 8959086.2641 | 8914290.8328 | 8869719.3786 | 8825370.7817 | 8781243.9278 | 8737337.7082 | 8693651.0196 | 9094827.7044 | 9049353.5659 | 9004106.7981 | 8959086.2641 | 8914290.8328 | 8869719.3786 | 8825370.7817 | 8781243.9278 | 8737337.7082 | 8693651.0196 | 54756.657 | 104829.3099 | 149506.2808 | 198731.1632 | 249577.33 | 300090.7121 | 349002.9229 | 397272.8358 | 444598.0737 | 491657.5225 | 54756.657 | 50072.6528 | 44676.9709 | 49224.8825 | 50846.1667 | 50513.3821 | 48912.2108 | 48269.9129 | 47325.238 | 47059.4488
Com ¦ Operational Improvement | RET | C_Office - Large | Greater Toronto Area | Cross Cutting/Behavioural | Commercial | NA | Customer Segment Consumption (m^3/year) | 5 | 2.0919 | 2.2142 | 2.3046 | 2.3725 | 2.4157 | 2.3793 | 2.3692 | 2.3692 | 2.3693 | 2.3693 | 0.051596 | 0.055707 | 0.05914 | 0.0621 | 0.064494 | 0.064795 | 0.065809 | 0.067124 | 0.06847 | 0.069841 | 0.024665 | 0.025158 | 0.025662 | 0.026175 | 0.026698 | 0.027232 | 0.027777 | 0.028332 | 0.028899 | 0.029477 | 0.026931 | 0.030548 | 0.033478 | 0.035925 | 0.037796 | 0.037563 | 0.038033 | 0.038792 | 0.039571 | 0.040364 | 18564699.8503 | 18471876.351 | 18379516.9693 | 18287619.3844 | 18196181.2875 | 18105200.3811 | 18014674.3792 | 17924601.0073 | 17834978.0022 | 17745803.1122 | 18564699.8503 | 18471876.351 | 18379516.9693 | 18287619.3844 | 18196181.2875 | 18105200.3811 | 18014674.3792 | 17924601.0073 | 17834978.0022 | 17745803.1122 | 783556.9876 | 1594803.1842 | 2428223.533 | 3280159.69 | 4143389.3619 | 5010505.9557 | 5873983.0542 | 6726767.327 | 7561778.7052 | 8372617.002 | 783556.9876 | 811246.1966 | 833420.3489 | 851936.157 | 863229.6719 | 867116.5938 | 863477.0985 | 852784.2728 | 835011.3782 | 810838.2967
Com ¦ Roof Insulation Upgrade | RET | C_Office - Large | Greater Toronto Area | Space Heating/Ventilation | Commercial | NA | Floor area (1000m2) | 20 | 0.96938 | 0.98631 | 0.99974 | 1.0099 | 1.0164 | 1.0105 | 1.009 | 1.009 | 1.009 | 1.009 | 0.36147 | 0.37513 | 0.38785 | 0.39962 | 0.41023 | 0.416 | 0.42369 | 0.43217 | 0.44081 | 0.44963 | 0.37288 | 0.38034 | 0.38795 | 0.39571 | 0.40362 | 0.41169 | 0.41993 | 0.42833 | 0.43689 | 0.44563 | -0.011417 | -0.0052059 | -0.00010224 | 0.0039177 | 0.0066095 | 0.0043095 | 0.0037681 | 0.0038478 | 0.0039229 | 0.0039953 | 873.8188 | 869.4497 | 865.1024 | 860.7769 | 856.473 | 852.1907 | 847.9297 | 843.6901 | 839.4716 | 835.2743 | 0 | 0 | 0 | 860.7769 | 856.473 | 852.1907 | 847.9297 | 843.6901 | 839.4716 | 835.2743 | 0 | 0 | 0 | 6.2161 | 12.5907 | 18.9506 | 25.1823 | 31.3695 | 37.4839 | 43.585 | 0 | 0 | 0 | 6.2161 | 6.3745 | 6.3599 | 6.2317 | 6.1871 | 6.1144 | 6.1011
Com ¦ Super High Perf Glazing ¦Retro | RET | C_Office - Large | Greater Toronto Area | Space Heating/Ventilation | Commercial | Windows Retro | End Use Consumption (m^3/year) | 30 | 0.53856 | 0.54611 | 0.55209 | 0.55662 | 0.5595 | 0.55687 | 0.5562 | 0.5562 | 0.5562 | 0.55619 | 0.61454 | 0.63561 | 0.65542 | 0.67401 | 0.69106 | 0.70156 | 0.71473 | 0.72903 | 0.74361 | 0.75847 | 1.1411 | 1.1639 | 1.1872 | 1.2109 | 1.2351 | 1.2598 | 1.285 | 1.3107 | 1.3369 | 1.3637 | -0.52653 | -0.52828 | -0.53175 | -0.5369 | -0.54407 | -0.55828 | -0.5703 | -0.5817 | -0.59334 | -0.60522 | 13642241.5566 | 13574030.3489 | 13506160.1971 | 13438629.3961 | 13371436.2491 | 13304579.0679 | 13238056.1726 | 13171865.8917 | 13106006.5622 | 13040476.5294 | 0 | 0 | 0 | 0 | 0 | 0 | 0 | 0 | 0 | 0 | 0 | 0 | 0 | 0 | 0 | 0 | 0 | 0 | 0 | 0 | 0 | 0 | 0 | 0 | 0 | 0 | 0 | 0 | 0 | 0
Com ¦ VFD | RET | C_Office - Large | Greater Toronto Area | Space Heating/Ventilation | Commercial | NA | Customer Segment Consumption (m^3/year) | 15 | 8.073 | 8.1961 | 8.2942 | 8.3695 | 8.4188 | 8.3799 | 8.3727 | 8.3765 | 8.3803 | 8.3841 | 0.25811 | 0.26728 | 0.27589 | 0.28396 | 0.29135 | 0.2958 | 0.30146 | 0.30763 | 0.31392 | 0.32035 | 0.031971 | 0.032611 | 0.033263 | 0.033928 | 0.034607 | 0.035299 | 0.036005 | 0.036725 | 0.037459 | 0.038209 | 0.22613 | 0.23467 | 0.24263 | 0.25003 | 0.25674 | 0.2605 | 0.26545 | 0.2709 | 0.27646 | 0.28214 | 19005020.5576 | 18909995.4549 | 18815445.4776 | 18721368.2502 | 18627761.4089 | 18534622.6019 | 18441949.4889 | 18349739.7414 | 18257991.0427 | 18166701.0875 | 19005020.5576 | 18909995.4549 | 18815445.4776 | 18721368.2502 | 18627761.4089 | 18534622.6019 | 18441949.4889 | 18349739.7414 | 18257991.0427 | 18166701.0875 | 816902.3009 | 1663821.2372 | 2535012.0943 | 3425178.6424 | 4326866.3063 | 5232249.672 | 6133306.1915 | 7022265.7047 | 7891510.228 | 8734074.4953 | 816902.3009 | 846918.9363 | 871190.8571 | 890166.5481 | 901687.664 | 905383.3657 | 901056.5195 | 888959.5131 | 869244.5234 | 842564.2673
Com ¦ Wall Insulation Upgrade | RET | C_Office - Large | Greater Toronto Area | Space Heating/Ventilation | Commercial | NA | Floor area (1000m2) | 20 | 0.23905 | 0.24323 | 0.24654 | 0.24904 | 0.25064 | 0.24918 | 0.24881 | 0.24882 | 0.24882 | 0.24881 | 0.29574 | 0.30693 | 0.31733 | 0.32697 | 0.33564 | 0.34037 | 0.34666 | 0.3536 | 0.36067 | 0.36788 | 1.2372 | 1.2619 | 1.2871 | 1.3129 | 1.3391 | 1.3659 | 1.3932 | 1.4211 | 1.4495 | 1.4785 | -0.94142 | -0.95498 | -0.96981 | -0.98592 | -1.0035 | -1.0256 | -1.0466 | -1.0675 | -1.0889 | -1.1106 | 2808.7032 | 2794.6597 | 2780.6864 | 2766.7829 | 2752.949 | 2739.1843 | 2725.4884 | 2711.8609 | 2698.3016 | 2684.8101 | 0 | 0 | 0 | 0 | 0 | 0 | 0 | 0 | 0 | 0 | 0 | 0 | 0 | 0 | 0 | 0 | 0 | 0 | 0 | 0 | 0 | 0 | 0 | 0 | 0 | 0 | 0 | 0 | 0 | 0
Com ¦ Air Curtains | ROB | C_Office - Large | Greater Toronto Area | Space Heating/Ventilation | Commercial | NA | Shipping door | 15 | 5.3878 | 5.504 | 5.5961 | 5.6658 | 5.7101 | 5.6694 | 5.659 | 5.6589 | 5.6587 | 5.6585 | 54793.8552 | 57095.1782 | 59211.3087 | 61147.8426 | 62858.8782 | 63658.8135 | 64812.7081 | 66108.1395 | 67428.0058 | 68773.4309 | 10170 | 10373.4 | 10580.868 | 10792.4854 | 11008.3351 | 11228.5018 | 11453.0718 | 11682.1332 | 11915.7759 | 12154.0914 | 44623.8552 | 46721.7782 | 48630.4407 | 50355.3572 | 51850.5432 | 52430.3118 | 53359.6363 | 54426.0063 | 55512.2299 | 56619.3395 | 13.89 | 13.8205 | 13.7514 | 13.6827 | 13.6143 | 13.5462 | 13.4785 | 13.4111 | 13.344 | 13.2773 | 13.89 | 13.8205 | 13.7514 | 13.6827 | 13.6143 | 13.5462 | 13.4785 | 13.4111 | 13.344 | 13.2773 | 0.65378 | 1.2768 | 1.8701 | 2.437 | 2.9779 | 3.4934 | 3.9842 | 4.4515 | 4.8961 | 5.3189 | 0.65378 | 0.62299 | 0.59333 | 0.5669 | 0.54088 | 0.51551 | 0.49086 | 0.4673 | 0.44454 | 0.42276
Com ¦ Condensing Boiler ¦ Std Baseline | ROB | C_Office - Large | Greater Toronto Area | Space Heating/Ventilation | Commercial | Com¦Boiler¦Std | End Use Consumption (m^3/year) | 25 | 1.5743 | 1.5984 | 1.6176 | 1.6321 | 1.6413 | 1.6329 | 1.6308 | 1.6308 | 1.6308 | 1.6307 | 0.52357 | 0.54224 | 0.55971 | 0.57602 | 0.59087 | 0.59959 | 0.61078 | 0.623 | 0.63546 | 0.64816 | 0.33258 | 0.33923 | 0.34601 | 0.35294 | 0.35999 | 0.36719 | 0.37454 | 0.38203 | 0.38967 | 0.39746 | 0.19099 | 0.20301 | 0.21369 | 0.22309 | 0.23087 | 0.23239 | 0.23624 | 0.24097 | 0.24579 | 0.25069 | 31908293.5182 | 31748752.0506 | 31590008.2904 | 31432058.2489 | 31274897.9577 | 31118523.4679 | 30962930.8505 | 30808116.1963 | 30654075.6153 | 30500805.2372 | 31908293.5182 | 31748752.0506 | 31590008.2904 | 31432058.2489 | 31274897.9577 | 31118523.4679 | 30962930.8505 | 30808116.1963 | 30654075.6153 | 30500805.2372 | 29148.2047 | 81359.0798 | 152601.9145 | 246448.6347 | 359423.3493 | 487995.0311 | 628613.1321 | 779946.3589 | 939505.4965 | 1106217.8221 | 29148.2047 | 52210.8751 | 71242.8346 | 93846.7202 | 112974.7147 | 128571.6818 | 140618.101 | 151333.2269 | 159559.1376 | 166712.3256
Com ¦ Condensing Water Heaters | ROB | C_Office - Large | Greater Toronto Area | Water Heating | Commercial | Com ¦ Water Heating | End Use Consumption (m^3/year) | 13 | 1.5536 | 1.5892 | 1.6159 | 1.6352 | 1.6466 | 1.6465 | 1.6432 | 1.6432 | 1.6432 | 1.6432 | 0.24404 | 0.25463 | 0.26408 | 0.27258 | 0.27997 | 0.28555 | 0.29068 | 0.29649 | 0.30242 | 0.30847 | 0.15708 | 0.16022 | 0.16343 | 0.1667 | 0.17003 | 0.17343 | 0.1769 | 0.18044 | 0.18405 | 0.18773 | 0.086963 | 0.094409 | 0.10066 | 0.10589 | 0.10994 | 0.11212 | 0.11378 | 0.11606 | 0.11838 | 0.12075 | 254579.9568 | 253307.057 | 252040.5217 | 250780.3191 | 249526.4175 | 248278.7854 | 247037.3915 | 245802.2046 | 244573.1935 | 243350.3276 | 254579.9568 | 253307.057 | 252040.5217 | 250780.3191 | 249526.4175 | 248278.7854 | 247037.3915 | 245802.2046 | 244573.1935 | 243350.3276 | 7690.0803 | 15033.2221 | 22019.2998 | 28867.9855 | 35518.8863 | 41943.0658 | 48124.5379 | 54090.6261 | 59842.6654 | 65401.5634 | 7690.0803 | 7343.1417 | 6986.0778 | 6848.6857 | 6650.9008 | 6424.1795 | 6181.472 | 5966.0883 | 5752.0393 | 5558.898
Com ¦ Near Condensing Boiler¦ Std Baseline | ROB | C_Office - Large | Greater Toronto Area | Space Heating/Ventilation | Commercial | Com¦Boiler¦Std | End Use Consumption (m^3/year) | 25 | 4.3784 | 4.4456 | 4.4989 | 4.5392 | 4.5649 | 4.5415 | 4.5355 | 4.5356 | 4.5355 | 4.5355 | 0.29918 | 0.30985 | 0.31983 | 0.32915 | 0.33764 | 0.34262 | 0.34902 | 0.356 | 0.36312 | 0.37037 | 0.068331 | 0.069697 | 0.071091 | 0.072513 | 0.073963 | 0.075443 | 0.076952 | 0.078491 | 0.08006 | 0.081662 | 0.23085 | 0.24015 | 0.24874 | 0.25664 | 0.26367 | 0.26718 | 0.27206 | 0.27751 | 0.28306 | 0.28871 | 18233310.5818 | 18142144.0289 | 18051433.3088 | 17961176.1422 | 17871370.2615 | 17782013.4102 | 17693103.3432 | 17604637.8265 | 17516614.6373 | 17429031.5641 | 18233310.5818 | 18142144.0289 | 18051433.3088 | 17961176.1422 | 17871370.2615 | 17782013.4102 | 17693103.3432 | 17604637.8265 | 17516614.6373 | 17429031.5641 | 447287.5059 | 854093.7731 | 1221802.3159 | 1555807.941 | 1856972.0844 | 2126897.265 | 2367510.6389 | 2581516.8978 | 2771155.1451 | 2938955.0098 | 447287.5059 | 406806.2672 | 367708.5428 | 334005.6251 | 301164.1434 | 269925.1806 | 240613.3739 | 214006.2589 | 189638.2472 | 167799.8647
Com ¦ Steam Traps | ROB | C_Office - Large | Greater Toronto Area | Space Heating/Ventilation | Commercial | NA | Customer Segment Consumption (m^3/year) | 5 | 3.4961 | 3.7018 | 3.8542 | 3.9696 | 4.0433 | 3.9761 | 3.9592 | 3.9593 | 3.9594 | 3.9593 | 0.10116 | 0.10925 | 0.11602 | 0.12189 | 0.12663 | 0.12702 | 0.12901 | 0.13159 | 0.13422 | 0.1369 | 0.028934 | 0.029512 | 0.030102 | 0.030705 | 0.031319 | 0.031945 | 0.032584 | 0.033236 | 0.0339 | 0.034578 | 0.072222 | 0.079736 | 0.085917 | 0.091181 | 0.095312 | 0.095071 | 0.096422 | 0.098355 | 0.10032 | 0.10233 | 3408799.3285 | 3391755.3318 | 3374796.5552 | 3357922.5724 | 3341132.9595 | 3324427.2947 | 3307805.1583 | 3291266.1325 | 3274809.8018 | 3258435.7528 | 3408799.3285 | 3391755.3318 | 3374796.5552 | 3357922.5724 | 3341132.9595 | 3324427.2947 | 3307805.1583 | 3291266.1325 | 3274809.8018 | 3258435.7528 | 495539.2253 | 902133.8215 | 1236541.6497 | 1513184.4919 | 1742504.6242 | 1933051.4514 | 2091838.3008 | 2224592.9058 | 2335879.6138 | 2429467.2603 | 495539.2253 | 406594.5961 | 334407.8283 | 276642.8422 | 229320.1322 | 190546.8273 | 158786.8493 | 132754.605 | 111286.7081 | 93587.6465
Com ¦ Tankless Water Heaters | ROB | C_Office - Large | Greater Toronto Area | Water Heating | Commercial | Com ¦ Water Heating | End Use Consumption (m^3/year) | 18 | 0.54413 | 0.55403 | 0.56143 | 0.5668 | 0.56995 | 0.56992 | 0.56902 | 0.56902 | 0.56901 | 0.56902 | 0.46011 | 0.47785 | 0.49392 | 0.50862 | 0.52167 | 0.53208 | 0.54186 | 0.5527 | 0.56375 | 0.57503 | 0.84559 | 0.8625 | 0.87976 | 0.89735 | 0.9153 | 0.9336 | 0.95228 | 0.97132 | 0.99075 | 1.0106 | -0.38548 | -0.38465 | -0.38583 | -0.38873 | -0.39362 | -0.40152 | -0.41041 | -0.41862 | -0.427 | -0.43553 | 380680.3092 | 378776.9077 | 376883.0232 | 374998.608 | 373123.615 | 371257.9969 | 369401.7069 | 367554.6984 | 365716.9249 | 363888.3403 | 0 | 0 | 0 | 0 | 0 | 0 | 0 | 0 | 0 | 0 | 0 | 0 | 0 | 0 | 0 | 0 | 0 | 0 | 0 | 0 | 0 | 0 | 0 | 0 | 0 | 0 | 0 | 0 | 0 | 0
Com ¦ Condensing Boiler ¦ Near Cond Baseline | NEW | C_Office - Small | Greater Toronto Area | Space Heating/Ventilation | Commercial | NA | End Use Consumption (m^3/year) | 25 | 1.0302 | 1.046 | 1.0586 | 1.0681 | 1.0741 | 1.0686 | 1.0672 | 1.0672 | 1.0672 | 1.0672 | 0.22439 | 0.23239 | 0.23987 | 0.24687 | 0.25323 | 0.25697 | 0.26176 | 0.267 | 0.27234 | 0.27778 | 0.2178 | 0.22216 | 0.2266 | 0.23114 | 0.23576 | 0.24047 | 0.24528 | 0.25019 | 0.25519 | 0.2603 | 0.0065823 | 0.010226 | 0.013271 | 0.01573 | 0.01747 | 0.016492 | 0.016479 | 0.016811 | 0.017145 | 0.017485 | 302811.6162 | 608651.3486 | 917572.1892 | 1229627.8871 | 1544872.9598 | 1863362.7054 | 2185153.2138 | 2510301.3796 | 2838864.9135 | 3170902.3554 | 302811.6162 | 608651.3486 | 917572.1892 | 1229627.8871 | 1544872.9598 | 1863362.7054 | 2185153.2138 | 2510301.3796 | 2838864.9135 | 3170902.3554 | 30538.0042 | 61381.3884 | 90395.6194 | 116997.6334 | 147089.8886 | 178944.1942 | 211332.8964 | 243400.8464 | 275737.0222 | 308107.5306 | 30538.0042 | 30843.3842 | 29014.231 | 26602.0141 | 30092.2551 | 31854.3056 | 32388.7022 | 32067.95 | 32336.1758 | 32370.5084
Com ¦ Condensing Boiler ¦ Std Baseline | NEW | C_Office - Small | Greater Toronto Area | Space Heating/Ventilation | Commercial | Com¦Boiler¦Std | End Use Consumption (m^3/year) | 25 | 1.5743 | 1.5984 | 1.6176 | 1.6321 | 1.6413 | 1.6329 | 1.6308 | 1.6308 | 1.6308 | 1.6307 | 0.52357 | 0.54224 | 0.55971 | 0.57602 | 0.59087 | 0.59959 | 0.61078 | 0.623 | 0.63546 | 0.64816 | 0.33258 | 0.33923 | 0.34601 | 0.35294 | 0.35999 | 0.36719 | 0.37454 | 0.38203 | 0.38967 | 0.39746 | 0.19099 | 0.20301 | 0.21369 | 0.22309 | 0.23087 | 0.23239 | 0.23624 | 0.24097 | 0.24579 | 0.25069 | 706560.4379 | 1420186.4801 | 2141001.7748 | 2869131.7365 | 3604703.5729 | 4347846.3125 | 5098690.8323 | 5857369.8858 | 6624018.1316 | 7398772.1626 | 706560.4379 | 1420186.4801 | 2141001.7748 | 2869131.7365 | 3604703.5729 | 4347846.3125 | 5098690.8323 | 5857369.8858 | 6624018.1316 | 7398772.1626 | 16098.3268 | 32357.6369 | 62944.609 | 106811.9977 | 167470.2201 | 244195.4973 | 336043.4514 | 441850.9161 | 561791.3729 | 695111.5048 | 16098.3268 | 16259.3101 | 30586.9722 | 43867.3887 | 60658.2224 | 76725.2772 | 91847.9542 | 105807.4646 | 119940.4569 | 133320.1319
Com ¦ Condensing Water Heaters | NEW | C_Office - Small | Greater Toronto Area | Water Heating | Commercial | Com ¦ Water Heating | End Use Consumption (m^3/year) | 13 | 1.5536 | 1.5892 | 1.6159 | 1.6352 | 1.6466 | 1.6465 | 1.6432 | 1.6432 | 1.6432 | 1.6432 | 0.24404 | 0.25463 | 0.26408 | 0.27258 | 0.27997 | 0.28555 | 0.29068 | 0.29649 | 0.30242 | 0.30847 | 0.15708 | 0.16022 | 0.16343 | 0.1667 | 0.17003 | 0.17343 | 0.1769 | 0.18044 | 0.18405 | 0.18773 | 0.086963 | 0.094409 | 0.10066 | 0.10589 | 0.10994 | 0.11212 | 0.11378 | 0.11606 | 0.11838 | 0.12075 | 3947.7328 | 7934.9428 | 11962.3211 | 16030.5683 | 20140.3951 | 24292.5224 | 28487.6816 | 32726.6143 | 37010.0729 | 41338.8206 | 3947.7328 | 7934.9428 | 11962.3211 | 16030.5683 | 20140.3951 | 24292.5224 | 28487.6816 | 32726.6143 | 37010.0729 | 41338.8206 | 2137.4661 | 4296.3069 | 6489.5985 | 8708.8379 | 11010.7768 | 13376.8815 | 15796.2252 | 18260.8696 | 20775.0677 | 23336.011 | 2137.4661 | 2158.8408 | 2193.2916 | 2219.2395 | 2301.9389 | 2366.1047 | 2419.3437 | 2464.6444 | 2514.1981 | 2560.9433
Com ¦ High perf.glazings ¦ New | NEW | C_Office - Small | Greater Toronto Area | Space Heating/Ventilation | Commercial | Windows New | End Use Consumption (m^3/year) | 30 | 1.6157 | 1.6383 | 1.6563 | 1.6698 | 1.6785 | 1.6706 | 1.6686 | 1.6686 | 1.6686 | 1.6686 | 0.40969 | 0.42374 | 0.43695 | 0.44934 | 0.4607 | 0.46771 | 0.47649 | 0.48602 | 0.49574 | 0.50565 | 0.25357 | 0.25864 | 0.26382 | 0.26909 | 0.27447 | 0.27996 | 0.28556 | 0.29127 | 0.2971 | 0.30304 | 0.15612 | 0.1651 | 0.17313 | 0.18025 | 0.18623 | 0.18774 | 0.19093 | 0.19475 | 0.19864 | 0.2026 | 201391.0722 | 404796.0552 | 610250.1923 | 817789.2306 | 1027449.4279 | 1239267.5614 | 1453280.935 | 1669527.3873 | 1888045.3003 | 2108873.6069 | 201391.0722 | 404796.0552 | 610250.1923 | 817789.2306 | 1027449.4279 | 1239267.5614 | 1453280.935 | 1669527.3873 | 1888045.3003 | 2108873.6069 | 58698.3341 | 117983.6516 | 176803.211 | 234273.4624 | 295820.5986 | 359655.2453 | 424738.4294 | 490334.6035 | 556953.1645 | 624457.0778 | 58698.3341 | 59285.3174 | 58819.5595 | 57470.2514 | 61547.1362 | 63834.6467 | 65083.1841 | 65596.1741 | 66618.561 | 67503.9133
Com ¦ Near Condensing Boiler¦ Std Baseline | NEW | C_Office - Small | Greater Toronto Area | Space Heating/Ventilation | Commercial | Com¦Boiler¦Std | End Use Consumption (m^3/year) | 25 | 4.3784 | 4.4456 | 4.4989 | 4.5392 | 4.5649 | 4.5415 | 4.5355 | 4.5356 | 4.5355 | 4.5355 | 0.29918 | 0.30985 | 0.31983 | 0.32915 | 0.33764 | 0.34262 | 0.34902 | 0.356 | 0.36312 | 0.37037 | 0.068331 | 0.069697 | 0.071091 | 0.072513 | 0.073963 | 0.075443 | 0.076952 | 0.078491 | 0.08006 | 0.081662 | 0.23085 | 0.24015 | 0.24874 | 0.25664 | 0.26367 | 0.26718 | 0.27206 | 0.27751 | 0.28306 | 0.28871 | 403748.8216 | 811535.1315 | 1223429.5856 | 1639503.8494 | 2059830.6131 | 2484483.6071 | 2913537.6184 | 3347068.5061 | 3785153.218 | 4227869.8072 | 403748.8216 | 811535.1315 | 1223429.5856 | 1639503.8494 | 2059830.6131 | 2484483.6071 | 2913537.6184 | 3347068.5061 | 3785153.218 | 4227869.8072 | 247033.4113 | 496537.1567 | 734858.6164 | 961273.1555 | 1177159.0964 | 1381690.7249 | 1574517.6 | 1755566.063 | 1925178.573 | 2083631.3982 | 247033.4113 | 249503.7454 | 238321.4597 | 226414.5391 | 215885.941 | 204531.6285 | 192826.8751 | 181048.4629 | 169612.5101 | 158452.8252
Com ¦ Super High Perf Glazing ¦New | NEW | C_Office - Small | Greater Toronto Area | Space Heating/Ventilation | Commercial | Windows New | End Use Consumption (m^3/year) | 30 | 0.53856 | 0.54611 | 0.55209 | 0.55662 | 0.5595 | 0.55687 | 0.5562 | 0.5562 | 0.5562 | 0.55619 | 0.61454 | 0.63561 | 0.65542 | 0.67401 | 0.69106 | 0.70156 | 0.71473 | 0.72903 | 0.74361 | 0.75847 | 1.1411 | 1.1639 | 1.1872 | 1.2109 | 1.2351 | 1.2598 | 1.285 | 1.3107 | 1.3369 | 1.3637 | -0.52653 | -0.52828 | -0.53175 | -0.5369 | -0.54407 | -0.55828 | -0.5703 | -0.5817 | -0.59334 | -0.60522 | 302086.6084 | 607194.0828 | 915375.2885 | 1226683.8458 | 1541174.1419 | 1858901.3421 | 2179921.4025 | 2504291.081 | 2832067.9504 | 3163310.4104 | 0 | 0 | 0 | 0 | 0 | 0 | 0 | 0 | 0 | 0 | 0 | 0 | 0 | 0 | 0 | 0 | 0 | 0 | 0 | 0 | 0 | 0 | 0 | 0 | 0 | 0 | 0 | 0 | 0 | 0
Com ¦ Tankless Water Heaters | NEW | C_Office - Small | Greater Toronto Area | Water Heating | Commercial | Com ¦ Water Heating | End Use Consumption (m^3/year) | 18 | 0.54413 | 0.55403 | 0.56143 | 0.5668 | 0.56995 | 0.56992 | 0.56902 | 0.56902 | 0.56901 | 0.56902 | 0.46011 | 0.47785 | 0.49392 | 0.50862 | 0.52167 | 0.53208 | 0.54186 | 0.5527 | 0.56375 | 0.57503 | 0.84559 | 0.8625 | 0.87976 | 0.89735 | 0.9153 | 0.9336 | 0.95228 | 0.97132 | 0.99075 | 1.0106 | -0.38548 | -0.38465 | -0.38583 | -0.38873 | -0.39362 | -0.40152 | -0.41041 | -0.41862 | -0.427 | -0.43553 | 5903.1518 | 11865.3351 | 17887.5829 | 23970.9432 | 30116.4786 | 36325.2672 | 42598.4024 | 48936.9934 | 55342.1651 | 61815.0589 | 0 | 0 | 0 | 0 | 0 | 0 | 0 | 0 | 0 | 0 | 0 | 0 | 0 | 0 | 0 | 0 | 0 | 0 | 0 | 0 | 0 | 0 | 0 | 0 | 0 | 0 | 0 | 0 | 0 | 0
Com ¦ Air Sealing | RET | C_Office - Small | Greater Toronto Area | Space Heating/Ventilation | Commercial | NA | Floor area (1000m2) | 6 | 0.7443 | 0.77842 | 0.80548 | 0.82599 | 0.83903 | 0.82713 | 0.82412 | 0.82415 | 0.82415 | 0.82412 | 0.06258 | 0.066757 | 0.07046 | 0.073699 | 0.07636 | 0.076782 | 0.078033 | 0.079597 | 0.081189 | 0.082809 | 0.084079 | 0.08576 | 0.087476 | 0.089225 | 0.09101 | 0.09283 | 0.094686 | 0.09658 | 0.098512 | 0.10048 | -0.021499 | -0.019003 | -0.017016 | -0.015526 | -0.01465 | -0.016047 | -0.016654 | -0.016984 | -0.017323 | -0.017673 | 1210.5789 | 1204.526 | 1198.5034 | 1192.5108 | 1186.5483 | 1180.6155 | 1174.7125 | 1168.8389 | 1162.9947 | 1157.1797 | 0 | 0 | 0 | 0 | 0 | 0 | 0 | 0 | 0 | 0 | 0 | 0 | 0 | 0 | 0 | 0 | 0 | 0 | 0 | 0 | 0 | 0 | 0 | 0 | 0 | 0 | 0 | 0 | 0 | 0
Com ¦ Building Controls and Automation Systems | RET | C_Office - Small | Greater Toronto Area | Space Heating/Ventilation | Commercial | NA | Customer Segment Consumption (m^3/year) | 11 | 1.6349 | 1.6788 | 1.7136 | 1.7399 | 1.7567 | 1.7414 | 1.7375 | 1.7375 | 1.7375 | 1.7375 | 0.21383 | 0.22396 | 0.23317 | 0.24149 | 0.2487 | 0.25146 | 0.25592 | 0.26104 | 0.26626 | 0.27158 | 0.13079 | 0.13341 | 0.13607 | 0.13879 | 0.14157 | 0.1444 | 0.14729 | 0.15024 | 0.15324 | 0.15631 | 0.083038 | 0.090553 | 0.097099 | 0.1027 | 0.10713 | 0.10706 | 0.10863 | 0.1108 | 0.11302 | 0.11528 | 23211915.8022 | 23095856.2232 | 22980376.942 | 22865475.0573 | 22751147.682 | 22637391.9436 | 22524204.9839 | 22411583.959 | 22299526.0392 | 22188028.409 | 23211915.8022 | 23095856.2232 | 22980376.942 | 22865475.0573 | 22751147.682 | 22637391.9436 | 22524204.9839 | 22411583.959 | 22299526.0392 | 22188028.409 | 798150.9401 | 1613111.9748 | 2437701.209 | 3285372.6434 | 4146677.6415 | 5014133.3186 | 5881044.3911 | 6744252.3326 | 7598614.7574 | 8440714.3824 | 798150.9401 | 814961.0346 | 824589.2343 | 847671.4344 | 861304.9981 | 867455.6771 | 866911.0725 | 863207.9415 | 854362.4249 | 842099.6249
Com ¦ Demand Control Ventilation | RET | C_Office - Small | Greater Toronto Area | Space Heating/Ventilation | Commercial | NA | Customer Segment Consumption (m^3/year) | 15 | 7.3302 | 7.4854 | 7.6085 | 7.7017 | 7.7611 | 7.7069 | 7.6932 | 7.6933 | 7.6933 | 7.6932 | 0.42311 | 0.44071 | 0.45692 | 0.47177 | 0.48491 | 0.49116 | 0.50009 | 0.5101 | 0.5203 | 0.5307 | 0.057722 | 0.058876 | 0.060054 | 0.061255 | 0.06248 | 0.06373 | 0.065004 | 0.066304 | 0.06763 | 0.068983 | 0.36539 | 0.38184 | 0.39687 | 0.41051 | 0.42243 | 0.42743 | 0.43509 | 0.4438 | 0.45267 | 0.46171 | 19856781.429 | 19757497.5218 | 19658710.0342 | 19560416.4841 | 19462614.4016 | 19365301.3296 | 19268474.823 | 19172132.4489 | 19076271.7866 | 18980890.4277 | 19856781.429 | 19757497.5218 | 19658710.0342 | 19560416.4841 | 19462614.4016 | 19365301.3296 | 19268474.823 | 19172132.4489 | 19076271.7866 | 18980890.4277 | 855207.3238 | 1741675.4188 | 2653288.5179 | 3584872.3948 | 4528477.8079 | 5475820.1676 | 6418434.0004 | 7348209.8101 | 8257158.0165 | 9138018.5865 | 855207.3238 | 886468.0951 | 911613.099 | 931583.8769 | 943605.4131 | 947342.3597 | 942613.8329 | 929775.8097 | 908948.2063 | 880860.5701
Com ¦ Heat Reflector Panels | RET | C_Office - Small | Greater Toronto Area | Space Heating/Ventilation | Commercial | NA | End Use Consumption (m^3/year) | 18 | 2.0191 | 2.0568 | 2.0867 | 2.1094 | 2.1238 | 2.1106 | 2.1073 | 2.1073 | 2.1073 | 2.1073 | 0.092157 | 0.095756 | 0.099092 | 0.10217 | 0.10493 | 0.10636 | 0.10832 | 0.11049 | 0.1127 | 0.11495 | 0.045643 | 0.046556 | 0.047487 | 0.048437 | 0.049405 | 0.050393 | 0.051401 | 0.052429 | 0.053478 | 0.054547 | 0.046514 | 0.049201 | 0.051605 | 0.053734 | 0.055522 | 0.055969 | 0.056917 | 0.058057 | 0.059217 | 0.0604 | 1346581.2655 | 1339848.3591 | 1333149.1174 | 1326483.3718 | 1319850.9549 | 1313251.7001 | 1306685.4416 | 1300152.0144 | 1293651.2543 | 1287182.9981 | 1346581.2655 | 1339848.3591 | 1333149.1174 | 1326483.3718 | 1319850.9549 | 1313251.7001 | 1306685.4416 | 1300152.0144 | 1293651.2543 | 1287182.9981 | 42581.7767 | 85780.8453 | 129258.8386 | 174027.1793 | 219540.403 | 265396.341 | 311250.8201 | 357001.5872 | 402408.8741 | 447345.842 | 42581.7767 | 43199.0687 | 43477.9932 | 44768.3408 | 45513.2237 | 45855.938 | 45854.4791 | 45750.7671 | 45407.2869 | 44936.9679
Com ¦ Heat/Energy Recovery Ventilation | RET | C_Office - Small | Greater Toronto Area | Space Heating/Ventilation | Commercial | NA | End Use Consumption (m^3/year) | 15 | 1.781 | 1.8187 | 1.8486 | 1.8713 | 1.8857 | 1.8726 | 1.8692 | 1.8693 | 1.8692 | 1.8692 | 0.40645 | 0.42336 | 0.43893 | 0.45319 | 0.46582 | 0.47182 | 0.4804 | 0.49002 | 0.49982 | 0.5098 | 0.22821 | 0.23278 | 0.23743 | 0.24218 | 0.24703 | 0.25197 | 0.25701 | 0.26215 | 0.26739 | 0.27274 | 0.17824 | 0.19059 | 0.2015 | 0.21101 | 0.21879 | 0.21985 | 0.2234 | 0.22787 | 0.23243 | 0.23707 | 21713622.9058 | 21605054.7912 | 21497029.5173 | 21389544.3697 | 21282596.6478 | 21176183.6646 | 21070302.7463 | 20964951.2325 | 20860126.4764 | 20755825.844 | 21713622.9058 | 21605054.7912 | 21497029.5173 | 21389544.3697 | 21282596.6478 | 21176183.6646 | 21070302.7463 | 20964951.2325 | 20860126.4764 | 20755825.844 | 686631.1485 | 1383216.1308 | 2084298.7717 | 2806188.2663 | 3540088.9979 | 4279515.9983 | 5018919.4734 | 5756650.5933 | 6488843.0941 | 7213451.702 | 686631.1485 | 696584.9823 | 701082.6408 | 721889.4947 | 733900.7316 | 739427.0004 | 739403.475 | 737731.12 | 732192.5008 | 724608.6079
Com ¦ High perf.glazings ¦ Retro | RET | C_Office - Small | Greater Toronto Area | Space Heating/Ventilation | Commercial | Windows Retro | End Use Consumption (m^3/year) | 30 | 1.1286 | 1.1444 | 1.1569 | 1.1664 | 1.1725 | 1.167 | 1.1656 | 1.1656 | 1.1656 | 1.1655 | 0.40969 | 0.42374 | 0.43695 | 0.44934 | 0.4607 | 0.46771 | 0.47649 | 0.48602 | 0.49574 | 0.50565 | 0.36301 | 0.37027 | 0.37767 | 0.38523 | 0.39293 | 0.40079 | 0.4088 | 0.41698 | 0.42532 | 0.43383 | 0.046685 | 0.053473 | 0.059275 | 0.064116 | 0.067774 | 0.066916 | 0.067683 | 0.069039 | 0.070417 | 0.071818 | 10019205.8443 | 9969109.8151 | 9919264.266 | 9869667.9447 | 9820319.6049 | 9771218.0069 | 9722361.9169 | 9673750.1073 | 9625381.3568 | 9577254.45 | 10019205.8443 | 9969109.8151 | 9919264.266 | 9869667.9447 | 9820319.6049 | 9771218.0069 | 9722361.9169 | 9673750.1073 | 9625381.3568 | 9577254.45 | 60322.0024 | 115483.9287 | 164701.7679 | 218929.7584 | 274943.8169 | 330591.2673 | 384474.8068 | 437650.7667 | 489786.037 | 541628.5039 | 60322.0024 | 55161.9263 | 49217.8393 | 54227.9905 | 56014.0585 | 55647.4504 | 53883.5395 | 53175.9599 | 52135.2703 | 51842.4669
Com ¦ Operational Improvement | RET | C_Office - Small | Greater Toronto Area | Cross Cutting/Behavioural | Commercial | NA | Customer Segment Consumption (m^3/year) | 5 | 2.0919 | 2.2142 | 2.3046 | 2.3725 | 2.4157 | 2.3793 | 2.3692 | 2.3692 | 2.3693 | 2.3693 | 0.051596 | 0.055707 | 0.05914 | 0.0621 | 0.064494 | 0.064795 | 0.065809 | 0.067124 | 0.06847 | 0.069841 | 0.024665 | 0.025158 | 0.025662 | 0.026175 | 0.026698 | 0.027232 | 0.027777 | 0.028332 | 0.028899 | 0.029477 | 0.026931 | 0.030548 | 0.033478 | 0.035925 | 0.037796 | 0.037563 | 0.038033 | 0.038792 | 0.039571 | 0.040364 | 17952966.1282 | 17863201.2976 | 17773885.2911 | 17685015.8647 | 17596590.7853 | 17508607.8314 | 17421064.7923 | 17333959.4683 | 17247289.6709 | 17161053.2226 | 17952966.1282 | 17863201.2976 | 17773885.2911 | 17685015.8647 | 17596590.7853 | 17508607.8314 | 17421064.7923 | 17333959.4683 | 17247289.6709 | 17161053.2226 | 757737.6511 | 1542252.1117 | 2348210.0541 | 3172073.682 | 4006858.6872 | 4845402.5346 | 5680426.8133 | 6505110.6104 | 7312607.1555 | 8096727.1571 | 757737.6511 | 784514.4606 | 805957.9425 | 823863.6279 | 834785.0052 | 838543.8474 | 835024.2787 | 824683.7971 | 807496.5451 | 784120.0016
Com ¦ Roof Insulation Upgrade | RET | C_Office - Small | Greater Toronto Area | Space Heating/Ventilation | Commercial | NA | Floor area (1000m2) | 20 | 0.96938 | 0.98631 | 0.99974 | 1.0099 | 1.0164 | 1.0105 | 1.009 | 1.009 | 1.009 | 1.009 | 0.36147 | 0.37513 | 0.38785 | 0.39962 | 0.41023 | 0.416 | 0.42369 | 0.43217 | 0.44081 | 0.44963 | 0.37288 | 0.38034 | 0.38795 | 0.39571 | 0.40362 | 0.41169 | 0.41993 | 0.42833 | 0.43689 | 0.44563 | -0.011417 | -0.0052059 | -0.00010224 | 0.0039177 | 0.0066095 | 0.0043095 | 0.0037681 | 0.0038478 | 0.0039229 | 0.0039953 | 677.9242 | 674.5345 | 671.1619 | 667.8061 | 664.467 | 661.1447 | 657.839 | 654.5498 | 651.277 | 648.0206 | 0 | 0 | 0 | 667.8061 | 664.467 | 661.1447 | 657.839 | 654.5498 | 651.277 | 648.0206 | 0 | 0 | 0 | 4.8226 | 9.7681 | 14.7022 | 19.5369 | 24.337 | 29.0807 | 33.814 | 0 | 0 | 0 | 4.8226 | 4.9455 | 4.9342 | 4.8347 | 4.8001 | 4.7437 | 4.7333
Com ¦ Super High Perf Glazing ¦Retro | RET | C_Office - Small | Greater Toronto Area | Space Heating/Ventilation | Commercial | Windows Retro | End Use Consumption (m^3/year) | 30 | 0.53856 | 0.54611 | 0.55209 | 0.55662 | 0.5595 | 0.55687 | 0.5562 | 0.5562 | 0.5562 | 0.55619 | 0.61454 | 0.63561 | 0.65542 | 0.67401 | 0.69106 | 0.70156 | 0.71473 | 0.72903 | 0.74361 | 0.75847 | 1.1411 | 1.1639 | 1.1872 | 1.2109 | 1.2351 | 1.2598 | 1.285 | 1.3107 | 1.3369 | 1.3637 | -0.52653 | -0.52828 | -0.53175 | -0.5369 | -0.54407 | -0.55828 | -0.5703 | -0.5817 | -0.59334 | -0.60522 | 15028808.7664 | 14953664.7226 | 14878896.399 | 14804501.917 | 14730479.4074 | 14656827.0104 | 14583542.8753 | 14510625.161 | 14438072.0352 | 14365881.675 | 0 | 0 | 0 | 0 | 0 | 0 | 0 | 0 | 0 | 0 | 0 | 0 | 0 | 0 | 0 | 0 | 0 | 0 | 0 | 0 | 0 | 0 | 0 | 0 | 0 | 0 | 0 | 0 | 0 | 0
Com ¦ Wall Insulation Upgrade | RET | C_Office - Small | Greater Toronto Area | Space Heating/Ventilation | Commercial | NA | Floor area (1000m2) | 20 | 0.23905 | 0.24323 | 0.24654 | 0.24904 | 0.25064 | 0.24918 | 0.24881 | 0.24882 | 0.24882 | 0.24881 | 0.29574 | 0.30693 | 0.31733 | 0.32697 | 0.33564 | 0.34037 | 0.34666 | 0.3536 | 0.36067 | 0.36788 | 1.2372 | 1.2619 | 1.2871 | 1.3129 | 1.3391 | 1.3659 | 1.3932 | 1.4211 | 1.4495 | 1.4785 | -0.94142 | -0.95498 | -0.96981 | -0.98592 | -1.0035 | -1.0256 | -1.0466 | -1.0675 | -1.0889 | -1.1106 | 2179.042 | 2168.1468 | 2157.306 | 2146.5195 | 2135.7869 | 2125.108 | 2114.4824 | 2103.91 | 2093.3905 | 2082.9235 | 0 | 0 | 0 | 0 | 0 | 0 | 0 | 0 | 0 | 0 | 0 | 0 | 0 | 0 | 0 | 0 | 0 | 0 | 0 | 0 | 0 | 0 | 0 | 0 | 0 | 0 | 0 | 0 | 0 | 0
Com ¦ Condensing Boiler ¦ Std Baseline | ROB | C_Office - Small | Greater Toronto Area | Space Heating/Ventilation | Commercial | Com¦Boiler¦Std | End Use Consumption (m^3/year) | 25 | 1.5743 | 1.5984 | 1.6176 | 1.6321 | 1.6413 | 1.6329 | 1.6308 | 1.6308 | 1.6308 | 1.6307 | 0.52357 | 0.54224 | 0.55971 | 0.57602 | 0.59087 | 0.59959 | 0.61078 | 0.623 | 0.63546 | 0.64816 | 0.33258 | 0.33923 | 0.34601 | 0.35294 | 0.35999 | 0.36719 | 0.37454 | 0.38203 | 0.38967 | 0.39746 | 0.19099 | 0.20301 | 0.21369 | 0.22309 | 0.23087 | 0.23239 | 0.23624 | 0.24097 | 0.24579 | 0.25069 | 35151381.7841 | 34975624.8752 | 34800746.7508 | 34626743.0171 | 34453609.302 | 34281341.2555 | 34109934.5492 | 33939384.8765 | 33769687.9521 | 33600839.5123 | 35151381.7841 | 34975624.8752 | 34800746.7508 | 34626743.0171 | 34453609.302 | 34281341.2555 | 34109934.5492 | 33939384.8765 | 33769687.9521 | 33600839.5123 | 32110.7637 | 89628.2365 | 168112.035 | 271497.1279 | 395954.3423 | 537593.765 | 692503.9782 | 859218.379 | 1034994.7539 | 1218651.3509 | 32110.7637 | 57517.4728 | 78483.7985 | 103385.0929 | 124457.2144 | 141639.4227 | 154910.2132 | 166714.4008 | 175776.3748 | 183656.5971
Com ¦ Condensing Water Heaters | ROB | C_Office - Small | Greater Toronto Area | Water Heating | Commercial | Com ¦ Water Heating | End Use Consumption (m^3/year) | 13 | 1.5536 | 1.5892 | 1.6159 | 1.6352 | 1.6466 | 1.6465 | 1.6432 | 1.6432 | 1.6432 | 1.6432 | 0.24404 | 0.25463 | 0.26408 | 0.27258 | 0.27997 | 0.28555 | 0.29068 | 0.29649 | 0.30242 | 0.30847 | 0.15708 | 0.16022 | 0.16343 | 0.1667 | 0.17003 | 0.17343 | 0.1769 | 0.18044 | 0.18405 | 0.18773 | 0.086963 | 0.094409 | 0.10066 | 0.10589 | 0.10994 | 0.11212 | 0.11378 | 0.11606 | 0.11838 | 0.12075 | 196399.7045 | 195417.706 | 194440.6174 | 193468.4144 | 192501.0723 | 191538.5669 | 190580.8741 | 189627.9697 | 188679.8299 | 187736.4307 | 196399.7045 | 195417.706 | 194440.6174 | 193468.4144 | 192501.0723 | 191538.5669 | 190580.8741 | 189627.9697 | 188679.8299 | 187736.4307 | 5932.6332 | 11597.6152 | 16987.1346 | 22270.6607 | 27401.6025 | 32357.6366 | 37126.4303 | 41729.0627 | 46166.5638 | 50455.0629 | 5932.6332 | 5664.982 | 5389.5194 | 5283.5261 | 5130.9418 | 4956.0341 | 4768.7936 | 4602.6325 | 4437.501 | 4288.4991
Com ¦ Near Condensing Boiler¦ Std Baseline | ROB | C_Office - Small | Greater Toronto Area | Space Heating/Ventilation | Commercial | Com¦Boiler¦Std | End Use Consumption (m^3/year) | 25 | 4.3784 | 4.4456 | 4.4989 | 4.5392 | 4.5649 | 4.5415 | 4.5355 | 4.5356 | 4.5355 | 4.5355 | 0.29918 | 0.30985 | 0.31983 | 0.32915 | 0.33764 | 0.34262 | 0.34902 | 0.356 | 0.36312 | 0.37037 | 0.068331 | 0.069697 | 0.071091 | 0.072513 | 0.073963 | 0.075443 | 0.076952 | 0.078491 | 0.08006 | 0.081662 | 0.23085 | 0.24015 | 0.24874 | 0.25664 | 0.26367 | 0.26718 | 0.27206 | 0.27751 | 0.28306 | 0.28871 | 20086503.8766 | 19986071.3573 | 19886141.0005 | 19786710.2955 | 19687776.744 | 19589337.8603 | 19491391.171 | 19393934.2151 | 19296964.544 | 19200479.7213 | 20086503.8766 | 19986071.3573 | 19886141.0005 | 19786710.2955 | 19687776.744 | 19589337.8603 | 19491391.171 | 19393934.2151 | 19296964.544 | 19200479.7213 | 492748.8171 | 940901.9721 | 1345983.5966 | 1713936.8135 | 2045710.6133 | 2343070.3913 | 2608139.1754 | 2843896.5564 | 3052809.215 | 3237663.8863 | 492748.8171 | 448153.155 | 405081.6245 | 367953.2169 | 331773.7998 | 297359.778 | 265068.7842 | 235757.381 | 208912.6586 | 184854.6713
Com ¦ Tankless Water Heaters | ROB | C_Office - Small | Greater Toronto Area | Water Heating | Commercial | Com ¦ Water Heating | End Use Consumption (m^3/year) | 18 | 0.54413 | 0.55403 | 0.56143 | 0.5668 | 0.56995 | 0.56992 | 0.56902 | 0.56902 | 0.56901 | 0.56902 | 0.46011 | 0.47785 | 0.49392 | 0.50862 | 0.52167 | 0.53208 | 0.54186 | 0.5527 | 0.56375 | 0.57503 | 0.84559 | 0.8625 | 0.87976 | 0.89735 | 0.9153 | 0.9336 | 0.95228 | 0.97132 | 0.99075 | 1.0106 | -0.38548 | -0.38465 | -0.38583 | -0.38873 | -0.39362 | -0.40152 | -0.41041 | -0.41862 | -0.427 | -0.43553 | 293681.8011 | 292213.3921 | 290752.3251 | 289298.5635 | 287852.0707 | 286412.8103 | 284980.7463 | 283555.8426 | 282138.0634 | 280727.373 | 0 | 0 | 0 | 0 | 0 | 0 | 0 | 0 | 0 | 0 | 0 | 0 | 0 | 0 | 0 | 0 | 0 | 0 | 0 | 0 | 0 | 0 | 0 | 0 | 0 | 0 | 0 | 0 | 0 | 0
Com ¦ Condensing Boiler ¦ Near Cond Baseline | NEW | C_Retail - Large | Greater Toronto Area | Space Heating/Ventilation | Commercial | NA | End Use Consumption (m^3/year) | 25 | 1.0302 | 1.046 | 1.0586 | 1.0681 | 1.0741 | 1.0686 | 1.0672 | 1.0672 | 1.0672 | 1.0672 | 0.22439 | 0.23239 | 0.23987 | 0.24687 | 0.25323 | 0.25697 | 0.26176 | 0.267 | 0.27234 | 0.27778 | 0.2178 | 0.22216 | 0.2266 | 0.23114 | 0.23576 | 0.24047 | 0.24528 | 0.25019 | 0.25519 | 0.2603 | 0.0065823 | 0.010226 | 0.013271 | 0.01573 | 0.01747 | 0.016492 | 0.016479 | 0.016811 | 0.017145 | 0.017485 | 117475.183 | 236712.4938 | 357750.1118 | 480626.9652 | 605382.7465 | 732057.9272 | 860693.7739 | 991332.3641 | 1124016.6025 | 1258790.2377 | 117475.183 | 236712.4938 | 357750.1118 | 480626.9652 | 605382.7465 | 732057.9272 | 860693.7739 | 991332.3641 | 1124016.6025 | 1258790.2377 | 11847.1599 | 23872.0271 | 35240.0313 | 45714.994 | 57623.7675 | 70293.3985 | 83240.7805 | 96125.0853 | 109183.4346 | 122322.5796 | 11847.1599 | 12024.8673 | 11368.0042 | 10474.9627 | 11908.7735 | 12669.631 | 12947.382 | 12884.3048 | 13058.3494 | 13139.145
Com ¦ Condensing Boiler ¦ Std Baseline | NEW | C_Retail - Large | Greater Toronto Area | Space Heating/Ventilation | Commercial | Com¦Boiler¦Std | End Use Consumption (m^3/year) | 25 | 1.5743 | 1.5984 | 1.6176 | 1.6321 | 1.6413 | 1.6329 | 1.6308 | 1.6308 | 1.6308 | 1.6307 | 0.52357 | 0.54224 | 0.55971 | 0.57602 | 0.59087 | 0.59959 | 0.61078 | 0.623 | 0.63546 | 0.64816 | 0.33258 | 0.33923 | 0.34601 | 0.35294 | 0.35999 | 0.36719 | 0.37454 | 0.38203 | 0.38967 | 0.39746 | 0.19099 | 0.20301 | 0.21369 | 0.22309 | 0.23087 | 0.23239 | 0.23624 | 0.24097 | 0.24579 | 0.25069 | 274108.7604 | 552329.1522 | 834750.2608 | 1121462.9189 | 1412559.7419 | 1708135.1635 | 2008285.4724 | 2313108.8495 | 2622705.4058 | 2937177.2213 | 274108.7604 | 552329.1522 | 834750.2608 | 1121462.9189 | 1412559.7419 | 1708135.1635 | 2008285.4724 | 2313108.8495 | 2622705.4058 | 2937177.2213 | 6245.3149 | 12584.3094 | 24596.3733 | 41934.5685 | 66057.789 | 96752.3481 | 133707.5094 | 176515.3615 | 225302.6366 | 279817.4729 | 6245.3149 | 6338.9946 | 12012.0638 | 17338.1952 | 24123.2206 | 30694.559 | 36955.1613 | 42807.8521 | 48787.2751 | 54514.8364
Com ¦ Condensing DOAS | NEW | C_Retail - Large | Greater Toronto Area | Space Heating/Ventilation | Commercial | NA | Customer Segment Consumption (m^3/year) | 15 | 2.2976 | 2.3463 | 2.3849 | 2.4141 | 2.4327 | 2.4157 | 2.4114 | 2.4115 | 2.4114 | 2.4114 | 0.14903 | 0.15523 | 0.16094 | 0.16617 | 0.1708 | 0.173 | 0.17615 | 0.17967 | 0.18327 | 0.18693 | 0.064864 | 0.066161 | 0.067484 | 0.068834 | 0.070211 | 0.071615 | 0.073047 | 0.074508 | 0.075998 | 0.077518 | 0.084169 | 0.089072 | 0.093457 | 0.097337 | 0.10059 | 0.10139 | 0.1031 | 0.10516 | 0.10727 | 0.10941 | 158828.7112 | 320039.8531 | 483685.0451 | 649816.9188 | 818489.1392 | 989756.4246 | 1163674.5682 | 1340300.4595 | 1519692.1067 | 1701908.6587 | 158828.7112 | 320039.8531 | 483685.0451 | 649816.9188 | 818489.1392 | 989756.4246 | 1163674.5682 | 1340300.4595 | 1519692.1067 | 1701908.6587 | 95369.8641 | 192170.2762 | 291397.5714 | 392865.6651 | 498187.501 | 606890.2982 | 718699.535 | 833414.1747 | 951171.5723 | 1071905.715 | 95369.8641 | 96800.4121 | 99227.2953 | 101468.0936 | 105321.8359 | 108702.7972 | 111809.2368 | 114714.6396 | 117757.3976 | 120734.1427
Com ¦ Condensing Water Heaters | NEW | C_Retail - Large | Greater Toronto Area | Water Heating | Commercial | Com ¦ Water Heating | End Use Consumption (m^3/year) | 13 | 1.5536 | 1.5892 | 1.6159 | 1.6352 | 1.6466 | 1.6465 | 1.6432 | 1.6432 | 1.6432 | 1.6432 | 0.24404 | 0.25463 | 0.26408 | 0.27258 | 0.27997 | 0.28555 | 0.29068 | 0.29649 | 0.30242 | 0.30847 | 0.15708 | 0.16022 | 0.16343 | 0.1667 | 0.17003 | 0.17343 | 0.1769 | 0.18044 | 0.18405 | 0.18773 | 0.086963 | 0.094409 | 0.10066 | 0.10589 | 0.10994 | 0.11212 | 0.11378 | 0.11606 | 0.11838 | 0.12075 | 1104.511 | 2225.5896 | 3363.5949 | 4518.8928 | 5691.8565 | 6882.8666 | 8092.311 | 9320.5854 | 10568.0931 | 11835.2455 | 1104.511 | 2225.5896 | 3363.5949 | 4518.8928 | 5691.8565 | 6882.8666 | 8092.311 | 9320.5854 | 10568.0931 | 11835.2455 | 598.028 | 1205.0265 | 1824.8045 | 2455.0911 | 3112.2001 | 3791.0893 | 4488.8274 | 5203.3 | 5935.9086 | 6686.0056 | 598.028 | 606.9984 | 619.7781 | 630.2865 | 657.109 | 678.8892 | 697.7381 | 714.4726 | 732.6086 | 750.0969
Com ¦ High perf.glazings ¦ New | NEW | C_Retail - Large | Greater Toronto Area | Space Heating/Ventilation | Commercial | Windows New | End Use Consumption (m^3/year) | 30 | 1.6157 | 1.6383 | 1.6563 | 1.6698 | 1.6785 | 1.6706 | 1.6686 | 1.6686 | 1.6686 | 1.6686 | 0.40969 | 0.42374 | 0.43695 | 0.44934 | 0.4607 | 0.46771 | 0.47649 | 0.48602 | 0.49574 | 0.50565 | 0.25357 | 0.25864 | 0.26382 | 0.26909 | 0.27447 | 0.27996 | 0.28556 | 0.29127 | 0.2971 | 0.30304 | 0.15612 | 0.1651 | 0.17313 | 0.18025 | 0.18623 | 0.18774 | 0.19093 | 0.19475 | 0.19864 | 0.2026 | 78129.2784 | 157430.496 | 237929.0448 | 319650.8149 | 402622.2044 | 486870.1298 | 572422.0364 | 659305.9085 | 747550.281 | 837184.2496 | 78129.2784 | 157430.496 | 237929.0448 | 319650.8149 | 402622.2044 | 486870.1298 | 572422.0364 | 659305.9085 | 747550.281 | 837184.2496 | 22771.9056 | 45885.3898 | 68931.3564 | 91561.1744 | 115917.9707 | 141307.3626 | 167324.3676 | 193679.7028 | 220582.3679 | 247982.1543 | 22771.9056 | 23113.4842 | 23045.9666 | 22629.818 | 24356.7963 | 25389.3919 | 26017.005 | 26355.3351 | 26902.6651 | 27399.7864
Com ¦ Near Condensing Boiler¦ Std Baseline | NEW | C_Retail - Large | Greater Toronto Area | Space Heating/Ventilation | Commercial | Com¦Boiler¦Std | End Use Consumption (m^3/year) | 25 | 4.3784 | 4.4456 | 4.4989 | 4.5392 | 4.5649 | 4.5415 | 4.5355 | 4.5356 | 4.5355 | 4.5355 | 0.29918 | 0.30985 | 0.31983 | 0.32915 | 0.33764 | 0.34262 | 0.34902 | 0.356 | 0.36312 | 0.37037 | 0.068331 | 0.069697 | 0.071091 | 0.072513 | 0.073963 | 0.075443 | 0.076952 | 0.078491 | 0.08006 | 0.081662 | 0.23085 | 0.24015 | 0.24874 | 0.25664 | 0.26367 | 0.26718 | 0.27206 | 0.27751 | 0.28306 | 0.28871 | 156633.5774 | 315616.6584 | 477000.149 | 640835.9536 | 807176.9954 | 976077.2363 | 1147591.6985 | 1321776.4854 | 1498688.8033 | 1678386.9836 | 156633.5774 | 315616.6584 | 477000.149 | 640835.9536 | 807176.9954 | 976077.2363 | 1147591.6985 | 1321776.4854 | 1498688.8033 | 1678386.9836 | 95836.1359 | 193109.8138 | 286453.4201 | 375529.0003 | 460824.917 | 541966.9901 | 618770.4961 | 691163.2988 | 759242.8693 | 823083.8654 | 95836.1359 | 97273.6779 | 93343.6063 | 89075.5802 | 85295.9167 | 81142.073 | 76803.506 | 72392.8027 | 68079.5705 | 63840.996
Com ¦ Super High Perf Glazing ¦New | NEW | C_Retail - Large | Greater Toronto Area | Space Heating/Ventilation | Commercial | Windows New | End Use Consumption (m^3/year) | 30 | 0.53856 | 0.54611 | 0.55209 | 0.55662 | 0.5595 | 0.55687 | 0.5562 | 0.5562 | 0.5562 | 0.55619 | 0.61454 | 0.63561 | 0.65542 | 0.67401 | 0.69106 | 0.70156 | 0.71473 | 0.72903 | 0.74361 | 0.75847 | 1.1411 | 1.1639 | 1.1872 | 1.2109 | 1.2351 | 1.2598 | 1.285 | 1.3107 | 1.3369 | 1.3637 | -0.52653 | -0.52828 | -0.53175 | -0.5369 | -0.54407 | -0.55828 | -0.5703 | -0.5817 | -0.59334 | -0.60522 | 117193.9176 | 236145.744 | 356893.5672 | 479476.2223 | 603933.3066 | 730305.1947 | 858633.0546 | 988958.8628 | 1121325.4215 | 1255776.3744 | 0 | 0 | 0 | 0 | 0 | 0 | 0 | 0 | 0 | 0 | 0 | 0 | 0 | 0 | 0 | 0 | 0 | 0 | 0 | 0 | 0 | 0 | 0 | 0 | 0 | 0 | 0 | 0 | 0 | 0
Com ¦ Tankless Water Heaters | NEW | C_Retail - Large | Greater Toronto Area | Water Heating | Commercial | Com ¦ Water Heating | End Use Consumption (m^3/year) | 18 | 0.54413 | 0.55403 | 0.56143 | 0.5668 | 0.56995 | 0.56992 | 0.56902 | 0.56902 | 0.56901 | 0.56902 | 0.46011 | 0.47785 | 0.49392 | 0.50862 | 0.52167 | 0.53208 | 0.54186 | 0.5527 | 0.56375 | 0.57503 | 0.84559 | 0.8625 | 0.87976 | 0.89735 | 0.9153 | 0.9336 | 0.95228 | 0.97132 | 0.99075 | 1.0106 | -0.38548 | -0.38465 | -0.38583 | -0.38873 | -0.39362 | -0.40152 | -0.41041 | -0.41862 | -0.427 | -0.43553 | 1651.6052 | 3327.9845 | 5029.6746 | 6757.2229 | 8511.1873 | 10292.137 | 12100.652 | 13937.324 | 15802.7561 | 17697.5634 | 0 | 0 | 0 | 0 | 0 | 0 | 0 | 0 | 0 | 0 | 0 | 0 | 0 | 0 | 0 | 0 | 0 | 0 | 0 | 0 | 0 | 0 | 0 | 0 | 0 | 0 | 0 | 0 | 0 | 0
Com ¦ Air Sealing | RET | C_Retail - Large | Greater Toronto Area | Space Heating/Ventilation | Commercial | NA | Floor area (1000m2) | 6 | 0.7443 | 0.77842 | 0.80548 | 0.82599 | 0.83903 | 0.82713 | 0.82412 | 0.82415 | 0.82415 | 0.82412 | 0.06258 | 0.066757 | 0.07046 | 0.073699 | 0.07636 | 0.076782 | 0.078033 | 0.079597 | 0.081189 | 0.082809 | 0.084079 | 0.08576 | 0.087476 | 0.089225 | 0.09101 | 0.09283 | 0.094686 | 0.09658 | 0.098512 | 0.10048 | -0.021499 | -0.019003 | -0.017016 | -0.015526 | -0.01465 | -0.016047 | -0.016654 | -0.016984 | -0.017323 | -0.017673 | 470.2953 | 467.9439 | 465.6041 | 463.2761 | 460.9597 | 458.6549 | 456.3617 | 454.0799 | 451.8095 | 449.5504 | 0 | 0 | 0 | 0 | 0 | 0 | 0 | 0 | 0 | 0 | 0 | 0 | 0 | 0 | 0 | 0 | 0 | 0 | 0 | 0 | 0 | 0 | 0 | 0 | 0 | 0 | 0 | 0 | 0 | 0
Com ¦ Building Controls and Automation Systems | RET | C_Retail - Large | Greater Toronto Area | Space Heating/Ventilation | Commercial | NA | Customer Segment Consumption (m^3/year) | 11 | 1.6349 | 1.6788 | 1.7136 | 1.7399 | 1.7567 | 1.7414 | 1.7375 | 1.7375 | 1.7375 | 1.7375 | 0.21383 | 0.22396 | 0.23317 | 0.24149 | 0.2487 | 0.25146 | 0.25592 | 0.26104 | 0.26626 | 0.27158 | 0.13079 | 0.13341 | 0.13607 | 0.13879 | 0.14157 | 0.1444 | 0.14729 | 0.15024 | 0.15324 | 0.15631 | 0.083038 | 0.090553 | 0.097099 | 0.1027 | 0.10713 | 0.10706 | 0.10863 | 0.1108 | 0.11302 | 0.11528 | 6959943.9732 | 6925144.2534 | 6890518.5321 | 6856065.9394 | 6821785.6097 | 6787676.6817 | 6753738.2983 | 6719969.6068 | 6686369.7588 | 6652937.91 | 6959943.9732 | 6925144.2534 | 6890518.5321 | 6856065.9394 | 6821785.6097 | 6787676.6817 | 6753738.2983 | 6719969.6068 | 6686369.7588 | 6652937.91 | 239320.4367 | 483681.2723 | 730929.0617 | 985097.9008 | 1243354.6764 | 1503455.6936 | 1763393.4146 | 2022220.7756 | 2278395.8652 | 2530894.0329 | 239320.4367 | 244360.8356 | 247247.7895 | 254168.839 | 258256.7756 | 260101.0172 | 259937.721 | 258827.361 | 256175.0896 | 252498.1677
Com ¦ Demand Control Ventilation | RET | C_Retail - Large | Greater Toronto Area | Space Heating/Ventilation | Commercial | COM/Ventilation | Customer Segment Consumption (m^3/year) | 15 | 9.127 | 9.3203 | 9.4735 | 9.5896 | 9.6635 | 9.596 | 9.579 | 9.5791 | 9.5791 | 9.5789 | 0.52683 | 0.54874 | 0.56892 | 0.58741 | 0.60378 | 0.61155 | 0.62267 | 0.63514 | 0.64784 | 0.66078 | 0.057722 | 0.058876 | 0.060054 | 0.061255 | 0.06248 | 0.06373 | 0.065004 | 0.066304 | 0.06763 | 0.068983 | 0.4691 | 0.48987 | 0.50887 | 0.52615 | 0.5413 | 0.54782 | 0.55767 | 0.56883 | 0.58021 | 0.5918 | 9990219.4292 | 9940268.3321 | 9890566.9904 | 9841114.1554 | 9791908.5847 | 9742949.0417 | 9694234.2965 | 9645763.1251 | 9597534.3094 | 9549546.6379 | 9990219.4292 | 9940268.3321 | 9890566.9904 | 9841114.1554 | 9791908.5847 | 9742949.0417 | 9694234.2965 | 9645763.1251 | 9597534.3094 | 9549546.6379 | 435838.3157 | 887759.3921 | 1352562.7088 | 1827478.9758 | 2308360.5759 | 2790881.192 | 3270722.6052 | 3743656.2437 | 4205537.2962 | 4652591.0856 | 435838.3157 | 451921.0763 | 464803.3167 | 474916.267 | 480881.6002 | 482520.6161 | 479841.4132 | 472933.6385 | 461881.0525 | 447053.7894
Com ¦ Destratification | RET | C_Retail - Large | Greater Toronto Area | Space Heating/Ventilation | Commercial | NA | Customer Segment Consumption (m^3/year) | 15 | 3.8641 | 3.9459 | 4.0108 | 4.0599 | 4.0912 | 4.0627 | 4.0554 | 4.0555 | 4.0555 | 4.0554 | 0.48774 | 0.50804 | 0.52672 | 0.54383 | 0.55899 | 0.56618 | 0.57648 | 0.58802 | 0.59978 | 0.61176 | 0.12623 | 0.12875 | 0.13132 | 0.13395 | 0.13663 | 0.13936 | 0.14215 | 0.14499 | 0.14789 | 0.15085 | 0.36152 | 0.37929 | 0.39539 | 0.40988 | 0.42235 | 0.42682 | 0.43433 | 0.44303 | 0.45189 | 0.46091 | 3425597.4243 | 3408469.4372 | 3391427.09 | 3374469.9546 | 3357597.6048 | 3340809.6168 | 3324105.5687 | 3307485.0408 | 3290947.6156 | 3274492.8776 | 3425597.4243 | 3408469.4372 | 3391427.09 | 3374469.9546 | 3357597.6048 | 3340809.6168 | 3324105.5687 | 3307485.0408 | 3290947.6156 | 3274492.8776 | 139254.0653 | 283014.8505 | 430293.6496 | 580992.2487 | 733782.469 | 887370.4939 | 1040469.5174 | 1191970.2979 | 1340693.5578 | 1485606.5305 | 139254.0653 | 143760.7853 | 147278.799 | 150698.5991 | 152790.2203 | 153588.025 | 153099.0235 | 151500.7805 | 148723.2599 | 144912.9727
Com ¦ Heat Reflector Panels | RET | C_Retail - Large | Greater Toronto Area | Space Heating/Ventilation | Commercial | NA | End Use Consumption (m^3/year) | 18 | 2.0191 | 2.0568 | 2.0867 | 2.1094 | 2.1238 | 2.1106 | 2.1073 | 2.1073 | 2.1073 | 2.1073 | 0.092157 | 0.095756 | 0.099092 | 0.10217 | 0.10493 | 0.10636 | 0.10832 | 0.11049 | 0.1127 | 0.11495 | 0.045643 | 0.046556 | 0.047487 | 0.048437 | 0.049405 | 0.050393 | 0.051401 | 0.052429 | 0.053478 | 0.054547 | 0.046514 | 0.049201 | 0.051605 | 0.053734 | 0.055522 | 0.055969 | 0.056917 | 0.058057 | 0.059217 | 0.0604 | 417922.8858 | 415833.2713 | 413754.105 | 411685.3345 | 409626.9078 | 407578.7732 | 405540.8794 | 403513.175 | 401495.6091 | 399488.1311 | 417922.8858 | 415833.2713 | 413754.105 | 411685.3345 | 409626.9078 | 407578.7732 | 405540.8794 | 403513.175 | 401495.6091 | 399488.1311 | 13215.6146 | 26622.8109 | 40116.5739 | 54010.8071 | 68136.221 | 82367.9993 | 96599.3247 | 110798.4623 | 124890.9978 | 138837.5659 | 13215.6146 | 13407.1964 | 13493.763 | 13894.2332 | 14125.4139 | 14231.7782 | 14231.3254 | 14199.1376 | 14092.5356 | 13946.5681
Com ¦ Heat/Energy Recovery Ventilation | RET | C_Retail - Large | Greater Toronto Area | Space Heating/Ventilation | Commercial | COM/Ventilation | Customer Segment Consumption (m^3/year) | 15 | 1.9465 | 1.9877 | 2.0204 | 2.0451 | 2.0609 | 2.0465 | 2.0429 | 2.0429 | 2.0429 | 2.0429 | 0.37191 | 0.38738 | 0.40162 | 0.41467 | 0.42623 | 0.43172 | 0.43957 | 0.44837 | 0.45733 | 0.46647 | 0.19107 | 0.19489 | 0.19879 | 0.20276 | 0.20682 | 0.21095 | 0.21517 | 0.21948 | 0.22386 | 0.22834 | 0.18084 | 0.19249 | 0.20284 | 0.21191 | 0.21941 | 0.22076 | 0.2244 | 0.22889 | 0.23347 | 0.23813 | 7052448.6973 | 7017186.4538 | 6982100.5216 | 6947190.019 | 6912454.0689 | 6877891.7985 | 6843502.3395 | 6809284.8278 | 6775238.4037 | 6741362.2117 | 7052448.6973 | 7017186.4538 | 6982100.5216 | 6947190.019 | 6912454.0689 | 6877891.7985 | 6843502.3395 | 6809284.8278 | 6775238.4037 | 6741362.2117 | 0.0012098 | 0.0025568 | 0.0039984 | 0.0054691 | 0.0070113 | 0.0086348 | 0.010328 | 0.012062 | 0.013817 | 0.015569 | 0.0012098 | 0.001347 | 0.0014416 | 0.0014708 | 0.0015422 | 0.0016235 | 0.0016932 | 0.0017341 | 0.0017549 | 0.0017516
Com ¦ High perf.glazings ¦ Retro | RET | C_Retail - Large | Greater Toronto Area | Space Heating/Ventilation | Commercial | Windows Retro | End Use Consumption (m^3/year) | 30 | 1.1286 | 1.1444 | 1.1569 | 1.1664 | 1.1725 | 1.167 | 1.1656 | 1.1656 | 1.1656 | 1.1655 | 0.40969 | 0.42374 | 0.43695 | 0.44934 | 0.4607 | 0.46771 | 0.47649 | 0.48602 | 0.49574 | 0.50565 | 0.36301 | 0.37027 | 0.37767 | 0.38523 | 0.39293 | 0.40079 | 0.4088 | 0.41698 | 0.42532 | 0.43383 | 0.046685 | 0.053473 | 0.059275 | 0.064116 | 0.067774 | 0.066916 | 0.067683 | 0.069039 | 0.070417 | 0.071818 | 3109545.281 | 3093997.5546 | 3078527.5668 | 3063134.929 | 3047819.2544 | 3032580.1581 | 3017417.2573 | 3002330.171 | 2987318.5202 | 2972381.9276 | 3109545.281 | 3093997.5546 | 3078527.5668 | 3063134.929 | 3047819.2544 | 3032580.1581 | 3017417.2573 | 3002330.171 | 2987318.5202 | 2972381.9276 | 18721.4437 | 35841.4141 | 51116.5868 | 67946.7023 | 85331.1392 | 102601.7961 | 119325.0084 | 135828.6173 | 152009.2394 | 168098.9876 | 18721.4437 | 17119.9704 | 15275.1727 | 16830.1155 | 17384.4368 | 17270.6569 | 16723.2123 | 16503.6089 | 16180.6221 | 16089.7481
Com ¦ Operational Improvement | RET | C_Retail - Large | Greater Toronto Area | Cross Cutting/Behavioural | Commercial | NA | Customer Segment Consumption (m^3/year) | 5 | 2.0919 | 2.2142 | 2.3046 | 2.3725 | 2.4157 | 2.3793 | 2.3692 | 2.3692 | 2.3693 | 2.3693 | 0.051596 | 0.055707 | 0.05914 | 0.0621 | 0.064494 | 0.064795 | 0.065809 | 0.067124 | 0.06847 | 0.069841 | 0.024665 | 0.025158 | 0.025662 | 0.026175 | 0.026698 | 0.027232 | 0.027777 | 0.028332 | 0.028899 | 0.029477 | 0.026931 | 0.030548 | 0.033478 | 0.035925 | 0.037796 | 0.037563 | 0.038033 | 0.038792 | 0.039571 | 0.040364 | 5383081.6668 | 5356166.2585 | 5329385.4272 | 5302738.5 | 5276224.8075 | 5249843.6835 | 5223594.4651 | 5197476.4928 | 5171489.1103 | 5145631.6647 | 5383081.6668 | 5356166.2585 | 5329385.4272 | 5302738.5 | 5276224.8075 | 5249843.6835 | 5223594.4651 | 5197476.4928 | 5171489.1103 | 5145631.6647 | 227202.7713 | 462434.3971 | 704095.7133 | 951125.9344 | 1201430.8603 | 1452862.851 | 1703239.5215 | 1950515.6651 | 2192638.3214 | 2427751.6712 | 227202.7713 | 235231.6258 | 241661.3162 | 247030.2211 | 250304.9259 | 251431.9906 | 250376.6706 | 247276.1435 | 242122.6563 | 235113.3498
Com ¦ Roof Insulation Upgrade | RET | C_Retail - Large | Greater Toronto Area | Space Heating/Ventilation | Commercial | NA | Floor area (1000m2) | 20 | 0.96938 | 0.98631 | 0.99974 | 1.0099 | 1.0164 | 1.0105 | 1.009 | 1.009 | 1.009 | 1.009 | 0.36147 | 0.37513 | 0.38785 | 0.39962 | 0.41023 | 0.416 | 0.42369 | 0.43217 | 0.44081 | 0.44963 | 0.37288 | 0.38034 | 0.38795 | 0.39571 | 0.40362 | 0.41169 | 0.41993 | 0.42833 | 0.43689 | 0.44563 | -0.011417 | -0.0052059 | -0.00010224 | 0.0039177 | 0.0066095 | 0.0043095 | 0.0037681 | 0.0038478 | 0.0039229 | 0.0039953 | 263.3654 | 262.0486 | 260.7383 | 259.4346 | 258.1375 | 256.8468 | 255.5625 | 254.2847 | 253.0133 | 251.7482 | 0 | 0 | 0 | 259.4346 | 258.1375 | 256.8468 | 255.5625 | 254.2847 | 253.0133 | 251.7482 | 0 | 0 | 0 | 1.8735 | 3.7948 | 5.7116 | 7.5899 | 9.4546 | 11.2975 | 13.1363 | 0 | 0 | 0 | 1.8735 | 1.9213 | 1.9169 | 1.8782 | 1.8648 | 1.8429 | 1.8388
Com ¦ Super High Perf Glazing ¦Retro | RET | C_Retail - Large | Greater Toronto Area | Space Heating/Ventilation | Commercial | Windows Retro | End Use Consumption (m^3/year) | 30 | 0.53856 | 0.54611 | 0.55209 | 0.55662 | 0.5595 | 0.55687 | 0.5562 | 0.5562 | 0.5562 | 0.55619 | 0.61454 | 0.63561 | 0.65542 | 0.67401 | 0.69106 | 0.70156 | 0.71473 | 0.72903 | 0.74361 | 0.75847 | 1.1411 | 1.1639 | 1.1872 | 1.2109 | 1.2351 | 1.2598 | 1.285 | 1.3107 | 1.3369 | 1.3637 | -0.52653 | -0.52828 | -0.53175 | -0.5369 | -0.54407 | -0.55828 | -0.5703 | -0.5817 | -0.59334 | -0.60522 | 4664317.9215 | 4640996.3319 | 4617791.3503 | 4594702.3935 | 4571728.8815 | 4548870.2371 | 4526125.8859 | 4503495.2565 | 4480977.7802 | 4458572.8913 | 0 | 0 | 0 | 0 | 0 | 0 | 0 | 0 | 0 | 0 | 0 | 0 | 0 | 0 | 0 | 0 | 0 | 0 | 0 | 0 | 0 | 0 | 0 | 0 | 0 | 0 | 0 | 0 | 0 | 0
Com ¦ Wall Insulation Upgrade | RET | C_Retail - Large | Greater Toronto Area | Space Heating/Ventilation | Commercial | NA | Floor area (1000m2) | 20 | 0.23905 | 0.24323 | 0.24654 | 0.24904 | 0.25064 | 0.24918 | 0.24881 | 0.24882 | 0.24882 | 0.24881 | 0.29574 | 0.30693 | 0.31733 | 0.32697 | 0.33564 | 0.34037 | 0.34666 | 0.3536 | 0.36067 | 0.36788 | 1.2372 | 1.2619 | 1.2871 | 1.3129 | 1.3391 | 1.3659 | 1.3932 | 1.4211 | 1.4495 | 1.4785 | -0.94142 | -0.95498 | -0.96981 | -0.98592 | -1.0035 | -1.0256 | -1.0466 | -1.0675 | -1.0889 | -1.1106 | 846.5316 | 842.2989 | 838.0874 | 833.897 | 829.7275 | 825.5789 | 821.451 | 817.3437 | 813.257 | 809.1907 | 0 | 0 | 0 | 0 | 0 | 0 | 0 | 0 | 0 | 0 | 0 | 0 | 0 | 0 | 0 | 0 | 0 | 0 | 0 | 0 | 0 | 0 | 0 | 0 | 0 | 0 | 0 | 0 | 0 | 0
Com ¦ Condensing Boiler ¦ Std Baseline | ROB | C_Retail - Large | Greater Toronto Area | Space Heating/Ventilation | Commercial | Com¦Boiler¦Std | End Use Consumption (m^3/year) | 25 | 1.5743 | 1.5984 | 1.6176 | 1.6321 | 1.6413 | 1.6329 | 1.6308 | 1.6308 | 1.6308 | 1.6307 | 0.52357 | 0.54224 | 0.55971 | 0.57602 | 0.59087 | 0.59959 | 0.61078 | 0.623 | 0.63546 | 0.64816 | 0.33258 | 0.33923 | 0.34601 | 0.35294 | 0.35999 | 0.36719 | 0.37454 | 0.38203 | 0.38967 | 0.39746 | 0.19099 | 0.20301 | 0.21369 | 0.22309 | 0.23087 | 0.23239 | 0.23624 | 0.24097 | 0.24579 | 0.25069 | 10909528.6639 | 10854981.0206 | 10800706.1155 | 10746702.5849 | 10692969.072 | 10639504.2266 | 10586306.7055 | 10533375.172 | 10480708.2961 | 10428304.7546 | 10909528.6639 | 10854981.0206 | 10800706.1155 | 10746702.5849 | 10692969.072 | 10639504.2266 | 10586306.7055 | 10533375.172 | 10480708.2961 | 10428304.7546 | 9984.1017 | 27944.4406 | 52539.5587 | 85054.0433 | 124333.3267 | 169193.0444 | 218433.1048 | 271625.2898 | 327932.9243 | 387016.6713 | 9984.1017 | 17960.3388 | 24595.1181 | 32514.4846 | 39279.2834 | 44859.7177 | 49240.0604 | 53192.185 | 56307.6344 | 59083.747
Com ¦ Condensing DOAS | ROB | C_Retail - Large | Greater Toronto Area | Space Heating/Ventilation | Commercial | NA | Customer Segment Consumption (m^3/year) | 15 | 2.2976 | 2.3463 | 2.3849 | 2.4141 | 2.4327 | 2.4157 | 2.4114 | 2.4115 | 2.4114 | 2.4114 | 0.14903 | 0.15523 | 0.16094 | 0.16617 | 0.1708 | 0.173 | 0.17615 | 0.17967 | 0.18327 | 0.18693 | 0.064864 | 0.066161 | 0.067484 | 0.068834 | 0.070211 | 0.071615 | 0.073047 | 0.074508 | 0.075998 | 0.077518 | 0.084169 | 0.089072 | 0.093457 | 0.097337 | 0.10059 | 0.10139 | 0.1031 | 0.10516 | 0.10727 | 0.10941 | 6321382.7073 | 6289775.7938 | 6258326.9148 | 6227035.2803 | 6195900.1039 | 6164920.6033 | 6134096.0003 | 6103425.5203 | 6072908.3927 | 6042543.8508 | 6321382.7073 | 6289775.7938 | 6258326.9148 | 6227035.2803 | 6195900.1039 | 6164920.6033 | 6134096.0003 | 6103425.5203 | 6072908.3927 | 6042543.8508 | 254323.0879 | 495605.8351 | 724191.9309 | 945010.116 | 1157202.4129 | 1360517.3579 | 1554933.9137 | 1741284.0209 | 1919835.5086 | 2091234.1187 | 254323.0879 | 241282.7472 | 228586.0958 | 220818.185 | 212192.2969 | 203314.945 | 194416.5559 | 186350.1072 | 178551.4876 | 171398.6101
Com ¦ Condensing Water Heaters | ROB | C_Retail - Large | Greater Toronto Area | Water Heating | Commercial | Com ¦ Water Heating | End Use Consumption (m^3/year) | 13 | 1.5536 | 1.5892 | 1.6159 | 1.6352 | 1.6466 | 1.6465 | 1.6432 | 1.6432 | 1.6432 | 1.6432 | 0.24404 | 0.25463 | 0.26408 | 0.27258 | 0.27997 | 0.28555 | 0.29068 | 0.29649 | 0.30242 | 0.30847 | 0.15708 | 0.16022 | 0.16343 | 0.1667 | 0.17003 | 0.17343 | 0.1769 | 0.18044 | 0.18405 | 0.18773 | 0.086963 | 0.094409 | 0.10066 | 0.10589 | 0.10994 | 0.11212 | 0.11378 | 0.11606 | 0.11838 | 0.12075 | 43959.5368 | 43739.7391 | 43521.0405 | 43303.4352 | 43086.9181 | 42871.4835 | 42657.1261 | 42443.8404 | 42231.6212 | 42020.4631 | 43959.5368 | 43739.7391 | 43521.0405 | 43303.4352 | 43086.9181 | 42871.4835 | 42657.1261 | 42443.8404 | 42231.6212 | 42020.4631 | 1330.9299 | 2605.0282 | 3820.4961 | 5015.5635 | 6179.6661 | 7307.6857 | 8396.7426 | 9451.5619 | 10472.2938 | 11462.5488 | 1330.9299 | 1274.0983 | 1215.468 | 1195.0674 | 1164.1026 | 1128.0195 | 1089.0569 | 1054.8193 | 1020.7319 | 990.255
Com ¦ Near Condensing Boiler¦ Std Baseline | ROB | C_Retail - Large | Greater Toronto Area | Space Heating/Ventilation | Commercial | Com¦Boiler¦Std | End Use Consumption (m^3/year) | 25 | 4.3784 | 4.4456 | 4.4989 | 4.5392 | 4.5649 | 4.5415 | 4.5355 | 4.5356 | 4.5355 | 4.5355 | 0.29918 | 0.30985 | 0.31983 | 0.32915 | 0.33764 | 0.34262 | 0.34902 | 0.356 | 0.36312 | 0.37037 | 0.068331 | 0.069697 | 0.071091 | 0.072513 | 0.073963 | 0.075443 | 0.076952 | 0.078491 | 0.08006 | 0.081662 | 0.23085 | 0.24015 | 0.24874 | 0.25664 | 0.26367 | 0.26718 | 0.27206 | 0.27751 | 0.28306 | 0.28871 | 6234016.3794 | 6202846.2975 | 6171832.066 | 6140972.9057 | 6110268.0411 | 6079716.7009 | 6049318.1174 | 6019071.5268 | 5988976.1692 | 5959031.2884 | 6234016.3794 | 6202846.2975 | 6171832.066 | 6140972.9057 | 6110268.0411 | 6079716.7009 | 6049318.1174 | 6019071.5268 | 5988976.1692 | 5959031.2884 | 153208.8859 | 292775.4764 | 419133.7504 | 534099.858 | 637935.9313 | 731167.39 | 814437.7669 | 888664.1119 | 954604.6101 | 1013120.2698 | 153208.8859 | 139566.5905 | 126358.2739 | 114966.1076 | 103836.0734 | 93231.4587 | 83270.3769 | 74226.345 | 65940.4982 | 58515.6597
Com ¦ Tankless Water Heaters | ROB | C_Retail - Large | Greater Toronto Area | Water Heating | Commercial | Com ¦ Water Heating | End Use Consumption (m^3/year) | 18 | 0.54413 | 0.55403 | 0.56143 | 0.5668 | 0.56995 | 0.56992 | 0.56902 | 0.56902 | 0.56901 | 0.56902 | 0.46011 | 0.47785 | 0.49392 | 0.50862 | 0.52167 | 0.53208 | 0.54186 | 0.5527 | 0.56375 | 0.57503 | 0.84559 | 0.8625 | 0.87976 | 0.89735 | 0.9153 | 0.9336 | 0.95228 | 0.97132 | 0.99075 | 1.0106 | -0.38548 | -0.38465 | -0.38583 | -0.38873 | -0.39362 | -0.40152 | -0.41041 | -0.41862 | -0.427 | -0.43553 | 65733.8868 | 65405.2174 | 65078.1913 | 64752.8004 | 64429.0364 | 64106.8912 | 63786.3567 | 63467.4249 | 63150.0878 | 62834.3374 | 0 | 0 | 0 | 0 | 0 | 0 | 0 | 0 | 0 | 0 | 0 | 0 | 0 | 0 | 0 | 0 | 0 | 0 | 0 | 0 | 0 | 0 | 0 | 0 | 0 | 0 | 0 | 0 | 0 | 0
Com ¦ Air Curtains | NEW | C_Retail - Small | Greater Toronto Area | Space Heating/Ventilation | Commercial | NA | Shipping door | 15 | 5.3878 | 5.504 | 5.5961 | 5.6658 | 5.7101 | 5.6694 | 5.659 | 5.6589 | 5.6587 | 5.6585 | 54793.8552 | 57095.1782 | 59211.3087 | 61147.8426 | 62858.8782 | 63658.8135 | 64812.7081 | 66108.1395 | 67428.0058 | 68773.4309 | 10170 | 10373.4 | 10580.868 | 10792.4854 | 11008.3351 | 11228.5018 | 11453.0718 | 11682.1332 | 11915.7759 | 12154.0914 | 44623.8552 | 46721.7782 | 48630.4407 | 50355.3572 | 51850.5432 | 52430.3118 | 53359.6363 | 54426.0063 | 55512.2299 | 56619.3395 | 14.3226 | 28.9603 | 43.922 | 59.2167 | 74.8539 | 90.843 | 107.194 | 123.9171 | 141.0224 | 158.5209 | 14.3226 | 28.9603 | 43.922 | 59.2167 | 74.8539 | 90.843 | 107.194 | 123.9171 | 141.0224 | 158.5209 | 10.115 | 20.4525 | 31.2258 | 42.4348 | 54.1153 | 66.2604 | 78.8664 | 91.9307 | 105.4577 | 119.4476 | 10.115 | 10.3375 | 10.7733 | 11.2091 | 11.6805 | 12.1451 | 12.606 | 13.0643 | 13.527 | 13.9898
Com ¦ Condensing Boiler ¦ Near Cond Baseline | NEW | C_Retail - Small | Greater Toronto Area | Space Heating/Ventilation | Commercial | NA | End Use Consumption (m^3/year) | 25 | 1.0302 | 1.046 | 1.0586 | 1.0681 | 1.0741 | 1.0686 | 1.0672 | 1.0672 | 1.0672 | 1.0672 | 0.22439 | 0.23239 | 0.23987 | 0.24687 | 0.25323 | 0.25697 | 0.26176 | 0.267 | 0.27234 | 0.27778 | 0.2178 | 0.22216 | 0.2266 | 0.23114 | 0.23576 | 0.24047 | 0.24528 | 0.25019 | 0.25519 | 0.2603 | 0.0065823 | 0.010226 | 0.013271 | 0.01573 | 0.01747 | 0.016492 | 0.016479 | 0.016811 | 0.017145 | 0.017485 | 212233.8419 | 427651.1915 | 646321.0247 | 868313.6705 | 1093700.8381 | 1322555.6446 | 1554952.6433 | 1790967.8525 | 2030678.7851 | 2274164.4785 | 212233.8419 | 427651.1915 | 646321.0247 | 868313.6705 | 1093700.8381 | 1322555.6446 | 1554952.6433 | 1790967.8525 | 2030678.7851 | 2274164.4785 | 21403.3994 | 43127.8497 | 63665.5934 | 82589.9442 | 104104.6564 | 126993.9544 | 150385.0447 | 173662.1781 | 197253.7451 | 220991.2797 | 21403.3994 | 21724.4503 | 20537.7437 | 18924.3508 | 21514.7123 | 22889.298 | 23391.0903 | 23277.1334 | 23591.567 | 23737.5345
Com ¦ Condensing Boiler ¦ Std Baseline | NEW | C_Retail - Small | Greater Toronto Area | Space Heating/Ventilation | Commercial | Com¦Boiler¦Std | End Use Consumption (m^3/year) | 25 | 1.5743 | 1.5984 | 1.6176 | 1.6321 | 1.6413 | 1.6329 | 1.6308 | 1.6308 | 1.6308 | 1.6307 | 0.52357 | 0.54224 | 0.55971 | 0.57602 | 0.59087 | 0.59959 | 0.61078 | 0.623 | 0.63546 | 0.64816 | 0.33258 | 0.33923 | 0.34601 | 0.35294 | 0.35999 | 0.36719 | 0.37454 | 0.38203 | 0.38967 | 0.39746 | 0.19099 | 0.20301 | 0.21369 | 0.22309 | 0.23087 | 0.23239 | 0.23624 | 0.24097 | 0.24579 | 0.25069 | 495212.2979 | 997852.7802 | 1508082.391 | 2026065.2312 | 2551968.6223 | 3085963.1708 | 3628222.8343 | 4178924.9891 | 4738250.4986 | 5306383.7832 | 495212.2979 | 997852.7802 | 1508082.391 | 2026065.2312 | 2551968.6223 | 3085963.1708 | 3628222.8343 | 4178924.9891 | 4738250.4986 | 5306383.7832 | 11282.9547 | 22735.1537 | 44436.473 | 75760.1252 | 119341.7877 | 174795.408 | 241559.6017 | 318897.4247 | 407037.835 | 505525.8123 | 11282.9547 | 11452.199 | 21701.3193 | 31323.6522 | 43581.6625 | 55453.6203 | 66764.1936 | 77337.823 | 88140.4103 | 98487.9773
Com ¦ Condensing Water Heaters | NEW | C_Retail - Small | Greater Toronto Area | Water Heating | Commercial | Com ¦ Water Heating | End Use Consumption (m^3/year) | 13 | 1.5536 | 1.5892 | 1.6159 | 1.6352 | 1.6466 | 1.6465 | 1.6432 | 1.6432 | 1.6432 | 1.6432 | 0.24404 | 0.25463 | 0.26408 | 0.27258 | 0.27997 | 0.28555 | 0.29068 | 0.29649 | 0.30242 | 0.30847 | 0.15708 | 0.16022 | 0.16343 | 0.1667 | 0.17003 | 0.17343 | 0.1769 | 0.18044 | 0.18405 | 0.18773 | 0.086963 | 0.094409 | 0.10066 | 0.10589 | 0.10994 | 0.11212 | 0.11378 | 0.11606 | 0.11838 | 0.12075 | 2793.2081 | 5628.3144 | 8506.2265 | 11427.8702 | 14394.1892 | 17406.1457 | 20464.721 | 23570.9155 | 26725.7494 | 29930.263 | 2793.2081 | 5628.3144 | 8506.2265 | 11427.8702 | 14394.1892 | 17406.1457 | 20464.721 | 23570.9155 | 26725.7494 | 29930.263 | 1512.3586 | 3047.4026 | 4614.7652 | 6208.7027 | 7870.4719 | 9587.3211 | 11351.8376 | 13158.674 | 15011.3748 | 16908.3019 | 1512.3586 | 1535.044 | 1567.3626 | 1593.9375 | 1661.7691 | 1716.8492 | 1764.5165 | 1806.8364 | 1852.7008 | 1896.9271
Com ¦ High perf.glazings ¦ New | NEW | C_Retail - Small | Greater Toronto Area | Space Heating/Ventilation | Commercial | Windows New | End Use Consumption (m^3/year) | 30 | 1.6157 | 1.6383 | 1.6563 | 1.6698 | 1.6785 | 1.6706 | 1.6686 | 1.6686 | 1.6686 | 1.6686 | 0.40969 | 0.42374 | 0.43695 | 0.44934 | 0.4607 | 0.46771 | 0.47649 | 0.48602 | 0.49574 | 0.50565 | 0.25357 | 0.25864 | 0.26382 | 0.26909 | 0.27447 | 0.27996 | 0.28556 | 0.29127 | 0.2971 | 0.30304 | 0.15612 | 0.1651 | 0.17313 | 0.18025 | 0.18623 | 0.18774 | 0.19093 | 0.19475 | 0.19864 | 0.2026 | 141150.4668 | 284418.1907 | 429849.0454 | 577489.8048 | 727388.1605 | 879592.7405 | 1034153.128 | 1191119.8806 | 1350544.5498 | 1512479.701 | 141150.4668 | 284418.1907 | 429849.0454 | 577489.8048 | 727388.1605 | 879592.7405 | 1034153.128 | 1191119.8806 | 1350544.5498 | 1512479.701 | 41140.3404 | 82897.7859 | 124533.2522 | 165416.8933 | 209420.5401 | 255289.7019 | 302292.7267 | 349906.9877 | 398510.07 | 448011.2649 | 41140.3404 | 41757.4455 | 41635.4663 | 40883.6411 | 44003.6468 | 45869.1618 | 47003.0247 | 47614.2611 | 48603.0822 | 49501.1949
Com ¦ Near Condensing Boiler¦ Std Baseline | NEW | C_Retail - Small | Greater Toronto Area | Space Heating/Ventilation | Commercial | Com¦Boiler¦Std | End Use Consumption (m^3/year) | 25 | 4.3784 | 4.4456 | 4.4989 | 4.5392 | 4.5649 | 4.5415 | 4.5355 | 4.5356 | 4.5355 | 4.5355 | 0.29918 | 0.30985 | 0.31983 | 0.32915 | 0.33764 | 0.34262 | 0.34902 | 0.356 | 0.36312 | 0.37037 | 0.068331 | 0.069697 | 0.071091 | 0.072513 | 0.073963 | 0.075443 | 0.076952 | 0.078491 | 0.08006 | 0.081662 | 0.23085 | 0.24015 | 0.24874 | 0.25664 | 0.26367 | 0.26718 | 0.27206 | 0.27751 | 0.28306 | 0.28871 | 282978.4559 | 570201.5887 | 861761.3663 | 1157751.5607 | 1458267.7842 | 1763407.5262 | 2073270.191 | 2387957.1367 | 2707571.7135 | 3032219.3047 | 282978.4559 | 570201.5887 | 861761.3663 | 1157751.5607 | 1458267.7842 | 1763407.5262 | 2073270.191 | 2387957.1367 | 2707571.7135 | 3032219.3047 | 173140.1543 | 348877.4109 | 517514.4939 | 678440.8454 | 832538.7548 | 979132.2179 | 1117887.5085 | 1248674.3032 | 1371668.696 | 1487005.5656 | 173140.1543 | 175737.2566 | 168637.0829 | 160926.3515 | 154097.9094 | 146593.4631 | 138755.2906 | 130786.7947 | 122994.3929 | 115336.8696
Com ¦ Super High Perf Glazing ¦New | NEW | C_Retail - Small | Greater Toronto Area | Space Heating/Ventilation | Commercial | Windows New | End Use Consumption (m^3/year) | 30 | 0.53856 | 0.54611 | 0.55209 | 0.55662 | 0.5595 | 0.55687 | 0.5562 | 0.5562 | 0.5562 | 0.55619 | 0.61454 | 0.63561 | 0.65542 | 0.67401 | 0.69106 | 0.70156 | 0.71473 | 0.72903 | 0.74361 | 0.75847 | 1.1411 | 1.1639 | 1.1872 | 1.2109 | 1.2351 | 1.2598 | 1.285 | 1.3107 | 1.3369 | 1.3637 | -0.52653 | -0.52828 | -0.53175 | -0.5369 | -0.54407 | -0.55828 | -0.5703 | -0.5817 | -0.59334 | -0.60522 | 211725.7003 | 426627.286 | 644773.5681 | 866234.7072 | 1091082.2408 | 1319389.1107 | 1551229.692 | 1786679.8209 | 2025816.8247 | 2268719.5516 | 0 | 0 | 0 | 0 | 0 | 0 | 0 | 0 | 0 | 0 | 0 | 0 | 0 | 0 | 0 | 0 | 0 | 0 | 0 | 0 | 0 | 0 | 0 | 0 | 0 | 0 | 0 | 0 | 0 | 0
Com ¦ Tankless Water Heaters | NEW | C_Retail - Small | Greater Toronto Area | Water Heating | Commercial | Com ¦ Water Heating | End Use Consumption (m^3/year) | 18 | 0.54413 | 0.55403 | 0.56143 | 0.5668 | 0.56995 | 0.56992 | 0.56902 | 0.56902 | 0.56901 | 0.56902 | 0.46011 | 0.47785 | 0.49392 | 0.50862 | 0.52167 | 0.53208 | 0.54186 | 0.5527 | 0.56375 | 0.57503 | 0.84559 | 0.8625 | 0.87976 | 0.89735 | 0.9153 | 0.9336 | 0.95228 | 0.97132 | 0.99075 | 1.0106 | -0.38548 | -0.38465 | -0.38583 | -0.38873 | -0.39362 | -0.40152 | -0.41041 | -0.41862 | -0.427 | -0.43553 | 4176.7598 | 8416.171 | 12719.5911 | 17088.404 | 21524.0212 | 26027.8814 | 30601.4519 | 35246.2288 | 39963.7375 | 44755.5334 | 0 | 0 | 0 | 0 | 0 | 0 | 0 | 0 | 0 | 0 | 0 | 0 | 0 | 0 | 0 | 0 | 0 | 0 | 0 | 0 | 0 | 0 | 0 | 0 | 0 | 0 | 0 | 0 | 0 | 0
Com ¦ Air Sealing | RET | C_Retail - Small | Greater Toronto Area | Space Heating/Ventilation | Commercial | NA | Floor area (1000m2) | 6 | 0.7443 | 0.77842 | 0.80548 | 0.82599 | 0.83903 | 0.82713 | 0.82412 | 0.82415 | 0.82415 | 0.82412 | 0.06258 | 0.066757 | 0.07046 | 0.073699 | 0.07636 | 0.076782 | 0.078033 | 0.079597 | 0.081189 | 0.082809 | 0.084079 | 0.08576 | 0.087476 | 0.089225 | 0.09101 | 0.09283 | 0.094686 | 0.09658 | 0.098512 | 0.10048 | -0.021499 | -0.019003 | -0.017016 | -0.015526 | -0.01465 | -0.016047 | -0.016654 | -0.016984 | -0.017323 | -0.017673 | 1118.4921 | 1112.8996 | 1107.3351 | 1101.7985 | 1096.2895 | 1090.808 | 1085.354 | 1079.9272 | 1074.5276 | 1069.1549 | 0 | 0 | 0 | 0 | 0 | 0 | 0 | 0 | 0 | 0 | 0 | 0 | 0 | 0 | 0 | 0 | 0 | 0 | 0 | 0 | 0 | 0 | 0 | 0 | 0 | 0 | 0 | 0 | 0 | 0
Com ¦ Building Controls and Automation Systems | RET | C_Retail - Small | Greater Toronto Area | Space Heating/Ventilation | Commercial | NA | Customer Segment Consumption (m^3/year) | 11 | 1.6349 | 1.6788 | 1.7136 | 1.7399 | 1.7567 | 1.7414 | 1.7375 | 1.7375 | 1.7375 | 1.7375 | 0.21383 | 0.22396 | 0.23317 | 0.24149 | 0.2487 | 0.25146 | 0.25592 | 0.26104 | 0.26626 | 0.27158 | 0.13079 | 0.13341 | 0.13607 | 0.13879 | 0.14157 | 0.1444 | 0.14729 | 0.15024 | 0.15324 | 0.15631 | 0.083038 | 0.090553 | 0.097099 | 0.1027 | 0.10713 | 0.10706 | 0.10863 | 0.1108 | 0.11302 | 0.11528 | 12956341.2301 | 12891559.524 | 12827101.7263 | 12762966.2177 | 12699151.3866 | 12635655.6297 | 12572477.3515 | 12509614.9648 | 12447066.8899 | 12384831.5555 | 12956341.2301 | 12891559.524 | 12827101.7263 | 12762966.2177 | 12699151.3866 | 12635655.6297 | 12572477.3515 | 12509614.9648 | 12447066.8899 | 12384831.5555 | 445508.9369 | 900400.8702 | 1360667.0363 | 1833817.1394 | 2314577.1746 | 2798770.3731 | 3282659.5861 | 3764481.7992 | 4241366.6546 | 4711406.7058 | 445508.9369 | 454891.9333 | 460266.1661 | 473150.1031 | 480760.0352 | 484193.1984 | 483889.2131 | 481822.2131 | 476884.8554 | 470040.0511
Com ¦ Demand Control Ventilation | RET | C_Retail - Small | Greater Toronto Area | Space Heating/Ventilation | Commercial | NA | Customer Segment Consumption (m^3/year) | 15 | 7.3302 | 7.4854 | 7.6085 | 7.7017 | 7.7611 | 7.7069 | 7.6932 | 7.6933 | 7.6933 | 7.6932 | 0.42311 | 0.44071 | 0.45692 | 0.47177 | 0.48491 | 0.49116 | 0.50009 | 0.5101 | 0.5203 | 0.5307 | 0.057722 | 0.058876 | 0.060054 | 0.061255 | 0.06248 | 0.06373 | 0.065004 | 0.066304 | 0.06763 | 0.068983 | 0.36539 | 0.38184 | 0.39687 | 0.41051 | 0.42243 | 0.42743 | 0.43509 | 0.4438 | 0.45267 | 0.46171 | 11083584.7466 | 11028166.8229 | 10973025.9888 | 10918160.8589 | 10863570.0546 | 10809252.2043 | 10755205.9433 | 10701429.9136 | 10647922.764 | 10594683.1502 | 11083584.7466 | 11028166.8229 | 10973025.9888 | 10918160.8589 | 10863570.0546 | 10809252.2043 | 10755205.9433 | 10701429.9136 | 10647922.764 | 10594683.1502 | 477356.4579 | 972161.9375 | 1481002.7622 | 2000990.8018 | 2527688.978 | 3056473.0292 | 3582617.7288 | 4101596.5482 | 4608949.893 | 5100625.385 | 477356.4579 | 494805.4795 | 508840.8248 | 519988.0396 | 526698.1762 | 528784.0512 | 526144.6996 | 518978.8194 | 507353.3448 | 491675.492
Com ¦ Heat Reflector Panels | RET | C_Retail - Small | Greater Toronto Area | Space Heating/Ventilation | Commercial | NA | End Use Consumption (m^3/year) | 18 | 2.0191 | 2.0568 | 2.0867 | 2.1094 | 2.1238 | 2.1106 | 2.1073 | 2.1073 | 2.1073 | 2.1073 | 0.092157 | 0.095756 | 0.099092 | 0.10217 | 0.10493 | 0.10636 | 0.10832 | 0.11049 | 0.1127 | 0.11495 | 0.045643 | 0.046556 | 0.047487 | 0.048437 | 0.049405 | 0.050393 | 0.051401 | 0.052429 | 0.053478 | 0.054547 | 0.046514 | 0.049201 | 0.051605 | 0.053734 | 0.055522 | 0.055969 | 0.056917 | 0.058057 | 0.059217 | 0.0604 | 755030.7852 | 751255.6313 | 747499.3531 | 743761.8563 | 740043.0471 | 736342.8318 | 732661.1177 | 728997.8121 | 725352.823 | 721726.0589 | 755030.7852 | 751255.6313 | 747499.3531 | 743761.8563 | 740043.0471 | 736342.8318 | 732661.1177 | 728997.8121 | 725352.823 | 721726.0589 | 23875.6866 | 48097.49 | 72475.687 | 97577.3845 | 123096.7392 | 148808.2545 | 174518.9519 | 200171.4977 | 225631.4535 | 250827.7005 | 23875.6866 | 24221.8034 | 24378.197 | 25101.6974 | 25519.3547 | 25711.5154 | 25710.6973 | 25652.5458 | 25459.9558 | 25196.247
Com ¦ Heat/Energy Recovery Ventilation | RET | C_Retail - Small | Greater Toronto Area | Space Heating/Ventilation | Commercial | NA | End Use Consumption (m^3/year) | 15 | 1.781 | 1.8187 | 1.8486 | 1.8713 | 1.8857 | 1.8726 | 1.8692 | 1.8693 | 1.8692 | 1.8692 | 0.40645 | 0.42336 | 0.43893 | 0.45319 | 0.46582 | 0.47182 | 0.4804 | 0.49002 | 0.49982 | 0.5098 | 0.22821 | 0.23278 | 0.23743 | 0.24218 | 0.24703 | 0.25197 | 0.25701 | 0.26215 | 0.26739 | 0.27274 | 0.17824 | 0.19059 | 0.2015 | 0.21101 | 0.21879 | 0.21985 | 0.2234 | 0.22787 | 0.23243 | 0.23707 | 12174871.4111 | 12113997.054 | 12053427.0688 | 11993159.9334 | 11933194.1338 | 11873528.1631 | 11814160.5223 | 11755089.7197 | 11696314.2711 | 11637832.6997 | 12174871.4111 | 12113997.054 | 12053427.0688 | 11993159.9334 | 11933194.1338 | 11873528.1631 | 11814160.5223 | 11755089.7197 | 11696314.2711 | 11637832.6997 | 384995.4462 | 775572.0268 | 1168670.4534 | 1573435.3243 | 1984934.9194 | 2399533.1045 | 2814118.0988 | 3227765.4004 | 3638307.1872 | 4044596.6701 | 384995.4462 | 390576.5806 | 393098.4266 | 404764.8708 | 411499.5952 | 414598.1851 | 414584.9943 | 413647.3015 | 410541.7868 | 406289.483
Com ¦ High perf.glazings ¦ Retro | RET | C_Retail - Small | Greater Toronto Area | Space Heating/Ventilation | Commercial | Windows Retro | End Use Consumption (m^3/year) | 30 | 1.1286 | 1.1444 | 1.1569 | 1.1664 | 1.1725 | 1.167 | 1.1656 | 1.1656 | 1.1656 | 1.1655 | 0.40969 | 0.42374 | 0.43695 | 0.44934 | 0.4607 | 0.46771 | 0.47649 | 0.48602 | 0.49574 | 0.50565 | 0.36301 | 0.37027 | 0.37767 | 0.38523 | 0.39293 | 0.40079 | 0.4088 | 0.41698 | 0.42532 | 0.43383 | 0.046685 | 0.053473 | 0.059275 | 0.064116 | 0.067774 | 0.066916 | 0.067683 | 0.069039 | 0.070417 | 0.071818 | 5617788.5802 | 5589699.6373 | 5561751.1392 | 5533942.3835 | 5506272.6715 | 5478741.3082 | 5451347.6016 | 5424090.8636 | 5396970.4093 | 5369985.5573 | 5617788.5802 | 5589699.6373 | 5561751.1392 | 5533942.3835 | 5506272.6715 | 5478741.3082 | 5451347.6016 | 5424090.8636 | 5396970.4093 | 5369985.5573 | 33822.6663 | 64752.0678 | 92348.6078 | 122754.3496 | 154161.5432 | 185363.179 | 215575.7864 | 245391.6525 | 274624.002 | 303692.176 | 33822.6663 | 30929.4014 | 27596.5401 | 30405.7418 | 31407.1936 | 31201.6358 | 30212.6074 | 29815.8661 | 29232.3494 | 29068.174
Com ¦ Operational Improvement | RET | C_Retail - Small | Greater Toronto Area | Cross Cutting/Behavioural | Commercial | NA | Customer Segment Consumption (m^3/year) | 5 | 2.0919 | 2.2142 | 2.3046 | 2.3725 | 2.4157 | 2.3793 | 2.3692 | 2.3692 | 2.3693 | 2.3693 | 0.051596 | 0.055707 | 0.05914 | 0.0621 | 0.064494 | 0.064795 | 0.065809 | 0.067124 | 0.06847 | 0.069841 | 0.024665 | 0.025158 | 0.025662 | 0.026175 | 0.026698 | 0.027232 | 0.027777 | 0.028332 | 0.028899 | 0.029477 | 0.026931 | 0.030548 | 0.033478 | 0.035925 | 0.037796 | 0.037563 | 0.038033 | 0.038792 | 0.039571 | 0.040364 | 10020920.1702 | 9970815.5693 | 9920961.4915 | 9871356.684 | 9821999.9006 | 9772889.9011 | 9724025.4516 | 9675405.3243 | 9627028.2977 | 9578893.1562 | 10020920.1702 | 9970815.5693 | 9920961.4915 | 9871356.684 | 9821999.9006 | 9772889.9011 | 9724025.4516 | 9675405.3243 | 9627028.2977 | 9578893.1562 | 422951.1969 | 860848.5742 | 1310715.1948 | 1770576.3446 | 2236533.5483 | 2704588.8487 | 3170679.6093 | 3630998.5581 | 4081723.9902 | 4519401.1898 | 422951.1969 | 437897.3773 | 449866.6206 | 459861.1498 | 465957.2038 | 468055.3004 | 466090.7606 | 460318.9488 | 450725.4321 | 437677.1996
Com ¦ Roof Insulation Upgrade | RET | C_Retail - Small | Greater Toronto Area | Space Heating/Ventilation | Commercial | NA | Floor area (1000m2) | 20 | 0.96938 | 0.98631 | 0.99974 | 1.0099 | 1.0164 | 1.0105 | 1.009 | 1.009 | 1.009 | 1.009 | 0.36147 | 0.37513 | 0.38785 | 0.39962 | 0.41023 | 0.416 | 0.42369 | 0.43217 | 0.44081 | 0.44963 | 0.37288 | 0.38034 | 0.38795 | 0.39571 | 0.40362 | 0.41169 | 0.41993 | 0.42833 | 0.43689 | 0.44563 | -0.011417 | -0.0052059 | -0.00010224 | 0.0039177 | 0.0066095 | 0.0043095 | 0.0037681 | 0.0038478 | 0.0039229 | 0.0039953 | 626.3556 | 623.2238 | 620.1077 | 617.0071 | 613.9221 | 610.8525 | 607.7982 | 604.7592 | 601.7354 | 598.7268 | 0 | 0 | 0 | 617.0071 | 613.9221 | 610.8525 | 607.7982 | 604.7592 | 601.7354 | 598.7268 | 0 | 0 | 0 | 4.4557 | 9.025 | 13.5838 | 18.0508 | 22.4857 | 26.8686 | 31.2418 | 0 | 0 | 0 | 4.4557 | 4.5693 | 4.5588 | 4.4669 | 4.435 | 4.3828 | 4.3733
Com ¦ Super High Perf Glazing ¦Retro | RET | C_Retail - Small | Greater Toronto Area | Space Heating/Ventilation | Commercial | Windows Retro | End Use Consumption (m^3/year) | 30 | 0.53856 | 0.54611 | 0.55209 | 0.55662 | 0.5595 | 0.55687 | 0.5562 | 0.5562 | 0.5562 | 0.55619 | 0.61454 | 0.63561 | 0.65542 | 0.67401 | 0.69106 | 0.70156 | 0.71473 | 0.72903 | 0.74361 | 0.75847 | 1.1411 | 1.1639 | 1.1872 | 1.2109 | 1.2351 | 1.2598 | 1.285 | 1.3107 | 1.3369 | 1.3637 | -0.52653 | -0.52828 | -0.53175 | -0.5369 | -0.54407 | -0.55828 | -0.5703 | -0.5817 | -0.59334 | -0.60522 | 8426682.8704 | 8384549.456 | 8342626.7087 | 8300913.5752 | 8259409.0073 | 8218111.9623 | 8177021.4025 | 8136136.2954 | 8095455.614 | 8054978.3359 | 0 | 0 | 0 | 0 | 0 | 0 | 0 | 0 | 0 | 0 | 0 | 0 | 0 | 0 | 0 | 0 | 0 | 0 | 0 | 0 | 0 | 0 | 0 | 0 | 0 | 0 | 0 | 0 | 0 | 0
Com ¦ Wall Insulation Upgrade | RET | C_Retail - Small | Greater Toronto Area | Space Heating/Ventilation | Commercial | NA | Floor area (1000m2) | 20 | 0.23905 | 0.24323 | 0.24654 | 0.24904 | 0.25064 | 0.24918 | 0.24881 | 0.24882 | 0.24882 | 0.24881 | 0.29574 | 0.30693 | 0.31733 | 0.32697 | 0.33564 | 0.34037 | 0.34666 | 0.3536 | 0.36067 | 0.36788 | 1.2372 | 1.2619 | 1.2871 | 1.3129 | 1.3391 | 1.3659 | 1.3932 | 1.4211 | 1.4495 | 1.4785 | -0.94142 | -0.95498 | -0.96981 | -0.98592 | -1.0035 | -1.0256 | -1.0466 | -1.0675 | -1.0889 | -1.1106 | 2013.2858 | 2003.2194 | 1993.2033 | 1983.2372 | 1973.3211 | 1963.4544 | 1953.6372 | 1943.869 | 1934.1496 | 1924.4789 | 0 | 0 | 0 | 0 | 0 | 0 | 0 | 0 | 0 | 0 | 0 | 0 | 0 | 0 | 0 | 0 | 0 | 0 | 0 | 0 | 0 | 0 | 0 | 0 | 0 | 0 | 0 | 0 | 0 | 0
Com ¦ Air Curtains | ROB | C_Retail - Small | Greater Toronto Area | Space Heating/Ventilation | Commercial | NA | Shipping door | 15 | 5.3878 | 5.504 | 5.5961 | 5.6658 | 5.7101 | 5.6694 | 5.659 | 5.6589 | 5.6587 | 5.6585 | 54793.8552 | 57095.1782 | 59211.3087 | 61147.8426 | 62858.8782 | 63658.8135 | 64812.7081 | 66108.1395 | 67428.0058 | 68773.4309 | 10170 | 10373.4 | 10580.868 | 10792.4854 | 11008.3351 | 11228.5018 | 11453.0718 | 11682.1332 | 11915.7759 | 12154.0914 | 44623.8552 | 46721.7782 | 48630.4407 | 50355.3572 | 51850.5432 | 52430.3118 | 53359.6363 | 54426.0063 | 55512.2299 | 56619.3395 | 445.3436 | 443.1169 | 440.9013 | 438.6968 | 436.5033 | 434.3208 | 432.1492 | 429.9884 | 427.8385 | 425.6993 | 445.3436 | 443.1169 | 440.9013 | 438.6968 | 436.5033 | 434.3208 | 432.1492 | 429.9884 | 427.8385 | 425.6993 | 21.0608 | 41.237 | 60.5625 | 79.1378 | 96.9711 | 114.0777 | 130.475 | 146.1925 | 161.251 | 175.6765 | 21.0608 | 20.1762 | 19.3255 | 18.5753 | 17.8333 | 17.1066 | 16.3972 | 15.7176 | 15.0584 | 14.4255
Com ¦ Condensing Boiler ¦ Std Baseline | ROB | C_Retail - Small | Greater Toronto Area | Space Heating/Ventilation | Commercial | Com¦Boiler¦Std | End Use Consumption (m^3/year) | 25 | 1.5743 | 1.5984 | 1.6176 | 1.6321 | 1.6413 | 1.6329 | 1.6308 | 1.6308 | 1.6308 | 1.6307 | 0.52357 | 0.54224 | 0.55971 | 0.57602 | 0.59087 | 0.59959 | 0.61078 | 0.623 | 0.63546 | 0.64816 | 0.33258 | 0.33923 | 0.34601 | 0.35294 | 0.35999 | 0.36719 | 0.37454 | 0.38203 | 0.38967 | 0.39746 | 0.19099 | 0.20301 | 0.21369 | 0.22309 | 0.23087 | 0.23239 | 0.23624 | 0.24097 | 0.24579 | 0.25069 | 19709449.4549 | 19610902.2076 | 19512847.6966 | 19415283.4581 | 19318207.0408 | 19221616.0056 | 19125507.9256 | 19029880.386 | 18934730.984 | 18840057.3291 | 19709449.4549 | 19610902.2076 | 19512847.6966 | 19415283.4581 | 19318207.0408 | 19221616.0056 | 19125507.9256 | 19029880.386 | 18934730.984 | 18840057.3291 | 18037.5482 | 50485.1819 | 94919.3873 | 153660.9343 | 224623.9498 | 305668.7286 | 394627.1531 | 490725.5928 | 592452.4876 | 699194.7825 | 18037.5482 | 32447.6337 | 44434.2054 | 58741.547 | 70963.0155 | 81044.7789 | 88958.4244 | 96098.4397 | 101726.8948 | 106742.2949
Com ¦ Condensing Water Heaters | ROB | C_Retail - Small | Greater Toronto Area | Water Heating | Commercial | Com ¦ Water Heating | End Use Consumption (m^3/year) | 13 | 1.5536 | 1.5892 | 1.6159 | 1.6352 | 1.6466 | 1.6465 | 1.6432 | 1.6432 | 1.6432 | 1.6432 | 0.24404 | 0.25463 | 0.26408 | 0.27258 | 0.27997 | 0.28555 | 0.29068 | 0.29649 | 0.30242 | 0.30847 | 0.15708 | 0.16022 | 0.16343 | 0.1667 | 0.17003 | 0.17343 | 0.1769 | 0.18044 | 0.18405 | 0.18773 | 0.086963 | 0.094409 | 0.10066 | 0.10589 | 0.10994 | 0.11212 | 0.11378 | 0.11606 | 0.11838 | 0.12075 | 111169.6833 | 110613.8349 | 110060.7658 | 109510.4619 | 108962.9096 | 108418.0951 | 107876.0046 | 107336.6246 | 106799.9414 | 106265.9417 | 111169.6833 | 110613.8349 | 110060.7658 | 109510.4619 | 108962.9096 | 108418.0951 | 107876.0046 | 107336.6246 | 106799.9414 | 106265.9417 | 3365.8011 | 6587.8801 | 9661.6884 | 12683.9055 | 15627.8154 | 18480.4745 | 21234.6007 | 23902.1431 | 26483.4815 | 28987.7467 | 3365.8011 | 3222.079 | 3073.8083 | 3022.2171 | 2943.9099 | 2852.6591 | 2754.1262 | 2667.5424 | 2581.3384 | 2504.2652
Com ¦ Near Condensing Boiler¦ Std Baseline | ROB | C_Retail - Small | Greater Toronto Area | Space Heating/Ventilation | Commercial | Com¦Boiler¦Std | End Use Consumption (m^3/year) | 25 | 4.3784 | 4.4456 | 4.4989 | 4.5392 | 4.5649 | 4.5415 | 4.5355 | 4.5356 | 4.5355 | 4.5355 | 0.29918 | 0.30985 | 0.31983 | 0.32915 | 0.33764 | 0.34262 | 0.34902 | 0.356 | 0.36312 | 0.37037 | 0.068331 | 0.069697 | 0.071091 | 0.072513 | 0.073963 | 0.075443 | 0.076952 | 0.078491 | 0.08006 | 0.081662 | 0.23085 | 0.24015 | 0.24874 | 0.25664 | 0.26367 | 0.26718 | 0.27206 | 0.27751 | 0.28306 | 0.28871 | 11262542.5457 | 11206229.8329 | 11150198.6838 | 11094447.6904 | 11038975.4519 | 10983780.5746 | 10928861.6718 | 10874217.3634 | 10819846.2766 | 10765747.0452 | 11262542.5457 | 11206229.8329 | 11150198.6838 | 11094447.6904 | 11038975.4519 | 10983780.5746 | 10928861.6718 | 10874217.3634 | 10819846.2766 | 10765747.0452 | 276791.3158 | 528936.0917 | 757218.3659 | 964919.2443 | 1152512.302 | 1320946.776 | 1471385.2904 | 1605484.6122 | 1724614.4991 | 1830330.4721 | 276791.3158 | 252144.776 | 228282.2742 | 207700.8784 | 187593.0577 | 168434.474 | 150438.5144 | 134099.3218 | 119129.8869 | 105715.973
Com ¦ Tankless Water Heaters | ROB | C_Retail - Small | Greater Toronto Area | Water Heating | Commercial | Com ¦ Water Heating | End Use Consumption (m^3/year) | 18 | 0.54413 | 0.55403 | 0.56143 | 0.5668 | 0.56995 | 0.56992 | 0.56902 | 0.56902 | 0.56901 | 0.56902 | 0.46011 | 0.47785 | 0.49392 | 0.50862 | 0.52167 | 0.53208 | 0.54186 | 0.5527 | 0.56375 | 0.57503 | 0.84559 | 0.8625 | 0.87976 | 0.89735 | 0.9153 | 0.9336 | 0.95228 | 0.97132 | 0.99075 | 1.0106 | -0.38548 | -0.38465 | -0.38583 | -0.38873 | -0.39362 | -0.40152 | -0.41041 | -0.41862 | -0.427 | -0.43553 | 166235.0405 | 165403.8653 | 164576.846 | 163753.9618 | 162935.192 | 162120.516 | 161309.9134 | 160503.3638 | 159700.847 | 158902.3428 | 0 | 0 | 0 | 0 | 0 | 0 | 0 | 0 | 0 | 0 | 0 | 0 | 0 | 0 | 0 | 0 | 0 | 0 | 0 | 0 | 0 | 0 | 0 | 0 | 0 | 0 | 0 | 0 | 0 | 0
Com ¦ Air Curtains | NEW | C_Schools | Greater Toronto Area | Space Heating/Ventilation | Commercial | NA | Shipping door | 15 | 5.3878 | 5.504 | 5.5961 | 5.6658 | 5.7101 | 5.6694 | 5.659 | 5.6589 | 5.6587 | 5.6585 | 54793.8552 | 57095.1782 | 59211.3087 | 61147.8426 | 62858.8782 | 63658.8135 | 64812.7081 | 66108.1395 | 67428.0058 | 68773.4309 | 10170 | 10373.4 | 10580.868 | 10792.4854 | 11008.3351 | 11228.5018 | 11453.0718 | 11682.1332 | 11915.7759 | 12154.0914 | 44623.8552 | 46721.7782 | 48630.4407 | 50355.3572 | 51850.5432 | 52430.3118 | 53359.6363 | 54426.0063 | 55512.2299 | 56619.3395 | 0.83043 | 1.6733 | 2.5289 | 3.3975 | 4.2794 | 5.1749 | 6.0842 | 7.0077 | 7.9456 | 8.8983 | 0.83043 | 1.6733 | 2.5289 | 3.3975 | 4.2794 | 5.1749 | 6.0842 | 7.0077 | 7.9456 | 8.8983 | 0.58647 | 1.1817 | 1.7978 | 2.4343 | 3.0929 | 3.7728 | 4.4736 | 5.1946 | 5.9359 | 6.6971 | 0.58647 | 0.59527 | 0.61605 | 0.63649 | 0.65859 | 0.67995 | 0.70075 | 0.72107 | 0.7413 | 0.76121
Com ¦ Condensing Boiler ¦ Near Cond Baseline | NEW | C_Schools | Greater Toronto Area | Space Heating/Ventilation | Commercial | NA | End Use Consumption (m^3/year) | 25 | 1.0302 | 1.046 | 1.0586 | 1.0681 | 1.0741 | 1.0686 | 1.0672 | 1.0672 | 1.0672 | 1.0672 | 0.22439 | 0.23239 | 0.23987 | 0.24687 | 0.25323 | 0.25697 | 0.26176 | 0.267 | 0.27234 | 0.27778 | 0.2178 | 0.22216 | 0.2266 | 0.23114 | 0.23576 | 0.24047 | 0.24528 | 0.25019 | 0.25519 | 0.2603 | 0.0065823 | 0.010226 | 0.013271 | 0.01573 | 0.01747 | 0.016492 | 0.016479 | 0.016811 | 0.017145 | 0.017485 | 140925.1422 | 283823.2365 | 428735.2919 | 575703.0793 | 724769.1456 | 875976.8286 | 1029370.2723 | 1184994.4419 | 1342895.1401 | 1503119.0226 | 140925.1422 | 283823.2365 | 428735.2919 | 575703.0793 | 724769.1456 | 875976.8286 | 1029370.2723 | 1184994.4419 | 1342895.1401 | 1503119.0226 | 14212.0459 | 28623.0604 | 42233.3815 | 54762.0396 | 68991.3929 | 84114.6851 | 99553.9572 | 114902.4816 | 130442.5551 | 146062.8587 | 14212.0459 | 14411.0145 | 13610.3211 | 12528.6581 | 14229.3533 | 15123.2922 | 15439.2721 | 15348.5244 | 15540.0735 | 15620.3036
Com ¦ Condensing Boiler ¦ Std Baseline | NEW | C_Schools | Greater Toronto Area | Space Heating/Ventilation | Commercial | Com¦Boiler¦Std | End Use Consumption (m^3/year) | 25 | 1.5743 | 1.5984 | 1.6176 | 1.6321 | 1.6413 | 1.6329 | 1.6308 | 1.6308 | 1.6308 | 1.6307 | 0.52357 | 0.54224 | 0.55971 | 0.57602 | 0.59087 | 0.59959 | 0.61078 | 0.623 | 0.63546 | 0.64816 | 0.33258 | 0.33923 | 0.34601 | 0.35294 | 0.35999 | 0.36719 | 0.37454 | 0.38203 | 0.38967 | 0.39746 | 0.19099 | 0.20301 | 0.21369 | 0.22309 | 0.23087 | 0.23239 | 0.23624 | 0.24097 | 0.24579 | 0.25069 | 328825.3319 | 662254.2184 | 1000382.3477 | 1343307.185 | 1691128.0064 | 2043945.9334 | 2401863.9686 | 2764987.0311 | 3133421.9936 | 3507277.7193 | 328825.3319 | 662254.2184 | 1000382.3477 | 1343307.185 | 1691128.0064 | 2043945.9334 | 2401863.9686 | 2764987.0311 | 3133421.9936 | 3507277.7193 | 7491.9814 | 15088.8505 | 29463.629 | 50185.7078 | 78981.5957 | 115578.4517 | 159589.7012 | 210515.1074 | 268491.8239 | 333207.3976 | 7491.9814 | 7596.8691 | 14374.7785 | 20722.0788 | 28795.8879 | 36596.856 | 44011.2495 | 50925.4062 | 57976.7165 | 64715.5738
Com ¦ Condensing Water Heaters | NEW | C_Schools | Greater Toronto Area | Water Heating | Commercial | Com ¦ Water Heating | End Use Consumption (m^3/year) | 13 | 1.5536 | 1.5892 | 1.6159 | 1.6352 | 1.6466 | 1.6465 | 1.6432 | 1.6432 | 1.6432 | 1.6432 | 0.24404 | 0.25463 | 0.26408 | 0.27258 | 0.27997 | 0.28555 | 0.29068 | 0.29649 | 0.30242 | 0.30847 | 0.15708 | 0.16022 | 0.16343 | 0.1667 | 0.17003 | 0.17343 | 0.1769 | 0.18044 | 0.18405 | 0.18773 | 0.086963 | 0.094409 | 0.10066 | 0.10589 | 0.10994 | 0.11212 | 0.11378 | 0.11606 | 0.11838 | 0.12075 | 1546.259 | 3114.1657 | 4704.1699 | 6316.7301 | 7952.313 | 9611.3941 | 11294.4578 | 13001.9976 | 14734.5158 | 16492.5245 | 1546.259 | 3114.1657 | 4704.1699 | 6316.7301 | 7952.313 | 9611.3941 | 11294.4578 | 13001.9976 | 14734.5158 | 16492.5245 | 837.2087 | 1686.1384 | 2552.076 | 3431.8084 | 4348.0479 | 5293.691 | 6264.5942 | 7257.7627 | 8275.094 | 9315.6372 | 837.2087 | 848.9296 | 865.9377 | 879.7324 | 916.2395 | 945.6431 | 970.9032 | 993.1685 | 1017.3313 | 1040.5432
Com ¦ Demand Control Kitchen Ventilation | NEW | C_Schools | Greater Toronto Area | Space Heating/Ventilation | Commercial | NA | per building | 15 | 4.3624 | 4.408 | 4.4448 | 4.4736 | 4.4933 | 4.4812 | 4.4808 | 4.4844 | 4.4881 | 4.4919 | 65435.9299 | 67442.9283 | 69366.2343 | 71211.5723 | 72954.905 | 74214.772 | 75691.2479 | 77268.2103 | 78878.4803 | 80524.0625 | 15000 | 15300 | 15606 | 15918.12 | 16236.4824 | 16561.212 | 16892.4363 | 17230.285 | 17574.8907 | 17926.3885 | 50435.9299 | 52142.9283 | 53760.2343 | 55293.4523 | 56718.4226 | 57653.56 | 58798.8116 | 60037.9253 | 61303.5896 | 62597.674 | 663.5063 | 1336.9652 | 2020.5923 | 2714.6076 | 3419.2351 | 4134.7035 | 4861.2459 | 5599.0998 | 6348.5077 | 7109.7166 | 663.5063 | 1336.9652 | 2020.5923 | 2714.6076 | 3419.2351 | 4134.7035 | 4861.2459 | 5599.0998 | 6348.5077 | 7109.7166 | 450.3482 | 907.4517 | 1379.4563 | 1866.3521 | 2369.6612 | 2888.9791 | 3424.0179 | 3974.5163 | 4540.4964 | 5121.7742 | 450.3482 | 457.1035 | 472.0046 | 486.8958 | 503.3091 | 519.3179 | 535.0388 | 550.4983 | 565.9802 | 581.2778
Com ¦ High perf.glazings ¦ New | NEW | C_Schools | Greater Toronto Area | Space Heating/Ventilation | Commercial | Windows New | End Use Consumption (m^3/year) | 30 | 1.6157 | 1.6383 | 1.6563 | 1.6698 | 1.6785 | 1.6706 | 1.6686 | 1.6686 | 1.6686 | 1.6686 | 0.40969 | 0.42374 | 0.43695 | 0.44934 | 0.4607 | 0.46771 | 0.47649 | 0.48602 | 0.49574 | 0.50565 | 0.25357 | 0.25864 | 0.26382 | 0.26909 | 0.27447 | 0.27996 | 0.28556 | 0.29127 | 0.2971 | 0.30304 | 0.15612 | 0.1651 | 0.17313 | 0.18025 | 0.18623 | 0.18774 | 0.19093 | 0.19475 | 0.19864 | 0.2026 | 93725.1545 | 188762.4611 | 285139.1939 | 382883.1333 | 482022.5762 | 582586.3452 | 684603.7991 | 788104.843 | 893119.9389 | 999680.1161 | 93725.1545 | 188762.4611 | 285139.1939 | 382883.1333 | 482022.5762 | 582586.3452 | 684603.7991 | 788104.843 | 893119.9389 | 999680.1161 | 27317.5487 | 55017.5431 | 82609.2823 | 109675.8469 | 138778.8822 | 169085.3047 | 200109.6155 | 231505.602 | 263521.081 | 296094.9553 | 27317.5487 | 27699.9944 | 27591.7392 | 27066.5645 | 29103.0354 | 30306.4224 | 31024.3108 | 31395.9865 | 32015.479 | 32573.8743
Com ¦ Near Condensing Boiler¦ Std Baseline | NEW | C_Schools | Greater Toronto Area | Space Heating/Ventilation | Commercial | Com¦Boiler¦Std | End Use Consumption (m^3/year) | 25 | 4.3784 | 4.4456 | 4.4989 | 4.5392 | 4.5649 | 4.5415 | 4.5355 | 4.5356 | 4.5355 | 4.5355 | 0.29918 | 0.30985 | 0.31983 | 0.32915 | 0.33764 | 0.34262 | 0.34902 | 0.356 | 0.36312 | 0.37037 | 0.068331 | 0.069697 | 0.071091 | 0.072513 | 0.073963 | 0.075443 | 0.076952 | 0.078491 | 0.08006 | 0.081662 | 0.23085 | 0.24015 | 0.24874 | 0.25664 | 0.26367 | 0.26718 | 0.27206 | 0.27751 | 0.28306 | 0.28871 | 187900.1896 | 378430.9819 | 571647.0559 | 767604.1057 | 966358.8608 | 1167969.1048 | 1372493.6963 | 1579992.5892 | 1790526.8535 | 2004158.6968 | 187900.1896 | 378430.9819 | 571647.0559 | 767604.1057 | 966358.8608 | 1167969.1048 | 1372493.6963 | 1579992.5892 | 1790526.8535 | 2004158.6968 | 114966.589 | 231542.7102 | 343305.9432 | 449864.1938 | 551814.1824 | 648719.7804 | 740370.9746 | 826691.6103 | 907807.0641 | 983814.6919 | 114966.589 | 116576.1212 | 111763.233 | 106558.2506 | 101949.9886 | 96905.598 | 91651.1942 | 86320.6357 | 81115.4538 | 76007.6278
Com ¦ Super High Perf Glazing ¦New | NEW | C_Schools | Greater Toronto Area | Space Heating/Ventilation | Commercial | Windows New | End Use Consumption (m^3/year) | 30 | 0.53856 | 0.54611 | 0.55209 | 0.55662 | 0.5595 | 0.55687 | 0.5562 | 0.5562 | 0.5562 | 0.55619 | 0.61454 | 0.63561 | 0.65542 | 0.67401 | 0.69106 | 0.70156 | 0.71473 | 0.72903 | 0.74361 | 0.75847 | 1.1411 | 1.1639 | 1.1872 | 1.2109 | 1.2351 | 1.2598 | 1.285 | 1.3107 | 1.3369 | 1.3637 | -0.52653 | -0.52828 | -0.53175 | -0.5369 | -0.54407 | -0.55828 | -0.5703 | -0.5817 | -0.59334 | -0.60522 | 140587.7317 | 283143.6916 | 427708.7908 | 574324.7 | 723033.8643 | 873879.5178 | 1026905.6986 | 1182157.2645 | 1339679.9083 | 1499520.1741 | 0 | 0 | 0 | 0 | 0 | 0 | 0 | 0 | 0 | 0 | 0 | 0 | 0 | 0 | 0 | 0 | 0 | 0 | 0 | 0 | 0 | 0 | 0 | 0 | 0 | 0 | 0 | 0 | 0 | 0
Com ¦ Tankless Water Heaters | NEW | C_Schools | Greater Toronto Area | Water Heating | Commercial | Com ¦ Water Heating | End Use Consumption (m^3/year) | 18 | 0.54413 | 0.55403 | 0.56143 | 0.5668 | 0.56995 | 0.56992 | 0.56902 | 0.56902 | 0.56901 | 0.56902 | 0.46011 | 0.47785 | 0.49392 | 0.50862 | 0.52167 | 0.53208 | 0.54186 | 0.5527 | 0.56375 | 0.57503 | 0.84559 | 0.8625 | 0.87976 | 0.89735 | 0.9153 | 0.9336 | 0.95228 | 0.97132 | 0.99075 | 1.0106 | -0.38548 | -0.38465 | -0.38583 | -0.38873 | -0.39362 | -0.40152 | -0.41041 | -0.41862 | -0.427 | -0.43553 | 2312.163 | 4656.6964 | 7034.2728 | 9445.5777 | 11891.3091 | 14372.1781 | 16888.9089 | 19442.2394 | 22032.9208 | 24661.7189 | 0 | 0 | 0 | 0 | 0 | 0 | 0 | 0 | 0 | 0 | 0 | 0 | 0 | 0 | 0 | 0 | 0 | 0 | 0 | 0 | 0 | 0 | 0 | 0 | 0 | 0 | 0 | 0 | 0 | 0
Com ¦ Air Sealing | RET | C_Schools | Greater Toronto Area | Space Heating/Ventilation | Commercial | NA | Floor area (1000m2) | 6 | 0.7443 | 0.77842 | 0.80548 | 0.82599 | 0.83903 | 0.82713 | 0.82412 | 0.82415 | 0.82415 | 0.82412 | 0.06258 | 0.066757 | 0.07046 | 0.073699 | 0.07636 | 0.076782 | 0.078033 | 0.079597 | 0.081189 | 0.082809 | 0.084079 | 0.08576 | 0.087476 | 0.089225 | 0.09101 | 0.09283 | 0.094686 | 0.09658 | 0.098512 | 0.10048 | -0.021499 | -0.019003 | -0.017016 | -0.015526 | -0.01465 | -0.016047 | -0.016654 | -0.016984 | -0.017323 | -0.017673 | 424.3992 | 422.2772 | 420.1659 | 418.065 | 415.9747 | 413.8948 | 411.8254 | 409.7662 | 407.7174 | 405.6788 | 0 | 0 | 0 | 0 | 0 | 0 | 0 | 0 | 0 | 0 | 0 | 0 | 0 | 0 | 0 | 0 | 0 | 0 | 0 | 0 | 0 | 0 | 0 | 0 | 0 | 0 | 0 | 0 | 0 | 0
Com ¦ Building Controls and Automation Systems | RET | C_Schools | Greater Toronto Area | Space Heating/Ventilation | Commercial | NA | Customer Segment Consumption (m^3/year) | 11 | 1.6349 | 1.6788 | 1.7136 | 1.7399 | 1.7567 | 1.7414 | 1.7375 | 1.7375 | 1.7375 | 1.7375 | 0.21383 | 0.22396 | 0.23317 | 0.24149 | 0.2487 | 0.25146 | 0.25592 | 0.26104 | 0.26626 | 0.27158 | 0.13079 | 0.13341 | 0.13607 | 0.13879 | 0.14157 | 0.1444 | 0.14729 | 0.15024 | 0.15324 | 0.15631 | 0.083038 | 0.090553 | 0.097099 | 0.1027 | 0.10713 | 0.10706 | 0.10863 | 0.1108 | 0.11302 | 0.11528 | 8538509.0636 | 8495816.5183 | 8453337.4357 | 8411070.7485 | 8369015.3948 | 8327170.3178 | 8285534.4662 | 8244106.7939 | 8202886.2599 | 8161871.8286 | 8538509.0636 | 8495816.5183 | 8453337.4357 | 8411070.7485 | 8369015.3948 | 8327170.3178 | 8285534.4662 | 8244106.7939 | 8202886.2599 | 8161871.8286 | 293600.024 | 593383.6455 | 896709.0026 | 1208525.1529 | 1525356.413 | 1844450.2019 | 2163343.6578 | 2480874.9161 | 2795152.3489 | 3104918.9077 | 293600.024 | 299783.6215 | 303325.3571 | 311816.1503 | 316831.2601 | 319093.7889 | 318893.456 | 317531.2583 | 314277.4328 | 309766.5588
Com ¦ Heat Reflector Panels | RET | C_Schools | Greater Toronto Area | Space Heating/Ventilation | Commercial | NA | End Use Consumption (m^3/year) | 18 | 2.0191 | 2.0568 | 2.0867 | 2.1094 | 2.1238 | 2.1106 | 2.1073 | 2.1073 | 2.1073 | 2.1073 | 0.092157 | 0.095756 | 0.099092 | 0.10217 | 0.10493 | 0.10636 | 0.10832 | 0.11049 | 0.1127 | 0.11495 | 0.045643 | 0.046556 | 0.047487 | 0.048437 | 0.049405 | 0.050393 | 0.051401 | 0.052429 | 0.053478 | 0.054547 | 0.046514 | 0.049201 | 0.051605 | 0.053734 | 0.055522 | 0.055969 | 0.056917 | 0.058057 | 0.059217 | 0.0604 | 522236.5606 | 519625.3778 | 517027.2509 | 514442.1147 | 511869.9041 | 509310.5546 | 506764.0018 | 504230.1818 | 501709.0309 | 499200.4857 | 522236.5606 | 519625.3778 | 517027.2509 | 514442.1147 | 511869.9041 | 509310.5546 | 506764.0018 | 504230.1818 | 501709.0309 | 499200.4857 | 16514.2358 | 33267.8723 | 50129.6825 | 67491.9204 | 85143.0418 | 102927.076 | 120710.5445 | 138453.7909 | 156063.8275 | 173491.4631 | 16514.2358 | 16753.6365 | 16861.8101 | 17362.2379 | 17651.1214 | 17784.0343 | 17783.4684 | 17743.2465 | 17610.0366 | 17427.6356
Com ¦ Heat/Energy Recovery Ventilation | RET | C_Schools | Greater Toronto Area | Space Heating/Ventilation | Commercial | NA | End Use Consumption (m^3/year) | 15 | 1.781 | 1.8187 | 1.8486 | 1.8713 | 1.8857 | 1.8726 | 1.8692 | 1.8693 | 1.8692 | 1.8692 | 0.40645 | 0.42336 | 0.43893 | 0.45319 | 0.46582 | 0.47182 | 0.4804 | 0.49002 | 0.49982 | 0.5098 | 0.22821 | 0.23278 | 0.23743 | 0.24218 | 0.24703 | 0.25197 | 0.25701 | 0.26215 | 0.26739 | 0.27274 | 0.17824 | 0.19059 | 0.2015 | 0.21101 | 0.21879 | 0.21985 | 0.2234 | 0.22787 | 0.23243 | 0.23707 | 8421064.5397 | 8378959.217 | 8337064.4209 | 8295379.0988 | 8253902.2033 | 8212632.6923 | 8171569.5289 | 8130711.6812 | 8090058.1228 | 8049607.8322 | 8421064.5397 | 8378959.217 | 8337064.4209 | 8295379.0988 | 8253902.2033 | 8212632.6923 | 8171569.5289 | 8130711.6812 | 8090058.1228 | 8049607.8322 | 266292.0528 | 536444.4414 | 808341.13 | 1088307.2163 | 1372931.5489 | 1659699.1012 | 1946457.5298 | 2232567.379 | 2516529.2186 | 2797549.8423 | 266292.0528 | 270152.3886 | 271896.6886 | 279966.0863 | 284624.3325 | 286767.5523 | 286758.4286 | 286109.8491 | 283961.8396 | 281020.6238
Com ¦ High perf.glazings ¦ Retro | RET | C_Schools | Greater Toronto Area | Space Heating/Ventilation | Commercial | Windows Retro | End Use Consumption (m^3/year) | 30 | 1.1286 | 1.1444 | 1.1569 | 1.1664 | 1.1725 | 1.167 | 1.1656 | 1.1656 | 1.1656 | 1.1655 | 0.40969 | 0.42374 | 0.43695 | 0.44934 | 0.4607 | 0.46771 | 0.47649 | 0.48602 | 0.49574 | 0.50565 | 0.36301 | 0.37027 | 0.37767 | 0.38523 | 0.39293 | 0.40079 | 0.4088 | 0.41698 | 0.42532 | 0.43383 | 0.046685 | 0.053473 | 0.059275 | 0.064116 | 0.067774 | 0.066916 | 0.067683 | 0.069039 | 0.070417 | 0.071818 | 3885688.695 | 3866260.2515 | 3846928.9502 | 3827694.3055 | 3808555.834 | 3789513.0548 | 3770565.4895 | 3751712.6621 | 3732954.0988 | 3714289.3283 | 3885688.695 | 3866260.2515 | 3846928.9502 | 3827694.3055 | 3808555.834 | 3789513.0548 | 3770565.4895 | 3751712.6621 | 3732954.0988 | 3714289.3283 | 23394.3215 | 44787.4415 | 63875.3019 | 84906.2192 | 106629.8165 | 128211.2345 | 149108.5654 | 169731.48 | 189950.7902 | 210056.5441 | 23394.3215 | 21393.1201 | 19087.8603 | 21030.9173 | 21723.5974 | 21581.4179 | 20897.331 | 20622.9146 | 20219.3102 | 20105.754
Com ¦ Operational Improvement | RET | C_Schools | Greater Toronto Area | Cross Cutting/Behavioural | Commercial | NA | Customer Segment Consumption (m^3/year) | 5 | 2.0919 | 2.2142 | 2.3046 | 2.3725 | 2.4157 | 2.3793 | 2.3692 | 2.3692 | 2.3693 | 2.3693 | 0.051596 | 0.055707 | 0.05914 | 0.0621 | 0.064494 | 0.064795 | 0.065809 | 0.067124 | 0.06847 | 0.069841 | 0.024665 | 0.025158 | 0.025662 | 0.026175 | 0.026698 | 0.027232 | 0.027777 | 0.028332 | 0.028899 | 0.029477 | 0.026931 | 0.030548 | 0.033478 | 0.035925 | 0.037796 | 0.037563 | 0.038033 | 0.038792 | 0.039571 | 0.040364 | 6604003.1039 | 6570983.0884 | 6538128.1729 | 6505437.5321 | 6472910.3444 | 6440545.7927 | 6408343.0637 | 6376301.3484 | 6344419.8417 | 6312697.7424 | 6604003.1039 | 6570983.0884 | 6538128.1729 | 6505437.5321 | 6472910.3444 | 6440545.7927 | 6408343.0637 | 6376301.3484 | 6344419.8417 | 6312697.7424 | 278733.9855 | 567317.827 | 863789.6588 | 1166848.1014 | 1473923.9755 | 1782382.5406 | 2089546.4314 | 2392906.5735 | 2689944.3806 | 2978383.1204 | 278733.9855 | 288583.8416 | 296471.8318 | 303058.4426 | 307075.874 | 308458.5651 | 307163.8909 | 303360.1421 | 297037.8071 | 288438.7397
Com ¦ Roof Insulation Upgrade | RET | C_Schools | Greater Toronto Area | Space Heating/Ventilation | Commercial | NA | Floor area (1000m2) | 20 | 0.96938 | 0.98631 | 0.99974 | 1.0099 | 1.0164 | 1.0105 | 1.009 | 1.009 | 1.009 | 1.009 | 0.36147 | 0.37513 | 0.38785 | 0.39962 | 0.41023 | 0.416 | 0.42369 | 0.43217 | 0.44081 | 0.44963 | 0.37288 | 0.38034 | 0.38795 | 0.39571 | 0.40362 | 0.41169 | 0.41993 | 0.42833 | 0.43689 | 0.44563 | -0.011417 | -0.0052059 | -0.00010224 | 0.0039177 | 0.0066095 | 0.0043095 | 0.0037681 | 0.0038478 | 0.0039229 | 0.0039953 | 237.6636 | 236.4753 | 235.2929 | 234.1164 | 232.9458 | 231.7811 | 230.6222 | 229.4691 | 228.3217 | 227.1801 | 0 | 0 | 0 | 234.1164 | 232.9458 | 231.7811 | 230.6222 | 229.4691 | 228.3217 | 227.1801 | 0 | 0 | 0 | 1.6907 | 3.4244 | 5.1542 | 6.8492 | 8.532 | 10.195 | 11.8544 | 0 | 0 | 0 | 1.6907 | 1.7338 | 1.7298 | 1.6949 | 1.6828 | 1.663 | 1.6594
Com ¦ Super High Perf Glazing ¦Retro | RET | C_Schools | Greater Toronto Area | Space Heating/Ventilation | Commercial | Windows Retro | End Use Consumption (m^3/year) | 30 | 0.53856 | 0.54611 | 0.55209 | 0.55662 | 0.5595 | 0.55687 | 0.5562 | 0.5562 | 0.5562 | 0.55619 | 0.61454 | 0.63561 | 0.65542 | 0.67401 | 0.69106 | 0.70156 | 0.71473 | 0.72903 | 0.74361 | 0.75847 | 1.1411 | 1.1639 | 1.1872 | 1.2109 | 1.2351 | 1.2598 | 1.285 | 1.3107 | 1.3369 | 1.3637 | -0.52653 | -0.52828 | -0.53175 | -0.5369 | -0.54407 | -0.55828 | -0.5703 | -0.5817 | -0.59334 | -0.60522 | 5828533.0424 | 5799390.3772 | 5770393.4253 | 5741541.4582 | 5712833.7509 | 5684269.5822 | 5655848.2343 | 5627568.9931 | 5599431.1481 | 5571433.9924 | 0 | 0 | 0 | 0 | 0 | 0 | 0 | 0 | 0 | 0 | 0 | 0 | 0 | 0 | 0 | 0 | 0 | 0 | 0 | 0 | 0 | 0 | 0 | 0 | 0 | 0 | 0 | 0 | 0 | 0
Com ¦ Wall Insulation Upgrade | RET | C_Schools | Greater Toronto Area | Space Heating/Ventilation | Commercial | NA | Floor area (1000m2) | 20 | 0.23905 | 0.24323 | 0.24654 | 0.24904 | 0.25064 | 0.24918 | 0.24881 | 0.24882 | 0.24882 | 0.24881 | 0.29574 | 0.30693 | 0.31733 | 0.32697 | 0.33564 | 0.34037 | 0.34666 | 0.3536 | 0.36067 | 0.36788 | 1.2372 | 1.2619 | 1.2871 | 1.3129 | 1.3391 | 1.3659 | 1.3932 | 1.4211 | 1.4495 | 1.4785 | -0.94142 | -0.95498 | -0.96981 | -0.98592 | -1.0035 | -1.0256 | -1.0466 | -1.0675 | -1.0889 | -1.1106 | 763.9186 | 760.099 | 756.2985 | 752.5171 | 748.7545 | 745.0107 | 741.2856 | 737.5792 | 733.8913 | 730.2219 | 0 | 0 | 0 | 0 | 0 | 0 | 0 | 0 | 0 | 0 | 0 | 0 | 0 | 0 | 0 | 0 | 0 | 0 | 0 | 0 | 0 | 0 | 0 | 0 | 0 | 0 | 0 | 0 | 0 | 0
Com ¦ Air Curtains | ROB | C_Schools | Greater Toronto Area | Space Heating/Ventilation | Commercial | NA | Shipping door | 15 | 5.3878 | 5.504 | 5.5961 | 5.6658 | 5.7101 | 5.6694 | 5.659 | 5.6589 | 5.6587 | 5.6585 | 54793.8552 | 57095.1782 | 59211.3087 | 61147.8426 | 62858.8782 | 63658.8135 | 64812.7081 | 66108.1395 | 67428.0058 | 68773.4309 | 10170 | 10373.4 | 10580.868 | 10792.4854 | 11008.3351 | 11228.5018 | 11453.0718 | 11682.1332 | 11915.7759 | 12154.0914 | 44623.8552 | 46721.7782 | 48630.4407 | 50355.3572 | 51850.5432 | 52430.3118 | 53359.6363 | 54426.0063 | 55512.2299 | 56619.3395 | 33.051 | 32.8858 | 32.7213 | 32.5577 | 32.3949 | 32.233 | 32.0718 | 31.9114 | 31.7519 | 31.5931 | 33.051 | 32.8858 | 32.7213 | 32.5577 | 32.3949 | 32.233 | 32.0718 | 31.9114 | 31.7519 | 31.5931 | 1.5598 | 3.0506 | 4.4749 | 5.8404 | 7.1476 | 8.398 | 9.593 | 10.7349 | 11.8254 | 12.8666 | 1.5598 | 1.4908 | 1.4243 | 1.3654 | 1.3073 | 1.2504 | 1.195 | 1.1419 | 1.0905 | 1.0412
Com ¦ Condensing Boiler ¦ Std Baseline | ROB | C_Schools | Greater Toronto Area | Space Heating/Ventilation | Commercial | Com¦Boiler¦Std | End Use Consumption (m^3/year) | 25 | 1.5743 | 1.5984 | 1.6176 | 1.6321 | 1.6413 | 1.6329 | 1.6308 | 1.6308 | 1.6308 | 1.6307 | 0.52357 | 0.54224 | 0.55971 | 0.57602 | 0.59087 | 0.59959 | 0.61078 | 0.623 | 0.63546 | 0.64816 | 0.33258 | 0.33923 | 0.34601 | 0.35294 | 0.35999 | 0.36719 | 0.37454 | 0.38203 | 0.38967 | 0.39746 | 0.19099 | 0.20301 | 0.21369 | 0.22309 | 0.23087 | 0.23239 | 0.23624 | 0.24097 | 0.24579 | 0.25069 | 13632550.2174 | 13564387.4663 | 13496565.529 | 13429082.7013 | 13361937.2878 | 13295127.6014 | 13228651.9634 | 13162508.7036 | 13096696.1601 | 13031212.6793 | 13632550.2174 | 13564387.4663 | 13496565.529 | 13429082.7013 | 13361937.2878 | 13295127.6014 | 13228651.9634 | 13162508.7036 | 13096696.1601 | 13031212.6793 | 12471.5743 | 34887.4768 | 65562.1691 | 106084.8659 | 155004.1188 | 210833.9142 | 272070.7907 | 338172.4389 | 408089.2453 | 481389.7048 | 12471.5743 | 22415.9025 | 30674.6923 | 40522.6968 | 48919.2529 | 55829.7954 | 61236.8765 | 66101.6483 | 69916.8063 | 73300.4595
Com ¦ Condensing Water Heaters | ROB | C_Schools | Greater Toronto Area | Water Heating | Commercial | Com ¦ Water Heating | End Use Consumption (m^3/year) | 13 | 1.5536 | 1.5892 | 1.6159 | 1.6352 | 1.6466 | 1.6465 | 1.6432 | 1.6432 | 1.6432 | 1.6432 | 0.24404 | 0.25463 | 0.26408 | 0.27258 | 0.27997 | 0.28555 | 0.29068 | 0.29649 | 0.30242 | 0.30847 | 0.15708 | 0.16022 | 0.16343 | 0.1667 | 0.17003 | 0.17343 | 0.1769 | 0.18044 | 0.18405 | 0.18773 | 0.086963 | 0.094409 | 0.10066 | 0.10589 | 0.10994 | 0.11212 | 0.11378 | 0.11606 | 0.11838 | 0.12075 | 64105.3223 | 63784.7957 | 63465.8717 | 63148.5423 | 62832.7996 | 62518.6356 | 62206.0425 | 61895.0122 | 61585.5372 | 61277.6095 | 64105.3223 | 63784.7957 | 63465.8717 | 63148.5423 | 62832.7996 | 62518.6356 | 62206.0425 | 61895.0122 | 61585.5372 | 61277.6095 | 1939.9801 | 3796.183 | 5565.9969 | 7305.0807 | 8998.0647 | 10637.5173 | 12219.2707 | 13750.2095 | 15230.5728 | 16665.6218 | 1939.9801 | 1856.2029 | 1769.814 | 1739.0837 | 1692.984 | 1639.4526 | 1581.7534 | 1530.9388 | 1480.3633 | 1435.049
Com ¦ Demand Control Kitchen Ventilation | ROB | C_Schools | Greater Toronto Area | Space Heating/Ventilation | Commercial | NA | per building | 15 | 4.3624 | 4.408 | 4.4448 | 4.4736 | 4.4933 | 4.4812 | 4.4808 | 4.4844 | 4.4881 | 4.4919 | 65435.9299 | 67442.9283 | 69366.2343 | 71211.5723 | 72954.905 | 74214.772 | 75691.2479 | 77268.2103 | 78878.4803 | 80524.0625 | 15000 | 15300 | 15606 | 15918.12 | 16236.4824 | 16561.212 | 16892.4363 | 17230.285 | 17574.8907 | 17926.3885 | 50435.9299 | 52142.9283 | 53760.2343 | 55293.4523 | 56718.4226 | 57653.56 | 58798.8116 | 60037.9253 | 61303.5896 | 62597.674 | 26407.551 | 26275.5132 | 26144.1357 | 26013.415 | 25883.3479 | 25753.9312 | 25625.1615 | 25497.0357 | 25369.5505 | 25242.7028 | 26407.551 | 26275.5132 | 26144.1357 | 26013.415 | 25883.3479 | 25753.9312 | 25625.1615 | 25497.0357 | 25369.5505 | 25242.7028 | 1198.5947 | 2342.2538 | 3433.9235 | 4480.2183 | 5482.2748 | 6441.4916 | 7359.2761 | 8237.6611 | 9078.0536 | 9882.1236 | 1198.5947 | 1143.6591 | 1091.6697 | 1046.2948 | 1002.0565 | 959.2169 | 917.7845 | 878.385 | 840.3925 | 804.07
Com ¦ Near Condensing Boiler¦ Std Baseline | ROB | C_Schools | Greater Toronto Area | Space Heating/Ventilation | Commercial | Com¦Boiler¦Std | End Use Consumption (m^3/year) | 25 | 4.3784 | 4.4456 | 4.4989 | 4.5392 | 4.5649 | 4.5415 | 4.5355 | 4.5356 | 4.5355 | 4.5355 | 0.29918 | 0.30985 | 0.31983 | 0.32915 | 0.33764 | 0.34262 | 0.34902 | 0.356 | 0.36312 | 0.37037 | 0.068331 | 0.069697 | 0.071091 | 0.072513 | 0.073963 | 0.075443 | 0.076952 | 0.078491 | 0.08006 | 0.081662 | 0.23085 | 0.24015 | 0.24874 | 0.25664 | 0.26367 | 0.26718 | 0.27206 | 0.27751 | 0.28306 | 0.28871 | 7790028.6957 | 7751078.5522 | 7712323.1594 | 7673761.5436 | 7635392.7359 | 7597215.7722 | 7559229.6934 | 7521433.5449 | 7483826.3772 | 7446407.2453 | 7790028.6957 | 7751078.5522 | 7712323.1594 | 7673761.5436 | 7635392.7359 | 7597215.7722 | 7559229.6934 | 7521433.5449 | 7483826.3772 | 7446407.2453 | 191379.8605 | 365662.4578 | 523399.6032 | 666867.6043 | 796401.9406 | 912664.6572 | 1016463.6546 | 1108946.7326 | 1191063.1427 | 1263889.7796 | 191379.8605 | 174282.5973 | 157737.1453 | 143468.0012 | 129534.3363 | 116262.7165 | 103798.9975 | 92483.078 | 82116.41 | 72826.637
Com ¦ Steam Traps | ROB | C_Schools | Greater Toronto Area | Space Heating/Ventilation | Commercial | NA | Customer Segment Consumption (m^3/year) | 5 | 4.9574 | 5.249 | 5.4651 | 5.6288 | 5.7333 | 5.638 | 5.614 | 5.6142 | 5.6143 | 5.6141 | 0.14576 | 0.15742 | 0.16718 | 0.17563 | 0.18247 | 0.18302 | 0.18589 | 0.18961 | 0.19341 | 0.19727 | 0.029402 | 0.02999 | 0.03059 | 0.031202 | 0.031826 | 0.032462 | 0.033112 | 0.033774 | 0.034449 | 0.035138 | 0.11636 | 0.12743 | 0.13659 | 0.14443 | 0.15064 | 0.15056 | 0.15278 | 0.15584 | 0.15896 | 0.16213 | 582432.6999 | 579520.5364 | 576622.9337 | 573739.819 | 570871.1199 | 568016.7643 | 565176.6805 | 562350.7971 | 559539.0431 | 556741.3479 | 582432.6999 | 579520.5364 | 576622.9337 | 573739.819 | 570871.1199 | 568016.7643 | 565176.6805 | 562350.7971 | 559539.0431 | 556741.3479 | 86356.5049 | 157248.6268 | 215590.0467 | 263798.0602 | 303730.3158 | 336891.8706 | 364500.9325 | 387558.061 | 406865.3482 | 423081.7388 | 86356.5049 | 70892.1219 | 58341.4198 | 48208.0135 | 39932.2556 | 33161.5548 | 27609.0619 | 23057.1285 | 19307.2872 | 16216.3906
Com ¦ Tankless Water Heaters | ROB | C_Schools | Greater Toronto Area | Water Heating | Commercial | Com ¦ Water Heating | End Use Consumption (m^3/year) | 18 | 0.54413 | 0.55403 | 0.56143 | 0.5668 | 0.56995 | 0.56992 | 0.56902 | 0.56902 | 0.56901 | 0.56902 | 0.46011 | 0.47785 | 0.49392 | 0.50862 | 0.52167 | 0.53208 | 0.54186 | 0.5527 | 0.56375 | 0.57503 | 0.84559 | 0.8625 | 0.87976 | 0.89735 | 0.9153 | 0.9336 | 0.95228 | 0.97132 | 0.99075 | 1.0106 | -0.38548 | -0.38465 | -0.38583 | -0.38873 | -0.39362 | -0.40152 | -0.41041 | -0.41862 | -0.427 | -0.43553 | 95858.4259 | 95379.1337 | 94902.2381 | 94427.7269 | 93955.5882 | 93485.8103 | 93018.3812 | 92553.2893 | 92090.5229 | 91630.0703 | 0 | 0 | 0 | 0 | 0 | 0 | 0 | 0 | 0 | 0 | 0 | 0 | 0 | 0 | 0 | 0 | 0 | 0 | 0 | 0 | 0 | 0 | 0 | 0 | 0 | 0 | 0 | 0 | 0 | 0
Ind ¦ Advanced boiler controls including air/fuel mix control ¦ New | NEW | I_Asphalt | Greater Toronto Area | Process - Boiler/Steam | Industrial | NA | End Use Consumption (m^3/year) | 15 | 4.1594 | 4.246 | 4.3104 | 4.357 | 4.3847 | 4.3838 | 4.376 | 4.376 | 4.3761 | 4.376 | 0.12768 | 0.13294 | 0.13765 | 0.14192 | 0.14569 | 0.14857 | 0.15127 | 0.1543 | 0.15738 | 0.16053 | 0.030695 | 0.031309 | 0.031936 | 0.032574 | 0.033226 | 0.03389 | 0.034568 | 0.035259 | 0.035965 | 0.036684 | 0.09698 | 0.10163 | 0.10572 | 0.10935 | 0.11246 | 0.11468 | 0.1167 | 0.11904 | 0.12142 | 0.12384 | 2265.2464 | 4566.7367 | 6905.2888 | 9281.7371 | 11696.9337 | 14151.7481 | 16647.0676 | 19183.7982 | 21762.8644 | 24385.21 | 2265.2464 | 4566.7367 | 6905.2888 | 9281.7371 | 11696.9337 | 14151.7481 | 16647.0676 | 19183.7982 | 21762.8644 | 24385.21 | 1373.6131 | 2769.2039 | 4218.4087 | 5716.8913 | 7277.6666 | 8897.438 | 10570.6191 | 12293.1308 | 14066.2032 | 15888.2544 | 1373.6131 | 1395.5909 | 1449.2048 | 1498.4825 | 1560.7753 | 1619.7714 | 1673.181 | 1722.5118 | 1773.0724 | 1822.0512
Ind ¦ Advanced heating and process control ¦ New | NEW | I_Asphalt | Greater Toronto Area | Process Heat | Industrial | NA | End Use Consumption (m^3/year) | 15 | 5.3148 | 5.4254 | 5.5077 | 5.5672 | 5.6027 | 5.6015 | 5.5915 | 5.5916 | 5.5916 | 5.5916 | 0.31919 | 0.33235 | 0.34413 | 0.35481 | 0.36422 | 0.37142 | 0.37817 | 0.38574 | 0.39346 | 0.40132 | 0.060056 | 0.061257 | 0.062483 | 0.063732 | 0.065007 | 0.066307 | 0.067633 | 0.068986 | 0.070366 | 0.071773 | 0.25913 | 0.27109 | 0.28165 | 0.29108 | 0.29921 | 0.30511 | 0.31054 | 0.31675 | 0.32309 | 0.32955 | 33367.439 | 67268.7569 | 101715.9996 | 136721.4613 | 172297.6906 | 208457.4954 | 245213.9482 | 282580.3924 | 320570.4471 | 359198.0136 | 33367.439 | 67268.7569 | 101715.9996 | 136721.4613 | 172297.6906 | 208457.4954 | 245213.9482 | 282580.3924 | 320570.4471 | 359198.0136 | 21508.3141 | 43360.7613 | 66130.9459 | 89750.321 | 114348.4813 | 139874.0159 | 166251.2836 | 193423.118 | 221393.8298 | 250137.3477 | 21508.3141 | 21852.4471 | 22770.1846 | 23619.3751 | 24598.1603 | 25525.5346 | 26377.2676 | 27171.8345 | 27970.7118 | 28743.5179
Ind ¦ Air compressor heat recovery ¦ New | NEW | I_Asphalt | Greater Toronto Area | Space Heating/Ventilation | Industrial | NA | End Use Consumption (m^3/year) | 25 | 2.502 | 2.5404 | 2.5708 | 2.5939 | 2.6085 | 2.5951 | 2.5917 | 2.5918 | 2.5917 | 2.5917 | 0.78535 | 0.81335 | 0.83956 | 0.86403 | 0.8863 | 0.89938 | 0.91617 | 0.9345 | 0.95318 | 0.97223 | 0.31389 | 0.32017 | 0.32658 | 0.33311 | 0.33977 | 0.34656 | 0.3535 | 0.36057 | 0.36778 | 0.37513 | 0.47146 | 0.49318 | 0.51299 | 0.53092 | 0.54653 | 0.55281 | 0.56267 | 0.57393 | 0.58541 | 0.5971 | 1397.9806 | 2818.329 | 4261.5496 | 5728.1578 | 7218.6791 | 8733.6502 | 10273.6189 | 11839.144 | 13430.7963 | 15049.1582 | 1397.9806 | 2818.329 | 4261.5496 | 5728.1578 | 7218.6791 | 8733.6502 | 10273.6189 | 11839.144 | 13430.7963 | 15049.1582 | 410.0062 | 826.5725 | 1250.3313 | 1676.6341 | 2133.5186 | 2617.2683 | 3119.5667 | 3634.7531 | 4166.9605 | 4714.7524 | 410.0062 | 416.5663 | 423.7588 | 426.3028 | 456.8845 | 483.7497 | 502.2984 | 515.1864 | 532.2074 | 547.7919
Ind ¦ Air curtains ¦ New | NEW | I_Asphalt | Greater Toronto Area | Space Heating/Ventilation | Industrial | NA | End Use Consumption (m^3/year) | 15 | 0.92289 | 0.94244 | 0.95793 | 0.96967 | 0.97714 | 0.97032 | 0.9686 | 0.96861 | 0.96861 | 0.96859 | 0.13548 | 0.14112 | 0.14631 | 0.15106 | 0.15527 | 0.15727 | 0.16013 | 0.16334 | 0.16661 | 0.16993 | 0.1468 | 0.14974 | 0.15274 | 0.15579 | 0.15891 | 0.16208 | 0.16533 | 0.16863 | 0.172 | 0.17544 | -0.01132 | -0.0086192 | -0.0064252 | -0.0047254 | -0.0036321 | -0.0048103 | -0.0051917 | -0.0052929 | -0.0053996 | -0.0055101 | 832.1313 | 1677.5768 | 2536.6367 | 3409.6177 | 4296.8328 | 5198.6013 | 6115.2493 | 7047.1095 | 7994.5216 | 8957.8322 | 0 | 0 | 0 | 0 | 0 | 0 | 0 | 0 | 0 | 0 | 0 | 0 | 0 | 0 | 0 | 0 | 0 | 0 | 0 | 0 | 0 | 0 | 0 | 0 | 0 | 0 | 0 | 0 | 0 | 0
Ind ¦ Automated temperature control ¦ New | NEW | I_Asphalt | Greater Toronto Area | Space Heating/Ventilation | Industrial | NA | End Use Consumption (m^3/year) | 25 | 1.1676 | 1.1855 | 1.1997 | 1.2105 | 1.2173 | 1.2111 | 1.2095 | 1.2095 | 1.2095 | 1.2095 | 0.26178 | 0.27112 | 0.27985 | 0.28801 | 0.29543 | 0.29979 | 0.30539 | 0.3115 | 0.31773 | 0.32408 | 0.22421 | 0.22869 | 0.23327 | 0.23793 | 0.24269 | 0.24755 | 0.2525 | 0.25755 | 0.2627 | 0.26795 | 0.037574 | 0.042423 | 0.046585 | 0.050076 | 0.052741 | 0.052247 | 0.052892 | 0.053952 | 0.055029 | 0.056126 | 1078.6888 | 2174.6365 | 3288.2327 | 4419.8748 | 5569.9684 | 6738.9277 | 7927.1751 | 9135.142 | 10363.2688 | 11612.0048 | 1078.6888 | 2174.6365 | 3288.2327 | 4419.8748 | 5569.9684 | 6738.9277 | 7927.1751 | 9135.142 | 10363.2688 | 11612.0048 | 9.6158 | 19.3854 | 28.2514 | 35.8524 | 45.8294 | 57.9531 | 71.0006 | 84.1435 | 98.0185 | 112.4244 | 9.6158 | 9.7696 | 8.866 | 7.601 | 9.977 | 12.1236 | 13.0475 | 13.1429 | 13.875 | 14.4059
Ind ¦ Blow down heat recovery and control ¦ New | NEW | I_Asphalt | Greater Toronto Area | Process - Boiler/Steam | Industrial | NA | End Use Consumption (m^3/year) | 20 | 1.9672 | 2.0009 | 2.026 | 2.0442 | 2.055 | 2.0547 | 2.0516 | 2.0517 | 2.0517 | 2.0517 | 0.061959 | 0.064282 | 0.066391 | 0.068326 | 0.070062 | 0.071451 | 0.072771 | 0.074227 | 0.075713 | 0.077227 | 0.031496 | 0.032126 | 0.032769 | 0.033424 | 0.034093 | 0.034774 | 0.03547 | 0.036179 | 0.036903 | 0.037641 | 0.030463 | 0.032156 | 0.033622 | 0.034902 | 0.035969 | 0.036676 | 0.037301 | 0.038048 | 0.03881 | 0.039587 | 1294.4265 | 2609.5638 | 3945.8793 | 5303.8498 | 6683.9621 | 8086.7132 | 9512.6101 | 10962.1704 | 12435.9225 | 13934.4057 | 1294.4265 | 2609.5638 | 3945.8793 | 5303.8498 | 6683.9621 | 8086.7132 | 9512.6101 | 10962.1704 | 12435.9225 | 13934.4057 | 345.1142 | 695.7503 | 1052.7661 | 1411.3531 | 1798.9083 | 2211.6851 | 2641.3678 | 3082.2441 | 3538.2948 | 4008.0042 | 345.1142 | 350.6361 | 357.0158 | 358.587 | 387.5552 | 412.7767 | 429.6827 | 440.8763 | 456.0508 | 469.7093
Ind ¦ Boiler combustion air preheat ¦ New | NEW | I_Asphalt | Greater Toronto Area | Process - Boiler/Steam | Industrial | NA | End Use Consumption (m^3/year) | 20 | 68.9876 | 69.0887 | 69.1845 | 69.2782 | 69.3709 | 69.4563 | 69.5363 | 69.6241 | 69.7143 | 69.809 | 2.0992 | 2.1443 | 2.1902 | 2.2371 | 2.2849 | 2.3334 | 2.3828 | 2.4336 | 2.4854 | 2.5386 | 0.030429 | 0.031037 | 0.031658 | 0.032291 | 0.032937 | 0.033596 | 0.034267 | 0.034953 | 0.035652 | 0.036365 | 2.0688 | 2.1133 | 2.1586 | 2.2048 | 2.2519 | 2.2998 | 2.3486 | 2.3986 | 2.4498 | 2.5022 | 1664.2627 | 3355.1535 | 5073.2734 | 6819.2354 | 8593.6656 | 10397.2027 | 12230.4986 | 14094.2191 | 15989.0432 | 17915.6645 | 1664.2627 | 3355.1535 | 5073.2734 | 6819.2354 | 8593.6656 | 10397.2027 | 12230.4986 | 14094.2191 | 15989.0432 | 17915.6645 | 1229.1695 | 2478.0057 | 3785.0067 | 5147.3628 | 6562.7382 | 8029.0645 | 9544.5173 | 11107.5012 | 12716.6399 | 14370.7526 | 1229.1695 | 1248.8362 | 1307.001 | 1362.3561 | 1415.3754 | 1466.3263 | 1515.4528 | 1562.9839 | 1609.1387 | 1654.1128
Ind ¦ Boiler right sizing and load management | NEW | I_Asphalt | Greater Toronto Area | Process - Boiler/Steam | Industrial | NA | End Use Consumption (m^3/year) | 25 | INF | INF | INF | INF | INF | INF | INF | INF | INF | INF | 0.35266 | 0.36513 | 0.37655 | 0.38712 | 0.39671 | 0.40459 | 0.41215 | 0.4204 | 0.42883 | 0.43741 | 0 | 0 | 0 | 0 | 0 | 0 | 0 | 0 | 0 | 0 | 0.35266 | 0.36513 | 0.37655 | 0.38712 | 0.39671 | 0.40459 | 0.41215 | 0.4204 | 0.42883 | 0.43741 | 5393.4438 | 10873.1827 | 16441.1637 | 22099.3741 | 27849.8422 | 33694.6383 | 39635.8753 | 45675.71 | 51816.3438 | 58060.0238 | 5393.4438 | 10873.1827 | 16441.1637 | 22099.3741 | 27849.8422 | 33694.6383 | 39635.8753 | 45675.71 | 51816.3438 | 58060.0238 | 4040.5329 | 8145.7143 | 12405.4356 | 16818.6839 | 21384.2864 | 26100.9662 | 30967.3939 | 35982.2342 | 41144.1875 | 46452.0256 | 4040.5329 | 4105.1814 | 4259.7212 | 4413.2483 | 4565.6025 | 4716.6798 | 4866.4277 | 5014.8403 | 5161.9533 | 5307.8382
Ind ¦ Condensate return ¦ New | NEW | I_Asphalt | Greater Toronto Area | Process - Boiler/Steam | Industrial | NA | End Use Consumption (m^3/year) | 25 | 1.6724 | 1.6976 | 1.7164 | 1.73 | 1.7381 | 1.7378 | 1.7356 | 1.7356 | 1.7357 | 1.7357 | 0.070532 | 0.073026 | 0.07531 | 0.077423 | 0.079342 | 0.080918 | 0.082429 | 0.08408 | 0.085765 | 0.087483 | 0.042173 | 0.043016 | 0.043877 | 0.044754 | 0.045649 | 0.046562 | 0.047494 | 0.048443 | 0.049412 | 0.050401 | 0.028359 | 0.03001 | 0.031433 | 0.032669 | 0.033693 | 0.034355 | 0.034936 | 0.035637 | 0.036353 | 0.037082 | 1561.5304 | 3148.0453 | 4760.1084 | 6398.295 | 8063.1924 | 9755.4 | 11475.5296 | 13224.2056 | 15002.0653 | 16809.7593 | 1561.5304 | 3148.0453 | 4760.1084 | 6398.295 | 8063.1924 | 9755.4 | 11475.5296 | 13224.2056 | 15002.0653 | 16809.7593 | 186.9597 | 376.9107 | 565.0516 | 746.9158 | 951.0555 | 1173.8475 | 1407.023 | 1644.9933 | 1892.0325 | 2146.782 | 186.9597 | 189.951 | 188.1409 | 181.8642 | 204.1397 | 222.792 | 233.1755 | 237.9703 | 247.0392 | 254.7495
Ind ¦ Condensing boiler ¦ New | NEW | I_Asphalt | Greater Toronto Area | Process - Boiler/Steam | Industrial | NA | End Use Consumption (m^3/year) | 20 | 3.224 | 3.2793 | 3.3205 | 3.3502 | 3.368 | 3.3674 | 3.3624 | 3.3624 | 3.3625 | 3.3625 | 0.3098 | 0.32141 | 0.33195 | 0.34163 | 0.35031 | 0.35725 | 0.36386 | 0.37114 | 0.37856 | 0.38614 | 0.09609 | 0.098012 | 0.099972 | 0.10197 | 0.10401 | 0.10609 | 0.10821 | 0.11038 | 0.11258 | 0.11484 | 0.21371 | 0.2234 | 0.23198 | 0.23966 | 0.2463 | 0.25116 | 0.25564 | 0.26076 | 0.26598 | 0.2713 | 3492.8969 | 7041.6802 | 10647.6108 | 14311.9756 | 18036.0883 | 21821.2895 | 25668.9478 | 29580.4598 | 33557.2512 | 37600.7773 | 3492.8969 | 7041.6802 | 10647.6108 | 14311.9756 | 18036.0883 | 21821.2895 | 25668.9478 | 29580.4598 | 33557.2512 | 37600.7773 | 1711.1984 | 3449.7759 | 5239.5625 | 7071.3909 | 8992.538 | 10995.8279 | 13066.183 | 15193.1469 | 17383.301 | 19633.6663 | 1711.1984 | 1738.5776 | 1789.7866 | 1831.8284 | 1921.1471 | 2003.2899 | 2070.3551 | 2126.9639 | 2190.1541 | 2250.3653
Ind ¦ Condensing Economizer ¦ New | NEW | I_Asphalt | Greater Toronto Area | Process - Boiler/Steam | Industrial | NA | End Use Consumption (m^3/year) | 15 | 3.7008 | 3.7778 | 3.835 | 3.8765 | 3.9012 | 3.9004 | 3.8934 | 3.8934 | 3.8935 | 3.8934 | 0.25535 | 0.26588 | 0.27531 | 0.28385 | 0.29137 | 0.29714 | 0.30254 | 0.30859 | 0.31477 | 0.32106 | 0.069 | 0.07038 | 0.071788 | 0.073223 | 0.074688 | 0.076182 | 0.077705 | 0.079259 | 0.080844 | 0.082461 | 0.18635 | 0.1955 | 0.20352 | 0.21063 | 0.21668 | 0.22096 | 0.22483 | 0.22933 | 0.23392 | 0.2386 | 2773.7711 | 5591.9225 | 8455.4556 | 11365.3924 | 14322.776 | 17328.6711 | 20384.1644 | 23490.3651 | 26648.4054 | 29859.4408 | 2773.7711 | 5591.9225 | 8455.4556 | 11365.3924 | 14322.776 | 17328.6711 | 20384.1644 | 23490.3651 | 26648.4054 | 29859.4408 | 1620.605 | 3267.1396 | 4967.0329 | 6715.2559 | 8535.2668 | 10423.1362 | 12371.0001 | 14373.362 | 16433.3484 | 18549.3081 | 1620.605 | 1646.5346 | 1699.8933 | 1748.223 | 1820.0109 | 1887.8694 | 1947.8639 | 2002.3619 | 2059.9864 | 2115.9597
Ind ¦ De-stratification fans ¦ New | NEW | I_Asphalt | Greater Toronto Area | Space Heating/Ventilation | Industrial | NA | End Use Consumption (m^3/year) | 25 | 1.4153 | 1.437 | 1.4542 | 1.4672 | 1.4755 | 1.468 | 1.466 | 1.466 | 1.466 | 1.466 | 0.29918 | 0.30985 | 0.31983 | 0.32915 | 0.33764 | 0.34262 | 0.34902 | 0.356 | 0.36312 | 0.37037 | 0.2114 | 0.21563 | 0.21994 | 0.22434 | 0.22882 | 0.2334 | 0.23807 | 0.24283 | 0.24769 | 0.25264 | 0.087784 | 0.094223 | 0.099894 | 0.10482 | 0.10881 | 0.10922 | 0.11095 | 0.11317 | 0.11543 | 0.11773 | 788.9838 | 1590.5913 | 2405.1074 | 3232.8227 | 4074.0341 | 4929.0442 | 5798.1623 | 6681.7039 | 7579.9909 | 8493.352 | 788.9838 | 1590.5913 | 2405.1074 | 3232.8227 | 4074.0341 | 4929.0442 | 5798.1623 | 6681.7039 | 7579.9909 | 8493.352 | 31.5499 | 63.6046 | 94.3933 | 122.6443 | 156.5026 | 194.9455 | 235.6173 | 276.9231 | 320.0835 | 364.7105 | 31.5499 | 32.0547 | 30.7887 | 28.251 | 33.8583 | 38.4429 | 40.6719 | 41.3057 | 43.1605 | 44.627
Ind ¦ Direct contact hot water heaters ¦ New | NEW | I_Asphalt | Greater Toronto Area | Process - Boiler/Steam | Industrial | NA | End Use Consumption (m^3/year) | 20 | 11.6065 | 11.8055 | 11.9537 | 12.0609 | 12.1248 | 12.1227 | 12.1047 | 12.1048 | 12.1049 | 12.105 | 0.46469 | 0.48212 | 0.49793 | 0.51244 | 0.52546 | 0.53588 | 0.54579 | 0.5567 | 0.56785 | 0.57921 | 0.040038 | 0.040838 | 0.041655 | 0.042488 | 0.043338 | 0.044205 | 0.045089 | 0.045991 | 0.04691 | 0.047849 | 0.42466 | 0.44128 | 0.45628 | 0.46996 | 0.48212 | 0.49168 | 0.5007 | 0.51071 | 0.52094 | 0.53136 | 2958.6892 | 5964.7174 | 9019.1527 | 12123.0852 | 15277.6277 | 18483.9158 | 21743.1087 | 25056.3895 | 28424.9658 | 31850.0702 | 2958.6892 | 5964.7174 | 9019.1527 | 12123.0852 | 15277.6277 | 18483.9158 | 21743.1087 | 25056.3895 | 28424.9658 | 31850.0702 | 2053.6322 | 4140.1225 | 6314.2933 | 8571.8879 | 10915.4821 | 13341.8677 | 15847.2007 | 18428.4073 | 21084.6176 | 23814.096 | 2053.6322 | 2086.4903 | 2174.1707 | 2257.5946 | 2343.5942 | 2426.3856 | 2505.3331 | 2581.2066 | 2656.2103 | 2729.4784
Ind ¦ Energy Management and Process Improvement ¦ New | NEW | I_Asphalt | Greater Toronto Area | Cross Cutting/Behavioural | Industrial | NA | End Use Consumption (m^3/year) | 15 | 3.6479 | 3.7238 | 3.7802 | 3.8211 | 3.8455 | 3.8447 | 3.8378 | 3.8378 | 3.8379 | 3.8378 | 0.25535 | 0.26588 | 0.27531 | 0.28385 | 0.29137 | 0.29714 | 0.30254 | 0.30859 | 0.31477 | 0.32106 | 0.07 | 0.0714 | 0.072828 | 0.074285 | 0.07577 | 0.077286 | 0.078831 | 0.080408 | 0.082016 | 0.083656 | 0.18535 | 0.19448 | 0.20248 | 0.20956 | 0.2156 | 0.21985 | 0.22371 | 0.22818 | 0.23275 | 0.2374 | 74172.6937 | 149532.1505 | 226105.1468 | 303919.0119 | 383001.6399 | 463381.5014 | 545087.6558 | 628149.7638 | 712598.0998 | 798463.5648 | 74172.6937 | 149532.1505 | 226105.1468 | 303919.0119 | 383001.6399 | 463381.5014 | 545087.6558 | 628149.7638 | 712598.0998 | 798463.5648 | 43080.473 | 86850.2335 | 132338.4059 | 179355.1626 | 228504.5047 | 279643.8997 | 332524.8764 | 386966.9471 | 443032.0047 | 500652.0981 | 43080.473 | 43769.7605 | 45488.1723 | 47016.7568 | 49149.342 | 51139.395 | 52880.9766 | 54442.0708 | 56065.0575 | 57620.0934
Ind ¦ Exhaust gas heat recovery ¦ New | NEW | I_Asphalt | Greater Toronto Area | Process Heat | Industrial | NA | End Use Consumption (m^3/year) | 15 | 5.3148 | 5.4254 | 5.5077 | 5.5672 | 5.6027 | 5.6015 | 5.5915 | 5.5916 | 5.5916 | 5.5916 | 0.44687 | 0.46529 | 0.48179 | 0.49674 | 0.5099 | 0.51999 | 0.52944 | 0.54003 | 0.55084 | 0.56185 | 0.084079 | 0.08576 | 0.087476 | 0.089225 | 0.09101 | 0.09283 | 0.094686 | 0.09658 | 0.098512 | 0.10048 | 0.36279 | 0.37953 | 0.39431 | 0.40751 | 0.41889 | 0.42716 | 0.43475 | 0.44345 | 0.45233 | 0.46137 | 58393.0182 | 117720.3246 | 178002.9992 | 239262.5573 | 301520.9586 | 364800.6169 | 429124.4094 | 494515.6867 | 560998.2824 | 628596.5239 | 58393.0182 | 117720.3246 | 178002.9992 | 239262.5573 | 301520.9586 | 364800.6169 | 429124.4094 | 494515.6867 | 560998.2824 | 628596.5239 | 37639.5497 | 75881.3322 | 115766.6937 | 157167.9964 | 200305.8796 | 245084.7275 | 291367.1375 | 339048.8233 | 388134.0544 | 438574.3871 | 37639.5497 | 38241.7825 | 39885.3615 | 41401.3028 | 43137.8832 | 44778.8479 | 46282.41 | 47681.6858 | 49085.2311 | 50440.3327
Ind ¦ Feedwater Economizers ¦ New | NEW | I_Asphalt | Greater Toronto Area | Process - Boiler/Steam | Industrial | NA | End Use Consumption (m^3/year) | 20 | 2.418 | 2.4595 | 2.4903 | 2.5127 | 2.526 | 2.5256 | 2.5218 | 2.5218 | 2.5219 | 2.5219 | 0.12392 | 0.12856 | 0.13278 | 0.13665 | 0.14012 | 0.1429 | 0.14554 | 0.14845 | 0.15143 | 0.15445 | 0.051248 | 0.052273 | 0.053318 | 0.054385 | 0.055473 | 0.056582 | 0.057714 | 0.058868 | 0.060045 | 0.061246 | 0.07267 | 0.076292 | 0.079463 | 0.082267 | 0.084651 | 0.086319 | 0.087829 | 0.089587 | 0.091381 | 0.093209 | 1849.1807 | 3727.9484 | 5636.9704 | 7576.9283 | 9548.5173 | 11552.4474 | 13589.4429 | 15660.2434 | 17765.6036 | 19906.2939 | 1849.1807 | 3727.9484 | 5636.9704 | 7576.9283 | 9548.5173 | 11552.4474 | 13589.4429 | 15660.2434 | 17765.6036 | 19906.2939 | 682.5614 | 1376.0439 | 2090.815 | 2819.8337 | 3597.2539 | 4417.7136 | 5270.046 | 6146.4558 | 7051.6185 | 7983.2387 | 682.5614 | 693.4824 | 714.7712 | 729.0186 | 777.4202 | 820.4597 | 852.3324 | 876.4099 | 905.1627 | 931.6202
Ind ¦ Heat recovery to preheat make-up water ¦ New | NEW | I_Asphalt | Greater Toronto Area | Process - Boiler/Steam | Industrial | NA | End Use Consumption (m^3/year) | 25 | 3.4769 | 3.5293 | 3.5683 | 3.5965 | 3.6134 | 3.6129 | 3.6082 | 3.6083 | 3.6084 | 3.6085 | 0.2116 | 0.21908 | 0.22593 | 0.23227 | 0.23803 | 0.24275 | 0.24729 | 0.25224 | 0.2573 | 0.26245 | 0.060857 | 0.062074 | 0.063316 | 0.064582 | 0.065874 | 0.067191 | 0.068535 | 0.069906 | 0.071304 | 0.07273 | 0.15074 | 0.157 | 0.16261 | 0.16769 | 0.17215 | 0.17556 | 0.17875 | 0.18234 | 0.18599 | 0.18972 | 3883.2795 | 7828.6915 | 11837.6379 | 15911.5494 | 20051.8864 | 24260.1395 | 28537.8302 | 32886.5112 | 37307.7675 | 41803.2171 | 3883.2795 | 7828.6915 | 11837.6379 | 15911.5494 | 20051.8864 | 24260.1395 | 28537.8302 | 32886.5112 | 37307.7675 | 41803.2171 | 1823.8037 | 3676.7884 | 5585.6038 | 7539.1082 | 9592.9067 | 11738.3556 | 13957.4716 | 16237.7324 | 18586.7851 | 21000.9683 | 1823.8037 | 1852.9846 | 1908.8155 | 1953.5043 | 2053.7986 | 2145.4488 | 2219.116 | 2280.2608 | 2349.0527 | 2414.1832
Ind ¦ High-efficiency burner ¦ New | NEW | I_Asphalt | Greater Toronto Area | Process - Boiler/Steam | Industrial | NA | End Use Consumption (m^3/year) | 20 | 2.5792 | 2.6234 | 2.6564 | 2.6802 | 2.6944 | 2.6939 | 2.6899 | 2.6899 | 2.69 | 2.69 | 0.1549 | 0.16071 | 0.16598 | 0.17081 | 0.17515 | 0.17863 | 0.18193 | 0.18557 | 0.18928 | 0.19307 | 0.060056 | 0.061257 | 0.062483 | 0.063732 | 0.065007 | 0.066307 | 0.067633 | 0.068986 | 0.070366 | 0.071773 | 0.094842 | 0.099448 | 0.10349 | 0.10708 | 0.11015 | 0.11232 | 0.1143 | 0.11658 | 0.11892 | 0.1213 | 1047.8691 | 2112.5041 | 3194.2832 | 4293.5927 | 5410.8265 | 6546.3869 | 7700.6843 | 8874.1379 | 10067.1754 | 11280.2332 | 1047.8691 | 2112.5041 | 3194.2832 | 4293.5927 | 5410.8265 | 6546.3869 | 7700.6843 | 8874.1379 | 10067.1754 | 11280.2332 | 417.8182 | 842.3214 | 1276.6713 | 1718.0586 | 2184.9177 | 2674.7364 | 3181.9965 | 3702.9297 | 4240.1944 | 4792.8102 | 417.8182 | 424.5033 | 434.3499 | 441.3873 | 466.8591 | 489.8187 | 507.2601 | 520.9332 | 537.2647 | 552.6158
Ind ¦ High-efficiency burners ¦ New | NEW | I_Asphalt | Greater Toronto Area | Process Heat | Industrial | NA | End Use Consumption (m^3/year) | 20 | 8.928 | 9.0812 | 9.1951 | 9.2776 | 9.3267 | 9.3252 | 9.3113 | 9.3113 | 9.3115 | 9.3115 | 0.61959 | 0.64282 | 0.66391 | 0.68326 | 0.70062 | 0.71451 | 0.72771 | 0.74227 | 0.75713 | 0.77227 | 0.069398 | 0.070786 | 0.072202 | 0.073646 | 0.075119 | 0.076621 | 0.078154 | 0.079717 | 0.081311 | 0.082938 | 0.55019 | 0.57204 | 0.59171 | 0.60961 | 0.6255 | 0.63789 | 0.64956 | 0.66256 | 0.67582 | 0.68934 | 20020.4634 | 40361.2542 | 61029.5997 | 82032.8768 | 103378.6144 | 125074.4972 | 147128.3689 | 169548.2354 | 192342.2683 | 215518.8082 | 20020.4634 | 40361.2542 | 61029.5997 | 82032.8768 | 103378.6144 | 125074.4972 | 147128.3689 | 169548.2354 | 192342.2683 | 215518.8082 | 13548.021 | 27312.8104 | 41625.9224 | 56461.3932 | 71854.7707 | 87786.0924 | 104228.3806 | 121160.8348 | 138582.1272 | 156481.9884 | 13548.021 | 13764.7894 | 14313.112 | 14835.4708 | 15393.3776 | 15931.3217 | 16442.2882 | 16932.4542 | 17421.2924 | 17899.8612
Ind ¦ Insulation ¦ New | NEW | I_Asphalt | Greater Toronto Area | Process - Boiler/Steam | Industrial | NA | End Use Consumption (m^3/year) | 15 | 5.3148 | 5.4254 | 5.5077 | 5.5672 | 5.6027 | 5.6015 | 5.5915 | 5.5916 | 5.5916 | 5.5916 | 0.12768 | 0.13294 | 0.13765 | 0.14192 | 0.14569 | 0.14857 | 0.15127 | 0.1543 | 0.15738 | 0.16053 | 0.024023 | 0.024503 | 0.024993 | 0.025493 | 0.026003 | 0.026523 | 0.027053 | 0.027594 | 0.028146 | 0.028709 | 0.10365 | 0.10844 | 0.11266 | 0.11643 | 0.11968 | 0.12205 | 0.12422 | 0.1267 | 0.12924 | 0.13182 | 2671.0388 | 5384.8143 | 8142.2906 | 10944.452 | 13792.3028 | 16686.8685 | 19629.1954 | 22620.3516 | 25661.4274 | 28753.5356 | 2671.0388 | 5384.8143 | 8142.2906 | 10944.452 | 13792.3028 | 16686.8685 | 19629.1954 | 22620.3516 | 25661.4274 | 28753.5356 | 1721.7247 | 3470.9969 | 5296.309 | 7191.6418 | 9166.9431 | 11217.7078 | 13337.5341 | 15521.5546 | 17769.8898 | 20080.2603 | 1721.7247 | 1749.2722 | 1825.3121 | 1895.3328 | 1975.3014 | 2050.7646 | 2119.8264 | 2184.0205 | 2248.3352 | 2310.3704
Ind ¦ Radiant heaters ¦ New | NEW | I_Asphalt | Greater Toronto Area | Space Heating/Ventilation | Industrial | NA | End Use Consumption (m^3/year) | 20 | 1.4656 | 1.4912 | 1.5115 | 1.5269 | 1.5367 | 1.5277 | 1.5255 | 1.5255 | 1.5255 | 1.5255 | 0.98582 | 1.0231 | 1.0578 | 1.0899 | 1.1188 | 1.1346 | 1.1555 | 1.1787 | 1.2022 | 1.2263 | 0.67263 | 0.68608 | 0.69981 | 0.7138 | 0.72808 | 0.74264 | 0.75749 | 0.77264 | 0.78809 | 0.80386 | 0.31319 | 0.33701 | 0.35795 | 0.37608 | 0.39073 | 0.39191 | 0.39804 | 0.40601 | 0.41413 | 0.42239 | 1257.4429 | 2535.0049 | 3833.1399 | 5152.3112 | 6492.9918 | 7855.6642 | 9240.8212 | 10648.9655 | 12080.6104 | 13536.2798 | 1257.4429 | 2535.0049 | 3833.1399 | 5152.3112 | 6492.9918 | 7855.6642 | 9240.8212 | 10648.9655 | 12080.6104 | 13536.2798 | 115.6789 | 233.2087 | 349.7983 | 462.7594 | 589.2376 | 727.3296 | 872.7507 | 1020.7168 | 1174.8933 | 1334.119 | 115.6789 | 117.5298 | 116.5897 | 112.961 | 126.4783 | 138.092 | 145.4211 | 147.966 | 154.1766 | 159.2257
Ind ¦ Steam trap survey and repair ¦ New | NEW | I_Asphalt | Greater Toronto Area | Process - Boiler/Steam | Industrial | NA | End Use Consumption (m^3/year) | 3 | 0.74751 | 0.79708 | 0.84877 | 0.8911 | 0.91312 | 0.91238 | 0.90622 | 0.90625 | 0.90632 | 0.90624 | 0.023145 | 0.025173 | 0.027342 | 0.029279 | 0.030603 | 0.03119 | 0.031599 | 0.032232 | 0.032879 | 0.033534 | 0.030962 | 0.031582 | 0.032213 | 0.032858 | 0.033515 | 0.034185 | 0.034869 | 0.035566 | 0.036277 | 0.037003 | -0.0078176 | -0.0064086 | -0.0048715 | -0.0035782 | -0.0029118 | -0.0029954 | -0.00327 | -0.0033344 | -0.0033984 | -0.0034693 | 2465.5743 | 4970.5978 | 7515.9606 | 10102.571 | 12731.3564 | 15403.2632 | 18119.2573 | 20880.3246 | 23687.4715 | 26541.7251 | 0 | 0 | 0 | 0 | 0 | 0 | 0 | 0 | 0 | 0 | 0 | 0 | 0 | 0 | 0 | 0 | 0 | 0 | 0 | 0 | 0 | 0 | 0 | 0 | 0 | 0 | 0 | 0 | 0 | 0
Ind ¦ Ventilation heat recovery ¦ New | NEW | I_Asphalt | Greater Toronto Area | Space Heating/Ventilation | Industrial | NA | End Use Consumption (m^3/year) | 20 | 4.3968 | 4.4736 | 4.5345 | 4.5806 | 4.61 | 4.5832 | 4.5764 | 4.5765 | 4.5764 | 4.5764 | 0.49291 | 0.51155 | 0.52888 | 0.54494 | 0.5594 | 0.56728 | 0.57777 | 0.58933 | 0.60111 | 0.61313 | 0.11211 | 0.11435 | 0.11663 | 0.11897 | 0.12135 | 0.12377 | 0.12625 | 0.12877 | 0.13135 | 0.13398 | 0.3808 | 0.3972 | 0.41225 | 0.42598 | 0.43806 | 0.4435 | 0.45152 | 0.46055 | 0.46976 | 0.47915 | 1283.6396 | 2587.8175 | 3912.997 | 5259.651 | 6628.2625 | 8019.3239 | 9433.3383 | 10870.819 | 12332.2898 | 13818.2857 | 1283.6396 | 2587.8175 | 3912.997 | 5259.651 | 6628.2625 | 8019.3239 | 9433.3383 | 10870.819 | 12332.2898 | 13818.2857 | 724.5934 | 1460.7804 | 2223.7754 | 3010.537 | 3832.6167 | 4687.6901 | 5571.4428 | 6480.7891 | 7417.0861 | 8379.2687 | 724.5934 | 736.1869 | 762.995 | 786.7616 | 822.0798 | 855.0734 | 883.7526 | 909.3463 | 936.297 | 962.1826
Ind ¦ Ventilation optimization ¦ New | NEW | I_Asphalt | Greater Toronto Area | Space Heating/Ventilation | Industrial | NA | End Use Consumption (m^3/year) | 15 | 2.256 | 2.3037 | 2.3416 | 2.3703 | 2.3886 | 2.3719 | 2.3677 | 2.3677 | 2.3677 | 2.3677 | 0.54194 | 0.56449 | 0.58524 | 0.60426 | 0.62109 | 0.62909 | 0.64054 | 0.65336 | 0.66642 | 0.67974 | 0.24023 | 0.24503 | 0.24993 | 0.25493 | 0.26003 | 0.26523 | 0.27053 | 0.27594 | 0.28146 | 0.28709 | 0.30171 | 0.31946 | 0.33531 | 0.34933 | 0.36107 | 0.36387 | 0.37 | 0.37741 | 0.38496 | 0.39265 | 1479.3446 | 2982.3587 | 4509.5763 | 6061.5426 | 7638.8139 | 9241.9579 | 10871.5544 | 12528.1947 | 14212.4829 | 15925.0351 | 1479.3446 | 2982.3587 | 4509.5763 | 6061.5426 | 7638.8139 | 9241.9579 | 10871.5544 | 12528.1947 | 14212.4829 | 15925.0351 | 589.861 | 1189.1597 | 1803.986 | 2430.08 | 3093.3896 | 3790.1972 | 4512.5124 | 5254.8327 | 6020.8202 | 6808.9628 | 589.861 | 599.2987 | 614.8263 | 626.094 | 663.3097 | 696.8075 | 722.3152 | 742.3203 | 765.9875 | 788.1426
Ind ¦ Warehouse loading dock seals ¦ New | NEW | I_Asphalt | Greater Toronto Area | Space Heating/Ventilation | Industrial | NA | End Use Consumption (m^3/year) | 10 | 0.65563 | 0.67466 | 0.68975 | 0.70118 | 0.70846 | 0.70181 | 0.70013 | 0.70014 | 0.70014 | 0.70012 | 0.098874 | 0.10378 | 0.10822 | 0.11222 | 0.11565 | 0.11685 | 0.11891 | 0.12129 | 0.12371 | 0.12618 | 0.15081 | 0.15382 | 0.1569 | 0.16004 | 0.16324 | 0.1665 | 0.16983 | 0.17323 | 0.1767 | 0.18023 | -0.051935 | -0.050045 | -0.048679 | -0.047824 | -0.047591 | -0.04965 | -0.050928 | -0.051945 | -0.052985 | -0.054047 | 467.4318 | 942.3425 | 1424.9009 | 1915.2791 | 2413.653 | 2920.202 | 3435.1092 | 3958.5615 | 4490.7498 | 5031.8687 | 0 | 0 | 0 | 0 | 0 | 0 | 0 | 0 | 0 | 0 | 0 | 0 | 0 | 0 | 0 | 0 | 0 | 0 | 0 | 0 | 0 | 0 | 0 | 0 | 0 | 0 | 0 | 0 | 0 | 0
Ind ¦ Advanced boiler controls including air/fuel mix control | RET | I_Asphalt | Greater Toronto Area | Process - Boiler/Steam | Industrial | NA | End Use Consumption (m^3/year) | 15 | 4.1594 | 4.246 | 4.3104 | 4.357 | 4.3847 | 4.3838 | 4.376 | 4.376 | 4.3761 | 4.376 | 0.12768 | 0.13294 | 0.13765 | 0.14192 | 0.14569 | 0.14857 | 0.15127 | 0.1543 | 0.15738 | 0.16053 | 0.030695 | 0.031309 | 0.031936 | 0.032574 | 0.033226 | 0.03389 | 0.034568 | 0.035259 | 0.035965 | 0.036684 | 0.09698 | 0.10163 | 0.10572 | 0.10935 | 0.11246 | 0.11468 | 0.1167 | 0.11904 | 0.12142 | 0.12384 | 86689.237 | 86255.7908 | 85824.5119 | 85395.3893 | 84968.4124 | 84543.5703 | 84120.8525 | 83700.2482 | 83281.7469 | 82865.3382 | 86689.237 | 86255.7908 | 85824.5119 | 85395.3893 | 84968.4124 | 84543.5703 | 84120.8525 | 83700.2482 | 83281.7469 | 82865.3382 | 3138.2568 | 6363.6701 | 9656.0367 | 13030.4679 | 16464.4614 | 19928.7835 | 23396.3011 | 26849.9738 | 30266.8648 | 33629.1133 | 3138.2568 | 3225.4133 | 3292.3665 | 3374.4312 | 3433.9935 | 3464.3221 | 3467.5176 | 3453.6727 | 3416.891 | 3362.2485
Ind ¦ Advanced heating and process control | RET | I_Asphalt | Greater Toronto Area | Process Heat | Industrial | NA | End Use Consumption (m^3/year) | 15 | 5.3148 | 5.4254 | 5.5077 | 5.5672 | 5.6027 | 5.6015 | 5.5915 | 5.5916 | 5.5916 | 5.5916 | 0.31919 | 0.33235 | 0.34413 | 0.35481 | 0.36422 | 0.37142 | 0.37817 | 0.38574 | 0.39346 | 0.40132 | 0.060056 | 0.061257 | 0.062483 | 0.063732 | 0.065007 | 0.066307 | 0.067633 | 0.068986 | 0.070366 | 0.071773 | 0.25913 | 0.27109 | 0.28165 | 0.29108 | 0.29921 | 0.30511 | 0.31054 | 0.31675 | 0.32309 | 0.32955 | 1276946.2214 | 1270561.4903 | 1264208.6828 | 1257887.6394 | 1251598.2012 | 1245340.2102 | 1239113.5091 | 1232917.9416 | 1226753.3519 | 1220619.5851 | 1276946.2214 | 1270561.4903 | 1264208.6828 | 1257887.6394 | 1251598.2012 | 1245340.2102 | 1239113.5091 | 1232917.9416 | 1226753.3519 | 1220619.5851 | 49139.4662 | 99792.7422 | 151634.5414 | 204721.7947 | 258677.2355 | 313038.0809 | 367360.0181 | 421311.7527 | 474499.8856 | 526596.5642 | 49139.4662 | 50653.276 | 51841.7992 | 53087.2533 | 53955.4408 | 54360.8454 | 54321.9372 | 53951.7346 | 53188.1329 | 52096.6785
Ind ¦ Air compressor heat recovery | RET | I_Asphalt | Greater Toronto Area | Space Heating/Ventilation | Industrial | NA | End Use Consumption (m^3/year) | 25 | 2.502 | 2.5404 | 2.5708 | 2.5939 | 2.6085 | 2.5951 | 2.5917 | 2.5918 | 2.5917 | 2.5917 | 0.78535 | 0.81335 | 0.83956 | 0.86403 | 0.8863 | 0.89938 | 0.91617 | 0.9345 | 0.95318 | 0.97223 | 0.31389 | 0.32017 | 0.32658 | 0.33311 | 0.33977 | 0.34656 | 0.3535 | 0.36057 | 0.36778 | 0.37513 | 0.47146 | 0.49318 | 0.51299 | 0.53092 | 0.54653 | 0.55281 | 0.56267 | 0.57393 | 0.58541 | 0.5971 | 53499.6434 | 53232.1452 | 52965.9845 | 52701.1545 | 52437.6488 | 52175.4605 | 51914.5832 | 51655.0103 | 51396.7353 | 51139.7516 | 53499.6434 | 53232.1452 | 52965.9845 | 52701.1545 | 52437.6488 | 52175.4605 | 51914.5832 | 51655.0103 | 51396.7353 | 51139.7516 | 936.7301 | 1867.3312 | 2781.9543 | 3739.6843 | 4731.2766 | 5738.4572 | 6748.8585 | 7769.3792 | 8795.9209 | 9832.7447 | 936.7301 | 930.601 | 914.6231 | 957.73 | 991.5923 | 1007.1806 | 1010.4013 | 1020.5207 | 1026.5417 | 1036.8238
Ind ¦ Air curtains | RET | I_Asphalt | Greater Toronto Area | Space Heating/Ventilation | Industrial | NA | End Use Consumption (m^3/year) | 15 | 0.92289 | 0.94244 | 0.95793 | 0.96967 | 0.97714 | 0.97032 | 0.9686 | 0.96861 | 0.96861 | 0.96859 | 0.13548 | 0.14112 | 0.14631 | 0.15106 | 0.15527 | 0.15727 | 0.16013 | 0.16334 | 0.16661 | 0.16993 | 0.1468 | 0.14974 | 0.15274 | 0.15579 | 0.15891 | 0.16208 | 0.16533 | 0.16863 | 0.172 | 0.17544 | -0.01132 | -0.0086192 | -0.0064252 | -0.0047254 | -0.0036321 | -0.0048103 | -0.0051917 | -0.0052929 | -0.0053996 | -0.0055101 | 31845.0258 | 31685.8007 | 31527.3717 | 31369.7348 | 31212.8862 | 31056.8217 | 30901.5376 | 30747.0299 | 30593.2948 | 30440.3283 | 0 | 0 | 0 | 0 | 0 | 0 | 0 | 0 | 0 | 0 | 0 | 0 | 0 | 0 | 0 | 0 | 0 | 0 | 0 | 0 | 0 | 0 | 0 | 0 | 0 | 0 | 0 | 0 | 0 | 0
Ind ¦ Automated temperature control | RET | I_Asphalt | Greater Toronto Area | Space Heating/Ventilation | Industrial | NA | End Use Consumption (m^3/year) | 25 | 1.1676 | 1.1855 | 1.1997 | 1.2105 | 1.2173 | 1.2111 | 1.2095 | 1.2095 | 1.2095 | 1.2095 | 0.26178 | 0.27112 | 0.27985 | 0.28801 | 0.29543 | 0.29979 | 0.30539 | 0.3115 | 0.31773 | 0.32408 | 0.22421 | 0.22869 | 0.23327 | 0.23793 | 0.24269 | 0.24755 | 0.2525 | 0.25755 | 0.2627 | 0.26795 | 0.037574 | 0.042423 | 0.046585 | 0.050076 | 0.052741 | 0.052247 | 0.052892 | 0.053952 | 0.055029 | 0.056126 | 41280.5891 | 41074.1861 | 40868.8152 | 40664.4711 | 40461.1487 | 40258.843 | 40057.5488 | 39857.261 | 39657.9747 | 39459.6849 | 41280.5891 | 41074.1861 | 40868.8152 | 40664.4711 | 40461.1487 | 40258.843 | 40057.5488 | 39857.261 | 39657.9747 | 39459.6849 | 21.9689 | 41.0987 | 56.8652 | 76.7931 | 100.15 | 124.4312 | 148.0869 | 172.2664 | 196.5972 | 221.8485 | 21.9689 | 19.1298 | 15.7665 | 19.9279 | 23.3569 | 24.2812 | 23.6557 | 24.1795 | 24.3308 | 25.2512
Ind ¦ Blow down heat recovery and control | RET | I_Asphalt | Greater Toronto Area | Process - Boiler/Steam | Industrial | NA | End Use Consumption (m^3/year) | 20 | 1.9672 | 2.0009 | 2.026 | 2.0442 | 2.055 | 2.0547 | 2.0516 | 2.0517 | 2.0517 | 2.0517 | 0.061959 | 0.064282 | 0.066391 | 0.068326 | 0.070062 | 0.071451 | 0.072771 | 0.074227 | 0.075713 | 0.077227 | 0.031496 | 0.032126 | 0.032769 | 0.033424 | 0.034093 | 0.034774 | 0.03547 | 0.036179 | 0.036903 | 0.037641 | 0.030463 | 0.032156 | 0.033622 | 0.034902 | 0.035969 | 0.036676 | 0.037301 | 0.038048 | 0.03881 | 0.039587 | 49536.7069 | 49289.0233 | 49042.5782 | 48797.3653 | 48553.3785 | 48310.6116 | 48069.0585 | 47828.7133 | 47589.5697 | 47351.6218 | 49536.7069 | 49289.0233 | 49042.5782 | 48797.3653 | 48553.3785 | 48310.6116 | 48069.0585 | 47828.7133 | 47589.5697 | 47351.6218 | 788.4732 | 1568.0538 | 2329.525 | 3130.6751 | 3962.7449 | 4808.3058 | 5655.7338 | 6512.1127 | 7373.8765 | 8245.5784 | 788.4732 | 779.5806 | 761.4712 | 801.15 | 832.0698 | 845.5609 | 847.428 | 856.3789 | 861.7637 | 871.702
Ind ¦ Boiler combustion air preheat | RET | I_Asphalt | Greater Toronto Area | Process - Boiler/Steam | Industrial | NA | End Use Consumption (m^3/year) | 20 | 68.9876 | 69.0887 | 69.1845 | 69.2782 | 69.3709 | 69.4563 | 69.5363 | 69.6241 | 69.7143 | 69.809 | 2.0992 | 2.1443 | 2.1902 | 2.2371 | 2.2849 | 2.3334 | 2.3828 | 2.4336 | 2.4854 | 2.5386 | 0.030429 | 0.031037 | 0.031658 | 0.032291 | 0.032937 | 0.033596 | 0.034267 | 0.034953 | 0.035652 | 0.036365 | 2.0688 | 2.1133 | 2.1586 | 2.2048 | 2.2519 | 2.2998 | 2.3486 | 2.3986 | 2.4498 | 2.5022 | 63690.0517 | 63371.6014 | 63054.7434 | 62739.4697 | 62425.7723 | 62113.6435 | 61803.0753 | 61494.0599 | 61186.5896 | 60880.6566 | 63690.0517 | 63371.6014 | 63054.7434 | 62739.4697 | 62425.7723 | 62113.6435 | 61803.0753 | 61494.0599 | 61186.5896 | 60880.6566 | 2808.2505 | 5725.2377 | 8730.8995 | 11801.9702 | 14912.4741 | 18034.5385 | 21139.3455 | 24198.1827 | 27183.4881 | 30069.8682 | 2808.2505 | 2916.9873 | 3005.6618 | 3071.0707 | 3110.5039 | 3122.0644 | 3104.807 | 3058.8372 | 2985.3054 | 2886.3801
Ind ¦ Condensate return | RET | I_Asphalt | Greater Toronto Area | Process - Boiler/Steam | Industrial | NA | End Use Consumption (m^3/year) | 25 | 1.6724 | 1.6976 | 1.7164 | 1.73 | 1.7381 | 1.7378 | 1.7356 | 1.7356 | 1.7357 | 1.7357 | 0.070532 | 0.073026 | 0.07531 | 0.077423 | 0.079342 | 0.080918 | 0.082429 | 0.08408 | 0.085765 | 0.087483 | 0.042173 | 0.043016 | 0.043877 | 0.044754 | 0.045649 | 0.046562 | 0.047494 | 0.048443 | 0.049412 | 0.050401 | 0.028359 | 0.03001 | 0.031433 | 0.032669 | 0.033693 | 0.034355 | 0.034936 | 0.035637 | 0.036353 | 0.037082 | 59758.567 | 59459.7742 | 59162.4753 | 58866.6629 | 58572.3296 | 58279.468 | 57988.0706 | 57698.1303 | 57409.6396 | 57122.5914 | 59758.567 | 59459.7742 | 59162.4753 | 58866.6629 | 58572.3296 | 58279.468 | 57988.0706 | 57698.1303 | 57409.6396 | 57122.5914 | 427.1418 | 836.7115 | 1220.3998 | 1638.1386 | 2081.0915 | 2532.1105 | 2980.3161 | 3433.6691 | 3889.4837 | 4353.1826 | 427.1418 | 409.5697 | 383.6884 | 417.7387 | 442.9529 | 451.019 | 448.2056 | 453.353 | 455.8146 | 463.6989
Ind ¦ Condensing boiler | RET | I_Asphalt | Greater Toronto Area | Process - Boiler/Steam | Industrial | NA | End Use Consumption (m^3/year) | 20 | 3.224 | 3.2793 | 3.3205 | 3.3502 | 3.368 | 3.3674 | 3.3624 | 3.3624 | 3.3625 | 3.3625 | 0.3098 | 0.32141 | 0.33195 | 0.34163 | 0.35031 | 0.35725 | 0.36386 | 0.37114 | 0.37856 | 0.38614 | 0.09609 | 0.098012 | 0.099972 | 0.10197 | 0.10401 | 0.10609 | 0.10821 | 0.11038 | 0.11258 | 0.11484 | 0.21371 | 0.2234 | 0.23198 | 0.23966 | 0.2463 | 0.25116 | 0.25564 | 0.26076 | 0.26598 | 0.2713 | 133670.4788 | 133002.1264 | 132337.1158 | 131675.4302 | 131017.0531 | 130361.9678 | 129710.158 | 129061.6072 | 128416.2991 | 127774.2177 | 133670.4788 | 133002.1264 | 132337.1158 | 131675.4302 | 131017.0531 | 130361.9678 | 129710.158 | 129061.6072 | 128416.2991 | 127774.2177 | 3909.5289 | 7880.355 | 11883.8269 | 16011.9283 | 20237.0864 | 24513.7855 | 28805.76 | 33110.6189 | 37406.1186 | 41684.8224 | 3909.5289 | 3970.8261 | 4003.472 | 4128.1014 | 4225.1581 | 4276.699 | 4291.9746 | 4304.8589 | 4295.4997 | 4278.7038
Ind ¦ Condensing Economizer | RET | I_Asphalt | Greater Toronto Area | Process - Boiler/Steam | Industrial | NA | End Use Consumption (m^3/year) | 15 | 3.7008 | 3.7778 | 3.835 | 3.8765 | 3.9012 | 3.9004 | 3.8934 | 3.8934 | 3.8935 | 3.8934 | 0.25535 | 0.26588 | 0.27531 | 0.28385 | 0.29137 | 0.29714 | 0.30254 | 0.30859 | 0.31477 | 0.32106 | 0.069 | 0.07038 | 0.071788 | 0.073223 | 0.074688 | 0.076182 | 0.077705 | 0.079259 | 0.080844 | 0.082461 | 0.18635 | 0.1955 | 0.20352 | 0.21063 | 0.21668 | 0.22096 | 0.22483 | 0.22933 | 0.23392 | 0.2386 | 106150.0861 | 105619.3357 | 105091.239 | 104565.7828 | 104042.9539 | 103522.7391 | 103005.1255 | 102490.0998 | 101977.6493 | 101467.7611 | 106150.0861 | 105619.3357 | 105091.239 | 104565.7828 | 104042.9539 | 103522.7391 | 103005.1255 | 102490.0998 | 101977.6493 | 101467.7611 | 3702.5525 | 7497.9802 | 11361.2261 | 15327.5037 | 19370.0936 | 23451.8954 | 27539.8484 | 31617.9531 | 35660.1889 | 39648.5386 | 3702.5525 | 3795.4277 | 3863.2459 | 3966.2776 | 4042.5899 | 4081.8018 | 4087.953 | 4078.1047 | 4042.2359 | 3988.3496
Ind ¦ De-stratification fans | RET | I_Asphalt | Greater Toronto Area | Space Heating/Ventilation | Industrial | NA | End Use Consumption (m^3/year) | 25 | 1.4153 | 1.437 | 1.4542 | 1.4672 | 1.4755 | 1.468 | 1.466 | 1.466 | 1.466 | 1.466 | 0.29918 | 0.30985 | 0.31983 | 0.32915 | 0.33764 | 0.34262 | 0.34902 | 0.356 | 0.36312 | 0.37037 | 0.2114 | 0.21563 | 0.21994 | 0.22434 | 0.22882 | 0.2334 | 0.23807 | 0.24283 | 0.24769 | 0.25264 | 0.087784 | 0.094223 | 0.099894 | 0.10482 | 0.10881 | 0.10922 | 0.11095 | 0.11317 | 0.11543 | 0.11773 | 30193.8023 | 30042.8333 | 29892.6191 | 29743.156 | 29594.4402 | 29446.468 | 29299.2357 | 29152.7395 | 29006.9758 | 28861.9409 | 30193.8023 | 30042.8333 | 29892.6191 | 29743.156 | 29594.4402 | 29446.468 | 29299.2357 | 29152.7395 | 29006.9758 | 28861.9409 | 72.0812 | 138.6953 | 197.6004 | 265.7262 | 340.5018 | 417.0944 | 492.4942 | 568.9363 | 645.6969 | 724.2836 | 72.0812 | 66.6141 | 58.9051 | 68.1259 | 74.7755 | 76.5927 | 75.3998 | 76.4421 | 76.7606 | 78.5867
Ind ¦ Direct contact hot water heaters | RET | I_Asphalt | Greater Toronto Area | Process - Boiler/Steam | Industrial | NA | End Use Consumption (m^3/year) | 20 | 11.6065 | 11.8055 | 11.9537 | 12.0609 | 12.1248 | 12.1227 | 12.1047 | 12.1048 | 12.1049 | 12.105 | 0.46469 | 0.48212 | 0.49793 | 0.51244 | 0.52546 | 0.53588 | 0.54579 | 0.5567 | 0.56785 | 0.57921 | 0.040038 | 0.040838 | 0.041655 | 0.042488 | 0.043338 | 0.044205 | 0.045089 | 0.045991 | 0.04691 | 0.047849 | 0.42466 | 0.44128 | 0.45628 | 0.46996 | 0.48212 | 0.49168 | 0.5007 | 0.51071 | 0.52094 | 0.53136 | 113226.7585 | 112660.6248 | 112097.3216 | 111536.835 | 110979.1508 | 110424.2551 | 109872.1338 | 109322.7731 | 108776.1593 | 108232.2785 | 113226.7585 | 112660.6248 | 112097.3216 | 111536.835 | 110979.1508 | 110424.2551 | 109872.1338 | 109322.7731 | 108776.1593 | 108232.2785 | 4691.8782 | 9548.5838 | 14538.5186 | 19639.6654 | 24812.9216 | 30014.3656 | 35199.6591 | 40328.2306 | 45358.4082 | 50252.6755 | 4691.8782 | 4856.7056 | 4989.9348 | 5101.1468 | 5173.2562 | 5201.444 | 5185.2935 | 5128.5715 | 5030.1776 | 4894.2672
Ind ¦ Energy Management and Process Improvement | RET | I_Asphalt | Greater Toronto Area | Cross Cutting/Behavioural | Industrial | NA | End Use Consumption (m^3/year) | 15 | 3.6479 | 3.7238 | 3.7802 | 3.8211 | 3.8455 | 3.8447 | 3.8378 | 3.8378 | 3.8379 | 3.8378 | 0.25535 | 0.26588 | 0.27531 | 0.28385 | 0.29137 | 0.29714 | 0.30254 | 0.30859 | 0.31477 | 0.32106 | 0.07 | 0.0714 | 0.072828 | 0.074285 | 0.07577 | 0.077286 | 0.078831 | 0.080408 | 0.082016 | 0.083656 | 0.18535 | 0.19448 | 0.20248 | 0.20956 | 0.2156 | 0.21985 | 0.22371 | 0.22818 | 0.23275 | 0.2374 | 2838531.9329 | 2824339.2733 | 2810217.5769 | 2796166.489 | 2782185.6566 | 2768274.7283 | 2754433.3547 | 2740661.1879 | 2726957.8819 | 2713323.0925 | 2838531.9329 | 2824339.2733 | 2810217.5769 | 2796166.489 | 2782185.6566 | 2768274.7283 | 2754433.3547 | 2740661.1879 | 2726957.8819 | 2713323.0925 | 98424.7968 | 199289.6287 | 301928.9061 | 407315.6534 | 514742.7103 | 623222.6703 | 731878.686 | 840297.3735 | 947792.817 | 1053895.4355 | 98424.7968 | 100864.832 | 102639.2773 | 105386.7473 | 107427.0569 | 108479.96 | 108656.0157 | 108418.6875 | 107495.4435 | 106102.6185
Ind ¦ Exhaust gas heat recovery | RET | I_Asphalt | Greater Toronto Area | Process Heat | Industrial | NA | End Use Consumption (m^3/year) | 15 | 5.3148 | 5.4254 | 5.5077 | 5.5672 | 5.6027 | 5.6015 | 5.5915 | 5.5916 | 5.5916 | 5.5916 | 0.44687 | 0.46529 | 0.48179 | 0.49674 | 0.5099 | 0.51999 | 0.52944 | 0.54003 | 0.55084 | 0.56185 | 0.084079 | 0.08576 | 0.087476 | 0.089225 | 0.09101 | 0.09283 | 0.094686 | 0.09658 | 0.098512 | 0.10048 | 0.36279 | 0.37953 | 0.39431 | 0.40751 | 0.41889 | 0.42716 | 0.43475 | 0.44345 | 0.45233 | 0.46137 | 2234655.8874 | 2223482.6079 | 2212365.1949 | 2201303.3689 | 2190296.8521 | 2179345.3678 | 2168448.641 | 2157606.3978 | 2146818.3658 | 2136084.274 | 2234655.8874 | 2223482.6079 | 2212365.1949 | 2201303.3689 | 2190296.8521 | 2179345.3678 | 2168448.641 | 2157606.3978 | 2146818.3658 | 2136084.274 | 85994.0658 | 174637.2989 | 265360.4475 | 358263.1407 | 452685.1621 | 547816.6416 | 642880.0316 | 737295.5672 | 830374.7998 | 921543.9873 | 85994.0658 | 88643.233 | 90723.1486 | 92902.6932 | 94422.0214 | 95131.4795 | 95063.39 | 94415.5355 | 93079.2327 | 91169.1874
Ind ¦ Feedwater Economizers | RET | I_Asphalt | Greater Toronto Area | Process - Boiler/Steam | Industrial | NA | End Use Consumption (m^3/year) | 20 | 2.418 | 2.4595 | 2.4903 | 2.5127 | 2.526 | 2.5256 | 2.5218 | 2.5218 | 2.5219 | 2.5219 | 0.12392 | 0.12856 | 0.13278 | 0.13665 | 0.14012 | 0.1429 | 0.14554 | 0.14845 | 0.15143 | 0.15445 | 0.051248 | 0.052273 | 0.053318 | 0.054385 | 0.055473 | 0.056582 | 0.057714 | 0.058868 | 0.060045 | 0.061246 | 0.07267 | 0.076292 | 0.079463 | 0.082267 | 0.084651 | 0.086319 | 0.087829 | 0.089587 | 0.091381 | 0.093209 | 70766.7241 | 70412.8905 | 70060.826 | 69710.5219 | 69361.9693 | 69015.1594 | 68670.0836 | 68326.7332 | 67985.0995 | 67645.1741 | 70766.7241 | 70412.8905 | 70060.826 | 69710.5219 | 69361.9693 | 69015.1594 | 68670.0836 | 68326.7332 | 67985.0995 | 67645.1741 | 1559.4297 | 3123.6377 | 4678.6775 | 6296.447 | 7964.0664 | 9656.9816 | 11357.7492 | 13072.951 | 14795.3213 | 16527.9928 | 1559.4297 | 1564.208 | 1555.0397 | 1617.7695 | 1667.6194 | 1692.9152 | 1700.7676 | 1715.2017 | 1722.3703 | 1732.6716
Ind ¦ Heat recovery to preheat make-up water | RET | I_Asphalt | Greater Toronto Area | Process - Boiler/Steam | Industrial | NA | End Use Consumption (m^3/year) | 25 | 3.4769 | 3.5293 | 3.5683 | 3.5965 | 3.6134 | 3.6129 | 3.6082 | 3.6083 | 3.6084 | 3.6085 | 0.2116 | 0.21908 | 0.22593 | 0.23227 | 0.23803 | 0.24275 | 0.24729 | 0.25224 | 0.2573 | 0.26245 | 0.060857 | 0.062074 | 0.063316 | 0.064582 | 0.065874 | 0.067191 | 0.068535 | 0.069906 | 0.071304 | 0.07273 | 0.15074 | 0.157 | 0.16261 | 0.16769 | 0.17215 | 0.17556 | 0.17875 | 0.18234 | 0.18599 | 0.18972 | 148610.1206 | 147867.07 | 147127.7346 | 146392.096 | 145660.1355 | 144931.8348 | 144207.1756 | 143486.1398 | 142768.7091 | 142054.8655 | 148610.1206 | 147867.07 | 147127.7346 | 146392.096 | 145660.1355 | 144931.8348 | 144207.1756 | 143486.1398 | 142768.7091 | 142054.8655 | 4166.7953 | 8390.3329 | 12639.4348 | 17024.8864 | 21517.1249 | 26065.8594 | 30631.8604 | 35215.7591 | 39794.8984 | 44363.9829 | 4166.7953 | 4223.5376 | 4249.1019 | 4385.4516 | 4492.2386 | 4548.7345 | 4566.001 | 4583.8987 | 4579.1393 | 4569.0845
Ind ¦ High-efficiency burner | RET | I_Asphalt | Greater Toronto Area | Process - Boiler/Steam | Industrial | NA | End Use Consumption (m^3/year) | 20 | 2.5792 | 2.6234 | 2.6564 | 2.6802 | 2.6944 | 2.6939 | 2.6899 | 2.6899 | 2.69 | 2.69 | 0.1549 | 0.16071 | 0.16598 | 0.17081 | 0.17515 | 0.17863 | 0.18193 | 0.18557 | 0.18928 | 0.19307 | 0.060056 | 0.061257 | 0.062483 | 0.063732 | 0.065007 | 0.066307 | 0.067633 | 0.068986 | 0.070366 | 0.071773 | 0.094842 | 0.099448 | 0.10349 | 0.10708 | 0.11015 | 0.11232 | 0.1143 | 0.11658 | 0.11892 | 0.1213 | 40101.1437 | 39900.6379 | 39701.1347 | 39502.6291 | 39305.1159 | 39108.5903 | 38913.0474 | 38718.4822 | 38524.8897 | 38332.2653 | 40101.1437 | 39900.6379 | 39701.1347 | 39502.6291 | 39305.1159 | 39108.5903 | 38913.0474 | 38718.4822 | 38524.8897 | 38332.2653 | 954.5779 | 1914.4706 | 2872.446 | 3866.5978 | 4889.5361 | 5927.5414 | 6970.6258 | 8021.5998 | 9075.8598 | 10134.3347 | 954.5779 | 959.8926 | 957.9754 | 994.1519 | 1022.9383 | 1038.0053 | 1043.0844 | 1050.9741 | 1054.26 | 1058.475
Ind ¦ High-efficiency burners | RET | I_Asphalt | Greater Toronto Area | Process Heat | Industrial | NA | End Use Consumption (m^3/year) | 20 | 8.928 | 9.0812 | 9.1951 | 9.2776 | 9.3267 | 9.3252 | 9.3113 | 9.3113 | 9.3115 | 9.3115 | 0.61959 | 0.64282 | 0.66391 | 0.68326 | 0.70062 | 0.71451 | 0.72771 | 0.74227 | 0.75713 | 0.77227 | 0.069398 | 0.070786 | 0.072202 | 0.073646 | 0.075119 | 0.076621 | 0.078154 | 0.079717 | 0.081311 | 0.082938 | 0.55019 | 0.57204 | 0.59171 | 0.60961 | 0.6255 | 0.63789 | 0.64956 | 0.66256 | 0.67582 | 0.68934 | 766167.7328 | 762336.8942 | 758525.2097 | 754732.5836 | 750958.9207 | 747204.1261 | 743468.1055 | 739750.765 | 736052.0111 | 732371.7511 | 766167.7328 | 762336.8942 | 758525.2097 | 754732.5836 | 750958.9207 | 747204.1261 | 743468.1055 | 739750.765 | 736052.0111 | 732371.7511 | 30952.7989 | 62953.26 | 95797.5068 | 129385.5364 | 163469.0797 | 197763.395 | 231984.1741 | 265881.9075 | 299191.917 | 331678.9458 | 30952.7989 | 32000.4611 | 32844.2468 | 33588.0296 | 34083.5432 | 34294.3153 | 34220.7791 | 33897.7334 | 33310.0094 | 32487.0289
Ind ¦ Insulation | RET | I_Asphalt | Greater Toronto Area | Process - Boiler/Steam | Industrial | NA | End Use Consumption (m^3/year) | 15 | 5.3148 | 5.4254 | 5.5077 | 5.5672 | 5.6027 | 5.6015 | 5.5915 | 5.5916 | 5.5916 | 5.5916 | 0.12768 | 0.13294 | 0.13765 | 0.14192 | 0.14569 | 0.14857 | 0.15127 | 0.1543 | 0.15738 | 0.16053 | 0.024023 | 0.024503 | 0.024993 | 0.025493 | 0.026003 | 0.026523 | 0.027053 | 0.027594 | 0.028146 | 0.028709 | 0.10365 | 0.10844 | 0.11266 | 0.11643 | 0.11968 | 0.12205 | 0.12422 | 0.1267 | 0.12924 | 0.13182 | 102218.6015 | 101707.5085 | 101198.9709 | 100692.9761 | 100189.5112 | 99688.5636 | 99190.1208 | 98694.1702 | 98200.6993 | 97709.6959 | 102218.6015 | 101707.5085 | 101198.9709 | 100692.9761 | 100189.5112 | 99688.5636 | 99190.1208 | 98694.1702 | 98200.6993 | 97709.6959 | 3933.578 | 7988.3353 | 12138.233 | 16387.8284 | 20706.9216 | 25058.4671 | 29406.898 | 33725.6945 | 37983.3652 | 42153.6658 | 3933.578 | 4054.7573 | 4149.8977 | 4249.5954 | 4319.0932 | 4351.5455 | 4348.4309 | 4318.7965 | 4257.6707 | 4170.3006
Ind ¦ Radiant heaters | RET | I_Asphalt | Greater Toronto Area | Space Heating/Ventilation | Industrial | NA | End Use Consumption (m^3/year) | 20 | 1.4656 | 1.4912 | 1.5115 | 1.5269 | 1.5367 | 1.5277 | 1.5255 | 1.5255 | 1.5255 | 1.5255 | 0.98582 | 1.0231 | 1.0578 | 1.0899 | 1.1188 | 1.1346 | 1.1555 | 1.1787 | 1.2022 | 1.2263 | 0.67263 | 0.68608 | 0.69981 | 0.7138 | 0.72808 | 0.74264 | 0.75749 | 0.77264 | 0.78809 | 0.80386 | 0.31319 | 0.33701 | 0.35795 | 0.37608 | 0.39073 | 0.39191 | 0.39804 | 0.40601 | 0.41413 | 0.42239 | 48121.3724 | 47880.7655 | 47641.3617 | 47403.1549 | 47166.1391 | 46930.3084 | 46695.6569 | 46462.1786 | 46229.8677 | 45998.7184 | 48121.3724 | 47880.7655 | 47641.3617 | 47403.1549 | 47166.1391 | 46930.3084 | 46695.6569 | 46462.1786 | 46229.8677 | 45998.7184 | 264.2885 | 517.6049 | 755.0505 | 1012.5233 | 1285.2179 | 1564.1661 | 1840.1605 | 2120.0111 | 2401.4829 | 2689.2104 | 264.2885 | 253.3164 | 237.4456 | 257.4727 | 272.6947 | 278.9482 | 275.9944 | 279.8506 | 281.4718 | 287.7275
Ind ¦ Steam trap survey and repair | RET | I_Asphalt | Greater Toronto Area | Process - Boiler/Steam | Industrial | NA | End Use Consumption (m^3/year) | 3 | 0.74751 | 0.79708 | 0.84877 | 0.8911 | 0.91312 | 0.91238 | 0.90622 | 0.90625 | 0.90632 | 0.90624 | 0.023145 | 0.025173 | 0.027342 | 0.029279 | 0.030603 | 0.03119 | 0.031599 | 0.032232 | 0.032879 | 0.033534 | 0.030962 | 0.031582 | 0.032213 | 0.032858 | 0.033515 | 0.034185 | 0.034869 | 0.035566 | 0.036277 | 0.037003 | -0.0078176 | -0.0064086 | -0.0048715 | -0.0035782 | -0.0029118 | -0.0029954 | -0.00327 | -0.0033344 | -0.0033984 | -0.0034693 | 94355.6321 | 93883.854 | 93414.4347 | 92947.3625 | 92482.6257 | 92020.2126 | 91560.1115 | 91102.311 | 90646.7994 | 90193.5654 | 0 | 0 | 0 | 0 | 0 | 0 | 0 | 0 | 0 | 0 | 0 | 0 | 0 | 0 | 0 | 0 | 0 | 0 | 0 | 0 | 0 | 0 | 0 | 0 | 0 | 0 | 0 | 0 | 0 | 0
Ind ¦ Ventilation heat recovery | RET | I_Asphalt | Greater Toronto Area | Space Heating/Ventilation | Industrial | NA | End Use Consumption (m^3/year) | 20 | 4.3968 | 4.4736 | 4.5345 | 4.5806 | 4.61 | 4.5832 | 4.5764 | 4.5765 | 4.5764 | 4.5764 | 0.49291 | 0.51155 | 0.52888 | 0.54494 | 0.5594 | 0.56728 | 0.57777 | 0.58933 | 0.60111 | 0.61313 | 0.11211 | 0.11435 | 0.11663 | 0.11897 | 0.12135 | 0.12377 | 0.12625 | 0.12877 | 0.13135 | 0.13398 | 0.3808 | 0.3972 | 0.41225 | 0.42598 | 0.43806 | 0.4435 | 0.45152 | 0.46055 | 0.46976 | 0.47915 | 49123.901 | 48878.2815 | 48633.8901 | 48390.7206 | 48148.767 | 47908.0232 | 47668.4831 | 47430.1406 | 47192.9899 | 46957.025 | 49123.901 | 48878.2815 | 48633.8901 | 48390.7206 | 48148.767 | 47908.0232 | 47668.4831 | 47430.1406 | 47192.9899 | 46957.025 | 1655.4591 | 3349.6282 | 5071.3331 | 6839.9552 | 8643.8251 | 10466.2067 | 12292.4853 | 14116.6613 | 15927.6502 | 17718.3096 | 1655.4591 | 1694.169 | 1721.7049 | 1768.6221 | 1803.8699 | 1822.3816 | 1826.2786 | 1824.1759 | 1810.989 | 1790.6594
Ind ¦ Ventilation optimization | RET | I_Asphalt | Greater Toronto Area | Space Heating/Ventilation | Industrial | NA | End Use Consumption (m^3/year) | 15 | 2.256 | 2.3037 | 2.3416 | 2.3703 | 2.3886 | 2.3719 | 2.3677 | 2.3677 | 2.3677 | 2.3677 | 0.54194 | 0.56449 | 0.58524 | 0.60426 | 0.62109 | 0.62909 | 0.64054 | 0.65336 | 0.66642 | 0.67974 | 0.24023 | 0.24503 | 0.24993 | 0.25493 | 0.26003 | 0.26523 | 0.27053 | 0.27594 | 0.28146 | 0.28709 | 0.30171 | 0.31946 | 0.33531 | 0.34933 | 0.36107 | 0.36387 | 0.37 | 0.37741 | 0.38496 | 0.39265 | 56613.3793 | 56330.3124 | 56048.6608 | 55768.4175 | 55489.5754 | 55212.1275 | 54936.0669 | 54661.3866 | 54388.0796 | 54116.1392 | 56613.3793 | 56330.3124 | 56048.6608 | 55768.4175 | 55489.5754 | 55212.1275 | 54936.0669 | 54661.3866 | 54388.0796 | 54116.1392 | 1347.6394 | 2702.782 | 4055.2178 | 5458.7264 | 6902.8745 | 8368.2938 | 9840.8834 | 11324.6115 | 12812.9785 | 14307.2961 | 1347.6394 | 1355.1426 | 1352.4358 | 1403.5086 | 1444.1481 | 1465.4193 | 1472.5897 | 1483.7281 | 1488.367 | 1494.3176
Ind ¦ Warehouse loading dock seals | RET | I_Asphalt | Greater Toronto Area | Space Heating/Ventilation | Industrial | NA | End Use Consumption (m^3/year) | 10 | 0.65563 | 0.67466 | 0.68975 | 0.70118 | 0.70846 | 0.70181 | 0.70013 | 0.70014 | 0.70014 | 0.70012 | 0.098874 | 0.10378 | 0.10822 | 0.11222 | 0.11565 | 0.11685 | 0.11891 | 0.12129 | 0.12371 | 0.12618 | 0.15081 | 0.15382 | 0.1569 | 0.16004 | 0.16324 | 0.1665 | 0.16983 | 0.17323 | 0.1767 | 0.18023 | -0.051935 | -0.050045 | -0.048679 | -0.047824 | -0.047591 | -0.04965 | -0.050928 | -0.051945 | -0.052985 | -0.054047 | 17888.2553 | 17798.814 | 17709.8199 | 17621.2708 | 17533.1645 | 17445.4986 | 17358.2711 | 17271.4798 | 17185.1224 | 17099.1968 | 0 | 0 | 0 | 0 | 0 | 0 | 0 | 0 | 0 | 0 | 0 | 0 | 0 | 0 | 0 | 0 | 0 | 0 | 0 | 0 | 0 | 0 | 0 | 0 | 0 | 0 | 0 | 0 | 0 | 0
Ind ¦ Boiler right sizing and load management | ROB | I_Asphalt | Greater Toronto Area | Process - Boiler/Steam | Industrial | NA | End Use Consumption (m^3/year) | 25 | INF | INF | INF | INF | INF | INF | INF | INF | INF | INF | 0.35266 | 0.36513 | 0.37655 | 0.38712 | 0.39671 | 0.40459 | 0.41215 | 0.4204 | 0.42883 | 0.43741 | 0 | 0 | 0 | 0 | 0 | 0 | 0 | 0 | 0 | 0 | 0.35266 | 0.36513 | 0.37655 | 0.38712 | 0.39671 | 0.40459 | 0.41215 | 0.4204 | 0.42883 | 0.43741 | 206402.9453 | 205370.9305 | 204344.0759 | 203322.3555 | 202305.7437 | 201294.215 | 200287.7439 | 199286.3052 | 198289.8737 | 197298.4243 | 206402.9453 | 205370.9305 | 204344.0759 | 203322.3555 | 202305.7437 | 201294.215 | 200287.7439 | 199286.3052 | 198289.8737 | 197298.4243 | 6194.7395 | 12284.889 | 18266.4891 | 24135.6201 | 29888.5205 | 35521.6861 | 41031.9485 | 46416.5362 | 51673.1171 | 56799.8271 | 6194.7395 | 6090.1495 | 5981.6002 | 5869.131 | 5752.9004 | 5633.1655 | 5510.2624 | 5384.5877 | 5256.581 | 5126.71
Ind ¦ Advanced heating and process control ¦ New | NEW | I_Cement | Greater Toronto Area | Process Heat | Industrial | NA | End Use Consumption (m^3/year) | 15 | 5.3148 | 5.4254 | 5.5077 | 5.5672 | 5.6027 | 5.6015 | 5.5915 | 5.5916 | 5.5916 | 5.5916 | 0.31919 | 0.33235 | 0.34413 | 0.35481 | 0.36422 | 0.37142 | 0.37817 | 0.38574 | 0.39346 | 0.40132 | 0.060056 | 0.061257 | 0.062483 | 0.063732 | 0.065007 | 0.066307 | 0.067633 | 0.068986 | 0.070366 | 0.071773 | 0.25913 | 0.27109 | 0.28165 | 0.29108 | 0.29921 | 0.30511 | 0.31054 | 0.31675 | 0.32309 | 0.32955 | 196327.388 | 398937.2524 | 608066.9531 | 823962.6076 | 1046879.4154 | 1277081.9941 | 1514844.7281 | 1760452.1297 | 2014199.2144 | 2276391.8895 | 196327.388 | 398937.2524 | 608066.9531 | 823962.6076 | 1046879.4154 | 1277081.9941 | 1514844.7281 | 1760452.1297 | 2014199.2144 | 2276391.8895 | 126550.6513 | 257150.9235 | 395389.0387 | 541061.1762 | 695190.715 | 857693.1999 | 1028317.9869 | 1206918.2639 | 1393745.2831 | 1588850.8856 | 126550.6513 | 130600.2721 | 138238.1152 | 145672.1375 | 154129.5388 | 162502.4849 | 170624.787 | 178600.277 | 186827.0192 | 195105.6025
Ind ¦ Air compressor heat recovery ¦ New | NEW | I_Cement | Greater Toronto Area | Space Heating/Ventilation | Industrial | NA | End Use Consumption (m^3/year) | 25 | 2.502 | 2.5404 | 2.5708 | 2.5939 | 2.6085 | 2.5951 | 2.5917 | 2.5918 | 2.5917 | 2.5917 | 0.78535 | 0.81335 | 0.83956 | 0.86403 | 0.8863 | 0.89938 | 0.91617 | 0.9345 | 0.95318 | 0.97223 | 0.31389 | 0.32017 | 0.32658 | 0.33311 | 0.33977 | 0.34656 | 0.3535 | 0.36057 | 0.36778 | 0.37513 | 0.47146 | 0.49318 | 0.51299 | 0.53092 | 0.54653 | 0.55281 | 0.56267 | 0.57393 | 0.58541 | 0.5971 | 89451.6662 | 181765.7856 | 277050.5055 | 375417.9631 | 476984.4336 | 581870.4836 | 690201.1292 | 802106.0016 | 917719.5171 | 1037181.0546 | 89451.6662 | 181765.7856 | 277050.5055 | 375417.9631 | 476984.4336 | 581870.4836 | 690201.1292 | 802106.0016 | 917719.5171 | 1037181.0546 | 26234.797 | 53309.1075 | 81286.629 | 109879.3563 | 141012.1828 | 174503.6387 | 209838.3437 | 246664.3073 | 285322.6218 | 325758.8582 | 26234.797 | 27074.3105 | 27977.5215 | 28592.7274 | 31132.8265 | 33491.4559 | 35334.705 | 36825.9636 | 38658.3145 | 40436.2363
Ind ¦ Air curtains ¦ New | NEW | I_Cement | Greater Toronto Area | Space Heating/Ventilation | Industrial | NA | End Use Consumption (m^3/year) | 15 | 0.92289 | 0.94244 | 0.95793 | 0.96967 | 0.97714 | 0.97032 | 0.9686 | 0.96861 | 0.96861 | 0.96859 | 0.13548 | 0.14112 | 0.14631 | 0.15106 | 0.15527 | 0.15727 | 0.16013 | 0.16334 | 0.16661 | 0.16993 | 0.1468 | 0.14974 | 0.15274 | 0.15579 | 0.15891 | 0.16208 | 0.16533 | 0.16863 | 0.172 | 0.17544 | -0.01132 | -0.0086192 | -0.0064252 | -0.0047254 | -0.0036321 | -0.0048103 | -0.0051917 | -0.0052929 | -0.0053996 | -0.0055101 | 53245.0394 | 108193.92 | 164911.0152 | 223463.0733 | 283919.3057 | 346351.4783 | 410834.0055 | 477444.0486 | 546261.6173 | 617369.6754 | 0 | 0 | 0 | 0 | 0 | 0 | 0 | 0 | 0 | 0 | 0 | 0 | 0 | 0 | 0 | 0 | 0 | 0 | 0 | 0 | 0 | 0 | 0 | 0 | 0 | 0 | 0 | 0 | 0 | 0
Ind ¦ Automated temperature control ¦ New | NEW | I_Cement | Greater Toronto Area | Space Heating/Ventilation | Industrial | NA | End Use Consumption (m^3/year) | 25 | 1.1676 | 1.1855 | 1.1997 | 1.2105 | 1.2173 | 1.2111 | 1.2095 | 1.2095 | 1.2095 | 1.2095 | 0.26178 | 0.27112 | 0.27985 | 0.28801 | 0.29543 | 0.29979 | 0.30539 | 0.3115 | 0.31773 | 0.32408 | 0.22421 | 0.22869 | 0.23327 | 0.23793 | 0.24269 | 0.24755 | 0.2525 | 0.25755 | 0.2627 | 0.26795 | 0.037574 | 0.042423 | 0.046585 | 0.050076 | 0.052741 | 0.052247 | 0.052892 | 0.053952 | 0.055029 | 0.056126 | 69021.3473 | 140251.3778 | 213773.5382 | 289674.3542 | 368043.5445 | 448974.1386 | 532562.5997 | 618908.9518 | 708116.9113 | 800294.0236 | 69021.3473 | 140251.3778 | 213773.5382 | 289674.3542 | 368043.5445 | 448974.1386 | 532562.5997 | 618908.9518 | 708116.9113 | 800294.0236 | 615.2792 | 1250.2473 | 1835.599 | 2345.4112 | 3025.2601 | 3864.6166 | 4782.457 | 5721.9205 | 6729.7626 | 7793.1561 | 615.2792 | 634.9681 | 585.3517 | 509.8122 | 679.8488 | 839.3565 | 917.8404 | 939.4635 | 1007.8421 | 1063.3936
Ind ¦ De-stratification fans ¦ New | NEW | I_Cement | Greater Toronto Area | Space Heating/Ventilation | Industrial | NA | End Use Consumption (m^3/year) | 25 | 1.4153 | 1.437 | 1.4542 | 1.4672 | 1.4755 | 1.468 | 1.466 | 1.466 | 1.466 | 1.466 | 0.29918 | 0.30985 | 0.31983 | 0.32915 | 0.33764 | 0.34262 | 0.34902 | 0.356 | 0.36312 | 0.37037 | 0.2114 | 0.21563 | 0.21994 | 0.22434 | 0.22882 | 0.2334 | 0.23807 | 0.24283 | 0.24769 | 0.25264 | 0.087784 | 0.094223 | 0.099894 | 0.10482 | 0.10881 | 0.10922 | 0.11095 | 0.11317 | 0.11543 | 0.11773 | 50484.1855 | 102583.8649 | 156360.0737 | 211876.0991 | 269197.564 | 328392.5128 | 389531.5015 | 452687.6905 | 517936.9408 | 585357.9144 | 50484.1855 | 102583.8649 | 156360.0737 | 211876.0991 | 269197.564 | 328392.5128 | 389531.5015 | 452687.6905 | 517936.9408 | 585357.9144 | 2018.7626 | 4102.1255 | 6134.8675 | 8029.7029 | 10336.8592 | 12998.3742 | 15859.4754 | 18812.0388 | 21947.1038 | 25241.3063 | 2018.7626 | 2083.363 | 2032.742 | 1894.8354 | 2307.1563 | 2661.5151 | 2861.1011 | 2952.5634 | 3135.065 | 3294.2024
Ind ¦ Energy Management and Process Improvement ¦ New | NEW | I_Cement | Greater Toronto Area | Cross Cutting/Behavioural | Industrial | NA | End Use Consumption (m^3/year) | 15 | 3.6479 | 3.7238 | 3.7802 | 3.8211 | 3.8455 | 3.8447 | 3.8378 | 3.8378 | 3.8379 | 3.8378 | 0.25535 | 0.26588 | 0.27531 | 0.28385 | 0.29137 | 0.29714 | 0.30254 | 0.30859 | 0.31477 | 0.32106 | 0.07 | 0.0714 | 0.072828 | 0.074285 | 0.07577 | 0.077286 | 0.078831 | 0.080408 | 0.082016 | 0.083656 | 0.18535 | 0.19448 | 0.20248 | 0.20956 | 0.2156 | 0.21985 | 0.22371 | 0.22818 | 0.23275 | 0.2374 | 624478.857 | 1268941.0374 | 1934141.5361 | 2620863.2049 | 3329917.7833 | 4062146.9679 | 4818423.5212 | 5599652.4214 | 6406772.0547 | 7240755.452 | 624478.857 | 1268941.0374 | 1934141.5361 | 2620863.2049 | 3329917.7833 | 4062146.9679 | 4818423.5212 | 5599652.4214 | 6406772.0547 | 7240755.452 | 362705.5076 | 737017.5914 | 1132179.8077 | 1547111.3324 | 1987784.5966 | 2453645.8617 | 2943117.9538 | 3455170.3834 | 3991023.3656 | 4550679.9369 | 362705.5076 | 374312.0838 | 395162.2164 | 414931.5247 | 440673.2642 | 465861.2651 | 489472.0921 | 512052.4296 | 535852.9823 | 559656.5712
Ind ¦ Exhaust gas heat recovery ¦ New | NEW | I_Cement | Greater Toronto Area | Process Heat | Industrial | NA | End Use Consumption (m^3/year) | 15 | 5.3148 | 5.4254 | 5.5077 | 5.5672 | 5.6027 | 5.6015 | 5.5915 | 5.5916 | 5.5916 | 5.5916 | 0.44687 | 0.46529 | 0.48179 | 0.49674 | 0.5099 | 0.51999 | 0.52944 | 0.54003 | 0.55084 | 0.56185 | 0.084079 | 0.08576 | 0.087476 | 0.089225 | 0.09101 | 0.09283 | 0.094686 | 0.09658 | 0.098512 | 0.10048 | 0.36279 | 0.37953 | 0.39431 | 0.40751 | 0.41889 | 0.42716 | 0.43475 | 0.44345 | 0.45233 | 0.46137 | 343572.929 | 698140.1918 | 1064117.1679 | 1441934.5633 | 1832038.9769 | 2234893.4897 | 2650978.2741 | 3080791.2269 | 3524848.6252 | 3983685.8066 | 343572.929 | 698140.1918 | 1064117.1679 | 1441934.5633 | 1832038.9769 | 2234893.4897 | 2650978.2741 | 3080791.2269 | 3524848.6252 | 3983685.8066 | 221463.6398 | 450014.116 | 692158.7135 | 947500.6204 | 1217798.1307 | 1502872.3626 | 1802255.9867 | 2115667.0726 | 2443525.5221 | 2785904.352 | 221463.6398 | 228550.4763 | 242144.5975 | 255341.9069 | 270297.5103 | 285074.2319 | 299383.6241 | 313411.0859 | 327858.4495 | 342378.8299
Ind ¦ High-efficiency burners ¦ New | NEW | I_Cement | Greater Toronto Area | Process Heat | Industrial | NA | End Use Consumption (m^3/year) | 20 | 8.928 | 9.0812 | 9.1951 | 9.2776 | 9.3267 | 9.3252 | 9.3113 | 9.3113 | 9.3115 | 9.3115 | 0.61959 | 0.64282 | 0.66391 | 0.68326 | 0.70062 | 0.71451 | 0.72771 | 0.74227 | 0.75713 | 0.77227 | 0.069398 | 0.070786 | 0.072202 | 0.073646 | 0.075119 | 0.076621 | 0.078154 | 0.079717 | 0.081311 | 0.082938 | 0.55019 | 0.57204 | 0.59171 | 0.60961 | 0.6255 | 0.63789 | 0.64956 | 0.66256 | 0.67582 | 0.68934 | 117796.4328 | 239362.3515 | 364840.1719 | 494377.5645 | 628127.6492 | 766249.1965 | 908906.8368 | 1056271.2778 | 1208519.5286 | 1365835.1337 | 117796.4328 | 239362.3515 | 364840.1719 | 494377.5645 | 628127.6492 | 766249.1965 | 908906.8368 | 1056271.2778 | 1208519.5286 | 1365835.1337 | 79713.8667 | 161978.5771 | 248873.6838 | 340371.2249 | 436824.4908 | 538247.4483 | 644606.1849 | 755902.4996 | 872265.0557 | 993764.7526 | 79713.8667 | 82264.7104 | 86895.1067 | 91497.5411 | 96453.2658 | 101422.9575 | 106358.7366 | 111296.3147 | 116362.5561 | 121499.6969
Ind ¦ Insulation ¦ New | NEW | I_Cement | Greater Toronto Area | Process Heat | Industrial | NA | End Use Consumption (m^3/year) | 15 | 5.3148 | 5.4254 | 5.5077 | 5.5672 | 5.6027 | 5.6015 | 5.5915 | 5.5916 | 5.5916 | 5.5916 | 0.12768 | 0.13294 | 0.13765 | 0.14192 | 0.14569 | 0.14857 | 0.15127 | 0.1543 | 0.15738 | 0.16053 | 0.024023 | 0.024503 | 0.024993 | 0.025493 | 0.026003 | 0.026523 | 0.027053 | 0.027594 | 0.028146 | 0.028709 | 0.10365 | 0.10844 | 0.11266 | 0.11643 | 0.11968 | 0.12205 | 0.12422 | 0.1267 | 0.12924 | 0.13182 | 16565.1234 | 33660.3307 | 51305.6492 | 69521.845 | 88330.4507 | 107753.7933 | 127815.0239 | 148538.1484 | 169948.0587 | 192070.5657 | 16565.1234 | 33660.3307 | 51305.6492 | 69521.845 | 88330.4507 | 107753.7933 | 127815.0239 | 148538.1484 | 169948.0587 | 192070.5657 | 10677.7112 | 21697.1092 | 33418.5223 | 45812.2917 | 58955.179 | 72831.9785 | 87414.4896 | 102684.2983 | 118657.9148 | 135335.5986 | 10677.7112 | 11019.398 | 11721.4131 | 12393.7695 | 13142.8873 | 13876.7995 | 14582.5111 | 15269.8087 | 15973.6165 | 16677.6838
Ind ¦ Radiant heaters ¦ New | NEW | I_Cement | Greater Toronto Area | Space Heating/Ventilation | Industrial | NA | End Use Consumption (m^3/year) | 20 | 1.4656 | 1.4912 | 1.5115 | 1.5269 | 1.5367 | 1.5277 | 1.5255 | 1.5255 | 1.5255 | 1.5255 | 0.98582 | 1.0231 | 1.0578 | 1.0899 | 1.1188 | 1.1346 | 1.1555 | 1.1787 | 1.2022 | 1.2263 | 0.67263 | 0.68608 | 0.69981 | 0.7138 | 0.72808 | 0.74264 | 0.75749 | 0.77264 | 0.78809 | 0.80386 | 0.31319 | 0.33701 | 0.35795 | 0.37608 | 0.39073 | 0.39191 | 0.39804 | 0.40601 | 0.41413 | 0.42239 | 80459.1706 | 163493.0347 | 249198.8674 | 337677.5329 | 429033.6176 | 523375.5672 | 620815.8305 | 721471.0067 | 825461.9995 | 932914.1761 | 80459.1706 | 163493.0347 | 249198.8674 | 337677.5329 | 429033.6176 | 523375.5672 | 620815.8305 | 721471.0067 | 825461.9995 | 932914.1761 | 7401.8697 | 15040.5992 | 22738.1152 | 30314.5684 | 38932.9983 | 48493.5216 | 58723.3155 | 69300.0351 | 80499.0269 | 92252.4953 | 7401.8697 | 7638.7295 | 7697.5161 | 7576.4531 | 8618.4299 | 9560.5234 | 10229.7938 | 10576.7196 | 11198.9918 | 11753.4684
Ind ¦ Ventilation heat recovery ¦ New | NEW | I_Cement | Greater Toronto Area | Space Heating/Ventilation | Industrial | NA | End Use Consumption (m^3/year) | 20 | 4.3968 | 4.4736 | 4.5345 | 4.5806 | 4.61 | 4.5832 | 4.5764 | 4.5765 | 4.5764 | 4.5764 | 0.49291 | 0.51155 | 0.52888 | 0.54494 | 0.5594 | 0.56728 | 0.57777 | 0.58933 | 0.60111 | 0.61313 | 0.11211 | 0.11435 | 0.11663 | 0.11897 | 0.12135 | 0.12377 | 0.12625 | 0.12877 | 0.13135 | 0.13398 | 0.3808 | 0.3972 | 0.41225 | 0.42598 | 0.43806 | 0.4435 | 0.45152 | 0.46055 | 0.46976 | 0.47915 | 82135.4033 | 166899.1396 | 254390.5105 | 344712.4815 | 437971.8179 | 534279.2249 | 633749.4937 | 736501.6527 | 842659.1245 | 952349.8881 | 82135.4033 | 166899.1396 | 254390.5105 | 344712.4815 | 437971.8179 | 534279.2249 | 633749.4937 | 736501.6527 | 842659.1245 | 952349.8881 | 46364.0838 | 94211.8182 | 144586.4864 | 197355.6878 | 253373.5267 | 312572.9451 | 374741.6271 | 439742.7526 | 507753.572 | 578779.2428 | 46364.0838 | 47847.7344 | 50374.6682 | 52769.2014 | 56017.8389 | 59199.4184 | 62168.682 | 65001.1255 | 68010.8194 | 71025.6708
Ind ¦ Ventilation optimization ¦ New | NEW | I_Cement | Greater Toronto Area | Space Heating/Ventilation | Industrial | NA | End Use Consumption (m^3/year) | 15 | 2.256 | 2.3037 | 2.3416 | 2.3703 | 2.3886 | 2.3719 | 2.3677 | 2.3677 | 2.3677 | 2.3677 | 0.54194 | 0.56449 | 0.58524 | 0.60426 | 0.62109 | 0.62909 | 0.64054 | 0.65336 | 0.66642 | 0.67974 | 0.24023 | 0.24503 | 0.24993 | 0.25493 | 0.26003 | 0.26523 | 0.27053 | 0.27594 | 0.28146 | 0.28709 | 0.30171 | 0.31946 | 0.33531 | 0.34933 | 0.36107 | 0.36387 | 0.37 | 0.37741 | 0.38496 | 0.39265 | 94657.8478 | 192344.7467 | 293175.1381 | 397267.6858 | 504745.4324 | 615735.9615 | 730371.5653 | 848789.4197 | 971131.7641 | 1097546.0896 | 94657.8478 | 192344.7467 | 293175.1381 | 397267.6858 | 504745.4324 | 615735.9615 | 730371.5653 | 848789.4197 | 971131.7641 | 1097546.0896 | 37743.0446 | 76693.8666 | 117286.1019 | 159279.0985 | 204478.0751 | 252720.2008 | 303532.2881 | 356594.1034 | 412233.8667 | 470412.2924 | 37743.0446 | 38950.822 | 40592.2352 | 41992.9967 | 45198.9765 | 48242.1257 | 50812.0873 | 53061.8153 | 55639.7633 | 58178.4258
Ind ¦ Warehouse loading dock seals ¦ New | NEW | I_Cement | Greater Toronto Area | Space Heating/Ventilation | Industrial | NA | End Use Consumption (m^3/year) | 10 | 0.65563 | 0.67466 | 0.68975 | 0.70118 | 0.70846 | 0.70181 | 0.70013 | 0.70014 | 0.70014 | 0.70012 | 0.098874 | 0.10378 | 0.10822 | 0.11222 | 0.11565 | 0.11685 | 0.11891 | 0.12129 | 0.12371 | 0.12618 | 0.15081 | 0.15382 | 0.1569 | 0.16004 | 0.16324 | 0.1665 | 0.16983 | 0.17323 | 0.1767 | 0.18023 | -0.051935 | -0.050045 | -0.048679 | -0.047824 | -0.047591 | -0.04965 | -0.050928 | -0.051945 | -0.052985 | -0.054047 | 29909.2505 | 60775.5971 | 92635.1999 | 125525.5535 | 159485.5359 | 194555.46 | 230777.1265 | 268193.8791 | 306850.6616 | 346794.0769 | 0 | 0 | 0 | 0 | 0 | 0 | 0 | 0 | 0 | 0 | 0 | 0 | 0 | 0 | 0 | 0 | 0 | 0 | 0 | 0 | 0 | 0 | 0 | 0 | 0 | 0 | 0 | 0 | 0 | 0
Ind ¦ Advanced heating and process control | RET | I_Cement | Greater Toronto Area | Process Heat | Industrial | NA | End Use Consumption (m^3/year) | 15 | 5.3148 | 5.4254 | 5.5077 | 5.5672 | 5.6027 | 5.6015 | 5.5915 | 5.5916 | 5.5916 | 5.5916 | 0.31919 | 0.33235 | 0.34413 | 0.35481 | 0.36422 | 0.37142 | 0.37817 | 0.38574 | 0.39346 | 0.40132 | 0.060056 | 0.061257 | 0.062483 | 0.063732 | 0.065007 | 0.066307 | 0.067633 | 0.068986 | 0.070366 | 0.071773 | 0.25913 | 0.27109 | 0.28165 | 0.29108 | 0.29921 | 0.30511 | 0.31054 | 0.31675 | 0.32309 | 0.32955 | 4651089.3113 | 4627833.8648 | 4604694.6954 | 4581671.222 | 4558762.8659 | 4535969.0515 | 4513289.2063 | 4490722.7602 | 4468269.1464 | 4445927.8007 | 4651089.3113 | 4627833.8648 | 4604694.6954 | 4581671.222 | 4558762.8659 | 4535969.0515 | 4513289.2063 | 4490722.7602 | 4468269.1464 | 4445927.8007 | 178983.2979 | 363480.4261 | 552306.5757 | 745669.109 | 942193.8879 | 1140195.2939 | 1338054.9822 | 1534566.2619 | 1728296.2346 | 1918050.7448 | 178983.2979 | 184497.1282 | 188826.1496 | 193362.5333 | 196524.779 | 198001.406 | 197859.6883 | 196511.2797 | 193729.9727 | 189754.5101
Ind ¦ Air compressor heat recovery | RET | I_Cement | Greater Toronto Area | Space Heating/Ventilation | Industrial | NA | End Use Consumption (m^3/year) | 25 | 2.502 | 2.5404 | 2.5708 | 2.5939 | 2.6085 | 2.5951 | 2.5917 | 2.5918 | 2.5917 | 2.5917 | 0.78535 | 0.81335 | 0.83956 | 0.86403 | 0.8863 | 0.89938 | 0.91617 | 0.9345 | 0.95318 | 0.97223 | 0.31389 | 0.32017 | 0.32658 | 0.33311 | 0.33977 | 0.34656 | 0.3535 | 0.36057 | 0.36778 | 0.37513 | 0.47146 | 0.49318 | 0.51299 | 0.53092 | 0.54653 | 0.55281 | 0.56267 | 0.57393 | 0.58541 | 0.5971 | 2119152.5675 | 2108556.8046 | 2098014.0206 | 2087523.9505 | 2077086.3308 | 2066700.8991 | 2056367.3946 | 2046085.5576 | 2035855.1298 | 2025675.8542 | 2119152.5675 | 2108556.8046 | 2098014.0206 | 2087523.9505 | 2077086.3308 | 2066700.8991 | 2056367.3946 | 2046085.5576 | 2035855.1298 | 2025675.8542 | 37104.4356 | 73966.0938 | 110194.856 | 148131.1099 | 187408.6686 | 227303.6884 | 267326.2816 | 307749.7117 | 348411.6364 | 389480.8414 | 37104.4356 | 36861.6583 | 36228.7621 | 37936.254 | 39277.5586 | 39895.0198 | 40022.5932 | 40423.43 | 40661.9247 | 41069.205
Ind ¦ Air curtains | RET | I_Cement | Greater Toronto Area | Space Heating/Ventilation | Industrial | NA | End Use Consumption (m^3/year) | 15 | 0.92289 | 0.94244 | 0.95793 | 0.96967 | 0.97714 | 0.97032 | 0.9686 | 0.96861 | 0.96861 | 0.96859 | 0.13548 | 0.14112 | 0.14631 | 0.15106 | 0.15527 | 0.15727 | 0.16013 | 0.16334 | 0.16661 | 0.16993 | 0.1468 | 0.14974 | 0.15274 | 0.15579 | 0.15891 | 0.16208 | 0.16533 | 0.16863 | 0.172 | 0.17544 | -0.01132 | -0.0086192 | -0.0064252 | -0.0047254 | -0.0036321 | -0.0048103 | -0.0051917 | -0.0052929 | -0.0053996 | -0.0055101 | 1261400.3378 | 1255093.3361 | 1248817.8694 | 1242573.7801 | 1236360.9112 | 1230179.1066 | 1224028.2111 | 1217908.07 | 1211818.5297 | 1205759.437 | 0 | 0 | 0 | 0 | 0 | 0 | 0 | 0 | 0 | 0 | 0 | 0 | 0 | 0 | 0 | 0 | 0 | 0 | 0 | 0 | 0 | 0 | 0 | 0 | 0 | 0 | 0 | 0 | 0 | 0
Ind ¦ Automated temperature control | RET | I_Cement | Greater Toronto Area | Space Heating/Ventilation | Industrial | NA | End Use Consumption (m^3/year) | 25 | 1.1676 | 1.1855 | 1.1997 | 1.2105 | 1.2173 | 1.2111 | 1.2095 | 1.2095 | 1.2095 | 1.2095 | 0.26178 | 0.27112 | 0.27985 | 0.28801 | 0.29543 | 0.29979 | 0.30539 | 0.3115 | 0.31773 | 0.32408 | 0.22421 | 0.22869 | 0.23327 | 0.23793 | 0.24269 | 0.24755 | 0.2525 | 0.25755 | 0.2627 | 0.26795 | 0.037574 | 0.042423 | 0.046585 | 0.050076 | 0.052741 | 0.052247 | 0.052892 | 0.053952 | 0.055029 | 0.056126 | 1635148.586 | 1626972.8431 | 1618837.9789 | 1610743.789 | 1602690.07 | 1594676.6197 | 1586703.2366 | 1578769.7204 | 1570875.8718 | 1563021.4924 | 1635148.586 | 1626972.8431 | 1618837.9789 | 1610743.789 | 1602690.07 | 1594676.6197 | 1586703.2366 | 1578769.7204 | 1570875.8718 | 1563021.4924 | 870.2025 | 1627.9456 | 2252.4648 | 3041.8191 | 3967.0011 | 4928.7942 | 5865.8109 | 6823.5746 | 7787.3332 | 8787.5499 | 870.2025 | 757.7431 | 624.5192 | 789.3543 | 925.182 | 961.7931 | 937.0167 | 957.7637 | 963.7586 | 1000.2167
Ind ¦ De-stratification fans | RET | I_Cement | Greater Toronto Area | Space Heating/Ventilation | Industrial | NA | End Use Consumption (m^3/year) | 25 | 1.4153 | 1.437 | 1.4542 | 1.4672 | 1.4755 | 1.468 | 1.466 | 1.466 | 1.466 | 1.466 | 0.29918 | 0.30985 | 0.31983 | 0.32915 | 0.33764 | 0.34262 | 0.34902 | 0.356 | 0.36312 | 0.37037 | 0.2114 | 0.21563 | 0.21994 | 0.22434 | 0.22882 | 0.2334 | 0.23807 | 0.24283 | 0.24769 | 0.25264 | 0.087784 | 0.094223 | 0.099894 | 0.10482 | 0.10881 | 0.10922 | 0.11095 | 0.11317 | 0.11543 | 0.11773 | 1195994.3943 | 1190014.4224 | 1184064.3503 | 1178144.0285 | 1172253.3084 | 1166392.0418 | 1160560.0816 | 1154757.2812 | 1148983.4948 | 1143238.5773 | 1195994.3943 | 1190014.4224 | 1184064.3503 | 1178144.0285 | 1172253.3084 | 1166392.0418 | 1160560.0816 | 1154757.2812 | 1148983.4948 | 1143238.5773 | 2855.1792 | 5493.8013 | 7827.0674 | 10525.5732 | 13487.4762 | 16521.3573 | 19507.9886 | 22535.9044 | 25576.4358 | 28689.3006 | 2855.1792 | 2638.6221 | 2333.2661 | 2698.5057 | 2961.903 | 3033.8811 | 2986.6313 | 3027.9158 | 3040.5314 | 3112.8647
Ind ¦ Energy Management and Process Improvement | RET | I_Cement | Greater Toronto Area | Cross Cutting/Behavioural | Industrial | NA | End Use Consumption (m^3/year) | 15 | 3.6479 | 3.7238 | 3.7802 | 3.8211 | 3.8455 | 3.8447 | 3.8378 | 3.8378 | 3.8379 | 3.8378 | 0.25535 | 0.26588 | 0.27531 | 0.28385 | 0.29137 | 0.29714 | 0.30254 | 0.30859 | 0.31477 | 0.32106 | 0.07 | 0.0714 | 0.072828 | 0.074285 | 0.07577 | 0.077286 | 0.078831 | 0.080408 | 0.082016 | 0.083656 | 0.18535 | 0.19448 | 0.20248 | 0.20956 | 0.2156 | 0.21985 | 0.22371 | 0.22818 | 0.23275 | 0.2374 | 14794201.4925 | 14720230.485 | 14646629.3326 | 14573396.1859 | 14500529.205 | 14428026.559 | 14355886.4262 | 14284106.9941 | 14212686.4591 | 14141623.0268 | 14794201.4925 | 14720230.485 | 14646629.3326 | 14573396.1859 | 14500529.205 | 14428026.559 | 14355886.4262 | 14284106.9941 | 14212686.4591 | 14141623.0268 | 512982.1716 | 1038681.6117 | 1573629.3191 | 2122896.6205 | 2682797.852 | 3248186.7305 | 3814493.1973 | 4379562.7287 | 4939820.3859 | 5492818.7506 | 512982.1716 | 525699.4401 | 534947.7074 | 549267.3014 | 559901.2315 | 565388.8785 | 566306.4668 | 565069.5314 | 560257.6572 | 552998.3647
Ind ¦ Exhaust gas heat recovery | RET | I_Cement | Greater Toronto Area | Process Heat | Industrial | NA | End Use Consumption (m^3/year) | 15 | 5.3148 | 5.4254 | 5.5077 | 5.5672 | 5.6027 | 5.6015 | 5.5915 | 5.5916 | 5.5916 | 5.5916 | 0.44687 | 0.46529 | 0.48179 | 0.49674 | 0.5099 | 0.51999 | 0.52944 | 0.54003 | 0.55084 | 0.56185 | 0.084079 | 0.08576 | 0.087476 | 0.089225 | 0.09101 | 0.09283 | 0.094686 | 0.09658 | 0.098512 | 0.10048 | 0.36279 | 0.37953 | 0.39431 | 0.40751 | 0.41889 | 0.42716 | 0.43475 | 0.44345 | 0.45233 | 0.46137 | 8139406.2948 | 8098709.2633 | 8058215.717 | 8017924.6384 | 7977835.0152 | 7937945.8402 | 7898256.111 | 7858764.8304 | 7819471.0063 | 7780373.6512 | 8139406.2948 | 8098709.2633 | 8058215.717 | 8017924.6384 | 7977835.0152 | 7937945.8402 | 7898256.111 | 7858764.8304 | 7819471.0063 | 7780373.6512 | 313220.7714 | 636090.7457 | 966536.5074 | 1304920.9407 | 1648839.3039 | 1995341.7644 | 2341596.2188 | 2685490.9583 | 3024518.4106 | 3356588.8034 | 313220.7714 | 322869.9743 | 330445.7618 | 338384.4332 | 343918.3632 | 346502.4605 | 346254.4545 | 343894.7395 | 339027.4523 | 332070.3928
Ind ¦ High-efficiency burners | RET | I_Cement | Greater Toronto Area | Process Heat | Industrial | NA | End Use Consumption (m^3/year) | 20 | 8.928 | 9.0812 | 9.1951 | 9.2776 | 9.3267 | 9.3252 | 9.3113 | 9.3113 | 9.3115 | 9.3115 | 0.61959 | 0.64282 | 0.66391 | 0.68326 | 0.70062 | 0.71451 | 0.72771 | 0.74227 | 0.75713 | 0.77227 | 0.069398 | 0.070786 | 0.072202 | 0.073646 | 0.075119 | 0.076621 | 0.078154 | 0.079717 | 0.081311 | 0.082938 | 0.55019 | 0.57204 | 0.59171 | 0.60961 | 0.6255 | 0.63789 | 0.64956 | 0.66256 | 0.67582 | 0.68934 | 2790653.5868 | 2776700.3189 | 2762816.8173 | 2749002.7332 | 2735257.7195 | 2721581.4309 | 2707973.5238 | 2694433.6561 | 2680961.4879 | 2667556.6804 | 2790653.5868 | 2776700.3189 | 2762816.8173 | 2749002.7332 | 2735257.7195 | 2721581.4309 | 2707973.5238 | 2694433.6561 | 2680961.4879 | 2667556.6804 | 112741.0298 | 229298.0156 | 348928.3672 | 471267.8384 | 595412.1453 | 720324.1587 | 844968.3272 | 968435.8491 | 1089762.6726 | 1208091.9102 | 112741.0298 | 116556.9858 | 119630.3516 | 122339.4713 | 124144.3069 | 124912.0133 | 124644.1685 | 123467.522 | 121326.8235 | 118329.2376
Ind ¦ Insulation | RET | I_Cement | Greater Toronto Area | Process Heat | Industrial | NA | End Use Consumption (m^3/year) | 15 | 5.3148 | 5.4254 | 5.5077 | 5.5672 | 5.6027 | 5.6015 | 5.5915 | 5.5916 | 5.5916 | 5.5916 | 0.12768 | 0.13294 | 0.13765 | 0.14192 | 0.14569 | 0.14857 | 0.15127 | 0.1543 | 0.15738 | 0.16053 | 0.024023 | 0.024503 | 0.024993 | 0.025493 | 0.026003 | 0.026523 | 0.027053 | 0.027594 | 0.028146 | 0.028709 | 0.10365 | 0.10844 | 0.11266 | 0.11643 | 0.11968 | 0.12205 | 0.12422 | 0.1267 | 0.12924 | 0.13182 | 392435.6606 | 390473.4823 | 388521.1149 | 386578.5094 | 384645.6168 | 382722.3887 | 380808.7768 | 378904.7329 | 377010.2092 | 375125.1582 | 392435.6606 | 390473.4823 | 388521.1149 | 386578.5094 | 384645.6168 | 382722.3887 | 380808.7768 | 378904.7329 | 377010.2092 | 375125.1582 | 15101.7158 | 30668.661 | 46600.8673 | 62915.8311 | 79497.6093 | 96203.9779 | 112898.3891 | 129479.0283 | 145824.9948 | 161835.5316 | 15101.7158 | 15566.9452 | 15932.2064 | 16314.9637 | 16581.7782 | 16706.3686 | 16694.4112 | 16580.6392 | 16345.9664 | 16010.5368
Ind ¦ Radiant heaters | RET | I_Cement | Greater Toronto Area | Space Heating/Ventilation | Industrial | NA | End Use Consumption (m^3/year) | 20 | 1.4656 | 1.4912 | 1.5115 | 1.5269 | 1.5367 | 1.5277 | 1.5255 | 1.5255 | 1.5255 | 1.5255 | 0.98582 | 1.0231 | 1.0578 | 1.0899 | 1.1188 | 1.1346 | 1.1555 | 1.1787 | 1.2022 | 1.2263 | 0.67263 | 0.68608 | 0.69981 | 0.7138 | 0.72808 | 0.74264 | 0.75749 | 0.77264 | 0.78809 | 0.80386 | 0.31319 | 0.33701 | 0.35795 | 0.37608 | 0.39073 | 0.39191 | 0.39804 | 0.40601 | 0.41413 | 0.42239 | 1906116.066 | 1896585.4856 | 1887102.5582 | 1877667.0454 | 1868278.7102 | 1858937.3167 | 1849642.6301 | 1840394.4169 | 1831192.4448 | 1822036.4826 | 1906116.066 | 1896585.4856 | 1887102.5582 | 1877667.0454 | 1868278.7102 | 1858937.3167 | 1849642.6301 | 1840394.4169 | 1831192.4448 | 1822036.4826 | 10468.6229 | 20502.6366 | 29907.9982 | 40106.646 | 50908.2433 | 61957.5458 | 72889.8461 | 83974.895 | 95124.1583 | 106521.2169 | 10468.6229 | 10034.0138 | 9405.3615 | 10198.6478 | 10801.5973 | 11049.3025 | 10932.3003 | 11085.049 | 11149.2633 | 11397.0586
Ind ¦ Ventilation heat recovery | RET | I_Cement | Greater Toronto Area | Space Heating/Ventilation | Industrial | NA | End Use Consumption (m^3/year) | 20 | 4.3968 | 4.4736 | 4.5345 | 4.5806 | 4.61 | 4.5832 | 4.5764 | 4.5765 | 4.5764 | 4.5764 | 0.49291 | 0.51155 | 0.52888 | 0.54494 | 0.5594 | 0.56728 | 0.57777 | 0.58933 | 0.60111 | 0.61313 | 0.11211 | 0.11435 | 0.11663 | 0.11897 | 0.12135 | 0.12377 | 0.12625 | 0.12877 | 0.13135 | 0.13398 | 0.3808 | 0.3972 | 0.41225 | 0.42598 | 0.43806 | 0.4435 | 0.45152 | 0.46055 | 0.46976 | 0.47915 | 1945826.8174 | 1936097.6833 | 1926417.1949 | 1916785.1089 | 1907201.1833 | 1897665.1774 | 1888176.8515 | 1878735.9673 | 1869342.2874 | 1859995.576 | 1945826.8174 | 1936097.6833 | 1926417.1949 | 1916785.1089 | 1907201.1833 | 1897665.1774 | 1888176.8515 | 1878735.9673 | 1869342.2874 | 1859995.576 | 65573.7172 | 132680.7558 | 200878.5081 | 270934.6786 | 342387.0345 | 414572.6488 | 486912.6248 | 559169.3146 | 630903.66 | 701832.7411 | 65573.7172 | 67107.0386 | 68197.7523 | 70056.1705 | 71452.3559 | 72185.6144 | 72339.976 | 72256.6897 | 71734.3454 | 70929.0811
Ind ¦ Ventilation optimization | RET | I_Cement | Greater Toronto Area | Space Heating/Ventilation | Industrial | NA | End Use Consumption (m^3/year) | 15 | 2.256 | 2.3037 | 2.3416 | 2.3703 | 2.3886 | 2.3719 | 2.3677 | 2.3677 | 2.3677 | 2.3677 | 0.54194 | 0.56449 | 0.58524 | 0.60426 | 0.62109 | 0.62909 | 0.64054 | 0.65336 | 0.66642 | 0.67974 | 0.24023 | 0.24503 | 0.24993 | 0.25493 | 0.26003 | 0.26523 | 0.27053 | 0.27594 | 0.28146 | 0.28709 | 0.30171 | 0.31946 | 0.33531 | 0.34933 | 0.36107 | 0.36387 | 0.37 | 0.37741 | 0.38496 | 0.39265 | 2242489.4894 | 2231277.0419 | 2220120.6567 | 2209020.0534 | 2197974.9532 | 2186985.0784 | 2176050.153 | 2165169.9023 | 2154344.0527 | 2143572.3325 | 2242489.4894 | 2231277.0419 | 2220120.6567 | 2209020.0534 | 2197974.9532 | 2186985.0784 | 2176050.153 | 2165169.9023 | 2154344.0527 | 2143572.3325 | 53380.7968 | 107058.7964 | 160629.58 | 216223.3853 | 273426.948 | 331473.0732 | 389803.2225 | 448574.5709 | 507529.6691 | 566720.4739 | 53380.7968 | 53677.9997 | 53570.7836 | 55593.8052 | 57203.5628 | 58046.1251 | 58330.1494 | 58771.3484 | 58955.0982 | 59190.8048
Ind ¦ Warehouse loading dock seals | RET | I_Cement | Greater Toronto Area | Space Heating/Ventilation | Industrial | NA | End Use Consumption (m^3/year) | 10 | 0.65563 | 0.67466 | 0.68975 | 0.70118 | 0.70846 | 0.70181 | 0.70013 | 0.70014 | 0.70014 | 0.70012 | 0.098874 | 0.10378 | 0.10822 | 0.11222 | 0.11565 | 0.11685 | 0.11891 | 0.12129 | 0.12371 | 0.12618 | 0.15081 | 0.15382 | 0.1569 | 0.16004 | 0.16324 | 0.1665 | 0.16983 | 0.17323 | 0.1767 | 0.18023 | -0.051935 | -0.050045 | -0.048679 | -0.047824 | -0.047591 | -0.04965 | -0.050928 | -0.051945 | -0.052985 | -0.054047 | 708564.3873 | 705021.5653 | 701496.4575 | 697988.9752 | 694499.0303 | 691026.5352 | 687571.4025 | 684133.5455 | 680712.8778 | 677309.3134 | 0 | 0 | 0 | 0 | 0 | 0 | 0 | 0 | 0 | 0 | 0 | 0 | 0 | 0 | 0 | 0 | 0 | 0 | 0 | 0 | 0 | 0 | 0 | 0 | 0 | 0 | 0 | 0 | 0 | 0
Ind ¦ Advanced boiler controls including air/fuel mix control ¦ New | NEW | I_Chemicals / Pharmaceutical | Greater Toronto Area | Process - Boiler/Steam | Industrial | NA | End Use Consumption (m^3/year) | 15 | 4.1594 | 4.246 | 4.3104 | 4.357 | 4.3847 | 4.3838 | 4.376 | 4.376 | 4.3761 | 4.376 | 0.12768 | 0.13294 | 0.13765 | 0.14192 | 0.14569 | 0.14857 | 0.15127 | 0.1543 | 0.15738 | 0.16053 | 0.030695 | 0.031309 | 0.031936 | 0.032574 | 0.033226 | 0.03389 | 0.034568 | 0.035259 | 0.035965 | 0.036684 | 0.09698 | 0.10163 | 0.10572 | 0.10935 | 0.11246 | 0.11468 | 0.1167 | 0.11904 | 0.12142 | 0.12384 | 83338.6619 | 167177.3557 | 251523.6653 | 336385.2476 | 421769.8331 | 507685.2274 | 594139.3113 | 681140.0425 | 768695.4556 | 856813.664 | 83338.6619 | 167177.3557 | 251523.6653 | 336385.2476 | 421769.8331 | 507685.2274 | 594139.3113 | 681140.0425 | 768695.4556 | 856813.664 | 50535.3746 | 101373.9615 | 153643.5168 | 207153.4522 | 262331.6104 | 319021.489 | 376991.199 | 436066.888 | 496259.6235 | 557485.1315 | 50535.3746 | 50838.5869 | 52269.5553 | 53509.9354 | 55178.1582 | 56689.8786 | 57969.71 | 59075.689 | 60192.7354 | 61225.508
Ind ¦ Advanced heating and process control ¦ New | NEW | I_Chemicals / Pharmaceutical | Greater Toronto Area | Process Heat | Industrial | NA | End Use Consumption (m^3/year) | 15 | 5.3148 | 5.4254 | 5.5077 | 5.5672 | 5.6027 | 5.6015 | 5.5915 | 5.5916 | 5.5916 | 5.5916 | 0.31919 | 0.33235 | 0.34413 | 0.35481 | 0.36422 | 0.37142 | 0.37817 | 0.38574 | 0.39346 | 0.40132 | 0.060056 | 0.061257 | 0.062483 | 0.063732 | 0.065007 | 0.066307 | 0.067633 | 0.068986 | 0.070366 | 0.071773 | 0.25913 | 0.27109 | 0.28165 | 0.29108 | 0.29921 | 0.30511 | 0.31054 | 0.31675 | 0.32309 | 0.32955 | 132310.8372 | 265415.5393 | 399326.1468 | 534054.8158 | 669613.8197 | 806015.5507 | 943272.5208 | 1081397.3636 | 1220402.8354 | 1360301.817 | 132310.8372 | 265415.5393 | 399326.1468 | 534054.8158 | 669613.8197 | 806015.5507 | 943272.5208 | 1081397.3636 | 1220402.8354 | 1360301.817 | 85286.2292 | 171084.1758 | 259601.2536 | 350507.2667 | 444235.5926 | 540522.6663 | 639021.0896 | 739461.1075 | 841805.0913 | 945905.6205 | 85286.2292 | 85797.9466 | 88517.0778 | 90906.0131 | 93728.3258 | 96287.0737 | 98498.4234 | 100440.0178 | 102343.9838 | 104100.5293
Ind ¦ Air compressor heat recovery ¦ New | NEW | I_Chemicals / Pharmaceutical | Greater Toronto Area | Space Heating/Ventilation | Industrial | NA | End Use Consumption (m^3/year) | 25 | 2.502 | 2.5404 | 2.5708 | 2.5939 | 2.6085 | 2.5951 | 2.5917 | 2.5918 | 2.5917 | 2.5917 | 0.78535 | 0.81335 | 0.83956 | 0.86403 | 0.8863 | 0.89938 | 0.91617 | 0.9345 | 0.95318 | 0.97223 | 0.31389 | 0.32017 | 0.32658 | 0.33311 | 0.33977 | 0.34656 | 0.3535 | 0.36057 | 0.36778 | 0.37513 | 0.47146 | 0.49318 | 0.51299 | 0.53092 | 0.54653 | 0.55281 | 0.56267 | 0.57393 | 0.58541 | 0.5971 | 6091.3119 | 12219.1717 | 18384.1337 | 24586.7575 | 30827.6082 | 37107.2563 | 43426.2777 | 49785.2542 | 56184.773 | 62625.4271 | 6091.3119 | 12219.1717 | 18384.1337 | 24586.7575 | 30827.6082 | 37107.2563 | 43426.2777 | 49785.2542 | 56184.773 | 62625.4271 | 1786.488 | 3583.695 | 5393.8526 | 7196.7855 | 9109.7723 | 11114.9445 | 13176.0473 | 15268.6707 | 17408.4991 | 19588.5586 | 1786.488 | 1797.207 | 1810.1576 | 1802.933 | 1912.9868 | 2005.1722 | 2061.1028 | 2092.6233 | 2139.8285 | 2180.0595
Ind ¦ Air curtains ¦ New | NEW | I_Chemicals / Pharmaceutical | Greater Toronto Area | Space Heating/Ventilation | Industrial | NA | End Use Consumption (m^3/year) | 15 | 0.92289 | 0.94244 | 0.95793 | 0.96967 | 0.97714 | 0.97032 | 0.9686 | 0.96861 | 0.96861 | 0.96859 | 0.13548 | 0.14112 | 0.14631 | 0.15106 | 0.15527 | 0.15727 | 0.16013 | 0.16334 | 0.16661 | 0.16993 | 0.1468 | 0.14974 | 0.15274 | 0.15579 | 0.15891 | 0.16208 | 0.16533 | 0.16863 | 0.172 | 0.17544 | -0.01132 | -0.0086192 | -0.0064252 | -0.0047254 | -0.0036321 | -0.0048103 | -0.0051917 | -0.0052929 | -0.0053996 | -0.0055101 | 3625.7809 | 7273.3165 | 10942.9367 | 14634.9747 | 18349.7668 | 22087.6525 | 25848.9749 | 29634.0799 | 33443.3173 | 37277.04 | 0 | 0 | 0 | 0 | 0 | 0 | 0 | 0 | 0 | 0 | 0 | 0 | 0 | 0 | 0 | 0 | 0 | 0 | 0 | 0 | 0 | 0 | 0 | 0 | 0 | 0 | 0 | 0 | 0 | 0
Ind ¦ Automated temperature control ¦ New | NEW | I_Chemicals / Pharmaceutical | Greater Toronto Area | Space Heating/Ventilation | Industrial | NA | End Use Consumption (m^3/year) | 25 | 1.1676 | 1.1855 | 1.1997 | 1.2105 | 1.2173 | 1.2111 | 1.2095 | 1.2095 | 1.2095 | 1.2095 | 0.26178 | 0.27112 | 0.27985 | 0.28801 | 0.29543 | 0.29979 | 0.30539 | 0.3115 | 0.31773 | 0.32408 | 0.22421 | 0.22869 | 0.23327 | 0.23793 | 0.24269 | 0.24755 | 0.2525 | 0.25755 | 0.2627 | 0.26795 | 0.037574 | 0.042423 | 0.046585 | 0.050076 | 0.052741 | 0.052247 | 0.052892 | 0.053952 | 0.055029 | 0.056126 | 4700.0864 | 9428.3733 | 14185.2884 | 18971.2635 | 23786.7347 | 28632.1422 | 33507.9304 | 38414.548 | 43352.4483 | 48322.0888 | 4700.0864 | 9428.3733 | 14185.2884 | 18971.2635 | 23786.7347 | 28632.1422 | 33507.9304 | 38414.548 | 43352.4483 | 48322.0888 | 41.8981 | 84.0476 | 121.9202 | 154.0667 | 195.8407 | 246.0939 | 299.6324 | 353.0173 | 408.804 | 466.1358 | 41.8981 | 42.1495 | 37.8725 | 32.1465 | 41.774 | 50.2533 | 53.5385 | 53.3849 | 55.7868 | 57.3318
Ind ¦ Blow down heat recovery and control ¦ New | NEW | I_Chemicals / Pharmaceutical | Greater Toronto Area | Process - Boiler/Steam | Industrial | NA | End Use Consumption (m^3/year) | 20 | 1.9672 | 2.0009 | 2.026 | 2.0442 | 2.055 | 2.0547 | 2.0516 | 2.0517 | 2.0517 | 2.0517 | 0.061959 | 0.064282 | 0.066391 | 0.068326 | 0.070062 | 0.071451 | 0.072771 | 0.074227 | 0.075713 | 0.077227 | 0.031496 | 0.032126 | 0.032769 | 0.033424 | 0.034093 | 0.034774 | 0.03547 | 0.036179 | 0.036903 | 0.037641 | 0.030463 | 0.032156 | 0.033622 | 0.034902 | 0.035969 | 0.036676 | 0.037301 | 0.038048 | 0.03881 | 0.039587 | 47622.0925 | 95529.9176 | 143727.8088 | 192220.1415 | 241011.3332 | 290105.8442 | 339508.1779 | 389222.8814 | 439254.5461 | 489607.808 | 47622.0925 | 95529.9176 | 143727.8088 | 192220.1415 | 241011.3332 | 290105.8442 | 339508.1779 | 389222.8814 | 439254.5461 | 489607.808 | 12696.7904 | 25469.7615 | 38346.5164 | 51151.4498 | 64852.7122 | 79299.3765 | 94186.3727 | 109306.8235 | 124789.0204 | 140572.5155 | 12696.7904 | 12772.9711 | 12876.755 | 12804.9333 | 13701.2625 | 14446.6642 | 14886.9963 | 15120.4507 | 15482.1969 | 15783.4951
Ind ¦ Boiler combustion air preheat ¦ New | NEW | I_Chemicals / Pharmaceutical | Greater Toronto Area | Process - Boiler/Steam | Industrial | NA | End Use Consumption (m^3/year) | 20 | 68.9876 | 69.0887 | 69.1845 | 69.2782 | 69.3709 | 69.4563 | 69.5363 | 69.6241 | 69.7143 | 69.809 | 2.0992 | 2.1443 | 2.1902 | 2.2371 | 2.2849 | 2.3334 | 2.3828 | 2.4336 | 2.4854 | 2.5386 | 0.030429 | 0.031037 | 0.031658 | 0.032291 | 0.032937 | 0.033596 | 0.034267 | 0.034953 | 0.035652 | 0.036365 | 2.0688 | 2.1133 | 2.1586 | 2.2048 | 2.2519 | 2.2998 | 2.3486 | 2.3986 | 2.4498 | 2.5022 | 61228.4046 | 122824.1797 | 184792.897 | 247140.1819 | 309871.7141 | 372993.2283 | 436510.5144 | 500429.419 | 564755.845 | 629495.7532 | 61228.4046 | 122824.1797 | 184792.897 | 247140.1819 | 309871.7141 | 372993.2283 | 436510.5144 | 500429.419 | 564755.845 | 629495.7532 | 45221.28 | 90713.8876 | 137854.4714 | 186503.412 | 236541.2181 | 287860.651 | 340365.5213 | 393969.8237 | 448597.0571 | 504179.1257 | 45221.28 | 45492.6077 | 47140.5838 | 48648.9406 | 50037.806 | 51319.433 | 52504.8703 | 53604.3024 | 54627.2334 | 55582.0686
Ind ¦ Boiler right sizing and load management | NEW | I_Chemicals / Pharmaceutical | Greater Toronto Area | Process - Boiler/Steam | Industrial | NA | End Use Consumption (m^3/year) | 25 | INF | INF | INF | INF | INF | INF | INF | INF | INF | INF | 0.35266 | 0.36513 | 0.37655 | 0.38712 | 0.39671 | 0.40459 | 0.41215 | 0.4204 | 0.42883 | 0.43741 | 0 | 0 | 0 | 0 | 0 | 0 | 0 | 0 | 0 | 0 | 0.35266 | 0.36513 | 0.37655 | 0.38712 | 0.39671 | 0.40459 | 0.41215 | 0.4204 | 0.42883 | 0.43741 | 198425.3854 | 398041.3231 | 598865.8699 | 800917.2562 | 1004213.8884 | 1208774.3509 | 1414617.4079 | 1621762.0059 | 1830227.2754 | 2040032.5334 | 198425.3854 | 398041.3231 | 598865.8699 | 800917.2562 | 1004213.8884 | 1208774.3509 | 1414617.4079 | 1621762.0059 | 1830227.2754 | 2040032.5334 | 148651.6463 | 298195.2025 | 451822.3539 | 609386.4933 | 770740.5014 | 935738.3936 | 1104236.7601 | 1276095.9981 | 1451181.3437 | 1629363.7112 | 148651.6463 | 149543.5562 | 153627.1514 | 157564.1395 | 161354.008 | 164997.8922 | 168498.3665 | 171859.238 | 175085.3455 | 178182.3676
Ind ¦ Condensate return ¦ New | NEW | I_Chemicals / Pharmaceutical | Greater Toronto Area | Process - Boiler/Steam | Industrial | NA | End Use Consumption (m^3/year) | 25 | 1.6724 | 1.6976 | 1.7164 | 1.73 | 1.7381 | 1.7378 | 1.7356 | 1.7356 | 1.7357 | 1.7357 | 0.070532 | 0.073026 | 0.07531 | 0.077423 | 0.079342 | 0.080918 | 0.082429 | 0.08408 | 0.085765 | 0.087483 | 0.042173 | 0.043016 | 0.043877 | 0.044754 | 0.045649 | 0.046562 | 0.047494 | 0.048443 | 0.049412 | 0.050401 | 0.028359 | 0.03001 | 0.031433 | 0.032669 | 0.033693 | 0.034355 | 0.034936 | 0.035637 | 0.036353 | 0.037082 | 57448.8735 | 115242.4402 | 173385.928 | 231884.6151 | 290743.8305 | 349968.9549 | 409565.421 | 469538.7141 | 529894.3731 | 590637.9906 | 57448.8735 | 115242.4402 | 173385.928 | 231884.6151 | 290743.8305 | 349968.9549 | 409565.421 | 469538.7141 | 529894.3731 | 590637.9906 | 6878.2671 | 13797.8038 | 20583.6221 | 27077.8858 | 34294.8493 | 42092.2929 | 50171.0139 | 58332.5386 | 66719.1365 | 75279.4174 | 6878.2671 | 6919.5367 | 6785.8183 | 6494.2637 | 7216.9636 | 7797.4435 | 8078.721 | 8161.5247 | 8386.5979 | 8560.2808
Ind ¦ Condensing boiler ¦ New | NEW | I_Chemicals / Pharmaceutical | Greater Toronto Area | Process - Boiler/Steam | Industrial | NA | End Use Consumption (m^3/year) | 20 | 3.224 | 3.2793 | 3.3205 | 3.3502 | 3.368 | 3.3674 | 3.3624 | 3.3624 | 3.3625 | 3.3625 | 0.3098 | 0.32141 | 0.33195 | 0.34163 | 0.35031 | 0.35725 | 0.36386 | 0.37114 | 0.37856 | 0.38614 | 0.09609 | 0.098012 | 0.099972 | 0.10197 | 0.10401 | 0.10609 | 0.10821 | 0.11038 | 0.11258 | 0.11484 | 0.21371 | 0.2234 | 0.23198 | 0.23966 | 0.2463 | 0.25116 | 0.25564 | 0.26076 | 0.26598 | 0.2713 | 128504.0591 | 257779.1426 | 387836.9443 | 518689.2707 | 650348.042 | 782825.2939 | 916133.1785 | 1050283.9657 | 1185290.045 | 1321163.9264 | 128504.0591 | 257779.1426 | 387836.9443 | 518689.2707 | 650348.042 | 782825.2939 | 916133.1785 | 1050283.9657 | 1185290.045 | 1321163.9264 | 62955.1751 | 126288.0812 | 190841.6554 | 256255.1774 | 324173.5935 | 394286.1813 | 466016.6783 | 538963.7682 | 613316.0035 | 688934.3361 | 62955.1751 | 63332.9061 | 64553.5742 | 65413.522 | 67918.416 | 70112.5879 | 71730.497 | 72947.0899 | 74352.2353 | 75618.3327
Ind ¦ Condensing Economizer ¦ New | NEW | I_Chemicals / Pharmaceutical | Greater Toronto Area | Process - Boiler/Steam | Industrial | NA | End Use Consumption (m^3/year) | 15 | 3.7008 | 3.7778 | 3.835 | 3.8765 | 3.9012 | 3.9004 | 3.8934 | 3.8934 | 3.8935 | 3.8934 | 0.25535 | 0.26588 | 0.27531 | 0.28385 | 0.29137 | 0.29714 | 0.30254 | 0.30859 | 0.31477 | 0.32106 | 0.069 | 0.07038 | 0.071788 | 0.073223 | 0.074688 | 0.076182 | 0.077705 | 0.079259 | 0.080844 | 0.082461 | 0.18635 | 0.1955 | 0.20352 | 0.21063 | 0.21668 | 0.22096 | 0.22483 | 0.22933 | 0.23392 | 0.2386 | 102047.3411 | 204706.9662 | 307988.1616 | 411900.3032 | 516452.8569 | 621655.3805 | 727517.5241 | 834049.0316 | 941259.7416 | 1049159.5886 | 102047.3411 | 204706.9662 | 307988.1616 | 411900.3032 | 516452.8569 | 621655.3805 | 727517.5241 | 834049.0316 | 941259.7416 | 1049159.5886 | 59622.2329 | 119602.1991 | 180913.5252 | 243341.5466 | 307684.4892 | 373757.5025 | 441244.1043 | 509917.797 | 579851.0512 | 650953.007 | 59622.2329 | 59979.9663 | 61311.3261 | 62428.0214 | 64342.9425 | 66073.0134 | 67486.6018 | 68673.6927 | 69933.2542 | 71101.9558
Ind ¦ De-stratification fans ¦ New | NEW | I_Chemicals / Pharmaceutical | Greater Toronto Area | Space Heating/Ventilation | Industrial | NA | End Use Consumption (m^3/year) | 25 | 1.4153 | 1.437 | 1.4542 | 1.4672 | 1.4755 | 1.468 | 1.466 | 1.466 | 1.466 | 1.466 | 0.29918 | 0.30985 | 0.31983 | 0.32915 | 0.33764 | 0.34262 | 0.34902 | 0.356 | 0.36312 | 0.37037 | 0.2114 | 0.21563 | 0.21994 | 0.22434 | 0.22882 | 0.2334 | 0.23807 | 0.24283 | 0.24769 | 0.25264 | 0.087784 | 0.094223 | 0.099894 | 0.10482 | 0.10881 | 0.10922 | 0.11095 | 0.11317 | 0.11543 | 0.11773 | 3437.7775 | 6896.1816 | 10375.5252 | 13876.1242 | 17398.2974 | 20942.3669 | 24508.6576 | 28097.498 | 31709.2194 | 35344.1564 | 3437.7775 | 6896.1816 | 10375.5252 | 13876.1242 | 17398.2974 | 20942.3669 | 24508.6576 | 28097.498 | 31709.2194 | 35344.1564 | 137.4699 | 275.7646 | 407.2839 | 526.764 | 668.5295 | 827.8775 | 994.7682 | 1162.5472 | 1336.0814 | 1513.6849 | 137.4699 | 138.2947 | 131.5193 | 119.4801 | 141.7655 | 159.348 | 166.8906 | 167.779 | 173.5342 | 177.6036
Ind ¦ Direct contact hot water heaters ¦ New | NEW | I_Chemicals / Pharmaceutical | Greater Toronto Area | Process - Boiler/Steam | Industrial | NA | End Use Consumption (m^3/year) | 20 | 11.6065 | 11.8055 | 11.9537 | 12.0609 | 12.1248 | 12.1227 | 12.1047 | 12.1048 | 12.1049 | 12.105 | 0.46469 | 0.48212 | 0.49793 | 0.51244 | 0.52546 | 0.53588 | 0.54579 | 0.5567 | 0.56785 | 0.57921 | 0.040038 | 0.040838 | 0.041655 | 0.042488 | 0.043338 | 0.044205 | 0.045089 | 0.045991 | 0.04691 | 0.047849 | 0.42466 | 0.44128 | 0.45628 | 0.46996 | 0.48212 | 0.49168 | 0.5007 | 0.51071 | 0.52094 | 0.53136 | 108850.4971 | 218354.0973 | 328520.7058 | 439360.3234 | 550883.0474 | 663099.0725 | 776018.6923 | 889652.3004 | 1004010.3911 | 1119103.5612 | 108850.4971 | 218354.0973 | 328520.7058 | 439360.3234 | 550883.0474 | 663099.0725 | 776018.6923 | 889652.3004 | 1004010.3911 | 1119103.5612 | 75553.3532 | 151560.0265 | 229977.4718 | 310594.8555 | 393448.0427 | 478368.3586 | 565169.1528 | 653694.8802 | 743868.6795 | 835586.1263 | 75553.3532 | 76006.6733 | 78417.4454 | 80617.3837 | 82853.1871 | 84920.3159 | 86800.7942 | 88525.7275 | 90173.7993 | 91717.4468
Ind ¦ Energy Management and Process Improvement ¦ New | NEW | I_Chemicals / Pharmaceutical | Greater Toronto Area | Cross Cutting/Behavioural | Industrial | NA | End Use Consumption (m^3/year) | 15 | 3.6479 | 3.7238 | 3.7802 | 3.8211 | 3.8455 | 3.8447 | 3.8378 | 3.8378 | 3.8379 | 3.8378 | 0.25535 | 0.26588 | 0.27531 | 0.28385 | 0.29137 | 0.29714 | 0.30254 | 0.30859 | 0.31477 | 0.32106 | 0.07 | 0.0714 | 0.072828 | 0.074285 | 0.07577 | 0.077286 | 0.078831 | 0.080408 | 0.082016 | 0.083656 | 0.18535 | 0.19448 | 0.20248 | 0.20956 | 0.2156 | 0.21985 | 0.22371 | 0.22818 | 0.23275 | 0.2374 | 641196.8758 | 1286240.9329 | 1935190.5202 | 2588104.5483 | 3245042.496 | 3906064.4171 | 4571230.9471 | 5240603.3098 | 5914243.3244 | 6592213.4123 | 641196.8758 | 1286240.9329 | 1935190.5202 | 2588104.5483 | 3245042.496 | 3906064.4171 | 4571230.9471 | 5240603.3098 | 5914243.3244 | 6592213.4123 | 372415.5521 | 747065.5975 | 1132573.9634 | 1527078.2079 | 1935360.6458 | 2355916.241 | 2786416.5251 | 3225145.8451 | 3672369.6429 | 4127316.2361 | 372415.5521 | 374650.0454 | 385508.3658 | 394504.2445 | 408282.4379 | 420555.5952 | 430500.2841 | 438729.32 | 447223.7978 | 454946.5932
Ind ¦ Exhaust gas heat recovery ¦ New | NEW | I_Chemicals / Pharmaceutical | Greater Toronto Area | Process Heat | Industrial | NA | End Use Consumption (m^3/year) | 15 | 5.3148 | 5.4254 | 5.5077 | 5.5672 | 5.6027 | 5.6015 | 5.5915 | 5.5916 | 5.5916 | 5.5916 | 0.44687 | 0.46529 | 0.48179 | 0.49674 | 0.5099 | 0.51999 | 0.52944 | 0.54003 | 0.55084 | 0.56185 | 0.084079 | 0.08576 | 0.087476 | 0.089225 | 0.09101 | 0.09283 | 0.094686 | 0.09658 | 0.098512 | 0.10048 | 0.36279 | 0.37953 | 0.39431 | 0.40751 | 0.41889 | 0.42716 | 0.43475 | 0.44345 | 0.45233 | 0.46137 | 231543.965 | 464477.1938 | 698820.7569 | 934595.9276 | 1171824.1845 | 1410527.2137 | 1650726.9114 | 1892445.3863 | 2135704.962 | 2380528.1797 | 231543.965 | 464477.1938 | 698820.7569 | 934595.9276 | 1171824.1845 | 1410527.2137 | 1650726.9114 | 1892445.3863 | 2135704.962 | 2380528.1797 | 149250.9011 | 299397.3077 | 454448.1209 | 613793.0384 | 778164.7526 | 947078.9397 | 1119907.5307 | 1296161.8161 | 1475763.3477 | 1658443.5581 | 149250.9011 | 150146.4065 | 155050.8132 | 159344.9175 | 164371.7143 | 168914.1871 | 172828.591 | 176254.2853 | 179601.5317 | 182680.2104
Ind ¦ Feedwater Economizers ¦ New | NEW | I_Chemicals / Pharmaceutical | Greater Toronto Area | Process - Boiler/Steam | Industrial | NA | End Use Consumption (m^3/year) | 20 | 2.418 | 2.4595 | 2.4903 | 2.5127 | 2.526 | 2.5256 | 2.5218 | 2.5218 | 2.5219 | 2.5219 | 0.12392 | 0.12856 | 0.13278 | 0.13665 | 0.14012 | 0.1429 | 0.14554 | 0.14845 | 0.15143 | 0.15445 | 0.051248 | 0.052273 | 0.053318 | 0.054385 | 0.055473 | 0.056582 | 0.057714 | 0.058868 | 0.060045 | 0.061246 | 0.07267 | 0.076292 | 0.079463 | 0.082267 | 0.084651 | 0.086319 | 0.087829 | 0.089587 | 0.091381 | 0.093209 | 68031.5607 | 136471.3108 | 205325.4411 | 274600.2021 | 344301.9046 | 414436.9203 | 485011.6827 | 556032.6877 | 627506.4944 | 699439.7257 | 68031.5607 | 136471.3108 | 205325.4411 | 274600.2021 | 344301.9046 | 414436.9203 | 485011.6827 | 556032.6877 | 627506.4944 | 699439.7257 | 25111.5098 | 50373.6887 | 76153.877 | 102186.7067 | 129670.8866 | 158385.928 | 187916.2368 | 217973.891 | 248702.7141 | 280007.6559 | 25111.5098 | 25262.1789 | 25780.1883 | 26032.8297 | 27484.1798 | 28715.0414 | 29530.3088 | 30057.6542 | 30728.8231 | 31304.9417
Ind ¦ Heat recovery to preheat make-up water ¦ New | NEW | I_Chemicals / Pharmaceutical | Greater Toronto Area | Process - Boiler/Steam | Industrial | NA | End Use Consumption (m^3/year) | 25 | 3.4769 | 3.5293 | 3.5683 | 3.5965 | 3.6134 | 3.6129 | 3.6082 | 3.6083 | 3.6084 | 3.6085 | 0.2116 | 0.21908 | 0.22593 | 0.23227 | 0.23803 | 0.24275 | 0.24729 | 0.25224 | 0.2573 | 0.26245 | 0.060857 | 0.062074 | 0.063316 | 0.064582 | 0.065874 | 0.067191 | 0.068535 | 0.069906 | 0.071304 | 0.07273 | 0.15074 | 0.157 | 0.16261 | 0.16769 | 0.17215 | 0.17556 | 0.17875 | 0.18234 | 0.18599 | 0.18972 | 142866.2775 | 286589.7527 | 431183.4263 | 576660.4244 | 723033.9997 | 870317.5326 | 1018524.5337 | 1167668.6442 | 1317763.6383 | 1468823.424 | 142866.2775 | 286589.7527 | 431183.4263 | 576660.4244 | 723033.9997 | 870317.5326 | 1018524.5337 | 1167668.6442 | 1317763.6383 | 1468823.424 | 67097.9388 | 134598.4652 | 203445.1445 | 273203.6429 | 345811.6873 | 420899.6369 | 497784.1238 | 575988.6353 | 655735.0565 | 736857.8692 | 67097.9388 | 67500.5264 | 68846.6793 | 69758.4984 | 72608.0444 | 75087.9496 | 76884.4869 | 78204.5115 | 79746.4212 | 81122.8127
Ind ¦ High-efficiency burner ¦ New | NEW | I_Chemicals / Pharmaceutical | Greater Toronto Area | Process - Boiler/Steam | Industrial | NA | End Use Consumption (m^3/year) | 20 | 2.5792 | 2.6234 | 2.6564 | 2.6802 | 2.6944 | 2.6939 | 2.6899 | 2.6899 | 2.69 | 2.69 | 0.1549 | 0.16071 | 0.16598 | 0.17081 | 0.17515 | 0.17863 | 0.18193 | 0.18557 | 0.18928 | 0.19307 | 0.060056 | 0.061257 | 0.062483 | 0.063732 | 0.065007 | 0.066307 | 0.067633 | 0.068986 | 0.070366 | 0.071773 | 0.094842 | 0.099448 | 0.10349 | 0.10708 | 0.11015 | 0.11232 | 0.1143 | 0.11658 | 0.11892 | 0.1213 | 38551.2177 | 77333.7428 | 116351.0833 | 155606.7812 | 195104.4126 | 234847.5882 | 274839.9535 | 315085.1897 | 355587.0135 | 396349.1779 | 38551.2177 | 77333.7428 | 116351.0833 | 155606.7812 | 195104.4126 | 234847.5882 | 274839.9535 | 315085.1897 | 355587.0135 | 396349.1779 | 15371.5763 | 30835.3821 | 46501.4056 | 62263.0873 | 78767.9825 | 95911.0156 | 113485.7957 | 131351.9149 | 149591.2143 | 168160.6184 | 15371.5763 | 15463.8058 | 15666.0235 | 15761.6816 | 16504.8953 | 17143.0331 | 17574.7801 | 17866.1192 | 18239.2994 | 18569.404
Ind ¦ High-efficiency burners ¦ New | NEW | I_Chemicals / Pharmaceutical | Greater Toronto Area | Process Heat | Industrial | NA | End Use Consumption (m^3/year) | 20 | 8.928 | 9.0812 | 9.1951 | 9.2776 | 9.3267 | 9.3252 | 9.3113 | 9.3113 | 9.3115 | 9.3115 | 0.61959 | 0.64282 | 0.66391 | 0.68326 | 0.70062 | 0.71451 | 0.72771 | 0.74227 | 0.75713 | 0.77227 | 0.069398 | 0.070786 | 0.072202 | 0.073646 | 0.075119 | 0.076621 | 0.078154 | 0.079717 | 0.081311 | 0.082938 | 0.55019 | 0.57204 | 0.59171 | 0.60961 | 0.6255 | 0.63789 | 0.64956 | 0.66256 | 0.67582 | 0.68934 | 79386.5023 | 159249.3236 | 239595.6881 | 320432.8895 | 401768.2918 | 483609.3304 | 565963.5125 | 648838.4182 | 732241.7013 | 816181.0902 | 79386.5023 | 159249.3236 | 239595.6881 | 320432.8895 | 401768.2918 | 483609.3304 | 565963.5125 | 648838.4182 | 732241.7013 | 816181.0902 | 53721.5339 | 107765.3971 | 163406.3533 | 220504.964 | 279159.5945 | 339255.5698 | 400654.7557 | 463245.3651 | 526989.6491 | 591818.0626 | 53721.5339 | 54043.8631 | 55640.9562 | 57098.6107 | 58654.6305 | 60095.9753 | 61399.1859 | 62590.6095 | 63744.2839 | 64828.4136
Ind ¦ Insulation ¦ New | NEW | I_Chemicals / Pharmaceutical | Greater Toronto Area | Process - Boiler/Steam | Industrial | NA | End Use Consumption (m^3/year) | 15 | 5.3148 | 5.4254 | 5.5077 | 5.5672 | 5.6027 | 5.6015 | 5.5915 | 5.5916 | 5.5916 | 5.5916 | 0.12768 | 0.13294 | 0.13765 | 0.14192 | 0.14569 | 0.14857 | 0.15127 | 0.1543 | 0.15738 | 0.16053 | 0.024023 | 0.024503 | 0.024993 | 0.025493 | 0.026003 | 0.026523 | 0.027053 | 0.027594 | 0.028146 | 0.028709 | 0.10365 | 0.10844 | 0.11266 | 0.11643 | 0.11968 | 0.12205 | 0.12422 | 0.1267 | 0.12924 | 0.13182 | 98267.8099 | 197125.2267 | 296581.1927 | 396644.7364 | 497324.9733 | 598631.1071 | 700572.4306 | 803158.3267 | 906398.2697 | 1010301.8261 | 98267.8099 | 197125.2267 | 296581.1927 | 396644.7364 | 497324.9733 | 598631.1071 | 700572.4306 | 803158.3267 | 906398.2697 | 1010301.8261 | 63342.4377 | 127064.9301 | 192899.8301 | 260581.0551 | 330413.9691 | 402188.043 | 475632.4165 | 550536.1477 | 626863.2885 | 704497.6494 | 63342.4377 | 63722.4923 | 65834.9001 | 67681.225 | 69832.914 | 71774.0739 | 73444.3735 | 74903.7312 | 76327.1408 | 77634.361
Ind ¦ Radiant heaters ¦ New | NEW | I_Chemicals / Pharmaceutical | Greater Toronto Area | Space Heating/Ventilation | Industrial | NA | End Use Consumption (m^3/year) | 20 | 1.4656 | 1.4912 | 1.5115 | 1.5269 | 1.5367 | 1.5277 | 1.5255 | 1.5255 | 1.5255 | 1.5255 | 0.98582 | 1.0231 | 1.0578 | 1.0899 | 1.1188 | 1.1346 | 1.1555 | 1.1787 | 1.2022 | 1.2263 | 0.67263 | 0.68608 | 0.69981 | 0.7138 | 0.72808 | 0.74264 | 0.75749 | 0.77264 | 0.78809 | 0.80386 | 0.31319 | 0.33701 | 0.35795 | 0.37608 | 0.39073 | 0.39191 | 0.39804 | 0.40601 | 0.41413 | 0.42239 | 5478.9578 | 10990.7894 | 16535.9933 | 22115.0729 | 27728.5365 | 33376.8972 | 39060.6731 | 44780.3874 | 50536.5683 | 56329.7493 | 5478.9578 | 10990.7894 | 16535.9933 | 22115.0729 | 27728.5365 | 33376.8972 | 39060.6731 | 44780.3874 | 50536.5683 | 56329.7493 | 504.0386 | 1011.1015 | 1509.1341 | 1986.8723 | 2516.4401 | 3088.8398 | 3685.5528 | 4286.5732 | 4906.4671 | 5540.1431 | 504.0386 | 507.0629 | 498.0326 | 477.7382 | 529.5679 | 572.3997 | 596.713 | 601.0204 | 619.8939 | 633.676
Ind ¦ Reduce Steam Pressure ¦ New | NEW | I_Chemicals / Pharmaceutical | Greater Toronto Area | Process - Boiler/Steam | Industrial | NA | End Use Consumption (m^3/year) | 20 | 29.9803 | 30.4945 | 30.8771 | 31.154 | 31.3191 | 31.3138 | 31.2672 | 31.2674 | 31.2679 | 31.268 | 0.092939 | 0.096423 | 0.099586 | 0.10249 | 0.10509 | 0.10718 | 0.10916 | 0.11134 | 0.11357 | 0.11584 | 0.0031 | 0.003162 | 0.0032252 | 0.0032897 | 0.0033555 | 0.0034227 | 0.0034911 | 0.0035609 | 0.0036321 | 0.0037048 | 0.089839 | 0.093261 | 0.096361 | 0.099199 | 0.10174 | 0.10375 | 0.10567 | 0.10778 | 0.10994 | 0.11214 | 40818.9364 | 81882.7865 | 123195.2647 | 164760.1213 | 206581.1428 | 248662.1522 | 291007.0096 | 333619.6126 | 376503.8966 | 419663.8354 | 40818.9364 | 81882.7865 | 123195.2647 | 164760.1213 | 206581.1428 | 248662.1522 | 291007.0096 | 333619.6126 | 376503.8966 | 419663.8354 | 30066.7884 | 60313.9775 | 91431.7355 | 123363.5069 | 156083.2537 | 189545.1288 | 223703.088 | 258516.3068 | 293954.9361 | 329987.5969 | 30066.7884 | 30247.1891 | 31117.7581 | 31931.7714 | 32719.7467 | 33461.8751 | 34157.9593 | 34813.2188 | 35438.6292 | 36032.6609
Ind ¦ Steam trap survey and repair ¦ New | NEW | I_Chemicals / Pharmaceutical | Greater Toronto Area | Process - Boiler/Steam | Industrial | NA | End Use Consumption (m^3/year) | 3 | 0.74751 | 0.79708 | 0.84877 | 0.8911 | 0.91312 | 0.91238 | 0.90622 | 0.90625 | 0.90632 | 0.90624 | 0.023145 | 0.025173 | 0.027342 | 0.029279 | 0.030603 | 0.03119 | 0.031599 | 0.032232 | 0.032879 | 0.033534 | 0.030962 | 0.031582 | 0.032213 | 0.032858 | 0.033515 | 0.034185 | 0.034869 | 0.035566 | 0.036277 | 0.037003 | -0.0078176 | -0.0064086 | -0.0048715 | -0.0035782 | -0.0029118 | -0.0029954 | -0.00327 | -0.0033344 | -0.0033984 | -0.0034693 | 90708.7476 | 181961.7477 | 273767.2548 | 366133.6028 | 459069.2061 | 552582.5604 | 646682.2436 | 741376.917 | 836675.3259 | 932586.301 | 0 | 0 | 0 | 0 | 0 | 0 | 0 | 0 | 0 | 0 | 0 | 0 | 0 | 0 | 0 | 0 | 0 | 0 | 0 | 0 | 0 | 0 | 0 | 0 | 0 | 0 | 0 | 0 | 0 | 0
Ind ¦ Ventilation heat recovery ¦ New | NEW | I_Chemicals / Pharmaceutical | Greater Toronto Area | Space Heating/Ventilation | Industrial | NA | End Use Consumption (m^3/year) | 20 | 4.3968 | 4.4736 | 4.5345 | 4.5806 | 4.61 | 4.5832 | 4.5764 | 4.5765 | 4.5764 | 4.5764 | 0.49291 | 0.51155 | 0.52888 | 0.54494 | 0.5594 | 0.56728 | 0.57777 | 0.58933 | 0.60111 | 0.61313 | 0.11211 | 0.11435 | 0.11663 | 0.11897 | 0.12135 | 0.12377 | 0.12625 | 0.12877 | 0.13135 | 0.13398 | 0.3808 | 0.3972 | 0.41225 | 0.42598 | 0.43806 | 0.4435 | 0.45152 | 0.46055 | 0.46976 | 0.47915 | 5593.1028 | 11219.7642 | 16880.4932 | 22575.8036 | 28306.2143 | 34072.2492 | 39874.4371 | 45713.3122 | 51589.4135 | 57503.2857 | 5593.1028 | 11219.7642 | 16880.4932 | 22575.8036 | 28306.2143 | 34072.2492 | 39874.4371 | 45713.3122 | 51589.4135 | 57503.2857 | 3157.2145 | 6333.3723 | 9592.6348 | 12920.031 | 16362.0987 | 19906.4266 | 23532.7601 | 27226.4025 | 30990.9282 | 34820.1316 | 3157.2145 | 3176.1578 | 3259.2625 | 3327.3962 | 3442.0677 | 3544.328 | 3626.3335 | 3693.6424 | 3764.5257 | 3829.2033
Ind ¦ Ventilation optimization ¦ New | NEW | I_Chemicals / Pharmaceutical | Greater Toronto Area | Space Heating/Ventilation | Industrial | NA | End Use Consumption (m^3/year) | 15 | 2.256 | 2.3037 | 2.3416 | 2.3703 | 2.3886 | 2.3719 | 2.3677 | 2.3677 | 2.3677 | 2.3677 | 0.54194 | 0.56449 | 0.58524 | 0.60426 | 0.62109 | 0.62909 | 0.64054 | 0.65336 | 0.66642 | 0.67974 | 0.24023 | 0.24503 | 0.24993 | 0.25493 | 0.26003 | 0.26523 | 0.27053 | 0.27594 | 0.28146 | 0.28709 | 0.30171 | 0.31946 | 0.33531 | 0.34933 | 0.36107 | 0.36387 | 0.37 | 0.37741 | 0.38496 | 0.39265 | 6445.8327 | 12930.3405 | 19454.1098 | 26017.7328 | 32621.8076 | 39266.9379 | 45953.7331 | 52682.8087 | 59454.7863 | 66270.2933 | 6445.8327 | 12930.3405 | 19454.1098 | 26017.7328 | 32621.8076 | 39266.9379 | 45953.7331 | 52682.8087 | 59454.7863 | 66270.2933 | 2570.1551 | 5155.7312 | 7782.0661 | 10429.9617 | 13207.2558 | 16095.5646 | 19059.4693 | 22074.6778 | 25154.4514 | 28291.0303 | 2570.1551 | 2585.5761 | 2626.3349 | 2647.8956 | 2777.2941 | 2888.3088 | 2963.9047 | 3015.2085 | 3079.7737 | 3136.5788
Ind ¦ Warehouse loading dock seals ¦ New | NEW | I_Chemicals / Pharmaceutical | Greater Toronto Area | Space Heating/Ventilation | Industrial | NA | End Use Consumption (m^3/year) | 10 | 0.65563 | 0.67466 | 0.68975 | 0.70118 | 0.70846 | 0.70181 | 0.70013 | 0.70014 | 0.70014 | 0.70012 | 0.098874 | 0.10378 | 0.10822 | 0.11222 | 0.11565 | 0.11685 | 0.11891 | 0.12129 | 0.12371 | 0.12618 | 0.15081 | 0.15382 | 0.1569 | 0.16004 | 0.16324 | 0.1665 | 0.16983 | 0.17323 | 0.1767 | 0.18023 | -0.051935 | -0.050045 | -0.048679 | -0.047824 | -0.047591 | -0.04965 | -0.050928 | -0.051945 | -0.052985 | -0.054047 | 2036.7041 | 4085.6284 | 6146.9583 | 8220.8809 | 10307.5851 | 12407.2616 | 14520.1032 | 16646.3041 | 18786.0609 | 20939.5718 | 0 | 0 | 0 | 0 | 0 | 0 | 0 | 0 | 0 | 0 | 0 | 0 | 0 | 0 | 0 | 0 | 0 | 0 | 0 | 0 | 0 | 0 | 0 | 0 | 0 | 0 | 0 | 0 | 0 | 0
Ind ¦ Advanced boiler controls including air/fuel mix control | RET | I_Chemicals / Pharmaceutical | Greater Toronto Area | Process - Boiler/Steam | Industrial | NA | End Use Consumption (m^3/year) | 15 | 4.1594 | 4.246 | 4.3104 | 4.357 | 4.3847 | 4.3838 | 4.376 | 4.376 | 4.3761 | 4.376 | 0.12768 | 0.13294 | 0.13765 | 0.14192 | 0.14569 | 0.14857 | 0.15127 | 0.1543 | 0.15738 | 0.16053 | 0.030695 | 0.031309 | 0.031936 | 0.032574 | 0.033226 | 0.03389 | 0.034568 | 0.035259 | 0.035965 | 0.036684 | 0.09698 | 0.10163 | 0.10572 | 0.10935 | 0.11246 | 0.11468 | 0.1167 | 0.11904 | 0.12142 | 0.12384 | 5182623.0352 | 5156709.92 | 5130926.3704 | 5105271.7385 | 5079745.3798 | 5054346.6529 | 5029074.9197 | 5003929.5451 | 4978909.8973 | 4954015.3479 | 5182623.0352 | 5156709.92 | 5130926.3704 | 5105271.7385 | 5079745.3798 | 5054346.6529 | 5029074.9197 | 5003929.5451 | 4978909.8973 | 4954015.3479 | 187617.316 | 380445.1911 | 577275.7931 | 779012.5425 | 984310.1603 | 1191420.9393 | 1398722.7598 | 1605196.8798 | 1809472.0415 | 2010480.464 | 187617.316 | 192827.8751 | 196830.602 | 201736.7494 | 205297.6178 | 207110.779 | 207301.8206 | 206474.12 | 204275.1617 | 201008.4224
Ind ¦ Advanced heating and process control | RET | I_Chemicals / Pharmaceutical | Greater Toronto Area | Process Heat | Industrial | NA | End Use Consumption (m^3/year) | 15 | 5.3148 | 5.4254 | 5.5077 | 5.5672 | 5.6027 | 5.6015 | 5.5915 | 5.5916 | 5.5916 | 5.5916 | 0.31919 | 0.33235 | 0.34413 | 0.35481 | 0.36422 | 0.37142 | 0.37817 | 0.38574 | 0.39346 | 0.40132 | 0.060056 | 0.061257 | 0.062483 | 0.063732 | 0.065007 | 0.066307 | 0.067633 | 0.068986 | 0.070366 | 0.071773 | 0.25913 | 0.27109 | 0.28165 | 0.29108 | 0.29921 | 0.30511 | 0.31054 | 0.31675 | 0.32309 | 0.32955 | 8228080.1853 | 8186939.7844 | 8146005.0854 | 8105275.06 | 8064748.6847 | 8024424.9413 | 7984302.8166 | 7944381.3025 | 7904659.396 | 7865136.099 | 8228080.1853 | 8186939.7844 | 8146005.0854 | 8105275.06 | 8064748.6847 | 8024424.9413 | 7984302.8166 | 7944381.3025 | 7904659.396 | 7865136.099 | 316633.1216 | 643020.5682 | 977066.336 | 1319137.2622 | 1666802.4072 | 2017079.8016 | 2367106.4882 | 2714747.7521 | 3057468.7026 | 3393156.8007 | 316633.1216 | 326387.4467 | 334045.7677 | 342070.9262 | 347665.145 | 350277.3945 | 350026.6866 | 347641.2639 | 342720.9505 | 335688.0981
Ind ¦ Air compressor heat recovery | RET | I_Chemicals / Pharmaceutical | Greater Toronto Area | Space Heating/Ventilation | Industrial | NA | End Use Consumption (m^3/year) | 25 | 2.502 | 2.5404 | 2.5708 | 2.5939 | 2.6085 | 2.5951 | 2.5917 | 2.5918 | 2.5917 | 2.5917 | 0.78535 | 0.81335 | 0.83956 | 0.86403 | 0.8863 | 0.89938 | 0.91617 | 0.9345 | 0.95318 | 0.97223 | 0.31389 | 0.32017 | 0.32658 | 0.33311 | 0.33977 | 0.34656 | 0.3535 | 0.36057 | 0.36778 | 0.37513 | 0.47146 | 0.49318 | 0.51299 | 0.53092 | 0.54653 | 0.55281 | 0.56267 | 0.57393 | 0.58541 | 0.5971 | 378803.4609 | 376909.4436 | 375024.8964 | 373149.7719 | 371284.0231 | 369427.6029 | 367580.4649 | 365742.5626 | 363913.8498 | 362094.2805 | 378803.4609 | 376909.4436 | 375024.8964 | 373149.7719 | 371284.0231 | 369427.6029 | 367580.4649 | 365742.5626 | 363913.8498 | 362094.2805 | 6632.5043 | 13221.6117 | 19697.5874 | 26478.7812 | 33499.7363 | 40631.0641 | 47785.1959 | 55010.9783 | 62279.3921 | 69620.6082 | 6632.5043 | 6589.1073 | 6475.9757 | 6781.1938 | 7020.9552 | 7131.3278 | 7154.1318 | 7225.7823 | 7268.4138 | 7341.2161
Ind ¦ Air curtains | RET | I_Chemicals / Pharmaceutical | Greater Toronto Area | Space Heating/Ventilation | Industrial | NA | End Use Consumption (m^3/year) | 15 | 0.92289 | 0.94244 | 0.95793 | 0.96967 | 0.97714 | 0.97032 | 0.9686 | 0.96861 | 0.96861 | 0.96859 | 0.13548 | 0.14112 | 0.14631 | 0.15106 | 0.15527 | 0.15727 | 0.16013 | 0.16334 | 0.16661 | 0.16993 | 0.1468 | 0.14974 | 0.15274 | 0.15579 | 0.15891 | 0.16208 | 0.16533 | 0.16863 | 0.172 | 0.17544 | -0.01132 | -0.0086192 | -0.0064252 | -0.0047254 | -0.0036321 | -0.0048103 | -0.0051917 | -0.0052929 | -0.0053996 | -0.0055101 | 225478.2505 | 224350.8593 | 223229.105 | 222112.9595 | 221002.3947 | 219897.3827 | 218797.8958 | 217703.9063 | 216615.3868 | 215532.3098 | 0 | 0 | 0 | 0 | 0 | 0 | 0 | 0 | 0 | 0 | 0 | 0 | 0 | 0 | 0 | 0 | 0 | 0 | 0 | 0 | 0 | 0 | 0 | 0 | 0 | 0 | 0 | 0 | 0 | 0
Ind ¦ Automated temperature control | RET | I_Chemicals / Pharmaceutical | Greater Toronto Area | Space Heating/Ventilation | Industrial | NA | End Use Consumption (m^3/year) | 25 | 1.1676 | 1.1855 | 1.1997 | 1.2105 | 1.2173 | 1.2111 | 1.2095 | 1.2095 | 1.2095 | 1.2095 | 0.26178 | 0.27112 | 0.27985 | 0.28801 | 0.29543 | 0.29979 | 0.30539 | 0.3115 | 0.31773 | 0.32408 | 0.22421 | 0.22869 | 0.23327 | 0.23793 | 0.24269 | 0.24755 | 0.2525 | 0.25755 | 0.2627 | 0.26795 | 0.037574 | 0.042423 | 0.046585 | 0.050076 | 0.052741 | 0.052247 | 0.052892 | 0.053952 | 0.055029 | 0.056126 | 292286.6211 | 290825.188 | 289371.062 | 287924.2067 | 286484.5857 | 285052.1628 | 283626.9019 | 282208.7674 | 280797.7236 | 279393.735 | 292286.6211 | 290825.188 | 289371.062 | 287924.2067 | 286484.5857 | 285052.1628 | 283626.9019 | 282208.7674 | 280797.7236 | 279393.735 | 155.5507 | 290.9991 | 402.6333 | 543.7323 | 709.1107 | 881.0335 | 1048.5274 | 1219.7299 | 1392.004 | 1570.795 | 155.5507 | 135.4483 | 111.6343 | 141.0989 | 165.3784 | 171.9228 | 167.4939 | 171.2025 | 172.2741 | 178.7911
Ind ¦ Blow down heat recovery and control | RET | I_Chemicals / Pharmaceutical | Greater Toronto Area | Process - Boiler/Steam | Industrial | NA | End Use Consumption (m^3/year) | 20 | 1.9672 | 2.0009 | 2.026 | 2.0442 | 2.055 | 2.0547 | 2.0516 | 2.0517 | 2.0517 | 2.0517 | 0.061959 | 0.064282 | 0.066391 | 0.068326 | 0.070062 | 0.071451 | 0.072771 | 0.074227 | 0.075713 | 0.077227 | 0.031496 | 0.032126 | 0.032769 | 0.033424 | 0.034093 | 0.034774 | 0.03547 | 0.036179 | 0.036903 | 0.037641 | 0.030463 | 0.032156 | 0.033622 | 0.034902 | 0.035969 | 0.036676 | 0.037301 | 0.038048 | 0.03881 | 0.039587 | 2961498.8772 | 2946691.3828 | 2931957.9259 | 2917298.1363 | 2902711.6456 | 2888198.0874 | 2873757.097 | 2859388.3115 | 2845091.3699 | 2830865.9131 | 2961498.8772 | 2946691.3828 | 2931957.9259 | 2917298.1363 | 2902711.6456 | 2888198.0874 | 2873757.097 | 2859388.3115 | 2845091.3699 | 2830865.9131 | 47138.0245 | 93744.4167 | 139268.1547 | 187164.0506 | 236908.4532 | 287459.402 | 338121.9779 | 389319.6738 | 440839.294 | 492953.0618 | 47138.0245 | 46606.3922 | 45523.738 | 47895.8959 | 49744.4026 | 50550.9488 | 50662.5759 | 51197.696 | 51519.6201 | 52113.7679
Ind ¦ Boiler combustion air preheat | RET | I_Chemicals / Pharmaceutical | Greater Toronto Area | Process - Boiler/Steam | Industrial | NA | End Use Consumption (m^3/year) | 20 | 68.9876 | 69.0887 | 69.1845 | 69.2782 | 69.3709 | 69.4563 | 69.5363 | 69.6241 | 69.7143 | 69.809 | 2.0992 | 2.1443 | 2.1902 | 2.2371 | 2.2849 | 2.3334 | 2.3828 | 2.4336 | 2.4854 | 2.5386 | 0.030429 | 0.031037 | 0.031658 | 0.032291 | 0.032937 | 0.033596 | 0.034267 | 0.034953 | 0.035652 | 0.036365 | 2.0688 | 2.1133 | 2.1586 | 2.2048 | 2.2519 | 2.2998 | 2.3486 | 2.3986 | 2.4498 | 2.5022 | 3807641.4136 | 3788603.2065 | 3769660.1905 | 3750811.8895 | 3732057.8301 | 3713397.5409 | 3694830.5532 | 3676356.4005 | 3657974.6185 | 3639684.7454 | 3807641.4136 | 3788603.2065 | 3769660.1905 | 3750811.8895 | 3732057.8301 | 3713397.5409 | 3694830.5532 | 3676356.4005 | 3657974.6185 | 3639684.7454 | 167888.2414 | 342277.1966 | 521967.4601 | 705568.1256 | 891526.264 | 1078175.5361 | 1263793.0946 | 1446662.3926 | 1625135.6734 | 1797694.8116 | 167888.2414 | 174388.9551 | 179690.2636 | 183600.6654 | 185958.1384 | 186649.2721 | 185617.5585 | 182869.2981 | 178473.2808 | 172559.1382
Ind ¦ Condensate return | RET | I_Chemicals / Pharmaceutical | Greater Toronto Area | Process - Boiler/Steam | Industrial | NA | End Use Consumption (m^3/year) | 25 | 1.6724 | 1.6976 | 1.7164 | 1.73 | 1.7381 | 1.7378 | 1.7356 | 1.7356 | 1.7357 | 1.7357 | 0.070532 | 0.073026 | 0.07531 | 0.077423 | 0.079342 | 0.080918 | 0.082429 | 0.08408 | 0.085765 | 0.087483 | 0.042173 | 0.043016 | 0.043877 | 0.044754 | 0.045649 | 0.046562 | 0.047494 | 0.048443 | 0.049412 | 0.050401 | 0.028359 | 0.03001 | 0.031433 | 0.032669 | 0.033693 | 0.034355 | 0.034936 | 0.035637 | 0.036353 | 0.037082 | 3572601.8202 | 3554738.8111 | 3536965.117 | 3519280.2914 | 3501683.89 | 3484175.4705 | 3466754.5932 | 3449420.8202 | 3432173.7161 | 3415012.8475 | 3572601.8202 | 3554738.8111 | 3536965.117 | 3519280.2914 | 3501683.89 | 3484175.4705 | 3466754.5932 | 3449420.8202 | 3432173.7161 | 3415012.8475 | 25536.2114 | 50021.8978 | 72960.2942 | 97934.357 | 124415.8211 | 151379.507 | 178174.9982 | 205278.2235 | 232528.6077 | 260250.3517 | 25536.2114 | 24485.6864 | 22938.3964 | 24974.0627 | 26481.4642 | 26963.6859 | 26795.4912 | 27103.2253 | 27250.3842 | 27721.7439
Ind ¦ Condensing boiler | RET | I_Chemicals / Pharmaceutical | Greater Toronto Area | Process - Boiler/Steam | Industrial | NA | End Use Consumption (m^3/year) | 20 | 3.224 | 3.2793 | 3.3205 | 3.3502 | 3.368 | 3.3674 | 3.3624 | 3.3624 | 3.3625 | 3.3625 | 0.3098 | 0.32141 | 0.33195 | 0.34163 | 0.35031 | 0.35725 | 0.36386 | 0.37114 | 0.37856 | 0.38614 | 0.09609 | 0.098012 | 0.099972 | 0.10197 | 0.10401 | 0.10609 | 0.10821 | 0.11038 | 0.11258 | 0.11484 | 0.21371 | 0.2234 | 0.23198 | 0.23966 | 0.2463 | 0.25116 | 0.25564 | 0.26076 | 0.26598 | 0.2713 | 7991346.1767 | 7951389.4458 | 7911632.4985 | 7872074.3361 | 7832713.9644 | 7793550.3945 | 7754582.6426 | 7715809.7294 | 7677230.6807 | 7638844.5273 | 7991346.1767 | 7951389.4458 | 7911632.4985 | 7872074.3361 | 7832713.9644 | 7793550.3945 | 7754582.6426 | 7715809.7294 | 7677230.6807 | 7638844.5273 | 233726.9895 | 471118.567 | 710461.8449 | 957255.957 | 1209852.5011 | 1465530.3653 | 1722121.4594 | 1979482.8304 | 2236284.67 | 2492082.3891 | 233726.9895 | 237391.5775 | 239343.2779 | 246794.1121 | 252596.5441 | 255677.8642 | 256591.0941 | 257361.371 | 256801.8396 | 255797.7191
Ind ¦ Condensing Economizer | RET | I_Chemicals / Pharmaceutical | Greater Toronto Area | Process - Boiler/Steam | Industrial | NA | End Use Consumption (m^3/year) | 15 | 3.7008 | 3.7778 | 3.835 | 3.8765 | 3.9012 | 3.9004 | 3.8934 | 3.8934 | 3.8935 | 3.8934 | 0.25535 | 0.26588 | 0.27531 | 0.28385 | 0.29137 | 0.29714 | 0.30254 | 0.30859 | 0.31477 | 0.32106 | 0.069 | 0.07038 | 0.071788 | 0.073223 | 0.074688 | 0.076182 | 0.077705 | 0.079259 | 0.080844 | 0.082461 | 0.18635 | 0.1955 | 0.20352 | 0.21063 | 0.21668 | 0.22096 | 0.22483 | 0.22933 | 0.23392 | 0.2386 | 6346069.0226 | 6314338.6775 | 6282766.9841 | 6251353.1492 | 6220096.3835 | 6188995.9016 | 6158050.922 | 6127260.6674 | 6096624.3641 | 6066141.2423 | 6346069.0226 | 6314338.6775 | 6282766.9841 | 6251353.1492 | 6220096.3835 | 6188995.9016 | 6158050.922 | 6127260.6674 | 6096624.3641 | 6066141.2423 | 221353.1291 | 448258.7027 | 679218.7157 | 916338.3667 | 1158020.2659 | 1402046.4066 | 1646440.2928 | 1890245.4055 | 2131906.1401 | 2370345.3435 | 221353.1291 | 226905.5736 | 230960.013 | 237119.651 | 241681.8992 | 244026.1407 | 244393.8862 | 243805.1127 | 241660.7346 | 238439.2035
Ind ¦ De-stratification fans | RET | I_Chemicals / Pharmaceutical | Greater Toronto Area | Space Heating/Ventilation | Industrial | NA | End Use Consumption (m^3/year) | 25 | 1.4153 | 1.437 | 1.4542 | 1.4672 | 1.4755 | 1.468 | 1.466 | 1.466 | 1.466 | 1.466 | 0.29918 | 0.30985 | 0.31983 | 0.32915 | 0.33764 | 0.34262 | 0.34902 | 0.356 | 0.36312 | 0.37037 | 0.2114 | 0.21563 | 0.21994 | 0.22434 | 0.22882 | 0.2334 | 0.23807 | 0.24283 | 0.24769 | 0.25264 | 0.087784 | 0.094223 | 0.099894 | 0.10482 | 0.10881 | 0.10922 | 0.11095 | 0.11317 | 0.11543 | 0.11773 | 213786.7857 | 212717.8518 | 211654.2625 | 210595.9912 | 209543.0112 | 208495.2962 | 207452.8197 | 206415.5556 | 205383.4778 | 204356.5604 | 213786.7857 | 212717.8518 | 211654.2625 | 210595.9912 | 209543.0112 | 208495.2962 | 207452.8197 | 206415.5556 | 205383.4778 | 204356.5604 | 510.3699 | 982.0298 | 1399.1065 | 1881.4707 | 2410.9178 | 2953.2311 | 3487.0984 | 4028.3454 | 4571.8475 | 5128.2794 | 510.3699 | 471.6599 | 417.0768 | 482.3642 | 529.4471 | 542.3133 | 533.8673 | 541.247 | 543.5021 | 556.4318
Ind ¦ Direct contact hot water heaters | RET | I_Chemicals / Pharmaceutical | Greater Toronto Area | Process - Boiler/Steam | Industrial | NA | End Use Consumption (m^3/year) | 20 | 11.6065 | 11.8055 | 11.9537 | 12.0609 | 12.1248 | 12.1227 | 12.1047 | 12.1048 | 12.1049 | 12.105 | 0.46469 | 0.48212 | 0.49793 | 0.51244 | 0.52546 | 0.53588 | 0.54579 | 0.5567 | 0.56785 | 0.57921 | 0.040038 | 0.040838 | 0.041655 | 0.042488 | 0.043338 | 0.044205 | 0.045089 | 0.045991 | 0.04691 | 0.047849 | 0.42466 | 0.44128 | 0.45628 | 0.46996 | 0.48212 | 0.49168 | 0.5007 | 0.51071 | 0.52094 | 0.53136 | 6769140.2908 | 6735294.5894 | 6701618.1164 | 6668110.0258 | 6634769.4757 | 6601595.6283 | 6568587.6502 | 6535744.7119 | 6503065.9884 | 6470550.6584 | 6769140.2908 | 6735294.5894 | 6701618.1164 | 6668110.0258 | 6634769.4757 | 6601595.6283 | 6568587.6502 | 6535744.7119 | 6503065.9884 | 6470550.6584 | 280498.9068 | 570851.8392 | 869169.7381 | 1174136.3283 | 1483413.899 | 1794376.6458 | 2104373.8553 | 2410980.0028 | 2711703.7771 | 3004302.2921 | 280498.9068 | 290352.9324 | 298317.8989 | 304966.5903 | 309277.5706 | 310962.7468 | 309997.2095 | 306606.1475 | 300723.7743 | 292598.515
Ind ¦ Energy Management and Process Improvement | RET | I_Chemicals / Pharmaceutical | Greater Toronto Area | Cross Cutting/Behavioural | Industrial | NA | End Use Consumption (m^3/year) | 15 | 3.6479 | 3.7238 | 3.7802 | 3.8211 | 3.8455 | 3.8447 | 3.8378 | 3.8378 | 3.8379 | 3.8378 | 0.25535 | 0.26588 | 0.27531 | 0.28385 | 0.29137 | 0.29714 | 0.30254 | 0.30859 | 0.31477 | 0.32106 | 0.07 | 0.0714 | 0.072828 | 0.074285 | 0.07577 | 0.077286 | 0.078831 | 0.080408 | 0.082016 | 0.083656 | 0.18535 | 0.19448 | 0.20248 | 0.20956 | 0.2156 | 0.21985 | 0.22371 | 0.22818 | 0.23275 | 0.2374 | 39874430.7167 | 39675058.5631 | 39476683.2703 | 39279299.8539 | 39082903.3547 | 38887488.8379 | 38693051.3937 | 38499586.1367 | 38307088.206 | 38115552.765 | 39874430.7167 | 39675058.5631 | 39476683.2703 | 39279299.8539 | 39082903.3547 | 38887488.8379 | 38693051.3937 | 38499586.1367 | 38307088.206 | 38115552.765 | 1382627.6512 | 2799531.8289 | 4241362.6237 | 5721788.6518 | 7230876.0382 | 8754754.1383 | 10281105.3907 | 11804122.7627 | 13314170.8141 | 14804653.0812 | 1382627.6512 | 1416904.1778 | 1441830.7947 | 1480426.0281 | 1509087.3864 | 1523878.1002 | 1526351.2523 | 1523017.372 | 1510048.0514 | 1490482.2671
Ind ¦ Exhaust gas heat recovery | RET | I_Chemicals / Pharmaceutical | Greater Toronto Area | Process Heat | Industrial | NA | End Use Consumption (m^3/year) | 15 | 5.3148 | 5.4254 | 5.5077 | 5.5672 | 5.6027 | 5.6015 | 5.5915 | 5.5916 | 5.5916 | 5.5916 | 0.44687 | 0.46529 | 0.48179 | 0.49674 | 0.5099 | 0.51999 | 0.52944 | 0.54003 | 0.55084 | 0.56185 | 0.084079 | 0.08576 | 0.087476 | 0.089225 | 0.09101 | 0.09283 | 0.094686 | 0.09658 | 0.098512 | 0.10048 | 0.36279 | 0.37953 | 0.39431 | 0.40751 | 0.41889 | 0.42716 | 0.43475 | 0.44345 | 0.45233 | 0.46137 | 14399140.3242 | 14327144.6226 | 14255508.8995 | 14184231.355 | 14113310.1982 | 14042743.6472 | 13972529.929 | 13902667.2794 | 13833153.943 | 13763988.1733 | 14399140.3242 | 14327144.6226 | 14255508.8995 | 14184231.355 | 14113310.1982 | 14042743.6472 | 13972529.929 | 13902667.2794 | 13833153.943 | 13763988.1733 | 554107.9627 | 1125285.9944 | 1709866.0879 | 2308490.2088 | 2916904.2125 | 3529889.6528 | 4142436.3543 | 4750808.5661 | 5350570.2296 | 5938024.4013 | 554107.9627 | 571178.0316 | 584580.0935 | 598624.1209 | 608414.0037 | 612985.4403 | 612546.7015 | 608372.2118 | 599761.6635 | 587454.1717
Ind ¦ Feedwater Economizers | RET | I_Chemicals / Pharmaceutical | Greater Toronto Area | Process - Boiler/Steam | Industrial | NA | End Use Consumption (m^3/year) | 20 | 2.418 | 2.4595 | 2.4903 | 2.5127 | 2.526 | 2.5256 | 2.5218 | 2.5218 | 2.5219 | 2.5219 | 0.12392 | 0.12856 | 0.13278 | 0.13665 | 0.14012 | 0.1429 | 0.14554 | 0.14845 | 0.15143 | 0.15445 | 0.051248 | 0.052273 | 0.053318 | 0.054385 | 0.055473 | 0.056582 | 0.057714 | 0.058868 | 0.060045 | 0.061246 | 0.07267 | 0.076292 | 0.079463 | 0.082267 | 0.084651 | 0.086319 | 0.087829 | 0.089587 | 0.091381 | 0.093209 | 4230712.6818 | 4209559.1184 | 4188511.3228 | 4167568.7661 | 4146730.9223 | 4125997.2677 | 4105367.2814 | 4084840.445 | 4064416.2427 | 4044094.1615 | 4230712.6818 | 4209559.1184 | 4188511.3228 | 4167568.7661 | 4146730.9223 | 4125997.2677 | 4105367.2814 | 4084840.445 | 4064416.2427 | 4044094.1615 | 93228.8344 | 186743.331 | 279709.714 | 376426.3304 | 476123.1684 | 577332.2849 | 679010.8538 | 781552.3503 | 884522.4104 | 988108.3211 | 93228.8344 | 93514.4965 | 92966.383 | 96716.6164 | 99696.838 | 101209.1165 | 101678.569 | 102541.4964 | 102970.0601 | 103585.9108
Ind ¦ Heat recovery to preheat make-up water | RET | I_Chemicals / Pharmaceutical | Greater Toronto Area | Process - Boiler/Steam | Industrial | NA | End Use Consumption (m^3/year) | 25 | 3.4769 | 3.5293 | 3.5683 | 3.5965 | 3.6134 | 3.6129 | 3.6082 | 3.6083 | 3.6084 | 3.6085 | 0.2116 | 0.21908 | 0.22593 | 0.23227 | 0.23803 | 0.24275 | 0.24729 | 0.25224 | 0.2573 | 0.26245 | 0.060857 | 0.062074 | 0.063316 | 0.064582 | 0.065874 | 0.067191 | 0.068535 | 0.069906 | 0.071304 | 0.07273 | 0.15074 | 0.157 | 0.16261 | 0.16769 | 0.17215 | 0.17556 | 0.17875 | 0.18234 | 0.18599 | 0.18972 | 8884496.6317 | 8840074.1485 | 8795873.7778 | 8751894.4089 | 8708134.9369 | 8664594.2622 | 8621271.2909 | 8578164.9344 | 8535274.1097 | 8492597.7392 | 8884496.6317 | 8840074.1485 | 8795873.7778 | 8751894.4089 | 8708134.9369 | 8664594.2622 | 8621271.2909 | 8578164.9344 | 8535274.1097 | 8492597.7392 | 249107.3882 | 501607.0513 | 755635.0492 | 1017814.5687 | 1286378.2313 | 1558319.4414 | 1831292.9137 | 2105336.3813 | 2379095.31 | 2652253.1252 | 249107.3882 | 252499.6631 | 254027.9979 | 262179.5195 | 268563.6626 | 271941.2101 | 272973.4723 | 274043.4677 | 273758.9286 | 273157.8153
Ind ¦ High-efficiency burner | RET | I_Chemicals / Pharmaceutical | Greater Toronto Area | Process - Boiler/Steam | Industrial | NA | End Use Consumption (m^3/year) | 20 | 2.5792 | 2.6234 | 2.6564 | 2.6802 | 2.6944 | 2.6939 | 2.6899 | 2.6899 | 2.69 | 2.69 | 0.1549 | 0.16071 | 0.16598 | 0.17081 | 0.17515 | 0.17863 | 0.18193 | 0.18557 | 0.18928 | 0.19307 | 0.060056 | 0.061257 | 0.062483 | 0.063732 | 0.065007 | 0.066307 | 0.067633 | 0.068986 | 0.070366 | 0.071773 | 0.094842 | 0.099448 | 0.10349 | 0.10708 | 0.11015 | 0.11232 | 0.1143 | 0.11658 | 0.11892 | 0.1213 | 2397403.853 | 2385416.8337 | 2373489.7496 | 2361622.3008 | 2349814.1893 | 2338065.1184 | 2326374.7928 | 2314742.9188 | 2303169.2042 | 2291653.3582 | 2397403.853 | 2385416.8337 | 2373489.7496 | 2361622.3008 | 2349814.1893 | 2338065.1184 | 2326374.7928 | 2314742.9188 | 2303169.2042 | 2291653.3582 | 57068.4181 | 114454.5704 | 171726.0999 | 231160.4043 | 292315.6705 | 354371.7045 | 416731.3836 | 479562.7403 | 542590.5406 | 605870.3304 | 57068.4181 | 57386.1522 | 57271.5295 | 59434.3044 | 61155.2663 | 62056.034 | 62359.679 | 62831.3568 | 63027.8002 | 63279.7898
Ind ¦ High-efficiency burners | RET | I_Chemicals / Pharmaceutical | Greater Toronto Area | Process Heat | Industrial | NA | End Use Consumption (m^3/year) | 20 | 8.928 | 9.0812 | 9.1951 | 9.2776 | 9.3267 | 9.3252 | 9.3113 | 9.3113 | 9.3115 | 9.3115 | 0.61959 | 0.64282 | 0.66391 | 0.68326 | 0.70062 | 0.71451 | 0.72771 | 0.74227 | 0.75713 | 0.77227 | 0.069398 | 0.070786 | 0.072202 | 0.073646 | 0.075119 | 0.076621 | 0.078154 | 0.079717 | 0.081311 | 0.082938 | 0.55019 | 0.57204 | 0.59171 | 0.60961 | 0.6255 | 0.63789 | 0.64956 | 0.66256 | 0.67582 | 0.68934 | 4936848.1112 | 4912163.8706 | 4887603.0513 | 4863165.036 | 4838849.2108 | 4814654.9648 | 4790581.6899 | 4766628.7815 | 4742795.6376 | 4719081.6594 | 4936848.1112 | 4912163.8706 | 4887603.0513 | 4863165.036 | 4838849.2108 | 4814654.9648 | 4790581.6899 | 4766628.7815 | 4742795.6376 | 4719081.6594 | 199446.2311 | 405643.137 | 617277.0273 | 833703.527 | 1053322.8986 | 1274300.3929 | 1494804.0522 | 1713226.1472 | 1927861.2069 | 2137193.3418 | 199446.2311 | 206196.9059 | 211633.8904 | 216426.4997 | 219619.3716 | 220977.4943 | 220503.6593 | 218422.0949 | 214635.0598 | 209332.1349
Ind ¦ Insulation | RET | I_Chemicals / Pharmaceutical | Greater Toronto Area | Process - Boiler/Steam | Industrial | NA | End Use Consumption (m^3/year) | 15 | 5.3148 | 5.4254 | 5.5077 | 5.5672 | 5.6027 | 5.6015 | 5.5915 | 5.5916 | 5.5916 | 5.5916 | 0.12768 | 0.13294 | 0.13765 | 0.14192 | 0.14569 | 0.14857 | 0.15127 | 0.1543 | 0.15738 | 0.16053 | 0.024023 | 0.024503 | 0.024993 | 0.025493 | 0.026003 | 0.026523 | 0.027053 | 0.027594 | 0.028146 | 0.028709 | 0.10365 | 0.10844 | 0.11266 | 0.11643 | 0.11968 | 0.12205 | 0.12422 | 0.1267 | 0.12924 | 0.13182 | 6111029.4292 | 6080474.2821 | 6050071.9107 | 6019821.5511 | 5989722.4433 | 5959773.8311 | 5929974.962 | 5900325.0872 | 5870823.4617 | 5841469.3444 | 6111029.4292 | 6080474.2821 | 6050071.9107 | 6019821.5511 | 5989722.4433 | 5959773.8311 | 5929974.962 | 5900325.0872 | 5870823.4617 | 5841469.3444 | 235164.7384 | 477574.0546 | 725671.2379 | 979728.7397 | 1237941.0912 | 1498093.5712 | 1758059.8494 | 2016254.4643 | 2270794.7419 | 2520111.6907 | 235164.7384 | 242409.3163 | 248097.1832 | 254057.5019 | 258212.3515 | 260152.48 | 259966.2782 | 258194.6149 | 254540.2776 | 249316.9488
Ind ¦ Radiant heaters | RET | I_Chemicals / Pharmaceutical | Greater Toronto Area | Space Heating/Ventilation | Industrial | NA | End Use Consumption (m^3/year) | 20 | 1.4656 | 1.4912 | 1.5115 | 1.5269 | 1.5367 | 1.5277 | 1.5255 | 1.5255 | 1.5255 | 1.5255 | 0.98582 | 1.0231 | 1.0578 | 1.0899 | 1.1188 | 1.1346 | 1.1555 | 1.1787 | 1.2022 | 1.2263 | 0.67263 | 0.68608 | 0.69981 | 0.7138 | 0.72808 | 0.74264 | 0.75749 | 0.77264 | 0.78809 | 0.80386 | 0.31319 | 0.33701 | 0.35795 | 0.37608 | 0.39073 | 0.39191 | 0.39804 | 0.40601 | 0.41413 | 0.42239 | 340722.6897 | 339019.0763 | 337323.9809 | 335637.361 | 333959.1742 | 332289.3783 | 330627.9314 | 328974.7918 | 327329.9178 | 325693.2682 | 340722.6897 | 339019.0763 | 337323.9809 | 335637.361 | 333959.1742 | 332289.3783 | 330627.9314 | 328974.7918 | 327329.9178 | 325693.2682 | 1871.2907 | 3664.8941 | 5346.1244 | 7169.1565 | 9099.9672 | 11075.0557 | 13029.2299 | 15010.7082 | 17003.665 | 19040.9158 | 1871.2907 | 1793.6033 | 1681.2303 | 1823.0321 | 1930.8107 | 1975.0886 | 1954.1742 | 1981.4783 | 1992.9568 | 2037.2508
Ind ¦ Reduce Steam Pressure | RET | I_Chemicals / Pharmaceutical | Greater Toronto Area | Process - Boiler/Steam | Industrial | NA | End Use Consumption (m^3/year) | 20 | 29.9803 | 30.4945 | 30.8771 | 31.154 | 31.3191 | 31.3138 | 31.2672 | 31.2674 | 31.2679 | 31.268 | 0.092939 | 0.096423 | 0.099586 | 0.10249 | 0.10509 | 0.10718 | 0.10916 | 0.11134 | 0.11357 | 0.11584 | 0.0031 | 0.003162 | 0.0032252 | 0.0032897 | 0.0033555 | 0.0034227 | 0.0034911 | 0.0035609 | 0.0036321 | 0.0037048 | 0.089839 | 0.093261 | 0.096361 | 0.099199 | 0.10174 | 0.10375 | 0.10567 | 0.10778 | 0.10994 | 0.11214 | 2538427.6091 | 2525735.471 | 2513106.7937 | 2500541.2597 | 2488038.5534 | 2475598.3606 | 2463220.3688 | 2450904.267 | 2438649.7456 | 2426456.4969 | 2538427.6091 | 2525735.471 | 2513106.7937 | 2500541.2597 | 2488038.5534 | 2475598.3606 | 2463220.3688 | 2450904.267 | 2438649.7456 | 2426456.4969 | 111625.7706 | 227478.3957 | 346746.5222 | 468588.0073 | 591971.2601 | 715777.8856 | 838861.6613 | 960110.3419 | 1078442.6943 | 1192875.3682 | 111625.7706 | 115852.6251 | 119268.1266 | 121841.485 | 123383.2528 | 123806.6255 | 123083.7757 | 121248.6806 | 118332.3524 | 114432.6739
Ind ¦ Steam trap survey and repair | RET | I_Chemicals / Pharmaceutical | Greater Toronto Area | Process - Boiler/Steam | Industrial | NA | End Use Consumption (m^3/year) | 3 | 0.74751 | 0.79708 | 0.84877 | 0.8911 | 0.91312 | 0.91238 | 0.90622 | 0.90625 | 0.90632 | 0.90624 | 0.023145 | 0.025173 | 0.027342 | 0.029279 | 0.030603 | 0.03119 | 0.031599 | 0.032232 | 0.032879 | 0.033534 | 0.030962 | 0.031582 | 0.032213 | 0.032858 | 0.033515 | 0.034185 | 0.034869 | 0.035566 | 0.036277 | 0.037003 | -0.0078176 | -0.0064086 | -0.0048715 | -0.0035782 | -0.0029118 | -0.0029954 | -0.00327 | -0.0033344 | -0.0033984 | -0.0034693 | 5640950.2423 | 5612745.4911 | 5584681.7637 | 5556758.3549 | 5528974.5631 | 5501329.6903 | 5473823.0418 | 5446453.9266 | 5419221.657 | 5392125.5487 | 0 | 0 | 0 | 0 | 0 | 0 | 0 | 0 | 0 | 0 | 0 | 0 | 0 | 0 | 0 | 0 | 0 | 0 | 0 | 0 | 0 | 0 | 0 | 0 | 0 | 0 | 0 | 0 | 0 | 0
Ind ¦ Ventilation heat recovery | RET | I_Chemicals / Pharmaceutical | Greater Toronto Area | Space Heating/Ventilation | Industrial | NA | End Use Consumption (m^3/year) | 20 | 4.3968 | 4.4736 | 4.5345 | 4.5806 | 4.61 | 4.5832 | 4.5764 | 4.5765 | 4.5764 | 4.5764 | 0.49291 | 0.51155 | 0.52888 | 0.54494 | 0.5594 | 0.56728 | 0.57777 | 0.58933 | 0.60111 | 0.61313 | 0.11211 | 0.11435 | 0.11663 | 0.11897 | 0.12135 | 0.12377 | 0.12625 | 0.12877 | 0.13135 | 0.13398 | 0.3808 | 0.3972 | 0.41225 | 0.42598 | 0.43806 | 0.4435 | 0.45152 | 0.46055 | 0.46976 | 0.47915 | 347821.0791 | 346081.9737 | 344351.5638 | 342629.806 | 340916.657 | 339212.0737 | 337516.0133 | 335828.4333 | 334149.2911 | 332478.5446 | 347821.0791 | 346081.9737 | 344351.5638 | 342629.806 | 340916.657 | 339212.0737 | 337516.0133 | 335828.4333 | 334149.2911 | 332478.5446 | 11721.4548 | 23716.9944 | 35907.5016 | 48430.2053 | 61202.4805 | 74105.8273 | 87036.7666 | 99952.8183 | 112775.4998 | 125454.2383 | 11721.4548 | 11995.5396 | 12190.5072 | 12522.7038 | 12772.2752 | 12903.3468 | 12930.9393 | 12916.0517 | 12822.6814 | 12678.7386
Ind ¦ Ventilation optimization | RET | I_Chemicals / Pharmaceutical | Greater Toronto Area | Space Heating/Ventilation | Industrial | NA | End Use Consumption (m^3/year) | 15 | 2.256 | 2.3037 | 2.3416 | 2.3703 | 2.3886 | 2.3719 | 2.3677 | 2.3677 | 2.3677 | 2.3677 | 0.54194 | 0.56449 | 0.58524 | 0.60426 | 0.62109 | 0.62909 | 0.64054 | 0.65336 | 0.66642 | 0.67974 | 0.24023 | 0.24503 | 0.24993 | 0.25493 | 0.26003 | 0.26523 | 0.27053 | 0.27594 | 0.28146 | 0.28709 | 0.30171 | 0.31946 | 0.33531 | 0.34933 | 0.36107 | 0.36387 | 0.37 | 0.37741 | 0.38496 | 0.39265 | 400850.2232 | 398845.9721 | 396851.7422 | 394867.4835 | 392893.1461 | 390928.6804 | 388974.037 | 387029.1668 | 385094.0209 | 383168.5508 | 400850.2232 | 398845.9721 | 396851.7422 | 394867.4835 | 392893.1461 | 390928.6804 | 388974.037 | 387029.1668 | 385094.0209 | 383168.5508 | 9541.9418 | 19137.0094 | 28712.9118 | 38650.4341 | 48875.7043 | 59251.5845 | 69678.2346 | 80183.7501 | 90722.1113 | 101302.6057 | 9541.9418 | 9595.0676 | 9575.9024 | 9937.5223 | 10225.2702 | 10375.8802 | 10426.6502 | 10505.5155 | 10538.3612 | 10580.4943
Ind ¦ Warehouse loading dock seals | RET | I_Chemicals / Pharmaceutical | Greater Toronto Area | Space Heating/Ventilation | Industrial | NA | End Use Consumption (m^3/year) | 10 | 0.65563 | 0.67466 | 0.68975 | 0.70118 | 0.70846 | 0.70181 | 0.70013 | 0.70014 | 0.70014 | 0.70012 | 0.098874 | 0.10378 | 0.10822 | 0.11222 | 0.11565 | 0.11685 | 0.11891 | 0.12129 | 0.12371 | 0.12618 | 0.15081 | 0.15382 | 0.1569 | 0.16004 | 0.16324 | 0.1665 | 0.16983 | 0.17323 | 0.1767 | 0.18023 | -0.051935 | -0.050045 | -0.048679 | -0.047824 | -0.047591 | -0.04965 | -0.050928 | -0.051945 | -0.052985 | -0.054047 | 126657.5358 | 126024.2481 | 125394.1269 | 124767.1562 | 124143.3205 | 123522.6039 | 122904.9908 | 122290.4659 | 121679.0136 | 121070.6185 | 0 | 0 | 0 | 0 | 0 | 0 | 0 | 0 | 0 | 0 | 0 | 0 | 0 | 0 | 0 | 0 | 0 | 0 | 0 | 0 | 0 | 0 | 0 | 0 | 0 | 0 | 0 | 0 | 0 | 0
Ind ¦ Boiler right sizing and load management | ROB | I_Chemicals / Pharmaceutical | Greater Toronto Area | Process - Boiler/Steam | Industrial | NA | End Use Consumption (m^3/year) | 25 | INF | INF | INF | INF | INF | INF | INF | INF | INF | INF | 0.35266 | 0.36513 | 0.37655 | 0.38712 | 0.39671 | 0.40459 | 0.41215 | 0.4204 | 0.42883 | 0.43741 | 0 | 0 | 0 | 0 | 0 | 0 | 0 | 0 | 0 | 0 | 0.35266 | 0.36513 | 0.37655 | 0.38712 | 0.39671 | 0.40459 | 0.41215 | 0.4204 | 0.42883 | 0.43741 | 12339578.6551 | 12277880.7619 | 12216491.358 | 12155408.9013 | 12094631.8567 | 12034158.6975 | 11973987.904 | 11914117.9645 | 11854547.3746 | 11795274.6378 | 12339578.6551 | 12277880.7619 | 12216491.358 | 12155408.9013 | 12094631.8567 | 12034158.6975 | 11973987.904 | 11914117.9645 | 11854547.3746 | 11795274.6378 | 369413.6479 | 731581.644 | 1086285.7983 | 1433322.0194 | 1772504.7264 | 2103670.308 | 2426679.6866 | 2741420.0629 | 3047805.9218 | 3345779.3888 | 369413.6479 | 362167.9961 | 354704.1544 | 347036.2211 | 339182.707 | 331165.5816 | 323009.3786 | 314740.3763 | 306385.8589 | 297973.467
Ind ¦ Advanced boiler controls including air/fuel mix control ¦ New | NEW | I_Food & Beverage | Greater Toronto Area | Process - Boiler/Steam | Industrial | NA | End Use Consumption (m^3/year) | 15 | 4.1594 | 4.246 | 4.3104 | 4.357 | 4.3847 | 4.3838 | 4.376 | 4.376 | 4.3761 | 4.376 | 0.12768 | 0.13294 | 0.13765 | 0.14192 | 0.14569 | 0.14857 | 0.15127 | 0.1543 | 0.15738 | 0.16053 | 0.030695 | 0.031309 | 0.031936 | 0.032574 | 0.033226 | 0.03389 | 0.034568 | 0.035259 | 0.035965 | 0.036684 | 0.09698 | 0.10163 | 0.10572 | 0.10935 | 0.11246 | 0.11468 | 0.1167 | 0.11904 | 0.12142 | 0.12384 | 71805.2984 | 144759.4816 | 218888.4713 | 294218.7246 | 370777.2452 | 448591.5952 | 527689.9063 | 608100.8925 | 689853.862 | 772978.7295 | 71805.2984 | 144759.4816 | 218888.4713 | 294218.7246 | 370777.2452 | 448591.5952 | 527689.9063 | 608100.8925 | 689853.862 | 772978.7295 | 43541.7077 | 87780.0828 | 133717.9471 | 181217.8508 | 230692.3537 | 282036.9546 | 335074.5683 | 389675.9004 | 445879.9377 | 503636.5369 | 43541.7077 | 44238.375 | 45937.8643 | 47499.9037 | 49474.503 | 51344.6009 | 53037.6136 | 54601.3321 | 56204.0373 | 57756.5992
Ind ¦ Advanced heating and process control ¦ New | NEW | I_Food & Beverage | Greater Toronto Area | Process Heat | Industrial | NA | End Use Consumption (m^3/year) | 15 | 5.3148 | 5.4254 | 5.5077 | 5.5672 | 5.6027 | 5.6015 | 5.5915 | 5.5916 | 5.5916 | 5.5916 | 0.31919 | 0.33235 | 0.34413 | 0.35481 | 0.36422 | 0.37142 | 0.37817 | 0.38574 | 0.39346 | 0.40132 | 0.060056 | 0.061257 | 0.062483 | 0.063732 | 0.065007 | 0.066307 | 0.067633 | 0.068986 | 0.070366 | 0.071773 | 0.25913 | 0.27109 | 0.28165 | 0.29108 | 0.29921 | 0.30511 | 0.31054 | 0.31675 | 0.32309 | 0.32955 | 93010.1833 | 187508.5295 | 283528.6153 | 381104.7108 | 480271.7945 | 581065.5674 | 683522.4692 | 787679.6934 | 893575.203 | 1001247.7471 | 93010.1833 | 187508.5295 | 283528.6153 | 381104.7108 | 480271.7945 | 581065.5674 | 683522.4692 | 787679.6934 | 893575.203 | 1001247.7471 | 59953.4247 | 120866.1042 | 184336.9342 | 250174.843 | 318741.0702 | 389892.3101 | 463417.7161 | 539157.9403 | 617124.9977 | 697246.2163 | 59953.4247 | 60912.6795 | 63470.83 | 65837.9088 | 68566.2272 | 71151.2399 | 73525.406 | 75740.2241 | 77967.0574 | 80121.2186
Ind ¦ Air compressor heat recovery ¦ New | NEW | I_Food & Beverage | Greater Toronto Area | Space Heating/Ventilation | Industrial | NA | End Use Consumption (m^3/year) | 25 | 2.502 | 2.5404 | 2.5708 | 2.5939 | 2.6085 | 2.5951 | 2.5917 | 2.5918 | 2.5917 | 2.5917 | 0.78535 | 0.81335 | 0.83956 | 0.86403 | 0.8863 | 0.89938 | 0.91617 | 0.9345 | 0.95318 | 0.97223 | 0.31389 | 0.32017 | 0.32658 | 0.33311 | 0.33977 | 0.34656 | 0.3535 | 0.36057 | 0.36778 | 0.37513 | 0.47146 | 0.49318 | 0.51299 | 0.53092 | 0.54653 | 0.55281 | 0.56267 | 0.57393 | 0.58541 | 0.5971 | 22220.5508 | 44796.6304 | 67736.2605 | 91047.6283 | 114739.0902 | 138819.1756 | 163296.5899 | 188180.2189 | 213479.1321 | 239202.5868 | 22220.5508 | 44796.6304 | 67736.2605 | 91047.6283 | 114739.0902 | 138819.1756 | 163296.5899 | 188180.2189 | 213479.1321 | 239202.5868 | 6516.9456 | 13138.1623 | 19873.7017 | 26649.6783 | 33911.7418 | 41600.8215 | 49584.7288 | 57773.4871 | 66232.7892 | 74939.8045 | 6516.9456 | 6621.2167 | 6735.5395 | 6775.9765 | 7262.0635 | 7689.0797 | 7983.9073 | 8188.7583 | 8459.3021 | 8707.0153
Ind ¦ Air curtains ¦ New | NEW | I_Food & Beverage | Greater Toronto Area | Space Heating/Ventilation | Industrial | NA | End Use Consumption (m^3/year) | 15 | 0.92289 | 0.94244 | 0.95793 | 0.96967 | 0.97714 | 0.97032 | 0.9686 | 0.96861 | 0.96861 | 0.96859 | 0.13548 | 0.14112 | 0.14631 | 0.15106 | 0.15527 | 0.15727 | 0.16013 | 0.16334 | 0.16661 | 0.16993 | 0.1468 | 0.14974 | 0.15274 | 0.15579 | 0.15891 | 0.16208 | 0.16533 | 0.16863 | 0.172 | 0.17544 | -0.01132 | -0.0086192 | -0.0064252 | -0.0047254 | -0.0036321 | -0.0048103 | -0.0051917 | -0.0052929 | -0.0053996 | -0.0055101 | 13226.5183 | 26664.661 | 40319.2027 | 54195.0168 | 68297.0775 | 82630.4617 | 97200.3511 | 112012.0351 | 127070.9119 | 142382.4921 | 0 | 0 | 0 | 0 | 0 | 0 | 0 | 0 | 0 | 0 | 0 | 0 | 0 | 0 | 0 | 0 | 0 | 0 | 0 | 0 | 0 | 0 | 0 | 0 | 0 | 0 | 0 | 0 | 0 | 0
Ind ¦ Automated temperature control ¦ New | NEW | I_Food & Beverage | Greater Toronto Area | Space Heating/Ventilation | Industrial | NA | End Use Consumption (m^3/year) | 25 | 1.1676 | 1.1855 | 1.1997 | 1.2105 | 1.2173 | 1.2111 | 1.2095 | 1.2095 | 1.2095 | 1.2095 | 0.26178 | 0.27112 | 0.27985 | 0.28801 | 0.29543 | 0.29979 | 0.30539 | 0.3115 | 0.31773 | 0.32408 | 0.22421 | 0.22869 | 0.23327 | 0.23793 | 0.24269 | 0.24755 | 0.2525 | 0.25755 | 0.2627 | 0.26795 | 0.037574 | 0.042423 | 0.046585 | 0.050076 | 0.052741 | 0.052247 | 0.052892 | 0.053952 | 0.055029 | 0.056126 | 17145.4867 | 34565.3013 | 52265.6331 | 70252.7996 | 88533.2486 | 107113.5614 | 126000.4552 | 145200.7862 | 164721.5525 | 184569.8972 | 17145.4867 | 34565.3013 | 52265.6331 | 70252.7996 | 88533.2486 | 107113.5614 | 126000.4552 | 145200.7862 | 164721.5525 | 184569.8972 | 152.8406 | 308.1266 | 449.049 | 569.8655 | 728.4475 | 921.1498 | 1128.5368 | 1337.4398 | 1557.979 | 1786.9577 | 152.8406 | 155.286 | 140.9224 | 120.8166 | 158.582 | 192.7023 | 207.387 | 208.903 | 220.5392 | 228.9787
Ind ¦ Blow down heat recovery and control ¦ New | NEW | I_Food & Beverage | Greater Toronto Area | Process - Boiler/Steam | Industrial | NA | End Use Consumption (m^3/year) | 20 | 1.9672 | 2.0009 | 2.026 | 2.0442 | 2.055 | 2.0547 | 2.0516 | 2.0517 | 2.0517 | 2.0517 | 0.061959 | 0.064282 | 0.066391 | 0.068326 | 0.070062 | 0.071451 | 0.072771 | 0.074227 | 0.075713 | 0.077227 | 0.031496 | 0.032126 | 0.032769 | 0.033424 | 0.034093 | 0.034774 | 0.03547 | 0.036179 | 0.036903 | 0.037641 | 0.030463 | 0.032156 | 0.033622 | 0.034902 | 0.035969 | 0.036676 | 0.037301 | 0.038048 | 0.03881 | 0.039587 | 41031.5991 | 82719.7038 | 125079.1265 | 168124.9855 | 211872.7116 | 256338.0544 | 301537.0893 | 347486.2243 | 394202.2068 | 441702.1311 | 41031.5991 | 82719.7038 | 125079.1265 | 168124.9855 | 211872.7116 | 256338.0544 | 301537.0893 | 347486.2243 | 394202.2068 | 441702.1311 | 10939.6623 | 22054.3593 | 33371.284 | 44738.0161 | 57023.0017 | 70107.4754 | 83727.846 | 97703.0379 | 112159.2411 | 127048.4027 | 10939.6623 | 11114.6969 | 11316.9247 | 11366.7321 | 12284.9856 | 13084.4737 | 13620.3705 | 13975.1919 | 14456.2033 | 14889.1616
Ind ¦ Boiler combustion air preheat ¦ New | NEW | I_Food & Beverage | Greater Toronto Area | Process - Boiler/Steam | Industrial | NA | End Use Consumption (m^3/year) | 20 | 68.9876 | 69.0887 | 69.1845 | 69.2782 | 69.3709 | 69.4563 | 69.5363 | 69.6241 | 69.7143 | 69.809 | 2.0992 | 2.1443 | 2.1902 | 2.2371 | 2.2849 | 2.3334 | 2.3828 | 2.4336 | 2.4854 | 2.5386 | 0.030429 | 0.031037 | 0.031658 | 0.032291 | 0.032937 | 0.033596 | 0.034267 | 0.034953 | 0.035652 | 0.036365 | 2.0688 | 2.1133 | 2.1586 | 2.2048 | 2.2519 | 2.2998 | 2.3486 | 2.3986 | 2.4498 | 2.5022 | 52754.9131 | 106353.9049 | 160816.0198 | 216160.6956 | 272407.772 | 329577.4985 | 387690.5434 | 446768.0027 | 506831.4088 | 567902.74 | 52754.9131 | 106353.9049 | 160816.0198 | 216160.6956 | 272407.772 | 329577.4985 | 387690.5434 | 446768.0027 | 506831.4088 | 567902.74 | 38963.0387 | 78549.486 | 119979.6785 | 163164.5558 | 208030.074 | 254510.6685 | 302548.5067 | 352093.0183 | 403100.5738 | 455533.7486 | 38963.0387 | 39586.4473 | 41430.1926 | 43184.8773 | 44865.5182 | 46480.5945 | 48037.8382 | 49544.5116 | 51007.5555 | 52433.1748
Ind ¦ Boiler right sizing and load management | NEW | I_Food & Beverage | Greater Toronto Area | Process - Boiler/Steam | Industrial | NA | End Use Consumption (m^3/year) | 25 | INF | INF | INF | INF | INF | INF | INF | INF | INF | INF | 0.35266 | 0.36513 | 0.37655 | 0.38712 | 0.39671 | 0.40459 | 0.41215 | 0.4204 | 0.42883 | 0.43741 | 0 | 0 | 0 | 0 | 0 | 0 | 0 | 0 | 0 | 0 | 0.35266 | 0.36513 | 0.37655 | 0.38712 | 0.39671 | 0.40459 | 0.41215 | 0.4204 | 0.42883 | 0.43741 | 170964.9963 | 344665.4325 | 521163.027 | 700520.7729 | 882802.9649 | 1068075.2266 | 1256404.5388 | 1447859.2679 | 1642509.1951 | 1840425.5464 | 170964.9963 | 344665.4325 | 521163.027 | 700520.7729 | 882802.9649 | 1068075.2266 | 1256404.5388 | 1447859.2679 | 1642509.1951 | 1840425.5464 | 128079.5202 | 258208.3127 | 393235.8108 | 533129.9146 | 677853.4439 | 827365.9212 | 981625.207 | 1140588.9763 | 1304216.0303 | 1472467.4421 | 128079.5202 | 130128.7925 | 135027.4981 | 139894.1038 | 144723.5293 | 149512.4773 | 154259.2858 | 158963.7693 | 163627.054 | 168251.4119
Ind ¦ Condensate return ¦ New | NEW | I_Food & Beverage | Greater Toronto Area | Process - Boiler/Steam | Industrial | NA | End Use Consumption (m^3/year) | 25 | 1.6724 | 1.6976 | 1.7164 | 1.73 | 1.7381 | 1.7378 | 1.7356 | 1.7356 | 1.7357 | 1.7357 | 0.070532 | 0.073026 | 0.07531 | 0.077423 | 0.079342 | 0.080918 | 0.082429 | 0.08408 | 0.085765 | 0.087483 | 0.042173 | 0.043016 | 0.043877 | 0.044754 | 0.045649 | 0.046562 | 0.047494 | 0.048443 | 0.049412 | 0.050401 | 0.028359 | 0.03001 | 0.031433 | 0.032669 | 0.033693 | 0.034355 | 0.034936 | 0.035637 | 0.036353 | 0.037082 | 49498.437 | 99788.849 | 150889.105 | 202817.4428 | 255592.4775 | 309233.2085 | 363759.0284 | 419189.7309 | 475545.5194 | 532847.0154 | 49498.437 | 99788.849 | 150889.105 | 202817.4428 | 255592.4775 | 309233.2085 | 363759.0284 | 419189.7309 | 475545.5194 | 532847.0154 | 5926.3733 | 11947.5686 | 17911.3844 | 23676.2372 | 30147.194 | 37209.4046 | 44600.7589 | 52144.1009 | 59974.9143 | 68050.1362 | 5926.3733 | 6021.1953 | 5963.8158 | 5764.8528 | 6470.9569 | 7062.2106 | 7391.3543 | 7543.3419 | 7830.8135 | 8075.2218
Ind ¦ Condensing boiler ¦ New | NEW | I_Food & Beverage | Greater Toronto Area | Process - Boiler/Steam | Industrial | NA | End Use Consumption (m^3/year) | 20 | 3.224 | 3.2793 | 3.3205 | 3.3502 | 3.368 | 3.3674 | 3.3624 | 3.3624 | 3.3625 | 3.3625 | 0.3098 | 0.32141 | 0.33195 | 0.34163 | 0.35031 | 0.35725 | 0.36386 | 0.37114 | 0.37856 | 0.38614 | 0.09609 | 0.098012 | 0.099972 | 0.10197 | 0.10401 | 0.10609 | 0.10821 | 0.11038 | 0.11258 | 0.11484 | 0.21371 | 0.2234 | 0.23198 | 0.23966 | 0.2463 | 0.25116 | 0.25564 | 0.26076 | 0.26598 | 0.2713 | 110720.1881 | 223211.8991 | 337515.1032 | 453670.5958 | 571720.0154 | 691705.861 | 813671.5108 | 937661.2402 | 1063720.2407 | 1191894.6396 | 110720.1881 | 223211.8991 | 337515.1032 | 453670.5958 | 571720.0154 | 691705.861 | 813671.5108 | 937661.2402 | 1063720.2407 | 1191894.6396 | 54242.7132 | 109353.3098 | 166087.164 | 224153.689 | 285051.4964 | 348553.1218 | 414180.6264 | 481602.5536 | 551027.5267 | 622361.1141 | 54242.7132 | 55110.5966 | 56733.8542 | 58066.525 | 60897.8074 | 63501.6254 | 65627.5046 | 67421.9273 | 69424.9731 | 71333.5874
Ind ¦ Condensing Economizer ¦ New | NEW | I_Food & Beverage | Greater Toronto Area | Process - Boiler/Steam | Industrial | NA | End Use Consumption (m^3/year) | 15 | 3.7008 | 3.7778 | 3.835 | 3.8765 | 3.9012 | 3.9004 | 3.8934 | 3.8934 | 3.8935 | 3.8934 | 0.25535 | 0.26588 | 0.27531 | 0.28385 | 0.29137 | 0.29714 | 0.30254 | 0.30859 | 0.31477 | 0.32106 | 0.069 | 0.07038 | 0.071788 | 0.073223 | 0.074688 | 0.076182 | 0.077705 | 0.079259 | 0.080844 | 0.082461 | 0.18635 | 0.1955 | 0.20352 | 0.21063 | 0.21668 | 0.22096 | 0.22483 | 0.22933 | 0.23392 | 0.2386 | 87924.8552 | 177256.5081 | 268026.6996 | 360267.8261 | 454012.9534 | 549295.8308 | 646150.9057 | 744613.3378 | 844719.0146 | 946504.5667 | 87924.8552 | 177256.5081 | 268026.6996 | 360267.8261 | 454012.9534 | 549295.8308 | 646150.9057 | 744613.3378 | 844719.0146 | 946504.5667 | 51371.0219 | 103563.9802 | 157448.3371 | 212864.6815 | 270556.607 | 330399.5571 | 392144.2527 | 455616.461 | 520915.291 | 587988.4002 | 51371.0219 | 52192.9583 | 53884.357 | 55416.3444 | 57691.9255 | 59842.9501 | 61744.6955 | 63472.2083 | 65298.83 | 67073.1093
Ind ¦ De-stratification fans ¦ New | NEW | I_Food & Beverage | Greater Toronto Area | Space Heating/Ventilation | Industrial | NA | End Use Consumption (m^3/year) | 25 | 1.4153 | 1.437 | 1.4542 | 1.4672 | 1.4755 | 1.468 | 1.466 | 1.466 | 1.466 | 1.466 | 0.29918 | 0.30985 | 0.31983 | 0.32915 | 0.33764 | 0.34262 | 0.34902 | 0.356 | 0.36312 | 0.37037 | 0.2114 | 0.21563 | 0.21994 | 0.22434 | 0.22882 | 0.2334 | 0.23807 | 0.24283 | 0.24769 | 0.25264 | 0.087784 | 0.094223 | 0.099894 | 0.10482 | 0.10881 | 0.10922 | 0.11095 | 0.11317 | 0.11543 | 0.11773 | 12540.6989 | 25282.0489 | 38228.5773 | 51384.9048 | 64755.7476 | 78345.9192 | 92160.3329 | 106204.0036 | 120482.0498 | 134999.6962 | 12540.6989 | 25282.0489 | 38228.5773 | 51384.9048 | 64755.7476 | 78345.9192 | 92160.3329 | 106204.0036 | 120482.0498 | 134999.6962 | 501.4777 | 1010.979 | 1500.3581 | 1949.401 | 2487.5698 | 3098.6095 | 3745.0783 | 4401.6226 | 5087.6473 | 5796.9819 | 501.4777 | 509.5013 | 489.3791 | 449.0429 | 538.1688 | 611.0396 | 646.4688 | 656.5443 | 686.0246 | 709.3346
Ind ¦ Digester Gas ¦ New | NEW | I_Food & Beverage | Greater Toronto Area | Process - Boiler/Steam | Industrial | NA | End Use Consumption (m^3/year) | 20 | 11.9533 | 12.1583 | 12.3108 | 12.4213 | 12.4871 | 12.4849 | 12.4664 | 12.4665 | 12.4667 | 12.4667 | 0.92939 | 0.96423 | 0.99586 | 1.0249 | 1.0509 | 1.0718 | 1.0916 | 1.1134 | 1.1357 | 1.1584 | 0.077752 | 0.079307 | 0.080893 | 0.082511 | 0.084161 | 0.085844 | 0.087561 | 0.089312 | 0.091099 | 0.092921 | 0.85164 | 0.88493 | 0.91497 | 0.94238 | 0.96676 | 0.98592 | 1.004 | 1.0241 | 1.0446 | 1.0655 | 117233.1403 | 236342.0109 | 357368.9328 | 480357.1014 | 605350.6045 | 732394.4411 | 861534.5409 | 992817.7837 | 1126292.0195 | 1262006.089 | 117233.1403 | 236342.0109 | 357368.9328 | 480357.1014 | 605350.6045 | 732394.4411 | 861534.5409 | 992817.7837 | 1126292.0195 | 1262006.089 | 81568.9709 | 164443.0453 | 250382.343 | 339287.7701 | 431308.1467 | 526367.2819 | 624360.3472 | 725207.305 | 828906.9577 | 935421.9319 | 81568.9709 | 82874.0744 | 85939.2977 | 88905.4271 | 92020.3766 | 95059.1352 | 97993.0653 | 100846.9577 | 103699.6527 | 106514.9742
Ind ¦ Direct contact hot water heaters ¦ New | NEW | I_Food & Beverage | Greater Toronto Area | Process - Boiler/Steam | Industrial | NA | End Use Consumption (m^3/year) | 20 | 11.6065 | 11.8055 | 11.9537 | 12.0609 | 12.1248 | 12.1227 | 12.1047 | 12.1048 | 12.1049 | 12.105 | 0.46469 | 0.48212 | 0.49793 | 0.51244 | 0.52546 | 0.53588 | 0.54579 | 0.5567 | 0.56785 | 0.57921 | 0.040038 | 0.040838 | 0.041655 | 0.042488 | 0.043338 | 0.044205 | 0.045089 | 0.045991 | 0.04691 | 0.047849 | 0.42466 | 0.44128 | 0.45628 | 0.46996 | 0.48212 | 0.49168 | 0.5007 | 0.51071 | 0.52094 | 0.53136 | 93786.5122 | 189073.6087 | 285895.1462 | 384285.6811 | 484280.4836 | 585915.5529 | 689227.6327 | 794254.227 | 901033.6156 | 1009604.8712 | 93786.5122 | 189073.6087 | 285895.1462 | 384285.6811 | 484280.4836 | 585915.5529 | 689227.6327 | 794254.227 | 901033.6156 | 1009604.8712 | 65097.4104 | 131236.3793 | 200154.6998 | 271717.4468 | 346006.2667 | 422919.464 | 502335.1901 | 584156.0058 | 668354.3413 | 754875.1758 | 65097.4104 | 66138.969 | 68918.3205 | 71562.7469 | 74288.8199 | 76913.1973 | 79415.7262 | 81820.8156 | 84198.3355 | 86520.8346
Ind ¦ Energy Management and Process Improvement ¦ New | NEW | I_Food & Beverage | Greater Toronto Area | Cross Cutting/Behavioural | Industrial | NA | End Use Consumption (m^3/year) | 15 | 3.6479 | 3.7238 | 3.7802 | 3.8211 | 3.8455 | 3.8447 | 3.8378 | 3.8378 | 3.8379 | 3.8378 | 0.25535 | 0.26588 | 0.27531 | 0.28385 | 0.29137 | 0.29714 | 0.30254 | 0.30859 | 0.31477 | 0.32106 | 0.07 | 0.0714 | 0.072828 | 0.074285 | 0.07577 | 0.077286 | 0.078831 | 0.080408 | 0.082016 | 0.083656 | 0.18535 | 0.19448 | 0.20248 | 0.20956 | 0.2156 | 0.21985 | 0.22371 | 0.22818 | 0.23275 | 0.2374 | 531859.9966 | 1072229.7532 | 1621301.2711 | 2179270.5175 | 2746337.5084 | 3322706.3946 | 3908585.5485 | 4504187.6529 | 5109729.7925 | 5725433.5461 | 531859.9966 | 1072229.7532 | 1621301.2711 | 2179270.5175 | 2746337.5084 | 3322706.3946 | 3908585.5485 | 4504187.6529 | 5109729.7925 | 5725433.5461 | 308911.2591 | 622765.0984 | 948940.9182 | 1286077.5496 | 1638506.0186 | 2005204.2886 | 2384390.6798 | 2774770.9953 | 3176789.0402 | 3589957.568 | 308911.2591 | 313853.8393 | 326175.8198 | 337136.6314 | 352428.469 | 366698.27 | 379186.3911 | 390380.3156 | 402018.0449 | 413168.5278
Ind ¦ Exhaust gas heat recovery ¦ New | NEW | I_Food & Beverage | Greater Toronto Area | Process Heat | Industrial | NA | End Use Consumption (m^3/year) | 15 | 5.3148 | 5.4254 | 5.5077 | 5.5672 | 5.6027 | 5.6015 | 5.5915 | 5.5916 | 5.5916 | 5.5916 | 0.44687 | 0.46529 | 0.48179 | 0.49674 | 0.5099 | 0.51999 | 0.52944 | 0.54003 | 0.55084 | 0.56185 | 0.084079 | 0.08576 | 0.087476 | 0.089225 | 0.09101 | 0.09283 | 0.094686 | 0.09658 | 0.098512 | 0.10048 | 0.36279 | 0.37953 | 0.39431 | 0.40751 | 0.41889 | 0.42716 | 0.43475 | 0.44345 | 0.45233 | 0.46137 | 162767.8207 | 328139.9266 | 496175.0767 | 666933.244 | 840475.6403 | 1016864.7429 | 1196164.3212 | 1378439.4635 | 1563756.6053 | 1752183.5575 | 162767.8207 | 328139.9266 | 496175.0767 | 666933.244 | 840475.6403 | 1016864.7429 | 1196164.3212 | 1378439.4635 | 1563756.6053 | 1752183.5575 | 104918.4932 | 211515.6823 | 322694.2712 | 438098.476 | 558343.3179 | 683162.2726 | 812172.3365 | 945082.8168 | 1081905.6142 | 1222505.6944 | 104918.4932 | 106597.1891 | 111178.589 | 115404.2047 | 120244.8419 | 124818.9546 | 129010.0639 | 132910.4803 | 136822.7975 | 140600.0801
Ind ¦ Feedwater Economizers ¦ New | NEW | I_Food & Beverage | Greater Toronto Area | Process - Boiler/Steam | Industrial | NA | End Use Consumption (m^3/year) | 20 | 2.418 | 2.4595 | 2.4903 | 2.5127 | 2.526 | 2.5256 | 2.5218 | 2.5218 | 2.5219 | 2.5219 | 0.12392 | 0.12856 | 0.13278 | 0.13665 | 0.14012 | 0.1429 | 0.14554 | 0.14845 | 0.15143 | 0.15445 | 0.051248 | 0.052273 | 0.053318 | 0.054385 | 0.055473 | 0.056582 | 0.057714 | 0.058868 | 0.060045 | 0.061246 | 0.07267 | 0.076292 | 0.079463 | 0.082267 | 0.084651 | 0.086319 | 0.087829 | 0.089587 | 0.091381 | 0.093209 | 58616.5702 | 118171.0054 | 178684.4664 | 240178.5507 | 302675.3022 | 366197.2205 | 430767.2704 | 496408.8919 | 563146.0098 | 631003.0445 | 58616.5702 | 118171.0054 | 178684.4664 | 240178.5507 | 302675.3022 | 366197.2205 | 430767.2704 | 496408.8919 | 563146.0098 | 631003.0445 | 21636.29 | 43618.7607 | 66276.0567 | 89384.9784 | 114028.1664 | 140035.6464 | 167053.4495 | 194834.4769 | 223526.9294 | 253058.0494 | 21636.29 | 21982.4706 | 22657.2961 | 23108.9217 | 24643.1879 | 26007.48 | 27017.8031 | 27781.0273 | 28692.4525 | 29531.12
Ind ¦ Heat recovery to preheat make-up water ¦ New | NEW | I_Food & Beverage | Greater Toronto Area | Process - Boiler/Steam | Industrial | NA | End Use Consumption (m^3/year) | 25 | 3.4769 | 3.5293 | 3.5683 | 3.5965 | 3.6134 | 3.6129 | 3.6082 | 3.6083 | 3.6084 | 3.6085 | 0.2116 | 0.21908 | 0.22593 | 0.23227 | 0.23803 | 0.24275 | 0.24729 | 0.25224 | 0.2573 | 0.26245 | 0.060857 | 0.062074 | 0.063316 | 0.064582 | 0.065874 | 0.067191 | 0.068535 | 0.069906 | 0.071304 | 0.07273 | 0.15074 | 0.157 | 0.16261 | 0.16769 | 0.17215 | 0.17556 | 0.17875 | 0.18234 | 0.18599 | 0.18972 | 123094.7973 | 248159.1114 | 375237.3795 | 504374.9565 | 635618.1347 | 769014.1631 | 904611.2679 | 1042458.6729 | 1182606.6205 | 1325106.3934 | 123094.7973 | 248159.1114 | 375237.3795 | 504374.9565 | 635618.1347 | 769014.1631 | 904611.2679 | 1042458.6729 | 1182606.6205 | 1325106.3934 | 57812.1536 | 116549.3016 | 177056.2141 | 238979.7043 | 304082.3875 | 372090.2617 | 442433.2891 | 514714.5243 | 589176.3723 | 665702.7689 | 57812.1536 | 58737.148 | 60506.9125 | 61923.4902 | 65102.6832 | 68007.8742 | 70343.0275 | 72281.2352 | 74461.8479 | 76526.3966
Ind ¦ High-efficiency burner ¦ New | NEW | I_Food & Beverage | Greater Toronto Area | Process - Boiler/Steam | Industrial | NA | End Use Consumption (m^3/year) | 20 | 2.5792 | 2.6234 | 2.6564 | 2.6802 | 2.6944 | 2.6939 | 2.6899 | 2.6899 | 2.69 | 2.69 | 0.1549 | 0.16071 | 0.16598 | 0.17081 | 0.17515 | 0.17863 | 0.18193 | 0.18557 | 0.18928 | 0.19307 | 0.060056 | 0.061257 | 0.062483 | 0.063732 | 0.065007 | 0.066307 | 0.067633 | 0.068986 | 0.070366 | 0.071773 | 0.094842 | 0.099448 | 0.10349 | 0.10708 | 0.11015 | 0.11232 | 0.1143 | 0.11658 | 0.11892 | 0.1213 | 33216.0564 | 66963.5697 | 101254.531 | 136101.1787 | 171516.0046 | 207511.7583 | 244101.4533 | 281298.372 | 319116.0722 | 357568.3919 | 33216.0564 | 66963.5697 | 101254.531 | 136101.1787 | 171516.0046 | 207511.7583 | 244101.4533 | 281298.372 | 319116.0722 | 357568.3919 | 13244.2806 | 26700.4697 | 40468.784 | 54460.1737 | 69258.9855 | 84785.587 | 100865.0576 | 117377.9477 | 134408.525 | 151925.7096 | 13244.2806 | 13456.1891 | 13768.3143 | 13991.3897 | 14798.8118 | 15526.6014 | 16079.4707 | 16512.89 | 17030.5773 | 17517.1847
Ind ¦ High-efficiency burners ¦ New | NEW | I_Food & Beverage | Greater Toronto Area | Process Heat | Industrial | NA | End Use Consumption (m^3/year) | 20 | 8.928 | 9.0812 | 9.1951 | 9.2776 | 9.3267 | 9.3252 | 9.3113 | 9.3113 | 9.3115 | 9.3115 | 0.61959 | 0.64282 | 0.66391 | 0.68326 | 0.70062 | 0.71451 | 0.72771 | 0.74227 | 0.75713 | 0.77227 | 0.069398 | 0.070786 | 0.072202 | 0.073646 | 0.075119 | 0.076621 | 0.078154 | 0.079717 | 0.081311 | 0.082938 | 0.55019 | 0.57204 | 0.59171 | 0.60961 | 0.6255 | 0.63789 | 0.64956 | 0.66256 | 0.67582 | 0.68934 | 55806.11 | 112505.1177 | 170117.1692 | 228662.8265 | 288163.0767 | 348639.3404 | 410113.4815 | 472607.816 | 536145.1218 | 600748.6483 | 55806.11 | 112505.1177 | 170117.1692 | 228662.8265 | 288163.0767 | 348639.3404 | 410113.4815 | 472607.816 | 536145.1218 | 600748.6483 | 37764.4781 | 76133.1879 | 116030.3215 | 157383.5059 | 200291.8296 | 244699.6474 | 290531.7605 | 337730.1886 | 386291.2305 | 436186.2606 | 37764.4781 | 38368.7098 | 39897.1336 | 41353.1844 | 42908.3237 | 44407.8178 | 45832.1131 | 47198.4282 | 48561.0419 | 49895.03
Ind ¦ Insulation ¦ New | NEW | I_Food & Beverage | Greater Toronto Area | Process - Boiler/Steam | Industrial | NA | End Use Consumption (m^3/year) | 15 | 5.3148 | 5.4254 | 5.5077 | 5.5672 | 5.6027 | 5.6015 | 5.5915 | 5.5916 | 5.5916 | 5.5916 | 0.12768 | 0.13294 | 0.13765 | 0.14192 | 0.14569 | 0.14857 | 0.15127 | 0.1543 | 0.15738 | 0.16053 | 0.024023 | 0.024503 | 0.024993 | 0.025493 | 0.026003 | 0.026523 | 0.027053 | 0.027594 | 0.028146 | 0.028709 | 0.10365 | 0.10844 | 0.11266 | 0.11643 | 0.11968 | 0.12205 | 0.12422 | 0.1267 | 0.12924 | 0.13182 | 84668.3791 | 170691.4523 | 258099.7848 | 346924.5733 | 437197.6588 | 528951.5408 | 622219.3906 | 717035.066 | 813433.1252 | 911448.8421 | 84668.3791 | 170691.4523 | 258099.7848 | 346924.5733 | 437197.6588 | 528951.5408 | 622219.3906 | 717035.066 | 813433.1252 | 911448.8421 | 54576.382 | 110025.9861 | 167885.9523 | 227965.4805 | 290579.9074 | 355586.4188 | 422782.0967 | 492012.641 | 563281.8782 | 636517.5488 | 54576.382 | 55449.6041 | 57859.9663 | 60079.5282 | 62614.4269 | 65006.5114 | 67195.6779 | 69230.5444 | 71269.2371 | 73235.6706
Ind ¦ Radiant heaters ¦ New | NEW | I_Food & Beverage | Greater Toronto Area | Space Heating/Ventilation | Industrial | NA | End Use Consumption (m^3/year) | 20 | 1.4656 | 1.4912 | 1.5115 | 1.5269 | 1.5367 | 1.5277 | 1.5255 | 1.5255 | 1.5255 | 1.5255 | 0.98582 | 1.0231 | 1.0578 | 1.0899 | 1.1188 | 1.1346 | 1.1555 | 1.1787 | 1.2022 | 1.2263 | 0.67263 | 0.68608 | 0.69981 | 0.7138 | 0.72808 | 0.74264 | 0.75749 | 0.77264 | 0.78809 | 0.80386 | 0.31319 | 0.33701 | 0.35795 | 0.37608 | 0.39073 | 0.39191 | 0.39804 | 0.40601 | 0.41413 | 0.42239 | 19986.7388 | 40293.2655 | 60926.7951 | 81894.6921 | 103204.4727 | 124863.8087 | 146880.5306 | 169262.6307 | 192018.2669 | 215155.7659 | 19986.7388 | 40293.2655 | 60926.7951 | 81894.6921 | 103204.4727 | 124863.8087 | 146880.5306 | 169262.6307 | 192018.2669 | 215155.7659 | 1838.6871 | 3706.7931 | 5559.9567 | 7355.4436 | 9365.7844 | 11560.7213 | 13872.1536 | 16224.0365 | 18674.634 | 21205.4866 | 1838.6871 | 1868.1061 | 1853.1636 | 1795.4869 | 2010.3407 | 2194.9369 | 2311.4323 | 2351.8829 | 2450.5975 | 2530.8525
Ind ¦ Reduce Steam Pressure ¦ New | NEW | I_Food & Beverage | Greater Toronto Area | Process - Boiler/Steam | Industrial | NA | End Use Consumption (m^3/year) | 20 | 29.9803 | 30.4945 | 30.8771 | 31.154 | 31.3191 | 31.3138 | 31.2672 | 31.2674 | 31.2679 | 31.268 | 0.092939 | 0.096423 | 0.099586 | 0.10249 | 0.10509 | 0.10718 | 0.10916 | 0.11134 | 0.11357 | 0.11584 | 0.0031 | 0.003162 | 0.0032252 | 0.0032897 | 0.0033555 | 0.0034227 | 0.0034911 | 0.0035609 | 0.0036321 | 0.0037048 | 0.089839 | 0.093261 | 0.096361 | 0.099199 | 0.10174 | 0.10375 | 0.10567 | 0.10778 | 0.10994 | 0.11214 | 35169.9421 | 70902.6033 | 107210.6798 | 144107.1304 | 181605.1813 | 219718.3323 | 258460.3623 | 297845.3351 | 337887.6059 | 378601.8267 | 35169.9421 | 70902.6033 | 107210.6798 | 144107.1304 | 181605.1813 | 219718.3323 | 258460.3623 | 297845.3351 | 337887.6059 | 378601.8267 | 25905.8001 | 52226.0929 | 79574.3904 | 107919.7071 | 137257.2762 | 167564.0284 | 198815.7871 | 230992.2322 | 264082.4391 | 298073.4726 | 25905.8001 | 26320.2929 | 27348.2975 | 28345.3167 | 29337.5691 | 30306.7522 | 31251.7586 | 32176.4451 | 33090.2069 | 33991.0335
Ind ¦ Steam trap survey and repair ¦ New | NEW | I_Food & Beverage | Greater Toronto Area | Process - Boiler/Steam | Industrial | NA | End Use Consumption (m^3/year) | 3 | 0.74751 | 0.79708 | 0.84877 | 0.8911 | 0.91312 | 0.91238 | 0.90622 | 0.90625 | 0.90632 | 0.90624 | 0.023145 | 0.025173 | 0.027342 | 0.029279 | 0.030603 | 0.03119 | 0.031599 | 0.032232 | 0.032879 | 0.033534 | 0.030962 | 0.031582 | 0.032213 | 0.032858 | 0.033515 | 0.034185 | 0.034869 | 0.035566 | 0.036277 | 0.037003 | -0.0078176 | -0.0064086 | -0.0048715 | -0.0035782 | -0.0029118 | -0.0029954 | -0.00327 | -0.0033344 | -0.0033984 | -0.0034693 | 78155.4269 | 157561.3406 | 238245.9552 | 320238.0676 | 403567.0697 | 488262.9607 | 574356.3606 | 661878.5225 | 750861.3464 | 841337.3927 | 0 | 0 | 0 | 0 | 0 | 0 | 0 | 0 | 0 | 0 | 0 | 0 | 0 | 0 | 0 | 0 | 0 | 0 | 0 | 0 | 0 | 0 | 0 | 0 | 0 | 0 | 0 | 0 | 0 | 0
Ind ¦ Ventilation heat recovery ¦ New | NEW | I_Food & Beverage | Greater Toronto Area | Space Heating/Ventilation | Industrial | NA | End Use Consumption (m^3/year) | 20 | 4.3968 | 4.4736 | 4.5345 | 4.5806 | 4.61 | 4.5832 | 4.5764 | 4.5765 | 4.5764 | 4.5764 | 0.49291 | 0.51155 | 0.52888 | 0.54494 | 0.5594 | 0.56728 | 0.57777 | 0.58933 | 0.60111 | 0.61313 | 0.11211 | 0.11435 | 0.11663 | 0.11897 | 0.12135 | 0.12377 | 0.12625 | 0.12877 | 0.13135 | 0.13398 | 0.3808 | 0.3972 | 0.41225 | 0.42598 | 0.43806 | 0.4435 | 0.45152 | 0.46055 | 0.46976 | 0.47915 | 20403.1292 | 41132.7085 | 62196.1034 | 83600.8315 | 105354.5659 | 127465.1381 | 149940.5417 | 172788.9356 | 196018.6475 | 219638.1777 | 20403.1292 | 41132.7085 | 62196.1034 | 83600.8315 | 105354.5659 | 127465.1381 | 149940.5417 | 172788.9356 | 196018.6475 | 219638.1777 | 11517.2307 | 23218.7372 | 35346.3506 | 47851.7289 | 60918.48 | 74509.6565 | 88556.6824 | 103010.5139 | 117892.7199 | 133186.3701 | 11517.2307 | 11701.5064 | 12127.6135 | 12505.3782 | 13066.7511 | 13591.1765 | 14047.026 | 14453.8315 | 14882.206 | 15293.6502
Ind ¦ Ventilation optimization ¦ New | NEW | I_Food & Beverage | Greater Toronto Area | Space Heating/Ventilation | Industrial | NA | End Use Consumption (m^3/year) | 15 | 2.256 | 2.3037 | 2.3416 | 2.3703 | 2.3886 | 2.3719 | 2.3677 | 2.3677 | 2.3677 | 2.3677 | 0.54194 | 0.56449 | 0.58524 | 0.60426 | 0.62109 | 0.62909 | 0.64054 | 0.65336 | 0.66642 | 0.67974 | 0.24023 | 0.24503 | 0.24993 | 0.25493 | 0.26003 | 0.26523 | 0.27053 | 0.27594 | 0.28146 | 0.28709 | 0.30171 | 0.31946 | 0.33531 | 0.34933 | 0.36107 | 0.36387 | 0.37 | 0.37741 | 0.38496 | 0.39265 | 23513.8104 | 47403.8417 | 71678.5825 | 96346.6966 | 121417.0267 | 146898.5985 | 172800.6242 | 199132.5068 | 225903.8435 | 253124.4305 | 23513.8104 | 47403.8417 | 71678.5825 | 96346.6966 | 121417.0267 | 146898.5985 | 172800.6242 | 199132.5068 | 225903.8435 | 253124.4305 | 9375.6917 | 18901.3944 | 28673.9042 | 38625.5103 | 49168.651 | 60244.2313 | 71725.2505 | 83524.2449 | 95699.4237 | 108226.7525 | 9375.6917 | 9525.7027 | 9772.5098 | 9951.6061 | 10543.1407 | 11075.5803 | 11481.0192 | 11798.9944 | 12175.1788 | 12527.3288
Ind ¦ Warehouse loading dock seals ¦ New | NEW | I_Food & Beverage | Greater Toronto Area | Space Heating/Ventilation | Industrial | NA | End Use Consumption (m^3/year) | 10 | 0.65563 | 0.67466 | 0.68975 | 0.70118 | 0.70846 | 0.70181 | 0.70013 | 0.70014 | 0.70014 | 0.70012 | 0.098874 | 0.10378 | 0.10822 | 0.11222 | 0.11565 | 0.11685 | 0.11891 | 0.12129 | 0.12371 | 0.12618 | 0.15081 | 0.15382 | 0.1569 | 0.16004 | 0.16324 | 0.1665 | 0.16983 | 0.17323 | 0.1767 | 0.18023 | -0.051935 | -0.050045 | -0.048679 | -0.047824 | -0.047591 | -0.04965 | -0.050928 | -0.051945 | -0.052985 | -0.054047 | 7429.7109 | 14978.2972 | 22648.441 | 30442.8798 | 38364.4077 | 46415.8766 | 54600.1972 | 62920.3407 | 71379.3394 | 79980.2888 | 0 | 0 | 0 | 0 | 0 | 0 | 0 | 0 | 0 | 0 | 0 | 0 | 0 | 0 | 0 | 0 | 0 | 0 | 0 | 0 | 0 | 0 | 0 | 0 | 0 | 0 | 0 | 0 | 0 | 0
Ind ¦ Advanced boiler controls including air/fuel mix control | RET | I_Food & Beverage | Greater Toronto Area | Process - Boiler/Steam | Industrial | NA | End Use Consumption (m^3/year) | 15 | 4.1594 | 4.246 | 4.3104 | 4.357 | 4.3847 | 4.3838 | 4.376 | 4.376 | 4.3761 | 4.376 | 0.12768 | 0.13294 | 0.13765 | 0.14192 | 0.14569 | 0.14857 | 0.15127 | 0.1543 | 0.15738 | 0.16053 | 0.030695 | 0.031309 | 0.031936 | 0.032574 | 0.033226 | 0.03389 | 0.034568 | 0.035259 | 0.035965 | 0.036684 | 0.09698 | 0.10163 | 0.10572 | 0.10935 | 0.11246 | 0.11468 | 0.1167 | 0.11904 | 0.12142 | 0.12384 | 2747933.5363 | 2734193.8686 | 2720522.8993 | 2706920.2848 | 2693385.6834 | 2679918.755 | 2666519.1612 | 2653186.5654 | 2639920.6326 | 2626721.0294 | 2747933.5363 | 2734193.8686 | 2720522.8993 | 2706920.2848 | 2693385.6834 | 2679918.755 | 2666519.1612 | 2653186.5654 | 2639920.6326 | 2626721.0294 | 99478.5674 | 201719.8805 | 306083.522 | 413048.5039 | 521901.5316 | 631715.9347 | 741631.632 | 851108.4655 | 959419.3659 | 1065998.1738 | 99478.5674 | 102241.3131 | 104363.6415 | 106964.9819 | 108853.0277 | 109814.4031 | 109915.6973 | 109476.8334 | 108310.9004 | 106578.8079
Ind ¦ Advanced heating and process control | RET | I_Food & Beverage | Greater Toronto Area | Process Heat | Industrial | NA | End Use Consumption (m^3/year) | 15 | 5.3148 | 5.4254 | 5.5077 | 5.5672 | 5.6027 | 5.6015 | 5.5915 | 5.5916 | 5.5916 | 5.5916 | 0.31919 | 0.33235 | 0.34413 | 0.35481 | 0.36422 | 0.37142 | 0.37817 | 0.38574 | 0.39346 | 0.40132 | 0.060056 | 0.061257 | 0.062483 | 0.063732 | 0.065007 | 0.066307 | 0.067633 | 0.068986 | 0.070366 | 0.071773 | 0.25913 | 0.27109 | 0.28165 | 0.29108 | 0.29921 | 0.30511 | 0.31054 | 0.31675 | 0.32309 | 0.32955 | 3559428.1673 | 3541631.0265 | 3523922.8713 | 3506303.257 | 3488771.7407 | 3471327.882 | 3453971.2426 | 3436701.3864 | 3419517.8794 | 3402420.29 | 3559428.1673 | 3541631.0265 | 3523922.8713 | 3506303.257 | 3488771.7407 | 3471327.882 | 3453971.2426 | 3436701.3864 | 3419517.8794 | 3402420.29 | 136973.9752 | 278167.6249 | 422674.2277 | 570652.4756 | 721050.7559 | 872579.0828 | 1023998.9547 | 1174386.9041 | 1322646.3495 | 1467863.4166 | 136973.9752 | 141193.6497 | 144506.6028 | 147978.248 | 150398.2803 | 151528.3269 | 151419.8719 | 150387.9494 | 148259.4454 | 145217.067
Ind ¦ Air compressor heat recovery | RET | I_Food & Beverage | Greater Toronto Area | Space Heating/Ventilation | Industrial | NA | End Use Consumption (m^3/year) | 25 | 2.502 | 2.5404 | 2.5708 | 2.5939 | 2.6085 | 2.5951 | 2.5917 | 2.5918 | 2.5917 | 2.5917 | 0.78535 | 0.81335 | 0.83956 | 0.86403 | 0.8863 | 0.89938 | 0.91617 | 0.9345 | 0.95318 | 0.97223 | 0.31389 | 0.32017 | 0.32658 | 0.33311 | 0.33977 | 0.34656 | 0.3535 | 0.36057 | 0.36778 | 0.37513 | 0.47146 | 0.49318 | 0.51299 | 0.53092 | 0.54653 | 0.55281 | 0.56267 | 0.57393 | 0.58541 | 0.5971 | 850363.3866 | 846111.5697 | 841881.0118 | 837671.6068 | 833483.2487 | 829315.8325 | 825169.2533 | 821043.4071 | 816938.19 | 812853.4991 | 850363.3866 | 846111.5697 | 841881.0118 | 837671.6068 | 833483.2487 | 829315.8325 | 825169.2533 | 821043.4071 | 816938.19 | 812853.4991 | 14889.0901 | 29680.7597 | 44218.4637 | 59441.3419 | 75202.4524 | 91211.3348 | 107271.4092 | 123492.3295 | 139808.9518 | 156289.0055 | 14889.0901 | 14791.6696 | 14537.704 | 15222.8782 | 15761.1105 | 16008.8824 | 16060.0744 | 16220.9203 | 16316.6223 | 16480.0538
Ind ¦ Air curtains | RET | I_Food & Beverage | Greater Toronto Area | Space Heating/Ventilation | Industrial | NA | End Use Consumption (m^3/year) | 15 | 0.92289 | 0.94244 | 0.95793 | 0.96967 | 0.97714 | 0.97032 | 0.9686 | 0.96861 | 0.96861 | 0.96859 | 0.13548 | 0.14112 | 0.14631 | 0.15106 | 0.15527 | 0.15727 | 0.16013 | 0.16334 | 0.16661 | 0.16993 | 0.1468 | 0.14974 | 0.15274 | 0.15579 | 0.15891 | 0.16208 | 0.16533 | 0.16863 | 0.172 | 0.17544 | -0.01132 | -0.0086192 | -0.0064252 | -0.0047254 | -0.0036321 | -0.0048103 | -0.0051917 | -0.0052929 | -0.0053996 | -0.0055101 | 506168.6825 | 503637.8391 | 501119.6499 | 498614.0516 | 496120.9814 | 493640.3765 | 491172.1746 | 488716.3137 | 486272.7322 | 483841.3685 | 0 | 0 | 0 | 0 | 0 | 0 | 0 | 0 | 0 | 0 | 0 | 0 | 0 | 0 | 0 | 0 | 0 | 0 | 0 | 0 | 0 | 0 | 0 | 0 | 0 | 0 | 0 | 0 | 0 | 0
Ind ¦ Automated temperature control | RET | I_Food & Beverage | Greater Toronto Area | Space Heating/Ventilation | Industrial | NA | End Use Consumption (m^3/year) | 25 | 1.1676 | 1.1855 | 1.1997 | 1.2105 | 1.2173 | 1.2111 | 1.2095 | 1.2095 | 1.2095 | 1.2095 | 0.26178 | 0.27112 | 0.27985 | 0.28801 | 0.29543 | 0.29979 | 0.30539 | 0.3115 | 0.31773 | 0.32408 | 0.22421 | 0.22869 | 0.23327 | 0.23793 | 0.24269 | 0.24755 | 0.2525 | 0.25755 | 0.2627 | 0.26795 | 0.037574 | 0.042423 | 0.046585 | 0.050076 | 0.052741 | 0.052247 | 0.052892 | 0.053952 | 0.055029 | 0.056126 | 656144.5884 | 652863.8655 | 649599.5462 | 646351.5484 | 643119.7907 | 639904.1917 | 636704.6708 | 633521.1474 | 630353.5417 | 627201.774 | 656144.5884 | 652863.8655 | 649599.5462 | 646351.5484 | 643119.7907 | 639904.1917 | 636704.6708 | 633521.1474 | 630353.5417 | 627201.774 | 349.1907 | 653.2542 | 903.8583 | 1220.6066 | 1591.8592 | 1977.8029 | 2353.8045 | 2738.1313 | 3124.8637 | 3526.2259 | 349.1907 | 304.0635 | 250.6041 | 316.7483 | 371.2526 | 385.9437 | 376.0016 | 384.3268 | 386.7324 | 401.3622
Ind ¦ Blow down heat recovery and control | RET | I_Food & Beverage | Greater Toronto Area | Process - Boiler/Steam | Industrial | NA | End Use Consumption (m^3/year) | 20 | 1.9672 | 2.0009 | 2.026 | 2.0442 | 2.055 | 2.0547 | 2.0516 | 2.0517 | 2.0517 | 2.0517 | 0.061959 | 0.064282 | 0.066391 | 0.068326 | 0.070062 | 0.071451 | 0.072771 | 0.074227 | 0.075713 | 0.077227 | 0.031496 | 0.032126 | 0.032769 | 0.033424 | 0.034093 | 0.034774 | 0.03547 | 0.036179 | 0.036903 | 0.037641 | 0.030463 | 0.032156 | 0.033622 | 0.034902 | 0.035969 | 0.036676 | 0.037301 | 0.038048 | 0.03881 | 0.039587 | 1570247.735 | 1562396.4964 | 1554584.5139 | 1546811.5913 | 1539077.5334 | 1531382.1457 | 1523725.235 | 1516106.6088 | 1508526.0757 | 1500983.4454 | 1570247.735 | 1562396.4964 | 1554584.5139 | 1546811.5913 | 1539077.5334 | 1531382.1457 | 1523725.235 | 1516106.6088 | 1508526.0757 | 1500983.4454 | 24993.552 | 49705.2216 | 73842.8457 | 99238.2367 | 125613.7441 | 152416.8989 | 179279.2407 | 206425.3141 | 233742.0784 | 261373.8721 | 24993.552 | 24711.6696 | 24137.624 | 25395.391 | 26375.5074 | 26803.1548 | 26862.3418 | 27146.0735 | 27316.7643 | 27631.7937
Ind ¦ Boiler combustion air preheat | RET | I_Food & Beverage | Greater Toronto Area | Process - Boiler/Steam | Industrial | NA | End Use Consumption (m^3/year) | 20 | 68.9876 | 69.0887 | 69.1845 | 69.2782 | 69.3709 | 69.4563 | 69.5363 | 69.6241 | 69.7143 | 69.809 | 2.0992 | 2.1443 | 2.1902 | 2.2371 | 2.2849 | 2.3334 | 2.3828 | 2.4336 | 2.4854 | 2.5386 | 0.030429 | 0.031037 | 0.031658 | 0.032291 | 0.032937 | 0.033596 | 0.034267 | 0.034953 | 0.035652 | 0.036365 | 2.0688 | 2.1133 | 2.1586 | 2.2048 | 2.2519 | 2.2998 | 2.3486 | 2.3986 | 2.4498 | 2.5022 | 2018889.9451 | 2008795.4953 | 1998751.5179 | 1988757.7603 | 1978813.9715 | 1968919.9016 | 1959075.3021 | 1949279.9256 | 1939533.526 | 1929835.8583 | 2018889.9451 | 2008795.4953 | 1998751.5179 | 1988757.7603 | 1978813.9715 | 1968919.9016 | 1959075.3021 | 1949279.9256 | 1939533.526 | 1929835.8583 | 89017.8054 | 181482.4232 | 276757.904 | 374106.7605 | 472705.5977 | 571670.8882 | 670089.1429 | 767050.2133 | 861680.4247 | 953174.8359 | 89017.8054 | 92464.6178 | 95275.4808 | 97348.8564 | 98598.8372 | 98965.2905 | 98418.2547 | 96961.0704 | 94630.2114 | 91494.4111
Ind ¦ Condensate return | RET | I_Food & Beverage | Greater Toronto Area | Process - Boiler/Steam | Industrial | NA | End Use Consumption (m^3/year) | 25 | 1.6724 | 1.6976 | 1.7164 | 1.73 | 1.7381 | 1.7378 | 1.7356 | 1.7356 | 1.7357 | 1.7357 | 0.070532 | 0.073026 | 0.07531 | 0.077423 | 0.079342 | 0.080918 | 0.082429 | 0.08408 | 0.085765 | 0.087483 | 0.042173 | 0.043016 | 0.043877 | 0.044754 | 0.045649 | 0.046562 | 0.047494 | 0.048443 | 0.049412 | 0.050401 | 0.028359 | 0.03001 | 0.031433 | 0.032669 | 0.033693 | 0.034355 | 0.034936 | 0.035637 | 0.036353 | 0.037082 | 1894267.1089 | 1884795.7734 | 1875371.7945 | 1865994.9356 | 1856664.9609 | 1847381.6361 | 1838144.7279 | 1828954.0043 | 1819809.2342 | 1810710.1881 | 1894267.1089 | 1884795.7734 | 1875371.7945 | 1865994.9356 | 1856664.9609 | 1847381.6361 | 1838144.7279 | 1828954.0043 | 1819809.2342 | 1810710.1881 | 13539.8255 | 26522.6411 | 38685.0516 | 51926.8143 | 65967.8323 | 80264.5342 | 94472.0559 | 108842.7445 | 123291.4597 | 137990.0997 | 13539.8255 | 12982.8155 | 12162.4105 | 13241.7627 | 14041.018 | 14296.7019 | 14207.5216 | 14370.6886 | 14448.7153 | 14698.6399
Ind ¦ Condensing boiler | RET | I_Food & Beverage | Greater Toronto Area | Process - Boiler/Steam | Industrial | NA | End Use Consumption (m^3/year) | 20 | 3.224 | 3.2793 | 3.3205 | 3.3502 | 3.368 | 3.3674 | 3.3624 | 3.3624 | 3.3625 | 3.3625 | 0.3098 | 0.32141 | 0.33195 | 0.34163 | 0.35031 | 0.35725 | 0.36386 | 0.37114 | 0.37856 | 0.38614 | 0.09609 | 0.098012 | 0.099972 | 0.10197 | 0.10401 | 0.10609 | 0.10821 | 0.11038 | 0.11258 | 0.11484 | 0.21371 | 0.2234 | 0.23198 | 0.23966 | 0.2463 | 0.25116 | 0.25564 | 0.26076 | 0.26598 | 0.2713 | 4237176.4279 | 4215990.5458 | 4194910.593 | 4173936.0401 | 4153066.3599 | 4132301.0281 | 4111639.5229 | 4091081.3253 | 4070625.9187 | 4050272.7891 | 4237176.4279 | 4215990.5458 | 4194910.593 | 4173936.0401 | 4153066.3599 | 4132301.0281 | 4111639.5229 | 4091081.3253 | 4070625.9187 | 4050272.7891 | 123926.8665 | 249796.773 | 376701.5113 | 507556.8355 | 641488.7286 | 777054.4012 | 913104.2871 | 1049562.5897 | 1185724.2172 | 1321353.4394 | 123926.8665 | 125869.9065 | 126904.7383 | 130855.3241 | 133931.8932 | 135565.6726 | 136049.8859 | 136458.3026 | 136161.6275 | 135629.2221
Ind ¦ Condensing Economizer | RET | I_Food & Beverage | Greater Toronto Area | Process - Boiler/Steam | Industrial | NA | End Use Consumption (m^3/year) | 15 | 3.7008 | 3.7778 | 3.835 | 3.8765 | 3.9012 | 3.9004 | 3.8934 | 3.8934 | 3.8935 | 3.8934 | 0.25535 | 0.26588 | 0.27531 | 0.28385 | 0.29137 | 0.29714 | 0.30254 | 0.30859 | 0.31477 | 0.32106 | 0.069 | 0.07038 | 0.071788 | 0.073223 | 0.074688 | 0.076182 | 0.077705 | 0.079259 | 0.080844 | 0.082461 | 0.18635 | 0.1955 | 0.20352 | 0.21063 | 0.21668 | 0.22096 | 0.22483 | 0.22933 | 0.23392 | 0.2386 | 3364816.5751 | 3347992.4922 | 3331252.5298 | 3314596.2671 | 3298023.2858 | 3281533.1693 | 3265125.5035 | 3248799.876 | 3232555.8766 | 3216393.0972 | 3364816.5751 | 3347992.4922 | 3331252.5298 | 3314596.2671 | 3298023.2858 | 3281533.1693 | 3265125.5035 | 3248799.876 | 3232555.8766 | 3216393.0972 | 117365.9907 | 237676.0018 | 360135.7604 | 485861.4858 | 614006.2094 | 743393.898 | 872976.5729 | 1002247.068 | 1130380.5696 | 1256805.949 | 117365.9907 | 120310.0112 | 122459.7585 | 125725.7255 | 128144.7235 | 129387.6886 | 129582.6749 | 129270.4951 | 128133.5016 | 126425.3794
Ind ¦ De-stratification fans | RET | I_Food & Beverage | Greater Toronto Area | Space Heating/Ventilation | Industrial | NA | End Use Consumption (m^3/year) | 25 | 1.4153 | 1.437 | 1.4542 | 1.4672 | 1.4755 | 1.468 | 1.466 | 1.466 | 1.466 | 1.466 | 0.29918 | 0.30985 | 0.31983 | 0.32915 | 0.33764 | 0.34262 | 0.34902 | 0.356 | 0.36312 | 0.37037 | 0.2114 | 0.21563 | 0.21994 | 0.22434 | 0.22882 | 0.2334 | 0.23807 | 0.24283 | 0.24769 | 0.25264 | 0.087784 | 0.094223 | 0.099894 | 0.10482 | 0.10881 | 0.10922 | 0.11095 | 0.11317 | 0.11543 | 0.11773 | 479922.899 | 477523.2845 | 475135.668 | 472759.9897 | 470396.1898 | 468044.2088 | 465703.9878 | 463375.4678 | 461058.5905 | 458753.2975 | 479922.899 | 477523.2845 | 475135.668 | 472759.9897 | 470396.1898 | 468044.2088 | 465703.9878 | 463375.4678 | 461058.5905 | 458753.2975 | 1145.7126 | 2204.5263 | 3140.8081 | 4223.6516 | 5412.1898 | 6629.6111 | 7828.0722 | 9043.0997 | 10263.1896 | 11512.3051 | 1145.7126 | 1058.8136 | 936.2818 | 1082.8435 | 1188.5382 | 1217.4213 | 1198.4611 | 1215.0276 | 1220.0899 | 1249.1154
Ind ¦ Digester Gas | RET | I_Food & Beverage | Greater Toronto Area | Process - Boiler/Steam | Industrial | NA | End Use Consumption (m^3/year) | 20 | 11.9533 | 12.1583 | 12.3108 | 12.4213 | 12.4871 | 12.4849 | 12.4664 | 12.4665 | 12.4667 | 12.4667 | 0.92939 | 0.96423 | 0.99586 | 1.0249 | 1.0509 | 1.0718 | 1.0916 | 1.1134 | 1.1357 | 1.1584 | 0.077752 | 0.079307 | 0.080893 | 0.082511 | 0.084161 | 0.085844 | 0.087561 | 0.089312 | 0.091099 | 0.092921 | 0.85164 | 0.88493 | 0.91497 | 0.94238 | 0.96676 | 0.98592 | 1.004 | 1.0241 | 1.0446 | 1.0655 | 4486422.1001 | 4463989.9896 | 4441670.0397 | 4419461.6895 | 4397364.381 | 4375377.5591 | 4353500.6713 | 4331733.168 | 4310074.5021 | 4288524.1296 | 4486422.1001 | 4463989.9896 | 4441670.0397 | 4419461.6895 | 4397364.381 | 4375377.5591 | 4353500.6713 | 4331733.168 | 4310074.5021 | 4288524.1296 | 186358.4317 | 379286.6243 | 577526.6946 | 780178.1605 | 985682.0373 | 1192290.5988 | 1398237.7904 | 1601901.5911 | 1801620.8532 | 1995898.4694 | 186358.4317 | 192928.1926 | 198240.0703 | 202651.4659 | 205503.8768 | 206608.5615 | 205947.1916 | 203663.8006 | 199719.2622 | 194277.6162
Ind ¦ Direct contact hot water heaters | RET | I_Food & Beverage | Greater Toronto Area | Process - Boiler/Steam | Industrial | NA | End Use Consumption (m^3/year) | 20 | 11.6065 | 11.8055 | 11.9537 | 12.0609 | 12.1248 | 12.1227 | 12.1047 | 12.1048 | 12.1049 | 12.105 | 0.46469 | 0.48212 | 0.49793 | 0.51244 | 0.52546 | 0.53588 | 0.54579 | 0.5567 | 0.56785 | 0.57921 | 0.040038 | 0.040838 | 0.041655 | 0.042488 | 0.043338 | 0.044205 | 0.045089 | 0.045991 | 0.04691 | 0.047849 | 0.42466 | 0.44128 | 0.45628 | 0.46996 | 0.48212 | 0.49168 | 0.5007 | 0.51071 | 0.52094 | 0.53136 | 3589137.6801 | 3571191.9917 | 3553336.0317 | 3535569.3516 | 3517891.5048 | 3500302.0473 | 3482800.5371 | 3465386.5344 | 3448059.6017 | 3430819.3037 | 3589137.6801 | 3571191.9917 | 3553336.0317 | 3535569.3516 | 3517891.5048 | 3500302.0473 | 3482800.5371 | 3465386.5344 | 3448059.6017 | 3430819.3037 | 148726.3009 | 302677.4092 | 460851.7069 | 622551.2778 | 786536.6193 | 951415.476 | 1115782.3849 | 1278351.2828 | 1437801.2252 | 1592942.9877 | 148726.3009 | 153951.1083 | 158174.2977 | 161699.5709 | 163985.3415 | 164878.8567 | 164366.9089 | 162568.8979 | 159449.9424 | 155141.7625
Ind ¦ Energy Management and Process Improvement | RET | I_Food & Beverage | Greater Toronto Area | Cross Cutting/Behavioural | Industrial | NA | End Use Consumption (m^3/year) | 15 | 3.6479 | 3.7238 | 3.7802 | 3.8211 | 3.8455 | 3.8447 | 3.8378 | 3.8378 | 3.8379 | 3.8378 | 0.25535 | 0.26588 | 0.27531 | 0.28385 | 0.29137 | 0.29714 | 0.30254 | 0.30859 | 0.31477 | 0.32106 | 0.07 | 0.0714 | 0.072828 | 0.074285 | 0.07577 | 0.077286 | 0.078831 | 0.080408 | 0.082016 | 0.083656 | 0.18535 | 0.19448 | 0.20248 | 0.20956 | 0.2156 | 0.21985 | 0.22371 | 0.22818 | 0.23275 | 0.2374 | 20353872.9471 | 20252103.5823 | 20150843.0644 | 20050088.8491 | 19949838.4048 | 19850089.2128 | 19750838.7668 | 19652084.5729 | 19553824.1501 | 19456055.0293 | 20353872.9471 | 20252103.5823 | 20150843.0644 | 20050088.8491 | 19949838.4048 | 19850089.2128 | 19750838.7668 | 19652084.5729 | 19553824.1501 | 19456055.0293 | 705761.2369 | 1429018.9009 | 2165000.3376 | 2920682.682 | 3690995.195 | 4468857.6166 | 5247982.4568 | 6025405.5204 | 6796208.4041 | 7557023.948 | 705761.2369 | 723257.664 | 735981.4367 | 755682.3444 | 770312.513 | 777862.4216 | 779124.8403 | 777423.0636 | 770802.8837 | 760815.5439
Ind ¦ Exhaust gas heat recovery | RET | I_Food & Beverage | Greater Toronto Area | Process Heat | Industrial | NA | End Use Consumption (m^3/year) | 15 | 5.3148 | 5.4254 | 5.5077 | 5.5672 | 5.6027 | 5.6015 | 5.5915 | 5.5916 | 5.5916 | 5.5916 | 0.44687 | 0.46529 | 0.48179 | 0.49674 | 0.5099 | 0.51999 | 0.52944 | 0.54003 | 0.55084 | 0.56185 | 0.084079 | 0.08576 | 0.087476 | 0.089225 | 0.09101 | 0.09283 | 0.094686 | 0.09658 | 0.098512 | 0.10048 | 0.36279 | 0.37953 | 0.39431 | 0.40751 | 0.41889 | 0.42716 | 0.43475 | 0.44345 | 0.45233 | 0.46137 | 6228999.2928 | 6197854.2963 | 6166865.0248 | 6136030.6997 | 6105350.5462 | 6074823.7935 | 6044449.6745 | 6014227.4261 | 5984156.289 | 5954235.5076 | 6228999.2928 | 6197854.2963 | 6166865.0248 | 6136030.6997 | 6105350.5462 | 6074823.7935 | 6044449.6745 | 6014227.4261 | 5984156.289 | 5954235.5076 | 239704.4567 | 486793.3436 | 739679.8984 | 998641.8324 | 1261838.8229 | 1527013.395 | 1791998.1707 | 2055177.0823 | 2314631.1117 | 2568760.979 | 239704.4567 | 247088.8869 | 252886.5548 | 258961.9339 | 263196.9905 | 265174.5721 | 264984.7758 | 263178.9115 | 259454.0294 | 254129.8673
Ind ¦ Feedwater Economizers | RET | I_Food & Beverage | Greater Toronto Area | Process - Boiler/Steam | Industrial | NA | End Use Consumption (m^3/year) | 20 | 2.418 | 2.4595 | 2.4903 | 2.5127 | 2.526 | 2.5256 | 2.5218 | 2.5218 | 2.5219 | 2.5219 | 0.12392 | 0.12856 | 0.13278 | 0.13665 | 0.14012 | 0.1429 | 0.14554 | 0.14845 | 0.15143 | 0.15445 | 0.051248 | 0.052273 | 0.053318 | 0.054385 | 0.055473 | 0.056582 | 0.057714 | 0.058868 | 0.060045 | 0.061246 | 0.07267 | 0.076292 | 0.079463 | 0.082267 | 0.084651 | 0.086319 | 0.087829 | 0.089587 | 0.091381 | 0.093209 | 2243211.0501 | 2231994.9948 | 2220835.0198 | 2209730.8447 | 2198682.1905 | 2187688.7796 | 2176750.3357 | 2165866.584 | 2155037.2511 | 2144262.0648 | 2243211.0501 | 2231994.9948 | 2220835.0198 | 2209730.8447 | 2198682.1905 | 2187688.7796 | 2176750.3357 | 2165866.584 | 2155037.2511 | 2144262.0648 | 49431.8493 | 99015.1625 | 148307.8546 | 199588.9977 | 252450.3158 | 306113.4751 | 360025.5477 | 414395.1623 | 468992.0102 | 523915.3947 | 49431.8493 | 49583.3132 | 49292.6921 | 51281.1431 | 52861.3181 | 53663.1593 | 53912.0726 | 54369.6146 | 54596.8479 | 54923.3846
Ind ¦ Heat recovery to preheat make-up water | RET | I_Food & Beverage | Greater Toronto Area | Process - Boiler/Steam | Industrial | NA | End Use Consumption (m^3/year) | 25 | 3.4769 | 3.5293 | 3.5683 | 3.5965 | 3.6134 | 3.6129 | 3.6082 | 3.6083 | 3.6084 | 3.6085 | 0.2116 | 0.21908 | 0.22593 | 0.23227 | 0.23803 | 0.24275 | 0.24729 | 0.25224 | 0.2573 | 0.26245 | 0.060857 | 0.062074 | 0.063316 | 0.064582 | 0.065874 | 0.067191 | 0.068535 | 0.069906 | 0.071304 | 0.07273 | 0.15074 | 0.157 | 0.16261 | 0.16769 | 0.17215 | 0.17556 | 0.17875 | 0.18234 | 0.18599 | 0.18972 | 4710743.2051 | 4687189.4891 | 4663753.5417 | 4640434.7739 | 4617232.6001 | 4594146.4371 | 4571175.7049 | 4548319.8264 | 4525578.2272 | 4502950.3361 | 4710743.2051 | 4687189.4891 | 4663753.5417 | 4640434.7739 | 4617232.6001 | 4594146.4371 | 4571175.7049 | 4548319.8264 | 4525578.2272 | 4502950.3361 | 132081.8708 | 265962.3957 | 400653.2751 | 539666.2594 | 682064.2478 | 826253.0816 | 970989.242 | 1116292.736 | 1261445.3615 | 1406279.2644 | 132081.8708 | 133880.5249 | 134690.8795 | 139012.9842 | 142397.9885 | 144188.8337 | 144736.1604 | 145303.494 | 145152.6256 | 144833.9029
Ind ¦ High-efficiency burner | RET | I_Food & Beverage | Greater Toronto Area | Process - Boiler/Steam | Industrial | NA | End Use Consumption (m^3/year) | 20 | 2.5792 | 2.6234 | 2.6564 | 2.6802 | 2.6944 | 2.6939 | 2.6899 | 2.6899 | 2.69 | 2.69 | 0.1549 | 0.16071 | 0.16598 | 0.17081 | 0.17515 | 0.17863 | 0.18193 | 0.18557 | 0.18928 | 0.19307 | 0.060056 | 0.061257 | 0.062483 | 0.063732 | 0.065007 | 0.066307 | 0.067633 | 0.068986 | 0.070366 | 0.071773 | 0.094842 | 0.099448 | 0.10349 | 0.10708 | 0.11015 | 0.11232 | 0.1143 | 0.11658 | 0.11892 | 0.1213 | 1271152.9284 | 1264797.1637 | 1258473.1779 | 1252180.812 | 1245919.908 | 1239690.3084 | 1233491.8569 | 1227324.3976 | 1221187.7756 | 1215081.8367 | 1271152.9284 | 1264797.1637 | 1258473.1779 | 1252180.812 | 1245919.908 | 1239690.3084 | 1233491.8569 | 1227324.3976 | 1221187.7756 | 1215081.8367 | 30258.8514 | 60686.1719 | 91052.7171 | 122566.0101 | 154991.7925 | 187895.1806 | 220959.5675 | 254274.0477 | 287692.6863 | 321244.9349 | 30258.8514 | 30427.3205 | 30366.5452 | 31513.293 | 32425.7825 | 32903.3881 | 33064.3869 | 33314.4802 | 33418.6385 | 33552.2486
Ind ¦ High-efficiency burners | RET | I_Food & Beverage | Greater Toronto Area | Process Heat | Industrial | NA | End Use Consumption (m^3/year) | 20 | 8.928 | 9.0812 | 9.1951 | 9.2776 | 9.3267 | 9.3252 | 9.3113 | 9.3113 | 9.3115 | 9.3115 | 0.61959 | 0.64282 | 0.66391 | 0.68326 | 0.70062 | 0.71451 | 0.72771 | 0.74227 | 0.75713 | 0.77227 | 0.069398 | 0.070786 | 0.072202 | 0.073646 | 0.075119 | 0.076621 | 0.078154 | 0.079717 | 0.081311 | 0.082938 | 0.55019 | 0.57204 | 0.59171 | 0.60961 | 0.6255 | 0.63789 | 0.64956 | 0.66256 | 0.67582 | 0.68934 | 2135656.9004 | 2124978.6159 | 2114353.7228 | 2103781.9542 | 2093263.0444 | 2082796.7292 | 2072382.7455 | 2062020.8318 | 2051710.7277 | 2041452.174 | 2135656.9004 | 2124978.6159 | 2114353.7228 | 2103781.9542 | 2093263.0444 | 2082796.7292 | 2072382.7455 | 2062020.8318 | 2051710.7277 | 2041452.174 | 86279.4864 | 175479.2825 | 267031.0921 | 360656.1616 | 455662.4523 | 551256.2603 | 646645.0895 | 741133.444 | 833983.5451 | 924539.6263 | 86279.4864 | 89199.7961 | 91551.8096 | 93625.0695 | 95006.2906 | 95593.808 | 95388.8293 | 94488.3545 | 92850.1012 | 90556.0812
Ind ¦ Insulation | RET | I_Food & Beverage | Greater Toronto Area | Process - Boiler/Steam | Industrial | NA | End Use Consumption (m^3/year) | 15 | 5.3148 | 5.4254 | 5.5077 | 5.5672 | 5.6027 | 5.6015 | 5.5915 | 5.5916 | 5.5916 | 5.5916 | 0.12768 | 0.13294 | 0.13765 | 0.14192 | 0.14569 | 0.14857 | 0.15127 | 0.1543 | 0.15738 | 0.16053 | 0.024023 | 0.024503 | 0.024993 | 0.025493 | 0.026003 | 0.026523 | 0.027053 | 0.027594 | 0.028146 | 0.028709 | 0.10365 | 0.10844 | 0.11266 | 0.11643 | 0.11968 | 0.12205 | 0.12422 | 0.1267 | 0.12924 | 0.13182 | 3240193.739 | 3223992.7703 | 3207872.8064 | 3191833.4424 | 3175874.2752 | 3159994.9038 | 3144194.9293 | 3128473.9546 | 3112831.5849 | 3097267.4269 | 3240193.739 | 3223992.7703 | 3207872.8064 | 3191833.4424 | 3175874.2752 | 3159994.9038 | 3144194.9293 | 3128473.9546 | 3112831.5849 | 3097267.4269 | 124689.1905 | 253219.6056 | 384765.8449 | 519472.368 | 656381.8779 | 794320.084 | 932159.5621 | 1069059.6678 | 1204022.1685 | 1336215.1527 | 124689.1905 | 128530.415 | 131546.2393 | 134706.5231 | 136909.51 | 137938.2061 | 137839.4781 | 136900.1057 | 134962.5007 | 132192.9842
Ind ¦ Radiant heaters | RET | I_Food & Beverage | Greater Toronto Area | Space Heating/Ventilation | Industrial | NA | End Use Consumption (m^3/year) | 20 | 1.4656 | 1.4912 | 1.5115 | 1.5269 | 1.5367 | 1.5277 | 1.5255 | 1.5255 | 1.5255 | 1.5255 | 0.98582 | 1.0231 | 1.0578 | 1.0899 | 1.1188 | 1.1346 | 1.1555 | 1.1787 | 1.2022 | 1.2263 | 0.67263 | 0.68608 | 0.69981 | 0.7138 | 0.72808 | 0.74264 | 0.75749 | 0.77264 | 0.78809 | 0.80386 | 0.31319 | 0.33701 | 0.35795 | 0.37608 | 0.39073 | 0.39191 | 0.39804 | 0.40601 | 0.41413 | 0.42239 | 764877.1202 | 761052.7346 | 757247.4709 | 753461.2336 | 749693.9274 | 745945.4578 | 742215.7305 | 738504.6518 | 734812.1286 | 731138.0679 | 764877.1202 | 761052.7346 | 757247.4709 | 753461.2336 | 749693.9274 | 745945.4578 | 742215.7305 | 738504.6518 | 734812.1286 | 731138.0679 | 4200.7988 | 8227.1998 | 12001.3382 | 16093.8027 | 20428.2159 | 24862.0271 | 29248.8881 | 33697.0434 | 38170.9664 | 42744.3235 | 4200.7988 | 4026.401 | 3774.1384 | 4092.4645 | 4334.4132 | 4433.8111 | 4386.8611 | 4448.1553 | 4473.9229 | 4573.3571
Ind ¦ Reduce Steam Pressure | RET | I_Food & Beverage | Greater Toronto Area | Process - Boiler/Steam | Industrial | NA | End Use Consumption (m^3/year) | 20 | 29.9803 | 30.4945 | 30.8771 | 31.154 | 31.3191 | 31.3138 | 31.2672 | 31.2674 | 31.2679 | 31.268 | 0.092939 | 0.096423 | 0.099586 | 0.10249 | 0.10509 | 0.10718 | 0.10916 | 0.11134 | 0.11357 | 0.11584 | 0.0031 | 0.003162 | 0.0032252 | 0.0032897 | 0.0033555 | 0.0034227 | 0.0034911 | 0.0035609 | 0.0036321 | 0.0037048 | 0.089839 | 0.093261 | 0.096361 | 0.099199 | 0.10174 | 0.10375 | 0.10567 | 0.10778 | 0.10994 | 0.11214 | 1345926.63 | 1339196.9969 | 1332501.0119 | 1325838.5068 | 1319209.3143 | 1312613.2677 | 1306050.2014 | 1299519.9504 | 1293022.3506 | 1286557.2389 | 1345926.63 | 1339196.9969 | 1332501.0119 | 1325838.5068 | 1319209.3143 | 1312613.2677 | 1306050.2014 | 1299519.9504 | 1293022.3506 | 1286557.2389 | 59186.2839 | 120613.7332 | 183852.1518 | 248455.0181 | 313875.3614 | 379520.1856 | 444781.74 | 509070.2891 | 571812.541 | 632487.1029 | 59186.2839 | 61427.4493 | 63238.4186 | 64602.8663 | 65420.3433 | 65644.8242 | 65261.5544 | 64288.5491 | 62742.2518 | 60674.5619
Ind ¦ Steam trap survey and repair | RET | I_Food & Beverage | Greater Toronto Area | Process - Boiler/Steam | Industrial | NA | End Use Consumption (m^3/year) | 3 | 0.74751 | 0.79708 | 0.84877 | 0.8911 | 0.91312 | 0.91238 | 0.90622 | 0.90625 | 0.90632 | 0.90624 | 0.023145 | 0.025173 | 0.027342 | 0.029279 | 0.030603 | 0.03119 | 0.031599 | 0.032232 | 0.032879 | 0.033534 | 0.030962 | 0.031582 | 0.032213 | 0.032858 | 0.033515 | 0.034185 | 0.034869 | 0.035566 | 0.036277 | 0.037003 | -0.0078176 | -0.0064086 | -0.0048715 | -0.0035782 | -0.0029118 | -0.0029954 | -0.00327 | -0.0033344 | -0.0033984 | -0.0034693 | 2990948.0667 | 2975993.3264 | 2961113.3598 | 2946307.793 | 2931576.254 | 2916918.3727 | 2902333.7809 | 2887822.112 | 2873383.0014 | 2859016.0864 | 0 | 0 | 0 | 0 | 0 | 0 | 0 | 0 | 0 | 0 | 0 | 0 | 0 | 0 | 0 | 0 | 0 | 0 | 0 | 0 | 0 | 0 | 0 | 0 | 0 | 0 | 0 | 0 | 0 | 0
Ind ¦ Ventilation heat recovery | RET | I_Food & Beverage | Greater Toronto Area | Space Heating/Ventilation | Industrial | NA | End Use Consumption (m^3/year) | 20 | 4.3968 | 4.4736 | 4.5345 | 4.5806 | 4.61 | 4.5832 | 4.5764 | 4.5765 | 4.5764 | 4.5764 | 0.49291 | 0.51155 | 0.52888 | 0.54494 | 0.5594 | 0.56728 | 0.57777 | 0.58933 | 0.60111 | 0.61313 | 0.11211 | 0.11435 | 0.11663 | 0.11897 | 0.12135 | 0.12377 | 0.12625 | 0.12877 | 0.13135 | 0.13398 | 0.3808 | 0.3972 | 0.41225 | 0.42598 | 0.43806 | 0.4435 | 0.45152 | 0.46055 | 0.46976 | 0.47915 | 780812.0602 | 776907.9999 | 773023.4599 | 769158.3426 | 765312.5509 | 761485.9882 | 757678.5582 | 753890.1654 | 750120.7146 | 746370.111 | 780812.0602 | 776907.9999 | 773023.4599 | 769158.3426 | 765312.5509 | 761485.9882 | 757678.5582 | 753890.1654 | 750120.7146 | 746370.111 | 26313.107 | 53241.4978 | 80607.5651 | 108719.3694 | 137391.4284 | 166357.7258 | 195385.9647 | 224380.7828 | 253165.9972 | 281628.0789 | 26313.107 | 26928.3909 | 27366.0672 | 28111.8044 | 28672.0589 | 28966.2974 | 29028.2389 | 28994.8182 | 28785.2143 | 28462.0817
Ind ¦ Ventilation optimization | RET | I_Food & Beverage | Greater Toronto Area | Space Heating/Ventilation | Industrial | NA | End Use Consumption (m^3/year) | 15 | 2.256 | 2.3037 | 2.3416 | 2.3703 | 2.3886 | 2.3719 | 2.3677 | 2.3677 | 2.3677 | 2.3677 | 0.54194 | 0.56449 | 0.58524 | 0.60426 | 0.62109 | 0.62909 | 0.64054 | 0.65336 | 0.66642 | 0.67974 | 0.24023 | 0.24503 | 0.24993 | 0.25493 | 0.26003 | 0.26523 | 0.27053 | 0.27594 | 0.28146 | 0.28709 | 0.30171 | 0.31946 | 0.33531 | 0.34933 | 0.36107 | 0.36387 | 0.37 | 0.37741 | 0.38496 | 0.39265 | 899855.4356 | 895356.1584 | 890879.3776 | 886424.9807 | 881992.8558 | 877582.8915 | 873194.9771 | 868829.0022 | 864484.8572 | 860162.4329 | 899855.4356 | 895356.1584 | 890879.3776 | 886424.9807 | 881992.8558 | 877582.8915 | 873194.9771 | 868829.0022 | 864484.8572 | 860162.4329 | 21420.3903 | 42960.0408 | 64456.6681 | 86765.0838 | 109719.4554 | 133011.9263 | 156418.3691 | 180001.8541 | 203659.0734 | 227410.8759 | 21420.3903 | 21539.6505 | 21496.6273 | 22308.4157 | 22954.3715 | 23292.4709 | 23406.4428 | 23583.485 | 23657.2193 | 23751.8025
Ind ¦ Warehouse loading dock seals | RET | I_Food & Beverage | Greater Toronto Area | Space Heating/Ventilation | Industrial | NA | End Use Consumption (m^3/year) | 10 | 0.65563 | 0.67466 | 0.68975 | 0.70118 | 0.70846 | 0.70181 | 0.70013 | 0.70014 | 0.70014 | 0.70012 | 0.098874 | 0.10378 | 0.10822 | 0.11222 | 0.11565 | 0.11685 | 0.11891 | 0.12129 | 0.12371 | 0.12618 | 0.15081 | 0.15382 | 0.1569 | 0.16004 | 0.16324 | 0.1665 | 0.16983 | 0.17323 | 0.1767 | 0.18023 | -0.051935 | -0.050045 | -0.048679 | -0.047824 | -0.047591 | -0.04965 | -0.050928 | -0.051945 | -0.052985 | -0.054047 | 284329.3217 | 282907.675 | 281493.1367 | 280085.671 | 278685.2426 | 277291.8164 | 275905.3573 | 274525.8305 | 273153.2014 | 271787.4354 | 0 | 0 | 0 | 0 | 0 | 0 | 0 | 0 | 0 | 0 | 0 | 0 | 0 | 0 | 0 | 0 | 0 | 0 | 0 | 0 | 0 | 0 | 0 | 0 | 0 | 0 | 0 | 0 | 0 | 0
Ind ¦ Boiler right sizing and load management | ROB | I_Food & Beverage | Greater Toronto Area | Process - Boiler/Steam | Industrial | NA | End Use Consumption (m^3/year) | 25 | INF | INF | INF | INF | INF | INF | INF | INF | INF | INF | 0.35266 | 0.36513 | 0.37655 | 0.38712 | 0.39671 | 0.40459 | 0.41215 | 0.4204 | 0.42883 | 0.43741 | 0 | 0 | 0 | 0 | 0 | 0 | 0 | 0 | 0 | 0 | 0.35266 | 0.36513 | 0.37655 | 0.38712 | 0.39671 | 0.40459 | 0.41215 | 0.4204 | 0.42883 | 0.43741 | 6542698.896 | 6509985.4015 | 6477435.4745 | 6445048.2972 | 6412823.0557 | 6380758.9404 | 6348855.1457 | 6317110.87 | 6285525.3156 | 6254097.689 | 6542698.896 | 6509985.4015 | 6477435.4745 | 6445048.2972 | 6412823.0557 | 6380758.9404 | 6348855.1457 | 6317110.87 | 6285525.3156 | 6254097.689 | 196365.0048 | 389414.6441 | 579023.4153 | 765067.0634 | 947426.3565 | 1125990.2129 | 1300658.2049 | 1471342.4735 | 1637969.1001 | 1800478.9891 | 196365.0048 | 193049.6394 | 189608.7711 | 186043.6481 | 182359.2931 | 178563.8564 | 174667.9921 | 170684.2686 | 166626.6266 | 162509.889
Ind ¦ Advanced boiler controls including air/fuel mix control ¦ New | NEW | I_Green House / Agriculture | Greater Toronto Area | Process - Boiler/Steam | Industrial | NA | End Use Consumption (m^3/year) | 15 | 4.1594 | 4.246 | 4.3104 | 4.357 | 4.3847 | 4.3838 | 4.376 | 4.376 | 4.3761 | 4.376 | 0.12768 | 0.13294 | 0.13765 | 0.14192 | 0.14569 | 0.14857 | 0.15127 | 0.1543 | 0.15738 | 0.16053 | 0.030695 | 0.031309 | 0.031936 | 0.032574 | 0.033226 | 0.03389 | 0.034568 | 0.035259 | 0.035965 | 0.036684 | 0.09698 | 0.10163 | 0.10572 | 0.10935 | 0.11246 | 0.11468 | 0.1167 | 0.11904 | 0.12142 | 0.12384 | 22957.7194 | 46282.7623 | 69983.4164 | 94068.1407 | 118545.5688 | 143424.513 | 168713.9675 | 194423.1129 | 220561.3196 | 247138.152 | 22957.7194 | 46282.7623 | 69983.4164 | 94068.1407 | 118545.5688 | 143424.513 | 168713.9675 | 194423.1129 | 220561.3196 | 247138.152 | 13921.2332 | 28065.2062 | 42752.5429 | 57939.2977 | 73757.3749 | 90173.3632 | 107130.6446 | 124587.8809 | 142557.537 | 161023.5809 | 13921.2332 | 14143.973 | 14687.3367 | 15186.7548 | 15818.0772 | 16415.9883 | 16957.2814 | 17457.2363 | 17969.6561 | 18466.0439
Ind ¦ Advanced heating and process control ¦ New | NEW | I_Green House / Agriculture | Greater Toronto Area | Process Heat | Industrial | NA | End Use Consumption (m^3/year) | 15 | 5.3148 | 5.4254 | 5.5077 | 5.5672 | 5.6027 | 5.6015 | 5.5915 | 5.5916 | 5.5916 | 5.5916 | 0.31919 | 0.33235 | 0.34413 | 0.35481 | 0.36422 | 0.37142 | 0.37817 | 0.38574 | 0.39346 | 0.40132 | 0.060056 | 0.061257 | 0.062483 | 0.063732 | 0.065007 | 0.066307 | 0.067633 | 0.068986 | 0.070366 | 0.071773 | 0.25913 | 0.27109 | 0.28165 | 0.29108 | 0.29921 | 0.30511 | 0.31054 | 0.31675 | 0.32309 | 0.32955 | 11661.0638 | 23508.7046 | 35547.1321 | 47780.6429 | 60213.6223 | 72850.5463 | 85695.9835 | 98754.597 | 112031.1464 | 125530.4899 | 11661.0638 | 23508.7046 | 35547.1321 | 47780.6429 | 60213.6223 | 72850.5463 | 85695.9835 | 98754.597 | 112031.1464 | 125530.4899 | 7516.6039 | 15153.4736 | 23111.0689 | 31365.4345 | 39961.8604 | 48882.3798 | 58100.5581 | 67596.4171 | 77371.4633 | 87416.5853 | 7516.6039 | 7636.8696 | 7957.5953 | 8254.3656 | 8596.4259 | 8920.5194 | 9218.1783 | 9495.859 | 9775.0461 | 10045.1221
Ind ¦ Air compressor heat recovery ¦ New | NEW | I_Green House / Agriculture | Greater Toronto Area | Space Heating/Ventilation | Industrial | NA | End Use Consumption (m^3/year) | 25 | 2.502 | 2.5404 | 2.5708 | 2.5939 | 2.6085 | 2.5951 | 2.5917 | 2.5918 | 2.5917 | 2.5917 | 0.78535 | 0.81335 | 0.83956 | 0.86403 | 0.8863 | 0.89938 | 0.91617 | 0.9345 | 0.95318 | 0.97223 | 0.31389 | 0.32017 | 0.32658 | 0.33311 | 0.33977 | 0.34656 | 0.3535 | 0.36057 | 0.36778 | 0.37513 | 0.47146 | 0.49318 | 0.51299 | 0.53092 | 0.54653 | 0.55281 | 0.56267 | 0.57393 | 0.58541 | 0.5971 | 9445.4617 | 19042.0508 | 28793.177 | 38702.3207 | 48773.034 | 59008.9425 | 69413.7466 | 79991.2236 | 90745.2286 | 101679.6968 | 9445.4617 | 19042.0508 | 28793.177 | 38702.3207 | 48773.034 | 59008.9425 | 69413.7466 | 79991.2236 | 90745.2286 | 101679.6968 | 2770.2085 | 5584.7404 | 8447.8684 | 11328.1852 | 14415.1268 | 17683.5835 | 21077.3648 | 24558.2238 | 28154.0849 | 31855.2433 | 2770.2085 | 2814.5319 | 2863.128 | 2880.3168 | 3086.9416 | 3268.4567 | 3393.7813 | 3480.8589 | 3595.8611 | 3701.1584
Ind ¦ Air curtains ¦ New | NEW | I_Green House / Agriculture | Greater Toronto Area | Space Heating/Ventilation | Industrial | NA | End Use Consumption (m^3/year) | 15 | 0.92289 | 0.94244 | 0.95793 | 0.96967 | 0.97714 | 0.97032 | 0.9686 | 0.96861 | 0.96861 | 0.96859 | 0.13548 | 0.14112 | 0.14631 | 0.15106 | 0.15527 | 0.15727 | 0.16013 | 0.16334 | 0.16661 | 0.16993 | 0.1468 | 0.14974 | 0.15274 | 0.15579 | 0.15891 | 0.16208 | 0.16533 | 0.16863 | 0.172 | 0.17544 | -0.01132 | -0.0086192 | -0.0064252 | -0.0047254 | -0.0036321 | -0.0048103 | -0.0051917 | -0.0052929 | -0.0053996 | -0.0055101 | 5622.2986 | 11334.554 | 17138.7959 | 23037.0957 | 29031.5679 | 35124.3705 | 41317.7063 | 47613.8236 | 54015.017 | 60523.6291 | 0 | 0 | 0 | 0 | 0 | 0 | 0 | 0 | 0 | 0 | 0 | 0 | 0 | 0 | 0 | 0 | 0 | 0 | 0 | 0 | 0 | 0 | 0 | 0 | 0 | 0 | 0 | 0 | 0 | 0
Ind ¦ Automated temperature control ¦ New | NEW | I_Green House / Agriculture | Greater Toronto Area | Space Heating/Ventilation | Industrial | NA | End Use Consumption (m^3/year) | 25 | 1.1676 | 1.1855 | 1.1997 | 1.2105 | 1.2173 | 1.2111 | 1.2095 | 1.2095 | 1.2095 | 1.2095 | 0.26178 | 0.27112 | 0.27985 | 0.28801 | 0.29543 | 0.29979 | 0.30539 | 0.3115 | 0.31773 | 0.32408 | 0.22421 | 0.22869 | 0.23327 | 0.23793 | 0.24269 | 0.24755 | 0.2525 | 0.25755 | 0.2627 | 0.26795 | 0.037574 | 0.042423 | 0.046585 | 0.050076 | 0.052741 | 0.052247 | 0.052892 | 0.053952 | 0.055029 | 0.056126 | 7288.1649 | 14692.9404 | 22216.9576 | 29862.9018 | 37633.5139 | 45531.5914 | 53559.9897 | 61721.6231 | 70019.4665 | 78456.5562 | 7288.1649 | 14692.9404 | 22216.9576 | 29862.9018 | 37633.5139 | 45531.5914 | 53559.9897 | 61721.6231 | 70019.4665 | 78456.5562 | 64.9691 | 130.9777 | 190.8807 | 242.2372 | 309.6468 | 391.5603 | 479.7159 | 568.5159 | 662.2622 | 759.596 | 64.9691 | 66.0086 | 59.903 | 51.3564 | 67.4097 | 81.9135 | 88.1556 | 88.8 | 93.7463 | 97.3338
Ind ¦ Blow down heat recovery and control ¦ New | NEW | I_Green House / Agriculture | Greater Toronto Area | Process - Boiler/Steam | Industrial | NA | End Use Consumption (m^3/year) | 20 | 1.9672 | 2.0009 | 2.026 | 2.0442 | 2.055 | 2.0547 | 2.0516 | 2.0517 | 2.0517 | 2.0517 | 0.061959 | 0.064282 | 0.066391 | 0.068326 | 0.070062 | 0.071451 | 0.072771 | 0.074227 | 0.075713 | 0.077227 | 0.031496 | 0.032126 | 0.032769 | 0.033424 | 0.034093 | 0.034774 | 0.03547 | 0.036179 | 0.036903 | 0.037641 | 0.030463 | 0.032156 | 0.033622 | 0.034902 | 0.035969 | 0.036676 | 0.037301 | 0.038048 | 0.03881 | 0.039587 | 13118.6968 | 26447.2927 | 39990.5237 | 53753.2233 | 67740.325 | 81956.8646 | 96407.9814 | 111098.9216 | 126035.0397 | 141221.8011 | 13118.6968 | 26447.2927 | 39990.5237 | 53753.2233 | 67740.325 | 81956.8646 | 96407.9814 | 111098.9216 | 126035.0397 | 141221.8011 | 3497.6486 | 7051.2595 | 10669.527 | 14303.7191 | 18231.4968 | 22414.8883 | 26769.6177 | 31237.7913 | 35859.7546 | 40620.1442 | 3497.6486 | 3553.6109 | 3618.2676 | 3634.1921 | 3927.7777 | 4183.3915 | 4354.7294 | 4468.1735 | 4621.9634 | 4760.3896
Ind ¦ Boiler combustion air preheat ¦ New | NEW | I_Green House / Agriculture | Greater Toronto Area | Process - Boiler/Steam | Industrial | NA | End Use Consumption (m^3/year) | 20 | 68.9876 | 69.0887 | 69.1845 | 69.2782 | 69.3709 | 69.4563 | 69.5363 | 69.6241 | 69.7143 | 69.809 | 2.0992 | 2.1443 | 2.1902 | 2.2371 | 2.2849 | 2.3334 | 2.3828 | 2.4336 | 2.4854 | 2.5386 | 0.030429 | 0.031037 | 0.031658 | 0.032291 | 0.032937 | 0.033596 | 0.034267 | 0.034953 | 0.035652 | 0.036365 | 2.0688 | 2.1133 | 2.1586 | 2.2048 | 2.2519 | 2.2998 | 2.3486 | 2.3986 | 2.4498 | 2.5022 | 16866.8959 | 34003.6621 | 51416.3876 | 69111.287 | 87094.7036 | 105373.1116 | 123953.119 | 142841.4707 | 162045.0511 | 181570.8872 | 16866.8959 | 34003.6621 | 51416.3876 | 69111.287 | 87094.7036 | 105373.1116 | 123953.119 | 142841.4707 | 162045.0511 | 181570.8872 | 12457.3329 | 25113.9832 | 38360.119 | 52167.2657 | 66511.75 | 81372.6095 | 96731.3536 | 112571.8141 | 128880.0417 | 145644.0708 | 12457.3329 | 12656.6502 | 13246.1358 | 13807.1468 | 14344.4843 | 14860.8594 | 15358.7442 | 15840.4605 | 16308.2275 | 16764.0291
Ind ¦ Boiler right sizing and load management | NEW | I_Green House / Agriculture | Greater Toronto Area | Process - Boiler/Steam | Industrial | NA | End Use Consumption (m^3/year) | 25 | INF | INF | INF | INF | INF | INF | INF | INF | INF | INF | 0.35266 | 0.36513 | 0.37655 | 0.38712 | 0.39671 | 0.40459 | 0.41215 | 0.4204 | 0.42883 | 0.43741 | 0 | 0 | 0 | 0 | 0 | 0 | 0 | 0 | 0 | 0 | 0.35266 | 0.36513 | 0.37655 | 0.38712 | 0.39671 | 0.40459 | 0.41215 | 0.4204 | 0.42883 | 0.43741 | 54661.2366 | 110197.053 | 166627.1819 | 223971.7636 | 282251.3544 | 341486.9356 | 401699.9226 | 462912.1735 | 525145.999 | 588424.1714 | 54661.2366 | 110197.053 | 166627.1819 | 223971.7636 | 282251.3544 | 341486.9356 | 401699.9226 | 462912.1735 | 525145.999 | 588424.1714 | 40949.8149 | 82554.8269 | 125726.0619 | 170453.2568 | 216724.5243 | 264526.9229 | 313846.9796 | 364671.1623 | 416986.2988 | 470779.9433 | 40949.8149 | 41605.012 | 43171.235 | 44727.1949 | 46271.2675 | 47802.3986 | 49320.0568 | 50824.1827 | 52315.1365 | 53793.6445
Ind ¦ Condensate return ¦ New | NEW | I_Green House / Agriculture | Greater Toronto Area | Process - Boiler/Steam | Industrial | NA | End Use Consumption (m^3/year) | 25 | 1.6724 | 1.6976 | 1.7164 | 1.73 | 1.7381 | 1.7378 | 1.7356 | 1.7356 | 1.7357 | 1.7357 | 0.070532 | 0.073026 | 0.07531 | 0.077423 | 0.079342 | 0.080918 | 0.082429 | 0.08408 | 0.085765 | 0.087483 | 0.042173 | 0.043016 | 0.043877 | 0.044754 | 0.045649 | 0.046562 | 0.047494 | 0.048443 | 0.049412 | 0.050401 | 0.028359 | 0.03001 | 0.031433 | 0.032669 | 0.033693 | 0.034355 | 0.034936 | 0.035637 | 0.036353 | 0.037082 | 15825.7295 | 31904.6706 | 48242.5365 | 64845.1582 | 81718.4874 | 98868.5985 | 116301.6919 | 134024.096 | 152042.2702 | 170362.8077 | 15825.7295 | 31904.6706 | 48242.5365 | 64845.1582 | 81718.4874 | 98868.5985 | 116301.6919 | 134024.096 | 152042.2702 | 170362.8077 | 1894.7907 | 3819.8981 | 5726.6601 | 7569.8092 | 9638.7152 | 11896.6579 | 14259.835 | 16671.6059 | 19175.2877 | 21757.1121 | 1894.7907 | 1925.1074 | 1906.7619 | 1843.1491 | 2068.906 | 2257.9427 | 2363.1771 | 2411.7709 | 2503.6818 | 2581.8245
Ind ¦ Condensing boiler ¦ New | NEW | I_Green House / Agriculture | Greater Toronto Area | Process - Boiler/Steam | Industrial | NA | End Use Consumption (m^3/year) | 20 | 3.224 | 3.2793 | 3.3205 | 3.3502 | 3.368 | 3.3674 | 3.3624 | 3.3624 | 3.3625 | 3.3625 | 0.3098 | 0.32141 | 0.33195 | 0.34163 | 0.35031 | 0.35725 | 0.36386 | 0.37114 | 0.37856 | 0.38614 | 0.09609 | 0.098012 | 0.099972 | 0.10197 | 0.10401 | 0.10609 | 0.10821 | 0.11038 | 0.11258 | 0.11484 | 0.21371 | 0.2234 | 0.23198 | 0.23966 | 0.2463 | 0.25116 | 0.25564 | 0.26076 | 0.26598 | 0.2713 | 35399.658 | 71365.7105 | 107910.9369 | 145048.3802 | 182791.3533 | 221153.444 | 260148.5213 | 299790.741 | 340094.5517 | 381074.7014 | 35399.658 | 71365.7105 | 107910.9369 | 145048.3802 | 182791.3533 | 221153.444 | 260148.5213 | 299790.741 | 340094.5517 | 381074.7014 | 17342.578 | 34962.6372 | 53101.6873 | 71666.8213 | 91137.178 | 111440.032 | 132422.576 | 153978.8361 | 176175.5136 | 198982.4166 | 17342.578 | 17620.0592 | 18139.0501 | 18565.134 | 19470.3567 | 20302.8541 | 20982.544 | 21556.2601 | 22196.6775 | 22806.9031
Ind ¦ Condensing Economizer ¦ New | NEW | I_Green House / Agriculture | Greater Toronto Area | Process - Boiler/Steam | Industrial | NA | End Use Consumption (m^3/year) | 15 | 3.7008 | 3.7778 | 3.835 | 3.8765 | 3.9012 | 3.9004 | 3.8934 | 3.8934 | 3.8935 | 3.8934 | 0.25535 | 0.26588 | 0.27531 | 0.28385 | 0.29137 | 0.29714 | 0.30254 | 0.30859 | 0.31477 | 0.32106 | 0.069 | 0.07038 | 0.071788 | 0.073223 | 0.074688 | 0.076182 | 0.077705 | 0.079259 | 0.080844 | 0.082461 | 0.18635 | 0.1955 | 0.20352 | 0.21063 | 0.21668 | 0.22096 | 0.22483 | 0.22933 | 0.23392 | 0.2386 | 28111.4931 | 56672.7701 | 85693.9793 | 115185.4784 | 145157.8394 | 175621.8526 | 206588.5316 | 238069.1178 | 270075.0852 | 302618.1453 | 28111.4931 | 56672.7701 | 85693.9793 | 115185.4784 | 145157.8394 | 175621.8526 | 206588.5316 | 238069.1178 | 270075.0852 | 302618.1453 | 16424.4357 | 33111.6623 | 50339.666 | 68057.4795 | 86502.8458 | 105635.9416 | 125377.0669 | 145670.5157 | 166547.9753 | 187992.7106 | 16424.4357 | 16687.2266 | 17228.0037 | 17717.8135 | 18445.3664 | 19133.0958 | 19741.1253 | 20293.4488 | 20877.4596 | 21444.7353
Ind ¦ De-stratification fans ¦ New | NEW | I_Green House / Agriculture | Greater Toronto Area | Space Heating/Ventilation | Industrial | NA | End Use Consumption (m^3/year) | 25 | 1.4153 | 1.437 | 1.4542 | 1.4672 | 1.4755 | 1.468 | 1.466 | 1.466 | 1.466 | 1.466 | 0.29918 | 0.30985 | 0.31983 | 0.32915 | 0.33764 | 0.34262 | 0.34902 | 0.356 | 0.36312 | 0.37037 | 0.2114 | 0.21563 | 0.21994 | 0.22434 | 0.22882 | 0.2334 | 0.23807 | 0.24283 | 0.24769 | 0.25264 | 0.087784 | 0.094223 | 0.099894 | 0.10482 | 0.10881 | 0.10922 | 0.11095 | 0.11317 | 0.11543 | 0.11773 | 5330.772 | 10746.8364 | 16250.1175 | 21842.5796 | 27526.2273 | 33303.1069 | 39175.3067 | 45144.9586 | 51214.2384 | 57385.3668 | 5330.772 | 10746.8364 | 16250.1175 | 21842.5796 | 27526.2273 | 33303.1069 | 39175.3067 | 45144.9586 | 51214.2384 | 57385.3668 | 213.167 | 429.7447 | 637.7689 | 828.647 | 1057.4106 | 1317.1499 | 1591.9495 | 1871.0318 | 2162.6456 | 2464.168 | 213.167 | 216.5777 | 208.0242 | 190.8781 | 228.7636 | 259.7393 | 274.7995 | 279.0824 | 291.6138 | 301.5224
Ind ¦ Digester Gas ¦ New | NEW | I_Green House / Agriculture | Greater Toronto Area | Process - Boiler/Steam | Industrial | NA | End Use Consumption (m^3/year) | 20 | 11.9533 | 12.1583 | 12.3108 | 12.4213 | 12.4871 | 12.4849 | 12.4664 | 12.4665 | 12.4667 | 12.4667 | 0.92939 | 0.96423 | 0.99586 | 1.0249 | 1.0509 | 1.0718 | 1.0916 | 1.1134 | 1.1357 | 1.1584 | 0.077752 | 0.079307 | 0.080893 | 0.082511 | 0.084161 | 0.085844 | 0.087561 | 0.089312 | 0.091099 | 0.092921 | 0.85164 | 0.88493 | 0.91497 | 0.94238 | 0.96676 | 0.98592 | 1.004 | 1.0241 | 1.0446 | 1.0655 | 62469.9847 | 125939.4892 | 190431.065 | 255967.7298 | 322572.9764 | 390270.7836 | 459085.6259 | 529042.484 | 600166.8559 | 672484.7673 | 62469.9847 | 125939.4892 | 190431.065 | 255967.7298 | 322572.9764 | 390270.7836 | 459085.6259 | 529042.484 | 600166.8559 | 672484.7673 | 43465.6305 | 87626.7112 | 133471.0559 | 180938.498 | 230102.3579 | 280916.5106 | 333320.0342 | 387265.7159 | 442748.9549 | 499746.2136 | 43465.6305 | 44161.0806 | 45844.3447 | 47467.4421 | 49163.8599 | 50814.1527 | 52403.5236 | 53945.6817 | 55483.239 | 56997.2587
Ind ¦ Direct contact hot water heaters ¦ New | NEW | I_Green House / Agriculture | Greater Toronto Area | Process - Boiler/Steam | Industrial | NA | End Use Consumption (m^3/year) | 20 | 11.6065 | 11.8055 | 11.9537 | 12.0609 | 12.1248 | 12.1227 | 12.1047 | 12.1048 | 12.1049 | 12.105 | 0.46469 | 0.48212 | 0.49793 | 0.51244 | 0.52546 | 0.53588 | 0.54579 | 0.5567 | 0.56785 | 0.57921 | 0.040038 | 0.040838 | 0.041655 | 0.042488 | 0.043338 | 0.044205 | 0.045089 | 0.045991 | 0.04691 | 0.047849 | 0.42466 | 0.44128 | 0.45628 | 0.46996 | 0.48212 | 0.49168 | 0.5007 | 0.51071 | 0.52094 | 0.53136 | 29985.5927 | 60450.9548 | 91406.9112 | 122864.5103 | 154835.0287 | 187329.9761 | 220361.1004 | 253940.3923 | 288080.0909 | 322792.6883 | 29985.5927 | 60450.9548 | 91406.9112 | 122864.5103 | 154835.0287 | 187329.9761 | 220361.1004 | 253940.3923 | 288080.0909 | 322792.6883 | 20813.0613 | 41959.1316 | 63993.8212 | 86873.9916 | 110625.7469 | 135216.5729 | 160607.512 | 186767.4106 | 213687.4541 | 241350.0512 | 20813.0613 | 21146.0703 | 22034.6896 | 22880.1704 | 23751.7553 | 24590.826 | 25390.939 | 26159.8986 | 26920.0435 | 27662.5971
Ind ¦ Energy Management and Process Improvement ¦ New | NEW | I_Green House / Agriculture | Greater Toronto Area | Cross Cutting/Behavioural | Industrial | NA | End Use Consumption (m^3/year) | 15 | 3.6479 | 3.7238 | 3.7802 | 3.8211 | 3.8455 | 3.8447 | 3.8378 | 3.8378 | 3.8379 | 3.8378 | 0.25535 | 0.26588 | 0.27531 | 0.28385 | 0.29137 | 0.29714 | 0.30254 | 0.30859 | 0.31477 | 0.32106 | 0.07 | 0.0714 | 0.072828 | 0.074285 | 0.07577 | 0.077286 | 0.078831 | 0.080408 | 0.082016 | 0.083656 | 0.18535 | 0.19448 | 0.20248 | 0.20956 | 0.2156 | 0.21985 | 0.22371 | 0.22818 | 0.23275 | 0.2374 | 131881.0788 | 265872.2549 | 402021.1373 | 540376.3184 | 680987.3946 | 823904.9876 | 969180.7657 | 1116867.4663 | 1267018.9181 | 1419690.0642 | 131881.0788 | 265872.2549 | 402021.1373 | 540376.3184 | 680987.3946 | 823904.9876 | 969180.7657 | 1116867.4663 | 1267018.9181 | 1419690.0642 | 76598.2596 | 154422.0914 | 235301.3064 | 318898.3863 | 406287.2612 | 497214.5048 | 591238.3281 | 688037.8195 | 787723.0257 | 890173.1282 | 76598.2596 | 77823.8318 | 80879.215 | 83597.0799 | 87388.8749 | 90927.2435 | 94023.8233 | 96799.4914 | 99685.2063 | 102450.1025
Ind ¦ Exhaust gas heat recovery ¦ New | NEW | I_Green House / Agriculture | Greater Toronto Area | Process Heat | Industrial | NA | End Use Consumption (m^3/year) | 15 | 5.3148 | 5.4254 | 5.5077 | 5.5672 | 5.6027 | 5.6015 | 5.5915 | 5.5916 | 5.5916 | 5.5916 | 0.44687 | 0.46529 | 0.48179 | 0.49674 | 0.5099 | 0.51999 | 0.52944 | 0.54003 | 0.55084 | 0.56185 | 0.084079 | 0.08576 | 0.087476 | 0.089225 | 0.09101 | 0.09283 | 0.094686 | 0.09658 | 0.098512 | 0.10048 | 0.36279 | 0.37953 | 0.39431 | 0.40751 | 0.41889 | 0.42716 | 0.43475 | 0.44345 | 0.45233 | 0.46137 | 20406.8617 | 41140.2331 | 62207.4812 | 83616.1251 | 105373.839 | 127488.456 | 149967.9711 | 172820.5448 | 196054.5063 | 219678.3573 | 20406.8617 | 41140.2331 | 62207.4812 | 83616.1251 | 105373.839 | 127488.456 | 149967.9711 | 172820.5448 | 196054.5063 | 219678.3573 | 13154.0569 | 26518.5787 | 40457.4892 | 54926.1823 | 70001.7657 | 85650.8242 | 101825.339 | 118488.8648 | 135642.8937 | 153270.4959 | 13154.0569 | 13364.5218 | 13938.9105 | 14468.6931 | 15075.5834 | 15649.0585 | 16174.5148 | 16663.5258 | 17154.0289 | 17627.6021
Ind ¦ Feedwater Economizers ¦ New | NEW | I_Green House / Agriculture | Greater Toronto Area | Process - Boiler/Steam | Industrial | NA | End Use Consumption (m^3/year) | 20 | 2.418 | 2.4595 | 2.4903 | 2.5127 | 2.526 | 2.5256 | 2.5218 | 2.5218 | 2.5219 | 2.5219 | 0.12392 | 0.12856 | 0.13278 | 0.13665 | 0.14012 | 0.1429 | 0.14554 | 0.14845 | 0.15143 | 0.15445 | 0.051248 | 0.052273 | 0.053318 | 0.054385 | 0.055473 | 0.056582 | 0.057714 | 0.058868 | 0.060045 | 0.061246 | 0.07267 | 0.076292 | 0.079463 | 0.082267 | 0.084651 | 0.086319 | 0.087829 | 0.089587 | 0.091381 | 0.093209 | 18740.9954 | 37781.8467 | 57129.3195 | 76790.3189 | 96771.8929 | 117081.2351 | 137725.6878 | 158712.7452 | 180050.0568 | 201745.4302 | 18740.9954 | 37781.8467 | 57129.3195 | 76790.3189 | 96771.8929 | 117081.2351 | 137725.6878 | 158712.7452 | 180050.0568 | 201745.4302 | 6917.5936 | 13945.8687 | 21189.9003 | 28578.3263 | 36457.2908 | 44772.4492 | 53410.6298 | 62292.83 | 71466.4326 | 80908.1755 | 6917.5936 | 7028.2751 | 7244.0315 | 7388.4261 | 7878.9644 | 8315.1584 | 8638.1807 | 8882.2001 | 9173.6026 | 9441.7429
Ind ¦ Heat recovery to preheat make-up water ¦ New | NEW | I_Green House / Agriculture | Greater Toronto Area | Process - Boiler/Steam | Industrial | NA | End Use Consumption (m^3/year) | 25 | 3.4769 | 3.5293 | 3.5683 | 3.5965 | 3.6134 | 3.6129 | 3.6082 | 3.6083 | 3.6084 | 3.6085 | 0.2116 | 0.21908 | 0.22593 | 0.23227 | 0.23803 | 0.24275 | 0.24729 | 0.25224 | 0.2573 | 0.26245 | 0.060857 | 0.062074 | 0.063316 | 0.064582 | 0.065874 | 0.067191 | 0.068535 | 0.069906 | 0.071304 | 0.07273 | 0.15074 | 0.157 | 0.16261 | 0.16769 | 0.17215 | 0.17556 | 0.17875 | 0.18234 | 0.18599 | 0.18972 | 39356.0904 | 79341.8782 | 119971.571 | 161259.6698 | 203220.9751 | 245870.5937 | 289223.9443 | 333296.7649 | 378105.1192 | 423665.4034 | 39356.0904 | 79341.8782 | 119971.571 | 161259.6698 | 203220.9751 | 245870.5937 | 289223.9443 | 333296.7649 | 378105.1192 | 423665.4034 | 18483.8059 | 37263.3527 | 56608.7318 | 76407.0216 | 97221.7688 | 118965.3688 | 141455.5683 | 164565.455 | 188372.5312 | 212839.6886 | 18483.8059 | 18779.5468 | 19345.3791 | 19798.2898 | 20814.7472 | 21743.6 | 22490.1995 | 23109.8867 | 23807.0762 | 24467.1574
Ind ¦ High-efficiency burner ¦ New | NEW | I_Green House / Agriculture | Greater Toronto Area | Process - Boiler/Steam | Industrial | NA | End Use Consumption (m^3/year) | 20 | 2.5792 | 2.6234 | 2.6564 | 2.6802 | 2.6944 | 2.6939 | 2.6899 | 2.6899 | 2.69 | 2.69 | 0.1549 | 0.16071 | 0.16598 | 0.17081 | 0.17515 | 0.17863 | 0.18193 | 0.18557 | 0.18928 | 0.19307 | 0.060056 | 0.061257 | 0.062483 | 0.063732 | 0.065007 | 0.066307 | 0.067633 | 0.068986 | 0.070366 | 0.071773 | 0.094842 | 0.099448 | 0.10349 | 0.10708 | 0.11015 | 0.11232 | 0.1143 | 0.11658 | 0.11892 | 0.1213 | 10619.8974 | 21409.7132 | 32373.2811 | 43514.5141 | 54837.406 | 66346.0332 | 78044.5564 | 89937.2223 | 102028.3655 | 114322.4104 | 10619.8974 | 21409.7132 | 32373.2811 | 43514.5141 | 54837.406 | 66346.0332 | 78044.5564 | 89937.2223 | 102028.3655 | 114322.4104 | 4234.4853 | 8536.7223 | 12938.7525 | 17412.1049 | 22143.6076 | 27107.8006 | 32248.7579 | 37528.2889 | 42973.3358 | 48573.9616 | 4234.4853 | 4302.237 | 4402.0302 | 4473.3523 | 4731.5028 | 4964.193 | 5140.9573 | 5279.5309 | 5445.0469 | 5600.6258
Ind ¦ High-efficiency burners ¦ New | NEW | I_Green House / Agriculture | Greater Toronto Area | Process Heat | Industrial | NA | End Use Consumption (m^3/year) | 20 | 8.928 | 9.0812 | 9.1951 | 9.2776 | 9.3267 | 9.3252 | 9.3113 | 9.3113 | 9.3115 | 9.3115 | 0.61959 | 0.64282 | 0.66391 | 0.68326 | 0.70062 | 0.71451 | 0.72771 | 0.74227 | 0.75713 | 0.77227 | 0.069398 | 0.070786 | 0.072202 | 0.073646 | 0.075119 | 0.076621 | 0.078154 | 0.079717 | 0.081311 | 0.082938 | 0.55019 | 0.57204 | 0.59171 | 0.60961 | 0.6255 | 0.63789 | 0.64956 | 0.66256 | 0.67582 | 0.68934 | 6996.6383 | 14105.2228 | 21328.2793 | 28668.3857 | 36128.1734 | 43710.3278 | 51417.5901 | 59252.7582 | 67218.6879 | 75318.2939 | 6996.6383 | 14105.2228 | 21328.2793 | 28668.3857 | 36128.1734 | 43710.3278 | 51417.5901 | 59252.7582 | 67218.6879 | 75318.2939 | 4734.6857 | 9545.1265 | 14547.1919 | 19731.8083 | 25111.3988 | 30678.987 | 36425.1448 | 42342.6032 | 48430.8979 | 54686.4401 | 4734.6857 | 4810.4407 | 5002.0654 | 5184.6164 | 5379.5905 | 5567.5882 | 5746.1579 | 5917.4583 | 6088.2947 | 6255.5422
Ind ¦ Insulation ¦ New | NEW | I_Green House / Agriculture | Greater Toronto Area | Process - Boiler/Steam | Industrial | NA | End Use Consumption (m^3/year) | 15 | 5.3148 | 5.4254 | 5.5077 | 5.5672 | 5.6027 | 5.6015 | 5.5915 | 5.5916 | 5.5916 | 5.5916 | 0.12768 | 0.13294 | 0.13765 | 0.14192 | 0.14569 | 0.14857 | 0.15127 | 0.1543 | 0.15738 | 0.16053 | 0.024023 | 0.024503 | 0.024993 | 0.025493 | 0.026003 | 0.026523 | 0.027053 | 0.027594 | 0.028146 | 0.028709 | 0.10365 | 0.10844 | 0.11266 | 0.11643 | 0.11968 | 0.12205 | 0.12422 | 0.1267 | 0.12924 | 0.13182 | 27070.3267 | 54573.7786 | 82520.1282 | 110919.3496 | 139781.6231 | 169117.3396 | 198937.1045 | 229251.7431 | 260072.3042 | 291410.0658 | 27070.3267 | 54573.7786 | 82520.1282 | 110919.3496 | 139781.6231 | 169117.3396 | 198937.1045 | 229251.7431 | 260072.3042 | 291410.0658 | 17449.2592 | 35177.7065 | 53676.7991 | 72885.5341 | 92904.7315 | 113688.7304 | 135172.6536 | 157307.168 | 180093.4969 | 203508.5374 | 17449.2592 | 17728.4473 | 18499.0927 | 19208.735 | 20019.1974 | 20783.9989 | 21483.9232 | 22134.5144 | 22786.3289 | 23415.0405
Ind ¦ Radiant heaters ¦ New | NEW | I_Green House / Agriculture | Greater Toronto Area | Space Heating/Ventilation | Industrial | NA | End Use Consumption (m^3/year) | 20 | 1.4656 | 1.4912 | 1.5115 | 1.5269 | 1.5367 | 1.5277 | 1.5255 | 1.5255 | 1.5255 | 1.5255 | 0.98582 | 1.0231 | 1.0578 | 1.0899 | 1.1188 | 1.1346 | 1.1555 | 1.1787 | 1.2022 | 1.2263 | 0.67263 | 0.68608 | 0.69981 | 0.7138 | 0.72808 | 0.74264 | 0.75749 | 0.77264 | 0.78809 | 0.80386 | 0.31319 | 0.33701 | 0.35795 | 0.37608 | 0.39073 | 0.39191 | 0.39804 | 0.40601 | 0.41413 | 0.42239 | 8495.9179 | 17127.7705 | 25898.6248 | 34811.6112 | 43869.9248 | 53076.8266 | 62435.6451 | 71949.7778 | 81622.6924 | 91457.9283 | 8495.9179 | 17127.7705 | 25898.6248 | 34811.6112 | 43869.9248 | 53076.8266 | 62435.6451 | 71949.7778 | 81622.6924 | 91457.9283 | 781.585 | 1575.6753 | 2363.4139 | 3126.6354 | 3981.1865 | 4914.2054 | 5896.7438 | 6896.4769 | 7938.1714 | 9013.9805 | 781.585 | 794.0903 | 787.7386 | 763.2215 | 854.5511 | 933.0188 | 982.5384 | 999.7331 | 1041.6945 | 1075.8091
Ind ¦ Steam trap survey and repair ¦ New | NEW | I_Green House / Agriculture | Greater Toronto Area | Process - Boiler/Steam | Industrial | NA | End Use Consumption (m^3/year) | 3 | 0.74751 | 0.79708 | 0.84877 | 0.8911 | 0.91312 | 0.91238 | 0.90622 | 0.90625 | 0.90632 | 0.90624 | 0.023145 | 0.025173 | 0.027342 | 0.029279 | 0.030603 | 0.03119 | 0.031599 | 0.032232 | 0.032879 | 0.033534 | 0.030962 | 0.031582 | 0.032213 | 0.032858 | 0.033515 | 0.034185 | 0.034869 | 0.035566 | 0.036277 | 0.037003 | -0.0078176 | -0.0064086 | -0.0048715 | -0.0035782 | -0.0029118 | -0.0029954 | -0.00327 | -0.0033344 | -0.0033984 | -0.0034693 | 24987.9939 | 50375.7957 | 76172.426 | 102387.0919 | 129029.1906 | 156108.3134 | 183634.2503 | 211616.9936 | 240066.7424 | 268993.9069 | 0 | 0 | 0 | 0 | 0 | 0 | 0 | 0 | 0 | 0 | 0 | 0 | 0 | 0 | 0 | 0 | 0 | 0 | 0 | 0 | 0 | 0 | 0 | 0 | 0 | 0 | 0 | 0 | 0 | 0
Ind ¦ Ventilation heat recovery ¦ New | NEW | I_Green House / Agriculture | Greater Toronto Area | Space Heating/Ventilation | Industrial | NA | End Use Consumption (m^3/year) | 20 | 4.3968 | 4.4736 | 4.5345 | 4.5806 | 4.61 | 4.5832 | 4.5764 | 4.5765 | 4.5764 | 4.5764 | 0.49291 | 0.51155 | 0.52888 | 0.54494 | 0.5594 | 0.56728 | 0.57777 | 0.58933 | 0.60111 | 0.61313 | 0.11211 | 0.11435 | 0.11663 | 0.11897 | 0.12135 | 0.12377 | 0.12625 | 0.12877 | 0.13135 | 0.13398 | 0.3808 | 0.3972 | 0.41225 | 0.42598 | 0.43806 | 0.4435 | 0.45152 | 0.46055 | 0.46976 | 0.47915 | 8672.9162 | 17484.5991 | 26438.1795 | 35536.8531 | 44783.8816 | 54182.5938 | 63736.3877 | 73448.7315 | 83323.1652 | 93363.3019 | 8672.9162 | 17484.5991 | 26438.1795 | 35536.8531 | 44783.8816 | 54182.5938 | 63736.3877 | 73448.7315 | 83323.1652 | 93363.3019 | 4895.7185 | 9869.7685 | 15024.9471 | 20340.7051 | 25895.0903 | 31672.3969 | 37643.4751 | 43787.4772 | 50113.5718 | 56614.5622 | 4895.7185 | 4974.05 | 5155.1786 | 5315.758 | 5554.3851 | 5777.3067 | 5971.0782 | 6144.0021 | 6326.0946 | 6500.9904
Ind ¦ Ventilation optimization ¦ New | NEW | I_Green House / Agriculture | Greater Toronto Area | Space Heating/Ventilation | Industrial | NA | End Use Consumption (m^3/year) | 15 | 2.256 | 2.3037 | 2.3416 | 2.3703 | 2.3886 | 2.3719 | 2.3677 | 2.3677 | 2.3677 | 2.3677 | 0.54194 | 0.56449 | 0.58524 | 0.60426 | 0.62109 | 0.62909 | 0.64054 | 0.65336 | 0.66642 | 0.67974 | 0.24023 | 0.24503 | 0.24993 | 0.25493 | 0.26003 | 0.26523 | 0.27053 | 0.27594 | 0.28146 | 0.28709 | 0.30171 | 0.31946 | 0.33531 | 0.34933 | 0.36107 | 0.36387 | 0.37 | 0.37741 | 0.38496 | 0.39265 | 9995.1976 | 20150.3183 | 30468.9704 | 40954.8368 | 51611.6762 | 62443.3254 | 73453.7001 | 84646.7974 | 96026.697 | 107597.5628 | 9995.1976 | 20150.3183 | 30468.9704 | 40954.8368 | 51611.6762 | 62443.3254 | 73453.7001 | 84646.7974 | 96026.697 | 107597.5628 | 3985.3979 | 8034.5622 | 12188.6386 | 16418.8449 | 20900.4994 | 25608.4822 | 30488.8079 | 35504.2979 | 40679.6955 | 46004.7842 | 3985.3979 | 4049.1643 | 4154.0765 | 4230.2063 | 4481.6545 | 4707.9827 | 4880.3258 | 5015.49 | 5175.3976 | 5325.0887
Ind ¦ Warehouse loading dock seals ¦ New | NEW | I_Green House / Agriculture | Greater Toronto Area | Space Heating/Ventilation | Industrial | NA | End Use Consumption (m^3/year) | 10 | 0.65563 | 0.67466 | 0.68975 | 0.70118 | 0.70846 | 0.70181 | 0.70013 | 0.70014 | 0.70014 | 0.70012 | 0.098874 | 0.10378 | 0.10822 | 0.11222 | 0.11565 | 0.11685 | 0.11891 | 0.12129 | 0.12371 | 0.12618 | 0.15081 | 0.15382 | 0.1569 | 0.16004 | 0.16324 | 0.1665 | 0.16983 | 0.17323 | 0.1767 | 0.18023 | -0.051935 | -0.050045 | -0.048679 | -0.047824 | -0.047591 | -0.04965 | -0.050928 | -0.051945 | -0.052985 | -0.054047 | 3158.2048 | 6366.9408 | 9627.3483 | 12940.5908 | 16307.856 | 19730.3563 | 23209.3289 | 26746.0367 | 30341.7688 | 33997.841 | 0 | 0 | 0 | 0 | 0 | 0 | 0 | 0 | 0 | 0 | 0 | 0 | 0 | 0 | 0 | 0 | 0 | 0 | 0 | 0 | 0 | 0 | 0 | 0 | 0 | 0 | 0 | 0 | 0 | 0
Ind ¦ Advanced boiler controls including air/fuel mix control | RET | I_Green House / Agriculture | Greater Toronto Area | Process - Boiler/Steam | Industrial | NA | End Use Consumption (m^3/year) | 15 | 4.1594 | 4.246 | 4.3104 | 4.357 | 4.3847 | 4.3838 | 4.376 | 4.376 | 4.3761 | 4.376 | 0.12768 | 0.13294 | 0.13765 | 0.14192 | 0.14569 | 0.14857 | 0.15127 | 0.1543 | 0.15738 | 0.16053 | 0.030695 | 0.031309 | 0.031936 | 0.032574 | 0.033226 | 0.03389 | 0.034568 | 0.035259 | 0.035965 | 0.036684 | 0.09698 | 0.10163 | 0.10572 | 0.10935 | 0.11246 | 0.11468 | 0.1167 | 0.11904 | 0.12142 | 0.12384 | 878574.2608 | 874181.3895 | 869810.4826 | 865461.4301 | 861134.123 | 856828.4524 | 852544.3101 | 848281.5886 | 844040.1806 | 839819.9797 | 878574.2608 | 874181.3895 | 869810.4826 | 865461.4301 | 861134.123 | 856828.4524 | 852544.3101 | 848281.5886 | 844040.1806 | 839819.9797 | 31805.4668 | 64494.2436 | 97861.5751 | 132060.6118 | 166863.2979 | 201973.3567 | 237115.8015 | 272117.9319 | 306747.2881 | 340822.8566 | 31805.4668 | 32688.7768 | 33367.3315 | 34199.0367 | 34802.6861 | 35110.0588 | 35142.4448 | 35002.1304 | 34629.3562 | 34075.5685
Ind ¦ Advanced heating and process control | RET | I_Green House / Agriculture | Greater Toronto Area | Process Heat | Industrial | NA | End Use Consumption (m^3/year) | 15 | 5.3148 | 5.4254 | 5.5077 | 5.5672 | 5.6027 | 5.6015 | 5.5915 | 5.5916 | 5.5916 | 5.5916 | 0.31919 | 0.33235 | 0.34413 | 0.35481 | 0.36422 | 0.37142 | 0.37817 | 0.38574 | 0.39346 | 0.40132 | 0.060056 | 0.061257 | 0.062483 | 0.063732 | 0.065007 | 0.066307 | 0.067633 | 0.068986 | 0.070366 | 0.071773 | 0.25913 | 0.27109 | 0.28165 | 0.29108 | 0.29921 | 0.30511 | 0.31054 | 0.31675 | 0.32309 | 0.32955 | 446259.942 | 444028.6423 | 441808.4991 | 439599.4566 | 437401.4593 | 435214.452 | 433038.3797 | 430873.1878 | 428718.8219 | 426575.2278 | 446259.942 | 444028.6423 | 441808.4991 | 439599.4566 | 437401.4593 | 435214.452 | 433038.3797 | 430873.1878 | 428718.8219 | 426575.2278 | 17172.9827 | 34875.003 | 52992.3818 | 71545.0147 | 90401.057 | 109398.7777 | 128382.901 | 147237.648 | 165825.5359 | 184031.9884 | 17172.9827 | 17702.0204 | 18117.3787 | 18552.633 | 18856.0422 | 18997.7208 | 18984.1233 | 18854.747 | 18587.8878 | 18206.4525
Ind ¦ Air compressor heat recovery | RET | I_Green House / Agriculture | Greater Toronto Area | Space Heating/Ventilation | Industrial | NA | End Use Consumption (m^3/year) | 25 | 2.502 | 2.5404 | 2.5708 | 2.5939 | 2.6085 | 2.5951 | 2.5917 | 2.5918 | 2.5917 | 2.5917 | 0.78535 | 0.81335 | 0.83956 | 0.86403 | 0.8863 | 0.89938 | 0.91617 | 0.9345 | 0.95318 | 0.97223 | 0.31389 | 0.32017 | 0.32658 | 0.33311 | 0.33977 | 0.34656 | 0.3535 | 0.36057 | 0.36778 | 0.37513 | 0.47146 | 0.49318 | 0.51299 | 0.53092 | 0.54653 | 0.55281 | 0.56267 | 0.57393 | 0.58541 | 0.5971 | 361470.553 | 359663.2003 | 357864.8843 | 356075.5598 | 354295.182 | 352523.7061 | 350761.0876 | 349007.2822 | 347262.2457 | 345525.9345 | 361470.553 | 359663.2003 | 357864.8843 | 356075.5598 | 354295.182 | 352523.7061 | 350761.0876 | 349007.2822 | 347262.2457 | 345525.9345 | 6329.0209 | 12616.6305 | 18796.285 | 25267.1917 | 31966.8891 | 38771.9087 | 45598.689 | 52493.8413 | 59429.6743 | 66434.9784 | 6329.0209 | 6287.6096 | 6179.6545 | 6470.9068 | 6699.6973 | 6805.0197 | 6826.7803 | 6895.1523 | 6935.8331 | 7005.3041
Ind ¦ Air curtains | RET | I_Green House / Agriculture | Greater Toronto Area | Space Heating/Ventilation | Industrial | NA | End Use Consumption (m^3/year) | 15 | 0.92289 | 0.94244 | 0.95793 | 0.96967 | 0.97714 | 0.97032 | 0.9686 | 0.96861 | 0.96861 | 0.96859 | 0.13548 | 0.14112 | 0.14631 | 0.15106 | 0.15527 | 0.15727 | 0.16013 | 0.16334 | 0.16661 | 0.16993 | 0.1468 | 0.14974 | 0.15274 | 0.15579 | 0.15891 | 0.16208 | 0.16533 | 0.16863 | 0.172 | 0.17544 | -0.01132 | -0.0086192 | -0.0064252 | -0.0047254 | -0.0036321 | -0.0048103 | -0.0051917 | -0.0052929 | -0.0053996 | -0.0055101 | 215161.0435 | 214085.2382 | 213014.8121 | 211949.738 | 210889.9893 | 209835.5394 | 208786.3617 | 207742.4299 | 206703.7177 | 205670.1991 | 0 | 0 | 0 | 0 | 0 | 0 | 0 | 0 | 0 | 0 | 0 | 0 | 0 | 0 | 0 | 0 | 0 | 0 | 0 | 0 | 0 | 0 | 0 | 0 | 0 | 0 | 0 | 0 | 0 | 0
Ind ¦ Automated temperature control | RET | I_Green House / Agriculture | Greater Toronto Area | Space Heating/Ventilation | Industrial | NA | End Use Consumption (m^3/year) | 25 | 1.1676 | 1.1855 | 1.1997 | 1.2105 | 1.2173 | 1.2111 | 1.2095 | 1.2095 | 1.2095 | 1.2095 | 0.26178 | 0.27112 | 0.27985 | 0.28801 | 0.29543 | 0.29979 | 0.30539 | 0.3115 | 0.31773 | 0.32408 | 0.22421 | 0.22869 | 0.23327 | 0.23793 | 0.24269 | 0.24755 | 0.2525 | 0.25755 | 0.2627 | 0.26795 | 0.037574 | 0.042423 | 0.046585 | 0.050076 | 0.052741 | 0.052247 | 0.052892 | 0.053952 | 0.055029 | 0.056126 | 278912.4637 | 277517.9014 | 276130.3119 | 274749.6604 | 273375.9121 | 272009.0325 | 270648.9873 | 269295.7424 | 267949.2637 | 266609.5174 | 278912.4637 | 277517.9014 | 276130.3119 | 274749.6604 | 273375.9121 | 272009.0325 | 270648.9873 | 269295.7424 | 267949.2637 | 266609.5174 | 148.4332 | 277.6838 | 384.21 | 518.8527 | 676.6639 | 840.72 | 1000.5499 | 1163.9187 | 1328.31 | 1498.9202 | 148.4332 | 129.2506 | 106.5262 | 134.6427 | 157.8112 | 164.0561 | 159.8299 | 163.3688 | 164.3914 | 170.6101
Ind ¦ Blow down heat recovery and control | RET | I_Green House / Agriculture | Greater Toronto Area | Process - Boiler/Steam | Industrial | NA | End Use Consumption (m^3/year) | 20 | 1.9672 | 2.0009 | 2.026 | 2.0442 | 2.055 | 2.0547 | 2.0516 | 2.0517 | 2.0517 | 2.0517 | 0.061959 | 0.064282 | 0.066391 | 0.068326 | 0.070062 | 0.071451 | 0.072771 | 0.074227 | 0.075713 | 0.077227 | 0.031496 | 0.032126 | 0.032769 | 0.033424 | 0.034093 | 0.034774 | 0.03547 | 0.036179 | 0.036903 | 0.037641 | 0.030463 | 0.032156 | 0.033622 | 0.034902 | 0.035969 | 0.036676 | 0.037301 | 0.038048 | 0.03881 | 0.039587 | 502042.4347 | 499532.2226 | 497034.5615 | 494549.3887 | 492076.6417 | 489616.2585 | 487168.1772 | 484732.3363 | 482308.6746 | 479897.1313 | 502042.4347 | 499532.2226 | 497034.5615 | 494549.3887 | 492076.6417 | 489616.2585 | 487168.1772 | 484732.3363 | 482308.6746 | 479897.1313 | 7990.9835 | 15891.843 | 23609.1676 | 31728.6278 | 40161.4526 | 48731.0055 | 57319.4818 | 65998.6733 | 74732.4384 | 83566.9253 | 7990.9835 | 7900.8595 | 7717.3246 | 8119.4602 | 8432.8247 | 8569.5529 | 8588.4763 | 8679.1915 | 8733.7651 | 8834.4869
Ind ¦ Boiler combustion air preheat | RET | I_Green House / Agriculture | Greater Toronto Area | Process - Boiler/Steam | Industrial | NA | End Use Consumption (m^3/year) | 20 | 68.9876 | 69.0887 | 69.1845 | 69.2782 | 69.3709 | 69.4563 | 69.5363 | 69.6241 | 69.7143 | 69.809 | 2.0992 | 2.1443 | 2.1902 | 2.2371 | 2.2849 | 2.3334 | 2.3828 | 2.4336 | 2.4854 | 2.5386 | 0.030429 | 0.031037 | 0.031658 | 0.032291 | 0.032937 | 0.033596 | 0.034267 | 0.034953 | 0.035652 | 0.036365 | 2.0688 | 2.1133 | 2.1586 | 2.2048 | 2.2519 | 2.2998 | 2.3486 | 2.3986 | 2.4498 | 2.5022 | 645483.1304 | 642255.7147 | 639044.4362 | 635849.214 | 632669.9679 | 629506.6181 | 626359.085 | 623227.2896 | 620111.1531 | 617010.5973 | 645483.1304 | 642255.7147 | 639044.4362 | 635849.214 | 632669.9679 | 629506.6181 | 626359.085 | 623227.2896 | 620111.1531 | 617010.5973 | 28460.9331 | 58023.8873 | 88485.5357 | 119610.0874 | 151134.2853 | 182775.6463 | 214242.108 | 245242.6761 | 275498.0178 | 304750.7757 | 28460.9331 | 29562.9542 | 30461.6484 | 31124.5518 | 31524.1979 | 31641.361 | 31466.4617 | 31000.5681 | 30255.3417 | 29252.758
Ind ¦ Condensate return | RET | I_Green House / Agriculture | Greater Toronto Area | Process - Boiler/Steam | Industrial | NA | End Use Consumption (m^3/year) | 25 | 1.6724 | 1.6976 | 1.7164 | 1.73 | 1.7381 | 1.7378 | 1.7356 | 1.7356 | 1.7357 | 1.7357 | 0.070532 | 0.073026 | 0.07531 | 0.077423 | 0.079342 | 0.080918 | 0.082429 | 0.08408 | 0.085765 | 0.087483 | 0.042173 | 0.043016 | 0.043877 | 0.044754 | 0.045649 | 0.046562 | 0.047494 | 0.048443 | 0.049412 | 0.050401 | 0.028359 | 0.03001 | 0.031433 | 0.032669 | 0.033693 | 0.034355 | 0.034936 | 0.035637 | 0.036353 | 0.037082 | 605638.4927 | 602610.3002 | 599597.2487 | 596599.2625 | 593616.2662 | 590648.1849 | 587694.9439 | 584756.4692 | 581832.6869 | 578923.5234 | 605638.4927 | 602610.3002 | 599597.2487 | 596599.2625 | 593616.2662 | 590648.1849 | 587694.9439 | 584756.4692 | 581832.6869 | 578923.5234 | 4328.9774 | 8479.8666 | 12368.4544 | 16602.1346 | 21091.3542 | 25662.3215 | 30204.7759 | 34799.3984 | 39418.9676 | 44118.4433 | 4328.9774 | 4150.8892 | 3888.5878 | 4233.6802 | 4489.2196 | 4570.9673 | 4542.4544 | 4594.6224 | 4619.5693 | 4699.4756
Ind ¦ Condensing boiler | RET | I_Green House / Agriculture | Greater Toronto Area | Process - Boiler/Steam | Industrial | NA | End Use Consumption (m^3/year) | 20 | 3.224 | 3.2793 | 3.3205 | 3.3502 | 3.368 | 3.3674 | 3.3624 | 3.3624 | 3.3625 | 3.3625 | 0.3098 | 0.32141 | 0.33195 | 0.34163 | 0.35031 | 0.35725 | 0.36386 | 0.37114 | 0.37856 | 0.38614 | 0.09609 | 0.098012 | 0.099972 | 0.10197 | 0.10401 | 0.10609 | 0.10821 | 0.11038 | 0.11258 | 0.11484 | 0.21371 | 0.2234 | 0.23198 | 0.23966 | 0.2463 | 0.25116 | 0.25564 | 0.26076 | 0.26598 | 0.2713 | 1354717.6811 | 1347944.0927 | 1341204.3722 | 1334498.3503 | 1327825.8586 | 1321186.7293 | 1314580.7956 | 1308007.8917 | 1301467.8522 | 1294960.5129 | 1354717.6811 | 1347944.0927 | 1341204.3722 | 1334498.3503 | 1327825.8586 | 1321186.7293 | 1314580.7956 | 1308007.8917 | 1301467.8522 | 1294960.5129 | 39622.121 | 79865.4743 | 120439.6859 | 162276.9858 | 205097.932 | 248441.2331 | 291939.3477 | 335568.042 | 379101.8829 | 422465.5021 | 39622.121 | 40243.3533 | 40574.2116 | 41837.3 | 42820.9462 | 43343.3011 | 43498.1146 | 43628.6943 | 43533.8409 | 43363.6192
Ind ¦ Condensing Economizer | RET | I_Green House / Agriculture | Greater Toronto Area | Process - Boiler/Steam | Industrial | NA | End Use Consumption (m^3/year) | 15 | 3.7008 | 3.7778 | 3.835 | 3.8765 | 3.9012 | 3.9004 | 3.8934 | 3.8934 | 3.8935 | 3.8934 | 0.25535 | 0.26588 | 0.27531 | 0.28385 | 0.29137 | 0.29714 | 0.30254 | 0.30859 | 0.31477 | 0.32106 | 0.069 | 0.07038 | 0.071788 | 0.073223 | 0.074688 | 0.076182 | 0.077705 | 0.079259 | 0.080844 | 0.082461 | 0.18635 | 0.1955 | 0.20352 | 0.21063 | 0.21668 | 0.22096 | 0.22483 | 0.22933 | 0.23392 | 0.2386 | 1075805.2173 | 1070426.1912 | 1065074.0603 | 1059748.69 | 1054449.9465 | 1049177.6968 | 1043931.8083 | 1038712.1493 | 1033518.5885 | 1028350.9956 | 1075805.2173 | 1070426.1912 | 1065074.0603 | 1059748.69 | 1054449.9465 | 1049177.6968 | 1043931.8083 | 1038712.1493 | 1033518.5885 | 1028350.9956 | 37524.466 | 75990.1995 | 115143.2541 | 155340.5096 | 196311.1714 | 237679.2363 | 279109.6426 | 320440.2382 | 361407.3122 | 401828.2622 | 37524.466 | 38465.7335 | 39153.0546 | 40197.2555 | 40970.6619 | 41368.0649 | 41430.4063 | 41330.5956 | 40967.074 | 40420.9501
Ind ¦ De-stratification fans | RET | I_Green House / Agriculture | Greater Toronto Area | Space Heating/Ventilation | Industrial | NA | End Use Consumption (m^3/year) | 25 | 1.4153 | 1.437 | 1.4542 | 1.4672 | 1.4755 | 1.468 | 1.466 | 1.466 | 1.466 | 1.466 | 0.29918 | 0.30985 | 0.31983 | 0.32915 | 0.33764 | 0.34262 | 0.34902 | 0.356 | 0.36312 | 0.37037 | 0.2114 | 0.21563 | 0.21994 | 0.22434 | 0.22882 | 0.2334 | 0.23807 | 0.24283 | 0.24769 | 0.25264 | 0.087784 | 0.094223 | 0.099894 | 0.10482 | 0.10881 | 0.10922 | 0.11095 | 0.11317 | 0.11543 | 0.11773 | 204004.5449 | 202984.5222 | 201969.5996 | 200959.7516 | 199954.9528 | 198955.1781 | 197960.4022 | 196970.6002 | 195985.7472 | 195005.8184 | 204004.5449 | 202984.5222 | 201969.5996 | 200959.7516 | 199954.9528 | 198955.1781 | 197960.4022 | 196970.6002 | 195985.7472 | 195005.8184 | 487.0169 | 937.0951 | 1335.0876 | 1795.3803 | 2300.6014 | 2818.1001 | 3327.5393 | 3844.0205 | 4362.6535 | 4893.6247 | 487.0169 | 450.0781 | 397.9926 | 460.2927 | 505.2212 | 517.4987 | 509.4391 | 516.4812 | 518.6331 | 530.9712
Ind ¦ Digester Gas | RET | I_Green House / Agriculture | Greater Toronto Area | Process - Boiler/Steam | Industrial | NA | End Use Consumption (m^3/year) | 20 | 11.9533 | 12.1583 | 12.3108 | 12.4213 | 12.4871 | 12.4849 | 12.4664 | 12.4665 | 12.4667 | 12.4667 | 0.92939 | 0.96423 | 0.99586 | 1.0249 | 1.0509 | 1.0718 | 1.0916 | 1.1134 | 1.1357 | 1.1584 | 0.077752 | 0.079307 | 0.080893 | 0.082511 | 0.084161 | 0.085844 | 0.087561 | 0.089312 | 0.091099 | 0.092921 | 0.85164 | 0.88493 | 0.91497 | 0.94238 | 0.96676 | 0.98592 | 1.004 | 1.0241 | 1.0446 | 1.0655 | 2390678.2607 | 2378724.8694 | 2366831.245 | 2354997.0888 | 2343222.1034 | 2331505.9929 | 2319848.4629 | 2308249.2206 | 2296707.9745 | 2285224.4346 | 2390678.2607 | 2378724.8694 | 2366831.245 | 2354997.0888 | 2343222.1034 | 2331505.9929 | 2319848.4629 | 2308249.2206 | 2296707.9745 | 2285224.4346 | 99304.7558 | 202110.3381 | 307746.4587 | 415733.2784 | 525240.0612 | 635335.4971 | 745078.5089 | 853604.771 | 960029.1082 | 1063553.7573 | 99304.7558 | 102805.5822 | 105636.1207 | 107986.8196 | 109506.7829 | 110095.4358 | 109743.0119 | 108526.2621 | 106424.3372 | 103524.6491
Ind ¦ Direct contact hot water heaters | RET | I_Green House / Agriculture | Greater Toronto Area | Process - Boiler/Steam | Industrial | NA | End Use Consumption (m^3/year) | 20 | 11.6065 | 11.8055 | 11.9537 | 12.0609 | 12.1248 | 12.1227 | 12.1047 | 12.1048 | 12.1049 | 12.105 | 0.46469 | 0.48212 | 0.49793 | 0.51244 | 0.52546 | 0.53588 | 0.54579 | 0.5567 | 0.56785 | 0.57921 | 0.040038 | 0.040838 | 0.041655 | 0.042488 | 0.043338 | 0.044205 | 0.045089 | 0.045991 | 0.04691 | 0.047849 | 0.42466 | 0.44128 | 0.45628 | 0.46996 | 0.48212 | 0.49168 | 0.5007 | 0.51071 | 0.52094 | 0.53136 | 1147525.5651 | 1141787.9373 | 1136078.9976 | 1130398.6026 | 1124746.6096 | 1119122.8766 | 1113527.2622 | 1107959.6259 | 1102419.8277 | 1096907.7286 | 1147525.5651 | 1141787.9373 | 1136078.9976 | 1130398.6026 | 1124746.6096 | 1119122.8766 | 1113527.2622 | 1107959.6259 | 1102419.8277 | 1096907.7286 | 47551.0409 | 96772.5666 | 147344.338 | 199043.2161 | 251472.9049 | 304188.27 | 356739.9542 | 408716.7752 | 459696.398 | 509298.6018 | 47551.0409 | 49221.5257 | 50571.7714 | 51698.8781 | 52429.6888 | 52715.3651 | 52551.6842 | 51976.8209 | 50979.6229 | 49602.2038
Ind ¦ Energy Management and Process Improvement | RET | I_Green House / Agriculture | Greater Toronto Area | Cross Cutting/Behavioural | Industrial | NA | End Use Consumption (m^3/year) | 15 | 3.6479 | 3.7238 | 3.7802 | 3.8211 | 3.8455 | 3.8447 | 3.8378 | 3.8378 | 3.8379 | 3.8378 | 0.25535 | 0.26588 | 0.27531 | 0.28385 | 0.29137 | 0.29714 | 0.30254 | 0.30859 | 0.31477 | 0.32106 | 0.07 | 0.0714 | 0.072828 | 0.074285 | 0.07577 | 0.077286 | 0.078831 | 0.080408 | 0.082016 | 0.083656 | 0.18535 | 0.19448 | 0.20248 | 0.20956 | 0.2156 | 0.21985 | 0.22371 | 0.22818 | 0.23275 | 0.2374 | 5046987.4392 | 5021752.502 | 4996643.7395 | 4971660.5208 | 4946802.2182 | 4922068.2071 | 4897457.8661 | 4872970.5768 | 4848605.7239 | 4824362.6953 | 5046987.4392 | 5021752.502 | 4996643.7395 | 4971660.5208 | 4946802.2182 | 4922068.2071 | 4897457.8661 | 4872970.5768 | 4848605.7239 | 4824362.6953 | 175001.9815 | 354342.4125 | 536837.8558 | 724218.3759 | 915226.6223 | 1108106.9592 | 1301300.3279 | 1494071.7207 | 1685201.5604 | 1873854.9191 | 175001.9815 | 179340.4309 | 182495.4433 | 187380.5202 | 191008.2463 | 192880.3369 | 193193.3688 | 192771.3928 | 191129.8396 | 188653.3587
Ind ¦ Exhaust gas heat recovery | RET | I_Green House / Agriculture | Greater Toronto Area | Process Heat | Industrial | NA | End Use Consumption (m^3/year) | 15 | 5.3148 | 5.4254 | 5.5077 | 5.5672 | 5.6027 | 5.6015 | 5.5915 | 5.5916 | 5.5916 | 5.5916 | 0.44687 | 0.46529 | 0.48179 | 0.49674 | 0.5099 | 0.51999 | 0.52944 | 0.54003 | 0.55084 | 0.56185 | 0.084079 | 0.08576 | 0.087476 | 0.089225 | 0.09101 | 0.09283 | 0.094686 | 0.09658 | 0.098512 | 0.10048 | 0.36279 | 0.37953 | 0.39431 | 0.40751 | 0.41889 | 0.42716 | 0.43475 | 0.44345 | 0.45233 | 0.46137 | 780954.8985 | 777050.124 | 773164.8734 | 769299.049 | 765452.5538 | 761625.291 | 757817.1645 | 754028.0787 | 750257.9383 | 746506.6486 | 780954.8985 | 777050.124 | 773164.8734 | 769299.049 | 765452.5538 | 761625.291 | 757817.1645 | 754028.0787 | 750257.9383 | 746506.6486 | 30052.7197 | 61031.2553 | 92736.6681 | 125203.7758 | 158201.8497 | 191447.861 | 224670.0768 | 257665.8841 | 290194.6878 | 322055.9797 | 30052.7197 | 30978.5356 | 31705.4128 | 32467.1077 | 32998.0739 | 33246.0113 | 33222.2158 | 32995.8073 | 32528.8037 | 31861.2919
Ind ¦ Feedwater Economizers | RET | I_Green House / Agriculture | Greater Toronto Area | Process - Boiler/Steam | Industrial | NA | End Use Consumption (m^3/year) | 20 | 2.418 | 2.4595 | 2.4903 | 2.5127 | 2.526 | 2.5256 | 2.5218 | 2.5218 | 2.5219 | 2.5219 | 0.12392 | 0.12856 | 0.13278 | 0.13665 | 0.14012 | 0.1429 | 0.14554 | 0.14845 | 0.15143 | 0.15445 | 0.051248 | 0.052273 | 0.053318 | 0.054385 | 0.055473 | 0.056582 | 0.057714 | 0.058868 | 0.060045 | 0.061246 | 0.07267 | 0.076292 | 0.079463 | 0.082267 | 0.084651 | 0.086319 | 0.087829 | 0.089587 | 0.091381 | 0.093209 | 717203.4782 | 713617.4608 | 710049.3735 | 706499.1266 | 702966.631 | 699451.7979 | 695954.5389 | 692474.7662 | 689012.3923 | 685567.3304 | 717203.4782 | 713617.4608 | 710049.3735 | 706499.1266 | 702966.631 | 699451.7979 | 695954.5389 | 692474.7662 | 689012.3923 | 685567.3304 | 15804.4399 | 31657.3061 | 47417.2545 | 63812.9539 | 80713.8698 | 97871.1517 | 115108.0167 | 132491.1678 | 149946.9704 | 167507.1739 | 15804.4399 | 15852.8662 | 15759.9483 | 16395.6995 | 16900.9158 | 17157.282 | 17236.865 | 17383.1511 | 17455.8026 | 17560.2035
Ind ¦ Heat recovery to preheat make-up water | RET | I_Green House / Agriculture | Greater Toronto Area | Process - Boiler/Steam | Industrial | NA | End Use Consumption (m^3/year) | 25 | 3.4769 | 3.5293 | 3.5683 | 3.5965 | 3.6134 | 3.6129 | 3.6082 | 3.6083 | 3.6084 | 3.6085 | 0.2116 | 0.21908 | 0.22593 | 0.23227 | 0.23803 | 0.24275 | 0.24729 | 0.25224 | 0.2573 | 0.26245 | 0.060857 | 0.062074 | 0.063316 | 0.064582 | 0.065874 | 0.067191 | 0.068535 | 0.069906 | 0.071304 | 0.07273 | 0.15074 | 0.157 | 0.16261 | 0.16769 | 0.17215 | 0.17556 | 0.17875 | 0.18234 | 0.18599 | 0.18972 | 1506127.3042 | 1498596.6677 | 1491103.6844 | 1483648.166 | 1476229.9251 | 1468848.7755 | 1461504.5316 | 1454197.009 | 1446926.0239 | 1439691.3938 | 1506127.3042 | 1498596.6677 | 1491103.6844 | 1483648.166 | 1476229.9251 | 1468848.7755 | 1461504.5316 | 1454197.009 | 1446926.0239 | 1439691.3938 | 42229.4537 | 85033.9763 | 128097.5869 | 172543.0687 | 218070.8101 | 264171.1238 | 310446.4297 | 356903.1246 | 403311.5836 | 449618.1399 | 42229.4537 | 42804.5226 | 43063.6106 | 44445.4818 | 45527.7414 | 46100.3137 | 46275.306 | 46456.6949 | 46408.4589 | 46306.5563
Ind ¦ High-efficiency burner | RET | I_Green House / Agriculture | Greater Toronto Area | Process - Boiler/Steam | Industrial | NA | End Use Consumption (m^3/year) | 20 | 2.5792 | 2.6234 | 2.6564 | 2.6802 | 2.6944 | 2.6939 | 2.6899 | 2.6899 | 2.69 | 2.69 | 0.1549 | 0.16071 | 0.16598 | 0.17081 | 0.17515 | 0.17863 | 0.18193 | 0.18557 | 0.18928 | 0.19307 | 0.060056 | 0.061257 | 0.062483 | 0.063732 | 0.065007 | 0.066307 | 0.067633 | 0.068986 | 0.070366 | 0.071773 | 0.094842 | 0.099448 | 0.10349 | 0.10708 | 0.11015 | 0.11232 | 0.1143 | 0.11658 | 0.11892 | 0.1213 | 406415.3043 | 404383.2278 | 402361.3117 | 400349.5051 | 398347.7576 | 396356.0188 | 394374.2387 | 392402.3675 | 390440.3557 | 388488.1539 | 406415.3043 | 404383.2278 | 402361.3117 | 400349.5051 | 398347.7576 | 396356.0188 | 394374.2387 | 392402.3675 | 390440.3557 | 388488.1539 | 9674.4145 | 19402.6922 | 29111.5387 | 39187.0256 | 49554.2551 | 60074.1856 | 70645.591 | 81296.9566 | 91981.6239 | 102709.0093 | 9674.4145 | 9728.2777 | 9708.8465 | 10075.4868 | 10367.2296 | 10519.9305 | 10571.4054 | 10651.3656 | 10684.6673 | 10727.3854
Ind ¦ High-efficiency burners | RET | I_Green House / Agriculture | Greater Toronto Area | Process Heat | Industrial | NA | End Use Consumption (m^3/year) | 20 | 8.928 | 9.0812 | 9.1951 | 9.2776 | 9.3267 | 9.3252 | 9.3113 | 9.3113 | 9.3115 | 9.3115 | 0.61959 | 0.64282 | 0.66391 | 0.68326 | 0.70062 | 0.71451 | 0.72771 | 0.74227 | 0.75713 | 0.77227 | 0.069398 | 0.070786 | 0.072202 | 0.073646 | 0.075119 | 0.076621 | 0.078154 | 0.079717 | 0.081311 | 0.082938 | 0.55019 | 0.57204 | 0.59171 | 0.60961 | 0.6255 | 0.63789 | 0.64956 | 0.66256 | 0.67582 | 0.68934 | 267755.9652 | 266417.1854 | 265085.0994 | 263759.6739 | 262440.8756 | 261128.6712 | 259823.0278 | 258523.9127 | 257231.2931 | 255945.1367 | 267755.9652 | 266417.1854 | 265085.0994 | 263759.6739 | 262440.8756 | 261128.6712 | 259823.0278 | 258523.9127 | 257231.2931 | 255945.1367 | 10817.2091 | 22000.5492 | 33478.7708 | 45216.9254 | 57128.2492 | 69113.2326 | 81072.5169 | 92918.905 | 104559.8987 | 115913.2817 | 10817.2091 | 11183.3401 | 11478.2216 | 11738.1546 | 11911.3239 | 11984.9833 | 11959.2843 | 11846.3881 | 11640.9937 | 11353.3831
Ind ¦ Insulation | RET | I_Green House / Agriculture | Greater Toronto Area | Process - Boiler/Steam | Industrial | NA | End Use Consumption (m^3/year) | 15 | 5.3148 | 5.4254 | 5.5077 | 5.5672 | 5.6027 | 5.6015 | 5.5915 | 5.5916 | 5.5916 | 5.5916 | 0.12768 | 0.13294 | 0.13765 | 0.14192 | 0.14569 | 0.14857 | 0.15127 | 0.1543 | 0.15738 | 0.16053 | 0.024023 | 0.024503 | 0.024993 | 0.025493 | 0.026003 | 0.026523 | 0.027053 | 0.027594 | 0.028146 | 0.028709 | 0.10365 | 0.10844 | 0.11266 | 0.11643 | 0.11968 | 0.12205 | 0.12422 | 0.1267 | 0.12924 | 0.13182 | 1035960.5796 | 1030780.7767 | 1025626.8729 | 1020498.7385 | 1015396.2448 | 1010319.2636 | 1005267.6673 | 1000241.3289 | 995240.1223 | 990263.9217 | 1035960.5796 | 1030780.7767 | 1025626.8729 | 1020498.7385 | 1015396.2448 | 1010319.2636 | 1005267.6673 | 1000241.3289 | 995240.1223 | 990263.9217 | 39865.8526 | 80959.8285 | 123018.0291 | 166086.6413 | 209859.5965 | 253961.4483 | 298031.7345 | 341801.683 | 384952.1368 | 427217.1159 | 39865.8526 | 41093.9758 | 42058.2006 | 43068.6122 | 43772.9552 | 44101.8518 | 44070.2863 | 43769.9484 | 43150.4539 | 42264.9791
Ind ¦ Radiant heaters | RET | I_Green House / Agriculture | Greater Toronto Area | Space Heating/Ventilation | Industrial | NA | End Use Consumption (m^3/year) | 20 | 1.4656 | 1.4912 | 1.5115 | 1.5269 | 1.5367 | 1.5277 | 1.5255 | 1.5255 | 1.5255 | 1.5255 | 0.98582 | 1.0231 | 1.0578 | 1.0899 | 1.1188 | 1.1346 | 1.1555 | 1.1787 | 1.2022 | 1.2263 | 0.67263 | 0.68608 | 0.69981 | 0.7138 | 0.72808 | 0.74264 | 0.75749 | 0.77264 | 0.78809 | 0.80386 | 0.31319 | 0.33701 | 0.35795 | 0.37608 | 0.39073 | 0.39191 | 0.39804 | 0.40601 | 0.41413 | 0.42239 | 325132.2435 | 323506.5822 | 321889.0493 | 320279.6041 | 318678.2061 | 317084.815 | 315499.391 | 313921.894 | 312352.2845 | 310790.5231 | 325132.2435 | 323506.5822 | 321889.0493 | 320279.6041 | 318678.2061 | 317084.815 | 315499.391 | 313921.894 | 312352.2845 | 310790.5231 | 1785.6661 | 3497.1996 | 5101.5018 | 6841.1174 | 8683.58 | 10568.2945 | 12433.0515 | 14323.8633 | 16225.6284 | 18169.6607 | 1785.6661 | 1711.5335 | 1604.3023 | 1739.6156 | 1842.4626 | 1884.7145 | 1864.757 | 1890.8118 | 1901.7651 | 1944.0323
Ind ¦ Steam trap survey and repair | RET | I_Green House / Agriculture | Greater Toronto Area | Process - Boiler/Steam | Industrial | NA | End Use Consumption (m^3/year) | 3 | 0.74751 | 0.79708 | 0.84877 | 0.8911 | 0.91312 | 0.91238 | 0.90622 | 0.90625 | 0.90632 | 0.90624 | 0.023145 | 0.025173 | 0.027342 | 0.029279 | 0.030603 | 0.03119 | 0.031599 | 0.032232 | 0.032879 | 0.033534 | 0.030962 | 0.031582 | 0.032213 | 0.032858 | 0.033515 | 0.034185 | 0.034869 | 0.035566 | 0.036277 | 0.037003 | -0.0078176 | -0.0064086 | -0.0048715 | -0.0035782 | -0.0029118 | -0.0029954 | -0.00327 | -0.0033344 | -0.0033984 | -0.0034693 | 956271.3043 | 951489.9478 | 946732.498 | 941998.8355 | 937288.8414 | 932602.3971 | 927939.3852 | 923299.6882 | 918683.1898 | 914089.7738 | 0 | 0 | 0 | 0 | 0 | 0 | 0 | 0 | 0 | 0 | 0 | 0 | 0 | 0 | 0 | 0 | 0 | 0 | 0 | 0 | 0 | 0 | 0 | 0 | 0 | 0 | 0 | 0 | 0 | 0
Ind ¦ Ventilation heat recovery | RET | I_Green House / Agriculture | Greater Toronto Area | Space Heating/Ventilation | Industrial | NA | End Use Consumption (m^3/year) | 20 | 4.3968 | 4.4736 | 4.5345 | 4.5806 | 4.61 | 4.5832 | 4.5764 | 4.5765 | 4.5764 | 4.5764 | 0.49291 | 0.51155 | 0.52888 | 0.54494 | 0.5594 | 0.56728 | 0.57777 | 0.58933 | 0.60111 | 0.61313 | 0.11211 | 0.11435 | 0.11663 | 0.11897 | 0.12135 | 0.12377 | 0.12625 | 0.12877 | 0.13135 | 0.13398 | 0.3808 | 0.3972 | 0.41225 | 0.42598 | 0.43806 | 0.4435 | 0.45152 | 0.46055 | 0.46976 | 0.47915 | 331905.8319 | 330246.3027 | 328595.0712 | 326952.0958 | 325317.3354 | 323690.7487 | 322072.2949 | 320461.9335 | 318859.6238 | 317265.3257 | 331905.8319 | 330246.3027 | 328595.0712 | 326952.0958 | 325317.3354 | 323690.7487 | 322072.2949 | 320461.9335 | 318859.6238 | 317265.3257 | 11185.1162 | 22631.776 | 34264.4822 | 46214.1847 | 58402.0389 | 70714.9674 | 83054.2258 | 95379.2778 | 107615.2318 | 119713.8294 | 11185.1162 | 11446.6597 | 11632.7062 | 11949.7025 | 12187.8542 | 12312.9285 | 12339.2584 | 12325.052 | 12235.9541 | 12098.5976
Ind ¦ Ventilation optimization | RET | I_Green House / Agriculture | Greater Toronto Area | Space Heating/Ventilation | Industrial | NA | End Use Consumption (m^3/year) | 15 | 2.256 | 2.3037 | 2.3416 | 2.3703 | 2.3886 | 2.3719 | 2.3677 | 2.3677 | 2.3677 | 2.3677 | 0.54194 | 0.56449 | 0.58524 | 0.60426 | 0.62109 | 0.62909 | 0.64054 | 0.65336 | 0.66642 | 0.67974 | 0.24023 | 0.24503 | 0.24993 | 0.25493 | 0.26003 | 0.26523 | 0.27053 | 0.27594 | 0.28146 | 0.28709 | 0.30171 | 0.31946 | 0.33531 | 0.34933 | 0.36107 | 0.36387 | 0.37 | 0.37741 | 0.38496 | 0.39265 | 382508.5217 | 380595.9791 | 378692.9992 | 376799.5342 | 374915.5365 | 373040.9589 | 371175.7541 | 369319.8753 | 367473.2759 | 365635.9095 | 382508.5217 | 380595.9791 | 378692.9992 | 376799.5342 | 374915.5365 | 373040.9589 | 371175.7541 | 369319.8753 | 367473.2759 | 365635.9095 | 9105.3313 | 18261.3574 | 27399.0953 | 36881.9064 | 46639.299 | 56540.41 | 66489.968 | 76514.7827 | 86570.9402 | 96667.3029 | 9105.3313 | 9156.0261 | 9137.7379 | 9482.8111 | 9757.3925 | 9901.1111 | 9949.558 | 10024.8147 | 10056.1575 | 10096.3627
Ind ¦ Warehouse loading dock seals | RET | I_Green House / Agriculture | Greater Toronto Area | Space Heating/Ventilation | Industrial | NA | End Use Consumption (m^3/year) | 10 | 0.65563 | 0.67466 | 0.68975 | 0.70118 | 0.70846 | 0.70181 | 0.70013 | 0.70014 | 0.70014 | 0.70012 | 0.098874 | 0.10378 | 0.10822 | 0.11222 | 0.11565 | 0.11685 | 0.11891 | 0.12129 | 0.12371 | 0.12618 | 0.15081 | 0.15382 | 0.1569 | 0.16004 | 0.16324 | 0.1665 | 0.16983 | 0.17323 | 0.1767 | 0.18023 | -0.051935 | -0.050045 | -0.048679 | -0.047824 | -0.047591 | -0.04965 | -0.050928 | -0.051945 | -0.052985 | -0.054047 | 120862.0676 | 120257.7573 | 119656.4685 | 119058.1862 | 118462.8952 | 117870.5808 | 117281.2278 | 116694.8217 | 116111.3476 | 115530.7909 | 0 | 0 | 0 | 0 | 0 | 0 | 0 | 0 | 0 | 0 | 0 | 0 | 0 | 0 | 0 | 0 | 0 | 0 | 0 | 0 | 0 | 0 | 0 | 0 | 0 | 0 | 0 | 0 | 0 | 0
Ind ¦ Boiler right sizing and load management | ROB | I_Green House / Agriculture | Greater Toronto Area | Process - Boiler/Steam | Industrial | NA | End Use Consumption (m^3/year) | 25 | INF | INF | INF | INF | INF | INF | INF | INF | INF | INF | 0.35266 | 0.36513 | 0.37655 | 0.38712 | 0.39671 | 0.40459 | 0.41215 | 0.4204 | 0.42883 | 0.43741 | 0 | 0 | 0 | 0 | 0 | 0 | 0 | 0 | 0 | 0 | 0.35266 | 0.36513 | 0.37655 | 0.38712 | 0.39671 | 0.40459 | 0.41215 | 0.4204 | 0.42883 | 0.43741 | 2091843.4781 | 2081384.2607 | 2070977.3394 | 2060622.4527 | 2050319.3405 | 2040067.7438 | 2029867.405 | 2019718.068 | 2009619.4777 | 1999571.3803 | 2091843.4781 | 2081384.2607 | 2070977.3394 | 2060622.4527 | 2050319.3405 | 2040067.7438 | 2029867.405 | 2019718.068 | 2009619.4777 | 1999571.3803 | 62782.1731 | 124504.3516 | 185126.4095 | 244608.6198 | 302912.8615 | 360003.6194 | 415848.7845 | 470420.2663 | 523694.4316 | 575652.3861 | 62782.1731 | 61722.1785 | 60622.0579 | 59482.2103 | 58304.2417 | 57090.7579 | 55845.1651 | 54571.4818 | 53274.1652 | 51957.9545
Ind ¦ Advanced heating and process control ¦ New | NEW | I_Other (including mining, construction, etc.) | Greater Toronto Area | Process Heat | Industrial | NA | End Use Consumption (m^3/year) | 15 | 5.3148 | 5.4254 | 5.5077 | 5.5672 | 5.6027 | 5.6015 | 5.5915 | 5.5916 | 5.5916 | 5.5916 | 0.31919 | 0.33235 | 0.34413 | 0.35481 | 0.36422 | 0.37142 | 0.37817 | 0.38574 | 0.39346 | 0.40132 | 0.060056 | 0.061257 | 0.062483 | 0.063732 | 0.065007 | 0.066307 | 0.067633 | 0.068986 | 0.070366 | 0.071773 | 0.25913 | 0.27109 | 0.28165 | 0.29108 | 0.29921 | 0.30511 | 0.31054 | 0.31675 | 0.32309 | 0.32955 | 9782.7749 | 19722.0743 | 29821.4296 | 40084.4454 | 50514.8007 | 61116.2505 | 71892.6277 | 82847.844 | 93985.8926 | 105310.8489 | 9782.7749 | 19722.0743 | 29821.4296 | 40084.4454 | 50514.8007 | 61116.2505 | 71892.6277 | 82847.844 | 93985.8926 | 105310.8489 | 6305.8779 | 12712.6499 | 19388.4871 | 26313.2928 | 33525.0619 | 41008.7216 | 48742.0953 | 56708.4226 | 64908.9674 | 73336.086 | 6305.8779 | 6406.772 | 6675.8372 | 6924.8057 | 7211.7691 | 7483.6598 | 7733.3736 | 7966.3273 | 8200.5448 | 8427.1186
Ind ¦ Air compressor heat recovery ¦ New | NEW | I_Other (including mining, construction, etc.) | Greater Toronto Area | Space Heating/Ventilation | Industrial | NA | End Use Consumption (m^3/year) | 25 | 2.502 | 2.5404 | 2.5708 | 2.5939 | 2.6085 | 2.5951 | 2.5917 | 2.5918 | 2.5917 | 2.5917 | 0.78535 | 0.81335 | 0.83956 | 0.86403 | 0.8863 | 0.89938 | 0.91617 | 0.9345 | 0.95318 | 0.97223 | 0.31389 | 0.32017 | 0.32658 | 0.33311 | 0.33977 | 0.34656 | 0.3535 | 0.36057 | 0.36778 | 0.37513 | 0.47146 | 0.49318 | 0.51299 | 0.53092 | 0.54653 | 0.55281 | 0.56267 | 0.57393 | 0.58541 | 0.5971 | 778.5636 | 1569.5843 | 2373.343 | 3190.1267 | 4020.2281 | 4863.9461 | 5721.5858 | 6593.4583 | 7479.8816 | 8381.18 | 778.5636 | 1569.5843 | 2373.343 | 3190.1267 | 4020.2281 | 4863.9461 | 5721.5858 | 6593.4583 | 7479.8816 | 8381.18 | 228.3407 | 460.3349 | 696.3347 | 933.7514 | 1188.1996 | 1457.6095 | 1737.3497 | 2024.2674 | 2320.6644 | 2625.7408 | 228.3407 | 231.9942 | 235.9998 | 237.4167 | 254.4482 | 269.41 | 279.7401 | 286.9177 | 296.397 | 305.0764
Ind ¦ Air curtains ¦ New | NEW | I_Other (including mining, construction, etc.) | Greater Toronto Area | Space Heating/Ventilation | Industrial | NA | End Use Consumption (m^3/year) | 15 | 0.92289 | 0.94244 | 0.95793 | 0.96967 | 0.97714 | 0.97032 | 0.9686 | 0.96861 | 0.96861 | 0.96859 | 0.13548 | 0.14112 | 0.14631 | 0.15106 | 0.15527 | 0.15727 | 0.16013 | 0.16334 | 0.16661 | 0.16993 | 0.1468 | 0.14974 | 0.15274 | 0.15579 | 0.15891 | 0.16208 | 0.16533 | 0.16863 | 0.172 | 0.17544 | -0.01132 | -0.0086192 | -0.0064252 | -0.0047254 | -0.0036321 | -0.0048103 | -0.0051917 | -0.0052929 | -0.0053996 | -0.0055101 | 463.4307 | 934.2764 | 1412.7042 | 1898.8849 | 2392.9929 | 2895.206 | 3405.7058 | 3924.6776 | 4452.3105 | 4988.7976 | 0 | 0 | 0 | 0 | 0 | 0 | 0 | 0 | 0 | 0 | 0 | 0 | 0 | 0 | 0 | 0 | 0 | 0 | 0 | 0 | 0 | 0 | 0 | 0 | 0 | 0 | 0 | 0 | 0 | 0
Ind ¦ Automated temperature control ¦ New | NEW | I_Other (including mining, construction, etc.) | Greater Toronto Area | Space Heating/Ventilation | Industrial | NA | End Use Consumption (m^3/year) | 25 | 1.1676 | 1.1855 | 1.1997 | 1.2105 | 1.2173 | 1.2111 | 1.2095 | 1.2095 | 1.2095 | 1.2095 | 0.26178 | 0.27112 | 0.27985 | 0.28801 | 0.29543 | 0.29979 | 0.30539 | 0.3115 | 0.31773 | 0.32408 | 0.22421 | 0.22869 | 0.23327 | 0.23793 | 0.24269 | 0.24755 | 0.2525 | 0.25755 | 0.2627 | 0.26795 | 0.037574 | 0.042423 | 0.046585 | 0.050076 | 0.052741 | 0.052247 | 0.052892 | 0.053952 | 0.055029 | 0.056126 | 600.7435 | 1211.099 | 1831.2832 | 2461.5175 | 3102.0279 | 3753.0449 | 4414.8038 | 5087.545 | 5771.5136 | 6466.9599 | 600.7435 | 1211.099 | 1831.2832 | 2461.5175 | 3102.0279 | 3753.0449 | 4414.8038 | 5087.545 | 5771.5136 | 6466.9599 | 5.3552 | 10.7961 | 15.7338 | 19.9669 | 25.5233 | 32.2752 | 39.5417 | 46.8612 | 54.5885 | 62.6114 | 5.3552 | 5.4409 | 4.9376 | 4.2332 | 5.5564 | 6.7519 | 7.2664 | 7.3195 | 7.7273 | 8.023
Ind ¦ De-stratification fans ¦ New | NEW | I_Other (including mining, construction, etc.) | Greater Toronto Area | Space Heating/Ventilation | Industrial | NA | End Use Consumption (m^3/year) | 25 | 1.4153 | 1.437 | 1.4542 | 1.4672 | 1.4755 | 1.468 | 1.466 | 1.466 | 1.466 | 1.466 | 0.29918 | 0.30985 | 0.31983 | 0.32915 | 0.33764 | 0.34262 | 0.34902 | 0.356 | 0.36312 | 0.37037 | 0.2114 | 0.21563 | 0.21994 | 0.22434 | 0.22882 | 0.2334 | 0.23807 | 0.24283 | 0.24769 | 0.25264 | 0.087784 | 0.094223 | 0.099894 | 0.10482 | 0.10881 | 0.10922 | 0.11095 | 0.11317 | 0.11543 | 0.11773 | 439.401 | 885.8324 | 1339.4529 | 1800.4242 | 2268.9118 | 2745.0842 | 3229.1137 | 3721.1758 | 4221.4499 | 4730.1192 | 439.401 | 885.8324 | 1339.4529 | 1800.4242 | 2268.9118 | 2745.0842 | 3229.1137 | 3721.1758 | 4221.4499 | 4730.1192 | 17.5708 | 35.4227 | 52.5695 | 68.3031 | 87.1595 | 108.5691 | 131.2201 | 154.224 | 178.261 | 203.1146 | 17.5708 | 17.8519 | 17.1469 | 15.7336 | 18.8564 | 21.4096 | 22.651 | 23.004 | 24.0369 | 24.8537
Ind ¦ Energy Management and Process Improvement ¦ New | NEW | I_Other (including mining, construction, etc.) | Greater Toronto Area | Cross Cutting/Behavioural | Industrial | NA | End Use Consumption (m^3/year) | 15 | 3.6479 | 3.7238 | 3.7802 | 3.8211 | 3.8455 | 3.8447 | 3.8378 | 3.8378 | 3.8379 | 3.8378 | 0.25535 | 0.26588 | 0.27531 | 0.28385 | 0.29137 | 0.29714 | 0.30254 | 0.30859 | 0.31477 | 0.32106 | 0.07 | 0.0714 | 0.072828 | 0.074285 | 0.07577 | 0.077286 | 0.078831 | 0.080408 | 0.082016 | 0.083656 | 0.18535 | 0.19448 | 0.20248 | 0.20956 | 0.2156 | 0.21985 | 0.22371 | 0.22818 | 0.23275 | 0.2374 | 19204.7223 | 38716.7202 | 58542.9265 | 78690.4173 | 99166.4151 | 119978.2913 | 141133.57 | 162639.9308 | 184505.2125 | 206737.4159 | 19204.7223 | 38716.7202 | 58542.9265 | 78690.4173 | 99166.4151 | 119978.2913 | 141133.57 | 162639.9308 | 184505.2125 | 206737.4159 | 11154.3545 | 22487.1787 | 34264.9324 | 46438.4657 | 59164.1659 | 72405.1287 | 86097.0202 | 100193.1086 | 114709.4192 | 129628.3582 | 11154.3545 | 11332.8242 | 11777.7537 | 12173.5333 | 12725.7002 | 13240.9628 | 13691.8915 | 14096.0884 | 14516.3106 | 14918.939
Ind ¦ Exhaust gas heat recovery ¦ New | NEW | I_Other (including mining, construction, etc.) | Greater Toronto Area | Process Heat | Industrial | NA | End Use Consumption (m^3/year) | 15 | 5.3148 | 5.4254 | 5.5077 | 5.5672 | 5.6027 | 5.6015 | 5.5915 | 5.5916 | 5.5916 | 5.5916 | 0.44687 | 0.46529 | 0.48179 | 0.49674 | 0.5099 | 0.51999 | 0.52944 | 0.54003 | 0.55084 | 0.56185 | 0.084079 | 0.08576 | 0.087476 | 0.089225 | 0.09101 | 0.09283 | 0.094686 | 0.09658 | 0.098512 | 0.10048 | 0.36279 | 0.37953 | 0.39431 | 0.40751 | 0.41889 | 0.42716 | 0.43475 | 0.44345 | 0.45233 | 0.46137 | 17119.8561 | 34513.6299 | 52187.5017 | 70147.7794 | 88400.9012 | 106953.4384 | 125812.0984 | 144983.727 | 164475.312 | 184293.9856 | 17119.8561 | 34513.6299 | 52187.5017 | 70147.7794 | 88400.9012 | 106953.4384 | 125812.0984 | 144983.727 | 164475.312 | 184293.9856 | 11035.2863 | 22247.1373 | 33940.858 | 46079.0274 | 58726.3332 | 71854.7423 | 85423.9707 | 99403.4433 | 113794.412 | 128582.6738 | 11035.2863 | 11211.8509 | 11693.7208 | 12138.1694 | 12647.3057 | 13128.4091 | 13569.2284 | 13979.4727 | 14390.9687 | 14788.2618
Ind ¦ High-efficiency burners ¦ New | NEW | I_Other (including mining, construction, etc.) | Greater Toronto Area | Process Heat | Industrial | NA | End Use Consumption (m^3/year) | 20 | 8.928 | 9.0812 | 9.1951 | 9.2776 | 9.3267 | 9.3252 | 9.3113 | 9.3113 | 9.3115 | 9.3115 | 0.61959 | 0.64282 | 0.66391 | 0.68326 | 0.70062 | 0.71451 | 0.72771 | 0.74227 | 0.75713 | 0.77227 | 0.069398 | 0.070786 | 0.072202 | 0.073646 | 0.075119 | 0.076621 | 0.078154 | 0.079717 | 0.081311 | 0.082938 | 0.55019 | 0.57204 | 0.59171 | 0.60961 | 0.6255 | 0.63789 | 0.64956 | 0.66256 | 0.67582 | 0.68934 | 5869.665 | 11833.2446 | 17892.8577 | 24050.6672 | 30308.8804 | 36669.7503 | 43135.5766 | 49708.7064 | 56391.5355 | 63186.5093 | 5869.665 | 11833.2446 | 17892.8577 | 24050.6672 | 30308.8804 | 36669.7503 | 43135.5766 | 49708.7064 | 56391.5355 | 63186.5093 | 3972.0531 | 8007.6591 | 12204.0241 | 16553.536 | 21066.6168 | 25737.4138 | 30558.0176 | 35522.33 | 40629.9615 | 45877.9014 | 3972.0531 | 4035.606 | 4196.365 | 4349.5119 | 4513.0808 | 4670.797 | 4820.6038 | 4964.3123 | 5107.6315 | 5247.9399
Ind ¦ High-efficiency furnaces ¦ New | NEW | I_Other (including mining, construction, etc.) | Greater Toronto Area | Process Heat | Industrial | NA | End Use Consumption (m^3/year) | 20 | 3.8688 | 3.9352 | 3.9846 | 4.0203 | 4.0416 | 4.0409 | 4.0349 | 4.0349 | 4.035 | 4.035 | 0.61959 | 0.64282 | 0.66391 | 0.68326 | 0.70062 | 0.71451 | 0.72771 | 0.74227 | 0.75713 | 0.77227 | 0.16015 | 0.16335 | 0.16662 | 0.16995 | 0.17335 | 0.17682 | 0.18036 | 0.18396 | 0.18764 | 0.19139 | 0.45944 | 0.47947 | 0.49729 | 0.51331 | 0.52726 | 0.53769 | 0.54736 | 0.55831 | 0.56949 | 0.58088 | 11180.3142 | 22539.5134 | 34081.6338 | 45810.7947 | 57731.2008 | 69847.1435 | 82163.003 | 94683.2503 | 107412.4486 | 120355.2559 | 11180.3142 | 22539.5134 | 34081.6338 | 45810.7947 | 57731.2008 | 69847.1435 | 82163.003 | 94683.2503 | 107412.4486 | 120355.2559 | 6105.347 | 12308.3795 | 18719.6385 | 25314.1239 | 32202.5892 | 39365.6355 | 46765.0874 | 54374.0547 | 62206.8239 | 70254.9226 | 6105.347 | 6203.0325 | 6411.2591 | 6594.4854 | 6888.4653 | 7163.0463 | 7399.452 | 7608.9673 | 7832.7692 | 8048.0987
Ind ¦ High-efficiency ovens & dryers ¦ New | NEW | I_Other (including mining, construction, etc.) | Greater Toronto Area | Process Heat | Industrial | NA | End Use Consumption (m^3/year) | 20 | 3.3161 | 3.373 | 3.4153 | 3.446 | 3.4642 | 3.4636 | 3.4585 | 3.4585 | 3.4586 | 3.4586 | 0.37176 | 0.38569 | 0.39834 | 0.40996 | 0.42037 | 0.4287 | 0.43663 | 0.44536 | 0.45428 | 0.46336 | 0.11211 | 0.11435 | 0.11663 | 0.11897 | 0.12135 | 0.12377 | 0.12625 | 0.12877 | 0.13135 | 0.13398 | 0.25965 | 0.27135 | 0.28171 | 0.29099 | 0.29902 | 0.30493 | 0.31038 | 0.31659 | 0.32293 | 0.32939 | 11739.3299 | 23666.4891 | 35785.7155 | 48101.3344 | 60617.7608 | 73339.5006 | 86271.1532 | 99417.4128 | 112783.0711 | 126373.0187 | 11739.3299 | 23666.4891 | 35785.7155 | 48101.3344 | 60617.7608 | 73339.5006 | 86271.1532 | 99417.4128 | 112783.0711 | 126373.0187 | 5870.068 | 11834.057 | 18010.3507 | 24362.281 | 31040.4837 | 38016.7465 | 45236.4613 | 52664.4342 | 60317.3011 | 68183.2581 | 5870.068 | 5963.989 | 6176.2938 | 6351.9303 | 6678.2027 | 6976.2627 | 7219.7148 | 7427.973 | 7652.8669 | 7865.957
Ind ¦ Insulation ¦ New | NEW | I_Other (including mining, construction, etc.) | Greater Toronto Area | Process Heat | Industrial | NA | End Use Consumption (m^3/year) | 15 | 5.3148 | 5.4254 | 5.5077 | 5.5672 | 5.6027 | 5.6015 | 5.5915 | 5.5916 | 5.5916 | 5.5916 | 0.12768 | 0.13294 | 0.13765 | 0.14192 | 0.14569 | 0.14857 | 0.15127 | 0.1543 | 0.15738 | 0.16053 | 0.024023 | 0.024503 | 0.024993 | 0.025493 | 0.026003 | 0.026523 | 0.027053 | 0.027594 | 0.028146 | 0.028709 | 0.10365 | 0.10844 | 0.11266 | 0.11643 | 0.11968 | 0.12205 | 0.12422 | 0.1267 | 0.12924 | 0.13182 | 96.119 | 193.7758 | 293.0053 | 393.8428 | 496.3245 | 600.4872 | 706.3686 | 814.0072 | 923.4422 | 1034.7136 | 96.119 | 193.7758 | 293.0053 | 393.8428 | 496.3245 | 600.4872 | 706.3686 | 814.0072 | 923.4422 | 1034.7136 | 61.9573 | 124.9059 | 190.822 | 259.4289 | 331.0399 | 405.4578 | 482.4228 | 561.7358 | 643.3832 | 727.2677 | 61.9573 | 62.9486 | 65.916 | 68.6069 | 71.6111 | 74.4178 | 76.965 | 79.313 | 81.6473 | 83.8845
Ind ¦ Radiant heaters ¦ New | NEW | I_Other (including mining, construction, etc.) | Greater Toronto Area | Space Heating/Ventilation | Industrial | NA | End Use Consumption (m^3/year) | 20 | 1.4656 | 1.4912 | 1.5115 | 1.5269 | 1.5367 | 1.5277 | 1.5255 | 1.5255 | 1.5255 | 1.5255 | 0.98582 | 1.0231 | 1.0578 | 1.0899 | 1.1188 | 1.1346 | 1.1555 | 1.1787 | 1.2022 | 1.2263 | 0.67263 | 0.68608 | 0.69981 | 0.7138 | 0.72808 | 0.74264 | 0.75749 | 0.77264 | 0.78809 | 0.80386 | 0.31319 | 0.33701 | 0.35795 | 0.37608 | 0.39073 | 0.39191 | 0.39804 | 0.40601 | 0.41413 | 0.42239 | 700.2953 | 1411.7954 | 2134.753 | 2869.4261 | 3616.0782 | 4374.978 | 5146.3999 | 5930.6239 | 6727.9359 | 7538.6275 | 700.2953 | 1411.7954 | 2134.753 | 2869.4261 | 3616.0782 | 4374.978 | 5146.3999 | 5930.6239 | 6727.9359 | 7538.6275 | 64.4239 | 129.8786 | 194.8098 | 257.72 | 328.1583 | 405.0645 | 486.0525 | 568.4578 | 654.3218 | 742.9978 | 64.4239 | 65.4547 | 64.9311 | 62.9103 | 70.4383 | 76.9062 | 80.988 | 82.4053 | 85.864 | 88.676
Ind ¦ Ventilation heat recovery ¦ New | NEW | I_Other (including mining, construction, etc.) | Greater Toronto Area | Space Heating/Ventilation | Industrial | NA | End Use Consumption (m^3/year) | 20 | 4.3968 | 4.4736 | 4.5345 | 4.5806 | 4.61 | 4.5832 | 4.5764 | 4.5765 | 4.5764 | 4.5764 | 0.49291 | 0.51155 | 0.52888 | 0.54494 | 0.5594 | 0.56728 | 0.57777 | 0.58933 | 0.60111 | 0.61313 | 0.11211 | 0.11435 | 0.11663 | 0.11897 | 0.12135 | 0.12377 | 0.12625 | 0.12877 | 0.13135 | 0.13398 | 0.3808 | 0.3972 | 0.41225 | 0.42598 | 0.43806 | 0.4435 | 0.45152 | 0.46055 | 0.46976 | 0.47915 | 714.8848 | 1441.2078 | 2179.227 | 2929.2059 | 3691.4132 | 4466.1234 | 5253.6166 | 6054.1786 | 6868.1012 | 7695.6823 | 714.8848 | 1441.2078 | 2179.227 | 2929.2059 | 3691.4132 | 4466.1234 | 5253.6166 | 6054.1786 | 6868.1012 | 7695.6823 | 403.5407 | 813.5381 | 1238.4654 | 1676.6288 | 2134.4616 | 2610.6693 | 3102.849 | 3609.2823 | 4130.725 | 4666.5839 | 403.5407 | 409.9974 | 424.9273 | 438.1634 | 457.8328 | 476.2076 | 492.1797 | 506.4333 | 521.4427 | 535.8589
Ind ¦ Ventilation optimization ¦ New | NEW | I_Other (including mining, construction, etc.) | Greater Toronto Area | Space Heating/Ventilation | Industrial | NA | End Use Consumption (m^3/year) | 15 | 2.256 | 2.3037 | 2.3416 | 2.3703 | 2.3886 | 2.3719 | 2.3677 | 2.3677 | 2.3677 | 2.3677 | 0.54194 | 0.56449 | 0.58524 | 0.60426 | 0.62109 | 0.62909 | 0.64054 | 0.65336 | 0.66642 | 0.67974 | 0.24023 | 0.24503 | 0.24993 | 0.25493 | 0.26003 | 0.26523 | 0.27053 | 0.27594 | 0.28146 | 0.28709 | 0.30171 | 0.31946 | 0.33531 | 0.34933 | 0.36107 | 0.36387 | 0.37 | 0.37741 | 0.38496 | 0.39265 | 823.8769 | 1660.9358 | 2511.4741 | 3375.7955 | 4254.2097 | 5147.033 | 6054.5881 | 6977.2046 | 7915.2186 | 8868.9736 | 823.8769 | 1660.9358 | 2511.4741 | 3375.7955 | 4254.2097 | 5147.033 | 6054.5881 | 6977.2046 | 7915.2186 | 8868.9736 | 328.5055 | 662.267 | 1004.6762 | 1353.3606 | 1722.7711 | 2110.8373 | 2513.1093 | 2926.5224 | 3353.1163 | 3792.0488 | 328.5055 | 333.7616 | 342.4092 | 348.6844 | 369.4106 | 388.0662 | 402.2719 | 413.4132 | 426.5939 | 438.9325
Ind ¦ Warehouse loading dock seals ¦ New | NEW | I_Other (including mining, construction, etc.) | Greater Toronto Area | Space Heating/Ventilation | Industrial | NA | End Use Consumption (m^3/year) | 10 | 0.65563 | 0.67466 | 0.68975 | 0.70118 | 0.70846 | 0.70181 | 0.70013 | 0.70014 | 0.70014 | 0.70012 | 0.098874 | 0.10378 | 0.10822 | 0.11222 | 0.11565 | 0.11685 | 0.11891 | 0.12129 | 0.12371 | 0.12618 | 0.15081 | 0.15382 | 0.1569 | 0.16004 | 0.16324 | 0.1665 | 0.16983 | 0.17323 | 0.1767 | 0.18023 | -0.051935 | -0.050045 | -0.048679 | -0.047824 | -0.047591 | -0.04965 | -0.050928 | -0.051945 | -0.052985 | -0.054047 | 260.3222 | 524.8096 | 793.5561 | 1066.6576 | 1344.2121 | 1626.3194 | 1913.0817 | 2204.6028 | 2500.9892 | 2802.3493 | 0 | 0 | 0 | 0 | 0 | 0 | 0 | 0 | 0 | 0 | 0 | 0 | 0 | 0 | 0 | 0 | 0 | 0 | 0 | 0 | 0 | 0 | 0 | 0 | 0 | 0 | 0 | 0 | 0 | 0
Ind ¦ Advanced heating and process control | RET | I_Other (including mining, construction, etc.) | Greater Toronto Area | Process Heat | Industrial | NA | End Use Consumption (m^3/year) | 15 | 5.3148 | 5.4254 | 5.5077 | 5.5672 | 5.6027 | 5.6015 | 5.5915 | 5.5916 | 5.5916 | 5.5916 | 0.31919 | 0.33235 | 0.34413 | 0.35481 | 0.36422 | 0.37142 | 0.37817 | 0.38574 | 0.39346 | 0.40132 | 0.060056 | 0.061257 | 0.062483 | 0.063732 | 0.065007 | 0.066307 | 0.067633 | 0.068986 | 0.070366 | 0.071773 | 0.25913 | 0.27109 | 0.28165 | 0.29108 | 0.29921 | 0.30511 | 0.31054 | 0.31675 | 0.32309 | 0.32955 | 374379.2712 | 372507.3749 | 370644.838 | 368791.6138 | 366947.6557 | 365112.9174 | 363287.3529 | 361470.9161 | 359663.5615 | 357865.2437 | 374379.2712 | 372507.3749 | 370644.838 | 368791.6138 | 366947.6557 | 365112.9174 | 363287.3529 | 361470.9161 | 359663.5615 | 357865.2437 | 14406.8695 | 29257.5627 | 44456.711 | 60021.0056 | 75839.8383 | 91777.5288 | 107703.8121 | 123521.5581 | 139115.429 | 154389.3036 | 14406.8695 | 14850.6932 | 15199.1483 | 15564.2946 | 15818.8327 | 15937.6905 | 15926.2833 | 15817.7461 | 15593.8708 | 15273.8747
Ind ¦ Air compressor heat recovery | RET | I_Other (including mining, construction, etc.) | Greater Toronto Area | Space Heating/Ventilation | Industrial | NA | End Use Consumption (m^3/year) | 25 | 2.502 | 2.5404 | 2.5708 | 2.5939 | 2.6085 | 2.5951 | 2.5917 | 2.5918 | 2.5917 | 2.5917 | 0.78535 | 0.81335 | 0.83956 | 0.86403 | 0.8863 | 0.89938 | 0.91617 | 0.9345 | 0.95318 | 0.97223 | 0.31389 | 0.32017 | 0.32658 | 0.33311 | 0.33977 | 0.34656 | 0.3535 | 0.36057 | 0.36778 | 0.37513 | 0.47146 | 0.49318 | 0.51299 | 0.53092 | 0.54653 | 0.55281 | 0.56267 | 0.57393 | 0.58541 | 0.5971 | 29795.0315 | 29646.0564 | 29497.8261 | 29350.3369 | 29203.5853 | 29057.5673 | 28912.2795 | 28767.7181 | 28623.8795 | 28480.7601 | 29795.0315 | 29646.0564 | 29497.8261 | 29350.3369 | 29203.5853 | 29057.5673 | 28912.2795 | 28767.7181 | 28623.8795 | 28480.7601 | 521.6839 | 1039.9544 | 1549.3265 | 2082.7057 | 2634.9435 | 3195.8627 | 3758.5755 | 4326.9241 | 4898.6259 | 5476.054 | 521.6839 | 518.2705 | 509.3721 | 533.3792 | 552.2378 | 560.9192 | 562.7129 | 568.3486 | 571.7018 | 577.4281
Ind ¦ Air curtains | RET | I_Other (including mining, construction, etc.) | Greater Toronto Area | Space Heating/Ventilation | Industrial | NA | End Use Consumption (m^3/year) | 15 | 0.92289 | 0.94244 | 0.95793 | 0.96967 | 0.97714 | 0.97032 | 0.9686 | 0.96861 | 0.96861 | 0.96859 | 0.13548 | 0.14112 | 0.14631 | 0.15106 | 0.15527 | 0.15727 | 0.16013 | 0.16334 | 0.16661 | 0.16993 | 0.1468 | 0.14974 | 0.15274 | 0.15579 | 0.15891 | 0.16208 | 0.16533 | 0.16863 | 0.172 | 0.17544 | -0.01132 | -0.0086192 | -0.0064252 | -0.0047254 | -0.0036321 | -0.0048103 | -0.0051917 | -0.0052929 | -0.0053996 | -0.0055101 | 17735.1378 | 17646.4621 | 17558.2298 | 17470.4387 | 17383.0865 | 17296.171 | 17209.6902 | 17123.6417 | 17038.0235 | 16952.8334 | 0 | 0 | 0 | 0 | 0 | 0 | 0 | 0 | 0 | 0 | 0 | 0 | 0 | 0 | 0 | 0 | 0 | 0 | 0 | 0 | 0 | 0 | 0 | 0 | 0 | 0 | 0 | 0 | 0 | 0
Ind ¦ Automated temperature control | RET | I_Other (including mining, construction, etc.) | Greater Toronto Area | Space Heating/Ventilation | Industrial | NA | End Use Consumption (m^3/year) | 25 | 1.1676 | 1.1855 | 1.1997 | 1.2105 | 1.2173 | 1.2111 | 1.2095 | 1.2095 | 1.2095 | 1.2095 | 0.26178 | 0.27112 | 0.27985 | 0.28801 | 0.29543 | 0.29979 | 0.30539 | 0.3115 | 0.31773 | 0.32408 | 0.22421 | 0.22869 | 0.23327 | 0.23793 | 0.24269 | 0.24755 | 0.2525 | 0.25755 | 0.2627 | 0.26795 | 0.037574 | 0.042423 | 0.046585 | 0.050076 | 0.052741 | 0.052247 | 0.052892 | 0.053952 | 0.055029 | 0.056126 | 22989.9935 | 22875.0435 | 22760.6683 | 22646.8649 | 22533.6306 | 22420.9625 | 22308.8576 | 22197.3134 | 22086.3268 | 21975.8952 | 22989.9935 | 22875.0435 | 22760.6683 | 22646.8649 | 22533.6306 | 22420.9625 | 22308.8576 | 22197.3134 | 22086.3268 | 21975.8952 | 12.2349 | 22.8887 | 31.6694 | 42.7676 | 55.7756 | 69.2983 | 82.4726 | 95.9386 | 109.489 | 123.5519 | 12.2349 | 10.6538 | 8.7807 | 11.0982 | 13.0079 | 13.5227 | 13.1743 | 13.466 | 13.5503 | 14.0629
Ind ¦ De-stratification fans | RET | I_Other (including mining, construction, etc.) | Greater Toronto Area | Space Heating/Ventilation | Industrial | NA | End Use Consumption (m^3/year) | 25 | 1.4153 | 1.437 | 1.4542 | 1.4672 | 1.4755 | 1.468 | 1.466 | 1.466 | 1.466 | 1.466 | 0.29918 | 0.30985 | 0.31983 | 0.32915 | 0.33764 | 0.34262 | 0.34902 | 0.356 | 0.36312 | 0.37037 | 0.2114 | 0.21563 | 0.21994 | 0.22434 | 0.22882 | 0.2334 | 0.23807 | 0.24283 | 0.24769 | 0.25264 | 0.087784 | 0.094223 | 0.099894 | 0.10482 | 0.10881 | 0.10922 | 0.11095 | 0.11317 | 0.11543 | 0.11773 | 16815.5381 | 16731.4604 | 16647.8031 | 16564.5641 | 16481.7412 | 16399.3325 | 16317.3359 | 16235.7492 | 16154.5704 | 16073.7976 | 16815.5381 | 16731.4604 | 16647.8031 | 16564.5641 | 16481.7412 | 16399.3325 | 16317.3359 | 16235.7492 | 16154.5704 | 16073.7976 | 40.1435 | 77.2422 | 110.0476 | 147.9883 | 189.6323 | 232.2883 | 274.28 | 316.8521 | 359.6016 | 403.3681 | 40.1435 | 37.0987 | 32.8054 | 37.9407 | 41.644 | 42.656 | 41.9917 | 42.5721 | 42.7495 | 43.7665
Ind ¦ Energy Management and Process Improvement | RET | I_Other (including mining, construction, etc.) | Greater Toronto Area | Cross Cutting/Behavioural | Industrial | NA | End Use Consumption (m^3/year) | 15 | 3.6479 | 3.7238 | 3.7802 | 3.8211 | 3.8455 | 3.8447 | 3.8378 | 3.8378 | 3.8379 | 3.8378 | 0.25535 | 0.26588 | 0.27531 | 0.28385 | 0.29137 | 0.29714 | 0.30254 | 0.30859 | 0.31477 | 0.32106 | 0.07 | 0.0714 | 0.072828 | 0.074285 | 0.07577 | 0.077286 | 0.078831 | 0.080408 | 0.082016 | 0.083656 | 0.18535 | 0.19448 | 0.20248 | 0.20956 | 0.2156 | 0.21985 | 0.22371 | 0.22818 | 0.23275 | 0.2374 | 734949.9495 | 731275.1998 | 727618.8238 | 723980.7297 | 720360.826 | 716759.0219 | 713175.2268 | 709609.3507 | 706061.3039 | 702530.9974 | 734949.9495 | 731275.1998 | 727618.8238 | 723980.7297 | 720360.826 | 716759.0219 | 713175.2268 | 709609.3507 | 706061.3039 | 702530.9974 | 25484.0534 | 51599.8784 | 78175.1411 | 105461.776 | 133276.6859 | 161364.2125 | 189497.3233 | 217568.9853 | 245401.6018 | 272873.5894 | 25484.0534 | 26115.825 | 26575.2627 | 27286.6349 | 27814.9099 | 28087.5266 | 28133.1108 | 28071.662 | 27832.6165 | 27471.9876
Ind ¦ Exhaust gas heat recovery | RET | I_Other (including mining, construction, etc.) | Greater Toronto Area | Process Heat | Industrial | NA | End Use Consumption (m^3/year) | 15 | 5.3148 | 5.4254 | 5.5077 | 5.5672 | 5.6027 | 5.6015 | 5.5915 | 5.5916 | 5.5916 | 5.5916 | 0.44687 | 0.46529 | 0.48179 | 0.49674 | 0.5099 | 0.51999 | 0.52944 | 0.54003 | 0.55084 | 0.56185 | 0.084079 | 0.08576 | 0.087476 | 0.089225 | 0.09101 | 0.09283 | 0.094686 | 0.09658 | 0.098512 | 0.10048 | 0.36279 | 0.37953 | 0.39431 | 0.40751 | 0.41889 | 0.42716 | 0.43475 | 0.44345 | 0.45233 | 0.46137 | 655163.7246 | 651887.906 | 648628.4665 | 645385.3241 | 642158.3975 | 638947.6055 | 635752.8675 | 632574.1032 | 629411.2327 | 626264.1765 | 655163.7246 | 651887.906 | 648628.4665 | 645385.3241 | 642158.3975 | 638947.6055 | 635752.8675 | 632574.1032 | 629411.2327 | 626264.1765 | 25212.0216 | 51200.7347 | 77799.2442 | 105036.7598 | 132719.717 | 160610.6754 | 188481.6711 | 216162.7267 | 243452.0007 | 270181.2814 | 25212.0216 | 25988.7131 | 26598.5096 | 27237.5156 | 27682.9572 | 27890.9584 | 27870.9957 | 27681.0556 | 27289.274 | 26729.2807
Ind ¦ High-efficiency burners | RET | I_Other (including mining, construction, etc.) | Greater Toronto Area | Process Heat | Industrial | NA | End Use Consumption (m^3/year) | 20 | 8.928 | 9.0812 | 9.1951 | 9.2776 | 9.3267 | 9.3252 | 9.3113 | 9.3113 | 9.3115 | 9.3115 | 0.61959 | 0.64282 | 0.66391 | 0.68326 | 0.70062 | 0.71451 | 0.72771 | 0.74227 | 0.75713 | 0.77227 | 0.069398 | 0.070786 | 0.072202 | 0.073646 | 0.075119 | 0.076621 | 0.078154 | 0.079717 | 0.081311 | 0.082938 | 0.55019 | 0.57204 | 0.59171 | 0.60961 | 0.6255 | 0.63789 | 0.64956 | 0.66256 | 0.67582 | 0.68934 | 224627.5627 | 223504.4249 | 222386.9028 | 221274.9683 | 220168.5934 | 219067.7505 | 217972.4117 | 216882.5497 | 215798.1369 | 214719.1462 | 224627.5627 | 223504.4249 | 222386.9028 | 221274.9683 | 220168.5934 | 219067.7505 | 217972.4117 | 216882.5497 | 215798.1369 | 214719.1462 | 9074.8429 | 18456.8427 | 28086.2265 | 37933.6749 | 47926.3996 | 57980.9192 | 68013.8792 | 77952.1276 | 87718.0651 | 97242.7186 | 9074.8429 | 9381.9999 | 9629.3838 | 9847.4484 | 9992.7247 | 10054.5196 | 10032.96 | 9938.2484 | 9765.9376 | 9524.6534
Ind ¦ High-efficiency furnaces | RET | I_Other (including mining, construction, etc.) | Greater Toronto Area | Process Heat | Industrial | NA | End Use Consumption (m^3/year) | 20 | 3.8688 | 3.9352 | 3.9846 | 4.0203 | 4.0416 | 4.0409 | 4.0349 | 4.0349 | 4.035 | 4.035 | 0.61959 | 0.64282 | 0.66391 | 0.68326 | 0.70062 | 0.71451 | 0.72771 | 0.74227 | 0.75713 | 0.77227 | 0.16015 | 0.16335 | 0.16662 | 0.16995 | 0.17335 | 0.17682 | 0.18036 | 0.18396 | 0.18764 | 0.19139 | 0.45944 | 0.47947 | 0.49729 | 0.51331 | 0.52726 | 0.53769 | 0.54736 | 0.55831 | 0.56949 | 0.58088 | 427862.0242 | 425722.7141 | 423594.1006 | 421476.1301 | 419368.7494 | 417271.9057 | 415185.5461 | 413109.6184 | 411044.0703 | 408988.85 | 427862.0242 | 425722.7141 | 423594.1006 | 421476.1301 | 419368.7494 | 417271.9057 | 415185.5461 | 413109.6184 | 411044.0703 | 408988.85 | 13948.7218 | 28200.9332 | 42662.3568 | 57526.2285 | 72695.945 | 88028.6545 | 103402.0281 | 118774.6171 | 134057.1672 | 149196.8093 | 13948.7218 | 14252.2114 | 14461.4236 | 14863.8718 | 15169.7165 | 15332.7094 | 15373.3736 | 15372.589 | 15282.5502 | 15139.6421
Ind ¦ High-efficiency ovens & dryers | RET | I_Other (including mining, construction, etc.) | Greater Toronto Area | Process Heat | Industrial | NA | End Use Consumption (m^3/year) | 20 | 3.3161 | 3.373 | 3.4153 | 3.446 | 3.4642 | 3.4636 | 3.4585 | 3.4585 | 3.4586 | 3.4586 | 0.37176 | 0.38569 | 0.39834 | 0.40996 | 0.42037 | 0.4287 | 0.43663 | 0.44536 | 0.45428 | 0.46336 | 0.11211 | 0.11435 | 0.11663 | 0.11897 | 0.12135 | 0.12377 | 0.12625 | 0.12877 | 0.13135 | 0.13398 | 0.25965 | 0.27135 | 0.28171 | 0.29099 | 0.29902 | 0.30493 | 0.31038 | 0.31659 | 0.32293 | 0.32939 | 449255.1255 | 447008.8498 | 444773.8056 | 442549.9366 | 440337.1869 | 438135.5009 | 435944.8234 | 433765.0993 | 431596.2738 | 429438.2925 | 449255.1255 | 447008.8498 | 444773.8056 | 442549.9366 | 440337.1869 | 438135.5009 | 435944.8234 | 433765.0993 | 431596.2738 | 429438.2925 | 13411.1862 | 27046.0768 | 40807.2162 | 54990.6473 | 69500.9068 | 84182.4112 | 98917.2766 | 113687.8486 | 128417.4436 | 143073.381 | 13411.1862 | 13634.8906 | 13761.1394 | 14183.4311 | 14510.2595 | 14681.5044 | 14734.8653 | 14770.572 | 14729.5951 | 14655.9374
Ind ¦ Insulation | RET | I_Other (including mining, construction, etc.) | Greater Toronto Area | Process Heat | Industrial | NA | End Use Consumption (m^3/year) | 15 | 5.3148 | 5.4254 | 5.5077 | 5.5672 | 5.6027 | 5.6015 | 5.5915 | 5.5916 | 5.5916 | 5.5916 | 0.12768 | 0.13294 | 0.13765 | 0.14192 | 0.14569 | 0.14857 | 0.15127 | 0.1543 | 0.15738 | 0.16053 | 0.024023 | 0.024503 | 0.024993 | 0.025493 | 0.026003 | 0.026523 | 0.027053 | 0.027594 | 0.028146 | 0.028709 | 0.10365 | 0.10844 | 0.11266 | 0.11643 | 0.11968 | 0.12205 | 0.12422 | 0.1267 | 0.12924 | 0.13182 | 3678.399 | 3660.007 | 3641.7069 | 3623.4984 | 3605.3809 | 3587.354 | 3569.4172 | 3551.5701 | 3533.8123 | 3516.1432 | 3678.399 | 3660.007 | 3641.7069 | 3623.4984 | 3605.3809 | 3587.354 | 3569.4172 | 3551.5701 | 3533.8123 | 3516.1432 | 141.5522 | 287.4651 | 436.8017 | 589.726 | 745.1512 | 901.7443 | 1058.2252 | 1213.6398 | 1366.8547 | 1516.9255 | 141.5522 | 145.9129 | 149.3366 | 152.9243 | 155.4252 | 156.593 | 156.4809 | 155.4145 | 153.2149 | 150.0708
Ind ¦ Radiant heaters | RET | I_Other (including mining, construction, etc.) | Greater Toronto Area | Space Heating/Ventilation | Industrial | NA | End Use Consumption (m^3/year) | 20 | 1.4656 | 1.4912 | 1.5115 | 1.5269 | 1.5367 | 1.5277 | 1.5255 | 1.5255 | 1.5255 | 1.5255 | 0.98582 | 1.0231 | 1.0578 | 1.0899 | 1.1188 | 1.1346 | 1.1555 | 1.1787 | 1.2022 | 1.2263 | 0.67263 | 0.68608 | 0.69981 | 0.7138 | 0.72808 | 0.74264 | 0.75749 | 0.77264 | 0.78809 | 0.80386 | 0.31319 | 0.33701 | 0.35795 | 0.37608 | 0.39073 | 0.39191 | 0.39804 | 0.40601 | 0.41413 | 0.42239 | 26799.7638 | 26665.765 | 26532.4362 | 26399.774 | 26267.7751 | 26136.4362 | 26005.754 | 25875.7253 | 25746.3467 | 25617.6149 | 26799.7638 | 26665.765 | 26532.4362 | 26399.774 | 26267.7751 | 26136.4362 | 26005.754 | 25875.7253 | 25746.3467 | 25617.6149 | 147.1876 | 288.2646 | 420.5029 | 563.8946 | 715.7638 | 871.1157 | 1024.8225 | 1180.677 | 1337.4343 | 1497.6756 | 147.1876 | 141.077 | 132.2383 | 143.3918 | 151.8692 | 155.3519 | 153.7068 | 155.8545 | 156.7573 | 160.2413
Ind ¦ Ventilation heat recovery | RET | I_Other (including mining, construction, etc.) | Greater Toronto Area | Space Heating/Ventilation | Industrial | NA | End Use Consumption (m^3/year) | 20 | 4.3968 | 4.4736 | 4.5345 | 4.5806 | 4.61 | 4.5832 | 4.5764 | 4.5765 | 4.5764 | 4.5764 | 0.49291 | 0.51155 | 0.52888 | 0.54494 | 0.5594 | 0.56728 | 0.57777 | 0.58933 | 0.60111 | 0.61313 | 0.11211 | 0.11435 | 0.11663 | 0.11897 | 0.12135 | 0.12377 | 0.12625 | 0.12877 | 0.13135 | 0.13398 | 0.3808 | 0.3972 | 0.41225 | 0.42598 | 0.43806 | 0.4435 | 0.45152 | 0.46055 | 0.46976 | 0.47915 | 27358.0922 | 27221.3018 | 27085.1952 | 26949.7693 | 26815.0204 | 26680.9453 | 26547.5406 | 26414.8029 | 26282.7289 | 26151.3152 | 27358.0922 | 27221.3018 | 27085.1952 | 26949.7693 | 26815.0204 | 26680.9453 | 26547.5406 | 26414.8029 | 26282.7289 | 26151.3152 | 921.9586 | 1865.4755 | 2824.3278 | 3809.3092 | 4813.9207 | 5828.8418 | 6845.9332 | 7861.8537 | 8870.43 | 9867.6844 | 921.9586 | 943.5169 | 958.8522 | 984.9814 | 1004.6116 | 1014.9211 | 1017.0914 | 1015.9204 | 1008.5763 | 997.2544
Ind ¦ Ventilation optimization | RET | I_Other (including mining, construction, etc.) | Greater Toronto Area | Space Heating/Ventilation | Industrial | NA | End Use Consumption (m^3/year) | 15 | 2.256 | 2.3037 | 2.3416 | 2.3703 | 2.3886 | 2.3719 | 2.3677 | 2.3677 | 2.3677 | 2.3677 | 0.54194 | 0.56449 | 0.58524 | 0.60426 | 0.62109 | 0.62909 | 0.64054 | 0.65336 | 0.66642 | 0.67974 | 0.24023 | 0.24503 | 0.24993 | 0.25493 | 0.26003 | 0.26523 | 0.27053 | 0.27594 | 0.28146 | 0.28709 | 0.30171 | 0.31946 | 0.33531 | 0.34933 | 0.36107 | 0.36387 | 0.37 | 0.37741 | 0.38496 | 0.39265 | 31529.1339 | 31371.4882 | 31214.6308 | 31058.5576 | 30903.2648 | 30748.7485 | 30595.0048 | 30442.0297 | 30289.8196 | 30138.3705 | 31529.1339 | 31371.4882 | 31214.6308 | 31058.5576 | 30903.2648 | 30748.7485 | 30595.0048 | 30442.0297 | 30289.8196 | 30138.3705 | 750.5276 | 1505.2339 | 2258.4327 | 3040.0749 | 3844.3502 | 4660.4717 | 5480.5867 | 6306.9048 | 7135.8064 | 7968.022 | 750.5276 | 754.7063 | 753.1988 | 781.6422 | 804.2752 | 816.1216 | 820.1149 | 826.3181 | 828.9016 | 832.2156
Ind ¦ Warehouse loading dock seals | RET | I_Other (including mining, construction, etc.) | Greater Toronto Area | Space Heating/Ventilation | Industrial | NA | End Use Consumption (m^3/year) | 10 | 0.65563 | 0.67466 | 0.68975 | 0.70118 | 0.70846 | 0.70181 | 0.70013 | 0.70014 | 0.70014 | 0.70012 | 0.098874 | 0.10378 | 0.10822 | 0.11222 | 0.11565 | 0.11685 | 0.11891 | 0.12129 | 0.12371 | 0.12618 | 0.15081 | 0.15382 | 0.1569 | 0.16004 | 0.16324 | 0.1665 | 0.16983 | 0.17323 | 0.1767 | 0.18023 | -0.051935 | -0.050045 | -0.048679 | -0.047824 | -0.047591 | -0.04965 | -0.050928 | -0.051945 | -0.052985 | -0.054047 | 9962.3305 | 9912.5188 | 9862.9563 | 9813.6415 | 9764.5733 | 9715.7504 | 9667.1716 | 9618.8358 | 9570.7416 | 9522.8879 | 0 | 0 | 0 | 0 | 0 | 0 | 0 | 0 | 0 | 0 | 0 | 0 | 0 | 0 | 0 | 0 | 0 | 0 | 0 | 0 | 0 | 0 | 0 | 0 | 0 | 0 | 0 | 0 | 0 | 0
Ind ¦ Advanced boiler controls including air/fuel mix control ¦ New | NEW | I_Other Manufacturing <0.5 million m3/year | Greater Toronto Area | Process - Boiler/Steam | Industrial | NA | End Use Consumption (m^3/year) | 15 | 4.1594 | 4.246 | 4.3104 | 4.357 | 4.3847 | 4.3838 | 4.376 | 4.376 | 4.3761 | 4.376 | 0.12768 | 0.13294 | 0.13765 | 0.14192 | 0.14569 | 0.14857 | 0.15127 | 0.1543 | 0.15738 | 0.16053 | 0.030695 | 0.031309 | 0.031936 | 0.032574 | 0.033226 | 0.03389 | 0.034568 | 0.035259 | 0.035965 | 0.036684 | 0.09698 | 0.10163 | 0.10572 | 0.10935 | 0.11246 | 0.11468 | 0.1167 | 0.11904 | 0.12142 | 0.12384 | 29519.8527 | 59512.023 | 89987.1676 | 120956.1633 | 152430.1115 | 184420.3434 | 216938.4241 | 249996.1582 | 283605.5946 | 317779.0316 | 29519.8527 | 59512.023 | 89987.1676 | 120956.1633 | 152430.1115 | 184420.3434 | 216938.4241 | 249996.1582 | 283605.5946 | 317779.0316 | 17900.4172 | 36087.241 | 54972.7413 | 74500.4111 | 94839.8578 | 115948.1198 | 137752.3957 | 160199.5314 | 183305.5547 | 207049.8513 | 17900.4172 | 18186.8238 | 18885.5003 | 19527.6698 | 20339.4467 | 21108.262 | 21804.2759 | 22447.1357 | 23106.0233 | 23744.2965
Ind ¦ Advanced heating and process control ¦ New | NEW | I_Other Manufacturing <0.5 million m3/year | Greater Toronto Area | Process Heat | Industrial | NA | End Use Consumption (m^3/year) | 15 | 5.3148 | 5.4254 | 5.5077 | 5.5672 | 5.6027 | 5.6015 | 5.5915 | 5.5916 | 5.5916 | 5.5916 | 0.31919 | 0.33235 | 0.34413 | 0.35481 | 0.36422 | 0.37142 | 0.37817 | 0.38574 | 0.39346 | 0.40132 | 0.060056 | 0.061257 | 0.062483 | 0.063732 | 0.065007 | 0.066307 | 0.067633 | 0.068986 | 0.070366 | 0.071773 | 0.25913 | 0.27109 | 0.28165 | 0.29108 | 0.29921 | 0.30511 | 0.31054 | 0.31675 | 0.32309 | 0.32955 | 199922.8116 | 403044.3883 | 609436.902 | 819174.0157 | 1032330.914 | 1248984.336 | 1469212.6074 | 1693095.6746 | 1920715.1382 | 2152154.2882 | 199922.8116 | 403044.3883 | 609436.902 | 819174.0157 | 1032330.914 | 1248984.336 | 1469212.6074 | 1693095.6746 | 1920715.1382 | 2152154.2882 | 128868.2251 | 259798.3417 | 396227.1321 | 537743.8928 | 685125.0983 | 838062.7168 | 996103.5397 | 1158905.0527 | 1326493.0821 | 1498711.4214 | 128868.2251 | 130930.1167 | 136428.7904 | 141516.7607 | 147381.2055 | 152937.6185 | 158040.8229 | 162801.513 | 167588.0294 | 172218.3393
Ind ¦ Air compressor heat recovery ¦ New | NEW | I_Other Manufacturing <0.5 million m3/year | Greater Toronto Area | Space Heating/Ventilation | Industrial | NA | End Use Consumption (m^3/year) | 25 | 2.502 | 2.5404 | 2.5708 | 2.5939 | 2.6085 | 2.5951 | 2.5917 | 2.5918 | 2.5917 | 2.5917 | 0.78535 | 0.81335 | 0.83956 | 0.86403 | 0.8863 | 0.89938 | 0.91617 | 0.9345 | 0.95318 | 0.97223 | 0.31389 | 0.32017 | 0.32658 | 0.33311 | 0.33977 | 0.34656 | 0.3535 | 0.36057 | 0.36778 | 0.37513 | 0.47146 | 0.49318 | 0.51299 | 0.53092 | 0.54653 | 0.55281 | 0.56267 | 0.57393 | 0.58541 | 0.5971 | 91089.8311 | 183637.0994 | 277674.6885 | 373236.1609 | 470355.7727 | 569068.4881 | 669409.9943 | 771416.7167 | 875125.8348 | 980575.2976 | 91089.8311 | 183637.0994 | 277674.6885 | 373236.1609 | 470355.7727 | 569068.4881 | 669409.9943 | 771416.7167 | 875125.8348 | 980575.2976 | 26715.2455 | 53857.935 | 81469.2737 | 109246.3779 | 139016.1234 | 170536.3579 | 203265.194 | 236833.7863 | 271511.4326 | 307204.542 | 26715.2455 | 27142.6895 | 27611.3387 | 27777.1043 | 29769.7455 | 31520.2345 | 32728.8361 | 33568.5923 | 34677.6462 | 35693.1094
Ind ¦ Air curtains ¦ New | NEW | I_Other Manufacturing <0.5 million m3/year | Greater Toronto Area | Space Heating/Ventilation | Industrial | NA | End Use Consumption (m^3/year) | 15 | 0.92289 | 0.94244 | 0.95793 | 0.96967 | 0.97714 | 0.97032 | 0.9686 | 0.96861 | 0.96861 | 0.96859 | 0.13548 | 0.14112 | 0.14631 | 0.15106 | 0.15527 | 0.15727 | 0.16013 | 0.16334 | 0.16661 | 0.16993 | 0.1468 | 0.14974 | 0.15274 | 0.15579 | 0.15891 | 0.16208 | 0.16533 | 0.16863 | 0.172 | 0.17544 | -0.01132 | -0.0086192 | -0.0064252 | -0.0047254 | -0.0036321 | -0.0048103 | -0.0051917 | -0.0052929 | -0.0053996 | -0.0055101 | 54220.1375 | 109307.7973 | 165282.5527 | 222164.3815 | 279973.6742 | 338731.2429 | 398458.3299 | 459176.6171 | 520908.235 | 583675.7724 | 0 | 0 | 0 | 0 | 0 | 0 | 0 | 0 | 0 | 0 | 0 | 0 | 0 | 0 | 0 | 0 | 0 | 0 | 0 | 0 | 0 | 0 | 0 | 0 | 0 | 0 | 0 | 0 | 0 | 0
Ind ¦ Automated temperature control ¦ New | NEW | I_Other Manufacturing <0.5 million m3/year | Greater Toronto Area | Space Heating/Ventilation | Industrial | NA | End Use Consumption (m^3/year) | 25 | 1.1676 | 1.1855 | 1.1997 | 1.2105 | 1.2173 | 1.2111 | 1.2095 | 1.2095 | 1.2095 | 1.2095 | 0.26178 | 0.27112 | 0.27985 | 0.28801 | 0.29543 | 0.29979 | 0.30539 | 0.3115 | 0.31773 | 0.32408 | 0.22421 | 0.22869 | 0.23327 | 0.23793 | 0.24269 | 0.24755 | 0.2525 | 0.25755 | 0.2627 | 0.26795 | 0.037574 | 0.042423 | 0.046585 | 0.050076 | 0.052741 | 0.052247 | 0.052892 | 0.053952 | 0.055029 | 0.056126 | 70285.3635 | 141695.2928 | 214255.1609 | 287990.8649 | 362928.8369 | 439096.0556 | 516520.0573 | 595228.9481 | 675251.4158 | 756616.7419 | 70285.3635 | 141695.2928 | 214255.1609 | 287990.8649 | 362928.8369 | 439096.0556 | 516520.0573 | 595228.9481 | 675251.4158 | 756616.7419 | 626.547 | 1263.1188 | 1840.8092 | 2336.0787 | 2986.162 | 3776.1162 | 4626.2682 | 5482.6349 | 6386.7023 | 7325.3663 | 626.547 | 636.5718 | 577.6904 | 495.2696 | 650.0832 | 789.9542 | 850.152 | 856.3667 | 904.0674 | 938.664
Ind ¦ Boiler right sizing and load management | NEW | I_Other Manufacturing <0.5 million m3/year | Greater Toronto Area | Process - Boiler/Steam | Industrial | NA | End Use Consumption (m^3/year) | 25 | INF | INF | INF | INF | INF | INF | INF | INF | INF | INF | 0.35266 | 0.36513 | 0.37655 | 0.38712 | 0.39671 | 0.40459 | 0.41215 | 0.4204 | 0.42883 | 0.43741 | 0 | 0 | 0 | 0 | 0 | 0 | 0 | 0 | 0 | 0 | 0.35266 | 0.36513 | 0.37655 | 0.38712 | 0.39671 | 0.40459 | 0.41215 | 0.4204 | 0.42883 | 0.43741 | 70285.3635 | 141695.2928 | 214255.1609 | 287990.8649 | 362928.8369 | 439096.0556 | 516520.0573 | 595228.9481 | 675251.4158 | 756616.7419 | 70285.3635 | 141695.2928 | 214255.1609 | 287990.8649 | 362928.8369 | 439096.0556 | 516520.0573 | 595228.9481 | 675251.4158 | 756616.7419 | 52654.7295 | 106151.9346 | 161663.045 | 219174.8641 | 278672.1067 | 340138.1321 | 403555.6164 | 468907.1594 | 536175.8239 | 605345.6065 | 52654.7295 | 53497.2051 | 55511.1104 | 57511.819 | 59497.2426 | 61466.0254 | 63417.4843 | 65351.543 | 67268.6644 | 69169.7827
Ind ¦ Condensing boiler ¦ New | NEW | I_Other Manufacturing <0.5 million m3/year | Greater Toronto Area | Process - Boiler/Steam | Industrial | NA | End Use Consumption (m^3/year) | 20 | 3.224 | 3.2793 | 3.3205 | 3.3502 | 3.368 | 3.3674 | 3.3624 | 3.3624 | 3.3625 | 3.3625 | 0.3098 | 0.32141 | 0.33195 | 0.34163 | 0.35031 | 0.35725 | 0.36386 | 0.37114 | 0.37856 | 0.38614 | 0.09609 | 0.098012 | 0.099972 | 0.10197 | 0.10401 | 0.10609 | 0.10821 | 0.11038 | 0.11258 | 0.11484 | 0.21371 | 0.2234 | 0.23198 | 0.23966 | 0.2463 | 0.25116 | 0.25564 | 0.26076 | 0.26598 | 0.2713 | 45518.1402 | 91764.5705 | 138755.7232 | 186508.3696 | 235039.6277 | 284366.9693 | 334508.2276 | 385481.6045 | 437305.6788 | 489999.4138 | 45518.1402 | 91764.5705 | 138755.7232 | 186508.3696 | 235039.6277 | 284366.9693 | 334508.2276 | 385481.6045 | 437305.6788 | 489999.4138 | 22299.704 | 44956.2033 | 68280.0395 | 92151.7495 | 117187.4271 | 143293.5594 | 170273.6613 | 197991.4677 | 226532.7455 | 255858.6732 | 22299.704 | 22656.4993 | 23323.8362 | 23871.71 | 25035.6776 | 26106.1324 | 26980.1018 | 27717.8064 | 28541.2779 | 29325.9277
Ind ¦ De-stratification fans ¦ New | NEW | I_Other Manufacturing <0.5 million m3/year | Greater Toronto Area | Space Heating/Ventilation | Industrial | NA | End Use Consumption (m^3/year) | 25 | 1.4153 | 1.437 | 1.4542 | 1.4672 | 1.4755 | 1.468 | 1.466 | 1.466 | 1.466 | 1.466 | 0.29918 | 0.30985 | 0.31983 | 0.32915 | 0.33764 | 0.34262 | 0.34902 | 0.356 | 0.36312 | 0.37037 | 0.2114 | 0.21563 | 0.21994 | 0.22434 | 0.22882 | 0.2334 | 0.23807 | 0.24283 | 0.24769 | 0.25264 | 0.087784 | 0.094223 | 0.099894 | 0.10482 | 0.10881 | 0.10922 | 0.11095 | 0.11317 | 0.11543 | 0.11773 | 51408.723 | 103639.9856 | 156712.3462 | 210644.7469 | 265456.5207 | 321167.4007 | 377797.5276 | 435367.4592 | 493898.1784 | 553411.1027 | 51408.723 | 103639.9856 | 156712.3462 | 210644.7469 | 265456.5207 | 321167.4007 | 377797.5276 | 435367.4592 | 493898.1784 | 553411.1027 | 2055.733 | 4144.3577 | 6150.4942 | 7991.2784 | 10197.4212 | 12702.287 | 15352.3895 | 18043.7949 | 20856.0505 | 23763.862 | 2055.733 | 2088.6247 | 2006.1365 | 1840.7842 | 2206.1428 | 2504.8657 | 2650.1025 | 2691.4054 | 2812.2556 | 2907.8115
Ind ¦ Direct contact hot water heaters ¦ New | NEW | I_Other Manufacturing <0.5 million m3/year | Greater Toronto Area | Process - Boiler/Steam | Industrial | NA | End Use Consumption (m^3/year) | 20 | 11.6065 | 11.8055 | 11.9537 | 12.0609 | 12.1248 | 12.1227 | 12.1047 | 12.1048 | 12.1049 | 12.105 | 0.46469 | 0.48212 | 0.49793 | 0.51244 | 0.52546 | 0.53588 | 0.54579 | 0.5567 | 0.56785 | 0.57921 | 0.040038 | 0.040838 | 0.041655 | 0.042488 | 0.043338 | 0.044205 | 0.045089 | 0.045991 | 0.04691 | 0.047849 | 0.42466 | 0.44128 | 0.45628 | 0.46996 | 0.48212 | 0.49168 | 0.5007 | 0.51071 | 0.52094 | 0.53136 | 38556.5422 | 77729.9892 | 117534.2597 | 157983.5602 | 199092.3906 | 240875.5505 | 283348.1457 | 326525.5944 | 370423.6338 | 415058.327 | 38556.5422 | 77729.9892 | 117534.2597 | 157983.5602 | 199092.3906 | 240875.5505 | 283348.1457 | 326525.5944 | 370423.6338 | 415058.327 | 26762.175 | 53952.5448 | 82285.5329 | 111705.6703 | 142246.5227 | 173866.2819 | 206514.855 | 240152.1837 | 274766.9337 | 310336.4856 | 26762.175 | 27190.3698 | 28332.9881 | 29420.1374 | 30540.8524 | 31619.7593 | 32648.5731 | 33637.3286 | 34614.75 | 35569.5519
Ind ¦ Energy Management and Process Improvement ¦ New | NEW | I_Other Manufacturing <0.5 million m3/year | Greater Toronto Area | Cross Cutting/Behavioural | Industrial | NA | End Use Consumption (m^3/year) | 15 | 3.6479 | 3.7238 | 3.7802 | 3.8211 | 3.8455 | 3.8447 | 3.8378 | 3.8378 | 3.8379 | 3.8378 | 0.25535 | 0.26588 | 0.27531 | 0.28385 | 0.29137 | 0.29714 | 0.30254 | 0.30859 | 0.31477 | 0.32106 | 0.07 | 0.0714 | 0.072828 | 0.074285 | 0.07577 | 0.077286 | 0.078831 | 0.080408 | 0.082016 | 0.083656 | 0.18535 | 0.19448 | 0.20248 | 0.20956 | 0.2156 | 0.21985 | 0.22371 | 0.22818 | 0.23275 | 0.2374 | 635915.1933 | 1282005.0297 | 1938499.0745 | 2605631.6346 | 3283641.8581 | 3972773.8365 | 4673276.7089 | 5385404.7685 | 6109417.5712 | 6845580.0462 | 635915.1933 | 1282005.0297 | 1938499.0745 | 2605631.6346 | 3283641.8581 | 3972773.8365 | 4673276.7089 | 5385404.7685 | 6109417.5712 | 6845580.0462 | 369347.8816 | 744605.3294 | 1134595.4787 | 1537690.8561 | 1959069.827 | 2397510.3992 | 2850882.318 | 3317638.185 | 3798308.6328 | 4292311.0881 | 369347.8816 | 375257.4477 | 389990.1493 | 403095.3775 | 421378.9709 | 438440.5722 | 453371.9188 | 466755.867 | 480670.4478 | 494002.4553
Ind ¦ Exhaust gas heat recovery ¦ New | NEW | I_Other Manufacturing <0.5 million m3/year | Greater Toronto Area | Process Heat | Industrial | NA | End Use Consumption (m^3/year) | 15 | 5.3148 | 5.4254 | 5.5077 | 5.5672 | 5.6027 | 5.6015 | 5.5915 | 5.5916 | 5.5916 | 5.5916 | 0.44687 | 0.46529 | 0.48179 | 0.49674 | 0.5099 | 0.51999 | 0.52944 | 0.54003 | 0.55084 | 0.56185 | 0.084079 | 0.08576 | 0.087476 | 0.089225 | 0.09101 | 0.09283 | 0.094686 | 0.09658 | 0.098512 | 0.10048 | 0.36279 | 0.37953 | 0.39431 | 0.40751 | 0.41889 | 0.42716 | 0.43475 | 0.44345 | 0.45233 | 0.46137 | 349864.9204 | 705327.6795 | 1066514.5786 | 1433554.5274 | 1806579.0995 | 2185722.5879 | 2571122.063 | 2962917.4305 | 3361251.4918 | 3766270.0043 | 349864.9204 | 705327.6795 | 1066514.5786 | 1433554.5274 | 1806579.0995 | 2185722.5879 | 2571122.063 | 2962917.4305 | 3361251.4918 | 3766270.0043 | 225519.3939 | 454647.098 | 693622.3943 | 941680.5345 | 1200143.4903 | 1468438.3746 | 1745741.9322 | 2031429.3267 | 2325526.1385 | 2627742.1148 | 225519.3939 | 229127.7042 | 238975.2962 | 248058.1403 | 258462.9558 | 268294.8843 | 277303.5576 | 285687.3944 | 294096.8118 | 302215.9763
Ind ¦ Feedwater Economizers ¦ New | NEW | I_Other Manufacturing <0.5 million m3/year | Greater Toronto Area | Process - Boiler/Steam | Industrial | NA | End Use Consumption (m^3/year) | 20 | 2.418 | 2.4595 | 2.4903 | 2.5127 | 2.526 | 2.5256 | 2.5218 | 2.5218 | 2.5219 | 2.5219 | 0.12392 | 0.12856 | 0.13278 | 0.13665 | 0.14012 | 0.1429 | 0.14554 | 0.14845 | 0.15143 | 0.15445 | 0.051248 | 0.052273 | 0.053318 | 0.054385 | 0.055473 | 0.056582 | 0.057714 | 0.058868 | 0.060045 | 0.061246 | 0.07267 | 0.076292 | 0.079463 | 0.082267 | 0.084651 | 0.086319 | 0.087829 | 0.089587 | 0.091381 | 0.093209 | 24097.8389 | 48581.2432 | 73458.9123 | 98739.7251 | 124432.7441 | 150547.2191 | 177092.5911 | 204078.4965 | 231514.7711 | 259411.4544 | 24097.8389 | 48581.2432 | 73458.9123 | 98739.7251 | 124432.7441 | 150547.2191 | 177092.5911 | 204078.4965 | 231514.7711 | 259411.4544 | 8894.8881 | 17932.0944 | 27246.7279 | 36747.0291 | 46878.082 | 57570.0086 | 68677.2888 | 80098.3378 | 91894.0825 | 104034.6116 | 8894.8881 | 9037.2063 | 9314.6336 | 9500.3012 | 10131.0529 | 10691.9266 | 11107.2802 | 11421.049 | 11795.7447 | 12140.5291
Ind ¦ High-efficiency burner ¦ New | NEW | I_Other Manufacturing <0.5 million m3/year | Greater Toronto Area | Process - Boiler/Steam | Industrial | NA | End Use Consumption (m^3/year) | 20 | 2.5792 | 2.6234 | 2.6564 | 2.6802 | 2.6944 | 2.6939 | 2.6899 | 2.6899 | 2.69 | 2.69 | 0.1549 | 0.16071 | 0.16598 | 0.17081 | 0.17515 | 0.17863 | 0.18193 | 0.18557 | 0.18928 | 0.19307 | 0.060056 | 0.061257 | 0.062483 | 0.063732 | 0.065007 | 0.066307 | 0.067633 | 0.068986 | 0.070366 | 0.071773 | 0.094842 | 0.099448 | 0.10349 | 0.10708 | 0.11015 | 0.11232 | 0.1143 | 0.11658 | 0.11892 | 0.1213 | 13655.442 | 27529.3712 | 41626.717 | 55952.5109 | 70511.8883 | 85310.0908 | 100352.4683 | 115644.4813 | 131191.7036 | 146999.8241 | 13655.442 | 27529.3712 | 41626.717 | 55952.5109 | 70511.8883 | 85310.0908 | 100352.4683 | 115644.4813 | 131191.7036 | 146999.8241 | 5444.8519 | 10976.8213 | 16637.1085 | 22389.1041 | 28473.0388 | 34856.1748 | 41466.6007 | 48255.2095 | 55256.6446 | 62458.1286 | 5444.8519 | 5531.9695 | 5660.2872 | 5751.9956 | 6083.9347 | 6383.136 | 6610.4259 | 6788.6088 | 7001.435 | 7201.484
Ind ¦ High-efficiency burners ¦ New | NEW | I_Other Manufacturing <0.5 million m3/year | Greater Toronto Area | Process Heat | Industrial | NA | End Use Consumption (m^3/year) | 20 | 8.928 | 9.0812 | 9.1951 | 9.2776 | 9.3267 | 9.3252 | 9.3113 | 9.3113 | 9.3115 | 9.3115 | 0.61959 | 0.64282 | 0.66391 | 0.68326 | 0.70062 | 0.71451 | 0.72771 | 0.74227 | 0.75713 | 0.77227 | 0.069398 | 0.070786 | 0.072202 | 0.073646 | 0.075119 | 0.076621 | 0.078154 | 0.079717 | 0.081311 | 0.082938 | 0.55019 | 0.57204 | 0.59171 | 0.60961 | 0.6255 | 0.63789 | 0.64956 | 0.66256 | 0.67582 | 0.68934 | 119953.687 | 241826.633 | 365662.1412 | 491504.4094 | 619398.5484 | 749390.6016 | 881527.5645 | 1015857.4048 | 1152429.0829 | 1291292.5729 | 119953.687 | 241826.633 | 365662.1412 | 491504.4094 | 619398.5484 | 749390.6016 | 881527.5645 | 1015857.4048 | 1152429.0829 | 1291292.5729 | 81173.6993 | 163646.1778 | 249403.9608 | 338291.4849 | 430521.7376 | 525975.1115 | 624489.9685 | 725941.6821 | 830322.296 | 937570.2805 | 81173.6993 | 82472.4785 | 85757.7831 | 88887.524 | 92230.2527 | 95453.3739 | 98514.857 | 101451.7135 | 104380.6139 | 107247.9845
Ind ¦ High-efficiency furnaces ¦ New | NEW | I_Other Manufacturing <0.5 million m3/year | Greater Toronto Area | Process Heat | Industrial | NA | End Use Consumption (m^3/year) | 20 | 3.8688 | 3.9352 | 3.9846 | 4.0203 | 4.0416 | 4.0409 | 4.0349 | 4.0349 | 4.035 | 4.035 | 0.61959 | 0.64282 | 0.66391 | 0.68326 | 0.70062 | 0.71451 | 0.72771 | 0.74227 | 0.75713 | 0.77227 | 0.16015 | 0.16335 | 0.16662 | 0.16995 | 0.17335 | 0.17682 | 0.18036 | 0.18396 | 0.18764 | 0.19139 | 0.45944 | 0.47947 | 0.49729 | 0.51331 | 0.52726 | 0.53769 | 0.54736 | 0.55831 | 0.56949 | 0.58088 | 228483.2133 | 460622.158 | 696499.3166 | 936198.875 | 1179806.7588 | 1427410.6697 | 1679100.1228 | 1934966.4853 | 2195103.015 | 2459604.9008 | 228483.2133 | 460622.158 | 696499.3166 | 936198.875 | 1179806.7588 | 1427410.6697 | 1679100.1228 | 1934966.4853 | 2195103.015 | 2459604.9008 | 124770.1332 | 251536.5885 | 382558.4045 | 517324.6718 | 658098.7726 | 804484.2681 | 955700.9989 | 1111199.4274 | 1271271.519 | 1435744.1284 | 124770.1332 | 126766.4553 | 131021.816 | 134766.2674 | 140774.1008 | 146385.4955 | 151216.7308 | 155498.4285 | 160072.0916 | 164472.6094
Ind ¦ High-efficiency ovens & dryers ¦ New | NEW | I_Other Manufacturing <0.5 million m3/year | Greater Toronto Area | Process Heat | Industrial | NA | End Use Consumption (m^3/year) | 20 | 3.3161 | 3.373 | 3.4153 | 3.446 | 3.4642 | 3.4636 | 3.4585 | 3.4585 | 3.4586 | 3.4586 | 0.37176 | 0.38569 | 0.39834 | 0.40996 | 0.42037 | 0.4287 | 0.43663 | 0.44536 | 0.45428 | 0.46336 | 0.11211 | 0.11435 | 0.11663 | 0.11897 | 0.12135 | 0.12377 | 0.12625 | 0.12877 | 0.13135 | 0.13398 | 0.25965 | 0.27135 | 0.28171 | 0.29099 | 0.29902 | 0.30493 | 0.31038 | 0.31659 | 0.32293 | 0.32939 | 239907.374 | 483653.2659 | 731324.2824 | 983008.8188 | 1238797.0968 | 1498781.2032 | 1763055.1289 | 2031714.8095 | 2304858.1658 | 2582585.1458 | 239907.374 | 483653.2659 | 731324.2824 | 983008.8188 | 1238797.0968 | 1498781.2032 | 1763055.1289 | 2031714.8095 | 2304858.1658 | 2582585.1458 | 119961.9227 | 241843.2362 | 368063.2527 | 497872.6136 | 634349.7453 | 776918.0936 | 924461.6779 | 1076261.2696 | 1232656.8401 | 1393407.1636 | 119961.9227 | 121881.3135 | 126220.0165 | 129809.3609 | 136477.1317 | 142568.3484 | 147543.5842 | 151799.5917 | 156395.5705 | 160750.3235
Ind ¦ Insulation ¦ New | NEW | I_Other Manufacturing <0.5 million m3/year | Greater Toronto Area | Process - Boiler/Steam | Industrial | NA | End Use Consumption (m^3/year) | 15 | 5.3148 | 5.4254 | 5.5077 | 5.5672 | 5.6027 | 5.6015 | 5.5915 | 5.5916 | 5.5916 | 5.5916 | 0.12768 | 0.13294 | 0.13765 | 0.14192 | 0.14569 | 0.14857 | 0.15127 | 0.1543 | 0.15738 | 0.16053 | 0.024023 | 0.024503 | 0.024993 | 0.025493 | 0.026003 | 0.026523 | 0.027053 | 0.027594 | 0.028146 | 0.028709 | 0.10365 | 0.10844 | 0.11266 | 0.11643 | 0.11968 | 0.12205 | 0.12422 | 0.1267 | 0.12924 | 0.13182 | 34807.9895 | 70172.9069 | 106107.3178 | 142624.0474 | 179736.1859 | 217457.0942 | 255800.4093 | 294780.0505 | 334410.2249 | 374705.4341 | 34807.9895 | 70172.9069 | 106107.3178 | 142624.0474 | 179736.1859 | 217457.0942 | 255800.4093 | 294780.0505 | 334410.2249 | 374705.4341 | 22436.8785 | 45232.747 | 69019.5387 | 93718.8138 | 119460.2103 | 146185.0158 | 173809.8089 | 202271.1553 | 231570.6279 | 261678.5204 | 22436.8785 | 22795.8685 | 23786.7917 | 24699.2751 | 25741.3965 | 26724.8055 | 27624.7931 | 28461.3464 | 29299.4727 | 30107.8925
Ind ¦ Radiant heaters ¦ New | NEW | I_Other Manufacturing <0.5 million m3/year | Greater Toronto Area | Space Heating/Ventilation | Industrial | NA | End Use Consumption (m^3/year) | 20 | 1.4656 | 1.4912 | 1.5115 | 1.5269 | 1.5367 | 1.5277 | 1.5255 | 1.5255 | 1.5255 | 1.5255 | 0.98582 | 1.0231 | 1.0578 | 1.0899 | 1.1188 | 1.1346 | 1.1555 | 1.1787 | 1.2022 | 1.2263 | 0.67263 | 0.68608 | 0.69981 | 0.7138 | 0.72808 | 0.74264 | 0.75749 | 0.77264 | 0.78809 | 0.80386 | 0.31319 | 0.33701 | 0.35795 | 0.37608 | 0.39073 | 0.39191 | 0.39804 | 0.40601 | 0.41413 | 0.42239 | 81932.6523 | 165176.227 | 249760.3018 | 335715.0653 | 423071.3299 | 511860.5448 | 602114.8097 | 693866.8881 | 787150.2218 | 881998.9449 | 81932.6523 | 165176.227 | 249760.3018 | 335715.0653 | 423071.3299 | 511860.5448 | 602114.8097 | 693866.8881 | 787150.2218 | 881998.9449 | 7537.4231 | 15195.445 | 22792.2124 | 30152.5431 | 38393.6349 | 47391.4512 | 56866.8228 | 66508.0158 | 76553.8746 | 86928.7267 | 7537.4231 | 7658.0219 | 7596.7674 | 7360.3307 | 8241.0918 | 8997.8163 | 9475.3716 | 9641.193 | 10045.8588 | 10374.8521
Ind ¦ Ventilation heat recovery ¦ New | NEW | I_Other Manufacturing <0.5 million m3/year | Greater Toronto Area | Space Heating/Ventilation | Industrial | NA | End Use Consumption (m^3/year) | 20 | 4.3968 | 4.4736 | 4.5345 | 4.5806 | 4.61 | 4.5832 | 4.5764 | 4.5765 | 4.5764 | 4.5764 | 0.49291 | 0.51155 | 0.52888 | 0.54494 | 0.5594 | 0.56728 | 0.57777 | 0.58933 | 0.60111 | 0.61313 | 0.11211 | 0.11435 | 0.11663 | 0.11897 | 0.12135 | 0.12377 | 0.12625 | 0.12877 | 0.13135 | 0.13398 | 0.3808 | 0.3972 | 0.41225 | 0.42598 | 0.43806 | 0.4435 | 0.45152 | 0.46055 | 0.46976 | 0.47915 | 83639.5825 | 168617.3984 | 254963.6414 | 342709.1292 | 431885.316 | 522524.3062 | 614658.8682 | 708322.4482 | 803549.1848 | 900373.9229 | 83639.5825 | 168617.3984 | 254963.6414 | 342709.1292 | 431885.316 | 522524.3062 | 614658.8682 | 708322.4482 | 803549.1848 | 900373.9229 | 47213.1682 | 95181.747 | 144897.0881 | 196161.0194 | 249726.2151 | 305441.2142 | 363024.9003 | 422276.2248 | 483283.6069 | 545977.6429 | 47213.1682 | 47968.5789 | 49715.3411 | 51263.9313 | 53565.1957 | 55714.9992 | 57583.686 | 59251.3245 | 61007.3821 | 62694.036
Ind ¦ Ventilation optimization ¦ New | NEW | I_Other Manufacturing <0.5 million m3/year | Greater Toronto Area | Space Heating/Ventilation | Industrial | NA | End Use Consumption (m^3/year) | 15 | 2.256 | 2.3037 | 2.3416 | 2.3703 | 2.3886 | 2.3719 | 2.3677 | 2.3677 | 2.3677 | 2.3677 | 0.54194 | 0.56449 | 0.58524 | 0.60426 | 0.62109 | 0.62909 | 0.64054 | 0.65336 | 0.66642 | 0.67974 | 0.24023 | 0.24503 | 0.24993 | 0.25493 | 0.26003 | 0.26523 | 0.27053 | 0.27594 | 0.28146 | 0.28709 | 0.30171 | 0.31946 | 0.33531 | 0.34933 | 0.36107 | 0.36387 | 0.37 | 0.37741 | 0.38496 | 0.39265 | 96391.3556 | 194324.9729 | 293835.6492 | 394958.9004 | 497730.9764 | 602188.8763 | 708370.3643 | 816313.986 | 926059.0845 | 1037645.8175 | 96391.3556 | 194324.9729 | 293835.6492 | 394958.9004 | 497730.9764 | 602188.8763 | 708370.3643 | 816313.986 | 926059.0845 | 1037645.8175 | 38434.2484 | 77483.4448 | 117544.3899 | 158339.5135 | 201559.5452 | 246962.2334 | 294026.9577 | 342395.1739 | 392305.5021 | 443659.4163 | 38434.2484 | 39049.1964 | 40060.9451 | 40795.1236 | 43220.0316 | 45402.6882 | 47064.7243 | 48368.2162 | 49910.3281 | 51353.9143
Ind ¦ Warehouse loading dock seals ¦ New | NEW | I_Other Manufacturing <0.5 million m3/year | Greater Toronto Area | Space Heating/Ventilation | Industrial | NA | End Use Consumption (m^3/year) | 10 | 0.65563 | 0.67466 | 0.68975 | 0.70118 | 0.70846 | 0.70181 | 0.70013 | 0.70014 | 0.70014 | 0.70012 | 0.098874 | 0.10378 | 0.10822 | 0.11222 | 0.11565 | 0.11685 | 0.11891 | 0.12129 | 0.12371 | 0.12618 | 0.15081 | 0.15382 | 0.1569 | 0.16004 | 0.16324 | 0.1665 | 0.16983 | 0.17323 | 0.1767 | 0.18023 | -0.051935 | -0.050045 | -0.048679 | -0.047824 | -0.047591 | -0.04965 | -0.050928 | -0.051945 | -0.052985 | -0.054047 | 30456.9908 | 61401.2935 | 92843.903 | 124796.0414 | 157269.1627 | 190274.9574 | 223825.3582 | 257932.5442 | 292608.9468 | 327867.2548 | 0 | 0 | 0 | 0 | 0 | 0 | 0 | 0 | 0 | 0 | 0 | 0 | 0 | 0 | 0 | 0 | 0 | 0 | 0 | 0 | 0 | 0 | 0 | 0 | 0 | 0 | 0 | 0 | 0 | 0
Ind ¦ Advanced boiler controls including air/fuel mix control | RET | I_Other Manufacturing <0.5 million m3/year | Greater Toronto Area | Process - Boiler/Steam | Industrial | NA | End Use Consumption (m^3/year) | 15 | 4.1594 | 4.246 | 4.3104 | 4.357 | 4.3847 | 4.3838 | 4.376 | 4.376 | 4.3761 | 4.376 | 0.12768 | 0.13294 | 0.13765 | 0.14192 | 0.14569 | 0.14857 | 0.15127 | 0.1543 | 0.15738 | 0.16053 | 0.030695 | 0.031309 | 0.031936 | 0.032574 | 0.033226 | 0.03389 | 0.034568 | 0.035259 | 0.035965 | 0.036684 | 0.09698 | 0.10163 | 0.10572 | 0.10935 | 0.11246 | 0.11468 | 0.1167 | 0.11904 | 0.12142 | 0.12384 | 1129702.0536 | 1124053.5433 | 1118433.2756 | 1112841.1092 | 1107276.9037 | 1101740.5192 | 1096231.8166 | 1090750.6575 | 1085296.9042 | 1079870.4197 | 1129702.0536 | 1124053.5433 | 1118433.2756 | 1112841.1092 | 1107276.9037 | 1101740.5192 | 1096231.8166 | 1090750.6575 | 1085296.9042 | 1079870.4197 | 40896.6012 | 82928.9938 | 125833.8962 | 169808.2348 | 214558.7672 | 259704.5304 | 304891.9367 | 349898.9217 | 394426.5804 | 438242.1591 | 40896.6012 | 42032.3927 | 42904.9024 | 43974.3386 | 44750.5325 | 45145.7632 | 45187.4062 | 45006.985 | 44527.6587 | 43815.5787
Ind ¦ Advanced heating and process control | RET | I_Other Manufacturing <0.5 million m3/year | Greater Toronto Area | Process Heat | Industrial | NA | End Use Consumption (m^3/year) | 15 | 5.3148 | 5.4254 | 5.5077 | 5.5672 | 5.6027 | 5.6015 | 5.5915 | 5.5916 | 5.5916 | 5.5916 | 0.31919 | 0.33235 | 0.34413 | 0.35481 | 0.36422 | 0.37142 | 0.37817 | 0.38574 | 0.39346 | 0.40132 | 0.060056 | 0.061257 | 0.062483 | 0.063732 | 0.065007 | 0.066307 | 0.067633 | 0.068986 | 0.070366 | 0.071773 | 0.25913 | 0.27109 | 0.28165 | 0.29108 | 0.29921 | 0.30511 | 0.31054 | 0.31675 | 0.32309 | 0.32955 | 7650892.2149 | 7612637.7538 | 7574574.565 | 7536701.6922 | 7499018.1838 | 7461523.0928 | 7424215.4774 | 7387094.4 | 7350158.928 | 7313408.1333 | 7650892.2149 | 7612637.7538 | 7574574.565 | 7536701.6922 | 7499018.1838 | 7461523.0928 | 7424215.4774 | 7387094.4 | 7350158.928 | 7313408.1333 | 294421.7643 | 597913.6018 | 908526.5402 | 1226601.6838 | 1549878.6197 | 1875584.5596 | 2201057.3784 | 2524312.1085 | 2842991.6782 | 3155131.7398 | 294421.7643 | 303491.8375 | 310612.9384 | 318075.1436 | 323276.936 | 325705.9399 | 325472.8188 | 323254.7301 | 318679.5696 | 312140.0617
Ind ¦ Air compressor heat recovery | RET | I_Other Manufacturing <0.5 million m3/year | Greater Toronto Area | Space Heating/Ventilation | Industrial | NA | End Use Consumption (m^3/year) | 25 | 2.502 | 2.5404 | 2.5708 | 2.5939 | 2.6085 | 2.5951 | 2.5917 | 2.5918 | 2.5917 | 2.5917 | 0.78535 | 0.81335 | 0.83956 | 0.86403 | 0.8863 | 0.89938 | 0.91617 | 0.9345 | 0.95318 | 0.97223 | 0.31389 | 0.32017 | 0.32658 | 0.33311 | 0.33977 | 0.34656 | 0.3535 | 0.36057 | 0.36778 | 0.37513 | 0.47146 | 0.49318 | 0.51299 | 0.53092 | 0.54653 | 0.55281 | 0.56267 | 0.57393 | 0.58541 | 0.5971 | 3485937.7654 | 3468508.0766 | 3451165.5362 | 3433909.7085 | 3416740.16 | 3399656.4592 | 3382658.1769 | 3365744.886 | 3348916.1616 | 3332171.5808 | 3485937.7654 | 3468508.0766 | 3451165.5362 | 3433909.7085 | 3416740.16 | 3399656.4592 | 3382658.1769 | 3365744.886 | 3348916.1616 | 3332171.5808 | 61035.6022 | 121671.8436 | 181266.9913 | 243670.908 | 308281.2278 | 373907.2513 | 439743.129 | 506238.3703 | 573125.9278 | 640683.4481 | 61035.6022 | 60636.2414 | 59595.1476 | 62403.9168 | 64610.3197 | 65626.0236 | 65835.8777 | 66495.2413 | 66887.5574 | 67557.5203
Ind ¦ Air curtains | RET | I_Other Manufacturing <0.5 million m3/year | Greater Toronto Area | Space Heating/Ventilation | Industrial | NA | End Use Consumption (m^3/year) | 15 | 0.92289 | 0.94244 | 0.95793 | 0.96967 | 0.97714 | 0.97032 | 0.9686 | 0.96861 | 0.96861 | 0.96859 | 0.13548 | 0.14112 | 0.14631 | 0.15106 | 0.15527 | 0.15727 | 0.16013 | 0.16334 | 0.16661 | 0.16993 | 0.1468 | 0.14974 | 0.15274 | 0.15579 | 0.15891 | 0.16208 | 0.16533 | 0.16863 | 0.172 | 0.17544 | -0.01132 | -0.0086192 | -0.0064252 | -0.0047254 | -0.0036321 | -0.0048103 | -0.0051917 | -0.0052929 | -0.0053996 | -0.0055101 | 2074962.9556 | 2064588.1408 | 2054265.2001 | 2043993.8741 | 2033773.9047 | 2023605.0352 | 2013487.01 | 2003419.575 | 1993402.4771 | 1983435.4647 | 0 | 0 | 0 | 0 | 0 | 0 | 0 | 0 | 0 | 0 | 0 | 0 | 0 | 0 | 0 | 0 | 0 | 0 | 0 | 0 | 0 | 0 | 0 | 0 | 0 | 0 | 0 | 0 | 0 | 0
Ind ¦ Automated temperature control | RET | I_Other Manufacturing <0.5 million m3/year | Greater Toronto Area | Space Heating/Ventilation | Industrial | NA | End Use Consumption (m^3/year) | 25 | 1.1676 | 1.1855 | 1.1997 | 1.2105 | 1.2173 | 1.2111 | 1.2095 | 1.2095 | 1.2095 | 1.2095 | 0.26178 | 0.27112 | 0.27985 | 0.28801 | 0.29543 | 0.29979 | 0.30539 | 0.3115 | 0.31773 | 0.32408 | 0.22421 | 0.22869 | 0.23327 | 0.23793 | 0.24269 | 0.24755 | 0.2525 | 0.25755 | 0.2627 | 0.26795 | 0.037574 | 0.042423 | 0.046585 | 0.050076 | 0.052741 | 0.052247 | 0.052892 | 0.053952 | 0.055029 | 0.056126 | 2689766.7943 | 2676317.9603 | 2662936.3705 | 2649621.6887 | 2636373.5802 | 2623191.7123 | 2610075.7538 | 2597025.375 | 2584040.2481 | 2571120.0469 | 2689766.7943 | 2676317.9603 | 2662936.3705 | 2649621.6887 | 2636373.5802 | 2623191.7123 | 2610075.7538 | 2597025.375 | 2584040.2481 | 2571120.0469 | 1431.4551 | 2677.9181 | 3705.2321 | 5003.6946 | 6525.5891 | 8107.7079 | 9649.0701 | 11224.5606 | 12809.9125 | 14455.2368 | 1431.4551 | 1246.463 | 1027.314 | 1298.4624 | 1521.8946 | 1582.1187 | 1541.3622 | 1575.4905 | 1585.3519 | 1645.3243
Ind ¦ Condensing boiler | RET | I_Other Manufacturing <0.5 million m3/year | Greater Toronto Area | Process - Boiler/Steam | Industrial | NA | End Use Consumption (m^3/year) | 20 | 3.224 | 3.2793 | 3.3205 | 3.3502 | 3.368 | 3.3674 | 3.3624 | 3.3624 | 3.3625 | 3.3625 | 0.3098 | 0.32141 | 0.33195 | 0.34163 | 0.35031 | 0.35725 | 0.36386 | 0.37114 | 0.37856 | 0.38614 | 0.09609 | 0.098012 | 0.099972 | 0.10197 | 0.10401 | 0.10609 | 0.10821 | 0.11038 | 0.11258 | 0.11484 | 0.21371 | 0.2234 | 0.23198 | 0.23966 | 0.2463 | 0.25116 | 0.25564 | 0.26076 | 0.26598 | 0.2713 | 1741944.2096 | 1733234.4886 | 1724568.3161 | 1715945.4746 | 1707365.7472 | 1698828.9185 | 1690334.7739 | 1681883.1 | 1673473.6845 | 1665106.3161 | 1741944.2096 | 1733234.4886 | 1724568.3161 | 1715945.4746 | 1707365.7472 | 1698828.9185 | 1690334.7739 | 1681883.1 | 1673473.6845 | 1665106.3161 | 50947.5334 | 102693.8693 | 154865.6346 | 208661.5239 | 263722.2205 | 319454.5797 | 375386.0036 | 431485.3315 | 487462.6935 | 543221.1785 | 50947.5334 | 51746.3359 | 52171.7653 | 53795.8893 | 55060.6966 | 55732.3591 | 55931.4239 | 56099.328 | 55977.362 | 55758.485
Ind ¦ De-stratification fans | RET | I_Other Manufacturing <0.5 million m3/year | Greater Toronto Area | Space Heating/Ventilation | Industrial | NA | End Use Consumption (m^3/year) | 25 | 1.4153 | 1.437 | 1.4542 | 1.4672 | 1.4755 | 1.468 | 1.466 | 1.466 | 1.466 | 1.466 | 0.29918 | 0.30985 | 0.31983 | 0.32915 | 0.33764 | 0.34262 | 0.34902 | 0.356 | 0.36312 | 0.37037 | 0.2114 | 0.21563 | 0.21994 | 0.22434 | 0.22882 | 0.2334 | 0.23807 | 0.24283 | 0.24769 | 0.25264 | 0.087784 | 0.094223 | 0.099894 | 0.10482 | 0.10881 | 0.10922 | 0.11095 | 0.11317 | 0.11543 | 0.11773 | 1967372.2838 | 1957535.4224 | 1947747.7453 | 1938009.0066 | 1928318.9615 | 1918677.3667 | 1909083.9799 | 1899538.56 | 1890040.8672 | 1880590.6629 | 1967372.2838 | 1957535.4224 | 1947747.7453 | 1938009.0066 | 1928318.9615 | 1918677.3667 | 1909083.9799 | 1899538.56 | 1890040.8672 | 1880590.6629 | 4696.6778 | 9037.1263 | 12875.274 | 17314.2291 | 22186.4642 | 27177.1009 | 32090.0133 | 37070.8374 | 42072.4138 | 47192.9761 | 4696.6778 | 4340.4485 | 3838.1477 | 4438.9551 | 4872.2351 | 4990.6368 | 4912.9124 | 4980.8241 | 5001.5763 | 5120.5623
Ind ¦ Direct contact hot water heaters | RET | I_Other Manufacturing <0.5 million m3/year | Greater Toronto Area | Process - Boiler/Steam | Industrial | NA | End Use Consumption (m^3/year) | 20 | 11.6065 | 11.8055 | 11.9537 | 12.0609 | 12.1248 | 12.1227 | 12.1047 | 12.1048 | 12.1049 | 12.105 | 0.46469 | 0.48212 | 0.49793 | 0.51244 | 0.52546 | 0.53588 | 0.54579 | 0.5567 | 0.56785 | 0.57921 | 0.040038 | 0.040838 | 0.041655 | 0.042488 | 0.043338 | 0.044205 | 0.045089 | 0.045991 | 0.04691 | 0.047849 | 0.42466 | 0.44128 | 0.45628 | 0.46996 | 0.48212 | 0.49168 | 0.5007 | 0.51071 | 0.52094 | 0.53136 | 1475529.2129 | 1468151.5668 | 1460810.809 | 1453506.7549 | 1446239.2212 | 1439008.025 | 1431812.9849 | 1424653.92 | 1417530.6504 | 1410442.9971 | 1475529.2129 | 1468151.5668 | 1460810.809 | 1453506.7549 | 1446239.2212 | 1439008.025 | 1431812.9849 | 1424653.92 | 1417530.6504 | 1410442.9971 | 61142.8207 | 124433.6103 | 189460.5939 | 255936.8513 | 323352.8112 | 391136.1038 | 458708.9298 | 525542.576 | 591093.9895 | 654874.2685 | 61142.8207 | 63290.7896 | 65026.9836 | 66476.2575 | 67415.9599 | 67783.2926 | 67572.8259 | 66833.6462 | 65551.4135 | 63780.279
Ind ¦ Energy Management and Process Improvement | RET | I_Other Manufacturing <0.5 million m3/year | Greater Toronto Area | Cross Cutting/Behavioural | Industrial | NA | End Use Consumption (m^3/year) | 15 | 3.6479 | 3.7238 | 3.7802 | 3.8211 | 3.8455 | 3.8447 | 3.8378 | 3.8378 | 3.8379 | 3.8378 | 0.25535 | 0.26588 | 0.27531 | 0.28385 | 0.29137 | 0.29714 | 0.30254 | 0.30859 | 0.31477 | 0.32106 | 0.07 | 0.0714 | 0.072828 | 0.074285 | 0.07577 | 0.077286 | 0.078831 | 0.080408 | 0.082016 | 0.083656 | 0.18535 | 0.19448 | 0.20248 | 0.20956 | 0.2156 | 0.21985 | 0.22371 | 0.22818 | 0.23275 | 0.2374 | 24335985.2817 | 24214305.3553 | 24093233.8285 | 23972767.6594 | 23852903.8211 | 23733639.302 | 23614971.1055 | 23496896.25 | 23379411.7687 | 23262514.7099 | 24335985.2817 | 24214305.3553 | 24093233.8285 | 23972767.6594 | 23852903.8211 | 23733639.302 | 23614971.1055 | 23496896.25 | 23379411.7687 | 23262514.7099 | 843839.1612 | 1708597.8197 | 2588569.5803 | 3492096.6121 | 4413116.1167 | 5343162.6239 | 6274718.5344 | 7204239.7259 | 8125845.5393 | 9035510.0502 | 843839.1612 | 864758.6585 | 879971.7606 | 903527.0318 | 921019.5046 | 930046.5072 | 931555.9105 | 929521.1915 | 921605.8134 | 909664.5109
Ind ¦ Exhaust gas heat recovery | RET | I_Other Manufacturing <0.5 million m3/year | Greater Toronto Area | Process Heat | Industrial | NA | End Use Consumption (m^3/year) | 15 | 5.3148 | 5.4254 | 5.5077 | 5.5672 | 5.6027 | 5.6015 | 5.5915 | 5.5916 | 5.5916 | 5.5916 | 0.44687 | 0.46529 | 0.48179 | 0.49674 | 0.5099 | 0.51999 | 0.52944 | 0.54003 | 0.55084 | 0.56185 | 0.084079 | 0.08576 | 0.087476 | 0.089225 | 0.09101 | 0.09283 | 0.094686 | 0.09658 | 0.098512 | 0.10048 | 0.36279 | 0.37953 | 0.39431 | 0.40751 | 0.41889 | 0.42716 | 0.43475 | 0.44345 | 0.45233 | 0.46137 | 13389061.3761 | 13322116.0692 | 13255505.4888 | 13189227.9614 | 13123281.8216 | 13057665.4125 | 12992377.0854 | 12927415.2 | 12862778.124 | 12798464.2334 | 13389061.3761 | 13322116.0692 | 13255505.4888 | 13189227.9614 | 13123281.8216 | 13057665.4125 | 12992377.0854 | 12927415.2 | 12862778.124 | 12798464.2334 | 515238.0875 | 1046348.8031 | 1589921.4453 | 2146552.9466 | 2712287.5845 | 3282272.9794 | 3851850.4122 | 4417546.1899 | 4975235.4368 | 5521480.5447 | 515238.0875 | 531110.7156 | 543572.6422 | 556631.5012 | 565734.638 | 569985.3948 | 569577.4329 | 565695.7777 | 557689.2469 | 546245.1079
Ind ¦ Feedwater Economizers | RET | I_Other Manufacturing <0.5 million m3/year | Greater Toronto Area | Process - Boiler/Steam | Industrial | NA | End Use Consumption (m^3/year) | 20 | 2.418 | 2.4595 | 2.4903 | 2.5127 | 2.526 | 2.5256 | 2.5218 | 2.5218 | 2.5219 | 2.5219 | 0.12392 | 0.12856 | 0.13278 | 0.13665 | 0.14012 | 0.1429 | 0.14554 | 0.14845 | 0.15143 | 0.15445 | 0.051248 | 0.052273 | 0.053318 | 0.054385 | 0.055473 | 0.056582 | 0.057714 | 0.058868 | 0.060045 | 0.061246 | 0.07267 | 0.076292 | 0.079463 | 0.082267 | 0.084651 | 0.086319 | 0.087829 | 0.089587 | 0.091381 | 0.093209 | 922205.758 | 917594.7293 | 913006.7556 | 908441.7218 | 903899.5132 | 899380.0157 | 894883.1156 | 890408.7 | 885956.6565 | 881526.8732 | 922205.758 | 917594.7293 | 913006.7556 | 908441.7218 | 903899.5132 | 899380.0157 | 894883.1156 | 890408.7 | 885956.6565 | 881526.8732 | 20321.9113 | 40706.0909 | 60970.7934 | 82052.9673 | 103784.7664 | 125846.2102 | 148009.9847 | 170361.8591 | 192807.1513 | 215386.6859 | 20321.9113 | 20384.1796 | 20264.7025 | 21082.1739 | 21731.7991 | 22061.4438 | 22163.7745 | 22351.8744 | 22445.2922 | 22579.5346
Ind ¦ High-efficiency burner | RET | I_Other Manufacturing <0.5 million m3/year | Greater Toronto Area | Process - Boiler/Steam | Industrial | NA | End Use Consumption (m^3/year) | 20 | 2.5792 | 2.6234 | 2.6564 | 2.6802 | 2.6944 | 2.6939 | 2.6899 | 2.6899 | 2.69 | 2.69 | 0.1549 | 0.16071 | 0.16598 | 0.17081 | 0.17515 | 0.17863 | 0.18193 | 0.18557 | 0.18928 | 0.19307 | 0.060056 | 0.061257 | 0.062483 | 0.063732 | 0.065007 | 0.066307 | 0.067633 | 0.068986 | 0.070366 | 0.071773 | 0.094842 | 0.099448 | 0.10349 | 0.10708 | 0.11015 | 0.11232 | 0.1143 | 0.11658 | 0.11892 | 0.1213 | 522583.2629 | 519970.3466 | 517370.4948 | 514783.6424 | 512209.7242 | 509648.6755 | 507100.4322 | 504564.93 | 502042.1053 | 499531.8948 | 522583.2629 | 519970.3466 | 517370.4948 | 514783.6424 | 512209.7242 | 509648.6755 | 507100.4322 | 504564.93 | 502042.1053 | 499531.8948 | 12439.7064 | 24948.6722 | 37432.6526 | 50388.0721 | 63718.6249 | 77245.526 | 90838.6152 | 104534.5202 | 118273.2458 | 132066.8997 | 12439.7064 | 12508.9657 | 12483.9804 | 12955.4195 | 13330.5528 | 13526.9011 | 13593.0893 | 13695.905 | 13738.7255 | 13793.6539
Ind ¦ High-efficiency burners | RET | I_Other Manufacturing <0.5 million m3/year | Greater Toronto Area | Process Heat | Industrial | NA | End Use Consumption (m^3/year) | 20 | 8.928 | 9.0812 | 9.1951 | 9.2776 | 9.3267 | 9.3252 | 9.3113 | 9.3113 | 9.3115 | 9.3115 | 0.61959 | 0.64282 | 0.66391 | 0.68326 | 0.70062 | 0.71451 | 0.72771 | 0.74227 | 0.75713 | 0.77227 | 0.069398 | 0.070786 | 0.072202 | 0.073646 | 0.075119 | 0.076621 | 0.078154 | 0.079717 | 0.081311 | 0.082938 | 0.55019 | 0.57204 | 0.59171 | 0.60961 | 0.6255 | 0.63789 | 0.64956 | 0.66256 | 0.67582 | 0.68934 | 4590535.3289 | 4567582.6523 | 4544744.739 | 4522021.0153 | 4499410.9103 | 4476913.8557 | 4454529.2864 | 4432256.64 | 4410095.3568 | 4388044.88 | 4590535.3289 | 4567582.6523 | 4544744.739 | 4522021.0153 | 4499410.9103 | 4476913.8557 | 4454529.2864 | 4432256.64 | 4410095.3568 | 4388044.88 | 185455.3653 | 377187.8553 | 573975.9332 | 775220.4258 | 979433.8148 | 1184910.0563 | 1389945.7016 | 1593045.8013 | 1792624.5208 | 1987272.3081 | 185455.3653 | 191732.49 | 196788.0779 | 201244.4925 | 204213.3891 | 205476.2415 | 205035.6453 | 203100.0997 | 199578.7196 | 194647.7872
Ind ¦ High-efficiency furnaces | RET | I_Other Manufacturing <0.5 million m3/year | Greater Toronto Area | Process Heat | Industrial | NA | End Use Consumption (m^3/year) | 20 | 3.8688 | 3.9352 | 3.9846 | 4.0203 | 4.0416 | 4.0409 | 4.0349 | 4.0349 | 4.035 | 4.035 | 0.61959 | 0.64282 | 0.66391 | 0.68326 | 0.70062 | 0.71451 | 0.72771 | 0.74227 | 0.75713 | 0.77227 | 0.16015 | 0.16335 | 0.16662 | 0.16995 | 0.17335 | 0.17682 | 0.18036 | 0.18396 | 0.18764 | 0.19139 | 0.45944 | 0.47947 | 0.49729 | 0.51331 | 0.52726 | 0.53769 | 0.54736 | 0.55831 | 0.56949 | 0.58088 | 8743876.817 | 8700157.4329 | 8656656.6458 | 8613373.3625 | 8570306.4957 | 8527454.9632 | 8484817.6884 | 8442393.6 | 8400181.632 | 8358180.7238 | 8743876.817 | 8700157.4329 | 8656656.6458 | 8613373.3625 | 8570306.4957 | 8527454.9632 | 8484817.6884 | 8442393.6 | 8400181.632 | 8358180.7238 | 285058.964 | 576320.103 | 871856.7461 | 1175617.9037 | 1485629.3676 | 1798971.7887 | 2113145.2316 | 2427302.639 | 2739619.9949 | 3049016.8512 | 285058.964 | 291261.139 | 295536.6431 | 303761.1576 | 310011.4639 | 313342.421 | 314173.443 | 314157.4074 | 312317.356 | 309396.8563
Ind ¦ High-efficiency ovens & dryers | RET | I_Other Manufacturing <0.5 million m3/year | Greater Toronto Area | Process Heat | Industrial | NA | End Use Consumption (m^3/year) | 20 | 3.3161 | 3.373 | 3.4153 | 3.446 | 3.4642 | 3.4636 | 3.4585 | 3.4585 | 3.4586 | 3.4586 | 0.37176 | 0.38569 | 0.39834 | 0.40996 | 0.42037 | 0.4287 | 0.43663 | 0.44536 | 0.45428 | 0.46336 | 0.11211 | 0.11435 | 0.11663 | 0.11897 | 0.12135 | 0.12377 | 0.12625 | 0.12877 | 0.13135 | 0.13398 | 0.25965 | 0.27135 | 0.28171 | 0.29099 | 0.29902 | 0.30493 | 0.31038 | 0.31659 | 0.32293 | 0.32939 | 9181070.6579 | 9135165.3046 | 9089489.4781 | 9044042.0307 | 8998821.8205 | 8953827.7114 | 8909058.5728 | 8864513.28 | 8820190.7136 | 8776089.76 | 9181070.6579 | 9135165.3046 | 9089489.4781 | 9044042.0307 | 8998821.8205 | 8953827.7114 | 8909058.5728 | 8864513.28 | 8820190.7136 | 8776089.76 | 274073.775 | 552719.2186 | 833944.7095 | 1123800.2414 | 1420334.9058 | 1720369.1662 | 2021493.9216 | 2323348.3859 | 2624365.437 | 2923877.205 | 274073.775 | 278645.4436 | 281225.4909 | 289855.5319 | 296534.6644 | 300034.2604 | 301124.7554 | 301854.4643 | 301017.0511 | 299511.768
Ind ¦ Insulation | RET | I_Other Manufacturing <0.5 million m3/year | Greater Toronto Area | Process - Boiler/Steam | Industrial | NA | End Use Consumption (m^3/year) | 15 | 5.3148 | 5.4254 | 5.5077 | 5.5672 | 5.6027 | 5.6015 | 5.5915 | 5.5916 | 5.5916 | 5.5916 | 0.12768 | 0.13294 | 0.13765 | 0.14192 | 0.14569 | 0.14857 | 0.15127 | 0.1543 | 0.15738 | 0.16053 | 0.024023 | 0.024503 | 0.024993 | 0.025493 | 0.026003 | 0.026523 | 0.027053 | 0.027594 | 0.028146 | 0.028709 | 0.10365 | 0.10844 | 0.11266 | 0.11643 | 0.11968 | 0.12205 | 0.12422 | 0.1267 | 0.12924 | 0.13182 | 1332074.9838 | 1325414.6089 | 1318787.5359 | 1312193.5982 | 1305632.6302 | 1299104.4671 | 1292608.9447 | 1286145.9 | 1279715.1705 | 1273316.5946 | 1332074.9838 | 1325414.6089 | 1318787.5359 | 1312193.5982 | 1305632.6302 | 1299104.4671 | 1292608.9447 | 1286145.9 | 1279715.1705 | 1273316.5946 | 51260.9322 | 104101.0289 | 158180.9601 | 213560.1146 | 269844.9383 | 326552.6689 | 383219.8114 | 439500.7689 | 494985.1583 | 549330.9726 | 51260.9322 | 52840.0967 | 54079.9312 | 55379.1545 | 56284.8237 | 56707.7306 | 56667.1426 | 56280.9575 | 55484.3894 | 54345.8143
Ind ¦ Radiant heaters | RET | I_Other Manufacturing <0.5 million m3/year | Greater Toronto Area | Space Heating/Ventilation | Industrial | NA | End Use Consumption (m^3/year) | 20 | 1.4656 | 1.4912 | 1.5115 | 1.5269 | 1.5367 | 1.5277 | 1.5255 | 1.5255 | 1.5255 | 1.5255 | 0.98582 | 1.0231 | 1.0578 | 1.0899 | 1.1188 | 1.1346 | 1.1555 | 1.1787 | 1.2022 | 1.2263 | 0.67263 | 0.68608 | 0.69981 | 0.7138 | 0.72808 | 0.74264 | 0.75749 | 0.77264 | 0.78809 | 0.80386 | 0.31319 | 0.33701 | 0.35795 | 0.37608 | 0.39073 | 0.39191 | 0.39804 | 0.40601 | 0.41413 | 0.42239 | 3135499.5774 | 3119822.0795 | 3104222.9691 | 3088701.8542 | 3073258.345 | 3057892.0532 | 3042602.593 | 3027389.58 | 3012252.6321 | 2997191.3689 | 3135499.5774 | 3119822.0795 | 3104222.9691 | 3088701.8542 | 3073258.345 | 3057892.0532 | 3042602.593 | 3027389.58 | 3012252.6321 | 2997191.3689 | 17220.5477 | 33726.1774 | 49197.6944 | 65974.1418 | 83742.4217 | 101918.1686 | 119901.4507 | 138135.9995 | 156476.1787 | 175223.9733 | 17220.5477 | 16505.6297 | 15471.517 | 16776.4474 | 17768.28 | 18175.7469 | 17983.2821 | 18234.5488 | 18340.1793 | 18747.7946
Ind ¦ Ventilation heat recovery | RET | I_Other Manufacturing <0.5 million m3/year | Greater Toronto Area | Space Heating/Ventilation | Industrial | NA | End Use Consumption (m^3/year) | 20 | 4.3968 | 4.4736 | 4.5345 | 4.5806 | 4.61 | 4.5832 | 4.5764 | 4.5765 | 4.5764 | 4.5764 | 0.49291 | 0.51155 | 0.52888 | 0.54494 | 0.5594 | 0.56728 | 0.57777 | 0.58933 | 0.60111 | 0.61313 | 0.11211 | 0.11435 | 0.11663 | 0.11897 | 0.12135 | 0.12377 | 0.12625 | 0.12877 | 0.13135 | 0.13398 | 0.3808 | 0.3972 | 0.41225 | 0.42598 | 0.43806 | 0.4435 | 0.45152 | 0.46055 | 0.46976 | 0.47915 | 3200822.4852 | 3184818.3728 | 3168894.2809 | 3153049.8095 | 3137284.5605 | 3121598.1377 | 3105990.147 | 3090460.1962 | 3075007.8953 | 3059632.8558 | 3200822.4852 | 3184818.3728 | 3168894.2809 | 3153049.8095 | 3137284.5605 | 3121598.1377 | 3105990.147 | 3090460.1962 | 3075007.8953 | 3059632.8558 | 107866.6542 | 218255.5728 | 330438.6803 | 445678.8259 | 563215.6515 | 681958.6637 | 800955.5959 | 919815.5248 | 1037816.2141 | 1154492.2695 | 107866.6542 | 110388.9186 | 112183.1075 | 115240.1456 | 117536.8256 | 118743.0123 | 118996.9321 | 118859.9289 | 118000.6893 | 116676.0554
Ind ¦ Ventilation optimization | RET | I_Other Manufacturing <0.5 million m3/year | Greater Toronto Area | Space Heating/Ventilation | Industrial | NA | End Use Consumption (m^3/year) | 15 | 2.256 | 2.3037 | 2.3416 | 2.3703 | 2.3886 | 2.3719 | 2.3677 | 2.3677 | 2.3677 | 2.3677 | 0.54194 | 0.56449 | 0.58524 | 0.60426 | 0.62109 | 0.62909 | 0.64054 | 0.65336 | 0.66642 | 0.67974 | 0.24023 | 0.24503 | 0.24993 | 0.25493 | 0.26003 | 0.26523 | 0.27053 | 0.27594 | 0.28146 | 0.28709 | 0.30171 | 0.31946 | 0.33531 | 0.34933 | 0.36107 | 0.36387 | 0.37 | 0.37741 | 0.38496 | 0.39265 | 3688823.0322 | 3670378.917 | 3652027.0224 | 3633766.8873 | 3615598.0529 | 3597520.0626 | 3579532.4623 | 3561634.8 | 3543826.626 | 3526107.4929 | 3688823.0322 | 3670378.917 | 3652027.0224 | 3633766.8873 | 3615598.0529 | 3597520.0626 | 3579532.4623 | 3561634.8 | 3543826.626 | 3526107.4929 | 87809.6925 | 176108.2743 | 264230.489 | 355680.5093 | 449778.5289 | 545262.5364 | 641213.7546 | 737890.7311 | 834869.9701 | 932236.9389 | 87809.6925 | 88298.5817 | 88122.2148 | 91450.0202 | 94098.0196 | 95484.0075 | 95951.2182 | 96676.9765 | 96979.2389 | 97366.9688
Ind ¦ Warehouse loading dock seals | RET | I_Other Manufacturing <0.5 million m3/year | Greater Toronto Area | Space Heating/Ventilation | Industrial | NA | End Use Consumption (m^3/year) | 10 | 0.65563 | 0.67466 | 0.68975 | 0.70118 | 0.70846 | 0.70181 | 0.70013 | 0.70014 | 0.70014 | 0.70012 | 0.098874 | 0.10378 | 0.10822 | 0.11222 | 0.11565 | 0.11685 | 0.11891 | 0.12129 | 0.12371 | 0.12618 | 0.15081 | 0.15382 | 0.1569 | 0.16004 | 0.16324 | 0.1665 | 0.16983 | 0.17323 | 0.1767 | 0.18023 | -0.051935 | -0.050045 | -0.048679 | -0.047824 | -0.047591 | -0.04965 | -0.050928 | -0.051945 | -0.052985 | -0.054047 | 1165565.6109 | 1159737.7828 | 1153939.0939 | 1148169.3984 | 1142428.5514 | 1136716.4087 | 1131032.8266 | 1125377.6625 | 1119750.7742 | 1114152.0203 | 0 | 0 | 0 | 0 | 0 | 0 | 0 | 0 | 0 | 0 | 0 | 0 | 0 | 0 | 0 | 0 | 0 | 0 | 0 | 0 | 0 | 0 | 0 | 0 | 0 | 0 | 0 | 0 | 0 | 0
Ind ¦ Boiler right sizing and load management | ROB | I_Other Manufacturing <0.5 million m3/year | Greater Toronto Area | Process - Boiler/Steam | Industrial | NA | End Use Consumption (m^3/year) | 25 | INF | INF | INF | INF | INF | INF | INF | INF | INF | INF | 0.35266 | 0.36513 | 0.37655 | 0.38712 | 0.39671 | 0.40459 | 0.41215 | 0.4204 | 0.42883 | 0.43741 | 0 | 0 | 0 | 0 | 0 | 0 | 0 | 0 | 0 | 0 | 0.35266 | 0.36513 | 0.37655 | 0.38712 | 0.39671 | 0.40459 | 0.41215 | 0.4204 | 0.42883 | 0.43741 | 2689766.7943 | 2676317.9603 | 2662936.3705 | 2649621.6887 | 2636373.5802 | 2623191.7123 | 2610075.7538 | 2597025.375 | 2584040.2481 | 2571120.0469 | 2689766.7943 | 2676317.9603 | 2662936.3705 | 2649621.6887 | 2636373.5802 | 2623191.7123 | 2610075.7538 | 2597025.375 | 2584040.2481 | 2571120.0469 | 80727.5526 | 160092.1265 | 238042.1261 | 314526.4692 | 389496.1382 | 462905.4666 | 534713.1675 | 604883.1211 | 673384.9388 | 740194.3259 | 80727.5526 | 79364.5738 | 77949.9996 | 76484.3431 | 74969.6691 | 73409.3284 | 71807.7008 | 70169.9536 | 68501.8177 | 66809.3871
Ind ¦ Advanced boiler controls including air/fuel mix control ¦ New | NEW | I_Other Manufacturing >0.5 million m3/year | Greater Toronto Area | Process - Boiler/Steam | Industrial | NA | End Use Consumption (m^3/year) | 15 | 4.1594 | 4.246 | 4.3104 | 4.357 | 4.3847 | 4.3838 | 4.376 | 4.376 | 4.3761 | 4.376 | 0.12768 | 0.13294 | 0.13765 | 0.14192 | 0.14569 | 0.14857 | 0.15127 | 0.1543 | 0.15738 | 0.16053 | 0.030695 | 0.031309 | 0.031936 | 0.032574 | 0.033226 | 0.03389 | 0.034568 | 0.035259 | 0.035965 | 0.036684 | 0.09698 | 0.10163 | 0.10572 | 0.10935 | 0.11246 | 0.11468 | 0.1167 | 0.11904 | 0.12142 | 0.12384 | 27861.0263 | 56167.829 | 84930.466 | 114159.2028 | 143864.517 | 174057.1031 | 204747.8762 | 235947.9777 | 267668.7794 | 299921.8885 | 27861.0263 | 56167.829 | 84930.466 | 114159.2028 | 143864.517 | 174057.1031 | 204747.8762 | 235947.9777 | 267668.7794 | 299921.8885 | 16894.5285 | 34059.3695 | 51883.6259 | 70313.9659 | 89510.4661 | 109432.5792 | 130011.5947 | 151197.3454 | 173004.9584 | 195414.9778 | 16894.5285 | 17164.841 | 17824.2563 | 18430.34 | 19196.5002 | 19922.1131 | 20579.0155 | 21185.7507 | 21807.613 | 22410.0194
Ind ¦ Advanced heating and process control ¦ New | NEW | I_Other Manufacturing >0.5 million m3/year | Greater Toronto Area | Process Heat | Industrial | NA | End Use Consumption (m^3/year) | 15 | 5.3148 | 5.4254 | 5.5077 | 5.5672 | 5.6027 | 5.6015 | 5.5915 | 5.5916 | 5.5916 | 5.5916 | 0.31919 | 0.33235 | 0.34413 | 0.35481 | 0.36422 | 0.37142 | 0.37817 | 0.38574 | 0.39346 | 0.40132 | 0.060056 | 0.061257 | 0.062483 | 0.063732 | 0.065007 | 0.066307 | 0.067633 | 0.068986 | 0.070366 | 0.071773 | 0.25913 | 0.27109 | 0.28165 | 0.29108 | 0.29921 | 0.30511 | 0.31054 | 0.31675 | 0.32309 | 0.32955 | 188688.4321 | 380395.879 | 575190.4575 | 773141.6907 | 974320.5387 | 1178799.4281 | 1386652.2834 | 1597954.5583 | 1812783.2681 | 2031217.0225 | 188688.4321 | 380395.879 | 575190.4575 | 773141.6907 | 974320.5387 | 1178799.4281 | 1386652.2834 | 1597954.5583 | 1812783.2681 | 2031217.0225 | 121626.6575 | 245199.3414 | 373961.7089 | 507526.1355 | 646625.4626 | 790968.968 | 940128.9104 | 1093782.0227 | 1251952.6799 | 1414493.4532 | 121626.6575 | 123572.684 | 128762.3675 | 133564.4265 | 139099.3271 | 144343.5054 | 149159.9425 | 153653.1123 | 158170.6572 | 162540.7733
Ind ¦ Air compressor heat recovery ¦ New | NEW | I_Other Manufacturing >0.5 million m3/year | Greater Toronto Area | Space Heating/Ventilation | Industrial | NA | End Use Consumption (m^3/year) | 25 | 2.502 | 2.5404 | 2.5708 | 2.5939 | 2.6085 | 2.5951 | 2.5917 | 2.5918 | 2.5917 | 2.5917 | 0.78535 | 0.81335 | 0.83956 | 0.86403 | 0.8863 | 0.89938 | 0.91617 | 0.9345 | 0.95318 | 0.97223 | 0.31389 | 0.32017 | 0.32658 | 0.33311 | 0.33977 | 0.34656 | 0.3535 | 0.36057 | 0.36778 | 0.37513 | 0.47146 | 0.49318 | 0.51299 | 0.53092 | 0.54653 | 0.55281 | 0.56267 | 0.57393 | 0.58541 | 0.5971 | 85971.1669 | 173317.8724 | 262071.1522 | 352262.6828 | 443924.7954 | 537090.4894 | 631793.4466 | 728068.0456 | 825949.3765 | 925473.2559 | 85971.1669 | 173317.8724 | 262071.1522 | 352262.6828 | 443924.7954 | 537090.4894 | 631793.4466 | 728068.0456 | 825949.3765 | 925473.2559 | 25214.0201 | 50831.4645 | 76891.2231 | 103107.4323 | 131204.309 | 160953.3085 | 191842.994 | 223525.2467 | 256254.2317 | 289941.6173 | 25214.0201 | 25617.4444 | 26059.7585 | 26216.2092 | 28096.8767 | 29748.9995 | 30889.6854 | 31682.2528 | 32728.985 | 33687.3856
Ind ¦ Air curtains ¦ New | NEW | I_Other Manufacturing >0.5 million m3/year | Greater Toronto Area | Space Heating/Ventilation | Industrial | NA | End Use Consumption (m^3/year) | 15 | 0.92289 | 0.94244 | 0.95793 | 0.96967 | 0.97714 | 0.97032 | 0.9686 | 0.96861 | 0.96861 | 0.96859 | 0.13548 | 0.14112 | 0.14631 | 0.15106 | 0.15527 | 0.15727 | 0.16013 | 0.16334 | 0.16661 | 0.16993 | 0.1468 | 0.14974 | 0.15274 | 0.15579 | 0.15891 | 0.16208 | 0.16533 | 0.16863 | 0.172 | 0.17544 | -0.01132 | -0.0086192 | -0.0064252 | -0.0047254 | -0.0036321 | -0.0048103 | -0.0051917 | -0.0052929 | -0.0053996 | -0.0055101 | 51173.3136 | 103165.4002 | 155994.7334 | 209680.1683 | 264240.9497 | 319696.7199 | 376067.5277 | 433373.8367 | 491636.5336 | 550876.938 | 0 | 0 | 0 | 0 | 0 | 0 | 0 | 0 | 0 | 0 | 0 | 0 | 0 | 0 | 0 | 0 | 0 | 0 | 0 | 0 | 0 | 0 | 0 | 0 | 0 | 0 | 0 | 0 | 0 | 0
Ind ¦ Automated temperature control ¦ New | NEW | I_Other Manufacturing >0.5 million m3/year | Greater Toronto Area | Space Heating/Ventilation | Industrial | NA | End Use Consumption (m^3/year) | 25 | 1.1676 | 1.1855 | 1.1997 | 1.2105 | 1.2173 | 1.2111 | 1.2095 | 1.2095 | 1.2095 | 1.2095 | 0.26178 | 0.27112 | 0.27985 | 0.28801 | 0.29543 | 0.29979 | 0.30539 | 0.3115 | 0.31773 | 0.32408 | 0.22421 | 0.22869 | 0.23327 | 0.23793 | 0.24269 | 0.24755 | 0.2525 | 0.25755 | 0.2627 | 0.26795 | 0.037574 | 0.042423 | 0.046585 | 0.050076 | 0.052741 | 0.052247 | 0.052892 | 0.053952 | 0.055029 | 0.056126 | 66335.7769 | 133732.9262 | 202215.3952 | 271807.6256 | 342534.5644 | 414421.6739 | 487494.9434 | 561780.8994 | 637306.6177 | 714099.7345 | 66335.7769 | 133732.9262 | 202215.3952 | 271807.6256 | 342534.5644 | 414421.6739 | 487494.9434 | 561780.8994 | 637306.6177 | 714099.7345 | 591.3391 | 1192.1396 | 1737.3675 | 2204.8061 | 2818.3588 | 3563.9227 | 4366.3016 | 5174.546 | 6027.8106 | 6913.7277 | 591.3391 | 600.8005 | 545.2279 | 467.4386 | 613.5527 | 745.5639 | 802.3789 | 808.2444 | 853.2646 | 885.9171
Ind ¦ Blow down heat recovery and control ¦ New | NEW | I_Other Manufacturing >0.5 million m3/year | Greater Toronto Area | Process - Boiler/Steam | Industrial | NA | End Use Consumption (m^3/year) | 20 | 1.9672 | 2.0009 | 2.026 | 2.0442 | 2.055 | 2.0547 | 2.0516 | 2.0517 | 2.0517 | 2.0517 | 0.061959 | 0.064282 | 0.066391 | 0.068326 | 0.070062 | 0.071451 | 0.072771 | 0.074227 | 0.075713 | 0.077227 | 0.031496 | 0.032126 | 0.032769 | 0.033424 | 0.034093 | 0.034774 | 0.03547 | 0.036179 | 0.036903 | 0.037641 | 0.030463 | 0.032156 | 0.033622 | 0.034902 | 0.035969 | 0.036676 | 0.037301 | 0.038048 | 0.03881 | 0.039587 | 15920.5865 | 32095.9023 | 48531.6948 | 65233.8302 | 82208.2954 | 99461.2017 | 116998.7864 | 134827.4159 | 152953.5882 | 171383.9363 | 15920.5865 | 32095.9023 | 48531.6948 | 65233.8302 | 82208.2954 | 99461.2017 | 116998.7864 | 134827.4159 | 152953.5882 | 171383.9363 | 4244.6759 | 8557.2666 | 12948.3233 | 17358.7057 | 22125.3777 | 27202.2575 | 32487.0695 | 37909.555 | 43518.6767 | 49295.7897 | 4244.6759 | 4312.5907 | 4391.0567 | 4410.3824 | 4766.672 | 5076.8798 | 5284.812 | 5422.4855 | 5609.1217 | 5777.113
Ind ¦ Boiler combustion air preheat ¦ New | NEW | I_Other Manufacturing >0.5 million m3/year | Greater Toronto Area | Process - Boiler/Steam | Industrial | NA | End Use Consumption (m^3/year) | 20 | 68.9876 | 69.0887 | 69.1845 | 69.2782 | 69.3709 | 69.4563 | 69.5363 | 69.6241 | 69.7143 | 69.809 | 2.0992 | 2.1443 | 2.1902 | 2.2371 | 2.2849 | 2.3334 | 2.3828 | 2.4336 | 2.4854 | 2.5386 | 0.030429 | 0.031037 | 0.031658 | 0.032291 | 0.032937 | 0.033596 | 0.034267 | 0.034953 | 0.035652 | 0.036365 | 2.0688 | 2.1133 | 2.1586 | 2.2048 | 2.2519 | 2.2998 | 2.3486 | 2.3986 | 2.4498 | 2.5022 | 20469.3254 | 41266.1601 | 62397.8934 | 83872.0673 | 105696.3799 | 127878.688 | 150427.0111 | 173349.5347 | 196654.6135 | 220350.7752 | 20469.3254 | 41266.1601 | 62397.8934 | 83872.0673 | 105696.3799 | 127878.688 | 150427.0111 | 173349.5347 | 196654.6135 | 220350.7752 | 15117.9686 | 30477.8246 | 46553.0685 | 63309.144 | 80717.3215 | 98752.1615 | 117391.2244 | 136614.8885 | 156406.2253 | 176750.7138 | 15117.9686 | 15359.8561 | 16075.2439 | 16756.0755 | 17408.1775 | 18034.84 | 18639.0629 | 19223.6641 | 19791.3368 | 20344.4884
Ind ¦ Boiler right sizing and load management | NEW | I_Other Manufacturing >0.5 million m3/year | Greater Toronto Area | Process - Boiler/Steam | Industrial | NA | End Use Consumption (m^3/year) | 25 | INF | INF | INF | INF | INF | INF | INF | INF | INF | INF | 0.35266 | 0.36513 | 0.37655 | 0.38712 | 0.39671 | 0.40459 | 0.41215 | 0.4204 | 0.42883 | 0.43741 | 0 | 0 | 0 | 0 | 0 | 0 | 0 | 0 | 0 | 0 | 0.35266 | 0.36513 | 0.37655 | 0.38712 | 0.39671 | 0.40459 | 0.41215 | 0.4204 | 0.42883 | 0.43741 | 66335.7769 | 133732.9262 | 202215.3952 | 271807.6256 | 342534.5644 | 414421.6739 | 487494.9434 | 561780.8994 | 637306.6177 | 714099.7345 | 66335.7769 | 133732.9262 | 202215.3952 | 271807.6256 | 342534.5644 | 414421.6739 | 487494.9434 | 561780.8994 | 637306.6177 | 714099.7345 | 49695.8714 | 100186.8768 | 152578.6189 | 206858.6426 | 263012.5219 | 321024.551 | 380878.3795 | 442557.5849 | 506046.1819 | 571329.0665 | 49695.8714 | 50491.0054 | 52391.7421 | 54280.0237 | 56153.8792 | 58012.0291 | 59853.8285 | 61679.2055 | 63488.597 | 65282.8846
Ind ¦ Condensate return ¦ New | NEW | I_Other Manufacturing >0.5 million m3/year | Greater Toronto Area | Process - Boiler/Steam | Industrial | NA | End Use Consumption (m^3/year) | 25 | 1.6724 | 1.6976 | 1.7164 | 1.73 | 1.7381 | 1.7378 | 1.7356 | 1.7356 | 1.7357 | 1.7357 | 0.070532 | 0.073026 | 0.07531 | 0.077423 | 0.079342 | 0.080918 | 0.082429 | 0.08408 | 0.085765 | 0.087483 | 0.042173 | 0.043016 | 0.043877 | 0.044754 | 0.045649 | 0.046562 | 0.047494 | 0.048443 | 0.049412 | 0.050401 | 0.028359 | 0.03001 | 0.031433 | 0.032669 | 0.033693 | 0.034355 | 0.034936 | 0.035637 | 0.036353 | 0.037082 | 19205.7868 | 38718.8663 | 58546.1716 | 78694.7792 | 99171.912 | 119984.9418 | 141141.3931 | 162648.9461 | 184515.4398 | 206748.8755 | 19205.7868 | 38718.8663 | 58546.1716 | 78694.7792 | 99171.912 | 119984.9418 | 141141.3931 | 162648.9461 | 184515.4398 | 206748.8755 | 2299.4799 | 4635.7515 | 6949.7594 | 9186.5681 | 11697.3508 | 14437.5446 | 17305.4488 | 20232.3254 | 23270.7433 | 26403.9935 | 2299.4799 | 2336.2716 | 2314.0079 | 2236.8087 | 2510.7827 | 2740.1938 | 2867.9042 | 2926.8766 | 3038.4179 | 3133.2502
Ind ¦ Condensing boiler ¦ New | NEW | I_Other Manufacturing >0.5 million m3/year | Greater Toronto Area | Process - Boiler/Steam | Industrial | NA | End Use Consumption (m^3/year) | 20 | 3.224 | 3.2793 | 3.3205 | 3.3502 | 3.368 | 3.3674 | 3.3624 | 3.3624 | 3.3625 | 3.3625 | 0.3098 | 0.32141 | 0.33195 | 0.34163 | 0.35031 | 0.35725 | 0.36386 | 0.37114 | 0.37856 | 0.38614 | 0.09609 | 0.098012 | 0.099972 | 0.10197 | 0.10401 | 0.10609 | 0.10821 | 0.11038 | 0.11258 | 0.11484 | 0.21371 | 0.2234 | 0.23198 | 0.23966 | 0.2463 | 0.25116 | 0.25564 | 0.26076 | 0.26598 | 0.2713 | 42960.3127 | 86607.9903 | 130958.5417 | 176027.7956 | 221831.9084 | 268387.3698 | 315711.0109 | 363820.011 | 412731.9048 | 462464.5899 | 42960.3127 | 86607.9903 | 130958.5417 | 176027.7956 | 221831.9084 | 268387.3698 | 315711.0109 | 363820.011 | 412731.9048 | 462464.5899 | 21046.6037 | 42429.953 | 64443.1392 | 86973.4123 | 110602.2454 | 135241.3806 | 160705.3738 | 186865.6172 | 213803.0584 | 241481.057 | 21046.6037 | 21383.3493 | 22013.1862 | 22530.273 | 23628.8331 | 24639.1352 | 25463.9932 | 26160.2435 | 26937.4411 | 27677.9987
Ind ¦ Condensing Economizer ¦ New | NEW | I_Other Manufacturing >0.5 million m3/year | Greater Toronto Area | Process - Boiler/Steam | Industrial | NA | End Use Consumption (m^3/year) | 15 | 3.7008 | 3.7778 | 3.835 | 3.8765 | 3.9012 | 3.9004 | 3.8934 | 3.8934 | 3.8935 | 3.8934 | 0.25535 | 0.26588 | 0.27531 | 0.28385 | 0.29137 | 0.29714 | 0.30254 | 0.30859 | 0.31477 | 0.32106 | 0.069 | 0.07038 | 0.071788 | 0.073223 | 0.074688 | 0.076182 | 0.077705 | 0.079259 | 0.080844 | 0.082461 | 0.18635 | 0.1955 | 0.20352 | 0.21063 | 0.21668 | 0.22096 | 0.22483 | 0.22933 | 0.23392 | 0.2386 | 34115.5424 | 68776.9335 | 103996.489 | 139786.7789 | 176160.6331 | 213131.1466 | 250711.6852 | 288915.8911 | 327757.6891 | 367251.292 | 34115.5424 | 68776.9335 | 103996.489 | 139786.7789 | 176160.6331 | 213131.1466 | 250711.6852 | 288915.8911 | 327757.6891 | 367251.292 | 19932.3646 | 40183.6471 | 61091.2058 | 82593.1877 | 104978.1131 | 128197.6532 | 152155.0857 | 176782.8068 | 202119.2716 | 228144.1709 | 19932.3646 | 20251.2825 | 20907.5586 | 21501.9819 | 22384.9255 | 23219.5401 | 23957.4324 | 24627.7211 | 25336.4648 | 26024.8993
Ind ¦ De-stratification fans ¦ New | NEW | I_Other Manufacturing >0.5 million m3/year | Greater Toronto Area | Space Heating/Ventilation | Industrial | NA | End Use Consumption (m^3/year) | 25 | 1.4153 | 1.437 | 1.4542 | 1.4672 | 1.4755 | 1.468 | 1.466 | 1.466 | 1.466 | 1.466 | 0.29918 | 0.30985 | 0.31983 | 0.32915 | 0.33764 | 0.34262 | 0.34902 | 0.356 | 0.36312 | 0.37037 | 0.2114 | 0.21563 | 0.21994 | 0.22434 | 0.22882 | 0.2334 | 0.23807 | 0.24283 | 0.24769 | 0.25264 | 0.087784 | 0.094223 | 0.099894 | 0.10482 | 0.10881 | 0.10922 | 0.11095 | 0.11317 | 0.11543 | 0.11773 | 48519.8825 | 97816.0832 | 147906.1176 | 198807.8633 | 250539.5671 | 303119.8529 | 356567.73 | 410902.6007 | 466144.2689 | 522312.9486 | 48519.8825 | 97816.0832 | 147906.1176 | 198807.8633 | 250539.5671 | 303119.8529 | 356567.73 | 410902.6007 | 466144.2689 | 522312.9486 | 1940.214 | 3911.4714 | 5804.8759 | 7542.2198 | 9624.3916 | 11988.4999 | 14489.6837 | 17029.8494 | 19684.0743 | 22428.4854 | 1940.214 | 1971.2574 | 1893.4045 | 1737.344 | 2082.1718 | 2364.1083 | 2501.1838 | 2540.1657 | 2654.2249 | 2744.4111
Ind ¦ Digester Gas ¦ New | NEW | I_Other Manufacturing >0.5 million m3/year | Greater Toronto Area | Process - Boiler/Steam | Industrial | NA | End Use Consumption (m^3/year) | 20 | 11.9533 | 12.1583 | 12.3108 | 12.4213 | 12.4871 | 12.4849 | 12.4664 | 12.4665 | 12.4667 | 12.4667 | 0.92939 | 0.96423 | 0.99586 | 1.0249 | 1.0509 | 1.0718 | 1.0916 | 1.1134 | 1.1357 | 1.1584 | 0.077752 | 0.079307 | 0.080893 | 0.082511 | 0.084161 | 0.085844 | 0.087561 | 0.089312 | 0.091099 | 0.092921 | 0.85164 | 0.88493 | 0.91497 | 0.94238 | 0.96676 | 0.98592 | 1.004 | 1.0241 | 1.0446 | 1.0655 | 30324.9266 | 61135.052 | 92441.3235 | 124254.9146 | 156587.2294 | 189449.9081 | 222854.8313 | 256814.1254 | 291340.1681 | 326445.5929 | 30324.9266 | 61135.052 | 92441.3235 | 124254.9146 | 156587.2294 | 189449.9081 | 222854.8313 | 256814.1254 | 291340.1681 | 326445.5929 | 21099.6059 | 42536.8054 | 64754.7809 | 87729.604 | 111501.1612 | 136051.0367 | 161353.3054 | 187388.343 | 214156.7811 | 241649.8185 | 21099.6059 | 21437.1995 | 22217.9755 | 22974.8231 | 23771.5572 | 24549.8755 | 25302.2687 | 26035.0376 | 26768.4381 | 27493.0374
Ind ¦ Direct contact hot water heaters ¦ New | NEW | I_Other Manufacturing >0.5 million m3/year | Greater Toronto Area | Process - Boiler/Steam | Industrial | NA | End Use Consumption (m^3/year) | 20 | 11.6065 | 11.8055 | 11.9537 | 12.0609 | 12.1248 | 12.1227 | 12.1047 | 12.1048 | 12.1049 | 12.105 | 0.46469 | 0.48212 | 0.49793 | 0.51244 | 0.52546 | 0.53588 | 0.54579 | 0.5567 | 0.56785 | 0.57921 | 0.040038 | 0.040838 | 0.041655 | 0.042488 | 0.043338 | 0.044205 | 0.045089 | 0.045991 | 0.04691 | 0.047849 | 0.42466 | 0.44128 | 0.45628 | 0.46996 | 0.48212 | 0.49168 | 0.5007 | 0.51071 | 0.52094 | 0.53136 | 36389.9119 | 73362.0624 | 110929.5882 | 149105.8975 | 187904.6753 | 227339.8897 | 267425.7975 | 308176.9505 | 349608.2017 | 391734.7115 | 36389.9119 | 73362.0624 | 110929.5882 | 149105.8975 | 187904.6753 | 227339.8897 | 267425.7975 | 308176.9505 | 349608.2017 | 391734.7115 | 25258.3124 | 50920.7579 | 77661.6138 | 105428.5282 | 134253.1805 | 164096.1122 | 194910.0449 | 226657.1714 | 259326.7946 | 292897.5658 | 25258.3124 | 25662.4454 | 26740.8559 | 27766.9144 | 28824.6524 | 29842.9316 | 30813.9327 | 31747.1265 | 32669.6231 | 33570.7712
Ind ¦ Energy Management and Process Improvement ¦ New | NEW | I_Other Manufacturing >0.5 million m3/year | Greater Toronto Area | Cross Cutting/Behavioural | Industrial | NA | End Use Consumption (m^3/year) | 15 | 3.6479 | 3.7238 | 3.7802 | 3.8211 | 3.8455 | 3.8447 | 3.8378 | 3.8378 | 3.8379 | 3.8378 | 0.25535 | 0.26588 | 0.27531 | 0.28385 | 0.29137 | 0.29714 | 0.30254 | 0.30859 | 0.31477 | 0.32106 | 0.07 | 0.0714 | 0.072828 | 0.074285 | 0.07577 | 0.077286 | 0.078831 | 0.080408 | 0.082016 | 0.083656 | 0.18535 | 0.19448 | 0.20248 | 0.20956 | 0.2156 | 0.21985 | 0.22371 | 0.22818 | 0.23275 | 0.2374 | 600180.8386 | 1209964.5706 | 1829567.8613 | 2459211.851 | 3099122.2491 | 3749529.4308 | 4410668.5353 | 5082779.566 | 5766107.4934 | 6460902.3595 | 600180.8386 | 1209964.5706 | 1829567.8613 | 2459211.851 | 3099122.2491 | 3749529.4308 | 4410668.5353 | 5082779.566 | 5766107.4934 | 6460902.3595 | 348592.8999 | 702763.2862 | 1070838.4908 | 1451282.4938 | 1848982.6695 | 2262785.6939 | 2690681.0192 | 3131208.2005 | 3584868.0524 | 4051110.7386 | 348592.8999 | 354170.3863 | 368075.2045 | 380444.003 | 397700.1757 | 413803.0245 | 427895.3252 | 440527.1813 | 453659.8519 | 466242.6862
Ind ¦ Exhaust gas heat recovery ¦ New | NEW | I_Other Manufacturing >0.5 million m3/year | Greater Toronto Area | Process Heat | Industrial | NA | End Use Consumption (m^3/year) | 15 | 5.3148 | 5.4254 | 5.5077 | 5.5672 | 5.6027 | 5.6015 | 5.5915 | 5.5916 | 5.5916 | 5.5916 | 0.44687 | 0.46529 | 0.48179 | 0.49674 | 0.5099 | 0.51999 | 0.52944 | 0.54003 | 0.55084 | 0.56185 | 0.084079 | 0.08576 | 0.087476 | 0.089225 | 0.09101 | 0.09283 | 0.094686 | 0.09658 | 0.098512 | 0.10048 | 0.36279 | 0.37953 | 0.39431 | 0.40751 | 0.41889 | 0.42716 | 0.43475 | 0.44345 | 0.45233 | 0.46137 | 330204.7561 | 665692.7883 | 1006583.3006 | 1352997.9587 | 1705060.9427 | 2062898.9991 | 2426641.4959 | 2796420.477 | 3172370.7192 | 3554629.7894 | 330204.7561 | 665692.7883 | 1006583.3006 | 1352997.9587 | 1705060.9427 | 2062898.9991 | 2426641.4959 | 2796420.477 | 3172370.7192 | 3554629.7894 | 212846.6505 | 429098.8475 | 654645.265 | 888764.1291 | 1132703.1247 | 1385921.5575 | 1647642.434 | 1917276.0294 | 2194846.487 | 2480079.864 | 212846.6505 | 216252.197 | 225546.4175 | 234118.864 | 243938.9956 | 253218.4328 | 261720.8765 | 269633.5955 | 277570.4575 | 285233.377
Ind ¦ Feedwater Economizers ¦ New | NEW | I_Other Manufacturing >0.5 million m3/year | Greater Toronto Area | Process - Boiler/Steam | Industrial | NA | End Use Consumption (m^3/year) | 20 | 2.418 | 2.4595 | 2.4903 | 2.5127 | 2.526 | 2.5256 | 2.5218 | 2.5218 | 2.5219 | 2.5219 | 0.12392 | 0.12856 | 0.13278 | 0.13665 | 0.14012 | 0.1429 | 0.14554 | 0.14845 | 0.15143 | 0.15445 | 0.051248 | 0.052273 | 0.053318 | 0.054385 | 0.055473 | 0.056582 | 0.057714 | 0.058868 | 0.060045 | 0.061246 | 0.07267 | 0.076292 | 0.079463 | 0.082267 | 0.084651 | 0.086319 | 0.087829 | 0.089587 | 0.091381 | 0.093209 | 22743.6949 | 45851.289 | 69330.9926 | 93191.1859 | 117440.4221 | 142087.4311 | 167141.1234 | 192610.5941 | 218505.1261 | 244834.1947 | 22743.6949 | 45851.289 | 69330.9926 | 93191.1859 | 117440.4221 | 142087.4311 | 167141.1234 | 192610.5941 | 218505.1261 | 244834.1947 | 8395.0524 | 16924.4257 | 25715.6366 | 34682.0818 | 44243.8345 | 54334.9434 | 64818.0657 | 75597.325 | 86730.2246 | 98188.5338 | 8395.0524 | 8529.3733 | 8791.2109 | 8966.4452 | 9561.7527 | 10091.1089 | 10483.1223 | 10779.2593 | 11132.8995 | 11458.3092
Ind ¦ Heat recovery to preheat make-up water ¦ New | NEW | I_Other Manufacturing >0.5 million m3/year | Greater Toronto Area | Process - Boiler/Steam | Industrial | NA | End Use Consumption (m^3/year) | 25 | 3.4769 | 3.5293 | 3.5683 | 3.5965 | 3.6134 | 3.6129 | 3.6082 | 3.6083 | 3.6084 | 3.6085 | 0.2116 | 0.21908 | 0.22593 | 0.23227 | 0.23803 | 0.24275 | 0.24729 | 0.25224 | 0.2573 | 0.26245 | 0.060857 | 0.062074 | 0.063316 | 0.064582 | 0.065874 | 0.067191 | 0.068535 | 0.069906 | 0.071304 | 0.07273 | 0.15074 | 0.157 | 0.16261 | 0.16769 | 0.17215 | 0.17556 | 0.17875 | 0.18234 | 0.18599 | 0.18972 | 47761.7594 | 96287.7069 | 145595.0845 | 195701.4905 | 246624.8863 | 298383.6052 | 350996.3592 | 404482.2476 | 458860.7647 | 514151.8088 | 47761.7594 | 96287.7069 | 145595.0845 | 195701.4905 | 246624.8863 | 298383.6052 | 350996.3592 | 404482.2476 | 458860.7647 | 514151.8088 | 22431.5749 | 45222.055 | 68699.2178 | 92726.024 | 117986.3823 | 144373.9778 | 171667.6314 | 199713.3249 | 228605.1135 | 258297.9634 | 22431.5749 | 22790.4801 | 23477.1628 | 24026.8062 | 25260.3583 | 26387.5955 | 27293.6536 | 28045.6935 | 28891.7886 | 29692.8499
Ind ¦ High-efficiency burner ¦ New | NEW | I_Other Manufacturing >0.5 million m3/year | Greater Toronto Area | Process - Boiler/Steam | Industrial | NA | End Use Consumption (m^3/year) | 20 | 2.5792 | 2.6234 | 2.6564 | 2.6802 | 2.6944 | 2.6939 | 2.6899 | 2.6899 | 2.69 | 2.69 | 0.1549 | 0.16071 | 0.16598 | 0.17081 | 0.17515 | 0.17863 | 0.18193 | 0.18557 | 0.18928 | 0.19307 | 0.060056 | 0.061257 | 0.062483 | 0.063732 | 0.065007 | 0.066307 | 0.067633 | 0.068986 | 0.070366 | 0.071773 | 0.094842 | 0.099448 | 0.10349 | 0.10708 | 0.11015 | 0.11232 | 0.1143 | 0.11658 | 0.11892 | 0.1213 | 12888.0938 | 25982.3971 | 39287.5625 | 52808.3387 | 66549.5725 | 80516.2109 | 94713.3033 | 109146.0033 | 123819.5714 | 138739.377 | 12888.0938 | 25982.3971 | 39287.5625 | 52808.3387 | 66549.5725 | 80516.2109 | 94713.3033 | 109146.0033 | 123819.5714 | 138739.377 | 5138.8861 | 10359.9944 | 15702.2097 | 21130.9801 | 26873.0367 | 32897.4814 | 39136.4438 | 45543.5763 | 52151.5756 | 58948.3824 | 5138.8861 | 5221.1083 | 5342.2153 | 5428.7704 | 5742.0566 | 6024.4447 | 6238.9624 | 6407.1325 | 6607.9993 | 6796.8068
Ind ¦ High-efficiency burners ¦ New | NEW | I_Other Manufacturing >0.5 million m3/year | Greater Toronto Area | Process Heat | Industrial | NA | End Use Consumption (m^3/year) | 20 | 8.928 | 9.0812 | 9.1951 | 9.2776 | 9.3267 | 9.3252 | 9.3113 | 9.3113 | 9.3115 | 9.3115 | 0.61959 | 0.64282 | 0.66391 | 0.68326 | 0.70062 | 0.71451 | 0.72771 | 0.74227 | 0.75713 | 0.77227 | 0.069398 | 0.070786 | 0.072202 | 0.073646 | 0.075119 | 0.076621 | 0.078154 | 0.079717 | 0.081311 | 0.082938 | 0.55019 | 0.57204 | 0.59171 | 0.60961 | 0.6255 | 0.63789 | 0.64956 | 0.66256 | 0.67582 | 0.68934 | 113213.0592 | 228237.5274 | 345114.2745 | 463885.0144 | 584592.3232 | 707279.6568 | 831991.37 | 958772.735 | 1087669.9609 | 1218730.2135 | 113213.0592 | 228237.5274 | 345114.2745 | 463885.0144 | 584592.3232 | 707279.6568 | 831991.37 | 958772.735 | 1087669.9609 | 1218730.2135 | 76612.2581 | 154450.3123 | 235389.0581 | 319281.6735 | 406329.1776 | 496418.6842 | 589397.6382 | 685148.4162 | 783663.5091 | 884884.8449 | 76612.2581 | 77838.0542 | 80938.7458 | 83892.6154 | 87047.5041 | 90089.5066 | 92978.954 | 95750.778 | 98515.0929 | 101221.3357
Ind ¦ High-efficiency furnaces ¦ New | NEW | I_Other Manufacturing >0.5 million m3/year | Greater Toronto Area | Process Heat | Industrial | NA | End Use Consumption (m^3/year) | 20 | 3.8688 | 3.9352 | 3.9846 | 4.0203 | 4.0416 | 4.0409 | 4.0349 | 4.0349 | 4.035 | 4.035 | 0.61959 | 0.64282 | 0.66391 | 0.68326 | 0.70062 | 0.71451 | 0.72771 | 0.74227 | 0.75713 | 0.77227 | 0.16015 | 0.16335 | 0.16662 | 0.16995 | 0.17335 | 0.17682 | 0.18036 | 0.18396 | 0.18764 | 0.19139 | 0.45944 | 0.47947 | 0.49729 | 0.51331 | 0.52726 | 0.53769 | 0.54736 | 0.55831 | 0.56949 | 0.58088 | 215643.9224 | 434738.1475 | 657360.5228 | 883590.5037 | 1113509.187 | 1347199.3464 | 1584745.4667 | 1826233.7809 | 2071752.3064 | 2321390.8829 | 215643.9224 | 434738.1475 | 657360.5228 | 883590.5037 | 1113509.187 | 1347199.3464 | 1584745.4667 | 1826233.7809 | 2071752.3064 | 2321390.8829 | 117758.852 | 237401.8457 | 361061.0761 | 488254.3437 | 621117.8431 | 759277.4127 | 901996.7332 | 1048757.1475 | 1199834.2144 | 1355064.5181 | 117758.852 | 119642.9937 | 123659.2304 | 127193.2676 | 132863.4993 | 138159.5696 | 142719.3205 | 146760.4143 | 151077.0668 | 155230.3038
Ind ¦ High-efficiency ovens & dryers ¦ New | NEW | I_Other Manufacturing >0.5 million m3/year | Greater Toronto Area | Process Heat | Industrial | NA | End Use Consumption (m^3/year) | 20 | 3.3161 | 3.373 | 3.4153 | 3.446 | 3.4642 | 3.4636 | 3.4585 | 3.4585 | 3.4586 | 3.4586 | 0.37176 | 0.38569 | 0.39834 | 0.40996 | 0.42037 | 0.4287 | 0.43663 | 0.44536 | 0.45428 | 0.46336 | 0.11211 | 0.11435 | 0.11663 | 0.11897 | 0.12135 | 0.12377 | 0.12625 | 0.12877 | 0.13135 | 0.13398 | 0.25965 | 0.27135 | 0.28171 | 0.29099 | 0.29902 | 0.30493 | 0.31038 | 0.31659 | 0.32293 | 0.32939 | 226426.1185 | 456475.0549 | 690228.5489 | 927770.0288 | 1169184.6464 | 1414559.3137 | 1663982.74 | 1917545.47 | 2175339.9217 | 2437460.427 | 226426.1185 | 456475.0549 | 690228.5489 | 927770.0288 | 1169184.6464 | 1414559.3137 | 1663982.74 | 1917545.47 | 2175339.9217 | 2437460.427 | 113220.8322 | 228253.1976 | 347380.4589 | 469895.3663 | 598703.3587 | 733260.2804 | 872512.8617 | 1015782.2901 | 1163389.4327 | 1315106.6192 | 113220.8322 | 115032.3655 | 119127.2613 | 122514.9075 | 128807.9924 | 134556.9217 | 139252.5813 | 143269.4284 | 147607.1426 | 151717.1865
Ind ¦ Insulation ¦ New | NEW | I_Other Manufacturing >0.5 million m3/year | Greater Toronto Area | Process - Boiler/Steam | Industrial | NA | End Use Consumption (m^3/year) | 15 | 5.3148 | 5.4254 | 5.5077 | 5.5672 | 5.6027 | 5.6015 | 5.5915 | 5.5916 | 5.5916 | 5.5916 | 0.12768 | 0.13294 | 0.13765 | 0.14192 | 0.14569 | 0.14857 | 0.15127 | 0.1543 | 0.15738 | 0.16053 | 0.024023 | 0.024503 | 0.024993 | 0.025493 | 0.026003 | 0.026523 | 0.027053 | 0.027594 | 0.028146 | 0.028709 | 0.10365 | 0.10844 | 0.11266 | 0.11643 | 0.11968 | 0.12205 | 0.12422 | 0.1267 | 0.12924 | 0.13182 | 32852.0038 | 66229.6397 | 100144.7671 | 134609.4908 | 169636.1652 | 205237.4004 | 241426.0672 | 278215.3026 | 315618.5154 | 353649.3923 | 32852.0038 | 66229.6397 | 100144.7671 | 134609.4908 | 169636.1652 | 205237.4004 | 241426.0672 | 278215.3026 | 315618.5154 | 353649.3923 | 21176.0698 | 42690.9568 | 65141.0834 | 88452.4177 | 112747.3128 | 137970.3557 | 164042.8126 | 190904.8138 | 218557.8441 | 246973.8661 | 21176.0698 | 21514.8869 | 22450.1266 | 23311.3343 | 24294.8951 | 25223.0429 | 26072.4569 | 26862.0013 | 27653.0303 | 28416.022
Ind ¦ Optimize Combustion ¦ New | NEW | I_Other Manufacturing >0.5 million m3/year | Greater Toronto Area | Process Heat | Industrial | NA | End Use Consumption (m^3/year) | 7 | 3.0358 | 3.1544 | 3.2427 | 3.3066 | 3.3447 | 3.3434 | 3.3327 | 3.3328 | 3.3328 | 3.3327 | 0.068002 | 0.072072 | 0.075571 | 0.078601 | 0.081098 | 0.082688 | 0.08407 | 0.085754 | 0.087469 | 0.089216 | 0.0224 | 0.022848 | 0.023305 | 0.023771 | 0.024246 | 0.024731 | 0.025226 | 0.025731 | 0.026245 | 0.02677 | 0.045602 | 0.049224 | 0.052266 | 0.05483 | 0.056851 | 0.057957 | 0.058844 | 0.060023 | 0.061224 | 0.062445 | 94344.216 | 190197.9395 | 287595.2287 | 386570.8453 | 487160.2693 | 589399.714 | 693326.1417 | 798977.2791 | 906391.6341 | 1015608.5113 | 94344.216 | 190197.9395 | 287595.2287 | 386570.8453 | 487160.2693 | 589399.714 | 693326.1417 | 798977.2791 | 906391.6341 | 1015608.5113 | 61689.7293 | 124366.4942 | 189629.8375 | 257301.4857 | 327718.8731 | 400747.6509 | 476190.3512 | 553897.6368 | 633880.3254 | 716070.1644 | 61689.7293 | 62676.7649 | 65263.3433 | 67671.6482 | 70417.3874 | 73028.7778 | 75442.7003 | 77707.2856 | 79982.6886 | 82189.839
Ind ¦ Radiant heaters ¦ New | NEW | I_Other Manufacturing >0.5 million m3/year | Greater Toronto Area | Space Heating/Ventilation | Industrial | NA | End Use Consumption (m^3/year) | 20 | 1.4656 | 1.4912 | 1.5115 | 1.5269 | 1.5367 | 1.5277 | 1.5255 | 1.5255 | 1.5255 | 1.5255 | 0.98582 | 1.0231 | 1.0578 | 1.0899 | 1.1188 | 1.1346 | 1.1555 | 1.1787 | 1.2022 | 1.2263 | 0.67263 | 0.68608 | 0.69981 | 0.7138 | 0.72808 | 0.74264 | 0.75749 | 0.77264 | 0.78809 | 0.80386 | 0.31319 | 0.33701 | 0.35795 | 0.37608 | 0.39073 | 0.39191 | 0.39804 | 0.40601 | 0.41413 | 0.42239 | 77328.5628 | 155894.3826 | 235725.375 | 316850.0322 | 399297.435 | 483097.2656 | 568279.8197 | 654876.0199 | 742917.4286 | 832436.2619 | 77328.5628 | 155894.3826 | 235725.375 | 316850.0322 | 399297.435 | 483097.2656 | 568279.8197 | 654876.0199 | 742917.4286 | 832436.2619 | 7113.8683 | 14341.5585 | 21511.4363 | 28458.1636 | 36236.1589 | 44728.3557 | 53671.2721 | 62770.6919 | 72252.0379 | 82043.8899 | 7113.8683 | 7227.6902 | 7169.8778 | 6946.7273 | 7777.9953 | 8492.1968 | 8942.9165 | 9099.4198 | 9481.346 | 9791.852
Ind ¦ Reduce Steam Pressure ¦ New | NEW | I_Other Manufacturing >0.5 million m3/year | Greater Toronto Area | Process - Boiler/Steam | Industrial | NA | End Use Consumption (m^3/year) | 20 | 29.9803 | 30.4945 | 30.8771 | 31.154 | 31.3191 | 31.3138 | 31.2672 | 31.2674 | 31.2679 | 31.268 | 0.092939 | 0.096423 | 0.099586 | 0.10249 | 0.10509 | 0.10718 | 0.10916 | 0.11134 | 0.11357 | 0.11584 | 0.0031 | 0.003162 | 0.0032252 | 0.0032897 | 0.0033555 | 0.0034227 | 0.0034911 | 0.0035609 | 0.0036321 | 0.0037048 | 0.089839 | 0.093261 | 0.096361 | 0.099199 | 0.10174 | 0.10375 | 0.10567 | 0.10778 | 0.10994 | 0.11214 | 13646.217 | 27510.7734 | 41598.5956 | 55914.7116 | 70464.2532 | 85252.4586 | 100284.6741 | 115566.3564 | 131103.0756 | 146900.5168 | 13646.217 | 27510.7734 | 41598.5956 | 55914.7116 | 70464.2532 | 85252.4586 | 100284.6741 | 115566.3564 | 131103.0756 | 146900.5168 | 10051.6562 | 20264.139 | 30875.4957 | 41873.7038 | 53256.9137 | 65016.1744 | 77142.105 | 89626.8214 | 102466.0845 | 115654.8756 | 10051.6562 | 10212.4827 | 10611.3567 | 10998.2081 | 11383.2099 | 11759.2607 | 12125.9306 | 12484.7164 | 12839.2632 | 13188.7911
Ind ¦ Regenerative Thermal Oxidizers ¦ New | NEW | I_Other Manufacturing >0.5 million m3/year | Greater Toronto Area | Process Heat | Industrial | NA | End Use Consumption (m^3/year) | 20 | 9.8324 | 10.0011 | 10.1266 | 10.2174 | 10.2715 | 10.2698 | 10.2545 | 10.2546 | 10.2547 | 10.2547 | 0.88198 | 0.91505 | 0.94507 | 0.97261 | 0.99732 | 1.0171 | 1.0359 | 1.0566 | 1.0778 | 1.0993 | 0.089702 | 0.091496 | 0.093325 | 0.095192 | 0.097096 | 0.099038 | 0.10102 | 0.10304 | 0.1051 | 0.1072 | 0.79228 | 0.82356 | 0.85174 | 0.87742 | 0.90022 | 0.91806 | 0.93487 | 0.95358 | 0.97267 | 0.99212 | 119908.9715 | 241736.4865 | 365525.8323 | 491321.1899 | 619167.6534 | 749111.249 | 881198.9548 | 1015478.7206 | 1151999.4885 | 1290811.214 | 119908.9715 | 241736.4865 | 365525.8323 | 491321.1899 | 619167.6534 | 749111.249 | 881198.9548 | 1015478.7206 | 1151999.4885 | 1290811.214 | 81974.7221 | 165261.0398 | 252118.8179 | 342352.8744 | 436104.1328 | 533223.0227 | 633527.5597 | 736873.8067 | 843227.2142 | 952509.3039 | 81974.7221 | 83286.3177 | 86857.7781 | 90234.0566 | 93751.2584 | 97118.8899 | 100304.537 | 103346.247 | 106353.4075 | 109282.0896
Ind ¦ Steam trap survey and repair ¦ New | NEW | I_Other Manufacturing >0.5 million m3/year | Greater Toronto Area | Process - Boiler/Steam | Industrial | NA | End Use Consumption (m^3/year) | 3 | 0.74751 | 0.79708 | 0.84877 | 0.8911 | 0.91312 | 0.91238 | 0.90622 | 0.90625 | 0.90632 | 0.90624 | 0.023145 | 0.025173 | 0.027342 | 0.029279 | 0.030603 | 0.03119 | 0.031599 | 0.032232 | 0.032879 | 0.033534 | 0.030962 | 0.031582 | 0.032213 | 0.032858 | 0.033515 | 0.034185 | 0.034869 | 0.035566 | 0.036277 | 0.037003 | -0.0078176 | -0.0064086 | -0.0048715 | -0.0035782 | -0.0029118 | -0.0029954 | -0.00327 | -0.0033344 | -0.0033984 | -0.0034693 | 30324.9266 | 61135.052 | 92441.3235 | 124254.9146 | 156587.2294 | 189449.9081 | 222854.8313 | 256814.1254 | 291340.1681 | 326445.5929 | 0 | 0 | 0 | 0 | 0 | 0 | 0 | 0 | 0 | 0 | 0 | 0 | 0 | 0 | 0 | 0 | 0 | 0 | 0 | 0 | 0 | 0 | 0 | 0 | 0 | 0 | 0 | 0 | 0 | 0
Ind ¦ Ventilation heat recovery ¦ New | NEW | I_Other Manufacturing >0.5 million m3/year | Greater Toronto Area | Space Heating/Ventilation | Industrial | NA | End Use Consumption (m^3/year) | 20 | 4.3968 | 4.4736 | 4.5345 | 4.5806 | 4.61 | 4.5832 | 4.5764 | 4.5765 | 4.5764 | 4.5764 | 0.49291 | 0.51155 | 0.52888 | 0.54494 | 0.5594 | 0.56728 | 0.57777 | 0.58933 | 0.60111 | 0.61313 | 0.11211 | 0.11435 | 0.11663 | 0.11897 | 0.12135 | 0.12377 | 0.12625 | 0.12877 | 0.13135 | 0.13398 | 0.3808 | 0.3972 | 0.41225 | 0.42598 | 0.43806 | 0.4435 | 0.45152 | 0.46055 | 0.46976 | 0.47915 | 78939.5745 | 159142.1822 | 240636.3203 | 323451.0745 | 407616.1316 | 493161.792 | 580118.9826 | 668519.2703 | 758394.8751 | 849778.684 | 78939.5745 | 159142.1822 | 240636.3203 | 323451.0745 | 407616.1316 | 493161.792 | 580118.9826 | 668519.2703 | 758394.8751 | 849778.684 | 44560.091 | 89833.1434 | 136754.8012 | 185138.0284 | 235693.2037 | 288277.3773 | 342625.2296 | 398547.0097 | 456126.1683 | 515297.2016 | 44560.091 | 45273.0524 | 46921.6578 | 48383.2272 | 50555.1753 | 52584.1736 | 54347.8523 | 55921.7802 | 57579.1586 | 59171.0333
Ind ¦ Ventilation optimization ¦ New | NEW | I_Other Manufacturing >0.5 million m3/year | Greater Toronto Area | Space Heating/Ventilation | Industrial | NA | End Use Consumption (m^3/year) | 15 | 2.256 | 2.3037 | 2.3416 | 2.3703 | 2.3886 | 2.3719 | 2.3677 | 2.3677 | 2.3677 | 2.3677 | 0.54194 | 0.56449 | 0.58524 | 0.60426 | 0.62109 | 0.62909 | 0.64054 | 0.65336 | 0.66642 | 0.67974 | 0.24023 | 0.24503 | 0.24993 | 0.25493 | 0.26003 | 0.26523 | 0.27053 | 0.27594 | 0.28146 | 0.28709 | 0.30171 | 0.31946 | 0.33531 | 0.34933 | 0.36107 | 0.36387 | 0.37 | 0.37741 | 0.38496 | 0.39265 | 90974.7797 | 183405.156 | 277323.9706 | 372764.7437 | 469761.6883 | 568349.7242 | 668564.4938 | 770442.3763 | 874020.5043 | 979336.7787 | 90974.7797 | 183405.156 | 277323.9706 | 372764.7437 | 469761.6883 | 568349.7242 | 668564.4938 | 770442.3763 | 874020.5043 | 979336.7787 | 36274.4902 | 73129.3722 | 110939.1492 | 149441.8486 | 190233.1917 | 233084.54 | 277504.5288 | 323154.7615 | 370260.4493 | 418728.603 | 36274.4902 | 36854.882 | 37809.777 | 38502.6994 | 40791.3431 | 42851.3484 | 44419.9887 | 45650.2327 | 47105.6878 | 48468.1537
Ind ¦ Warehouse loading dock seals ¦ New | NEW | I_Other Manufacturing >0.5 million m3/year | Greater Toronto Area | Space Heating/Ventilation | Industrial | NA | End Use Consumption (m^3/year) | 10 | 0.65563 | 0.67466 | 0.68975 | 0.70118 | 0.70846 | 0.70181 | 0.70013 | 0.70014 | 0.70014 | 0.70012 | 0.098874 | 0.10378 | 0.10822 | 0.11222 | 0.11565 | 0.11685 | 0.11891 | 0.12129 | 0.12371 | 0.12618 | 0.15081 | 0.15382 | 0.1569 | 0.16004 | 0.16324 | 0.1665 | 0.16983 | 0.17323 | 0.1767 | 0.18023 | -0.051935 | -0.050045 | -0.048679 | -0.047824 | -0.047591 | -0.04965 | -0.050928 | -0.051945 | -0.052985 | -0.054047 | 28745.5033 | 57950.9347 | 87626.6713 | 117783.3044 | 148431.6446 | 179582.7254 | 211247.8088 | 243438.3897 | 276166.201 | 309443.2183 | 0 | 0 | 0 | 0 | 0 | 0 | 0 | 0 | 0 | 0 | 0 | 0 | 0 | 0 | 0 | 0 | 0 | 0 | 0 | 0 | 0 | 0 | 0 | 0 | 0 | 0 | 0 | 0 | 0 | 0
Ind ¦ Advanced boiler controls including air/fuel mix control | RET | I_Other Manufacturing >0.5 million m3/year | Greater Toronto Area | Process - Boiler/Steam | Industrial | NA | End Use Consumption (m^3/year) | 15 | 4.1594 | 4.246 | 4.3104 | 4.357 | 4.3847 | 4.3838 | 4.376 | 4.376 | 4.3761 | 4.376 | 0.12768 | 0.13294 | 0.13765 | 0.14192 | 0.14569 | 0.14857 | 0.15127 | 0.1543 | 0.15738 | 0.16053 | 0.030695 | 0.031309 | 0.031936 | 0.032574 | 0.033226 | 0.03389 | 0.034568 | 0.035259 | 0.035965 | 0.036684 | 0.09698 | 0.10163 | 0.10572 | 0.10935 | 0.11246 | 0.11468 | 0.1167 | 0.11904 | 0.12142 | 0.12384 | 1066220.0448 | 1060888.9446 | 1055584.4999 | 1050306.5774 | 1045055.0445 | 1039829.7693 | 1034630.6204 | 1029457.4673 | 1024310.18 | 1019188.6291 | 1066220.0448 | 1060888.9446 | 1055584.4999 | 1050306.5774 | 1045055.0445 | 1039829.7693 | 1034630.6204 | 1029457.4673 | 1024310.18 | 1019188.6291 | 38598.4745 | 78268.9163 | 118762.8384 | 160266.1012 | 202501.9408 | 245110.8017 | 287758.9656 | 330236.8468 | 372262.3367 | 413615.761 | 38598.4745 | 39670.4418 | 40493.9221 | 41503.2628 | 42235.8396 | 42608.8609 | 42648.1639 | 42477.8812 | 42025.4899 | 41353.4243
Ind ¦ Advanced heating and process control | RET | I_Other Manufacturing >0.5 million m3/year | Greater Toronto Area | Process Heat | Industrial | NA | End Use Consumption (m^3/year) | 15 | 5.3148 | 5.4254 | 5.5077 | 5.5672 | 5.6027 | 5.6015 | 5.5915 | 5.5916 | 5.5916 | 5.5916 | 0.31919 | 0.33235 | 0.34413 | 0.35481 | 0.36422 | 0.37142 | 0.37817 | 0.38574 | 0.39346 | 0.40132 | 0.060056 | 0.061257 | 0.062483 | 0.063732 | 0.065007 | 0.066307 | 0.067633 | 0.068986 | 0.070366 | 0.071773 | 0.25913 | 0.27109 | 0.28165 | 0.29108 | 0.29921 | 0.30511 | 0.31054 | 0.31675 | 0.32309 | 0.32955 | 7220961.1502 | 7184856.3444 | 7148932.0627 | 7113187.4024 | 7077621.4654 | 7042233.358 | 7007022.1913 | 6971987.0803 | 6937127.1449 | 6902441.5092 | 7220961.1502 | 7184856.3444 | 7148932.0627 | 7113187.4024 | 7077621.4654 | 7042233.358 | 7007022.1913 | 6971987.0803 | 6937127.1449 | 6902441.5092 | 277877.1497 | 564314.6928 | 857473.1765 | 1157674.5373 | 1462785.3832 | 1770188.7386 | 2077372.0728 | 2382461.9606 | 2683233.7826 | 2977833.5751 | 277877.1497 | 286437.543 | 293158.4837 | 300201.3608 | 305110.8459 | 307403.3554 | 307183.3342 | 305089.8878 | 300771.822 | 294599.7925
Ind ¦ Air compressor heat recovery | RET | I_Other Manufacturing >0.5 million m3/year | Greater Toronto Area | Space Heating/Ventilation | Industrial | NA | End Use Consumption (m^3/year) | 25 | 2.502 | 2.5404 | 2.5708 | 2.5939 | 2.6085 | 2.5951 | 2.5917 | 2.5918 | 2.5917 | 2.5917 | 0.78535 | 0.81335 | 0.83956 | 0.86403 | 0.8863 | 0.89938 | 0.91617 | 0.9345 | 0.95318 | 0.97223 | 0.31389 | 0.32017 | 0.32658 | 0.33311 | 0.33977 | 0.34656 | 0.3535 | 0.36057 | 0.36778 | 0.37513 | 0.47146 | 0.49318 | 0.51299 | 0.53092 | 0.54653 | 0.55281 | 0.56267 | 0.57393 | 0.58541 | 0.5971 | 3290050.424 | 3273600.1719 | 3257232.1711 | 3240946.0102 | 3224741.2802 | 3208617.5738 | 3192574.4859 | 3176611.6135 | 3160728.5554 | 3144924.9126 | 3290050.424 | 3273600.1719 | 3257232.1711 | 3240946.0102 | 3224741.2802 | 3208617.5738 | 3192574.4859 | 3176611.6135 | 3160728.5554 | 3144924.9126 | 57605.7929 | 114834.6665 | 171080.9491 | 229978.1661 | 290957.8003 | 352896.0623 | 415032.3859 | 477791.0212 | 540919.927 | 604681.1481 | 57605.7929 | 57228.8736 | 56246.2826 | 58897.217 | 60979.6342 | 61938.262 | 62136.3236 | 62758.6353 | 63128.9058 | 63761.2211
Ind ¦ Air curtains | RET | I_Other Manufacturing >0.5 million m3/year | Greater Toronto Area | Space Heating/Ventilation | Industrial | NA | End Use Consumption (m^3/year) | 15 | 0.92289 | 0.94244 | 0.95793 | 0.96967 | 0.97714 | 0.97032 | 0.9686 | 0.96861 | 0.96861 | 0.96859 | 0.13548 | 0.14112 | 0.14631 | 0.15106 | 0.15527 | 0.15727 | 0.16013 | 0.16334 | 0.16661 | 0.16993 | 0.1468 | 0.14974 | 0.15274 | 0.15579 | 0.15891 | 0.16208 | 0.16533 | 0.16863 | 0.172 | 0.17544 | -0.01132 | -0.0086192 | -0.0064252 | -0.0047254 | -0.0036321 | -0.0048103 | -0.0051917 | -0.0052929 | -0.0053996 | -0.0055101 | 1958363.3476 | 1948571.5309 | 1938828.6733 | 1929134.5299 | 1919488.8572 | 1909891.413 | 1900341.9559 | 1890840.2461 | 1881386.0449 | 1871979.1147 | 0 | 0 | 0 | 0 | 0 | 0 | 0 | 0 | 0 | 0 | 0 | 0 | 0 | 0 | 0 | 0 | 0 | 0 | 0 | 0 | 0 | 0 | 0 | 0 | 0 | 0 | 0 | 0 | 0 | 0
Ind ¦ Automated temperature control | RET | I_Other Manufacturing >0.5 million m3/year | Greater Toronto Area | Space Heating/Ventilation | Industrial | NA | End Use Consumption (m^3/year) | 25 | 1.1676 | 1.1855 | 1.1997 | 1.2105 | 1.2173 | 1.2111 | 1.2095 | 1.2095 | 1.2095 | 1.2095 | 0.26178 | 0.27112 | 0.27985 | 0.28801 | 0.29543 | 0.29979 | 0.30539 | 0.3115 | 0.31773 | 0.32408 | 0.22421 | 0.22869 | 0.23327 | 0.23793 | 0.24269 | 0.24755 | 0.2525 | 0.25755 | 0.2627 | 0.26795 | 0.037574 | 0.042423 | 0.046585 | 0.050076 | 0.052741 | 0.052247 | 0.052892 | 0.053952 | 0.055029 | 0.056126 | 2538619.1544 | 2525926.0586 | 2513296.4283 | 2500729.9461 | 2488226.2964 | 2475785.1649 | 2463406.2391 | 2451089.2079 | 2438833.7619 | 2426639.5931 | 2538619.1544 | 2525926.0586 | 2513296.4283 | 2500729.9461 | 2488226.2964 | 2475785.1649 | 2463406.2391 | 2451089.2079 | 2438833.7619 | 2426639.5931 | 1351.0165 | 2527.4363 | 3497.0219 | 4722.519 | 6158.8929 | 7652.1067 | 9106.8543 | 10593.8123 | 12090.0776 | 13642.9452 | 1351.0165 | 1176.4198 | 969.5856 | 1225.4972 | 1436.3739 | 1493.2138 | 1454.7476 | 1486.958 | 1496.2653 | 1552.8676
Ind ¦ Blow down heat recovery and control | RET | I_Other Manufacturing >0.5 million m3/year | Greater Toronto Area | Process - Boiler/Steam | Industrial | NA | End Use Consumption (m^3/year) | 20 | 1.9672 | 2.0009 | 2.026 | 2.0442 | 2.055 | 2.0547 | 2.0516 | 2.0517 | 2.0517 | 2.0517 | 0.061959 | 0.064282 | 0.066391 | 0.068326 | 0.070062 | 0.071451 | 0.072771 | 0.074227 | 0.075713 | 0.077227 | 0.031496 | 0.032126 | 0.032769 | 0.033424 | 0.034093 | 0.034774 | 0.03547 | 0.036179 | 0.036903 | 0.037641 | 0.030463 | 0.032156 | 0.033622 | 0.034902 | 0.035969 | 0.036676 | 0.037301 | 0.038048 | 0.03881 | 0.039587 | 609268.597 | 606222.2541 | 603191.1428 | 600175.1871 | 597174.3111 | 594188.4396 | 591217.4974 | 588261.4099 | 585320.1029 | 582393.5023 | 609268.597 | 606222.2541 | 603191.1428 | 600175.1871 | 597174.3111 | 594188.4396 | 591217.4974 | 588261.4099 | 585320.1029 | 582393.5023 | 9697.6968 | 19286.0209 | 28651.6108 | 38505.2243 | 48739.1307 | 59138.9677 | 69561.7698 | 80094.662 | 90693.7836 | 101415.139 | 9697.6968 | 9588.3241 | 9365.5899 | 9853.6135 | 10233.9064 | 10399.837 | 10422.802 | 10532.8922 | 10599.1216 | 10721.3555
Ind ¦ Boiler combustion air preheat | RET | I_Other Manufacturing >0.5 million m3/year | Greater Toronto Area | Process - Boiler/Steam | Industrial | NA | End Use Consumption (m^3/year) | 20 | 68.9876 | 69.0887 | 69.1845 | 69.2782 | 69.3709 | 69.4563 | 69.5363 | 69.6241 | 69.7143 | 69.809 | 2.0992 | 2.1443 | 2.1902 | 2.2371 | 2.2849 | 2.3334 | 2.3828 | 2.4336 | 2.4854 | 2.5386 | 0.030429 | 0.031037 | 0.031658 | 0.032291 | 0.032937 | 0.033596 | 0.034267 | 0.034953 | 0.035652 | 0.036365 | 2.0688 | 2.1133 | 2.1586 | 2.2048 | 2.2519 | 2.2998 | 2.3486 | 2.3986 | 2.4498 | 2.5022 | 783345.3391 | 779428.6124 | 775531.4693 | 771653.812 | 767795.5429 | 763956.5652 | 760136.7824 | 756336.0984 | 752554.418 | 748791.6459 | 783345.3391 | 779428.6124 | 775531.4693 | 771653.812 | 767795.5429 | 763956.5652 | 760136.7824 | 756336.0984 | 752554.418 | 748791.6459 | 34539.6158 | 70416.6221 | 107384.2656 | 145156.3954 | 183413.5276 | 221812.8466 | 259999.9114 | 297621.5771 | 334338.851 | 369839.4094 | 34539.6158 | 35877.0064 | 36967.6435 | 37772.1297 | 38257.1322 | 38399.319 | 38187.0648 | 37621.6657 | 36717.2739 | 35500.5585
Ind ¦ Condensate return | RET | I_Other Manufacturing >0.5 million m3/year | Greater Toronto Area | Process - Boiler/Steam | Industrial | NA | End Use Consumption (m^3/year) | 25 | 1.6724 | 1.6976 | 1.7164 | 1.73 | 1.7381 | 1.7378 | 1.7356 | 1.7356 | 1.7357 | 1.7357 | 0.070532 | 0.073026 | 0.07531 | 0.077423 | 0.079342 | 0.080918 | 0.082429 | 0.08408 | 0.085765 | 0.087483 | 0.042173 | 0.043016 | 0.043877 | 0.044754 | 0.045649 | 0.046562 | 0.047494 | 0.048443 | 0.049412 | 0.050401 | 0.028359 | 0.03001 | 0.031433 | 0.032669 | 0.033693 | 0.034355 | 0.034936 | 0.035637 | 0.036353 | 0.037082 | 734990.6885 | 731315.7351 | 727659.1564 | 724020.8606 | 720400.7563 | 716798.7525 | 713214.7588 | 709648.685 | 706100.4415 | 702569.9393 | 734990.6885 | 731315.7351 | 727659.1564 | 724020.8606 | 720400.7563 | 716798.7525 | 713214.7588 | 709648.685 | 706100.4415 | 702569.9393 | 5253.5599 | 10290.9955 | 15010.1074 | 20148.0165 | 25596.0431 | 31143.277 | 36655.9083 | 42231.8496 | 47838.0659 | 53541.255 | 5253.5599 | 5037.4356 | 4719.1119 | 5137.9091 | 5448.0266 | 5547.2339 | 5512.6313 | 5575.9414 | 5606.2163 | 5703.1891
Ind ¦ Condensing boiler | RET | I_Other Manufacturing >0.5 million m3/year | Greater Toronto Area | Process - Boiler/Steam | Industrial | NA | End Use Consumption (m^3/year) | 20 | 3.224 | 3.2793 | 3.3205 | 3.3502 | 3.368 | 3.3674 | 3.3624 | 3.3624 | 3.3625 | 3.3625 | 0.3098 | 0.32141 | 0.33195 | 0.34163 | 0.35031 | 0.35725 | 0.36386 | 0.37114 | 0.37856 | 0.38614 | 0.09609 | 0.098012 | 0.099972 | 0.10197 | 0.10401 | 0.10609 | 0.10821 | 0.11038 | 0.11258 | 0.11484 | 0.21371 | 0.2234 | 0.23198 | 0.23966 | 0.2463 | 0.25116 | 0.25564 | 0.26076 | 0.26598 | 0.2713 | 1644058.119 | 1635837.8284 | 1627658.6393 | 1619520.3461 | 1611422.7443 | 1603365.6306 | 1595348.8025 | 1587372.0585 | 1579435.1982 | 1571538.0222 | 1644058.119 | 1635837.8284 | 1627658.6393 | 1619520.3461 | 1611422.7443 | 1603365.6306 | 1595348.8025 | 1587372.0585 | 1579435.1982 | 1571538.0222 | 48084.6088 | 96923.1326 | 146163.1793 | 196936.0848 | 248902.7234 | 301503.2815 | 354291.7181 | 407238.6237 | 460070.417 | 512695.6328 | 48084.6088 | 48838.5238 | 49240.0467 | 50772.9054 | 51966.6387 | 52600.5581 | 52788.4367 | 52946.9056 | 52831.7933 | 52625.2158
Ind ¦ Condensing Economizer | RET | I_Other Manufacturing >0.5 million m3/year | Greater Toronto Area | Process - Boiler/Steam | Industrial | NA | End Use Consumption (m^3/year) | 15 | 3.7008 | 3.7778 | 3.835 | 3.8765 | 3.9012 | 3.9004 | 3.8934 | 3.8934 | 3.8935 | 3.8934 | 0.25535 | 0.26588 | 0.27531 | 0.28385 | 0.29137 | 0.29714 | 0.30254 | 0.30859 | 0.31477 | 0.32106 | 0.069 | 0.07038 | 0.071788 | 0.073223 | 0.074688 | 0.076182 | 0.077705 | 0.079259 | 0.080844 | 0.082461 | 0.18635 | 0.1955 | 0.20352 | 0.21063 | 0.21668 | 0.22096 | 0.22483 | 0.22933 | 0.23392 | 0.2386 | 1305575.5651 | 1299047.6873 | 1292552.4488 | 1286089.6866 | 1279659.2382 | 1273260.942 | 1266894.6373 | 1260560.1641 | 1254257.3633 | 1247986.0764 | 1305575.5651 | 1299047.6873 | 1292552.4488 | 1286089.6866 | 1279659.2382 | 1273260.942 | 1266894.6373 | 1260560.1641 | 1254257.3633 | 1247986.0764 | 45538.9369 | 92220.1771 | 139735.5364 | 188518.1167 | 238239.2876 | 288442.7388 | 338721.8462 | 388879.8254 | 438596.6421 | 487650.6937 | 45538.9369 | 46681.2402 | 47515.3593 | 48782.5804 | 49721.1709 | 50203.4512 | 50279.1074 | 50157.9792 | 49716.8167 | 49054.0517
Ind ¦ De-stratification fans | RET | I_Other Manufacturing >0.5 million m3/year | Greater Toronto Area | Space Heating/Ventilation | Industrial | NA | End Use Consumption (m^3/year) | 25 | 1.4153 | 1.437 | 1.4542 | 1.4672 | 1.4755 | 1.468 | 1.466 | 1.466 | 1.466 | 1.466 | 0.29918 | 0.30985 | 0.31983 | 0.32915 | 0.33764 | 0.34262 | 0.34902 | 0.356 | 0.36312 | 0.37037 | 0.2114 | 0.21563 | 0.21994 | 0.22434 | 0.22882 | 0.2334 | 0.23807 | 0.24283 | 0.24769 | 0.25264 | 0.087784 | 0.094223 | 0.099894 | 0.10482 | 0.10881 | 0.10922 | 0.11095 | 0.11317 | 0.11543 | 0.11773 | 1856818.5815 | 1847534.4886 | 1838296.8161 | 1829105.332 | 1819959.8054 | 1810860.0064 | 1801805.7063 | 1792796.6778 | 1783832.6944 | 1774913.5309 | 1856818.5815 | 1847534.4886 | 1838296.8161 | 1829105.332 | 1819959.8054 | 1810860.0064 | 1801805.7063 | 1792796.6778 | 1783832.6944 | 1774913.5309 | 4432.7546 | 8529.2978 | 12151.7662 | 16341.2805 | 20939.7272 | 25649.9222 | 30286.7604 | 34987.6942 | 39708.214 | 44541.0335 | 4432.7546 | 4096.5431 | 3622.4684 | 4189.5143 | 4598.4467 | 4710.195 | 4636.8382 | 4700.9337 | 4720.5198 | 4832.8196
Ind ¦ Digester Gas | RET | I_Other Manufacturing >0.5 million m3/year | Greater Toronto Area | Process - Boiler/Steam | Industrial | NA | End Use Consumption (m^3/year) | 20 | 11.9533 | 12.1583 | 12.3108 | 12.4213 | 12.4871 | 12.4849 | 12.4664 | 12.4665 | 12.4667 | 12.4667 | 0.92939 | 0.96423 | 0.99586 | 1.0249 | 1.0509 | 1.0718 | 1.0916 | 1.1134 | 1.1357 | 1.1584 | 0.077752 | 0.079307 | 0.080893 | 0.082511 | 0.084161 | 0.085844 | 0.087561 | 0.089312 | 0.091099 | 0.092921 | 0.85164 | 0.88493 | 0.91497 | 0.94238 | 0.96676 | 0.98592 | 1.004 | 1.0241 | 1.0446 | 1.0655 | 1160511.6134 | 1154709.0554 | 1148935.5101 | 1143190.8325 | 1137474.8784 | 1131787.504 | 1126128.5665 | 1120497.9236 | 1114895.434 | 1109320.9568 | 1160511.6134 | 1154709.0554 | 1148935.5101 | 1143190.8325 | 1137474.8784 | 1131787.504 | 1126128.5665 | 1120497.9236 | 1114895.434 | 1109320.9568 | 48205.7014 | 98110.8158 | 149389.964 | 201810.2166 | 254968.3079 | 308412.1502 | 361684.9146 | 414367.0298 | 466028.8035 | 516282.9759 | 48205.7014 | 49905.1144 | 51279.1482 | 52420.2526 | 53158.0913 | 53443.8423 | 53272.7644 | 52682.1152 | 51661.7737 | 50254.1724
Ind ¦ Direct contact hot water heaters | RET | I_Other Manufacturing >0.5 million m3/year | Greater Toronto Area | Process - Boiler/Steam | Industrial | NA | End Use Consumption (m^3/year) | 20 | 11.6065 | 11.8055 | 11.9537 | 12.0609 | 12.1248 | 12.1227 | 12.1047 | 12.1048 | 12.1049 | 12.105 | 0.46469 | 0.48212 | 0.49793 | 0.51244 | 0.52546 | 0.53588 | 0.54579 | 0.5567 | 0.56785 | 0.57921 | 0.040038 | 0.040838 | 0.041655 | 0.042488 | 0.043338 | 0.044205 | 0.045089 | 0.045991 | 0.04691 | 0.047849 | 0.42466 | 0.44128 | 0.45628 | 0.46996 | 0.48212 | 0.49168 | 0.5007 | 0.51071 | 0.52094 | 0.53136 | 1392613.9361 | 1385650.8664 | 1378722.6121 | 1371828.999 | 1364969.854 | 1358145.0048 | 1351354.2797 | 1344597.5083 | 1337874.5208 | 1331185.1482 | 1392613.9361 | 1385650.8664 | 1378722.6121 | 1371828.999 | 1364969.854 | 1358145.0048 | 1351354.2797 | 1344597.5083 | 1337874.5208 | 1331185.1482 | 57706.9864 | 117441.2396 | 178814.1238 | 241554.842 | 305182.4574 | 369156.7638 | 432932.4304 | 496010.4544 | 557878.2989 | 618074.5354 | 57706.9864 | 59734.2532 | 61372.8842 | 62740.7182 | 63627.6154 | 63974.3064 | 63775.6666 | 63078.024 | 61867.8445 | 60196.2365
Ind ¦ Energy Management and Process Improvement | RET | I_Other Manufacturing >0.5 million m3/year | Greater Toronto Area | Cross Cutting/Behavioural | Industrial | NA | End Use Consumption (m^3/year) | 15 | 3.6479 | 3.7238 | 3.7802 | 3.8211 | 3.8455 | 3.8447 | 3.8378 | 3.8378 | 3.8379 | 3.8378 | 0.25535 | 0.26588 | 0.27531 | 0.28385 | 0.29137 | 0.29714 | 0.30254 | 0.30859 | 0.31477 | 0.32106 | 0.07 | 0.0714 | 0.072828 | 0.074285 | 0.07577 | 0.077286 | 0.078831 | 0.080408 | 0.082016 | 0.083656 | 0.18535 | 0.19448 | 0.20248 | 0.20956 | 0.2156 | 0.21985 | 0.22371 | 0.22818 | 0.23275 | 0.2374 | 22968459.0156 | 22853616.7205 | 22739348.6369 | 22625651.8937 | 22512523.6343 | 22399961.0161 | 22287961.211 | 22176521.405 | 22065638.7979 | 21955310.6039 | 22968459.0156 | 22853616.7205 | 22739348.6369 | 22625651.8937 | 22512523.6343 | 22399961.0161 | 22287961.211 | 22176521.405 | 22065638.7979 | 21955310.6039 | 796420.8133 | 1612585.5823 | 2443108.5746 | 3295863.183 | 4165127.2995 | 5042911.159 | 5922119.6029 | 6799407.6659 | 7669225.1444 | 8527772.3449 | 796420.8133 | 816164.769 | 830522.9923 | 852754.6084 | 869264.1164 | 877783.8595 | 879208.4439 | 877288.0631 | 869817.4784 | 858547.2005
Ind ¦ Exhaust gas heat recovery | RET | I_Other Manufacturing >0.5 million m3/year | Greater Toronto Area | Process Heat | Industrial | NA | End Use Consumption (m^3/year) | 15 | 5.3148 | 5.4254 | 5.5077 | 5.5672 | 5.6027 | 5.6015 | 5.5915 | 5.5916 | 5.5916 | 5.5916 | 0.44687 | 0.46529 | 0.48179 | 0.49674 | 0.5099 | 0.51999 | 0.52944 | 0.54003 | 0.55084 | 0.56185 | 0.084079 | 0.08576 | 0.087476 | 0.089225 | 0.09101 | 0.09283 | 0.094686 | 0.09658 | 0.098512 | 0.10048 | 0.36279 | 0.37953 | 0.39431 | 0.40751 | 0.41889 | 0.42716 | 0.43475 | 0.44345 | 0.45233 | 0.46137 | 12636682.0128 | 12573498.6027 | 12510631.1097 | 12448077.9542 | 12385837.5644 | 12323908.3766 | 12262288.8347 | 12200977.3905 | 12139972.5036 | 12079272.641 | 12636682.0128 | 12573498.6027 | 12510631.1097 | 12448077.9542 | 12385837.5644 | 12323908.3766 | 12262288.8347 | 12200977.3905 | 12139972.5036 | 12079272.641 | 486285.012 | 987550.7123 | 1500578.0589 | 2025930.4404 | 2559874.4206 | 3097830.2925 | 3635401.1273 | 4169308.4311 | 4695659.1196 | 5211208.7564 | 486285.012 | 501265.7003 | 513027.3466 | 525352.3815 | 533943.9803 | 537955.8719 | 537570.8348 | 533907.3037 | 526350.6886 | 515549.6368
Ind ¦ Feedwater Economizers | RET | I_Other Manufacturing >0.5 million m3/year | Greater Toronto Area | Process - Boiler/Steam | Industrial | NA | End Use Consumption (m^3/year) | 20 | 2.418 | 2.4595 | 2.4903 | 2.5127 | 2.526 | 2.5256 | 2.5218 | 2.5218 | 2.5219 | 2.5219 | 0.12392 | 0.12856 | 0.13278 | 0.13665 | 0.14012 | 0.1429 | 0.14554 | 0.14845 | 0.15143 | 0.15445 | 0.051248 | 0.052273 | 0.053318 | 0.054385 | 0.055473 | 0.056582 | 0.057714 | 0.058868 | 0.060045 | 0.061246 | 0.07267 | 0.076292 | 0.079463 | 0.082267 | 0.084651 | 0.086319 | 0.087829 | 0.089587 | 0.091381 | 0.093209 | 870383.7101 | 866031.7915 | 861701.6326 | 857393.1244 | 853106.1588 | 848840.628 | 844596.4248 | 840373.4427 | 836171.5755 | 831990.7176 | 870383.7101 | 866031.7915 | 861701.6326 | 857393.1244 | 853106.1588 | 848840.628 | 844596.4248 | 840373.4427 | 836171.5755 | 831990.7176 | 19179.9503 | 38418.6697 | 57544.6259 | 77442.1169 | 97952.7283 | 118774.4604 | 139692.773 | 160788.6154 | 181972.6262 | 203283.3357 | 19179.9503 | 19238.7195 | 19125.9562 | 19897.491 | 20510.6114 | 20821.7322 | 20918.3125 | 21095.8424 | 21184.0108 | 21310.7096
Ind ¦ Heat recovery to preheat make-up water | RET | I_Other Manufacturing >0.5 million m3/year | Greater Toronto Area | Process - Boiler/Steam | Industrial | NA | End Use Consumption (m^3/year) | 25 | 3.4769 | 3.5293 | 3.5683 | 3.5965 | 3.6134 | 3.6129 | 3.6082 | 3.6083 | 3.6084 | 3.6085 | 0.2116 | 0.21908 | 0.22593 | 0.23227 | 0.23803 | 0.24275 | 0.24729 | 0.25224 | 0.2573 | 0.26245 | 0.060857 | 0.062074 | 0.063316 | 0.064582 | 0.065874 | 0.067191 | 0.068535 | 0.069906 | 0.071304 | 0.07273 | 0.15074 | 0.157 | 0.16261 | 0.16769 | 0.17215 | 0.17556 | 0.17875 | 0.18234 | 0.18599 | 0.18972 | 1827805.7911 | 1818666.7622 | 1809573.4284 | 1800525.5612 | 1791522.9334 | 1782565.3188 | 1773652.4922 | 1764784.2297 | 1755960.3086 | 1747180.507 | 1827805.7911 | 1818666.7622 | 1809573.4284 | 1800525.5612 | 1791522.9334 | 1782565.3188 | 1773652.4922 | 1764784.2297 | 1755960.3086 | 1747180.507 | 51248.8153 | 103195.5226 | 155456.654 | 209394.7964 | 264646.3473 | 320592.7603 | 376751.5405 | 433130.4507 | 489450.8226 | 545647.5277 | 51248.8153 | 51946.7074 | 52261.1314 | 53938.1424 | 55251.5509 | 55946.4131 | 56158.7802 | 56378.9101 | 56320.372 | 56196.705
Ind ¦ High-efficiency burner | RET | I_Other Manufacturing >0.5 million m3/year | Greater Toronto Area | Process - Boiler/Steam | Industrial | NA | End Use Consumption (m^3/year) | 20 | 2.5792 | 2.6234 | 2.6564 | 2.6802 | 2.6944 | 2.6939 | 2.6899 | 2.6899 | 2.69 | 2.69 | 0.1549 | 0.16071 | 0.16598 | 0.17081 | 0.17515 | 0.17863 | 0.18193 | 0.18557 | 0.18928 | 0.19307 | 0.060056 | 0.061257 | 0.062483 | 0.063732 | 0.065007 | 0.066307 | 0.067633 | 0.068986 | 0.070366 | 0.071773 | 0.094842 | 0.099448 | 0.10349 | 0.10708 | 0.11015 | 0.11232 | 0.1143 | 0.11658 | 0.11892 | 0.1213 | 493217.4357 | 490751.3485 | 488297.5918 | 485856.1038 | 483426.8233 | 481009.6892 | 478604.6407 | 476211.6175 | 473830.5595 | 471461.4067 | 493217.4357 | 490751.3485 | 488297.5918 | 485856.1038 | 483426.8233 | 481009.6892 | 478604.6407 | 476211.6175 | 473830.5595 | 471461.4067 | 11740.6747 | 23546.7168 | 35329.1777 | 47556.5857 | 60138.0469 | 72904.8229 | 85734.0678 | 98660.3508 | 111627.048 | 124645.5871 | 11740.6747 | 11806.0421 | 11782.4608 | 12227.4081 | 12581.4612 | 12766.776 | 12829.2448 | 12926.283 | 12966.6973 | 13018.539
Ind ¦ High-efficiency burners | RET | I_Other Manufacturing >0.5 million m3/year | Greater Toronto Area | Process Heat | Industrial | NA | End Use Consumption (m^3/year) | 20 | 8.928 | 9.0812 | 9.1951 | 9.2776 | 9.3267 | 9.3252 | 9.3113 | 9.3113 | 9.3115 | 9.3115 | 0.61959 | 0.64282 | 0.66391 | 0.68326 | 0.70062 | 0.71451 | 0.72771 | 0.74227 | 0.75713 | 0.77227 | 0.069398 | 0.070786 | 0.072202 | 0.073646 | 0.075119 | 0.076621 | 0.078154 | 0.079717 | 0.081311 | 0.082938 | 0.55019 | 0.57204 | 0.59171 | 0.60961 | 0.6255 | 0.63789 | 0.64956 | 0.66256 | 0.67582 | 0.68934 | 4332576.6901 | 4310913.8067 | 4289359.2376 | 4267912.4414 | 4246572.8792 | 4225340.0148 | 4204213.3148 | 4183192.2482 | 4162276.2869 | 4141464.9055 | 4332576.6901 | 4310913.8067 | 4289359.2376 | 4267912.4414 | 4246572.8792 | 4225340.0148 | 4204213.3148 | 4183192.2482 | 4162276.2869 | 4141464.9055 | 175033.9634 | 355992.3174 | 541722.1676 | 731658.0106 | 924395.9172 | 1118325.7119 | 1311839.6692 | 1503526.8461 | 1691890.5218 | 1875600.352 | 175033.9634 | 180958.354 | 185729.8502 | 189935.843 | 192737.9066 | 193929.7948 | 193513.9572 | 191687.1769 | 188363.6758 | 183709.8302
Ind ¦ High-efficiency furnaces | RET | I_Other Manufacturing >0.5 million m3/year | Greater Toronto Area | Process Heat | Industrial | NA | End Use Consumption (m^3/year) | 20 | 3.8688 | 3.9352 | 3.9846 | 4.0203 | 4.0416 | 4.0409 | 4.0349 | 4.0349 | 4.035 | 4.035 | 0.61959 | 0.64282 | 0.66391 | 0.68326 | 0.70062 | 0.71451 | 0.72771 | 0.74227 | 0.75713 | 0.77227 | 0.16015 | 0.16335 | 0.16662 | 0.16995 | 0.17335 | 0.17682 | 0.18036 | 0.18396 | 0.18764 | 0.19139 | 0.45944 | 0.47947 | 0.49729 | 0.51331 | 0.52726 | 0.53769 | 0.54736 | 0.55831 | 0.56949 | 0.58088 | 8252527.0288 | 8211264.3936 | 8170208.0717 | 8129357.0313 | 8088710.2461 | 8048266.6949 | 8008025.3614 | 7967985.2346 | 7928145.3085 | 7888504.5819 | 8252527.0288 | 8211264.3936 | 8170208.0717 | 8129357.0313 | 8088710.2461 | 8048266.6949 | 8008025.3614 | 7967985.2346 | 7928145.3085 | 7888504.5819 | 269040.4788 | 543934.6101 | 822863.9896 | 1109555.7187 | 1402146.527 | 1697881.1139 | 1994400.0247 | 2290903.801 | 2585670.9249 | 2877681.6625 | 269040.4788 | 274894.1313 | 278929.3795 | 286691.7291 | 292590.8083 | 295734.5869 | 296518.9108 | 296503.7763 | 294767.124 | 292010.7376
Ind ¦ High-efficiency ovens & dryers | RET | I_Other Manufacturing >0.5 million m3/year | Greater Toronto Area | Process Heat | Industrial | NA | End Use Consumption (m^3/year) | 20 | 3.3161 | 3.373 | 3.4153 | 3.446 | 3.4642 | 3.4636 | 3.4585 | 3.4585 | 3.4586 | 3.4586 | 0.37176 | 0.38569 | 0.39834 | 0.40996 | 0.42037 | 0.4287 | 0.43663 | 0.44536 | 0.45428 | 0.46336 | 0.11211 | 0.11435 | 0.11663 | 0.11897 | 0.12135 | 0.12377 | 0.12625 | 0.12877 | 0.13135 | 0.13398 | 0.25965 | 0.27135 | 0.28171 | 0.29099 | 0.29902 | 0.30493 | 0.31038 | 0.31659 | 0.32293 | 0.32939 | 8665153.3802 | 8621827.6133 | 8578718.4752 | 8535824.8829 | 8493145.7584 | 8450680.0297 | 8408426.6295 | 8366384.4964 | 8324552.5739 | 8282929.811 | 8665153.3802 | 8621827.6133 | 8578718.4752 | 8535824.8829 | 8493145.7584 | 8450680.0297 | 8408426.6295 | 8366384.4964 | 8324552.5739 | 8282929.811 | 258672.587 | 521659.944 | 787082.3663 | 1060649.8766 | 1340521.195 | 1623695.4546 | 1907898.9304 | 2192791.11 | 2476892.9338 | 2759574.0617 | 258672.587 | 262987.357 | 265422.4223 | 273567.5104 | 279871.3184 | 283174.2596 | 284203.4758 | 284892.1796 | 284101.8238 | 282681.1279
Ind ¦ Insulation | RET | I_Other Manufacturing >0.5 million m3/year | Greater Toronto Area | Process - Boiler/Steam | Industrial | NA | End Use Consumption (m^3/year) | 15 | 5.3148 | 5.4254 | 5.5077 | 5.5672 | 5.6027 | 5.6015 | 5.5915 | 5.5916 | 5.5916 | 5.5916 | 0.12768 | 0.13294 | 0.13765 | 0.14192 | 0.14569 | 0.14857 | 0.15127 | 0.1543 | 0.15738 | 0.16053 | 0.024023 | 0.024503 | 0.024993 | 0.025493 | 0.026003 | 0.026523 | 0.027053 | 0.027594 | 0.028146 | 0.028709 | 0.10365 | 0.10844 | 0.11266 | 0.11643 | 0.11968 | 0.12205 | 0.12422 | 0.1267 | 0.12924 | 0.13182 | 1257220.9145 | 1250934.81 | 1244680.1359 | 1238456.7352 | 1232264.4516 | 1226103.1293 | 1219972.6137 | 1213872.7506 | 1207803.3868 | 1201764.3699 | 1257220.9145 | 1250934.81 | 1244680.1359 | 1238456.7352 | 1232264.4516 | 1226103.1293 | 1219972.6137 | 1213872.7506 | 1207803.3868 | 1201764.3699 | 48380.3966 | 98251.2188 | 149292.2048 | 201559.4061 | 254681.3837 | 308202.5036 | 361685.3162 | 414803.6449 | 467170.1675 | 518462.0957 | 48380.3966 | 49870.8222 | 51040.986 | 52267.2012 | 53121.9776 | 53521.1199 | 53482.8126 | 53118.3287 | 52366.5226 | 51291.9282
Ind ¦ Optimize Combustion | RET | I_Other Manufacturing >0.5 million m3/year | Greater Toronto Area | Process Heat | Industrial | NA | End Use Consumption (m^3/year) | 7 | 3.0358 | 3.1544 | 3.2427 | 3.3066 | 3.3447 | 3.3434 | 3.3327 | 3.3328 | 3.3328 | 3.3327 | 0.068002 | 0.072072 | 0.075571 | 0.078601 | 0.081098 | 0.082688 | 0.08407 | 0.085754 | 0.087469 | 0.089216 | 0.0224 | 0.022848 | 0.023305 | 0.023771 | 0.024246 | 0.024731 | 0.025226 | 0.025731 | 0.026245 | 0.02677 | 0.045602 | 0.049224 | 0.052266 | 0.05483 | 0.056851 | 0.057957 | 0.058844 | 0.060023 | 0.061224 | 0.062445 | 3610480.5751 | 3592428.1722 | 3574466.0313 | 3556593.7012 | 3538810.7327 | 3521116.679 | 3503511.0956 | 3485993.5401 | 3468563.5724 | 3451220.7546 | 3610480.5751 | 3592428.1722 | 3574466.0313 | 3556593.7012 | 3538810.7327 | 3521116.679 | 3503511.0956 | 3485993.5401 | 3468563.5724 | 3451220.7546 | 140940.8635 | 286324.8944 | 435211.0189 | 587642.8111 | 742518.4384 | 898503.7303 | 1054308.2904 | 1208937.1167 | 1361237.4802 | 1510236.7 | 140940.8635 | 145384.0309 | 148886.1245 | 152431.7922 | 154875.6273 | 155985.2919 | 155804.5601 | 154628.8263 | 152300.3635 | 148999.2199
Ind ¦ Radiant heaters | RET | I_Other Manufacturing >0.5 million m3/year | Greater Toronto Area | Space Heating/Ventilation | Industrial | NA | End Use Consumption (m^3/year) | 20 | 1.4656 | 1.4912 | 1.5115 | 1.5269 | 1.5367 | 1.5277 | 1.5255 | 1.5255 | 1.5255 | 1.5255 | 0.98582 | 1.0231 | 1.0578 | 1.0899 | 1.1188 | 1.1346 | 1.1555 | 1.1787 | 1.2022 | 1.2263 | 0.67263 | 0.68608 | 0.69981 | 0.7138 | 0.72808 | 0.74264 | 0.75749 | 0.77264 | 0.78809 | 0.80386 | 0.31319 | 0.33701 | 0.35795 | 0.37608 | 0.39073 | 0.39191 | 0.39804 | 0.40601 | 0.41413 | 0.42239 | 2959304.6142 | 2944508.0911 | 2929785.5507 | 2915136.6229 | 2900560.9398 | 2886058.1351 | 2871627.8445 | 2857269.7052 | 2842983.3567 | 2828768.4399 | 2959304.6142 | 2944508.0911 | 2929785.5507 | 2915136.6229 | 2900560.9398 | 2886058.1351 | 2871627.8445 | 2857269.7052 | 2842983.3567 | 2828768.4399 | 16252.8634 | 31830.9825 | 46433.0995 | 62266.8182 | 79036.6348 | 96191.0213 | 113163.7583 | 130373.6424 | 147683.2212 | 165377.51 | 16252.8634 | 15578.1192 | 14602.117 | 15833.7187 | 16769.8166 | 17154.3865 | 16972.737 | 17209.8841 | 17309.5788 | 17694.2888
Ind ¦ Reduce Steam Pressure | RET | I_Other Manufacturing >0.5 million m3/year | Greater Toronto Area | Process - Boiler/Steam | Industrial | NA | End Use Consumption (m^3/year) | 20 | 29.9803 | 30.4945 | 30.8771 | 31.154 | 31.3191 | 31.3138 | 31.2672 | 31.2674 | 31.2679 | 31.268 | 0.092939 | 0.096423 | 0.099586 | 0.10249 | 0.10509 | 0.10718 | 0.10916 | 0.11134 | 0.11357 | 0.11584 | 0.0031 | 0.003162 | 0.0032252 | 0.0032897 | 0.0033555 | 0.0034227 | 0.0034911 | 0.0035609 | 0.0036321 | 0.0037048 | 0.089839 | 0.093261 | 0.096361 | 0.099199 | 0.10174 | 0.10375 | 0.10567 | 0.10778 | 0.10994 | 0.11214 | 522230.226 | 519619.0749 | 517020.9795 | 514435.8746 | 511863.6953 | 509304.3768 | 506757.8549 | 504224.0656 | 501702.9453 | 499194.4306 | 522230.226 | 519619.0749 | 517020.9795 | 514435.8746 | 511863.6953 | 509304.3768 | 506757.8549 | 504224.0656 | 501702.9453 | 499194.4306 | 22964.7484 | 46799.0868 | 71336.0956 | 96402.521 | 121786.134 | 147256.8474 | 172578.849 | 197523.3168 | 221867.809 | 245410.0211 | 22964.7484 | 23834.3384 | 24537.0088 | 25066.4254 | 25383.613 | 25470.7134 | 25322.0016 | 24944.4678 | 24344.4922 | 23542.2121
Ind ¦ Regenerative Thermal Oxidizers | RET | I_Other Manufacturing >0.5 million m3/year | Greater Toronto Area | Process Heat | Industrial | NA | End Use Consumption (m^3/year) | 20 | 9.8324 | 10.0011 | 10.1266 | 10.2174 | 10.2715 | 10.2698 | 10.2545 | 10.2546 | 10.2547 | 10.2547 | 0.88198 | 0.91505 | 0.94507 | 0.97261 | 0.99732 | 1.0171 | 1.0359 | 1.0566 | 1.0778 | 1.0993 | 0.089702 | 0.091496 | 0.093325 | 0.095192 | 0.097096 | 0.099038 | 0.10102 | 0.10304 | 0.1051 | 0.1072 | 0.79228 | 0.82356 | 0.85174 | 0.87742 | 0.90022 | 0.91806 | 0.93487 | 0.95358 | 0.97267 | 0.99212 | 4588824.1016 | 4565879.9811 | 4543050.5812 | 4520335.3283 | 4497733.6517 | 4475244.9834 | 4452868.7585 | 4430604.4147 | 4408451.3926 | 4386409.1357 | 4588824.1016 | 4565879.9811 | 4543050.5812 | 4520335.3283 | 4497733.6517 | 4475244.9834 | 4452868.7585 | 4430604.4147 | 4408451.3926 | 4386409.1357 | 187285.4406 | 381006.214 | 579918.0505 | 783305.8733 | 989644.5758 | 1197199.8062 | 1404231.9926 | 1609187.631 | 1810440.5722 | 2006537.4802 | 187285.4406 | 193720.7734 | 198911.8365 | 203387.8229 | 206338.7024 | 207555.2304 | 207032.1864 | 204955.6384 | 201252.9412 | 196096.908
Ind ¦ Steam trap survey and repair | RET | I_Other Manufacturing >0.5 million m3/year | Greater Toronto Area | Process - Boiler/Steam | Industrial | NA | End Use Consumption (m^3/year) | 3 | 0.74751 | 0.79708 | 0.84877 | 0.8911 | 0.91312 | 0.91238 | 0.90622 | 0.90625 | 0.90632 | 0.90624 | 0.023145 | 0.025173 | 0.027342 | 0.029279 | 0.030603 | 0.03119 | 0.031599 | 0.032232 | 0.032879 | 0.033534 | 0.030962 | 0.031582 | 0.032213 | 0.032858 | 0.033515 | 0.034185 | 0.034869 | 0.035566 | 0.036277 | 0.037003 | -0.0078176 | -0.0064086 | -0.0048715 | -0.0035782 | -0.0029118 | -0.0029954 | -0.00327 | -0.0033344 | -0.0033984 | -0.0034693 | 1160511.6134 | 1154709.0554 | 1148935.5101 | 1143190.8325 | 1137474.8784 | 1131787.504 | 1126128.5665 | 1120497.9236 | 1114895.434 | 1109320.9568 | 0 | 0 | 0 | 0 | 0 | 0 | 0 | 0 | 0 | 0 | 0 | 0 | 0 | 0 | 0 | 0 | 0 | 0 | 0 | 0 | 0 | 0 | 0 | 0 | 0 | 0 | 0 | 0 | 0 | 0
Ind ¦ Ventilation heat recovery | RET | I_Other Manufacturing >0.5 million m3/year | Greater Toronto Area | Space Heating/Ventilation | Industrial | NA | End Use Consumption (m^3/year) | 20 | 4.3968 | 4.4736 | 4.5345 | 4.5806 | 4.61 | 4.5832 | 4.5764 | 4.5765 | 4.5764 | 4.5764 | 0.49291 | 0.51155 | 0.52888 | 0.54494 | 0.5594 | 0.56728 | 0.57777 | 0.58933 | 0.60111 | 0.61313 | 0.11211 | 0.11435 | 0.11663 | 0.11897 | 0.12135 | 0.12377 | 0.12625 | 0.12877 | 0.13135 | 0.13398 | 0.3808 | 0.3972 | 0.41225 | 0.42598 | 0.43806 | 0.4435 | 0.45152 | 0.46055 | 0.46976 | 0.47915 | 3020956.7937 | 3005852.0097 | 2990822.7497 | 2975868.6359 | 2960989.2927 | 2946184.3463 | 2931453.4245 | 2916796.1574 | 2902212.1766 | 2887701.1158 | 3020956.7937 | 3005852.0097 | 2990822.7497 | 2975868.6359 | 2960989.2927 | 2946184.3463 | 2931453.4245 | 2916796.1574 | 2902212.1766 | 2887701.1158 | 101805.2401 | 205991.0096 | 311870.1461 | 420634.5347 | 531566.5447 | 643636.9613 | 755947.0292 | 868127.7926 | 979497.6001 | 1089617.2096 | 101805.2401 | 104185.7695 | 105879.1365 | 108764.3886 | 110932.0099 | 112070.4167 | 112310.0679 | 112180.7633 | 111369.8075 | 110119.6096
Ind ¦ Ventilation optimization | RET | I_Other Manufacturing >0.5 million m3/year | Greater Toronto Area | Space Heating/Ventilation | Industrial | NA | End Use Consumption (m^3/year) | 15 | 2.256 | 2.3037 | 2.3416 | 2.3703 | 2.3886 | 2.3719 | 2.3677 | 2.3677 | 2.3677 | 2.3677 | 0.54194 | 0.56449 | 0.58524 | 0.60426 | 0.62109 | 0.62909 | 0.64054 | 0.65336 | 0.66642 | 0.67974 | 0.24023 | 0.24503 | 0.24993 | 0.25493 | 0.26003 | 0.26523 | 0.27053 | 0.27594 | 0.28146 | 0.28709 | 0.30171 | 0.31946 | 0.33531 | 0.34933 | 0.36107 | 0.36387 | 0.37 | 0.37741 | 0.38496 | 0.39265 | 3481534.8403 | 3464127.1661 | 3446806.5302 | 3429572.4976 | 3412424.6351 | 3395362.5119 | 3378385.6994 | 3361493.7709 | 3344686.302 | 3327962.8705 | 3481534.8403 | 3464127.1661 | 3446806.5302 | 3429572.4976 | 3412424.6351 | 3395362.5119 | 3378385.6994 | 3361493.7709 | 3344686.302 | 3327962.8705 | 82875.3511 | 166212.1189 | 249382.4305 | 335693.5462 | 424503.8607 | 514622.2795 | 605181.6548 | 696426.0054 | 787955.6332 | 879851.2029 | 82875.3511 | 83336.7678 | 83170.3116 | 86311.1157 | 88810.3145 | 90118.4188 | 90559.3753 | 91244.3506 | 91529.6278 | 91895.5697
Ind ¦ Warehouse loading dock seals | RET | I_Other Manufacturing >0.5 million m3/year | Greater Toronto Area | Space Heating/Ventilation | Industrial | NA | End Use Consumption (m^3/year) | 10 | 0.65563 | 0.67466 | 0.68975 | 0.70118 | 0.70846 | 0.70181 | 0.70013 | 0.70014 | 0.70014 | 0.70012 | 0.098874 | 0.10378 | 0.10822 | 0.11222 | 0.11565 | 0.11685 | 0.11891 | 0.12129 | 0.12371 | 0.12618 | 0.15081 | 0.15382 | 0.1569 | 0.16004 | 0.16324 | 0.1665 | 0.16983 | 0.17323 | 0.1767 | 0.18023 | -0.051935 | -0.050045 | -0.048679 | -0.047824 | -0.047591 | -0.04965 | -0.050928 | -0.051945 | -0.052985 | -0.054047 | 1100068.3002 | 1094567.9587 | 1089095.1189 | 1083649.6433 | 1078231.3951 | 1072840.2381 | 1067476.0369 | 1062138.6568 | 1056827.9635 | 1051543.8237 | 0 | 0 | 0 | 0 | 0 | 0 | 0 | 0 | 0 | 0 | 0 | 0 | 0 | 0 | 0 | 0 | 0 | 0 | 0 | 0 | 0 | 0 | 0 | 0 | 0 | 0 | 0 | 0 | 0 | 0
Ind ¦ Boiler right sizing and load management | ROB | I_Other Manufacturing >0.5 million m3/year | Greater Toronto Area | Process - Boiler/Steam | Industrial | NA | End Use Consumption (m^3/year) | 25 | INF | INF | INF | INF | INF | INF | INF | INF | INF | INF | 0.35266 | 0.36513 | 0.37655 | 0.38712 | 0.39671 | 0.40459 | 0.41215 | 0.4204 | 0.42883 | 0.43741 | 0 | 0 | 0 | 0 | 0 | 0 | 0 | 0 | 0 | 0 | 0.35266 | 0.36513 | 0.37655 | 0.38712 | 0.39671 | 0.40459 | 0.41215 | 0.4204 | 0.42883 | 0.43741 | 2538619.1544 | 2525926.0586 | 2513296.4283 | 2500729.9461 | 2488226.2964 | 2475785.1649 | 2463406.2391 | 2451089.2079 | 2438833.7619 | 2426639.5931 | 2538619.1544 | 2525926.0586 | 2513296.4283 | 2500729.9461 | 2488226.2964 | 2475785.1649 | 2463406.2391 | 2451089.2079 | 2438833.7619 | 2426639.5931 | 76191.182 | 151095.9759 | 224665.6855 | 296852.0992 | 367608.9537 | 436893.1488 | 504665.7174 | 570892.5698 | 635545.0247 | 698600.1528 | 76191.182 | 74904.7939 | 73569.7097 | 72186.4136 | 70756.8546 | 69284.195 | 67772.5687 | 66226.8523 | 64652.455 | 63055.1281
Ind ¦ Advanced heating and process control ¦ New | NEW | I_Petroleum Refining | Greater Toronto Area | Process Heat | Industrial | NA | End Use Consumption (m^3/year) | 15 | 5.3148 | 5.4254 | 5.5077 | 5.5672 | 5.6027 | 5.6015 | 5.5915 | 5.5916 | 5.5916 | 5.5916 | 0.31919 | 0.33235 | 0.34413 | 0.35481 | 0.36422 | 0.37142 | 0.37817 | 0.38574 | 0.39346 | 0.40132 | 0.060056 | 0.061257 | 0.062483 | 0.063732 | 0.065007 | 0.066307 | 0.067633 | 0.068986 | 0.070366 | 0.071773 | 0.25913 | 0.27109 | 0.28165 | 0.29108 | 0.29921 | 0.30511 | 0.31054 | 0.31675 | 0.32309 | 0.32955 | 0 | 0 | 0 | 0 | 0 | 0 | 0 | 0 | 0 | 0 | 0 | 0 | 0 | 0 | 0 | 0 | 0 | 0 | 0 | 0 | 0 | 0 | 0 | 0 | 0 | 0 | 0 | 0 | 0 | 0 | 0 | 0 | 0 | 0 | 0 | 0 | 0 | 0 | 0 | 0
Ind ¦ Air compressor heat recovery ¦ New | NEW | I_Petroleum Refining | Greater Toronto Area | Space Heating/Ventilation | Industrial | NA | End Use Consumption (m^3/year) | 25 | 2.502 | 2.5404 | 2.5708 | 2.5939 | 2.6085 | 2.5951 | 2.5917 | 2.5918 | 2.5917 | 2.5917 | 0.78535 | 0.81335 | 0.83956 | 0.86403 | 0.8863 | 0.89938 | 0.91617 | 0.9345 | 0.95318 | 0.97223 | 0.31389 | 0.32017 | 0.32658 | 0.33311 | 0.33977 | 0.34656 | 0.3535 | 0.36057 | 0.36778 | 0.37513 | 0.47146 | 0.49318 | 0.51299 | 0.53092 | 0.54653 | 0.55281 | 0.56267 | 0.57393 | 0.58541 | 0.5971 | 0 | 0 | 0 | 0 | 0 | 0 | 0 | 0 | 0 | 0 | 0 | 0 | 0 | 0 | 0 | 0 | 0 | 0 | 0 | 0 | 0 | 0 | 0 | 0 | 0 | 0 | 0 | 0 | 0 | 0 | 0 | 0 | 0 | 0 | 0 | 0 | 0 | 0 | 0 | 0
Ind ¦ Air curtains ¦ New | NEW | I_Petroleum Refining | Greater Toronto Area | Space Heating/Ventilation | Industrial | NA | End Use Consumption (m^3/year) | 15 | 0.92289 | 0.94244 | 0.95793 | 0.96967 | 0.97714 | 0.97032 | 0.9686 | 0.96861 | 0.96861 | 0.96859 | 0.13548 | 0.14112 | 0.14631 | 0.15106 | 0.15527 | 0.15727 | 0.16013 | 0.16334 | 0.16661 | 0.16993 | 0.1468 | 0.14974 | 0.15274 | 0.15579 | 0.15891 | 0.16208 | 0.16533 | 0.16863 | 0.172 | 0.17544 | -0.01132 | -0.0086192 | -0.0064252 | -0.0047254 | -0.0036321 | -0.0048103 | -0.0051917 | -0.0052929 | -0.0053996 | -0.0055101 | 0 | 0 | 0 | 0 | 0 | 0 | 0 | 0 | 0 | 0 | 0 | 0 | 0 | 0 | 0 | 0 | 0 | 0 | 0 | 0 | 0 | 0 | 0 | 0 | 0 | 0 | 0 | 0 | 0 | 0 | 0 | 0 | 0 | 0 | 0 | 0 | 0 | 0 | 0 | 0
Ind ¦ Automated temperature control ¦ New | NEW | I_Petroleum Refining | Greater Toronto Area | Space Heating/Ventilation | Industrial | NA | End Use Consumption (m^3/year) | 25 | 1.1676 | 1.1855 | 1.1997 | 1.2105 | 1.2173 | 1.2111 | 1.2095 | 1.2095 | 1.2095 | 1.2095 | 0.26178 | 0.27112 | 0.27985 | 0.28801 | 0.29543 | 0.29979 | 0.30539 | 0.3115 | 0.31773 | 0.32408 | 0.22421 | 0.22869 | 0.23327 | 0.23793 | 0.24269 | 0.24755 | 0.2525 | 0.25755 | 0.2627 | 0.26795 | 0.037574 | 0.042423 | 0.046585 | 0.050076 | 0.052741 | 0.052247 | 0.052892 | 0.053952 | 0.055029 | 0.056126 | 0 | 0 | 0 | 0 | 0 | 0 | 0 | 0 | 0 | 0 | 0 | 0 | 0 | 0 | 0 | 0 | 0 | 0 | 0 | 0 | 0 | 0 | 0 | 0 | 0 | 0 | 0 | 0 | 0 | 0 | 0 | 0 | 0 | 0 | 0 | 0 | 0 | 0 | 0 | 0
Ind ¦ Condensing Economizer ¦ New | NEW | I_Petroleum Refining | Greater Toronto Area | Process - Boiler/Steam | Industrial | NA | End Use Consumption (m^3/year) | 15 | 3.7008 | 3.7778 | 3.835 | 3.8765 | 3.9012 | 3.9004 | 3.8934 | 3.8934 | 3.8935 | 3.8934 | 0.25535 | 0.26588 | 0.27531 | 0.28385 | 0.29137 | 0.29714 | 0.30254 | 0.30859 | 0.31477 | 0.32106 | 0.069 | 0.07038 | 0.071788 | 0.073223 | 0.074688 | 0.076182 | 0.077705 | 0.079259 | 0.080844 | 0.082461 | 0.18635 | 0.1955 | 0.20352 | 0.21063 | 0.21668 | 0.22096 | 0.22483 | 0.22933 | 0.23392 | 0.2386 | 0 | 0 | 0 | 0 | 0 | 0 | 0 | 0 | 0 | 0 | 0 | 0 | 0 | 0 | 0 | 0 | 0 | 0 | 0 | 0 | 0 | 0 | 0 | 0 | 0 | 0 | 0 | 0 | 0 | 0 | 0 | 0 | 0 | 0 | 0 | 0 | 0 | 0 | 0 | 0
Ind ¦ De-stratification fans ¦ New | NEW | I_Petroleum Refining | Greater Toronto Area | Space Heating/Ventilation | Industrial | NA | End Use Consumption (m^3/year) | 25 | 1.4153 | 1.437 | 1.4542 | 1.4672 | 1.4755 | 1.468 | 1.466 | 1.466 | 1.466 | 1.466 | 0.29918 | 0.30985 | 0.31983 | 0.32915 | 0.33764 | 0.34262 | 0.34902 | 0.356 | 0.36312 | 0.37037 | 0.2114 | 0.21563 | 0.21994 | 0.22434 | 0.22882 | 0.2334 | 0.23807 | 0.24283 | 0.24769 | 0.25264 | 0.087784 | 0.094223 | 0.099894 | 0.10482 | 0.10881 | 0.10922 | 0.11095 | 0.11317 | 0.11543 | 0.11773 | 0 | 0 | 0 | 0 | 0 | 0 | 0 | 0 | 0 | 0 | 0 | 0 | 0 | 0 | 0 | 0 | 0 | 0 | 0 | 0 | 0 | 0 | 0 | 0 | 0 | 0 | 0 | 0 | 0 | 0 | 0 | 0 | 0 | 0 | 0 | 0 | 0 | 0 | 0 | 0
Ind ¦ Energy Management and Process Improvement ¦ New | NEW | I_Petroleum Refining | Greater Toronto Area | Cross Cutting/Behavioural | Industrial | NA | End Use Consumption (m^3/year) | 15 | 3.6479 | 3.7238 | 3.7802 | 3.8211 | 3.8455 | 3.8447 | 3.8378 | 3.8378 | 3.8379 | 3.8378 | 0.25535 | 0.26588 | 0.27531 | 0.28385 | 0.29137 | 0.29714 | 0.30254 | 0.30859 | 0.31477 | 0.32106 | 0.07 | 0.0714 | 0.072828 | 0.074285 | 0.07577 | 0.077286 | 0.078831 | 0.080408 | 0.082016 | 0.083656 | 0.18535 | 0.19448 | 0.20248 | 0.20956 | 0.2156 | 0.21985 | 0.22371 | 0.22818 | 0.23275 | 0.2374 | 0 | 0 | 0 | 0 | 0 | 0 | 0 | 0 | 0 | 0 | 0 | 0 | 0 | 0 | 0 | 0 | 0 | 0 | 0 | 0 | 0 | 0 | 0 | 0 | 0 | 0 | 0 | 0 | 0 | 0 | 0 | 0 | 0 | 0 | 0 | 0 | 0 | 0 | 0 | 0
Ind ¦ Exhaust gas heat recovery ¦ New | NEW | I_Petroleum Refining | Greater Toronto Area | Process Heat | Industrial | NA | End Use Consumption (m^3/year) | 15 | 5.3148 | 5.4254 | 5.5077 | 5.5672 | 5.6027 | 5.6015 | 5.5915 | 5.5916 | 5.5916 | 5.5916 | 0.44687 | 0.46529 | 0.48179 | 0.49674 | 0.5099 | 0.51999 | 0.52944 | 0.54003 | 0.55084 | 0.56185 | 0.084079 | 0.08576 | 0.087476 | 0.089225 | 0.09101 | 0.09283 | 0.094686 | 0.09658 | 0.098512 | 0.10048 | 0.36279 | 0.37953 | 0.39431 | 0.40751 | 0.41889 | 0.42716 | 0.43475 | 0.44345 | 0.45233 | 0.46137 | 0 | 0 | 0 | 0 | 0 | 0 | 0 | 0 | 0 | 0 | 0 | 0 | 0 | 0 | 0 | 0 | 0 | 0 | 0 | 0 | 0 | 0 | 0 | 0 | 0 | 0 | 0 | 0 | 0 | 0 | 0 | 0 | 0 | 0 | 0 | 0 | 0 | 0 | 0 | 0
Ind ¦ High-efficiency burners ¦ New | NEW | I_Petroleum Refining | Greater Toronto Area | Process Heat | Industrial | NA | End Use Consumption (m^3/year) | 20 | 8.928 | 9.0812 | 9.1951 | 9.2776 | 9.3267 | 9.3252 | 9.3113 | 9.3113 | 9.3115 | 9.3115 | 0.61959 | 0.64282 | 0.66391 | 0.68326 | 0.70062 | 0.71451 | 0.72771 | 0.74227 | 0.75713 | 0.77227 | 0.069398 | 0.070786 | 0.072202 | 0.073646 | 0.075119 | 0.076621 | 0.078154 | 0.079717 | 0.081311 | 0.082938 | 0.55019 | 0.57204 | 0.59171 | 0.60961 | 0.6255 | 0.63789 | 0.64956 | 0.66256 | 0.67582 | 0.68934 | 0 | 0 | 0 | 0 | 0 | 0 | 0 | 0 | 0 | 0 | 0 | 0 | 0 | 0 | 0 | 0 | 0 | 0 | 0 | 0 | 0 | 0 | 0 | 0 | 0 | 0 | 0 | 0 | 0 | 0 | 0 | 0 | 0 | 0 | 0 | 0 | 0 | 0 | 0 | 0
Ind ¦ Insulation ¦ New | NEW | I_Petroleum Refining | Greater Toronto Area | Process Heat | Industrial | NA | End Use Consumption (m^3/year) | 15 | 5.3148 | 5.4254 | 5.5077 | 5.5672 | 5.6027 | 5.6015 | 5.5915 | 5.5916 | 5.5916 | 5.5916 | 0.12768 | 0.13294 | 0.13765 | 0.14192 | 0.14569 | 0.14857 | 0.15127 | 0.1543 | 0.15738 | 0.16053 | 0.024023 | 0.024503 | 0.024993 | 0.025493 | 0.026003 | 0.026523 | 0.027053 | 0.027594 | 0.028146 | 0.028709 | 0.10365 | 0.10844 | 0.11266 | 0.11643 | 0.11968 | 0.12205 | 0.12422 | 0.1267 | 0.12924 | 0.13182 | 0 | 0 | 0 | 0 | 0 | 0 | 0 | 0 | 0 | 0 | 0 | 0 | 0 | 0 | 0 | 0 | 0 | 0 | 0 | 0 | 0 | 0 | 0 | 0 | 0 | 0 | 0 | 0 | 0 | 0 | 0 | 0 | 0 | 0 | 0 | 0 | 0 | 0 | 0 | 0
Ind ¦ Radiant heaters ¦ New | NEW | I_Petroleum Refining | Greater Toronto Area | Space Heating/Ventilation | Industrial | NA | End Use Consumption (m^3/year) | 20 | 1.4656 | 1.4912 | 1.5115 | 1.5269 | 1.5367 | 1.5277 | 1.5255 | 1.5255 | 1.5255 | 1.5255 | 0.98582 | 1.0231 | 1.0578 | 1.0899 | 1.1188 | 1.1346 | 1.1555 | 1.1787 | 1.2022 | 1.2263 | 0.67263 | 0.68608 | 0.69981 | 0.7138 | 0.72808 | 0.74264 | 0.75749 | 0.77264 | 0.78809 | 0.80386 | 0.31319 | 0.33701 | 0.35795 | 0.37608 | 0.39073 | 0.39191 | 0.39804 | 0.40601 | 0.41413 | 0.42239 | 0 | 0 | 0 | 0 | 0 | 0 | 0 | 0 | 0 | 0 | 0 | 0 | 0 | 0 | 0 | 0 | 0 | 0 | 0 | 0 | 0 | 0 | 0 | 0 | 0 | 0 | 0 | 0 | 0 | 0 | 0 | 0 | 0 | 0 | 0 | 0 | 0 | 0 | 0 | 0
Ind ¦ Reduce Steam Pressure ¦ New | NEW | I_Petroleum Refining | Greater Toronto Area | Process - Boiler/Steam | Industrial | NA | End Use Consumption (m^3/year) | 20 | 29.9803 | 30.4945 | 30.8771 | 31.154 | 31.3191 | 31.3138 | 31.2672 | 31.2674 | 31.2679 | 31.268 | 0.092939 | 0.096423 | 0.099586 | 0.10249 | 0.10509 | 0.10718 | 0.10916 | 0.11134 | 0.11357 | 0.11584 | 0.0031 | 0.003162 | 0.0032252 | 0.0032897 | 0.0033555 | 0.0034227 | 0.0034911 | 0.0035609 | 0.0036321 | 0.0037048 | 0.089839 | 0.093261 | 0.096361 | 0.099199 | 0.10174 | 0.10375 | 0.10567 | 0.10778 | 0.10994 | 0.11214 | 0 | 0 | 0 | 0 | 0 | 0 | 0 | 0 | 0 | 0 | 0 | 0 | 0 | 0 | 0 | 0 | 0 | 0 | 0 | 0 | 0 | 0 | 0 | 0 | 0 | 0 | 0 | 0 | 0 | 0 | 0 | 0 | 0 | 0 | 0 | 0 | 0 | 0 | 0 | 0
Ind ¦ Ventilation heat recovery ¦ New | NEW | I_Petroleum Refining | Greater Toronto Area | Space Heating/Ventilation | Industrial | NA | End Use Consumption (m^3/year) | 20 | 4.3968 | 4.4736 | 4.5345 | 4.5806 | 4.61 | 4.5832 | 4.5764 | 4.5765 | 4.5764 | 4.5764 | 0.49291 | 0.51155 | 0.52888 | 0.54494 | 0.5594 | 0.56728 | 0.57777 | 0.58933 | 0.60111 | 0.61313 | 0.11211 | 0.11435 | 0.11663 | 0.11897 | 0.12135 | 0.12377 | 0.12625 | 0.12877 | 0.13135 | 0.13398 | 0.3808 | 0.3972 | 0.41225 | 0.42598 | 0.43806 | 0.4435 | 0.45152 | 0.46055 | 0.46976 | 0.47915 | 0 | 0 | 0 | 0 | 0 | 0 | 0 | 0 | 0 | 0 | 0 | 0 | 0 | 0 | 0 | 0 | 0 | 0 | 0 | 0 | 0 | 0 | 0 | 0 | 0 | 0 | 0 | 0 | 0 | 0 | 0 | 0 | 0 | 0 | 0 | 0 | 0 | 0 | 0 | 0
Ind ¦ Ventilation optimization ¦ New | NEW | I_Petroleum Refining | Greater Toronto Area | Space Heating/Ventilation | Industrial | NA | End Use Consumption (m^3/year) | 15 | 2.256 | 2.3037 | 2.3416 | 2.3703 | 2.3886 | 2.3719 | 2.3677 | 2.3677 | 2.3677 | 2.3677 | 0.54194 | 0.56449 | 0.58524 | 0.60426 | 0.62109 | 0.62909 | 0.64054 | 0.65336 | 0.66642 | 0.67974 | 0.24023 | 0.24503 | 0.24993 | 0.25493 | 0.26003 | 0.26523 | 0.27053 | 0.27594 | 0.28146 | 0.28709 | 0.30171 | 0.31946 | 0.33531 | 0.34933 | 0.36107 | 0.36387 | 0.37 | 0.37741 | 0.38496 | 0.39265 | 0 | 0 | 0 | 0 | 0 | 0 | 0 | 0 | 0 | 0 | 0 | 0 | 0 | 0 | 0 | 0 | 0 | 0 | 0 | 0 | 0 | 0 | 0 | 0 | 0 | 0 | 0 | 0 | 0 | 0 | 0 | 0 | 0 | 0 | 0 | 0 | 0 | 0 | 0 | 0
Ind ¦ Warehouse loading dock seals ¦ New | NEW | I_Petroleum Refining | Greater Toronto Area | Space Heating/Ventilation | Industrial | NA | End Use Consumption (m^3/year) | 10 | 0.65563 | 0.67466 | 0.68975 | 0.70118 | 0.70846 | 0.70181 | 0.70013 | 0.70014 | 0.70014 | 0.70012 | 0.098874 | 0.10378 | 0.10822 | 0.11222 | 0.11565 | 0.11685 | 0.11891 | 0.12129 | 0.12371 | 0.12618 | 0.15081 | 0.15382 | 0.1569 | 0.16004 | 0.16324 | 0.1665 | 0.16983 | 0.17323 | 0.1767 | 0.18023 | -0.051935 | -0.050045 | -0.048679 | -0.047824 | -0.047591 | -0.04965 | -0.050928 | -0.051945 | -0.052985 | -0.054047 | 0 | 0 | 0 | 0 | 0 | 0 | 0 | 0 | 0 | 0 | 0 | 0 | 0 | 0 | 0 | 0 | 0 | 0 | 0 | 0 | 0 | 0 | 0 | 0 | 0 | 0 | 0 | 0 | 0 | 0 | 0 | 0 | 0 | 0 | 0 | 0 | 0 | 0 | 0 | 0
Ind ¦ Advanced heating and process control | RET | I_Petroleum Refining | Greater Toronto Area | Process Heat | Industrial | NA | End Use Consumption (m^3/year) | 15 | 5.3148 | 5.4254 | 5.5077 | 5.5672 | 5.6027 | 5.6015 | 5.5915 | 5.5916 | 5.5916 | 5.5916 | 0.31919 | 0.33235 | 0.34413 | 0.35481 | 0.36422 | 0.37142 | 0.37817 | 0.38574 | 0.39346 | 0.40132 | 0.060056 | 0.061257 | 0.062483 | 0.063732 | 0.065007 | 0.066307 | 0.067633 | 0.068986 | 0.070366 | 0.071773 | 0.25913 | 0.27109 | 0.28165 | 0.29108 | 0.29921 | 0.30511 | 0.31054 | 0.31675 | 0.32309 | 0.32955 | 415882.4775 | 410060.1228 | 404319.2811 | 398658.8112 | 393077.5878 | 387574.5016 | 382148.4586 | 376798.3802 | 371523.2028 | 366321.878 | 415882.4775 | 410060.1228 | 404319.2811 | 398658.8112 | 393077.5878 | 387574.5016 | 382148.4586 | 376798.3802 | 371523.2028 | 366321.878 | 15859.2368 | 32059.1699 | 48489.2464 | 65161.857 | 81953.8572 | 98718.9987 | 115320.6047 | 131659.9293 | 147622.2955 | 164915.2634 | 15859.2368 | 16199.9331 | 16430.0764 | 16672.6106 | 16792.0002 | 16765.1415 | 16601.606 | 16339.3246 | 15962.3662 | 17292.9679
Ind ¦ Air compressor heat recovery | RET | I_Petroleum Refining | Greater Toronto Area | Space Heating/Ventilation | Industrial | NA | End Use Consumption (m^3/year) | 25 | 2.502 | 2.5404 | 2.5708 | 2.5939 | 2.6085 | 2.5951 | 2.5917 | 2.5918 | 2.5917 | 2.5917 | 0.78535 | 0.81335 | 0.83956 | 0.86403 | 0.8863 | 0.89938 | 0.91617 | 0.9345 | 0.95318 | 0.97223 | 0.31389 | 0.32017 | 0.32658 | 0.33311 | 0.33977 | 0.34656 | 0.3535 | 0.36057 | 0.36778 | 0.37513 | 0.47146 | 0.49318 | 0.51299 | 0.53092 | 0.54653 | 0.55281 | 0.56267 | 0.57393 | 0.58541 | 0.5971 | 2187.4338 | 2156.8097 | 2126.6144 | 2096.8418 | 2067.486 | 2038.5412 | 2010.0016 | 1981.8616 | 1954.1155 | 1926.7579 | 2187.4338 | 2156.8097 | 2126.6144 | 2096.8418 | 2067.486 | 2038.5412 | 2010.0016 | 1981.8616 | 1954.1155 | 1926.7579 | 37.9535 | 75.3177 | 111.7082 | 149.4691 | 188.2115 | 227.207 | 265.9733 | 304.7737 | 343.4501 | 385.3829 | 37.9535 | 37.3642 | 36.3905 | 37.7609 | 38.7424 | 38.9955 | 38.7663 | 38.8004 | 38.6763 | 41.9329
Ind ¦ Air curtains | RET | I_Petroleum Refining | Greater Toronto Area | Space Heating/Ventilation | Industrial | NA | End Use Consumption (m^3/year) | 15 | 0.92289 | 0.94244 | 0.95793 | 0.96967 | 0.97714 | 0.97032 | 0.9686 | 0.96861 | 0.96861 | 0.96859 | 0.13548 | 0.14112 | 0.14631 | 0.15106 | 0.15527 | 0.15727 | 0.16013 | 0.16334 | 0.16661 | 0.16993 | 0.1468 | 0.14974 | 0.15274 | 0.15579 | 0.15891 | 0.16208 | 0.16533 | 0.16863 | 0.172 | 0.17544 | -0.01132 | -0.0086192 | -0.0064252 | -0.0047254 | -0.0036321 | -0.0048103 | -0.0051917 | -0.0052929 | -0.0053996 | -0.0055101 | 1302.0439 | 1283.8153 | 1265.8419 | 1248.1201 | 1230.6464 | 1213.4174 | 1196.4295 | 1179.6795 | 1163.164 | 1146.8797 | 0 | 0 | 0 | 0 | 0 | 0 | 0 | 0 | 0 | 0 | 0 | 0 | 0 | 0 | 0 | 0 | 0 | 0 | 0 | 0 | 0 | 0 | 0 | 0 | 0 | 0 | 0 | 0 | 0 | 0
Ind ¦ Automated temperature control | RET | I_Petroleum Refining | Greater Toronto Area | Space Heating/Ventilation | Industrial | NA | End Use Consumption (m^3/year) | 25 | 1.1676 | 1.1855 | 1.1997 | 1.2105 | 1.2173 | 1.2111 | 1.2095 | 1.2095 | 1.2095 | 1.2095 | 0.26178 | 0.27112 | 0.27985 | 0.28801 | 0.29543 | 0.29979 | 0.30539 | 0.3115 | 0.31773 | 0.32408 | 0.22421 | 0.22869 | 0.23327 | 0.23793 | 0.24269 | 0.24755 | 0.2525 | 0.25755 | 0.2627 | 0.26795 | 0.037574 | 0.042423 | 0.046585 | 0.050076 | 0.052741 | 0.052247 | 0.052892 | 0.053952 | 0.055029 | 0.056126 | 1687.8347 | 1664.205 | 1640.9062 | 1617.9335 | 1595.2824 | 1572.9485 | 1550.9272 | 1529.2142 | 1507.8052 | 1486.6959 | 1687.8347 | 1664.205 | 1640.9062 | 1617.9335 | 1595.2824 | 1572.9485 | 1550.9272 | 1529.2142 | 1507.8052 | 1486.6959 | 0.89012 | 1.6582 | 2.2855 | 3.0712 | 3.9838 | 4.9239 | 5.8315 | 6.7508 | 7.6675 | 8.6946 | 0.89012 | 0.76807 | 0.62731 | 0.78571 | 0.91258 | 0.94011 | 0.9076 | 0.91931 | 0.9167 | 1.0271
Ind ¦ Condensing Economizer | RET | I_Petroleum Refining | Greater Toronto Area | Process - Boiler/Steam | Industrial | NA | End Use Consumption (m^3/year) | 15 | 3.7008 | 3.7778 | 3.835 | 3.8765 | 3.9012 | 3.9004 | 3.8934 | 3.8934 | 3.8935 | 3.8934 | 0.25535 | 0.26588 | 0.27531 | 0.28385 | 0.29137 | 0.29714 | 0.30254 | 0.30859 | 0.31477 | 0.32106 | 0.069 | 0.07038 | 0.071788 | 0.073223 | 0.074688 | 0.076182 | 0.077705 | 0.079259 | 0.080844 | 0.082461 | 0.18635 | 0.1955 | 0.20352 | 0.21063 | 0.21668 | 0.22096 | 0.22483 | 0.22933 | 0.23392 | 0.2386 | 120656.0713 | 118966.8863 | 117301.3499 | 115659.131 | 114039.9031 | 112443.3445 | 110869.1377 | 109316.9698 | 107786.5322 | 106277.5207 | 120656.0713 | 118966.8863 | 117301.3499 | 115659.131 | 114039.9031 | 112443.3445 | 110869.1377 | 109316.9698 | 107786.5322 | 106277.5207 | 4170.4593 | 8406.8619 | 12679.9582 | 17027.3349 | 21418.2768 | 25811.7071 | 30171.9589 | 34482.3618 | 38716.2071 | 43302.8588 | 4170.4593 | 4236.4026 | 4273.0964 | 4347.3767 | 4390.9418 | 4393.4303 | 4360.2518 | 4310.4029 | 4233.8453 | 4586.6517
Ind ¦ De-stratification fans | RET | I_Petroleum Refining | Greater Toronto Area | Space Heating/Ventilation | Industrial | NA | End Use Consumption (m^3/year) | 25 | 1.4153 | 1.437 | 1.4542 | 1.4672 | 1.4755 | 1.468 | 1.466 | 1.466 | 1.466 | 1.466 | 0.29918 | 0.30985 | 0.31983 | 0.32915 | 0.33764 | 0.34262 | 0.34902 | 0.356 | 0.36312 | 0.37037 | 0.2114 | 0.21563 | 0.21994 | 0.22434 | 0.22882 | 0.2334 | 0.23807 | 0.24283 | 0.24769 | 0.25264 | 0.087784 | 0.094223 | 0.099894 | 0.10482 | 0.10881 | 0.10922 | 0.11095 | 0.11317 | 0.11543 | 0.11773 | 1234.5305 | 1217.2471 | 1200.2057 | 1183.4028 | 1166.8351 | 1150.4994 | 1134.3925 | 1118.511 | 1102.8518 | 1087.4119 | 1234.5305 | 1217.2471 | 1200.2057 | 1183.4028 | 1166.8351 | 1150.4994 | 1134.3925 | 1118.511 | 1102.8518 | 1087.4119 | 2.9205 | 5.5951 | 7.9388 | 10.6248 | 13.5464 | 16.5118 | 19.4047 | 22.3111 | 25.2031 | 28.3448 | 2.9205 | 2.6746 | 2.3437 | 2.686 | 2.9215 | 2.9655 | 2.8929 | 2.9063 | 2.8921 | 3.1416
Ind ¦ Energy Management and Process Improvement | RET | I_Petroleum Refining | Greater Toronto Area | Cross Cutting/Behavioural | Industrial | NA | End Use Consumption (m^3/year) | 15 | 3.6479 | 3.7238 | 3.7802 | 3.8211 | 3.8455 | 3.8447 | 3.8378 | 3.8378 | 3.8379 | 3.8378 | 0.25535 | 0.26588 | 0.27531 | 0.28385 | 0.29137 | 0.29714 | 0.30254 | 0.30859 | 0.31477 | 0.32106 | 0.07 | 0.0714 | 0.072828 | 0.074285 | 0.07577 | 0.077286 | 0.078831 | 0.080408 | 0.082016 | 0.083656 | 0.18535 | 0.19448 | 0.20248 | 0.20956 | 0.2156 | 0.21985 | 0.22371 | 0.22818 | 0.23275 | 0.2374 | 1275118.9521 | 1257267.2868 | 1239665.5448 | 1222310.2272 | 1205197.884 | 1188325.1136 | 1171688.562 | 1155284.9222 | 1139110.9332 | 1123163.3802 | 1275118.9521 | 1257267.2868 | 1239665.5448 | 1222310.2272 | 1205197.884 | 1188325.1136 | 1171688.562 | 1155284.9222 | 1139110.9332 | 1123163.3802 | 43814.2394 | 88308.5369 | 133176.0507 | 178827.8872 | 224942.6273 | 271088.136 | 316890.4618 | 362179.358 | 406676.4347 | 454706.221 | 43814.2394 | 44494.2975 | 44867.5137 | 45651.8366 | 46114.7401 | 46145.5087 | 45802.3258 | 45288.8962 | 44497.0767 | 48029.7864
Ind ¦ Exhaust gas heat recovery | RET | I_Petroleum Refining | Greater Toronto Area | Process Heat | Industrial | NA | End Use Consumption (m^3/year) | 15 | 5.3148 | 5.4254 | 5.5077 | 5.5672 | 5.6027 | 5.6015 | 5.5915 | 5.5916 | 5.5916 | 5.5916 | 0.44687 | 0.46529 | 0.48179 | 0.49674 | 0.5099 | 0.51999 | 0.52944 | 0.54003 | 0.55084 | 0.56185 | 0.084079 | 0.08576 | 0.087476 | 0.089225 | 0.09101 | 0.09283 | 0.094686 | 0.09658 | 0.098512 | 0.10048 | 0.36279 | 0.37953 | 0.39431 | 0.40751 | 0.41889 | 0.42716 | 0.43475 | 0.44345 | 0.45233 | 0.46137 | 727794.3357 | 717605.215 | 707558.742 | 697652.9196 | 687885.7787 | 678255.3778 | 668759.8025 | 659397.1653 | 650165.605 | 641063.2865 | 727794.3357 | 717605.215 | 707558.742 | 697652.9196 | 687885.7787 | 678255.3778 | 668759.8025 | 659397.1653 | 650165.605 | 641063.2865 | 27753.6644 | 56103.5474 | 84856.1811 | 114033.2497 | 143419.2501 | 172758.2477 | 201811.0582 | 230404.8763 | 258339.0171 | 288714.8926 | 27753.6644 | 28349.883 | 28752.6337 | 29177.0686 | 29386.0004 | 29338.9976 | 29052.8105 | 28593.8181 | 27934.1408 | 30375.8756
Ind ¦ High-efficiency burners | RET | I_Petroleum Refining | Greater Toronto Area | Process Heat | Industrial | NA | End Use Consumption (m^3/year) | 20 | 8.928 | 9.0812 | 9.1951 | 9.2776 | 9.3267 | 9.3252 | 9.3113 | 9.3113 | 9.3115 | 9.3115 | 0.61959 | 0.64282 | 0.66391 | 0.68326 | 0.70062 | 0.71451 | 0.72771 | 0.74227 | 0.75713 | 0.77227 | 0.069398 | 0.070786 | 0.072202 | 0.073646 | 0.075119 | 0.076621 | 0.078154 | 0.079717 | 0.081311 | 0.082938 | 0.55019 | 0.57204 | 0.59171 | 0.60961 | 0.6255 | 0.63789 | 0.64956 | 0.66256 | 0.67582 | 0.68934 | 249529.4865 | 246036.0737 | 242591.5687 | 239195.2867 | 235846.5527 | 232544.701 | 229289.0751 | 226079.0281 | 222913.9217 | 219793.1268 | 249529.4865 | 246036.0737 | 242591.5687 | 239195.2867 | 235846.5527 | 232544.701 | 229289.0751 | 226079.0281 | 222913.9217 | 219793.1268 | 9989.6846 | 20224.0736 | 30633.3088 | 41181.983 | 51789.4557 | 62365.9846 | 72824.3725 | 83090.3273 | 93087.0416 | 104063.5022 | 9989.6846 | 10234.389 | 10409.2353 | 10548.6742 | 10607.4727 | 10576.5288 | 10458.3879 | 10265.9548 | 9996.7143 | 10976.4606
Ind ¦ Insulation | RET | I_Petroleum Refining | Greater Toronto Area | Process Heat | Industrial | NA | End Use Consumption (m^3/year) | 15 | 5.3148 | 5.4254 | 5.5077 | 5.5672 | 5.6027 | 5.6015 | 5.5915 | 5.5916 | 5.5916 | 5.5916 | 0.12768 | 0.13294 | 0.13765 | 0.14192 | 0.14569 | 0.14857 | 0.15127 | 0.1543 | 0.15738 | 0.16053 | 0.024023 | 0.024503 | 0.024993 | 0.025493 | 0.026003 | 0.026523 | 0.027053 | 0.027594 | 0.028146 | 0.028709 | 0.10365 | 0.10844 | 0.11266 | 0.11643 | 0.11968 | 0.12205 | 0.12422 | 0.1267 | 0.12924 | 0.13182 | 56306.1666 | 55517.8803 | 54740.6299 | 53974.2611 | 53218.6215 | 52473.5608 | 51738.9309 | 51014.5859 | 50300.3817 | 49596.1763 | 56306.1666 | 55517.8803 | 54740.6299 | 53974.2611 | 53218.6215 | 52473.5608 | 51738.9309 | 51014.5859 | 50300.3817 | 49596.1763 | 2147.1759 | 4340.4785 | 6564.9402 | 8822.2384 | 11095.7008 | 13365.5268 | 15613.2117 | 17825.3865 | 19986.5251 | 22325.4014 | 2147.1759 | 2193.3026 | 2224.4616 | 2257.2983 | 2273.4624 | 2269.826 | 2247.685 | 2212.1748 | 2161.1385 | 2338.8763
Ind ¦ Radiant heaters | RET | I_Petroleum Refining | Greater Toronto Area | Space Heating/Ventilation | Industrial | NA | End Use Consumption (m^3/year) | 20 | 1.4656 | 1.4912 | 1.5115 | 1.5269 | 1.5367 | 1.5277 | 1.5255 | 1.5255 | 1.5255 | 1.5255 | 0.98582 | 1.0231 | 1.0578 | 1.0899 | 1.1188 | 1.1346 | 1.1555 | 1.1787 | 1.2022 | 1.2263 | 0.67263 | 0.68608 | 0.69981 | 0.7138 | 0.72808 | 0.74264 | 0.75749 | 0.77264 | 0.78809 | 0.80386 | 0.31319 | 0.33701 | 0.35795 | 0.37608 | 0.39073 | 0.39191 | 0.39804 | 0.40601 | 0.41413 | 0.42239 | 1967.5331 | 1939.9876 | 1912.8278 | 1886.0482 | 1859.6435 | 1833.6085 | 1807.938 | 1782.6268 | 1757.6701 | 1733.0627 | 1967.5331 | 1939.9876 | 1912.8278 | 1886.0482 | 1859.6435 | 1833.6085 | 1807.938 | 1782.6268 | 1757.6701 | 1733.0627 | 10.7082 | 20.879 | 30.3263 | 40.4778 | 51.1323 | 61.9324 | 72.5216 | 83.1616 | 93.7664 | 104.9824 | 10.7082 | 10.1708 | 9.4473 | 10.1515 | 10.6544 | 10.8002 | 10.5891 | 10.64 | 10.6048 | 11.216
Ind ¦ Reduce Steam Pressure | RET | I_Petroleum Refining | Greater Toronto Area | Process - Boiler/Steam | Industrial | NA | End Use Consumption (m^3/year) | 20 | 29.9803 | 30.4945 | 30.8771 | 31.154 | 31.3191 | 31.3138 | 31.2672 | 31.2674 | 31.2679 | 31.268 | 0.092939 | 0.096423 | 0.099586 | 0.10249 | 0.10509 | 0.10718 | 0.10916 | 0.11134 | 0.11357 | 0.11584 | 0.0031 | 0.003162 | 0.0032252 | 0.0032897 | 0.0033555 | 0.0034227 | 0.0034911 | 0.0035609 | 0.0036321 | 0.0037048 | 0.089839 | 0.093261 | 0.096361 | 0.099199 | 0.10174 | 0.10375 | 0.10567 | 0.10778 | 0.10994 | 0.11214 | 24131.2143 | 23793.3773 | 23460.27 | 23131.8262 | 22807.9806 | 22488.6689 | 22173.8275 | 21863.394 | 21557.3064 | 21255.5041 | 24131.2143 | 23793.3773 | 23460.27 | 23131.8262 | 22807.9806 | 22488.6689 | 22173.8275 | 21863.394 | 21557.3064 | 21255.5041 | 1051.5567 | 2133.0602 | 3236.3772 | 4353.3045 | 5474.1346 | 6588.6377 | 7686.6117 | 8758.4322 | 9795.0112 | 10927.7048 | 1051.5567 | 1081.5035 | 1103.317 | 1116.9273 | 1120.8301 | 1114.5031 | 1097.974 | 1071.8206 | 1036.579 | 1132.6936
Ind ¦ Ventilation heat recovery | RET | I_Petroleum Refining | Greater Toronto Area | Space Heating/Ventilation | Industrial | NA | End Use Consumption (m^3/year) | 20 | 4.3968 | 4.4736 | 4.5345 | 4.5806 | 4.61 | 4.5832 | 4.5764 | 4.5765 | 4.5764 | 4.5764 | 0.49291 | 0.51155 | 0.52888 | 0.54494 | 0.5594 | 0.56728 | 0.57777 | 0.58933 | 0.60111 | 0.61313 | 0.11211 | 0.11435 | 0.11663 | 0.11897 | 0.12135 | 0.12377 | 0.12625 | 0.12877 | 0.13135 | 0.13398 | 0.3808 | 0.3972 | 0.41225 | 0.42598 | 0.43806 | 0.4435 | 0.45152 | 0.46055 | 0.46976 | 0.47915 | 2008.5233 | 1980.404 | 1952.6783 | 1925.3408 | 1898.3861 | 1871.8087 | 1845.6034 | 1819.7649 | 1794.2882 | 1769.1682 | 2008.5233 | 1980.404 | 1952.6783 | 1925.3408 | 1898.3861 | 1871.8087 | 1845.6034 | 1819.7649 | 1794.2882 | 1769.1682 | 67.0743 | 135.0962 | 203.5983 | 273.3307 | 343.8095 | 414.3675 | 484.4368 | 553.7924 | 622.0238 | 695.854 | 67.0743 | 68.0218 | 68.5022 | 69.7324 | 70.4788 | 70.558 | 70.0693 | 69.3556 | 68.2314 | 73.8302
Ind ¦ Ventilation optimization | RET | I_Petroleum Refining | Greater Toronto Area | Space Heating/Ventilation | Industrial | NA | End Use Consumption (m^3/year) | 15 | 2.256 | 2.3037 | 2.3416 | 2.3703 | 2.3886 | 2.3719 | 2.3677 | 2.3677 | 2.3677 | 2.3677 | 0.54194 | 0.56449 | 0.58524 | 0.60426 | 0.62109 | 0.62909 | 0.64054 | 0.65336 | 0.66642 | 0.67974 | 0.24023 | 0.24503 | 0.24993 | 0.25493 | 0.26003 | 0.26523 | 0.27053 | 0.27594 | 0.28146 | 0.28709 | 0.30171 | 0.31946 | 0.33531 | 0.34933 | 0.36107 | 0.36387 | 0.37 | 0.37741 | 0.38496 | 0.39265 | 2314.7448 | 2282.3383 | 2250.3856 | 2218.8802 | 2187.8159 | 2157.1865 | 2126.9859 | 2097.2081 | 2067.8471 | 2038.8973 | 2314.7448 | 2282.3383 | 2250.3856 | 2218.8802 | 2187.8159 | 2157.1865 | 2126.9859 | 2097.2081 | 2067.8471 | 2038.8973 | 54.6024 | 109.0121 | 162.822 | 218.1589 | 274.583 | 331.3204 | 387.8196 | 444.2313 | 500.3075 | 561.1296 | 54.6024 | 54.4097 | 53.8099 | 55.3369 | 56.4241 | 56.7373 | 56.4992 | 56.4117 | 56.0762 | 60.8221
Ind ¦ Warehouse loading dock seals | RET | I_Petroleum Refining | Greater Toronto Area | Space Heating/Ventilation | Industrial | NA | End Use Consumption (m^3/year) | 10 | 0.65563 | 0.67466 | 0.68975 | 0.70118 | 0.70846 | 0.70181 | 0.70013 | 0.70014 | 0.70014 | 0.70012 | 0.098874 | 0.10378 | 0.10822 | 0.11222 | 0.11565 | 0.11685 | 0.11891 | 0.12129 | 0.12371 | 0.12618 | 0.15081 | 0.15382 | 0.1569 | 0.16004 | 0.16324 | 0.1665 | 0.16983 | 0.17323 | 0.1767 | 0.18023 | -0.051935 | -0.050045 | -0.048679 | -0.047824 | -0.047591 | -0.04965 | -0.050928 | -0.051945 | -0.052985 | -0.054047 | 731.395 | 721.1555 | 711.0593 | 701.1045 | 691.289 | 681.611 | 672.0684 | 662.6595 | 653.3823 | 644.2349 | 0 | 0 | 0 | 0 | 0 | 0 | 0 | 0 | 0 | 0 | 0 | 0 | 0 | 0 | 0 | 0 | 0 | 0 | 0 | 0 | 0 | 0 | 0 | 0 | 0 | 0 | 0 | 0 | 0 | 0
Ind ¦ Advanced heating and process control ¦ New | NEW | I_Power Generation | Greater Toronto Area | Process Heat | Industrial | NA | End Use Consumption (m^3/year) | 15 | 5.3148 | 5.4254 | 5.5077 | 5.5672 | 5.6027 | 5.6015 | 5.5915 | 5.5916 | 5.5916 | 5.5916 | 0.31919 | 0.33235 | 0.34413 | 0.35481 | 0.36422 | 0.37142 | 0.37817 | 0.38574 | 0.39346 | 0.40132 | 0.060056 | 0.061257 | 0.062483 | 0.063732 | 0.065007 | 0.066307 | 0.067633 | 0.068986 | 0.070366 | 0.071773 | 0.25913 | 0.27109 | 0.28165 | 0.29108 | 0.29921 | 0.30511 | 0.31054 | 0.31675 | 0.32309 | 0.32955 | 0 | 0 | 0 | 0 | 0 | 0 | 0 | 0 | 0 | 0 | 0 | 0 | 0 | 0 | 0 | 0 | 0 | 0 | 0 | 0 | 0 | 0 | 0 | 0 | 0 | 0 | 0 | 0 | 0 | 0 | 0 | 0 | 0 | 0 | 0 | 0 | 0 | 0 | 0 | 0
Ind ¦ Air compressor heat recovery ¦ New | NEW | I_Power Generation | Greater Toronto Area | Space Heating/Ventilation | Industrial | NA | End Use Consumption (m^3/year) | 25 | 2.502 | 2.5404 | 2.5708 | 2.5939 | 2.6085 | 2.5951 | 2.5917 | 2.5918 | 2.5917 | 2.5917 | 0.78535 | 0.81335 | 0.83956 | 0.86403 | 0.8863 | 0.89938 | 0.91617 | 0.9345 | 0.95318 | 0.97223 | 0.31389 | 0.32017 | 0.32658 | 0.33311 | 0.33977 | 0.34656 | 0.3535 | 0.36057 | 0.36778 | 0.37513 | 0.47146 | 0.49318 | 0.51299 | 0.53092 | 0.54653 | 0.55281 | 0.56267 | 0.57393 | 0.58541 | 0.5971 | 0 | 0 | 0 | 0 | 0 | 0 | 0 | 0 | 0 | 0 | 0 | 0 | 0 | 0 | 0 | 0 | 0 | 0 | 0 | 0 | 0 | 0 | 0 | 0 | 0 | 0 | 0 | 0 | 0 | 0 | 0 | 0 | 0 | 0 | 0 | 0 | 0 | 0 | 0 | 0
Ind ¦ Air curtains ¦ New | NEW | I_Power Generation | Greater Toronto Area | Space Heating/Ventilation | Industrial | NA | End Use Consumption (m^3/year) | 15 | 0.92289 | 0.94244 | 0.95793 | 0.96967 | 0.97714 | 0.97032 | 0.9686 | 0.96861 | 0.96861 | 0.96859 | 0.13548 | 0.14112 | 0.14631 | 0.15106 | 0.15527 | 0.15727 | 0.16013 | 0.16334 | 0.16661 | 0.16993 | 0.1468 | 0.14974 | 0.15274 | 0.15579 | 0.15891 | 0.16208 | 0.16533 | 0.16863 | 0.172 | 0.17544 | -0.01132 | -0.0086192 | -0.0064252 | -0.0047254 | -0.0036321 | -0.0048103 | -0.0051917 | -0.0052929 | -0.0053996 | -0.0055101 | 0 | 0 | 0 | 0 | 0 | 0 | 0 | 0 | 0 | 0 | 0 | 0 | 0 | 0 | 0 | 0 | 0 | 0 | 0 | 0 | 0 | 0 | 0 | 0 | 0 | 0 | 0 | 0 | 0 | 0 | 0 | 0 | 0 | 0 | 0 | 0 | 0 | 0 | 0 | 0
Ind ¦ Automated temperature control ¦ New | NEW | I_Power Generation | Greater Toronto Area | Space Heating/Ventilation | Industrial | NA | End Use Consumption (m^3/year) | 25 | 1.1676 | 1.1855 | 1.1997 | 1.2105 | 1.2173 | 1.2111 | 1.2095 | 1.2095 | 1.2095 | 1.2095 | 0.26178 | 0.27112 | 0.27985 | 0.28801 | 0.29543 | 0.29979 | 0.30539 | 0.3115 | 0.31773 | 0.32408 | 0.22421 | 0.22869 | 0.23327 | 0.23793 | 0.24269 | 0.24755 | 0.2525 | 0.25755 | 0.2627 | 0.26795 | 0.037574 | 0.042423 | 0.046585 | 0.050076 | 0.052741 | 0.052247 | 0.052892 | 0.053952 | 0.055029 | 0.056126 | 0 | 0 | 0 | 0 | 0 | 0 | 0 | 0 | 0 | 0 | 0 | 0 | 0 | 0 | 0 | 0 | 0 | 0 | 0 | 0 | 0 | 0 | 0 | 0 | 0 | 0 | 0 | 0 | 0 | 0 | 0 | 0 | 0 | 0 | 0 | 0 | 0 | 0 | 0 | 0
Ind ¦ De-stratification fans ¦ New | NEW | I_Power Generation | Greater Toronto Area | Space Heating/Ventilation | Industrial | NA | End Use Consumption (m^3/year) | 25 | 1.4153 | 1.437 | 1.4542 | 1.4672 | 1.4755 | 1.468 | 1.466 | 1.466 | 1.466 | 1.466 | 0.29918 | 0.30985 | 0.31983 | 0.32915 | 0.33764 | 0.34262 | 0.34902 | 0.356 | 0.36312 | 0.37037 | 0.2114 | 0.21563 | 0.21994 | 0.22434 | 0.22882 | 0.2334 | 0.23807 | 0.24283 | 0.24769 | 0.25264 | 0.087784 | 0.094223 | 0.099894 | 0.10482 | 0.10881 | 0.10922 | 0.11095 | 0.11317 | 0.11543 | 0.11773 | 0 | 0 | 0 | 0 | 0 | 0 | 0 | 0 | 0 | 0 | 0 | 0 | 0 | 0 | 0 | 0 | 0 | 0 | 0 | 0 | 0 | 0 | 0 | 0 | 0 | 0 | 0 | 0 | 0 | 0 | 0 | 0 | 0 | 0 | 0 | 0 | 0 | 0 | 0 | 0
Ind ¦ Energy Management and Process Improvement ¦ New | NEW | I_Power Generation | Greater Toronto Area | Cross Cutting/Behavioural | Industrial | NA | End Use Consumption (m^3/year) | 15 | 3.6479 | 3.7238 | 3.7802 | 3.8211 | 3.8455 | 3.8447 | 3.8378 | 3.8378 | 3.8379 | 3.8378 | 0.25535 | 0.26588 | 0.27531 | 0.28385 | 0.29137 | 0.29714 | 0.30254 | 0.30859 | 0.31477 | 0.32106 | 0.07 | 0.0714 | 0.072828 | 0.074285 | 0.07577 | 0.077286 | 0.078831 | 0.080408 | 0.082016 | 0.083656 | 0.18535 | 0.19448 | 0.20248 | 0.20956 | 0.2156 | 0.21985 | 0.22371 | 0.22818 | 0.23275 | 0.2374 | 0 | 0 | 0 | 0 | 0 | 0 | 0 | 0 | 0 | 0 | 0 | 0 | 0 | 0 | 0 | 0 | 0 | 0 | 0 | 0 | 0 | 0 | 0 | 0 | 0 | 0 | 0 | 0 | 0 | 0 | 0 | 0 | 0 | 0 | 0 | 0 | 0 | 0 | 0 | 0
Ind ¦ Exhaust gas heat recovery ¦ New | NEW | I_Power Generation | Greater Toronto Area | Process Heat | Industrial | NA | End Use Consumption (m^3/year) | 15 | 5.3148 | 5.4254 | 5.5077 | 5.5672 | 5.6027 | 5.6015 | 5.5915 | 5.5916 | 5.5916 | 5.5916 | 0.44687 | 0.46529 | 0.48179 | 0.49674 | 0.5099 | 0.51999 | 0.52944 | 0.54003 | 0.55084 | 0.56185 | 0.084079 | 0.08576 | 0.087476 | 0.089225 | 0.09101 | 0.09283 | 0.094686 | 0.09658 | 0.098512 | 0.10048 | 0.36279 | 0.37953 | 0.39431 | 0.40751 | 0.41889 | 0.42716 | 0.43475 | 0.44345 | 0.45233 | 0.46137 | 0 | 0 | 0 | 0 | 0 | 0 | 0 | 0 | 0 | 0 | 0 | 0 | 0 | 0 | 0 | 0 | 0 | 0 | 0 | 0 | 0 | 0 | 0 | 0 | 0 | 0 | 0 | 0 | 0 | 0 | 0 | 0 | 0 | 0 | 0 | 0 | 0 | 0 | 0 | 0
Ind ¦ High-efficiency burners ¦ New | NEW | I_Power Generation | Greater Toronto Area | Process Heat | Industrial | NA | End Use Consumption (m^3/year) | 20 | 8.928 | 9.0812 | 9.1951 | 9.2776 | 9.3267 | 9.3252 | 9.3113 | 9.3113 | 9.3115 | 9.3115 | 0.61959 | 0.64282 | 0.66391 | 0.68326 | 0.70062 | 0.71451 | 0.72771 | 0.74227 | 0.75713 | 0.77227 | 0.069398 | 0.070786 | 0.072202 | 0.073646 | 0.075119 | 0.076621 | 0.078154 | 0.079717 | 0.081311 | 0.082938 | 0.55019 | 0.57204 | 0.59171 | 0.60961 | 0.6255 | 0.63789 | 0.64956 | 0.66256 | 0.67582 | 0.68934 | 0 | 0 | 0 | 0 | 0 | 0 | 0 | 0 | 0 | 0 | 0 | 0 | 0 | 0 | 0 | 0 | 0 | 0 | 0 | 0 | 0 | 0 | 0 | 0 | 0 | 0 | 0 | 0 | 0 | 0 | 0 | 0 | 0 | 0 | 0 | 0 | 0 | 0 | 0 | 0
Ind ¦ Insulation ¦ New | NEW | I_Power Generation | Greater Toronto Area | Process Heat | Industrial | NA | End Use Consumption (m^3/year) | 15 | 5.3148 | 5.4254 | 5.5077 | 5.5672 | 5.6027 | 5.6015 | 5.5915 | 5.5916 | 5.5916 | 5.5916 | 0.12768 | 0.13294 | 0.13765 | 0.14192 | 0.14569 | 0.14857 | 0.15127 | 0.1543 | 0.15738 | 0.16053 | 0.024023 | 0.024503 | 0.024993 | 0.025493 | 0.026003 | 0.026523 | 0.027053 | 0.027594 | 0.028146 | 0.028709 | 0.10365 | 0.10844 | 0.11266 | 0.11643 | 0.11968 | 0.12205 | 0.12422 | 0.1267 | 0.12924 | 0.13182 | 0 | 0 | 0 | 0 | 0 | 0 | 0 | 0 | 0 | 0 | 0 | 0 | 0 | 0 | 0 | 0 | 0 | 0 | 0 | 0 | 0 | 0 | 0 | 0 | 0 | 0 | 0 | 0 | 0 | 0 | 0 | 0 | 0 | 0 | 0 | 0 | 0 | 0 | 0 | 0
Ind ¦ Radiant heaters ¦ New | NEW | I_Power Generation | Greater Toronto Area | Space Heating/Ventilation | Industrial | NA | End Use Consumption (m^3/year) | 20 | 1.4656 | 1.4912 | 1.5115 | 1.5269 | 1.5367 | 1.5277 | 1.5255 | 1.5255 | 1.5255 | 1.5255 | 0.98582 | 1.0231 | 1.0578 | 1.0899 | 1.1188 | 1.1346 | 1.1555 | 1.1787 | 1.2022 | 1.2263 | 0.67263 | 0.68608 | 0.69981 | 0.7138 | 0.72808 | 0.74264 | 0.75749 | 0.77264 | 0.78809 | 0.80386 | 0.31319 | 0.33701 | 0.35795 | 0.37608 | 0.39073 | 0.39191 | 0.39804 | 0.40601 | 0.41413 | 0.42239 | 0 | 0 | 0 | 0 | 0 | 0 | 0 | 0 | 0 | 0 | 0 | 0 | 0 | 0 | 0 | 0 | 0 | 0 | 0 | 0 | 0 | 0 | 0 | 0 | 0 | 0 | 0 | 0 | 0 | 0 | 0 | 0 | 0 | 0 | 0 | 0 | 0 | 0 | 0 | 0
Ind ¦ Ventilation heat recovery ¦ New | NEW | I_Power Generation | Greater Toronto Area | Space Heating/Ventilation | Industrial | NA | End Use Consumption (m^3/year) | 20 | 4.3968 | 4.4736 | 4.5345 | 4.5806 | 4.61 | 4.5832 | 4.5764 | 4.5765 | 4.5764 | 4.5764 | 0.49291 | 0.51155 | 0.52888 | 0.54494 | 0.5594 | 0.56728 | 0.57777 | 0.58933 | 0.60111 | 0.61313 | 0.11211 | 0.11435 | 0.11663 | 0.11897 | 0.12135 | 0.12377 | 0.12625 | 0.12877 | 0.13135 | 0.13398 | 0.3808 | 0.3972 | 0.41225 | 0.42598 | 0.43806 | 0.4435 | 0.45152 | 0.46055 | 0.46976 | 0.47915 | 0 | 0 | 0 | 0 | 0 | 0 | 0 | 0 | 0 | 0 | 0 | 0 | 0 | 0 | 0 | 0 | 0 | 0 | 0 | 0 | 0 | 0 | 0 | 0 | 0 | 0 | 0 | 0 | 0 | 0 | 0 | 0 | 0 | 0 | 0 | 0 | 0 | 0 | 0 | 0
Ind ¦ Ventilation optimization ¦ New | NEW | I_Power Generation | Greater Toronto Area | Space Heating/Ventilation | Industrial | NA | End Use Consumption (m^3/year) | 15 | 2.256 | 2.3037 | 2.3416 | 2.3703 | 2.3886 | 2.3719 | 2.3677 | 2.3677 | 2.3677 | 2.3677 | 0.54194 | 0.56449 | 0.58524 | 0.60426 | 0.62109 | 0.62909 | 0.64054 | 0.65336 | 0.66642 | 0.67974 | 0.24023 | 0.24503 | 0.24993 | 0.25493 | 0.26003 | 0.26523 | 0.27053 | 0.27594 | 0.28146 | 0.28709 | 0.30171 | 0.31946 | 0.33531 | 0.34933 | 0.36107 | 0.36387 | 0.37 | 0.37741 | 0.38496 | 0.39265 | 0 | 0 | 0 | 0 | 0 | 0 | 0 | 0 | 0 | 0 | 0 | 0 | 0 | 0 | 0 | 0 | 0 | 0 | 0 | 0 | 0 | 0 | 0 | 0 | 0 | 0 | 0 | 0 | 0 | 0 | 0 | 0 | 0 | 0 | 0 | 0 | 0 | 0 | 0 | 0
Ind ¦ Warehouse loading dock seals ¦ New | NEW | I_Power Generation | Greater Toronto Area | Space Heating/Ventilation | Industrial | NA | End Use Consumption (m^3/year) | 10 | 0.65563 | 0.67466 | 0.68975 | 0.70118 | 0.70846 | 0.70181 | 0.70013 | 0.70014 | 0.70014 | 0.70012 | 0.098874 | 0.10378 | 0.10822 | 0.11222 | 0.11565 | 0.11685 | 0.11891 | 0.12129 | 0.12371 | 0.12618 | 0.15081 | 0.15382 | 0.1569 | 0.16004 | 0.16324 | 0.1665 | 0.16983 | 0.17323 | 0.1767 | 0.18023 | -0.051935 | -0.050045 | -0.048679 | -0.047824 | -0.047591 | -0.04965 | -0.050928 | -0.051945 | -0.052985 | -0.054047 | 0 | 0 | 0 | 0 | 0 | 0 | 0 | 0 | 0 | 0 | 0 | 0 | 0 | 0 | 0 | 0 | 0 | 0 | 0 | 0 | 0 | 0 | 0 | 0 | 0 | 0 | 0 | 0 | 0 | 0 | 0 | 0 | 0 | 0 | 0 | 0 | 0 | 0 | 0 | 0
Ind ¦ Advanced heating and process control | RET | I_Power Generation | Greater Toronto Area | Process Heat | Industrial | NA | End Use Consumption (m^3/year) | 15 | 5.3148 | 5.4254 | 5.5077 | 5.5672 | 5.6027 | 5.6015 | 5.5915 | 5.5916 | 5.5916 | 5.5916 | 0.31919 | 0.33235 | 0.34413 | 0.35481 | 0.36422 | 0.37142 | 0.37817 | 0.38574 | 0.39346 | 0.40132 | 0.060056 | 0.061257 | 0.062483 | 0.063732 | 0.065007 | 0.066307 | 0.067633 | 0.068986 | 0.070366 | 0.071773 | 0.25913 | 0.27109 | 0.28165 | 0.29108 | 0.29921 | 0.30511 | 0.31054 | 0.31675 | 0.32309 | 0.32955 | 0 | 0 | 0 | 0 | 0 | 0 | 0 | 0 | 0 | 0 | 0 | 0 | 0 | 0 | 0 | 0 | 0 | 0 | 0 | 0 | 0 | 0 | 0 | 0 | 0 | 0 | 0 | 0 | 0 | 0 | 0 | 0 | 0 | 0 | 0 | 0 | 0 | 0 | 0 | 0
Ind ¦ Air compressor heat recovery | RET | I_Power Generation | Greater Toronto Area | Space Heating/Ventilation | Industrial | NA | End Use Consumption (m^3/year) | 25 | 2.502 | 2.5404 | 2.5708 | 2.5939 | 2.6085 | 2.5951 | 2.5917 | 2.5918 | 2.5917 | 2.5917 | 0.78535 | 0.81335 | 0.83956 | 0.86403 | 0.8863 | 0.89938 | 0.91617 | 0.9345 | 0.95318 | 0.97223 | 0.31389 | 0.32017 | 0.32658 | 0.33311 | 0.33977 | 0.34656 | 0.3535 | 0.36057 | 0.36778 | 0.37513 | 0.47146 | 0.49318 | 0.51299 | 0.53092 | 0.54653 | 0.55281 | 0.56267 | 0.57393 | 0.58541 | 0.5971 | 0 | 0 | 0 | 0 | 0 | 0 | 0 | 0 | 0 | 0 | 0 | 0 | 0 | 0 | 0 | 0 | 0 | 0 | 0 | 0 | 0 | 0 | 0 | 0 | 0 | 0 | 0 | 0 | 0 | 0 | 0 | 0 | 0 | 0 | 0 | 0 | 0 | 0 | 0 | 0
Ind ¦ Air curtains | RET | I_Power Generation | Greater Toronto Area | Space Heating/Ventilation | Industrial | NA | End Use Consumption (m^3/year) | 15 | 0.92289 | 0.94244 | 0.95793 | 0.96967 | 0.97714 | 0.97032 | 0.9686 | 0.96861 | 0.96861 | 0.96859 | 0.13548 | 0.14112 | 0.14631 | 0.15106 | 0.15527 | 0.15727 | 0.16013 | 0.16334 | 0.16661 | 0.16993 | 0.1468 | 0.14974 | 0.15274 | 0.15579 | 0.15891 | 0.16208 | 0.16533 | 0.16863 | 0.172 | 0.17544 | -0.01132 | -0.0086192 | -0.0064252 | -0.0047254 | -0.0036321 | -0.0048103 | -0.0051917 | -0.0052929 | -0.0053996 | -0.0055101 | 0 | 0 | 0 | 0 | 0 | 0 | 0 | 0 | 0 | 0 | 0 | 0 | 0 | 0 | 0 | 0 | 0 | 0 | 0 | 0 | 0 | 0 | 0 | 0 | 0 | 0 | 0 | 0 | 0 | 0 | 0 | 0 | 0 | 0 | 0 | 0 | 0 | 0 | 0 | 0
Ind ¦ Automated temperature control | RET | I_Power Generation | Greater Toronto Area | Space Heating/Ventilation | Industrial | NA | End Use Consumption (m^3/year) | 25 | 1.1676 | 1.1855 | 1.1997 | 1.2105 | 1.2173 | 1.2111 | 1.2095 | 1.2095 | 1.2095 | 1.2095 | 0.26178 | 0.27112 | 0.27985 | 0.28801 | 0.29543 | 0.29979 | 0.30539 | 0.3115 | 0.31773 | 0.32408 | 0.22421 | 0.22869 | 0.23327 | 0.23793 | 0.24269 | 0.24755 | 0.2525 | 0.25755 | 0.2627 | 0.26795 | 0.037574 | 0.042423 | 0.046585 | 0.050076 | 0.052741 | 0.052247 | 0.052892 | 0.053952 | 0.055029 | 0.056126 | 0 | 0 | 0 | 0 | 0 | 0 | 0 | 0 | 0 | 0 | 0 | 0 | 0 | 0 | 0 | 0 | 0 | 0 | 0 | 0 | 0 | 0 | 0 | 0 | 0 | 0 | 0 | 0 | 0 | 0 | 0 | 0 | 0 | 0 | 0 | 0 | 0 | 0 | 0 | 0
Ind ¦ De-stratification fans | RET | I_Power Generation | Greater Toronto Area | Space Heating/Ventilation | Industrial | NA | End Use Consumption (m^3/year) | 25 | 1.4153 | 1.437 | 1.4542 | 1.4672 | 1.4755 | 1.468 | 1.466 | 1.466 | 1.466 | 1.466 | 0.29918 | 0.30985 | 0.31983 | 0.32915 | 0.33764 | 0.34262 | 0.34902 | 0.356 | 0.36312 | 0.37037 | 0.2114 | 0.21563 | 0.21994 | 0.22434 | 0.22882 | 0.2334 | 0.23807 | 0.24283 | 0.24769 | 0.25264 | 0.087784 | 0.094223 | 0.099894 | 0.10482 | 0.10881 | 0.10922 | 0.11095 | 0.11317 | 0.11543 | 0.11773 | 0 | 0 | 0 | 0 | 0 | 0 | 0 | 0 | 0 | 0 | 0 | 0 | 0 | 0 | 0 | 0 | 0 | 0 | 0 | 0 | 0 | 0 | 0 | 0 | 0 | 0 | 0 | 0 | 0 | 0 | 0 | 0 | 0 | 0 | 0 | 0 | 0 | 0 | 0 | 0
Ind ¦ Energy Management and Process Improvement | RET | I_Power Generation | Greater Toronto Area | Cross Cutting/Behavioural | Industrial | NA | End Use Consumption (m^3/year) | 15 | 3.6479 | 3.7238 | 3.7802 | 3.8211 | 3.8455 | 3.8447 | 3.8378 | 3.8378 | 3.8379 | 3.8378 | 0.25535 | 0.26588 | 0.27531 | 0.28385 | 0.29137 | 0.29714 | 0.30254 | 0.30859 | 0.31477 | 0.32106 | 0.07 | 0.0714 | 0.072828 | 0.074285 | 0.07577 | 0.077286 | 0.078831 | 0.080408 | 0.082016 | 0.083656 | 0.18535 | 0.19448 | 0.20248 | 0.20956 | 0.2156 | 0.21985 | 0.22371 | 0.22818 | 0.23275 | 0.2374 | 0 | 0 | 0 | 0 | 0 | 0 | 0 | 0 | 0 | 0 | 0 | 0 | 0 | 0 | 0 | 0 | 0 | 0 | 0 | 0 | 0 | 0 | 0 | 0 | 0 | 0 | 0 | 0 | 0 | 0 | 0 | 0 | 0 | 0 | 0 | 0 | 0 | 0 | 0 | 0
Ind ¦ Exhaust gas heat recovery | RET | I_Power Generation | Greater Toronto Area | Process Heat | Industrial | NA | End Use Consumption (m^3/year) | 15 | 5.3148 | 5.4254 | 5.5077 | 5.5672 | 5.6027 | 5.6015 | 5.5915 | 5.5916 | 5.5916 | 5.5916 | 0.44687 | 0.46529 | 0.48179 | 0.49674 | 0.5099 | 0.51999 | 0.52944 | 0.54003 | 0.55084 | 0.56185 | 0.084079 | 0.08576 | 0.087476 | 0.089225 | 0.09101 | 0.09283 | 0.094686 | 0.09658 | 0.098512 | 0.10048 | 0.36279 | 0.37953 | 0.39431 | 0.40751 | 0.41889 | 0.42716 | 0.43475 | 0.44345 | 0.45233 | 0.46137 | 0 | 0 | 0 | 0 | 0 | 0 | 0 | 0 | 0 | 0 | 0 | 0 | 0 | 0 | 0 | 0 | 0 | 0 | 0 | 0 | 0 | 0 | 0 | 0 | 0 | 0 | 0 | 0 | 0 | 0 | 0 | 0 | 0 | 0 | 0 | 0 | 0 | 0 | 0 | 0
Ind ¦ High-efficiency burners | RET | I_Power Generation | Greater Toronto Area | Process Heat | Industrial | NA | End Use Consumption (m^3/year) | 20 | 8.928 | 9.0812 | 9.1951 | 9.2776 | 9.3267 | 9.3252 | 9.3113 | 9.3113 | 9.3115 | 9.3115 | 0.61959 | 0.64282 | 0.66391 | 0.68326 | 0.70062 | 0.71451 | 0.72771 | 0.74227 | 0.75713 | 0.77227 | 0.069398 | 0.070786 | 0.072202 | 0.073646 | 0.075119 | 0.076621 | 0.078154 | 0.079717 | 0.081311 | 0.082938 | 0.55019 | 0.57204 | 0.59171 | 0.60961 | 0.6255 | 0.63789 | 0.64956 | 0.66256 | 0.67582 | 0.68934 | 0 | 0 | 0 | 0 | 0 | 0 | 0 | 0 | 0 | 0 | 0 | 0 | 0 | 0 | 0 | 0 | 0 | 0 | 0 | 0 | 0 | 0 | 0 | 0 | 0 | 0 | 0 | 0 | 0 | 0 | 0 | 0 | 0 | 0 | 0 | 0 | 0 | 0 | 0 | 0
Ind ¦ Insulation | RET | I_Power Generation | Greater Toronto Area | Process Heat | Industrial | NA | End Use Consumption (m^3/year) | 15 | 5.3148 | 5.4254 | 5.5077 | 5.5672 | 5.6027 | 5.6015 | 5.5915 | 5.5916 | 5.5916 | 5.5916 | 0.12768 | 0.13294 | 0.13765 | 0.14192 | 0.14569 | 0.14857 | 0.15127 | 0.1543 | 0.15738 | 0.16053 | 0.024023 | 0.024503 | 0.024993 | 0.025493 | 0.026003 | 0.026523 | 0.027053 | 0.027594 | 0.028146 | 0.028709 | 0.10365 | 0.10844 | 0.11266 | 0.11643 | 0.11968 | 0.12205 | 0.12422 | 0.1267 | 0.12924 | 0.13182 | 0 | 0 | 0 | 0 | 0 | 0 | 0 | 0 | 0 | 0 | 0 | 0 | 0 | 0 | 0 | 0 | 0 | 0 | 0 | 0 | 0 | 0 | 0 | 0 | 0 | 0 | 0 | 0 | 0 | 0 | 0 | 0 | 0 | 0 | 0 | 0 | 0 | 0 | 0 | 0
Ind ¦ Radiant heaters | RET | I_Power Generation | Greater Toronto Area | Space Heating/Ventilation | Industrial | NA | End Use Consumption (m^3/year) | 20 | 1.4656 | 1.4912 | 1.5115 | 1.5269 | 1.5367 | 1.5277 | 1.5255 | 1.5255 | 1.5255 | 1.5255 | 0.98582 | 1.0231 | 1.0578 | 1.0899 | 1.1188 | 1.1346 | 1.1555 | 1.1787 | 1.2022 | 1.2263 | 0.67263 | 0.68608 | 0.69981 | 0.7138 | 0.72808 | 0.74264 | 0.75749 | 0.77264 | 0.78809 | 0.80386 | 0.31319 | 0.33701 | 0.35795 | 0.37608 | 0.39073 | 0.39191 | 0.39804 | 0.40601 | 0.41413 | 0.42239 | 0 | 0 | 0 | 0 | 0 | 0 | 0 | 0 | 0 | 0 | 0 | 0 | 0 | 0 | 0 | 0 | 0 | 0 | 0 | 0 | 0 | 0 | 0 | 0 | 0 | 0 | 0 | 0 | 0 | 0 | 0 | 0 | 0 | 0 | 0 | 0 | 0 | 0 | 0 | 0
Ind ¦ Ventilation heat recovery | RET | I_Power Generation | Greater Toronto Area | Space Heating/Ventilation | Industrial | NA | End Use Consumption (m^3/year) | 20 | 4.3968 | 4.4736 | 4.5345 | 4.5806 | 4.61 | 4.5832 | 4.5764 | 4.5765 | 4.5764 | 4.5764 | 0.49291 | 0.51155 | 0.52888 | 0.54494 | 0.5594 | 0.56728 | 0.57777 | 0.58933 | 0.60111 | 0.61313 | 0.11211 | 0.11435 | 0.11663 | 0.11897 | 0.12135 | 0.12377 | 0.12625 | 0.12877 | 0.13135 | 0.13398 | 0.3808 | 0.3972 | 0.41225 | 0.42598 | 0.43806 | 0.4435 | 0.45152 | 0.46055 | 0.46976 | 0.47915 | 0 | 0 | 0 | 0 | 0 | 0 | 0 | 0 | 0 | 0 | 0 | 0 | 0 | 0 | 0 | 0 | 0 | 0 | 0 | 0 | 0 | 0 | 0 | 0 | 0 | 0 | 0 | 0 | 0 | 0 | 0 | 0 | 0 | 0 | 0 | 0 | 0 | 0 | 0 | 0
Ind ¦ Ventilation optimization | RET | I_Power Generation | Greater Toronto Area | Space Heating/Ventilation | Industrial | NA | End Use Consumption (m^3/year) | 15 | 2.256 | 2.3037 | 2.3416 | 2.3703 | 2.3886 | 2.3719 | 2.3677 | 2.3677 | 2.3677 | 2.3677 | 0.54194 | 0.56449 | 0.58524 | 0.60426 | 0.62109 | 0.62909 | 0.64054 | 0.65336 | 0.66642 | 0.67974 | 0.24023 | 0.24503 | 0.24993 | 0.25493 | 0.26003 | 0.26523 | 0.27053 | 0.27594 | 0.28146 | 0.28709 | 0.30171 | 0.31946 | 0.33531 | 0.34933 | 0.36107 | 0.36387 | 0.37 | 0.37741 | 0.38496 | 0.39265 | 0 | 0 | 0 | 0 | 0 | 0 | 0 | 0 | 0 | 0 | 0 | 0 | 0 | 0 | 0 | 0 | 0 | 0 | 0 | 0 | 0 | 0 | 0 | 0 | 0 | 0 | 0 | 0 | 0 | 0 | 0 | 0 | 0 | 0 | 0 | 0 | 0 | 0 | 0 | 0
Ind ¦ Warehouse loading dock seals | RET | I_Power Generation | Greater Toronto Area | Space Heating/Ventilation | Industrial | NA | End Use Consumption (m^3/year) | 10 | 0.65563 | 0.67466 | 0.68975 | 0.70118 | 0.70846 | 0.70181 | 0.70013 | 0.70014 | 0.70014 | 0.70012 | 0.098874 | 0.10378 | 0.10822 | 0.11222 | 0.11565 | 0.11685 | 0.11891 | 0.12129 | 0.12371 | 0.12618 | 0.15081 | 0.15382 | 0.1569 | 0.16004 | 0.16324 | 0.1665 | 0.16983 | 0.17323 | 0.1767 | 0.18023 | -0.051935 | -0.050045 | -0.048679 | -0.047824 | -0.047591 | -0.04965 | -0.050928 | -0.051945 | -0.052985 | -0.054047 | 0 | 0 | 0 | 0 | 0 | 0 | 0 | 0 | 0 | 0 | 0 | 0 | 0 | 0 | 0 | 0 | 0 | 0 | 0 | 0 | 0 | 0 | 0 | 0 | 0 | 0 | 0 | 0 | 0 | 0 | 0 | 0 | 0 | 0 | 0 | 0 | 0 | 0 | 0 | 0
Ind ¦ Advanced heating and process control ¦ New | NEW | I_Primary Metals | Greater Toronto Area | Process Heat | Industrial | NA | End Use Consumption (m^3/year) | 15 | 5.3148 | 5.4254 | 5.5077 | 5.5672 | 5.6027 | 5.6015 | 5.5915 | 5.5916 | 5.5916 | 5.5916 | 0.31919 | 0.33235 | 0.34413 | 0.35481 | 0.36422 | 0.37142 | 0.37817 | 0.38574 | 0.39346 | 0.40132 | 0.060056 | 0.061257 | 0.062483 | 0.063732 | 0.065007 | 0.066307 | 0.067633 | 0.068986 | 0.070366 | 0.071773 | 0.25913 | 0.27109 | 0.28165 | 0.29108 | 0.29921 | 0.30511 | 0.31054 | 0.31675 | 0.32309 | 0.32955 | 0 | 0 | 0 | 0 | 0 | 0 | 0 | 0 | 0 | 0 | 0 | 0 | 0 | 0 | 0 | 0 | 0 | 0 | 0 | 0 | 0 | 0 | 0 | 0 | 0 | 0 | 0 | 0 | 0 | 0 | 0 | 0 | 0 | 0 | 0 | 0 | 0 | 0 | 0 | 0
Ind ¦ Air compressor heat recovery ¦ New | NEW | I_Primary Metals | Greater Toronto Area | Space Heating/Ventilation | Industrial | NA | End Use Consumption (m^3/year) | 25 | 2.502 | 2.5404 | 2.5708 | 2.5939 | 2.6085 | 2.5951 | 2.5917 | 2.5918 | 2.5917 | 2.5917 | 0.78535 | 0.81335 | 0.83956 | 0.86403 | 0.8863 | 0.89938 | 0.91617 | 0.9345 | 0.95318 | 0.97223 | 0.31389 | 0.32017 | 0.32658 | 0.33311 | 0.33977 | 0.34656 | 0.3535 | 0.36057 | 0.36778 | 0.37513 | 0.47146 | 0.49318 | 0.51299 | 0.53092 | 0.54653 | 0.55281 | 0.56267 | 0.57393 | 0.58541 | 0.5971 | 0 | 0 | 0 | 0 | 0 | 0 | 0 | 0 | 0 | 0 | 0 | 0 | 0 | 0 | 0 | 0 | 0 | 0 | 0 | 0 | 0 | 0 | 0 | 0 | 0 | 0 | 0 | 0 | 0 | 0 | 0 | 0 | 0 | 0 | 0 | 0 | 0 | 0 | 0 | 0
Ind ¦ Air curtains ¦ New | NEW | I_Primary Metals | Greater Toronto Area | Space Heating/Ventilation | Industrial | NA | End Use Consumption (m^3/year) | 15 | 0.92289 | 0.94244 | 0.95793 | 0.96967 | 0.97714 | 0.97032 | 0.9686 | 0.96861 | 0.96861 | 0.96859 | 0.13548 | 0.14112 | 0.14631 | 0.15106 | 0.15527 | 0.15727 | 0.16013 | 0.16334 | 0.16661 | 0.16993 | 0.1468 | 0.14974 | 0.15274 | 0.15579 | 0.15891 | 0.16208 | 0.16533 | 0.16863 | 0.172 | 0.17544 | -0.01132 | -0.0086192 | -0.0064252 | -0.0047254 | -0.0036321 | -0.0048103 | -0.0051917 | -0.0052929 | -0.0053996 | -0.0055101 | 0 | 0 | 0 | 0 | 0 | 0 | 0 | 0 | 0 | 0 | 0 | 0 | 0 | 0 | 0 | 0 | 0 | 0 | 0 | 0 | 0 | 0 | 0 | 0 | 0 | 0 | 0 | 0 | 0 | 0 | 0 | 0 | 0 | 0 | 0 | 0 | 0 | 0 | 0 | 0
Ind ¦ Automated temperature control ¦ New | NEW | I_Primary Metals | Greater Toronto Area | Space Heating/Ventilation | Industrial | NA | End Use Consumption (m^3/year) | 25 | 1.1676 | 1.1855 | 1.1997 | 1.2105 | 1.2173 | 1.2111 | 1.2095 | 1.2095 | 1.2095 | 1.2095 | 0.26178 | 0.27112 | 0.27985 | 0.28801 | 0.29543 | 0.29979 | 0.30539 | 0.3115 | 0.31773 | 0.32408 | 0.22421 | 0.22869 | 0.23327 | 0.23793 | 0.24269 | 0.24755 | 0.2525 | 0.25755 | 0.2627 | 0.26795 | 0.037574 | 0.042423 | 0.046585 | 0.050076 | 0.052741 | 0.052247 | 0.052892 | 0.053952 | 0.055029 | 0.056126 | 0 | 0 | 0 | 0 | 0 | 0 | 0 | 0 | 0 | 0 | 0 | 0 | 0 | 0 | 0 | 0 | 0 | 0 | 0 | 0 | 0 | 0 | 0 | 0 | 0 | 0 | 0 | 0 | 0 | 0 | 0 | 0 | 0 | 0 | 0 | 0 | 0 | 0 | 0 | 0
Ind ¦ De-stratification fans ¦ New | NEW | I_Primary Metals | Greater Toronto Area | Space Heating/Ventilation | Industrial | NA | End Use Consumption (m^3/year) | 25 | 1.4153 | 1.437 | 1.4542 | 1.4672 | 1.4755 | 1.468 | 1.466 | 1.466 | 1.466 | 1.466 | 0.29918 | 0.30985 | 0.31983 | 0.32915 | 0.33764 | 0.34262 | 0.34902 | 0.356 | 0.36312 | 0.37037 | 0.2114 | 0.21563 | 0.21994 | 0.22434 | 0.22882 | 0.2334 | 0.23807 | 0.24283 | 0.24769 | 0.25264 | 0.087784 | 0.094223 | 0.099894 | 0.10482 | 0.10881 | 0.10922 | 0.11095 | 0.11317 | 0.11543 | 0.11773 | 0 | 0 | 0 | 0 | 0 | 0 | 0 | 0 | 0 | 0 | 0 | 0 | 0 | 0 | 0 | 0 | 0 | 0 | 0 | 0 | 0 | 0 | 0 | 0 | 0 | 0 | 0 | 0 | 0 | 0 | 0 | 0 | 0 | 0 | 0 | 0 | 0 | 0 | 0 | 0
Ind ¦ Energy Management and Process Improvement ¦ New | NEW | I_Primary Metals | Greater Toronto Area | Cross Cutting/Behavioural | Industrial | NA | End Use Consumption (m^3/year) | 15 | 3.6479 | 3.7238 | 3.7802 | 3.8211 | 3.8455 | 3.8447 | 3.8378 | 3.8378 | 3.8379 | 3.8378 | 0.25535 | 0.26588 | 0.27531 | 0.28385 | 0.29137 | 0.29714 | 0.30254 | 0.30859 | 0.31477 | 0.32106 | 0.07 | 0.0714 | 0.072828 | 0.074285 | 0.07577 | 0.077286 | 0.078831 | 0.080408 | 0.082016 | 0.083656 | 0.18535 | 0.19448 | 0.20248 | 0.20956 | 0.2156 | 0.21985 | 0.22371 | 0.22818 | 0.23275 | 0.2374 | 0 | 0 | 0 | 0 | 0 | 0 | 0 | 0 | 0 | 0 | 0 | 0 | 0 | 0 | 0 | 0 | 0 | 0 | 0 | 0 | 0 | 0 | 0 | 0 | 0 | 0 | 0 | 0 | 0 | 0 | 0 | 0 | 0 | 0 | 0 | 0 | 0 | 0 | 0 | 0
Ind ¦ Exhaust gas heat recovery ¦ New | NEW | I_Primary Metals | Greater Toronto Area | Process Heat | Industrial | NA | End Use Consumption (m^3/year) | 15 | 5.3148 | 5.4254 | 5.5077 | 5.5672 | 5.6027 | 5.6015 | 5.5915 | 5.5916 | 5.5916 | 5.5916 | 0.44687 | 0.46529 | 0.48179 | 0.49674 | 0.5099 | 0.51999 | 0.52944 | 0.54003 | 0.55084 | 0.56185 | 0.084079 | 0.08576 | 0.087476 | 0.089225 | 0.09101 | 0.09283 | 0.094686 | 0.09658 | 0.098512 | 0.10048 | 0.36279 | 0.37953 | 0.39431 | 0.40751 | 0.41889 | 0.42716 | 0.43475 | 0.44345 | 0.45233 | 0.46137 | 0 | 0 | 0 | 0 | 0 | 0 | 0 | 0 | 0 | 0 | 0 | 0 | 0 | 0 | 0 | 0 | 0 | 0 | 0 | 0 | 0 | 0 | 0 | 0 | 0 | 0 | 0 | 0 | 0 | 0 | 0 | 0 | 0 | 0 | 0 | 0 | 0 | 0 | 0 | 0
Ind ¦ High-efficiency burners ¦ New | NEW | I_Primary Metals | Greater Toronto Area | Process Heat | Industrial | NA | End Use Consumption (m^3/year) | 20 | 8.928 | 9.0812 | 9.1951 | 9.2776 | 9.3267 | 9.3252 | 9.3113 | 9.3113 | 9.3115 | 9.3115 | 0.61959 | 0.64282 | 0.66391 | 0.68326 | 0.70062 | 0.71451 | 0.72771 | 0.74227 | 0.75713 | 0.77227 | 0.069398 | 0.070786 | 0.072202 | 0.073646 | 0.075119 | 0.076621 | 0.078154 | 0.079717 | 0.081311 | 0.082938 | 0.55019 | 0.57204 | 0.59171 | 0.60961 | 0.6255 | 0.63789 | 0.64956 | 0.66256 | 0.67582 | 0.68934 | 0 | 0 | 0 | 0 | 0 | 0 | 0 | 0 | 0 | 0 | 0 | 0 | 0 | 0 | 0 | 0 | 0 | 0 | 0 | 0 | 0 | 0 | 0 | 0 | 0 | 0 | 0 | 0 | 0 | 0 | 0 | 0 | 0 | 0 | 0 | 0 | 0 | 0 | 0 | 0
Ind ¦ High-efficiency furnaces ¦ New | NEW | I_Primary Metals | Greater Toronto Area | Process Heat | Industrial | NA | End Use Consumption (m^3/year) | 20 | 3.8688 | 3.9352 | 3.9846 | 4.0203 | 4.0416 | 4.0409 | 4.0349 | 4.0349 | 4.035 | 4.035 | 0.61959 | 0.64282 | 0.66391 | 0.68326 | 0.70062 | 0.71451 | 0.72771 | 0.74227 | 0.75713 | 0.77227 | 0.16015 | 0.16335 | 0.16662 | 0.16995 | 0.17335 | 0.17682 | 0.18036 | 0.18396 | 0.18764 | 0.19139 | 0.45944 | 0.47947 | 0.49729 | 0.51331 | 0.52726 | 0.53769 | 0.54736 | 0.55831 | 0.56949 | 0.58088 | 0 | 0 | 0 | 0 | 0 | 0 | 0 | 0 | 0 | 0 | 0 | 0 | 0 | 0 | 0 | 0 | 0 | 0 | 0 | 0 | 0 | 0 | 0 | 0 | 0 | 0 | 0 | 0 | 0 | 0 | 0 | 0 | 0 | 0 | 0 | 0 | 0 | 0 | 0 | 0
Ind ¦ Insulation ¦ New | NEW | I_Primary Metals | Greater Toronto Area | Process Heat | Industrial | NA | End Use Consumption (m^3/year) | 15 | 5.3148 | 5.4254 | 5.5077 | 5.5672 | 5.6027 | 5.6015 | 5.5915 | 5.5916 | 5.5916 | 5.5916 | 0.12768 | 0.13294 | 0.13765 | 0.14192 | 0.14569 | 0.14857 | 0.15127 | 0.1543 | 0.15738 | 0.16053 | 0.024023 | 0.024503 | 0.024993 | 0.025493 | 0.026003 | 0.026523 | 0.027053 | 0.027594 | 0.028146 | 0.028709 | 0.10365 | 0.10844 | 0.11266 | 0.11643 | 0.11968 | 0.12205 | 0.12422 | 0.1267 | 0.12924 | 0.13182 | 0 | 0 | 0 | 0 | 0 | 0 | 0 | 0 | 0 | 0 | 0 | 0 | 0 | 0 | 0 | 0 | 0 | 0 | 0 | 0 | 0 | 0 | 0 | 0 | 0 | 0 | 0 | 0 | 0 | 0 | 0 | 0 | 0 | 0 | 0 | 0 | 0 | 0 | 0 | 0
Ind ¦ Optimize Combustion ¦ New | NEW | I_Primary Metals | Greater Toronto Area | Process Heat | Industrial | NA | End Use Consumption (m^3/year) | 7 | 3.0358 | 3.1544 | 3.2427 | 3.3066 | 3.3447 | 3.3434 | 3.3327 | 3.3328 | 3.3328 | 3.3327 | 0.068002 | 0.072072 | 0.075571 | 0.078601 | 0.081098 | 0.082688 | 0.08407 | 0.085754 | 0.087469 | 0.089216 | 0.0224 | 0.022848 | 0.023305 | 0.023771 | 0.024246 | 0.024731 | 0.025226 | 0.025731 | 0.026245 | 0.02677 | 0.045602 | 0.049224 | 0.052266 | 0.05483 | 0.056851 | 0.057957 | 0.058844 | 0.060023 | 0.061224 | 0.062445 | 0 | 0 | 0 | 0 | 0 | 0 | 0 | 0 | 0 | 0 | 0 | 0 | 0 | 0 | 0 | 0 | 0 | 0 | 0 | 0 | 0 | 0 | 0 | 0 | 0 | 0 | 0 | 0 | 0 | 0 | 0 | 0 | 0 | 0 | 0 | 0 | 0 | 0 | 0 | 0
Ind ¦ Preheat Charge ¦ New | NEW | I_Primary Metals | Greater Toronto Area | Process Heat | Industrial | NA | End Use Consumption (m^3/year) | 20 | 2.5579 | 2.6018 | 2.6345 | 2.6581 | 2.6722 | 2.6717 | 2.6678 | 2.6678 | 2.6678 | 2.6678 | 0.27882 | 0.28927 | 0.29876 | 0.30747 | 0.31528 | 0.32153 | 0.32747 | 0.33402 | 0.34071 | 0.34752 | 0.109 | 0.11118 | 0.1134 | 0.11567 | 0.11799 | 0.12034 | 0.12275 | 0.12521 | 0.12771 | 0.13027 | 0.16982 | 0.17809 | 0.18535 | 0.19179 | 0.19729 | 0.20118 | 0.20472 | 0.20882 | 0.213 | 0.21726 | 0 | 0 | 0 | 0 | 0 | 0 | 0 | 0 | 0 | 0 | 0 | 0 | 0 | 0 | 0 | 0 | 0 | 0 | 0 | 0 | 0 | 0 | 0 | 0 | 0 | 0 | 0 | 0 | 0 | 0 | 0 | 0 | 0 | 0 | 0 | 0 | 0 | 0 | 0 | 0
Ind ¦ Radiant heaters ¦ New | NEW | I_Primary Metals | Greater Toronto Area | Space Heating/Ventilation | Industrial | NA | End Use Consumption (m^3/year) | 20 | 1.4656 | 1.4912 | 1.5115 | 1.5269 | 1.5367 | 1.5277 | 1.5255 | 1.5255 | 1.5255 | 1.5255 | 0.98582 | 1.0231 | 1.0578 | 1.0899 | 1.1188 | 1.1346 | 1.1555 | 1.1787 | 1.2022 | 1.2263 | 0.67263 | 0.68608 | 0.69981 | 0.7138 | 0.72808 | 0.74264 | 0.75749 | 0.77264 | 0.78809 | 0.80386 | 0.31319 | 0.33701 | 0.35795 | 0.37608 | 0.39073 | 0.39191 | 0.39804 | 0.40601 | 0.41413 | 0.42239 | 0 | 0 | 0 | 0 | 0 | 0 | 0 | 0 | 0 | 0 | 0 | 0 | 0 | 0 | 0 | 0 | 0 | 0 | 0 | 0 | 0 | 0 | 0 | 0 | 0 | 0 | 0 | 0 | 0 | 0 | 0 | 0 | 0 | 0 | 0 | 0 | 0 | 0 | 0 | 0
Ind ¦ Reduce Furnace Opening ¦ New | NEW | I_Primary Metals | Greater Toronto Area | Process Heat | Industrial | NA | End Use Consumption (m^3/year) | 18 | 7.2392 | 7.372 | 7.4708 | 7.5423 | 7.585 | 7.5836 | 7.5716 | 7.5717 | 7.5717 | 7.5716 | 0.043435 | 0.045117 | 0.046636 | 0.048024 | 0.049261 | 0.050238 | 0.051161 | 0.052185 | 0.053229 | 0.054293 | 0.006 | 0.00612 | 0.0062424 | 0.0063672 | 0.0064946 | 0.0066245 | 0.006757 | 0.0068921 | 0.00703 | 0.0071706 | 0.037435 | 0.038997 | 0.040394 | 0.041657 | 0.042767 | 0.043613 | 0.044404 | 0.045293 | 0.046199 | 0.047122 | 0 | 0 | 0 | 0 | 0 | 0 | 0 | 0 | 0 | 0 | 0 | 0 | 0 | 0 | 0 | 0 | 0 | 0 | 0 | 0 | 0 | 0 | 0 | 0 | 0 | 0 | 0 | 0 | 0 | 0 | 0 | 0 | 0 | 0 | 0 | 0 | 0 | 0 | 0 | 0
Ind ¦ Ventilation heat recovery ¦ New | NEW | I_Primary Metals | Greater Toronto Area | Space Heating/Ventilation | Industrial | NA | End Use Consumption (m^3/year) | 20 | 4.3968 | 4.4736 | 4.5345 | 4.5806 | 4.61 | 4.5832 | 4.5764 | 4.5765 | 4.5764 | 4.5764 | 0.49291 | 0.51155 | 0.52888 | 0.54494 | 0.5594 | 0.56728 | 0.57777 | 0.58933 | 0.60111 | 0.61313 | 0.11211 | 0.11435 | 0.11663 | 0.11897 | 0.12135 | 0.12377 | 0.12625 | 0.12877 | 0.13135 | 0.13398 | 0.3808 | 0.3972 | 0.41225 | 0.42598 | 0.43806 | 0.4435 | 0.45152 | 0.46055 | 0.46976 | 0.47915 | 0 | 0 | 0 | 0 | 0 | 0 | 0 | 0 | 0 | 0 | 0 | 0 | 0 | 0 | 0 | 0 | 0 | 0 | 0 | 0 | 0 | 0 | 0 | 0 | 0 | 0 | 0 | 0 | 0 | 0 | 0 | 0 | 0 | 0 | 0 | 0 | 0 | 0 | 0 | 0
Ind ¦ Ventilation optimization ¦ New | NEW | I_Primary Metals | Greater Toronto Area | Space Heating/Ventilation | Industrial | NA | End Use Consumption (m^3/year) | 15 | 2.256 | 2.3037 | 2.3416 | 2.3703 | 2.3886 | 2.3719 | 2.3677 | 2.3677 | 2.3677 | 2.3677 | 0.54194 | 0.56449 | 0.58524 | 0.60426 | 0.62109 | 0.62909 | 0.64054 | 0.65336 | 0.66642 | 0.67974 | 0.24023 | 0.24503 | 0.24993 | 0.25493 | 0.26003 | 0.26523 | 0.27053 | 0.27594 | 0.28146 | 0.28709 | 0.30171 | 0.31946 | 0.33531 | 0.34933 | 0.36107 | 0.36387 | 0.37 | 0.37741 | 0.38496 | 0.39265 | 0 | 0 | 0 | 0 | 0 | 0 | 0 | 0 | 0 | 0 | 0 | 0 | 0 | 0 | 0 | 0 | 0 | 0 | 0 | 0 | 0 | 0 | 0 | 0 | 0 | 0 | 0 | 0 | 0 | 0 | 0 | 0 | 0 | 0 | 0 | 0 | 0 | 0 | 0 | 0
Ind ¦ Warehouse loading dock seals ¦ New | NEW | I_Primary Metals | Greater Toronto Area | Space Heating/Ventilation | Industrial | NA | End Use Consumption (m^3/year) | 10 | 0.65563 | 0.67466 | 0.68975 | 0.70118 | 0.70846 | 0.70181 | 0.70013 | 0.70014 | 0.70014 | 0.70012 | 0.098874 | 0.10378 | 0.10822 | 0.11222 | 0.11565 | 0.11685 | 0.11891 | 0.12129 | 0.12371 | 0.12618 | 0.15081 | 0.15382 | 0.1569 | 0.16004 | 0.16324 | 0.1665 | 0.16983 | 0.17323 | 0.1767 | 0.18023 | -0.051935 | -0.050045 | -0.048679 | -0.047824 | -0.047591 | -0.04965 | -0.050928 | -0.051945 | -0.052985 | -0.054047 | 0 | 0 | 0 | 0 | 0 | 0 | 0 | 0 | 0 | 0 | 0 | 0 | 0 | 0 | 0 | 0 | 0 | 0 | 0 | 0 | 0 | 0 | 0 | 0 | 0 | 0 | 0 | 0 | 0 | 0 | 0 | 0 | 0 | 0 | 0 | 0 | 0 | 0 | 0 | 0
Ind ¦ Advanced heating and process control | RET | I_Primary Metals | Greater Toronto Area | Process Heat | Industrial | NA | End Use Consumption (m^3/year) | 15 | 5.3148 | 5.4254 | 5.5077 | 5.5672 | 5.6027 | 5.6015 | 5.5915 | 5.5916 | 5.5916 | 5.5916 | 0.31919 | 0.33235 | 0.34413 | 0.35481 | 0.36422 | 0.37142 | 0.37817 | 0.38574 | 0.39346 | 0.40132 | 0.060056 | 0.061257 | 0.062483 | 0.063732 | 0.065007 | 0.066307 | 0.067633 | 0.068986 | 0.070366 | 0.071773 | 0.25913 | 0.27109 | 0.28165 | 0.29108 | 0.29921 | 0.30511 | 0.31054 | 0.31675 | 0.32309 | 0.32955 | 5819621.3491 | 5621754.2232 | 5430614.5797 | 5245973.6839 | 5067610.5787 | 4895311.819 | 4728871.2172 | 4568089.5958 | 4412774.5495 | 4262740.2148 | 5819621.3491 | 5621754.2232 | 5430614.5797 | 5245973.6839 | 5067610.5787 | 4895311.819 | 4728871.2172 | 4568089.5958 | 4412774.5495 | 4262740.2148 | 217423.5594 | 435012.9677 | 651217.266 | 866162.8659 | 1078256.4808 | 1285715.6324 | 1486984.0766 | 1681054.7437 | 1866802.3722 | 2110026.0809 | 217423.5594 | 217589.4083 | 216204.2983 | 214945.5999 | 212093.6149 | 207459.1516 | 201268.4442 | 194070.667 | 185747.6285 | 243223.7087
Ind ¦ Air compressor heat recovery | RET | I_Primary Metals | Greater Toronto Area | Space Heating/Ventilation | Industrial | NA | End Use Consumption (m^3/year) | 25 | 2.502 | 2.5404 | 2.5708 | 2.5939 | 2.6085 | 2.5951 | 2.5917 | 2.5918 | 2.5917 | 2.5917 | 0.78535 | 0.81335 | 0.83956 | 0.86403 | 0.8863 | 0.89938 | 0.91617 | 0.9345 | 0.95318 | 0.97223 | 0.31389 | 0.32017 | 0.32658 | 0.33311 | 0.33977 | 0.34656 | 0.3535 | 0.36057 | 0.36778 | 0.37513 | 0.47146 | 0.49318 | 0.51299 | 0.53092 | 0.54653 | 0.55281 | 0.56267 | 0.57393 | 0.58541 | 0.5971 | 577211.4236 | 557586.2352 | 538628.3032 | 520314.9409 | 502624.2329 | 485535.009 | 469026.8187 | 453079.9068 | 437675.19 | 422794.2336 | 577211.4236 | 557586.2352 | 538628.3032 | 520314.9409 | 502624.2329 | 485535.009 | 469026.8187 | 453079.9068 | 437675.19 | 422794.2336 | 9811.8877 | 19275.4719 | 28305.4839 | 37485.4974 | 46713.0686 | 55812.5293 | 64675.0291 | 73365.3981 | 81852.2581 | 92583.3857 | 9811.8877 | 9463.5843 | 9030.012 | 9180.0135 | 9227.5712 | 9099.4607 | 8862.4998 | 8690.3691 | 8486.86 | 10731.1276
Ind ¦ Air curtains | RET | I_Primary Metals | Greater Toronto Area | Space Heating/Ventilation | Industrial | NA | End Use Consumption (m^3/year) | 15 | 0.92289 | 0.94244 | 0.95793 | 0.96967 | 0.97714 | 0.97032 | 0.9686 | 0.96861 | 0.96861 | 0.96859 | 0.13548 | 0.14112 | 0.14631 | 0.15106 | 0.15527 | 0.15727 | 0.16013 | 0.16334 | 0.16661 | 0.16993 | 0.1468 | 0.14974 | 0.15274 | 0.15579 | 0.15891 | 0.16208 | 0.16533 | 0.16863 | 0.172 | 0.17544 | -0.01132 | -0.0086192 | -0.0064252 | -0.0047254 | -0.0036321 | -0.0048103 | -0.0051917 | -0.0052929 | -0.0053996 | -0.0055101 | 343578.2283 | 331896.5686 | 320612.0852 | 309711.2743 | 299181.091 | 289008.9339 | 279182.6302 | 269690.4207 | 260520.9464 | 251663.2343 | 0 | 0 | 0 | 0 | 0 | 0 | 0 | 0 | 0 | 0 | 0 | 0 | 0 | 0 | 0 | 0 | 0 | 0 | 0 | 0 | 0 | 0 | 0 | 0 | 0 | 0 | 0 | 0 | 0 | 0
Ind ¦ Automated temperature control | RET | I_Primary Metals | Greater Toronto Area | Space Heating/Ventilation | Industrial | NA | End Use Consumption (m^3/year) | 25 | 1.1676 | 1.1855 | 1.1997 | 1.2105 | 1.2173 | 1.2111 | 1.2095 | 1.2095 | 1.2095 | 1.2095 | 0.26178 | 0.27112 | 0.27985 | 0.28801 | 0.29543 | 0.29979 | 0.30539 | 0.3115 | 0.31773 | 0.32408 | 0.22421 | 0.22869 | 0.23327 | 0.23793 | 0.24269 | 0.24755 | 0.2525 | 0.25755 | 0.2627 | 0.26795 | 0.037574 | 0.042423 | 0.046585 | 0.050076 | 0.052741 | 0.052247 | 0.052892 | 0.053952 | 0.055029 | 0.056126 | 445379.1849 | 430236.2926 | 415608.2586 | 401477.5779 | 387827.3402 | 374641.2106 | 361903.4095 | 349598.6936 | 337712.338 | 326230.1185 | 445379.1849 | 430236.2926 | 415608.2586 | 401477.5779 | 387827.3402 | 374641.2106 | 361903.4095 | 349598.6936 | 337712.338 | 326230.1185 | 230.1161 | 424.6534 | 580.3147 | 771.3268 | 988.682 | 1208.0527 | 1415.5433 | 1621.4466 | 1822.6 | 2093.6155 | 230.1161 | 194.5372 | 155.6613 | 191.0121 | 217.3552 | 219.3707 | 207.4906 | 205.9034 | 201.1534 | 271.0154
Ind ¦ De-stratification fans | RET | I_Primary Metals | Greater Toronto Area | Space Heating/Ventilation | Industrial | NA | End Use Consumption (m^3/year) | 25 | 1.4153 | 1.437 | 1.4542 | 1.4672 | 1.4755 | 1.468 | 1.466 | 1.466 | 1.466 | 1.466 | 0.29918 | 0.30985 | 0.31983 | 0.32915 | 0.33764 | 0.34262 | 0.34902 | 0.356 | 0.36312 | 0.37037 | 0.2114 | 0.21563 | 0.21994 | 0.22434 | 0.22882 | 0.2334 | 0.23807 | 0.24283 | 0.24769 | 0.25264 | 0.087784 | 0.094223 | 0.099894 | 0.10482 | 0.10881 | 0.10922 | 0.11095 | 0.11317 | 0.11543 | 0.11773 | 325763.0609 | 314687.1169 | 303987.7549 | 293652.1712 | 283667.9974 | 274023.2855 | 264706.4938 | 255706.473 | 247012.4529 | 238614.0295 | 325763.0609 | 314687.1169 | 303987.7549 | 293652.1712 | 283667.9974 | 274023.2855 | 264706.4938 | 255706.473 | 247012.4529 | 238614.0295 | 755.0229 | 1432.4428 | 2014.009 | 2667.0075 | 3362.8545 | 4054.8377 | 4716.1896 | 5367.1414 | 6001.7539 | 6830.7544 | 755.0229 | 677.42 | 581.5661 | 652.9986 | 695.847 | 691.9832 | 661.3519 | 650.9518 | 634.6125 | 829.0005
Ind ¦ Energy Management and Process Improvement | RET | I_Primary Metals | Greater Toronto Area | Cross Cutting/Behavioural | Industrial | NA | End Use Consumption (m^3/year) | 15 | 3.6479 | 3.7238 | 3.7802 | 3.8211 | 3.8455 | 3.8447 | 3.8378 | 3.8378 | 3.8379 | 3.8378 | 0.25535 | 0.26588 | 0.27531 | 0.28385 | 0.29137 | 0.29714 | 0.30254 | 0.30859 | 0.31477 | 0.32106 | 0.07 | 0.0714 | 0.072828 | 0.074285 | 0.07577 | 0.077286 | 0.078831 | 0.080408 | 0.082016 | 0.083656 | 0.18535 | 0.19448 | 0.20248 | 0.20956 | 0.2156 | 0.21985 | 0.22371 | 0.22818 | 0.23275 | 0.2374 | 13146639.1537 | 12699653.4225 | 12267865.2061 | 11850757.7891 | 11447832.0243 | 11058605.7355 | 10682613.1405 | 10319404.2937 | 9968544.5477 | 9629614.0331 | 13146639.1537 | 12699653.4225 | 12267865.2061 | 11850757.7891 | 11447832.0243 | 11058605.7355 | 10682613.1405 | 10319404.2937 | 9968544.5477 | 9629614.0331 | 442567.5126 | 882887.9252 | 1317895.3613 | 1751529.1766 | 2180674.9745 | 2601396.5157 | 3010518.7232 | 3406849.1996 | 3788351.7321 | 4285868.2739 | 442567.5126 | 440320.4125 | 435007.4361 | 433633.8153 | 429145.7979 | 420721.5412 | 409122.2075 | 396330.4765 | 381502.5325 | 497516.5418
Ind ¦ Exhaust gas heat recovery | RET | I_Primary Metals | Greater Toronto Area | Process Heat | Industrial | NA | End Use Consumption (m^3/year) | 15 | 5.3148 | 5.4254 | 5.5077 | 5.5672 | 5.6027 | 5.6015 | 5.5915 | 5.5916 | 5.5916 | 5.5916 | 0.44687 | 0.46529 | 0.48179 | 0.49674 | 0.5099 | 0.51999 | 0.52944 | 0.54003 | 0.55084 | 0.56185 | 0.084079 | 0.08576 | 0.087476 | 0.089225 | 0.09101 | 0.09283 | 0.094686 | 0.09658 | 0.098512 | 0.10048 | 0.36279 | 0.37953 | 0.39431 | 0.40751 | 0.41889 | 0.42716 | 0.43475 | 0.44345 | 0.45233 | 0.46137 | 10184337.3609 | 9838069.8907 | 9503575.5144 | 9180453.9469 | 8868318.5127 | 8566795.6833 | 8275524.63 | 7994156.7926 | 7722355.4617 | 7459795.376 | 10184337.3609 | 9838069.8907 | 9503575.5144 | 9180453.9469 | 8868318.5127 | 8566795.6833 | 8275524.63 | 7994156.7926 | 7722355.4617 | 7459795.376 | 380491.2289 | 761272.6934 | 1139630.2154 | 1515785.0153 | 1886948.8414 | 2250002.3567 | 2602222.1341 | 2941845.8015 | 3266904.1514 | 3687092.5213 | 380491.2289 | 380781.4645 | 378357.522 | 376154.7999 | 371163.8261 | 363053.5154 | 352219.7774 | 339623.6673 | 325058.3499 | 420188.37
Ind ¦ High-efficiency burners | RET | I_Primary Metals | Greater Toronto Area | Process Heat | Industrial | NA | End Use Consumption (m^3/year) | 20 | 8.928 | 9.0812 | 9.1951 | 9.2776 | 9.3267 | 9.3252 | 9.3113 | 9.3113 | 9.3115 | 9.3115 | 0.61959 | 0.64282 | 0.66391 | 0.68326 | 0.70062 | 0.71451 | 0.72771 | 0.74227 | 0.75713 | 0.77227 | 0.069398 | 0.070786 | 0.072202 | 0.073646 | 0.075119 | 0.076621 | 0.078154 | 0.079717 | 0.081311 | 0.082938 | 0.55019 | 0.57204 | 0.59171 | 0.60961 | 0.6255 | 0.63789 | 0.64956 | 0.66256 | 0.67582 | 0.68934 | 3491772.8095 | 3373052.5339 | 3258368.7478 | 3147584.2104 | 3040566.3472 | 2937187.0914 | 2837322.7303 | 2740853.7575 | 2647664.7297 | 2557644.1289 | 3491772.8095 | 3373052.5339 | 3258368.7478 | 3147584.2104 | 3040566.3472 | 2937187.0914 | 2837322.7303 | 2740853.7575 | 2647664.7297 | 2557644.1289 | 136954.4325 | 274417.6321 | 411393.3438 | 547388.3093 | 681367.4185 | 812245.9857 | 939037.5423 | 1060971.6337 | 1177299.3729 | 1311938.6093 | 136954.4325 | 137463.1996 | 136975.7117 | 135994.9655 | 133979.1092 | 130878.5672 | 126791.5566 | 121934.0914 | 116327.7392 | 134639.2364
Ind ¦ High-efficiency furnaces | RET | I_Primary Metals | Greater Toronto Area | Process Heat | Industrial | NA | End Use Consumption (m^3/year) | 20 | 3.8688 | 3.9352 | 3.9846 | 4.0203 | 4.0416 | 4.0409 | 4.0349 | 4.0349 | 4.035 | 4.035 | 0.61959 | 0.64282 | 0.66391 | 0.68326 | 0.70062 | 0.71451 | 0.72771 | 0.74227 | 0.75713 | 0.77227 | 0.16015 | 0.16335 | 0.16662 | 0.16995 | 0.17335 | 0.17682 | 0.18036 | 0.18396 | 0.18764 | 0.19139 | 0.45944 | 0.47947 | 0.49729 | 0.51331 | 0.52726 | 0.53769 | 0.54736 | 0.55831 | 0.56949 | 0.58088 | 6650995.8276 | 6424861.9694 | 6206416.6625 | 5995398.4959 | 5791554.9471 | 5594642.0789 | 5404424.2482 | 5220673.8238 | 5043170.9137 | 4871703.1027 | 6650995.8276 | 6424861.9694 | 6206416.6625 | 5995398.4959 | 5791554.9471 | 5594642.0789 | 5404424.2482 | 5220673.8238 | 5043170.9137 | 4871703.1027 | 210509.3513 | 419329.9225 | 625040.2605 | 830312.8999 | 1033703.3826 | 1233287.5623 | 1427568.6095 | 1616177.5669 | 1798216.8745 | 2024144.5048 | 210509.3513 | 208820.5713 | 205710.3379 | 205272.6394 | 203390.4827 | 199584.1797 | 194281.0473 | 188608.9573 | 182039.3076 | 225927.6303
Ind ¦ Insulation | RET | I_Primary Metals | Greater Toronto Area | Process Heat | Industrial | NA | End Use Consumption (m^3/year) | 15 | 5.3148 | 5.4254 | 5.5077 | 5.5672 | 5.6027 | 5.6015 | 5.5915 | 5.5916 | 5.5916 | 5.5916 | 0.12768 | 0.13294 | 0.13765 | 0.14192 | 0.14569 | 0.14857 | 0.15127 | 0.1543 | 0.15738 | 0.16053 | 0.024023 | 0.024503 | 0.024993 | 0.025493 | 0.026003 | 0.026523 | 0.027053 | 0.027594 | 0.028146 | 0.028709 | 0.10365 | 0.10844 | 0.11266 | 0.11643 | 0.11968 | 0.12205 | 0.12422 | 0.1267 | 0.12924 | 0.13182 | 207101.321 | 200059.8761 | 193257.8403 | 186687.0737 | 180339.7132 | 174208.1629 | 168285.0854 | 162563.3925 | 157036.2372 | 151697.0051 | 207101.321 | 200059.8761 | 193257.8403 | 186687.0737 | 180339.7132 | 174208.1629 | 168285.0854 | 162563.3925 | 157036.2372 | 151697.0051 | 7737.3945 | 15480.6911 | 23174.6961 | 30823.9081 | 38371.6273 | 45754.4211 | 52916.9078 | 59823.2492 | 66433.4007 | 74043.7329 | 7737.3945 | 7743.2965 | 7694.005 | 7649.212 | 7547.7192 | 7382.7938 | 7162.4867 | 6906.3413 | 6610.1516 | 7610.3321
Ind ¦ Optimize Combustion | RET | I_Primary Metals | Greater Toronto Area | Process Heat | Industrial | NA | End Use Consumption (m^3/year) | 7 | 3.0358 | 3.1544 | 3.2427 | 3.3066 | 3.3447 | 3.3434 | 3.3327 | 3.3328 | 3.3328 | 3.3327 | 0.068002 | 0.072072 | 0.075571 | 0.078601 | 0.081098 | 0.082688 | 0.08407 | 0.085754 | 0.087469 | 0.089216 | 0.0224 | 0.022848 | 0.023305 | 0.023771 | 0.024246 | 0.024731 | 0.025226 | 0.025731 | 0.026245 | 0.02677 | 0.045602 | 0.049224 | 0.052266 | 0.05483 | 0.056851 | 0.057957 | 0.058844 | 0.060023 | 0.061224 | 0.062445 | 2909810.6746 | 2810877.1116 | 2715307.2898 | 2622986.842 | 2533805.2893 | 2447655.9095 | 2364435.6086 | 2284044.7979 | 2206387.2748 | 2131370.1074 | 2909810.6746 | 2810877.1116 | 2715307.2898 | 2622986.842 | 2533805.2893 | 2447655.9095 | 2364435.6086 | 2284044.7979 | 2206387.2748 | 2131370.1074 | 110278.4603 | 220717.9819 | 330521.4563 | 439663.3434 | 547323.0091 | 652593.7414 | 754677.8648 | 853038.7764 | 947094.8989 | 1070306.7835 | 110278.4603 | 110439.5217 | 109803.4744 | 109141.8871 | 107659.6657 | 105270.7323 | 102084.1234 | 98360.9115 | 94056.1225 | 123211.8846
Ind ¦ Preheat Charge | RET | I_Primary Metals | Greater Toronto Area | Process Heat | Industrial | NA | End Use Consumption (m^3/year) | 20 | 2.5579 | 2.6018 | 2.6345 | 2.6581 | 2.6722 | 2.6717 | 2.6678 | 2.6678 | 2.6678 | 2.6678 | 0.27882 | 0.28927 | 0.29876 | 0.30747 | 0.31528 | 0.32153 | 0.32747 | 0.33402 | 0.34071 | 0.34752 | 0.109 | 0.11118 | 0.1134 | 0.11567 | 0.11799 | 0.12034 | 0.12275 | 0.12521 | 0.12771 | 0.13027 | 0.16982 | 0.17809 | 0.18535 | 0.19179 | 0.19729 | 0.20118 | 0.20472 | 0.20882 | 0.213 | 0.21726 | 4489422.1836 | 4336781.8294 | 4189331.2472 | 4046893.9848 | 3909299.5893 | 3776383.4032 | 3647986.3675 | 3523954.831 | 3404140.3668 | 3288399.5943 | 4489422.1836 | 4336781.8294 | 4189331.2472 | 4046893.9848 | 3909299.5893 | 3776383.4032 | 3647986.3675 | 3523954.831 | 3404140.3668 | 3288399.5943 | 102761.4501 | 203051.4343 | 300208.0073 | 398122.802 | 495957.0795 | 592344.3926 | 686378.5377 | 778373.7739 | 867979.7688 | 978558.0086 | 102761.4501 | 100289.9841 | 97156.5731 | 97914.7947 | 97834.2775 | 96387.313 | 94034.1451 | 91995.2362 | 89605.9949 | 110578.2398
Ind ¦ Radiant heaters | RET | I_Primary Metals | Greater Toronto Area | Space Heating/Ventilation | Industrial | NA | End Use Consumption (m^3/year) | 20 | 1.4656 | 1.4912 | 1.5115 | 1.5269 | 1.5367 | 1.5277 | 1.5255 | 1.5255 | 1.5255 | 1.5255 | 0.98582 | 1.0231 | 1.0578 | 1.0899 | 1.1188 | 1.1346 | 1.1555 | 1.1787 | 1.2022 | 1.2263 | 0.67263 | 0.68608 | 0.69981 | 0.7138 | 0.72808 | 0.74264 | 0.75749 | 0.77264 | 0.78809 | 0.80386 | 0.31319 | 0.33701 | 0.35795 | 0.37608 | 0.39073 | 0.39191 | 0.39804 | 0.40601 | 0.41413 | 0.42239 | 519184.8784 | 501532.5925 | 484480.4844 | 468008.1479 | 452095.8709 | 436724.6113 | 421875.9745 | 407532.1913 | 393676.0968 | 380291.1095 | 519184.8784 | 501532.5925 | 484480.4844 | 468008.1479 | 452095.8709 | 436724.6113 | 421875.9745 | 407532.1913 | 393676.0968 | 380291.1095 | 2768.32 | 5344.3771 | 7688.6616 | 10156.5838 | 12694.2291 | 15214.4106 | 17635.231 | 20018.3332 | 22345.3809 | 25301.8495 | 2768.32 | 2576.0571 | 2344.2845 | 2467.9222 | 2537.6452 | 2520.1816 | 2420.8204 | 2383.1022 | 2327.0476 | 2956.4686
Ind ¦ Reduce Furnace Opening | RET | I_Primary Metals | Greater Toronto Area | Process Heat | Industrial | NA | End Use Consumption (m^3/year) | 18 | 7.2392 | 7.372 | 7.4708 | 7.5423 | 7.585 | 7.5836 | 7.5716 | 7.5717 | 7.5717 | 7.5716 | 0.043435 | 0.045117 | 0.046636 | 0.048024 | 0.049261 | 0.050238 | 0.051161 | 0.052185 | 0.053229 | 0.054293 | 0.006 | 0.00612 | 0.0062424 | 0.0063672 | 0.0064946 | 0.0066245 | 0.006757 | 0.0068921 | 0.00703 | 0.0071706 | 0.037435 | 0.038997 | 0.040394 | 0.041657 | 0.042767 | 0.043613 | 0.044404 | 0.045293 | 0.046199 | 0.047122 | 763825.3021 | 737855.2418 | 712768.1636 | 688534.046 | 665123.8885 | 642509.6762 | 620664.3473 | 599561.7594 | 579176.6596 | 559484.6532 | 763825.3021 | 737855.2418 | 712768.1636 | 688534.046 | 665123.8885 | 642509.6762 | 620664.3473 | 599561.7594 | 579176.6596 | 559484.6532 | 29449.041 | 58982.8552 | 88391.1228 | 117595.6825 | 146378.6961 | 174508.5955 | 201776.5367 | 228025.1925 | 253097.1295 | 285514.6424 | 29449.041 | 29533.8142 | 29408.2676 | 29204.5597 | 28783.0136 | 28129.8994 | 27267.9412 | 26248.6559 | 25071.9369 | 32417.5129
Ind ¦ Ventilation heat recovery | RET | I_Primary Metals | Greater Toronto Area | Space Heating/Ventilation | Industrial | NA | End Use Consumption (m^3/year) | 20 | 4.3968 | 4.4736 | 4.5345 | 4.5806 | 4.61 | 4.5832 | 4.5764 | 4.5765 | 4.5764 | 4.5764 | 0.49291 | 0.51155 | 0.52888 | 0.54494 | 0.5594 | 0.56728 | 0.57777 | 0.58933 | 0.60111 | 0.61313 | 0.11211 | 0.11435 | 0.11663 | 0.11897 | 0.12135 | 0.12377 | 0.12625 | 0.12877 | 0.13135 | 0.13398 | 0.3808 | 0.3972 | 0.41225 | 0.42598 | 0.43806 | 0.4435 | 0.45152 | 0.46055 | 0.46976 | 0.47915 | 530001.23 | 511981.1882 | 494573.8278 | 477758.3176 | 461514.5348 | 445823.0407 | 430665.0573 | 416022.4453 | 401877.6822 | 388213.841 | 530001.23 | 511981.1882 | 494573.8278 | 477758.3176 | 461514.5348 | 445823.0407 | 430665.0573 | 416022.4453 | 401877.6822 | 388213.841 | 17340.2974 | 34568.8526 | 51567.1292 | 68519.6884 | 85306.162 | 101770.6271 | 117789.4047 | 133323.3982 | 148295.6197 | 167656.9662 | 17340.2974 | 17228.5552 | 16998.2766 | 16952.5592 | 16786.4737 | 16464.465 | 16018.7776 | 15533.9935 | 14972.2215 | 19361.3465
Ind ¦ Ventilation optimization | RET | I_Primary Metals | Greater Toronto Area | Space Heating/Ventilation | Industrial | NA | End Use Consumption (m^3/year) | 15 | 2.256 | 2.3037 | 2.3416 | 2.3703 | 2.3886 | 2.3719 | 2.3677 | 2.3677 | 2.3677 | 2.3677 | 0.54194 | 0.56449 | 0.58524 | 0.60426 | 0.62109 | 0.62909 | 0.64054 | 0.65336 | 0.66642 | 0.67974 | 0.24023 | 0.24503 | 0.24993 | 0.25493 | 0.26003 | 0.26523 | 0.27053 | 0.27594 | 0.28146 | 0.28709 | 0.30171 | 0.31946 | 0.33531 | 0.34933 | 0.36107 | 0.36387 | 0.37 | 0.37741 | 0.38496 | 0.39265 | 610805.7393 | 590038.3441 | 569977.0404 | 550597.8211 | 531877.4951 | 513793.6603 | 496324.6759 | 479449.6369 | 463148.3492 | 447401.3053 | 610805.7393 | 590038.3441 | 569977.0404 | 550597.8211 | 531877.4951 | 513793.6603 | 496324.6759 | 479449.6369 | 463148.3492 | 447401.3053 | 14116.0046 | 27896.8895 | 41249.397 | 54702.2773 | 68141.2477 | 81380.7056 | 94297.1833 | 106932.0515 | 119237.019 | 134995.3591 | 14116.0046 | 13780.885 | 13352.5075 | 13452.8803 | 13438.9705 | 13239.4578 | 12916.4778 | 12634.8681 | 12304.9675 | 15758.3402
Ind ¦ Warehouse loading dock seals | RET | I_Primary Metals | Greater Toronto Area | Space Heating/Ventilation | Industrial | NA | End Use Consumption (m^3/year) | 10 | 0.65563 | 0.67466 | 0.68975 | 0.70118 | 0.70846 | 0.70181 | 0.70013 | 0.70014 | 0.70014 | 0.70012 | 0.098874 | 0.10378 | 0.10822 | 0.11222 | 0.11565 | 0.11685 | 0.11891 | 0.12129 | 0.12371 | 0.12618 | 0.15081 | 0.15382 | 0.1569 | 0.16004 | 0.16324 | 0.1665 | 0.16983 | 0.17323 | 0.1767 | 0.18023 | -0.051935 | -0.050045 | -0.048679 | -0.047824 | -0.047591 | -0.04965 | -0.050928 | -0.051945 | -0.052985 | -0.054047 | 192997.6468 | 186435.7268 | 180096.9121 | 173973.6171 | 168058.5141 | 162344.5246 | 156824.8108 | 151492.7672 | 146342.0131 | 141366.3847 | 0 | 0 | 0 | 0 | 0 | 0 | 0 | 0 | 0 | 0 | 0 | 0 | 0 | 0 | 0 | 0 | 0 | 0 | 0 | 0 | 0 | 0 | 0 | 0 | 0 | 0 | 0 | 0 | 0 | 0
Ind ¦ Advanced boiler controls including air/fuel mix control ¦ New | NEW | I_Pulp & Paper | Greater Toronto Area | Process - Boiler/Steam | Industrial | NA | End Use Consumption (m^3/year) | 15 | 4.1594 | 4.246 | 4.3104 | 4.357 | 4.3847 | 4.3838 | 4.376 | 4.376 | 4.3761 | 4.376 | 0.12768 | 0.13294 | 0.13765 | 0.14192 | 0.14569 | 0.14857 | 0.15127 | 0.1543 | 0.15738 | 0.16053 | 0.030695 | 0.031309 | 0.031936 | 0.032574 | 0.033226 | 0.03389 | 0.034568 | 0.035259 | 0.035965 | 0.036684 | 0.09698 | 0.10163 | 0.10572 | 0.10935 | 0.11246 | 0.11468 | 0.1167 | 0.11904 | 0.12142 | 0.12384 | 0 | 0 | 0 | 0 | 0 | 0 | 0 | 0 | 0 | 0 | 0 | 0 | 0 | 0 | 0 | 0 | 0 | 0 | 0 | 0 | 0 | 0 | 0 | 0 | 0 | 0 | 0 | 0 | 0 | 0 | 0 | 0 | 0 | 0 | 0 | 0 | 0 | 0 | 0 | 0
Ind ¦ Advanced heating and process control ¦ New | NEW | I_Pulp & Paper | Greater Toronto Area | Process Heat | Industrial | NA | End Use Consumption (m^3/year) | 15 | 5.3148 | 5.4254 | 5.5077 | 5.5672 | 5.6027 | 5.6015 | 5.5915 | 5.5916 | 5.5916 | 5.5916 | 0.31919 | 0.33235 | 0.34413 | 0.35481 | 0.36422 | 0.37142 | 0.37817 | 0.38574 | 0.39346 | 0.40132 | 0.060056 | 0.061257 | 0.062483 | 0.063732 | 0.065007 | 0.066307 | 0.067633 | 0.068986 | 0.070366 | 0.071773 | 0.25913 | 0.27109 | 0.28165 | 0.29108 | 0.29921 | 0.30511 | 0.31054 | 0.31675 | 0.32309 | 0.32955 | 0 | 0 | 0 | 0 | 0 | 0 | 0 | 0 | 0 | 0 | 0 | 0 | 0 | 0 | 0 | 0 | 0 | 0 | 0 | 0 | 0 | 0 | 0 | 0 | 0 | 0 | 0 | 0 | 0 | 0 | 0 | 0 | 0 | 0 | 0 | 0 | 0 | 0 | 0 | 0
Ind ¦ Air compressor heat recovery ¦ New | NEW | I_Pulp & Paper | Greater Toronto Area | Space Heating/Ventilation | Industrial | NA | End Use Consumption (m^3/year) | 25 | 2.502 | 2.5404 | 2.5708 | 2.5939 | 2.6085 | 2.5951 | 2.5917 | 2.5918 | 2.5917 | 2.5917 | 0.78535 | 0.81335 | 0.83956 | 0.86403 | 0.8863 | 0.89938 | 0.91617 | 0.9345 | 0.95318 | 0.97223 | 0.31389 | 0.32017 | 0.32658 | 0.33311 | 0.33977 | 0.34656 | 0.3535 | 0.36057 | 0.36778 | 0.37513 | 0.47146 | 0.49318 | 0.51299 | 0.53092 | 0.54653 | 0.55281 | 0.56267 | 0.57393 | 0.58541 | 0.5971 | 0 | 0 | 0 | 0 | 0 | 0 | 0 | 0 | 0 | 0 | 0 | 0 | 0 | 0 | 0 | 0 | 0 | 0 | 0 | 0 | 0 | 0 | 0 | 0 | 0 | 0 | 0 | 0 | 0 | 0 | 0 | 0 | 0 | 0 | 0 | 0 | 0 | 0 | 0 | 0
Ind ¦ Air curtains ¦ New | NEW | I_Pulp & Paper | Greater Toronto Area | Space Heating/Ventilation | Industrial | NA | End Use Consumption (m^3/year) | 15 | 0.92289 | 0.94244 | 0.95793 | 0.96967 | 0.97714 | 0.97032 | 0.9686 | 0.96861 | 0.96861 | 0.96859 | 0.13548 | 0.14112 | 0.14631 | 0.15106 | 0.15527 | 0.15727 | 0.16013 | 0.16334 | 0.16661 | 0.16993 | 0.1468 | 0.14974 | 0.15274 | 0.15579 | 0.15891 | 0.16208 | 0.16533 | 0.16863 | 0.172 | 0.17544 | -0.01132 | -0.0086192 | -0.0064252 | -0.0047254 | -0.0036321 | -0.0048103 | -0.0051917 | -0.0052929 | -0.0053996 | -0.0055101 | 0 | 0 | 0 | 0 | 0 | 0 | 0 | 0 | 0 | 0 | 0 | 0 | 0 | 0 | 0 | 0 | 0 | 0 | 0 | 0 | 0 | 0 | 0 | 0 | 0 | 0 | 0 | 0 | 0 | 0 | 0 | 0 | 0 | 0 | 0 | 0 | 0 | 0 | 0 | 0
Ind ¦ Automated temperature control ¦ New | NEW | I_Pulp & Paper | Greater Toronto Area | Space Heating/Ventilation | Industrial | NA | End Use Consumption (m^3/year) | 25 | 1.1676 | 1.1855 | 1.1997 | 1.2105 | 1.2173 | 1.2111 | 1.2095 | 1.2095 | 1.2095 | 1.2095 | 0.26178 | 0.27112 | 0.27985 | 0.28801 | 0.29543 | 0.29979 | 0.30539 | 0.3115 | 0.31773 | 0.32408 | 0.22421 | 0.22869 | 0.23327 | 0.23793 | 0.24269 | 0.24755 | 0.2525 | 0.25755 | 0.2627 | 0.26795 | 0.037574 | 0.042423 | 0.046585 | 0.050076 | 0.052741 | 0.052247 | 0.052892 | 0.053952 | 0.055029 | 0.056126 | 0 | 0 | 0 | 0 | 0 | 0 | 0 | 0 | 0 | 0 | 0 | 0 | 0 | 0 | 0 | 0 | 0 | 0 | 0 | 0 | 0 | 0 | 0 | 0 | 0 | 0 | 0 | 0 | 0 | 0 | 0 | 0 | 0 | 0 | 0 | 0 | 0 | 0 | 0 | 0
Ind ¦ Blow down heat recovery and control ¦ New | NEW | I_Pulp & Paper | Greater Toronto Area | Process - Boiler/Steam | Industrial | NA | End Use Consumption (m^3/year) | 20 | 1.9672 | 2.0009 | 2.026 | 2.0442 | 2.055 | 2.0547 | 2.0516 | 2.0517 | 2.0517 | 2.0517 | 0.061959 | 0.064282 | 0.066391 | 0.068326 | 0.070062 | 0.071451 | 0.072771 | 0.074227 | 0.075713 | 0.077227 | 0.031496 | 0.032126 | 0.032769 | 0.033424 | 0.034093 | 0.034774 | 0.03547 | 0.036179 | 0.036903 | 0.037641 | 0.030463 | 0.032156 | 0.033622 | 0.034902 | 0.035969 | 0.036676 | 0.037301 | 0.038048 | 0.03881 | 0.039587 | 0 | 0 | 0 | 0 | 0 | 0 | 0 | 0 | 0 | 0 | 0 | 0 | 0 | 0 | 0 | 0 | 0 | 0 | 0 | 0 | 0 | 0 | 0 | 0 | 0 | 0 | 0 | 0 | 0 | 0 | 0 | 0 | 0 | 0 | 0 | 0 | 0 | 0 | 0 | 0
Ind ¦ Boiler combustion air preheat ¦ New | NEW | I_Pulp & Paper | Greater Toronto Area | Process - Boiler/Steam | Industrial | NA | End Use Consumption (m^3/year) | 20 | 68.9876 | 69.0887 | 69.1845 | 69.2782 | 69.3709 | 69.4563 | 69.5363 | 69.6241 | 69.7143 | 69.809 | 2.0992 | 2.1443 | 2.1902 | 2.2371 | 2.2849 | 2.3334 | 2.3828 | 2.4336 | 2.4854 | 2.5386 | 0.030429 | 0.031037 | 0.031658 | 0.032291 | 0.032937 | 0.033596 | 0.034267 | 0.034953 | 0.035652 | 0.036365 | 2.0688 | 2.1133 | 2.1586 | 2.2048 | 2.2519 | 2.2998 | 2.3486 | 2.3986 | 2.4498 | 2.5022 | 0 | 0 | 0 | 0 | 0 | 0 | 0 | 0 | 0 | 0 | 0 | 0 | 0 | 0 | 0 | 0 | 0 | 0 | 0 | 0 | 0 | 0 | 0 | 0 | 0 | 0 | 0 | 0 | 0 | 0 | 0 | 0 | 0 | 0 | 0 | 0 | 0 | 0 | 0 | 0
Ind ¦ Boiler right sizing and load management | NEW | I_Pulp & Paper | Greater Toronto Area | Process - Boiler/Steam | Industrial | NA | End Use Consumption (m^3/year) | 25 | INF | INF | INF | INF | INF | INF | INF | INF | INF | INF | 0.35266 | 0.36513 | 0.37655 | 0.38712 | 0.39671 | 0.40459 | 0.41215 | 0.4204 | 0.42883 | 0.43741 | 0 | 0 | 0 | 0 | 0 | 0 | 0 | 0 | 0 | 0 | 0.35266 | 0.36513 | 0.37655 | 0.38712 | 0.39671 | 0.40459 | 0.41215 | 0.4204 | 0.42883 | 0.43741 | 0 | 0 | 0 | 0 | 0 | 0 | 0 | 0 | 0 | 0 | 0 | 0 | 0 | 0 | 0 | 0 | 0 | 0 | 0 | 0 | 0 | 0 | 0 | 0 | 0 | 0 | 0 | 0 | 0 | 0 | 0 | 0 | 0 | 0 | 0 | 0 | 0 | 0 | 0 | 0
Ind ¦ Condensate return ¦ New | NEW | I_Pulp & Paper | Greater Toronto Area | Process - Boiler/Steam | Industrial | NA | End Use Consumption (m^3/year) | 25 | 1.6724 | 1.6976 | 1.7164 | 1.73 | 1.7381 | 1.7378 | 1.7356 | 1.7356 | 1.7357 | 1.7357 | 0.070532 | 0.073026 | 0.07531 | 0.077423 | 0.079342 | 0.080918 | 0.082429 | 0.08408 | 0.085765 | 0.087483 | 0.042173 | 0.043016 | 0.043877 | 0.044754 | 0.045649 | 0.046562 | 0.047494 | 0.048443 | 0.049412 | 0.050401 | 0.028359 | 0.03001 | 0.031433 | 0.032669 | 0.033693 | 0.034355 | 0.034936 | 0.035637 | 0.036353 | 0.037082 | 0 | 0 | 0 | 0 | 0 | 0 | 0 | 0 | 0 | 0 | 0 | 0 | 0 | 0 | 0 | 0 | 0 | 0 | 0 | 0 | 0 | 0 | 0 | 0 | 0 | 0 | 0 | 0 | 0 | 0 | 0 | 0 | 0 | 0 | 0 | 0 | 0 | 0 | 0 | 0
Ind ¦ Condensing boiler ¦ New | NEW | I_Pulp & Paper | Greater Toronto Area | Process - Boiler/Steam | Industrial | NA | End Use Consumption (m^3/year) | 20 | 3.224 | 3.2793 | 3.3205 | 3.3502 | 3.368 | 3.3674 | 3.3624 | 3.3624 | 3.3625 | 3.3625 | 0.3098 | 0.32141 | 0.33195 | 0.34163 | 0.35031 | 0.35725 | 0.36386 | 0.37114 | 0.37856 | 0.38614 | 0.09609 | 0.098012 | 0.099972 | 0.10197 | 0.10401 | 0.10609 | 0.10821 | 0.11038 | 0.11258 | 0.11484 | 0.21371 | 0.2234 | 0.23198 | 0.23966 | 0.2463 | 0.25116 | 0.25564 | 0.26076 | 0.26598 | 0.2713 | 0 | 0 | 0 | 0 | 0 | 0 | 0 | 0 | 0 | 0 | 0 | 0 | 0 | 0 | 0 | 0 | 0 | 0 | 0 | 0 | 0 | 0 | 0 | 0 | 0 | 0 | 0 | 0 | 0 | 0 | 0 | 0 | 0 | 0 | 0 | 0 | 0 | 0 | 0 | 0
Ind ¦ Condensing Economizer ¦ New | NEW | I_Pulp & Paper | Greater Toronto Area | Process - Boiler/Steam | Industrial | NA | End Use Consumption (m^3/year) | 15 | 3.7008 | 3.7778 | 3.835 | 3.8765 | 3.9012 | 3.9004 | 3.8934 | 3.8934 | 3.8935 | 3.8934 | 0.25535 | 0.26588 | 0.27531 | 0.28385 | 0.29137 | 0.29714 | 0.30254 | 0.30859 | 0.31477 | 0.32106 | 0.069 | 0.07038 | 0.071788 | 0.073223 | 0.074688 | 0.076182 | 0.077705 | 0.079259 | 0.080844 | 0.082461 | 0.18635 | 0.1955 | 0.20352 | 0.21063 | 0.21668 | 0.22096 | 0.22483 | 0.22933 | 0.23392 | 0.2386 | 0 | 0 | 0 | 0 | 0 | 0 | 0 | 0 | 0 | 0 | 0 | 0 | 0 | 0 | 0 | 0 | 0 | 0 | 0 | 0 | 0 | 0 | 0 | 0 | 0 | 0 | 0 | 0 | 0 | 0 | 0 | 0 | 0 | 0 | 0 | 0 | 0 | 0 | 0 | 0
Ind ¦ De-stratification fans ¦ New | NEW | I_Pulp & Paper | Greater Toronto Area | Space Heating/Ventilation | Industrial | NA | End Use Consumption (m^3/year) | 25 | 1.4153 | 1.437 | 1.4542 | 1.4672 | 1.4755 | 1.468 | 1.466 | 1.466 | 1.466 | 1.466 | 0.29918 | 0.30985 | 0.31983 | 0.32915 | 0.33764 | 0.34262 | 0.34902 | 0.356 | 0.36312 | 0.37037 | 0.2114 | 0.21563 | 0.21994 | 0.22434 | 0.22882 | 0.2334 | 0.23807 | 0.24283 | 0.24769 | 0.25264 | 0.087784 | 0.094223 | 0.099894 | 0.10482 | 0.10881 | 0.10922 | 0.11095 | 0.11317 | 0.11543 | 0.11773 | 0 | 0 | 0 | 0 | 0 | 0 | 0 | 0 | 0 | 0 | 0 | 0 | 0 | 0 | 0 | 0 | 0 | 0 | 0 | 0 | 0 | 0 | 0 | 0 | 0 | 0 | 0 | 0 | 0 | 0 | 0 | 0 | 0 | 0 | 0 | 0 | 0 | 0 | 0 | 0
Ind ¦ Direct contact hot water heaters ¦ New | NEW | I_Pulp & Paper | Greater Toronto Area | Process - Boiler/Steam | Industrial | NA | End Use Consumption (m^3/year) | 20 | 11.6065 | 11.8055 | 11.9537 | 12.0609 | 12.1248 | 12.1227 | 12.1047 | 12.1048 | 12.1049 | 12.105 | 0.46469 | 0.48212 | 0.49793 | 0.51244 | 0.52546 | 0.53588 | 0.54579 | 0.5567 | 0.56785 | 0.57921 | 0.040038 | 0.040838 | 0.041655 | 0.042488 | 0.043338 | 0.044205 | 0.045089 | 0.045991 | 0.04691 | 0.047849 | 0.42466 | 0.44128 | 0.45628 | 0.46996 | 0.48212 | 0.49168 | 0.5007 | 0.51071 | 0.52094 | 0.53136 | 0 | 0 | 0 | 0 | 0 | 0 | 0 | 0 | 0 | 0 | 0 | 0 | 0 | 0 | 0 | 0 | 0 | 0 | 0 | 0 | 0 | 0 | 0 | 0 | 0 | 0 | 0 | 0 | 0 | 0 | 0 | 0 | 0 | 0 | 0 | 0 | 0 | 0 | 0 | 0
Ind ¦ Energy Management and Process Improvement ¦ New | NEW | I_Pulp & Paper | Greater Toronto Area | Cross Cutting/Behavioural | Industrial | NA | End Use Consumption (m^3/year) | 15 | 3.6479 | 3.7238 | 3.7802 | 3.8211 | 3.8455 | 3.8447 | 3.8378 | 3.8378 | 3.8379 | 3.8378 | 0.25535 | 0.26588 | 0.27531 | 0.28385 | 0.29137 | 0.29714 | 0.30254 | 0.30859 | 0.31477 | 0.32106 | 0.07 | 0.0714 | 0.072828 | 0.074285 | 0.07577 | 0.077286 | 0.078831 | 0.080408 | 0.082016 | 0.083656 | 0.18535 | 0.19448 | 0.20248 | 0.20956 | 0.2156 | 0.21985 | 0.22371 | 0.22818 | 0.23275 | 0.2374 | 0 | 0 | 0 | 0 | 0 | 0 | 0 | 0 | 0 | 0 | 0 | 0 | 0 | 0 | 0 | 0 | 0 | 0 | 0 | 0 | 0 | 0 | 0 | 0 | 0 | 0 | 0 | 0 | 0 | 0 | 0 | 0 | 0 | 0 | 0 | 0 | 0 | 0 | 0 | 0
Ind ¦ Exhaust gas heat recovery ¦ New | NEW | I_Pulp & Paper | Greater Toronto Area | Process Heat | Industrial | NA | End Use Consumption (m^3/year) | 15 | 5.3148 | 5.4254 | 5.5077 | 5.5672 | 5.6027 | 5.6015 | 5.5915 | 5.5916 | 5.5916 | 5.5916 | 0.44687 | 0.46529 | 0.48179 | 0.49674 | 0.5099 | 0.51999 | 0.52944 | 0.54003 | 0.55084 | 0.56185 | 0.084079 | 0.08576 | 0.087476 | 0.089225 | 0.09101 | 0.09283 | 0.094686 | 0.09658 | 0.098512 | 0.10048 | 0.36279 | 0.37953 | 0.39431 | 0.40751 | 0.41889 | 0.42716 | 0.43475 | 0.44345 | 0.45233 | 0.46137 | 0 | 0 | 0 | 0 | 0 | 0 | 0 | 0 | 0 | 0 | 0 | 0 | 0 | 0 | 0 | 0 | 0 | 0 | 0 | 0 | 0 | 0 | 0 | 0 | 0 | 0 | 0 | 0 | 0 | 0 | 0 | 0 | 0 | 0 | 0 | 0 | 0 | 0 | 0 | 0
Ind ¦ Feedwater Economizers ¦ New | NEW | I_Pulp & Paper | Greater Toronto Area | Process - Boiler/Steam | Industrial | NA | End Use Consumption (m^3/year) | 20 | 2.418 | 2.4595 | 2.4903 | 2.5127 | 2.526 | 2.5256 | 2.5218 | 2.5218 | 2.5219 | 2.5219 | 0.12392 | 0.12856 | 0.13278 | 0.13665 | 0.14012 | 0.1429 | 0.14554 | 0.14845 | 0.15143 | 0.15445 | 0.051248 | 0.052273 | 0.053318 | 0.054385 | 0.055473 | 0.056582 | 0.057714 | 0.058868 | 0.060045 | 0.061246 | 0.07267 | 0.076292 | 0.079463 | 0.082267 | 0.084651 | 0.086319 | 0.087829 | 0.089587 | 0.091381 | 0.093209 | 0 | 0 | 0 | 0 | 0 | 0 | 0 | 0 | 0 | 0 | 0 | 0 | 0 | 0 | 0 | 0 | 0 | 0 | 0 | 0 | 0 | 0 | 0 | 0 | 0 | 0 | 0 | 0 | 0 | 0 | 0 | 0 | 0 | 0 | 0 | 0 | 0 | 0 | 0 | 0
Ind ¦ Heat recovery to preheat make-up water ¦ New | NEW | I_Pulp & Paper | Greater Toronto Area | Process - Boiler/Steam | Industrial | NA | End Use Consumption (m^3/year) | 25 | 3.4769 | 3.5293 | 3.5683 | 3.5965 | 3.6134 | 3.6129 | 3.6082 | 3.6083 | 3.6084 | 3.6085 | 0.2116 | 0.21908 | 0.22593 | 0.23227 | 0.23803 | 0.24275 | 0.24729 | 0.25224 | 0.2573 | 0.26245 | 0.060857 | 0.062074 | 0.063316 | 0.064582 | 0.065874 | 0.067191 | 0.068535 | 0.069906 | 0.071304 | 0.07273 | 0.15074 | 0.157 | 0.16261 | 0.16769 | 0.17215 | 0.17556 | 0.17875 | 0.18234 | 0.18599 | 0.18972 | 0 | 0 | 0 | 0 | 0 | 0 | 0 | 0 | 0 | 0 | 0 | 0 | 0 | 0 | 0 | 0 | 0 | 0 | 0 | 0 | 0 | 0 | 0 | 0 | 0 | 0 | 0 | 0 | 0 | 0 | 0 | 0 | 0 | 0 | 0 | 0 | 0 | 0 | 0 | 0
Ind ¦ High-efficiency burner ¦ New | NEW | I_Pulp & Paper | Greater Toronto Area | Process - Boiler/Steam | Industrial | NA | End Use Consumption (m^3/year) | 20 | 2.5792 | 2.6234 | 2.6564 | 2.6802 | 2.6944 | 2.6939 | 2.6899 | 2.6899 | 2.69 | 2.69 | 0.1549 | 0.16071 | 0.16598 | 0.17081 | 0.17515 | 0.17863 | 0.18193 | 0.18557 | 0.18928 | 0.19307 | 0.060056 | 0.061257 | 0.062483 | 0.063732 | 0.065007 | 0.066307 | 0.067633 | 0.068986 | 0.070366 | 0.071773 | 0.094842 | 0.099448 | 0.10349 | 0.10708 | 0.11015 | 0.11232 | 0.1143 | 0.11658 | 0.11892 | 0.1213 | 0 | 0 | 0 | 0 | 0 | 0 | 0 | 0 | 0 | 0 | 0 | 0 | 0 | 0 | 0 | 0 | 0 | 0 | 0 | 0 | 0 | 0 | 0 | 0 | 0 | 0 | 0 | 0 | 0 | 0 | 0 | 0 | 0 | 0 | 0 | 0 | 0 | 0 | 0 | 0
Ind ¦ High-efficiency burners ¦ New | NEW | I_Pulp & Paper | Greater Toronto Area | Process Heat | Industrial | NA | End Use Consumption (m^3/year) | 20 | 8.928 | 9.0812 | 9.1951 | 9.2776 | 9.3267 | 9.3252 | 9.3113 | 9.3113 | 9.3115 | 9.3115 | 0.61959 | 0.64282 | 0.66391 | 0.68326 | 0.70062 | 0.71451 | 0.72771 | 0.74227 | 0.75713 | 0.77227 | 0.069398 | 0.070786 | 0.072202 | 0.073646 | 0.075119 | 0.076621 | 0.078154 | 0.079717 | 0.081311 | 0.082938 | 0.55019 | 0.57204 | 0.59171 | 0.60961 | 0.6255 | 0.63789 | 0.64956 | 0.66256 | 0.67582 | 0.68934 | 0 | 0 | 0 | 0 | 0 | 0 | 0 | 0 | 0 | 0 | 0 | 0 | 0 | 0 | 0 | 0 | 0 | 0 | 0 | 0 | 0 | 0 | 0 | 0 | 0 | 0 | 0 | 0 | 0 | 0 | 0 | 0 | 0 | 0 | 0 | 0 | 0 | 0 | 0 | 0
Ind ¦ High-efficiency ovens & dryers ¦ New | NEW | I_Pulp & Paper | Greater Toronto Area | Process Heat | Industrial | NA | End Use Consumption (m^3/year) | 20 | 3.3161 | 3.373 | 3.4153 | 3.446 | 3.4642 | 3.4636 | 3.4585 | 3.4585 | 3.4586 | 3.4586 | 0.37176 | 0.38569 | 0.39834 | 0.40996 | 0.42037 | 0.4287 | 0.43663 | 0.44536 | 0.45428 | 0.46336 | 0.11211 | 0.11435 | 0.11663 | 0.11897 | 0.12135 | 0.12377 | 0.12625 | 0.12877 | 0.13135 | 0.13398 | 0.25965 | 0.27135 | 0.28171 | 0.29099 | 0.29902 | 0.30493 | 0.31038 | 0.31659 | 0.32293 | 0.32939 | 0 | 0 | 0 | 0 | 0 | 0 | 0 | 0 | 0 | 0 | 0 | 0 | 0 | 0 | 0 | 0 | 0 | 0 | 0 | 0 | 0 | 0 | 0 | 0 | 0 | 0 | 0 | 0 | 0 | 0 | 0 | 0 | 0 | 0 | 0 | 0 | 0 | 0 | 0 | 0
Ind ¦ Insulation ¦ New | NEW | I_Pulp & Paper | Greater Toronto Area | Process - Boiler/Steam | Industrial | NA | End Use Consumption (m^3/year) | 15 | 5.3148 | 5.4254 | 5.5077 | 5.5672 | 5.6027 | 5.6015 | 5.5915 | 5.5916 | 5.5916 | 5.5916 | 0.12768 | 0.13294 | 0.13765 | 0.14192 | 0.14569 | 0.14857 | 0.15127 | 0.1543 | 0.15738 | 0.16053 | 0.024023 | 0.024503 | 0.024993 | 0.025493 | 0.026003 | 0.026523 | 0.027053 | 0.027594 | 0.028146 | 0.028709 | 0.10365 | 0.10844 | 0.11266 | 0.11643 | 0.11968 | 0.12205 | 0.12422 | 0.1267 | 0.12924 | 0.13182 | 0 | 0 | 0 | 0 | 0 | 0 | 0 | 0 | 0 | 0 | 0 | 0 | 0 | 0 | 0 | 0 | 0 | 0 | 0 | 0 | 0 | 0 | 0 | 0 | 0 | 0 | 0 | 0 | 0 | 0 | 0 | 0 | 0 | 0 | 0 | 0 | 0 | 0 | 0 | 0
Ind ¦ Radiant heaters ¦ New | NEW | I_Pulp & Paper | Greater Toronto Area | Space Heating/Ventilation | Industrial | NA | End Use Consumption (m^3/year) | 20 | 1.4656 | 1.4912 | 1.5115 | 1.5269 | 1.5367 | 1.5277 | 1.5255 | 1.5255 | 1.5255 | 1.5255 | 0.98582 | 1.0231 | 1.0578 | 1.0899 | 1.1188 | 1.1346 | 1.1555 | 1.1787 | 1.2022 | 1.2263 | 0.67263 | 0.68608 | 0.69981 | 0.7138 | 0.72808 | 0.74264 | 0.75749 | 0.77264 | 0.78809 | 0.80386 | 0.31319 | 0.33701 | 0.35795 | 0.37608 | 0.39073 | 0.39191 | 0.39804 | 0.40601 | 0.41413 | 0.42239 | 0 | 0 | 0 | 0 | 0 | 0 | 0 | 0 | 0 | 0 | 0 | 0 | 0 | 0 | 0 | 0 | 0 | 0 | 0 | 0 | 0 | 0 | 0 | 0 | 0 | 0 | 0 | 0 | 0 | 0 | 0 | 0 | 0 | 0 | 0 | 0 | 0 | 0 | 0 | 0
Ind ¦ Reduce Steam Pressure ¦ New | NEW | I_Pulp & Paper | Greater Toronto Area | Process - Boiler/Steam | Industrial | NA | End Use Consumption (m^3/year) | 20 | 29.9803 | 30.4945 | 30.8771 | 31.154 | 31.3191 | 31.3138 | 31.2672 | 31.2674 | 31.2679 | 31.268 | 0.092939 | 0.096423 | 0.099586 | 0.10249 | 0.10509 | 0.10718 | 0.10916 | 0.11134 | 0.11357 | 0.11584 | 0.0031 | 0.003162 | 0.0032252 | 0.0032897 | 0.0033555 | 0.0034227 | 0.0034911 | 0.0035609 | 0.0036321 | 0.0037048 | 0.089839 | 0.093261 | 0.096361 | 0.099199 | 0.10174 | 0.10375 | 0.10567 | 0.10778 | 0.10994 | 0.11214 | 0 | 0 | 0 | 0 | 0 | 0 | 0 | 0 | 0 | 0 | 0 | 0 | 0 | 0 | 0 | 0 | 0 | 0 | 0 | 0 | 0 | 0 | 0 | 0 | 0 | 0 | 0 | 0 | 0 | 0 | 0 | 0 | 0 | 0 | 0 | 0 | 0 | 0 | 0 | 0
Ind ¦ Steam trap survey and repair ¦ New | NEW | I_Pulp & Paper | Greater Toronto Area | Process - Boiler/Steam | Industrial | NA | End Use Consumption (m^3/year) | 3 | 0.74751 | 0.79708 | 0.84877 | 0.8911 | 0.91312 | 0.91238 | 0.90622 | 0.90625 | 0.90632 | 0.90624 | 0.023145 | 0.025173 | 0.027342 | 0.029279 | 0.030603 | 0.03119 | 0.031599 | 0.032232 | 0.032879 | 0.033534 | 0.030962 | 0.031582 | 0.032213 | 0.032858 | 0.033515 | 0.034185 | 0.034869 | 0.035566 | 0.036277 | 0.037003 | -0.0078176 | -0.0064086 | -0.0048715 | -0.0035782 | -0.0029118 | -0.0029954 | -0.00327 | -0.0033344 | -0.0033984 | -0.0034693 | 0 | 0 | 0 | 0 | 0 | 0 | 0 | 0 | 0 | 0 | 0 | 0 | 0 | 0 | 0 | 0 | 0 | 0 | 0 | 0 | 0 | 0 | 0 | 0 | 0 | 0 | 0 | 0 | 0 | 0 | 0 | 0 | 0 | 0 | 0 | 0 | 0 | 0 | 0 | 0
Ind ¦ Ventilation heat recovery ¦ New | NEW | I_Pulp & Paper | Greater Toronto Area | Space Heating/Ventilation | Industrial | NA | End Use Consumption (m^3/year) | 20 | 4.3968 | 4.4736 | 4.5345 | 4.5806 | 4.61 | 4.5832 | 4.5764 | 4.5765 | 4.5764 | 4.5764 | 0.49291 | 0.51155 | 0.52888 | 0.54494 | 0.5594 | 0.56728 | 0.57777 | 0.58933 | 0.60111 | 0.61313 | 0.11211 | 0.11435 | 0.11663 | 0.11897 | 0.12135 | 0.12377 | 0.12625 | 0.12877 | 0.13135 | 0.13398 | 0.3808 | 0.3972 | 0.41225 | 0.42598 | 0.43806 | 0.4435 | 0.45152 | 0.46055 | 0.46976 | 0.47915 | 0 | 0 | 0 | 0 | 0 | 0 | 0 | 0 | 0 | 0 | 0 | 0 | 0 | 0 | 0 | 0 | 0 | 0 | 0 | 0 | 0 | 0 | 0 | 0 | 0 | 0 | 0 | 0 | 0 | 0 | 0 | 0 | 0 | 0 | 0 | 0 | 0 | 0 | 0 | 0
Ind ¦ Ventilation optimization ¦ New | NEW | I_Pulp & Paper | Greater Toronto Area | Space Heating/Ventilation | Industrial | NA | End Use Consumption (m^3/year) | 15 | 2.256 | 2.3037 | 2.3416 | 2.3703 | 2.3886 | 2.3719 | 2.3677 | 2.3677 | 2.3677 | 2.3677 | 0.54194 | 0.56449 | 0.58524 | 0.60426 | 0.62109 | 0.62909 | 0.64054 | 0.65336 | 0.66642 | 0.67974 | 0.24023 | 0.24503 | 0.24993 | 0.25493 | 0.26003 | 0.26523 | 0.27053 | 0.27594 | 0.28146 | 0.28709 | 0.30171 | 0.31946 | 0.33531 | 0.34933 | 0.36107 | 0.36387 | 0.37 | 0.37741 | 0.38496 | 0.39265 | 0 | 0 | 0 | 0 | 0 | 0 | 0 | 0 | 0 | 0 | 0 | 0 | 0 | 0 | 0 | 0 | 0 | 0 | 0 | 0 | 0 | 0 | 0 | 0 | 0 | 0 | 0 | 0 | 0 | 0 | 0 | 0 | 0 | 0 | 0 | 0 | 0 | 0 | 0 | 0
Ind ¦ Warehouse loading dock seals ¦ New | NEW | I_Pulp & Paper | Greater Toronto Area | Space Heating/Ventilation | Industrial | NA | End Use Consumption (m^3/year) | 10 | 0.65563 | 0.67466 | 0.68975 | 0.70118 | 0.70846 | 0.70181 | 0.70013 | 0.70014 | 0.70014 | 0.70012 | 0.098874 | 0.10378 | 0.10822 | 0.11222 | 0.11565 | 0.11685 | 0.11891 | 0.12129 | 0.12371 | 0.12618 | 0.15081 | 0.15382 | 0.1569 | 0.16004 | 0.16324 | 0.1665 | 0.16983 | 0.17323 | 0.1767 | 0.18023 | -0.051935 | -0.050045 | -0.048679 | -0.047824 | -0.047591 | -0.04965 | -0.050928 | -0.051945 | -0.052985 | -0.054047 | 0 | 0 | 0 | 0 | 0 | 0 | 0 | 0 | 0 | 0 | 0 | 0 | 0 | 0 | 0 | 0 | 0 | 0 | 0 | 0 | 0 | 0 | 0 | 0 | 0 | 0 | 0 | 0 | 0 | 0 | 0 | 0 | 0 | 0 | 0 | 0 | 0 | 0 | 0 | 0
Ind ¦ Advanced boiler controls including air/fuel mix control | RET | I_Pulp & Paper | Greater Toronto Area | Process - Boiler/Steam | Industrial | NA | End Use Consumption (m^3/year) | 15 | 4.1594 | 4.246 | 4.3104 | 4.357 | 4.3847 | 4.3838 | 4.376 | 4.376 | 4.3761 | 4.376 | 0.12768 | 0.13294 | 0.13765 | 0.14192 | 0.14569 | 0.14857 | 0.15127 | 0.1543 | 0.15738 | 0.16053 | 0.030695 | 0.031309 | 0.031936 | 0.032574 | 0.033226 | 0.03389 | 0.034568 | 0.035259 | 0.035965 | 0.036684 | 0.09698 | 0.10163 | 0.10572 | 0.10935 | 0.11246 | 0.11468 | 0.1167 | 0.11904 | 0.12142 | 0.12384 | 2752356.9653 | 2713823.9678 | 2675830.4322 | 2638368.8062 | 2601431.6429 | 2565011.5999 | 2529101.4375 | 2493694.0174 | 2458782.3011 | 2424359.3489 | 2752356.9653 | 2713823.9678 | 2675830.4322 | 2638368.8062 | 2601431.6429 | 2565011.5999 | 2529101.4375 | 2493694.0174 | 2458782.3011 | 2424359.3489 | 98737.4463 | 199299.1498 | 301019.8313 | 404332.9551 | 508518.6803 | 612673.8534 | 715982.1244 | 817947.1976 | 917913.8636 | 1025918.6003 | 98737.4463 | 100561.7035 | 101720.6815 | 103313.1238 | 104185.7251 | 104155.1731 | 103308.271 | 101965.0732 | 99966.6661 | 108004.7367
Ind ¦ Advanced heating and process control | RET | I_Pulp & Paper | Greater Toronto Area | Process Heat | Industrial | NA | End Use Consumption (m^3/year) | 15 | 5.3148 | 5.4254 | 5.5077 | 5.5672 | 5.6027 | 5.6015 | 5.5915 | 5.5916 | 5.5916 | 5.5916 | 0.31919 | 0.33235 | 0.34413 | 0.35481 | 0.36422 | 0.37142 | 0.37817 | 0.38574 | 0.39346 | 0.40132 | 0.060056 | 0.061257 | 0.062483 | 0.063732 | 0.065007 | 0.066307 | 0.067633 | 0.068986 | 0.070366 | 0.071773 | 0.25913 | 0.27109 | 0.28165 | 0.29108 | 0.29921 | 0.30511 | 0.31054 | 0.31675 | 0.32309 | 0.32955 | 3495056.4639 | 3446125.6734 | 3397879.9139 | 3350309.5951 | 3303405.2608 | 3257157.5872 | 3211557.3809 | 3166595.5776 | 3122263.2395 | 3078551.5542 | 3495056.4639 | 3446125.6734 | 3397879.9139 | 3350309.5951 | 3303405.2608 | 3257157.5872 | 3211557.3809 | 3166595.5776 | 3122263.2395 | 3078551.5542 | 133280.2681 | 269423.732 | 407501.3089 | 547617.1317 | 688736.2989 | 829629.7466 | 969148.8501 | 1106463.7532 | 1240610.7154 | 1385939.9915 | 133280.2681 | 136143.4639 | 138077.577 | 140115.8227 | 141119.1672 | 140893.4477 | 139519.1036 | 137314.9031 | 134146.9622 | 145329.2761
Ind ¦ Air compressor heat recovery | RET | I_Pulp & Paper | Greater Toronto Area | Space Heating/Ventilation | Industrial | NA | End Use Consumption (m^3/year) | 25 | 2.502 | 2.5404 | 2.5708 | 2.5939 | 2.6085 | 2.5951 | 2.5917 | 2.5918 | 2.5917 | 2.5917 | 0.78535 | 0.81335 | 0.83956 | 0.86403 | 0.8863 | 0.89938 | 0.91617 | 0.9345 | 0.95318 | 0.97223 | 0.31389 | 0.32017 | 0.32658 | 0.33311 | 0.33977 | 0.34656 | 0.3535 | 0.36057 | 0.36778 | 0.37513 | 0.47146 | 0.49318 | 0.51299 | 0.53092 | 0.54653 | 0.55281 | 0.56267 | 0.57393 | 0.58541 | 0.5971 | 508127.4397 | 501013.6556 | 493999.4644 | 487083.4719 | 480264.3033 | 473540.6031 | 466911.0346 | 460374.2801 | 453929.0402 | 447574.0336 | 508127.4397 | 501013.6556 | 493999.4644 | 487083.4719 | 480264.3033 | 473540.6031 | 466911.0346 | 460374.2801 | 453929.0402 | 447574.0336 | 8816.3757 | 17495.8407 | 25949.124 | 34720.752 | 43720.3701 | 52778.783 | 61783.9649 | 70797.0663 | 79781.3377 | 89522.0817 | 8816.3757 | 8679.4651 | 8453.2832 | 8771.628 | 8999.6181 | 9058.4129 | 9005.1819 | 9013.1014 | 8984.2714 | 9740.744
Ind ¦ Air curtains | RET | I_Pulp & Paper | Greater Toronto Area | Space Heating/Ventilation | Industrial | NA | End Use Consumption (m^3/year) | 15 | 0.92289 | 0.94244 | 0.95793 | 0.96967 | 0.97714 | 0.97032 | 0.9686 | 0.96861 | 0.96861 | 0.96859 | 0.13548 | 0.14112 | 0.14631 | 0.15106 | 0.15527 | 0.15727 | 0.16013 | 0.16334 | 0.16661 | 0.16993 | 0.1468 | 0.14974 | 0.15274 | 0.15579 | 0.15891 | 0.16208 | 0.16533 | 0.16863 | 0.172 | 0.17544 | -0.01132 | -0.0086192 | -0.0064252 | -0.0047254 | -0.0036321 | -0.0048103 | -0.0051917 | -0.0052929 | -0.0053996 | -0.0055101 | 302456.8094 | 298222.414 | 294047.3002 | 289930.638 | 285871.6091 | 281869.4066 | 277923.2349 | 274032.3096 | 270195.8573 | 266413.1153 | 0 | 0 | 0 | 0 | 0 | 0 | 0 | 0 | 0 | 0 | 0 | 0 | 0 | 0 | 0 | 0 | 0 | 0 | 0 | 0 | 0 | 0 | 0 | 0 | 0 | 0 | 0 | 0 | 0 | 0
Ind ¦ Automated temperature control | RET | I_Pulp & Paper | Greater Toronto Area | Space Heating/Ventilation | Industrial | NA | End Use Consumption (m^3/year) | 25 | 1.1676 | 1.1855 | 1.1997 | 1.2105 | 1.2173 | 1.2111 | 1.2095 | 1.2095 | 1.2095 | 1.2095 | 0.26178 | 0.27112 | 0.27985 | 0.28801 | 0.29543 | 0.29979 | 0.30539 | 0.3115 | 0.31773 | 0.32408 | 0.22421 | 0.22869 | 0.23327 | 0.23793 | 0.24269 | 0.24755 | 0.2525 | 0.25755 | 0.2627 | 0.26795 | 0.037574 | 0.042423 | 0.046585 | 0.050076 | 0.052741 | 0.052247 | 0.052892 | 0.053952 | 0.055029 | 0.056126 | 392073.6418 | 386584.6108 | 381172.4262 | 375836.0123 | 370574.3081 | 365386.2678 | 360270.86 | 355227.068 | 350253.889 | 345350.3346 | 392073.6418 | 386584.6108 | 381172.4262 | 375836.0123 | 370574.3081 | 365386.2678 | 360270.86 | 355227.068 | 350253.889 | 345350.3346 | 206.7686 | 385.1872 | 530.9067 | 713.4214 | 925.4072 | 1143.7883 | 1354.6193 | 1568.1693 | 1781.1122 | 2019.691 | 206.7686 | 178.4186 | 145.7195 | 182.5147 | 211.9858 | 218.3811 | 210.8311 | 213.5499 | 212.9429 | 238.5788
Ind ¦ Blow down heat recovery and control | RET | I_Pulp & Paper | Greater Toronto Area | Process - Boiler/Steam | Industrial | NA | End Use Consumption (m^3/year) | 20 | 1.9672 | 2.0009 | 2.026 | 2.0442 | 2.055 | 2.0547 | 2.0516 | 2.0517 | 2.0517 | 2.0517 | 0.061959 | 0.064282 | 0.066391 | 0.068326 | 0.070062 | 0.071451 | 0.072771 | 0.074227 | 0.075713 | 0.077227 | 0.031496 | 0.032126 | 0.032769 | 0.033424 | 0.034093 | 0.034774 | 0.03547 | 0.036179 | 0.036903 | 0.037641 | 0.030463 | 0.032156 | 0.033622 | 0.034902 | 0.035969 | 0.036676 | 0.037301 | 0.038048 | 0.03881 | 0.039587 | 1572775.4087 | 1550756.553 | 1529045.9613 | 1507639.3178 | 1486532.3674 | 1465720.9142 | 1445200.8214 | 1424968.0099 | 1405018.4578 | 1385348.1994 | 1572775.4087 | 1550756.553 | 1529045.9613 | 1507639.3178 | 1486532.3674 | 1465720.9142 | 1445200.8214 | 1424968.0099 | 1405018.4578 | 1385348.1994 | 24807.3486 | 49113.0575 | 72639.4076 | 97167.7825 | 122412.3845 | 147834.2522 | 173081.8024 | 198365.2462 | 223577.5365 | 250580.9028 | 24807.3486 | 24305.7089 | 23526.3501 | 24528.3749 | 25244.602 | 25421.8677 | 25247.5502 | 25283.4438 | 25212.2902 | 27003.3664
Ind ¦ Boiler combustion air preheat | RET | I_Pulp & Paper | Greater Toronto Area | Process - Boiler/Steam | Industrial | NA | End Use Consumption (m^3/year) | 20 | 68.9876 | 69.0887 | 69.1845 | 69.2782 | 69.3709 | 69.4563 | 69.5363 | 69.6241 | 69.7143 | 69.809 | 2.0992 | 2.1443 | 2.1902 | 2.2371 | 2.2849 | 2.3334 | 2.3828 | 2.4336 | 2.4854 | 2.5386 | 0.030429 | 0.031037 | 0.031658 | 0.032291 | 0.032937 | 0.033596 | 0.034267 | 0.034953 | 0.035652 | 0.036365 | 2.0688 | 2.1133 | 2.1586 | 2.2048 | 2.2519 | 2.2998 | 2.3486 | 2.3986 | 2.4498 | 2.5022 | 2022139.8112 | 1993829.8539 | 1965916.2359 | 1938393.4086 | 1911255.9009 | 1884498.3183 | 1858115.3418 | 1832101.727 | 1806452.3029 | 1781161.9706 | 2022139.8112 | 1993829.8539 | 1965916.2359 | 1938393.4086 | 1911255.9009 | 1884498.3183 | 1858115.3418 | 1832101.727 | 1806452.3029 | 1781161.9706 | 88354.6177 | 179300.2364 | 272162.9106 | 366188.2101 | 460559.4147 | 554424.5787 | 646926.5596 | 737234.6396 | 824574.5723 | 918654.455 | 88354.6177 | 90945.6187 | 92862.6742 | 94025.2995 | 94371.2046 | 93865.1641 | 92501.9809 | 90308.08 | 87339.9327 | 94079.8827
Ind ¦ Condensate return | RET | I_Pulp & Paper | Greater Toronto Area | Process - Boiler/Steam | Industrial | NA | End Use Consumption (m^3/year) | 25 | 1.6724 | 1.6976 | 1.7164 | 1.73 | 1.7381 | 1.7378 | 1.7356 | 1.7356 | 1.7357 | 1.7357 | 0.070532 | 0.073026 | 0.07531 | 0.077423 | 0.079342 | 0.080918 | 0.082429 | 0.08408 | 0.085765 | 0.087483 | 0.042173 | 0.043016 | 0.043877 | 0.044754 | 0.045649 | 0.046562 | 0.047494 | 0.048443 | 0.049412 | 0.050401 | 0.028359 | 0.03001 | 0.031433 | 0.032669 | 0.033693 | 0.034355 | 0.034936 | 0.035637 | 0.036353 | 0.037082 | 1897316.3661 | 1870753.937 | 1844563.3819 | 1818739.4945 | 1793277.1416 | 1768171.2616 | 1743416.8639 | 1719009.0278 | 1694942.9015 | 1671213.7008 | 1897316.3661 | 1870753.937 | 1844563.3819 | 1818739.4945 | 1793277.1416 | 1768171.2616 | 1743416.8639 | 1719009.0278 | 1694942.9015 | 1671213.7008 | 13438.953 | 26208.4883 | 38062.8914 | 50852.5713 | 64291.5511 | 77851.4797 | 91204.9363 | 104589.5792 | 117925.1704 | 132540.3894 | 13438.953 | 12769.5352 | 11854.4032 | 12789.6798 | 13438.9798 | 13559.9286 | 13353.4566 | 13384.6428 | 13335.5912 | 14615.219
Ind ¦ Condensing boiler | RET | I_Pulp & Paper | Greater Toronto Area | Process - Boiler/Steam | Industrial | NA | End Use Consumption (m^3/year) | 20 | 3.224 | 3.2793 | 3.3205 | 3.3502 | 3.368 | 3.3674 | 3.3624 | 3.3624 | 3.3625 | 3.3625 | 0.3098 | 0.32141 | 0.33195 | 0.34163 | 0.35031 | 0.35725 | 0.36386 | 0.37114 | 0.37856 | 0.38614 | 0.09609 | 0.098012 | 0.099972 | 0.10197 | 0.10401 | 0.10609 | 0.10821 | 0.11038 | 0.11258 | 0.11484 | 0.21371 | 0.2234 | 0.23198 | 0.23966 | 0.2463 | 0.25116 | 0.25564 | 0.26076 | 0.26598 | 0.2713 | 4243997.1347 | 4184581.1748 | 4125997.0384 | 4068233.0798 | 4011277.8167 | 3955119.9273 | 3899748.2483 | 3845151.7728 | 3791319.648 | 3738241.1729 | 4243997.1347 | 4184581.1748 | 4125997.0384 | 4068233.0798 | 4011277.8167 | 3955119.9273 | 3899748.2483 | 3845151.7728 | 3791319.648 | 3738241.1729 | 123003.6042 | 246805.733 | 370496.6687 | 496884.5021 | 625073.7835 | 753653.1474 | 881524.5873 | 1008619.7943 | 1134291.5771 | 1270096.4303 | 123003.6042 | 123802.1288 | 123690.9357 | 126387.8333 | 128189.2814 | 128579.3638 | 127871.4399 | 127095.207 | 125671.7828 | 135804.8533
Ind ¦ Condensing Economizer | RET | I_Pulp & Paper | Greater Toronto Area | Process - Boiler/Steam | Industrial | NA | End Use Consumption (m^3/year) | 15 | 3.7008 | 3.7778 | 3.835 | 3.8765 | 3.9012 | 3.9004 | 3.8934 | 3.8934 | 3.8935 | 3.8934 | 0.25535 | 0.26588 | 0.27531 | 0.28385 | 0.29137 | 0.29714 | 0.30254 | 0.30859 | 0.31477 | 0.32106 | 0.069 | 0.07038 | 0.071788 | 0.073223 | 0.074688 | 0.076182 | 0.077705 | 0.079259 | 0.080844 | 0.082461 | 0.18635 | 0.1955 | 0.20352 | 0.21063 | 0.21668 | 0.22096 | 0.22483 | 0.22933 | 0.23392 | 0.2386 | 3370233.0187 | 3323049.7565 | 3276527.0599 | 3230655.681 | 3185426.5015 | 3140830.5305 | 3096858.9031 | 3053502.8784 | 3010753.8381 | 2968603.2844 | 3370233.0187 | 3323049.7565 | 3276527.0599 | 3230655.681 | 3185426.5015 | 3140830.5305 | 3096858.9031 | 3053502.8784 | 3010753.8381 | 2968603.2844 | 116491.6073 | 234825.1781 | 354183.7011 | 475617.0638 | 598267.3127 | 720987.0719 | 842780.068 | 963180.6594 | 1081442.8003 | 1209559.7266 | 116491.6073 | 118333.5708 | 119358.5229 | 121433.3627 | 122650.2489 | 122719.7592 | 121792.9962 | 120400.5914 | 118262.1409 | 128116.9262
Ind ¦ De-stratification fans | RET | I_Pulp & Paper | Greater Toronto Area | Space Heating/Ventilation | Industrial | NA | End Use Consumption (m^3/year) | 25 | 1.4153 | 1.437 | 1.4542 | 1.4672 | 1.4755 | 1.468 | 1.466 | 1.466 | 1.466 | 1.466 | 0.29918 | 0.30985 | 0.31983 | 0.32915 | 0.33764 | 0.34262 | 0.34902 | 0.356 | 0.36312 | 0.37037 | 0.2114 | 0.21563 | 0.21994 | 0.22434 | 0.22882 | 0.2334 | 0.23807 | 0.24283 | 0.24769 | 0.25264 | 0.087784 | 0.094223 | 0.099894 | 0.10482 | 0.10881 | 0.10922 | 0.11095 | 0.11317 | 0.11543 | 0.11773 | 286773.8637 | 282759.0296 | 278800.4032 | 274897.1976 | 271048.6368 | 267253.9559 | 263512.4005 | 259823.2269 | 256185.7017 | 252599.1019 | 286773.8637 | 282759.0296 | 278800.4032 | 274897.1976 | 271048.6368 | 267253.9559 | 263512.4005 | 259823.2269 | 256185.7017 | 252599.1019 | 678.4184 | 1299.7097 | 1844.1324 | 2468.0814 | 3146.7386 | 3835.6002 | 4507.5996 | 5182.7257 | 5854.5325 | 6584.3135 | 678.4184 | 621.2913 | 544.4227 | 623.949 | 678.6571 | 688.8616 | 671.9994 | 675.1261 | 671.8068 | 729.781
Ind ¦ Direct contact hot water heaters | RET | I_Pulp & Paper | Greater Toronto Area | Process - Boiler/Steam | Industrial | NA | End Use Consumption (m^3/year) | 20 | 11.6065 | 11.8055 | 11.9537 | 12.0609 | 12.1248 | 12.1227 | 12.1047 | 12.1048 | 12.1049 | 12.105 | 0.46469 | 0.48212 | 0.49793 | 0.51244 | 0.52546 | 0.53588 | 0.54579 | 0.5567 | 0.56785 | 0.57921 | 0.040038 | 0.040838 | 0.041655 | 0.042488 | 0.043338 | 0.044205 | 0.045089 | 0.045991 | 0.04691 | 0.047849 | 0.42466 | 0.44128 | 0.45628 | 0.46996 | 0.48212 | 0.49168 | 0.5007 | 0.51071 | 0.52094 | 0.53136 | 3594915.22 | 3544586.4069 | 3494962.1972 | 3446032.7264 | 3397788.2683 | 3350219.2325 | 3303316.1633 | 3257069.737 | 3211470.7607 | 3166510.17 | 3594915.22 | 3544586.4069 | 3494962.1972 | 3446032.7264 | 3397788.2683 | 3350219.2325 | 3303316.1633 | 3257069.737 | 3211470.7607 | 3166510.17 | 147618.2814 | 299040.2969 | 453208.9052 | 609387.9415 | 766342.0665 | 922723.9742 | 1077210.1994 | 1228624.4215 | 1375790.3955 | 1535739.1685 | 147618.2814 | 151422.0155 | 154168.6083 | 156179.0363 | 156954.125 | 156381.9077 | 154486.2252 | 151414.2221 | 147165.974 | 159948.7731
Ind ¦ Energy Management and Process Improvement | RET | I_Pulp & Paper | Greater Toronto Area | Cross Cutting/Behavioural | Industrial | NA | End Use Consumption (m^3/year) | 15 | 3.6479 | 3.7238 | 3.7802 | 3.8211 | 3.8455 | 3.8447 | 3.8378 | 3.8378 | 3.8379 | 3.8378 | 0.25535 | 0.26588 | 0.27531 | 0.28385 | 0.29137 | 0.29714 | 0.30254 | 0.30859 | 0.31477 | 0.32106 | 0.07 | 0.0714 | 0.072828 | 0.074285 | 0.07577 | 0.077286 | 0.078831 | 0.080408 | 0.082016 | 0.083656 | 0.18535 | 0.19448 | 0.20248 | 0.20956 | 0.2156 | 0.21985 | 0.22371 | 0.22818 | 0.23275 | 0.2374 | 19611683.5919 | 19337120.0216 | 19066400.3413 | 18799470.7365 | 18536278.1462 | 18276770.2521 | 18020895.4686 | 17768602.932 | 17519842.491 | 17274564.6961 | 19611683.5919 | 19337120.0216 | 19066400.3413 | 18799470.7365 | 18536278.1462 | 18276770.2521 | 18020895.4686 | 17768602.932 | 17519842.491 | 17274564.6961 | 673875.17 | 1358209.8218 | 2048284.6432 | 2750422.5674 | 3459680.0761 | 4169410.8148 | 4873863.3053 | 5570419.1053 | 6254796.5015 | 6993507.9541 | 673875.17 | 684334.6518 | 690074.8214 | 702137.9242 | 709257.5087 | 709730.7387 | 704452.4905 | 696555.8 | 684377.3963 | 738711.4526
Ind ¦ Exhaust gas heat recovery | RET | I_Pulp & Paper | Greater Toronto Area | Process Heat | Industrial | NA | End Use Consumption (m^3/year) | 15 | 5.3148 | 5.4254 | 5.5077 | 5.5672 | 5.6027 | 5.6015 | 5.5915 | 5.5916 | 5.5916 | 5.5916 | 0.44687 | 0.46529 | 0.48179 | 0.49674 | 0.5099 | 0.51999 | 0.52944 | 0.54003 | 0.55084 | 0.56185 | 0.084079 | 0.08576 | 0.087476 | 0.089225 | 0.09101 | 0.09283 | 0.094686 | 0.09658 | 0.098512 | 0.10048 | 0.36279 | 0.37953 | 0.39431 | 0.40751 | 0.41889 | 0.42716 | 0.43475 | 0.44345 | 0.45233 | 0.46137 | 6116348.8118 | 6030719.9284 | 5946289.8494 | 5863041.7915 | 5780959.2064 | 5700025.7775 | 5620225.4166 | 5541542.2608 | 5463960.6692 | 5387465.2198 | 6116348.8118 | 6030719.9284 | 5946289.8494 | 5863041.7915 | 5780959.2064 | 5700025.7775 | 5620225.4166 | 5541542.2608 | 5463960.6692 | 5387465.2198 | 233240.4691 | 471491.5309 | 713127.2906 | 958329.9804 | 1205288.523 | 1451852.0565 | 1696010.4878 | 1936311.5681 | 2171068.752 | 2426346.1585 | 233240.4691 | 238251.0618 | 241635.7597 | 245202.6898 | 246958.5426 | 246563.5335 | 244158.4312 | 240301.0804 | 234757.1838 | 255277.4065
Ind ¦ Feedwater Economizers | RET | I_Pulp & Paper | Greater Toronto Area | Process - Boiler/Steam | Industrial | NA | End Use Consumption (m^3/year) | 20 | 2.418 | 2.4595 | 2.4903 | 2.5127 | 2.526 | 2.5256 | 2.5218 | 2.5218 | 2.5219 | 2.5219 | 0.12392 | 0.12856 | 0.13278 | 0.13665 | 0.14012 | 0.1429 | 0.14554 | 0.14845 | 0.15143 | 0.15445 | 0.051248 | 0.052273 | 0.053318 | 0.054385 | 0.055473 | 0.056582 | 0.057714 | 0.058868 | 0.060045 | 0.061246 | 0.07267 | 0.076292 | 0.079463 | 0.082267 | 0.084651 | 0.086319 | 0.087829 | 0.089587 | 0.091381 | 0.093209 | 2246822.0125 | 2215366.5043 | 2184351.3732 | 2153770.454 | 2123617.6677 | 2093887.0203 | 2064572.602 | 2035668.5856 | 2007169.2254 | 1979068.8563 | 2246822.0125 | 2215366.5043 | 2184351.3732 | 2153770.454 | 2123617.6677 | 2093887.0203 | 2064572.602 | 2035668.5856 | 2007169.2254 | 1979068.8563 | 49063.5792 | 97832.3429 | 145876.7208 | 195407.0904 | 246001.8683 | 296899.5236 | 347570.7485 | 398209.7883 | 448600.5139 | 501564.5605 | 49063.5792 | 48768.7637 | 48044.378 | 49530.3696 | 50594.7778 | 50897.6553 | 50671.2248 | 50639.0398 | 50390.7256 | 52964.0466
Ind ¦ Heat recovery to preheat make-up water | RET | I_Pulp & Paper | Greater Toronto Area | Process - Boiler/Steam | Industrial | NA | End Use Consumption (m^3/year) | 25 | 3.4769 | 3.5293 | 3.5683 | 3.5965 | 3.6134 | 3.6129 | 3.6082 | 3.6083 | 3.6084 | 3.6085 | 0.2116 | 0.21908 | 0.22593 | 0.23227 | 0.23803 | 0.24275 | 0.24729 | 0.25224 | 0.2573 | 0.26245 | 0.060857 | 0.062074 | 0.063316 | 0.064582 | 0.065874 | 0.067191 | 0.068535 | 0.069906 | 0.071304 | 0.07273 | 0.15074 | 0.157 | 0.16261 | 0.16769 | 0.17215 | 0.17556 | 0.17875 | 0.18234 | 0.18599 | 0.18972 | 4718326.2262 | 4652269.659 | 4587137.8838 | 4522917.9534 | 4459597.1021 | 4397162.7427 | 4335602.4643 | 4274904.0298 | 4215055.3734 | 4156044.5981 | 4718326.2262 | 4652269.659 | 4587137.8838 | 4522917.9534 | 4459597.1021 | 4397162.7427 | 4335602.4643 | 4274904.0298 | 4215055.3734 | 4156044.5981 | 131097.8533 | 262779.0028 | 394058.8994 | 528325.8847 | 664618.2598 | 801376.3945 | 937411.9458 | 1072745.4309 | 1206715.5483 | 1351741.1655 | 131097.8533 | 131681.1496 | 131279.8965 | 134266.9853 | 136292.3751 | 136758.1347 | 136035.5514 | 135333.485 | 133970.1174 | 145025.6172
Ind ¦ High-efficiency burner | RET | I_Pulp & Paper | Greater Toronto Area | Process - Boiler/Steam | Industrial | NA | End Use Consumption (m^3/year) | 20 | 2.5792 | 2.6234 | 2.6564 | 2.6802 | 2.6944 | 2.6939 | 2.6899 | 2.6899 | 2.69 | 2.69 | 0.1549 | 0.16071 | 0.16598 | 0.17081 | 0.17515 | 0.17863 | 0.18193 | 0.18557 | 0.18928 | 0.19307 | 0.060056 | 0.061257 | 0.062483 | 0.063732 | 0.065007 | 0.066307 | 0.067633 | 0.068986 | 0.070366 | 0.071773 | 0.094842 | 0.099448 | 0.10349 | 0.10708 | 0.11015 | 0.11232 | 0.1143 | 0.11658 | 0.11892 | 0.1213 | 1273199.1404 | 1255374.3524 | 1237799.1115 | 1220469.9239 | 1203383.345 | 1186535.9782 | 1169924.4745 | 1153545.5318 | 1137395.8944 | 1121472.3519 | 1273199.1404 | 1255374.3524 | 1237799.1115 | 1220469.9239 | 1203383.345 | 1186535.9782 | 1169924.4745 | 1153545.5318 | 1137395.8944 | 1121472.3519 | 30033.4212 | 59960.8848 | 89558.4116 | 119995.8191 | 151031.2779 | 182239.0064 | 213315.7746 | 244344.3795 | 275188.4577 | 308319.525 | 30033.4212 | 29927.4637 | 29597.5268 | 30437.4075 | 31035.4588 | 31207.7285 | 31076.7682 | 31028.6049 | 30844.0782 | 33131.0673
Ind ¦ High-efficiency burners | RET | I_Pulp & Paper | Greater Toronto Area | Process Heat | Industrial | NA | End Use Consumption (m^3/year) | 20 | 8.928 | 9.0812 | 9.1951 | 9.2776 | 9.3267 | 9.3252 | 9.3113 | 9.3113 | 9.3115 | 9.3115 | 0.61959 | 0.64282 | 0.66391 | 0.68326 | 0.70062 | 0.71451 | 0.72771 | 0.74227 | 0.75713 | 0.77227 | 0.069398 | 0.070786 | 0.072202 | 0.073646 | 0.075119 | 0.076621 | 0.078154 | 0.079717 | 0.081311 | 0.082938 | 0.55019 | 0.57204 | 0.59171 | 0.60961 | 0.6255 | 0.63789 | 0.64956 | 0.66256 | 0.67582 | 0.68934 | 2097033.8783 | 2067675.404 | 2038727.9484 | 2010185.7571 | 1982043.1565 | 1954294.5523 | 1926934.4286 | 1899957.3466 | 1873357.9437 | 1847130.9325 | 2097033.8783 | 2067675.404 | 2038727.9484 | 2010185.7571 | 1982043.1565 | 1954294.5523 | 1926934.4286 | 1899957.3466 | 1873357.9437 | 1847130.9325 | 83952.8316 | 169962.1476 | 257440.8634 | 346091.4172 | 435236.1108 | 524120.7535 | 612012.5459 | 698287.1396 | 782299.0484 | 874544.6989 | 83952.8316 | 86009.3159 | 87478.7158 | 88650.5539 | 89144.6936 | 88884.6427 | 87891.7924 | 86274.5937 | 84011.9088 | 92245.6505
Ind ¦ High-efficiency ovens & dryers | RET | I_Pulp & Paper | Greater Toronto Area | Process Heat | Industrial | NA | End Use Consumption (m^3/year) | 20 | 3.3161 | 3.373 | 3.4153 | 3.446 | 3.4642 | 3.4636 | 3.4585 | 3.4585 | 3.4586 | 3.4586 | 0.37176 | 0.38569 | 0.39834 | 0.40996 | 0.42037 | 0.4287 | 0.43663 | 0.44536 | 0.45428 | 0.46336 | 0.11211 | 0.11435 | 0.11663 | 0.11897 | 0.12135 | 0.12377 | 0.12625 | 0.12877 | 0.13135 | 0.13398 | 0.25965 | 0.27135 | 0.28171 | 0.29099 | 0.29902 | 0.30493 | 0.31038 | 0.31659 | 0.32293 | 0.32939 | 4194067.7566 | 4135350.808 | 4077455.8967 | 4020371.5142 | 3964086.313 | 3908589.1046 | 3853868.8571 | 3799914.6931 | 3746715.8874 | 3694261.865 | 4194067.7566 | 4135350.808 | 4077455.8967 | 4020371.5142 | 3964086.313 | 3908589.1046 | 3853868.8571 | 3799914.6931 | 3746715.8874 | 3694261.865 | 124069.0419 | 249066.657 | 374080.5555 | 501765.3091 | 631210.748 | 760999.1744 | 890081.0931 | 1018305.4086 | 1145017.4003 | 1282094.087 | 124069.0419 | 124997.6151 | 125013.8985 | 127684.7536 | 129445.4389 | 129788.4263 | 129081.9187 | 128224.3155 | 126711.9917 | 137076.6867
Ind ¦ Insulation | RET | I_Pulp & Paper | Greater Toronto Area | Process - Boiler/Steam | Industrial | NA | End Use Consumption (m^3/year) | 15 | 5.3148 | 5.4254 | 5.5077 | 5.5672 | 5.6027 | 5.6015 | 5.5915 | 5.5916 | 5.5916 | 5.5916 | 0.12768 | 0.13294 | 0.13765 | 0.14192 | 0.14569 | 0.14857 | 0.15127 | 0.1543 | 0.15738 | 0.16053 | 0.024023 | 0.024503 | 0.024993 | 0.025493 | 0.026003 | 0.026523 | 0.027053 | 0.027594 | 0.028146 | 0.028709 | 0.10365 | 0.10844 | 0.11266 | 0.11643 | 0.11968 | 0.12205 | 0.12422 | 0.1267 | 0.12924 | 0.13182 | 3245409.5736 | 3199973.8396 | 3155174.2058 | 3111001.7669 | 3067447.7422 | 3024503.4738 | 2982160.4252 | 2940410.1792 | 2899244.4367 | 2858655.0146 | 3245409.5736 | 3199973.8396 | 3155174.2058 | 3111001.7669 | 3067447.7422 | 3024503.4738 | 2982160.4252 | 2940410.1792 | 2899244.4367 | 2858655.0146 | 123760.2489 | 250179.1797 | 378394.0726 | 508501.6223 | 639540.8489 | 770370.479 | 899923.9323 | 1027430.628 | 1151995.6643 | 1287683.6924 | 123760.2489 | 126418.9307 | 128214.8929 | 130107.5497 | 131039.2267 | 130829.63 | 129553.4533 | 127506.6957 | 124565.0363 | 135688.0281
Ind ¦ Radiant heaters | RET | I_Pulp & Paper | Greater Toronto Area | Space Heating/Ventilation | Industrial | NA | End Use Consumption (m^3/year) | 20 | 1.4656 | 1.4912 | 1.5115 | 1.5269 | 1.5367 | 1.5277 | 1.5255 | 1.5255 | 1.5255 | 1.5255 | 0.98582 | 1.0231 | 1.0578 | 1.0899 | 1.1188 | 1.1346 | 1.1555 | 1.1787 | 1.2022 | 1.2263 | 0.67263 | 0.68608 | 0.69981 | 0.7138 | 0.72808 | 0.74264 | 0.75749 | 0.77264 | 0.78809 | 0.80386 | 0.31319 | 0.33701 | 0.35795 | 0.37608 | 0.39073 | 0.39191 | 0.39804 | 0.40601 | 0.41413 | 0.42239 | 457045.8453 | 450647.2034 | 444338.1426 | 438117.4086 | 431983.7649 | 425935.9922 | 419972.8883 | 414093.2678 | 408295.9621 | 402579.8186 | 457045.8453 | 450647.2034 | 444338.1426 | 438117.4086 | 431983.7649 | 425935.9922 | 419972.8883 | 414093.2678 | 408295.9621 | 402579.8186 | 2487.4469 | 4850.0609 | 7044.6207 | 9402.7541 | 11877.7106 | 14386.5236 | 16846.318 | 19317.921 | 21781.356 | 24386.7674 | 2487.4469 | 2362.6141 | 2194.5598 | 2358.1333 | 2474.9565 | 2508.813 | 2459.7944 | 2471.603 | 2463.435 | 2605.4114
Ind ¦ Reduce Steam Pressure | RET | I_Pulp & Paper | Greater Toronto Area | Process - Boiler/Steam | Industrial | NA | End Use Consumption (m^3/year) | 20 | 29.9803 | 30.4945 | 30.8771 | 31.154 | 31.3191 | 31.3138 | 31.2672 | 31.2674 | 31.2679 | 31.268 | 0.092939 | 0.096423 | 0.099586 | 0.10249 | 0.10509 | 0.10718 | 0.10916 | 0.11134 | 0.11357 | 0.11584 | 0.0031 | 0.003162 | 0.0032252 | 0.0032897 | 0.0033555 | 0.0034227 | 0.0034911 | 0.0035609 | 0.0036321 | 0.0037048 | 0.089839 | 0.093261 | 0.096361 | 0.099199 | 0.10174 | 0.10375 | 0.10567 | 0.10778 | 0.10994 | 0.11214 | 1348093.2075 | 1329219.9026 | 1310610.8239 | 1292262.2724 | 1274170.6006 | 1256332.2122 | 1238743.5612 | 1221401.1514 | 1204301.5352 | 1187441.3138 | 1348093.2075 | 1329219.9026 | 1310610.8239 | 1292262.2724 | 1274170.6006 | 1256332.2122 | 1238743.5612 | 1221401.1514 | 1204301.5352 | 1187441.3138 | 58745.3427 | 119163.6683 | 180800.6038 | 243197.8837 | 305813.1922 | 368075.0434 | 429413.492 | 489290.878 | 547199.4885 | 609919.14 | 58745.3427 | 60418.3256 | 61636.9355 | 62397.28 | 62615.3084 | 62261.8512 | 61338.4486 | 59877.386 | 57908.6104 | 62719.6515
Ind ¦ Steam trap survey and repair | RET | I_Pulp & Paper | Greater Toronto Area | Process - Boiler/Steam | Industrial | NA | End Use Consumption (m^3/year) | 3 | 0.74751 | 0.79708 | 0.84877 | 0.8911 | 0.91312 | 0.91238 | 0.90622 | 0.90625 | 0.90632 | 0.90624 | 0.023145 | 0.025173 | 0.027342 | 0.029279 | 0.030603 | 0.03119 | 0.031599 | 0.032232 | 0.032879 | 0.033534 | 0.030962 | 0.031582 | 0.032213 | 0.032858 | 0.033515 | 0.034185 | 0.034869 | 0.035566 | 0.036277 | 0.037003 | -0.0078176 | -0.0064086 | -0.0048715 | -0.0035782 | -0.0029118 | -0.0029954 | -0.00327 | -0.0033344 | -0.0033984 | -0.0034693 | 2995762.6833 | 2953822.0057 | 2912468.4977 | 2871693.9387 | 2831490.2236 | 2791849.3604 | 2752763.4694 | 2714224.7808 | 2676225.6339 | 2638758.475 | 0 | 0 | 0 | 0 | 0 | 0 | 0 | 0 | 0 | 0 | 0 | 0 | 0 | 0 | 0 | 0 | 0 | 0 | 0 | 0 | 0 | 0 | 0 | 0 | 0 | 0 | 0 | 0 | 0 | 0
Ind ¦ Ventilation heat recovery | RET | I_Pulp & Paper | Greater Toronto Area | Space Heating/Ventilation | Industrial | NA | End Use Consumption (m^3/year) | 20 | 4.3968 | 4.4736 | 4.5345 | 4.5806 | 4.61 | 4.5832 | 4.5764 | 4.5765 | 4.5764 | 4.5764 | 0.49291 | 0.51155 | 0.52888 | 0.54494 | 0.5594 | 0.56728 | 0.57777 | 0.58933 | 0.60111 | 0.61313 | 0.11211 | 0.11435 | 0.11663 | 0.11897 | 0.12135 | 0.12377 | 0.12625 | 0.12877 | 0.13135 | 0.13398 | 0.3808 | 0.3972 | 0.41225 | 0.42598 | 0.43806 | 0.4435 | 0.45152 | 0.46055 | 0.46976 | 0.47915 | 466567.6337 | 460035.6868 | 453595.1872 | 447244.8546 | 440983.4266 | 434809.6587 | 428722.3234 | 422720.2109 | 416802.128 | 410966.8982 | 466567.6337 | 460035.6868 | 453595.1872 | 447244.8546 | 440983.4266 | 434809.6587 | 428722.3234 | 422720.2109 | 416802.128 | 410966.8982 | 15580.9546 | 31382.0125 | 47294.6433 | 63493.0446 | 79864.834 | 96255.0276 | 112531.7001 | 128642.5762 | 144492.3136 | 161642.617 | 15580.9546 | 15801.058 | 15912.6308 | 16198.4013 | 16371.7893 | 16390.1937 | 16276.6724 | 16110.8761 | 15849.7374 | 17150.3034
Ind ¦ Ventilation optimization | RET | I_Pulp & Paper | Greater Toronto Area | Space Heating/Ventilation | Industrial | NA | End Use Consumption (m^3/year) | 15 | 2.256 | 2.3037 | 2.3416 | 2.3703 | 2.3886 | 2.3719 | 2.3677 | 2.3677 | 2.3677 | 2.3677 | 0.54194 | 0.56449 | 0.58524 | 0.60426 | 0.62109 | 0.62909 | 0.64054 | 0.65336 | 0.66642 | 0.67974 | 0.24023 | 0.24503 | 0.24993 | 0.25493 | 0.26003 | 0.26523 | 0.27053 | 0.27594 | 0.28146 | 0.28709 | 0.30171 | 0.31946 | 0.33531 | 0.34933 | 0.36107 | 0.36387 | 0.37 | 0.37741 | 0.38496 | 0.39265 | 537700.9944 | 530173.1805 | 522750.756 | 515432.2454 | 508216.194 | 501101.1673 | 494085.7509 | 487168.5504 | 480348.1907 | 473623.316 | 537700.9944 | 530173.1805 | 522750.756 | 515432.2454 | 508216.194 | 501101.1673 | 494085.7509 | 487168.5504 | 480348.1907 | 473623.316 | 12683.7978 | 25322.8473 | 37822.5569 | 50676.9673 | 63783.9484 | 76963.683 | 90088.11 | 103192.1965 | 116218.3532 | 130346.9556 | 12683.7978 | 12639.0495 | 12499.7097 | 12854.4104 | 13106.9811 | 13179.7345 | 13124.427 | 13104.0865 | 13026.1567 | 14128.6025
Ind ¦ Warehouse loading dock seals | RET | I_Pulp & Paper | Greater Toronto Area | Space Heating/Ventilation | Industrial | NA | End Use Consumption (m^3/year) | 10 | 0.65563 | 0.67466 | 0.68975 | 0.70118 | 0.70846 | 0.70181 | 0.70013 | 0.70014 | 0.70014 | 0.70012 | 0.098874 | 0.10378 | 0.10822 | 0.11222 | 0.11565 | 0.11685 | 0.11891 | 0.12129 | 0.12371 | 0.12618 | 0.15081 | 0.15382 | 0.1569 | 0.16004 | 0.16324 | 0.1665 | 0.16983 | 0.17323 | 0.1767 | 0.18023 | -0.051935 | -0.050045 | -0.048679 | -0.047824 | -0.047591 | -0.04965 | -0.050928 | -0.051945 | -0.052985 | -0.054047 | 169898.5781 | 167519.998 | 165174.718 | 162862.272 | 160582.2002 | 158334.0494 | 156117.3727 | 153931.7295 | 151776.6853 | 149651.8117 | 0 | 0 | 0 | 0 | 0 | 0 | 0 | 0 | 0 | 0 | 0 | 0 | 0 | 0 | 0 | 0 | 0 | 0 | 0 | 0 | 0 | 0 | 0 | 0 | 0 | 0 | 0 | 0 | 0 | 0
Ind ¦ Boiler right sizing and load management | ROB | I_Pulp & Paper | Greater Toronto Area | Process - Boiler/Steam | Industrial | NA | End Use Consumption (m^3/year) | 25 | INF | INF | INF | INF | INF | INF | INF | INF | INF | INF | 0.35266 | 0.36513 | 0.37655 | 0.38712 | 0.39671 | 0.40459 | 0.41215 | 0.4204 | 0.42883 | 0.43741 | 0 | 0 | 0 | 0 | 0 | 0 | 0 | 0 | 0 | 0 | 0.35266 | 0.36513 | 0.37655 | 0.38712 | 0.39671 | 0.40459 | 0.41215 | 0.4204 | 0.42883 | 0.43741 | 2808527.5156 | 2769208.1304 | 2730439.2166 | 2692213.0675 | 2654522.0846 | 2617358.7754 | 2580715.7525 | 2544585.732 | 2508961.5318 | 2473836.0703 | 2808527.5156 | 2769208.1304 | 2730439.2166 | 2692213.0675 | 2654522.0846 | 2617358.7754 | 2580715.7525 | 2544585.732 | 2508961.5318 | 2473836.0703 | 82982.7991 | 163249.2393 | 240794.2883 | 315624.2042 | 387755.4277 | 457213.5102 | 524032.0843 | 588251.8828 | 649919.8112 | 709628.1512 | 82982.7991 | 80266.4402 | 77545.049 | 74829.9158 | 72131.2235 | 69458.0825 | 66818.5741 | 64219.7986 | 61667.9284 | 59708.34
Res ¦ Behavioural Mailed Reports | NEW | R_Detached | Greater Toronto Area | Cross Cutting/Behavioural | Residential | NA | Residential Households | 3 | 1.418 | 1.5078 | 1.6497 | 1.7391 | 1.7896 | 1.7471 | 1.7352 | 1.7352 | 1.7353 | 1.7354 | 10.9899 | 11.9188 | 13.3019 | 14.3033 | 15.0124 | 14.9493 | 15.1448 | 15.4475 | 15.7571 | 16.0734 | 7.75 | 7.905 | 8.0631 | 8.2244 | 8.3888 | 8.5566 | 8.7278 | 8.9023 | 9.0804 | 9.262 | 3.2399 | 4.0138 | 5.2388 | 6.079 | 6.6235 | 6.3927 | 6.417 | 6.5452 | 6.6768 | 6.8114 | 279671.0013 | 561579.3707 | 845761.1856 | 1132252.9577 | 1421091.6384 | 1712314.6251 | 2005959.7665 | 2302065.3696 | 2600670.2049 | 2901813.5131 | 279671.0013 | 561579.3707 | 845761.1856 | 1132252.9577 | 1421091.6384 | 1712314.6251 | 2005959.7665 | 2302065.3696 | 2600670.2049 | 2901813.5131 | 139835.5007 | 280789.6853 | 427400.6126 | 581556.2808 | 744413.6338 | 916643.5187 | 1098595.7525 | 1290405.7586 | 1492062.6206 | 1703453.0029 | 139835.5007 | 140954.1847 | 146610.9272 | 154155.6683 | 162857.353 | 172229.8849 | 181952.2338 | 191810.006 | 201656.862 | 211390.3823
Res ¦ Combination Space Water Heating | NEW | R_Detached | Greater Toronto Area | Water Heating | Residential | Res¦Water Heater | Residence | 20 | 2.6772 | 2.689 | 2.6985 | 2.7062 | 2.7119 | 2.7145 | 2.7162 | 2.719 | 2.7218 | 2.7248 | 1820.4984 | 1865.1199 | 1909.1392 | 1952.8393 | 1996.0701 | 2037.9941 | 2080.0704 | 2123.8276 | 2168.5586 | 2214.3586 | 680 | 693.6 | 707.472 | 721.6214 | 736.0539 | 750.7749 | 765.7904 | 781.1063 | 796.7284 | 812.6629 | 1140.4984 | 1171.5199 | 1201.6672 | 1231.2179 | 1260.0162 | 1287.2191 | 1314.2799 | 1342.7213 | 1371.8303 | 1401.6956 | 320672.1448 | 643909.6668 | 969753.9326 | 1298246.8067 | 1629430.6578 | 1963348.3657 | 2300043.3283 | 2639559.4682 | 2981941.2401 | 3327233.6375 | 320672.1448 | 643909.6668 | 969753.9326 | 1298246.8067 | 1629430.6578 | 1963348.3657 | 2300043.3283 | 2639559.4682 | 2981941.2401 | 3327233.6375 | 163858.0545 | 329026.9734 | 495674.5327 | 663609.9276 | 833936.6134 | 1006257.8552 | 1180429.0105 | 1356370.3964 | 1534206.7344 | 1713947.7014 | 163858.0545 | 165168.9189 | 166647.5594 | 167935.3949 | 170326.6858 | 172321.2419 | 174171.1553 | 175941.3858 | 177836.3381 | 179740.967
Res ¦ Drain Water Heat Recovery ¦ New | NEW | R_Detached | Greater Toronto Area | Water Heating | Residential | NA | DHW tank | 20 | 0.48533 | 0.49358 | 0.49975 | 0.50423 | 0.50686 | 0.50684 | 0.50608 | 0.50608 | 0.50608 | 0.50609 | 339.7312 | 352.4182 | 363.9615 | 374.564 | 384.0487 | 391.7119 | 398.9512 | 406.9309 | 415.068 | 423.3786 | 700 | 714 | 728.28 | 742.8456 | 757.7025 | 772.8566 | 788.3137 | 804.08 | 820.1616 | 836.5648 | -360.2688 | -361.5818 | -364.3185 | -368.2816 | -373.6538 | -381.1447 | -389.3625 | -397.149 | -405.0935 | -413.1862 | 1309120.8046 | 2628714.5756 | 3958950.1896 | 5299998.555 | 6652032.6391 | 8015227.4958 | 9389760.2934 | 10775810.3432 | 12173559.1278 | 13583190.3304 | 0 | 0 | 0 | 0 | 0 | 0 | 0 | 0 | 0 | 0 | 0 | 0 | 0 | 0 | 0 | 0 | 0 | 0 | 0 | 0 | 0 | 0 | 0 | 0 | 0 | 0 | 0 | 0 | 0 | 0
Res ¦ Energy Star Home ¦ New | NEW | R_Detached | Greater Toronto Area | Space Heating/Ventilation | Residential | NA | Residential Households | 25 | 1.8786 | 1.8975 | 1.9126 | 1.9242 | 1.9319 | 1.9264 | 1.9255 | 1.9264 | 1.9272 | 1.9281 | 6011.5144 | 6193.3002 | 6367.453 | 6534.3348 | 6691.8073 | 6805.9401 | 6939.0456 | 7080.8741 | 7225.6205 | 7373.4446 | 3200 | 3264 | 3329.28 | 3395.8656 | 3463.7829 | 3533.0586 | 3603.7197 | 3675.7941 | 3749.31 | 3824.2962 | 2811.5144 | 2929.3002 | 3038.173 | 3138.4692 | 3228.0244 | 3272.8815 | 3335.3259 | 3405.08 | 3476.3105 | 3549.1484 | 0 | 0 | 0 | 0 | 0 | 0 | 0 | 0 | 0 | 0 | 0 | 0 | 0 | 0 | 0 | 0 | 0 | 0 | 0 | 0 | 0 | 0 | 0 | 0 | 0 | 0 | 0 | 0 | 0 | 0 | 0 | 0 | 0 | 0 | 0 | 0 | 0 | 0 | 0 | 0
Res ¦ HE Storage Water Heating | NEW | R_Detached | Greater Toronto Area | Water Heating | Residential | Res¦Water Heater | Water heater | 16 | 0.33577 | 0.34238 | 0.34733 | 0.35092 | 0.35302 | 0.35301 | 0.3524 | 0.3524 | 0.3524 | 0.3524 | 181.3135 | 188.5842 | 195.1372 | 201.0942 | 206.3476 | 210.4644 | 214.3046 | 218.5908 | 222.961 | 227.4234 | 540 | 550.8 | 561.816 | 573.0523 | 584.5134 | 596.2036 | 608.1277 | 620.2903 | 632.6961 | 645.35 | -358.6865 | -362.2158 | -366.6788 | -371.9581 | -378.1658 | -385.7393 | -393.8232 | -401.6995 | -409.7351 | -417.9265 | 776663.3862 | 1559540.0794 | 2348730.2694 | 3144335.3509 | 3946457.9406 | 4755201.8928 | 5570672.3164 | 6392975.5915 | 7222219.3865 | 8058512.6753 | 0 | 0 | 0 | 0 | 0 | 0 | 0 | 0 | 0 | 0 | 0 | 0 | 0 | 0 | 0 | 0 | 0 | 0 | 0 | 0 | 0 | 0 | 0 | 0 | 0 | 0 | 0 | 0 | 0 | 0
Res ¦ Insulating Pool Covers ¦New | NEW | R_Detached | Greater Toronto Area | Appliances/Other | Residential | NA | Pool | 10 | 0.69261 | 0.71239 | 0.72709 | 0.73772 | 0.74407 | 0.74386 | 0.74207 | 0.74207 | 0.74208 | 0.74206 | 831.1313 | 871.9626 | 907.7563 | 939.4537 | 966.4916 | 985.5425 | 1002.8359 | 1022.8899 | 1043.3587 | 1064.2027 | 1200 | 1224 | 1248.48 | 1273.4496 | 1298.9186 | 1324.897 | 1351.3949 | 1378.4228 | 1405.9913 | 1434.1111 | -368.8687 | -352.0374 | -340.7237 | -333.9959 | -332.427 | -339.3545 | -348.559 | -355.5329 | -362.6325 | -369.9084 | 119322.2208 | 239599.0193 | 360845.7882 | 483078.1052 | 606311.7356 | 730562.6352 | 855846.9523 | 982181.0304 | 1109581.4113 | 1238064.8369 | 0 | 0 | 0 | 0 | 0 | 0 | 0 | 0 | 0 | 0 | 0 | 0 | 0 | 0 | 0 | 0 | 0 | 0 | 0 | 0 | 0 | 0 | 0 | 0 | 0 | 0 | 0 | 0 | 0 | 0
Res ¦ Low Flow Showerhead ¦ New | NEW | R_Detached | Greater Toronto Area | Water Heating | Residential | NA | Showers | 10 | 30.0259 | 30.1976 | 30.3333 | 30.4398 | 30.5146 | 30.5411 | 30.5569 | 30.5925 | 30.6333 | 30.6783 | 503.2341 | 516.2335 | 528.9258 | 541.3968 | 553.5832 | 565.1448 | 576.7461 | 588.9659 | 601.5469 | 614.4783 | 16.76 | 17.0952 | 17.4371 | 17.7858 | 18.1416 | 18.5044 | 18.8745 | 19.252 | 19.637 | 20.0298 | 486.4741 | 499.1383 | 511.4887 | 523.6109 | 535.4417 | 546.6404 | 557.8717 | 569.7139 | 581.9098 | 594.4485 | 426365.2386 | 856141.399 | 1289383.4825 | 1726147.1519 | 2166488.7405 | 2610465.2614 | 3058134.4162 | 3509554.6046 | 3964784.9331 | 4423885.2254 | 426365.2386 | 856141.399 | 1289383.4825 | 1726147.1519 | 2166488.7405 | 2610465.2614 | 3058134.4162 | 3509554.6046 | 3964784.9331 | 4423885.2254 | 341092.1908 | 684913.1192 | 1041150.7548 | 1408924.3102 | 1787468.5151 | 2176104.1973 | 2574226.935 | 2981299.1693 | 3396843.6551 | 3820437.6968 | 341092.1908 | 343820.9284 | 356237.6356 | 367773.5555 | 378544.2049 | 388635.6822 | 398122.7377 | 407072.2343 | 415544.4858 | 423594.0417
Res ¦ Programmable Thermostat - NEW | NEW | R_Detached | Greater Toronto Area | Space Heating/Ventilation | Residential | NA | Thermostat | 15 | 3.4919 | 3.5272 | 3.5557 | 3.578 | 3.5933 | 3.5842 | 3.5841 | 3.5871 | 3.5901 | 3.5933 | 698.3894 | 719.5506 | 739.8666 | 759.3982 | 777.8997 | 791.4526 | 807.2453 | 824.0865 | 841.2846 | 858.8612 | 200 | 204 | 208.08 | 212.2416 | 216.4864 | 220.8162 | 225.2325 | 229.7371 | 234.3319 | 239.0185 | 498.3894 | 515.5506 | 531.7866 | 547.1566 | 561.4132 | 570.6364 | 582.0128 | 594.3493 | 606.9527 | 619.8427 | 865131.9233 | 1737184.902 | 2616270.538 | 3502501.7762 | 4395992.9219 | 5296859.6594 | 6205219.0703 | 7121189.6523 | 8044891.3383 | 8976445.5151 | 865131.9233 | 1737184.902 | 2616270.538 | 3502501.7762 | 4395992.9219 | 5296859.6594 | 6205219.0703 | 7121189.6523 | 8044891.3383 | 8976445.5151 | 503198.6337 | 1010422.8564 | 1533208.6681 | 2069706.1083 | 2622844.3217 | 3190326.4125 | 3770784.3983 | 4363125.9262 | 4967106.9424 | 5582099.6818 | 503198.6337 | 507224.2227 | 522785.8118 | 536497.4401 | 553138.2135 | 567482.0908 | 580457.9858 | 592341.5279 | 603981.0162 | 614992.7394
Res ¦ Tankless Water Heater | NEW | R_Detached | Greater Toronto Area | Water Heating | Residential | Res¦Water Heater | DHW tank | 18 | 0.54447 | 0.55437 | 0.56178 | 0.56715 | 0.5703 | 0.57028 | 0.56937 | 0.56937 | 0.56936 | 0.56937 | 408.3517 | 424.0931 | 438.3556 | 451.397 | 462.9848 | 472.2225 | 480.9035 | 490.5208 | 500.3261 | 510.3413 | 750 | 765 | 780.3 | 795.906 | 811.8241 | 828.0606 | 844.6218 | 861.5143 | 878.7445 | 896.3194 | -341.6483 | -340.9069 | -341.9444 | -344.509 | -348.8393 | -355.8381 | -363.7183 | -370.9934 | -378.4184 | -385.9782 | 1614732.0767 | 3242382.01 | 4883158.1003 | 6537271.1542 | 8204934.5178 | 9886364.111 | 11581778.4616 | 13291398.7407 | 15015448.7977 | 16754155.196 | 0 | 0 | 0 | 0 | 0 | 0 | 0 | 0 | 0 | 0 | 0 | 0 | 0 | 0 | 0 | 0 | 0 | 0 | 0 | 0 | 0 | 0 | 0 | 0 | 0 | 0 | 0 | 0 | 0 | 0
Res ¦ Triple Glazed Low-E Argon Windows ¦ New | NEW | R_Detached | Greater Toronto Area | Space Heating/Ventilation | Residential | NA | Residential Households | 30 | 1.127 | 1.1502 | 1.1685 | 1.1822 | 1.1906 | 1.1817 | 1.1791 | 1.1784 | 1.1778 | 1.1771 | 850.8796 | 885.7646 | 917.8338 | 947.1531 | 973.0204 | 985.0834 | 1002.4995 | 1022.015 | 1041.8783 | 1062.0877 | 755 | 770.1 | 785.502 | 801.212 | 817.2363 | 833.581 | 850.2526 | 867.2577 | 884.6028 | 902.2949 | 95.8796 | 115.6646 | 132.3318 | 145.9411 | 155.7841 | 151.5024 | 152.2469 | 154.7574 | 157.2755 | 159.7928 | 3209740.2453 | 6445158.4125 | 9706668.5582 | 12994689.7203 | 16309645.9852 | 19651966.555 | 23022085.8164 | 26420443.4098 | 29847484.2994 | 33303658.845 | 3209740.2453 | 6445158.4125 | 9706668.5582 | 12994689.7203 | 16309645.9852 | 19651966.555 | 23022085.8164 | 26420443.4098 | 29847484.2994 | 33303658.845 | 127932.3204 | 256888.0993 | 392322.3581 | 528235.4027 | 684030.9745 | 851338.8018 | 1026078.3562 | 1204526.0743 | 1387528.4303 | 1573235.9707 | 127932.3204 | 128955.7789 | 135434.2588 | 135913.0446 | 155795.5718 | 167307.8274 | 174739.5544 | 178447.7181 | 183002.356 | 185707.5405
Res ¦ 90 AFUE Furnace Early Replcmnt. BA 60% AFUE | RET | R_Detached | Greater Toronto Area | Space Heating/Ventilation | Residential | NA | Furnace | 3 | 0.72898 | 0.77517 | 0.85082 | 0.89758 | 0.92396 | 0.89986 | 0.89381 | 0.89382 | 0.89384 | 0.89379 | 377.6093 | 409.5693 | 458.5322 | 493.4051 | 518.0661 | 514.6433 | 521.404 | 531.8376 | 542.4895 | 553.3103 | 518 | 528.36 | 538.9272 | 549.7057 | 560.6999 | 571.9139 | 583.3521 | 595.0192 | 606.9196 | 619.058 | -140.3907 | -118.7907 | -80.395 | -56.3006 | -42.6337 | -57.2705 | -61.9481 | -63.1815 | -64.4301 | -65.7477 | 32217923.6998 | 32056834.0813 | 31896549.9109 | 31737067.1614 | 31578381.8256 | 31420489.9164 | 31263387.4668 | 31107070.5295 | 30951535.1769 | 30796777.501 | 0 | 0 | 0 | 0 | 0 | 0 | 0 | 0 | 0 | 0 | 0 | 0 | 0 | 0 | 0 | 0 | 0 | 0 | 0 | 0 | 0 | 0 | 0 | 0 | 0 | 0 | 0 | 0 | 0 | 0
Res ¦ Above Grade Wall Insulation | RET | R_Detached | Greater Toronto Area | Space Heating/Ventilation | Residential | NA | Residential Households | 25 | 0.73171 | 0.7412 | 0.74876 | 0.75451 | 0.75824 | 0.75509 | 0.7544 | 0.75455 | 0.75469 | 0.75483 | 1170.7291 | 1209.6417 | 1246.4105 | 1281.1127 | 1313.1809 | 1333.8968 | 1359.3226 | 1386.7795 | 1414.7828 | 1443.3555 | 1600 | 1632 | 1664.64 | 1697.9328 | 1731.8915 | 1766.5293 | 1801.8599 | 1837.8971 | 1874.655 | 1912.1481 | -429.2709 | -422.3583 | -418.2295 | -416.8201 | -418.7105 | -432.6324 | -442.5373 | -451.1175 | -459.8722 | -468.7927 | 77992321.1057 | 77602359.5002 | 77214347.7027 | 76828275.9642 | 76444134.5843 | 76061913.9114 | 75681604.3419 | 75303196.3201 | 74926680.3385 | 74552046.9369 | 0 | 0 | 0 | 0 | 0 | 0 | 0 | 0 | 0 | 0 | 0 | 0 | 0 | 0 | 0 | 0 | 0 | 0 | 0 | 0 | 0 | 0 | 0 | 0 | 0 | 0 | 0 | 0 | 0 | 0
Res ¦ Air Sealing ¦ Retro | RET | R_Detached | Greater Toronto Area | Space Heating/Ventilation | Residential | NA | Residential Households | 1 | 2.4785 | 2.6439 | 2.7932 | 2.9527 | 3.4371 | 3.2579 | 3.1977 | 3.1983 | 3.1986 | 3.198 | 49.569 | 53.9359 | 58.1202 | 62.6696 | 74.4084 | 71.939 | 72.0221 | 73.4768 | 74.9544 | 76.4375 | 20 | 20.4 | 20.808 | 21.2242 | 21.6486 | 22.0816 | 22.5232 | 22.9737 | 23.4332 | 23.9019 | 29.569 | 33.5359 | 37.3122 | 41.4454 | 52.7598 | 49.8574 | 49.4988 | 50.5031 | 51.5212 | 52.5356 | 79704283.6733 | 79305762.2549 | 78909233.4437 | 78514687.2764 | 78122113.8401 | 77731503.2709 | 77342845.7545 | 76956131.5257 | 76571350.8681 | 76188494.1138 | 79704283.6733 | 79305762.2549 | 78909233.4437 | 78514687.2764 | 78122113.8401 | 77731503.2709 | 77342845.7545 | 76956131.5257 | 76571350.8681 | 76188494.1138 | 1673351.5836 | 3466190.594 | 5379232.169 | 7411572.7564 | 9560464.1494 | 11821117.0212 | 14186551.0043 | 16647508.9591 | 19192452.0986 | 21807649.7553 | 1673351.5836 | 1792839.0104 | 1913041.575 | 2032340.5874 | 2148891.393 | 2260652.8718 | 2365433.9831 | 2460957.9548 | 2544943.1395 | 2615197.6567
Res ¦ Attic Insulation | RET | R_Detached | Greater Toronto Area | Space Heating/Ventilation | Residential | NA | Residential Households | 25 | 1.597 | 1.6176 | 1.6339 | 1.6464 | 1.6544 | 1.6476 | 1.6462 | 1.6465 | 1.6468 | 1.6472 | 926.2846 | 956.9532 | 985.948 | 1013.3297 | 1038.6547 | 1055.0965 | 1075.2302 | 1096.9598 | 1119.1224 | 1141.7365 | 580 | 591.6 | 603.432 | 615.5006 | 627.8107 | 640.3669 | 653.1742 | 666.2377 | 679.5624 | 693.1537 | 346.2846 | 365.3532 | 382.516 | 397.8291 | 410.844 | 414.7296 | 422.056 | 430.7221 | 439.56 | 448.5828 | 23989807.3306 | 23869858.294 | 23750509.0025 | 23631756.4575 | 23513597.6752 | 23396029.6868 | 23279049.5384 | 23162654.2907 | 23046841.0192 | 22931606.8141 | 23989807.3306 | 23869858.294 | 23750509.0025 | 23631756.4575 | 23513597.6752 | 23396029.6868 | 23279049.5384 | 23162654.2907 | 23046841.0192 | 22931606.8141 | 131848.6973 | 263259.0558 | 392619.6717 | 526784.5978 | 663027.7867 | 800168.3578 | 937377.755 | 1075196.024 | 1213385.5863 | 1352339.4231 | 131848.6973 | 131410.3586 | 129360.6159 | 134164.9261 | 136243.1889 | 137140.5711 | 137209.3972 | 137818.269 | 138189.5623 | 138953.8368
Res ¦ Basement Insulation | RET | R_Detached | Greater Toronto Area | Space Heating/Ventilation | Residential | NA | Residential Households | 25 | 1.3565 | 1.3754 | 1.3904 | 1.4018 | 1.4091 | 1.4027 | 1.4012 | 1.4014 | 1.4015 | 1.4017 | 2243.6609 | 2320.401 | 2392.6271 | 2460.4912 | 2522.8131 | 2561.5821 | 2610.0035 | 2662.5227 | 2716.0754 | 2770.7007 | 1654 | 1687.08 | 1720.8216 | 1755.238 | 1790.3428 | 1826.1496 | 1862.6726 | 1899.9261 | 1937.9246 | 1976.6831 | 589.6609 | 633.321 | 671.8055 | 705.2532 | 732.4703 | 735.4324 | 747.3308 | 762.5966 | 778.1508 | 794.0176 | 117164030.5122 | 116578210.3596 | 115995319.3078 | 115415342.7113 | 114838265.9978 | 114264074.6678 | 113692754.2944 | 113124290.523 | 112558669.0703 | 111995875.725 | 117164030.5122 | 116578210.3596 | 115995319.3078 | 115415342.7113 | 114838265.9978 | 114264074.6678 | 113692754.2944 | 113124290.523 | 112558669.0703 | 111995875.725 | 487970.7265 | 969092.5651 | 1435765.8806 | 1920902.6748 | 2411381.3384 | 2901618.6764 | 3387770.443 | 3872480.0485 | 4354710.3743 | 4837102.617 | 487970.7265 | 481121.8386 | 466673.3155 | 485136.7942 | 490478.6636 | 490237.338 | 486151.7666 | 484709.6055 | 482230.3258 | 482392.2427
Res ¦ Drain Water Heat Recovery ¦ Retro | RET | R_Detached | Greater Toronto Area | Water Heating | Residential | NA | DHW tank | 20 | 0.37748 | 0.3839 | 0.3887 | 0.39218 | 0.39422 | 0.39421 | 0.39362 | 0.39362 | 0.39362 | 0.39363 | 339.7312 | 352.4182 | 363.9615 | 374.564 | 384.0487 | 391.7119 | 398.9512 | 406.9309 | 415.068 | 423.3786 | 900 | 918 | 936.36 | 955.0872 | 974.1889 | 993.6727 | 1013.5462 | 1033.8171 | 1054.4934 | 1075.5833 | -560.2688 | -565.5818 | -572.3985 | -580.5232 | -590.1403 | -601.9608 | -614.5949 | -626.8862 | -639.4254 | -652.2047 | 72365288.9198 | 72003462.4752 | 71643445.1629 | 71285227.937 | 70928801.7974 | 70574157.7884 | 70221286.9994 | 69870180.5644 | 69520829.6616 | 69173225.5133 | 0 | 0 | 0 | 0 | 0 | 0 | 0 | 0 | 0 | 0 | 0 | 0 | 0 | 0 | 0 | 0 | 0 | 0 | 0 | 0 | 0 | 0 | 0 | 0 | 0 | 0 | 0 | 0 | 0 | 0
Res ¦ HVAC Zone Control | RET | R_Detached | Greater Toronto Area | Space Heating/Ventilation | Residential | NA | Residence | 20 | 0.71458 | 0.72335 | 0.73037 | 0.73575 | 0.7393 | 0.7366 | 0.73613 | 0.73643 | 0.73673 | 0.73704 | 714.5787 | 737.8196 | 759.8742 | 780.7868 | 800.2387 | 813.2673 | 828.9971 | 845.922 | 863.1928 | 880.8288 | 1000 | 1020 | 1040.4 | 1061.208 | 1082.4322 | 1104.0808 | 1126.1624 | 1148.6857 | 1171.6594 | 1195.0926 | -285.4213 | -282.1804 | -280.5258 | -280.4212 | -282.1934 | -290.8135 | -297.1653 | -302.7637 | -308.4666 | -314.2638 | 59757104.629 | 59458319.1059 | 59161027.5103 | 58865222.3728 | 58570896.2609 | 58278041.7796 | 57986651.5707 | 57696718.3129 | 57408234.7213 | 57121193.5477 | 0 | 0 | 0 | 0 | 0 | 0 | 0 | 0 | 0 | 0 | 0 | 0 | 0 | 0 | 0 | 0 | 0 | 0 | 0 | 0 | 0 | 0 | 0 | 0 | 0 | 0 | 0 | 0 | 0 | 0
Res ¦ Insulating Pool Covers ¦Retro | RET | R_Detached | Greater Toronto Area | Appliances/Other | Residential | NA | Pool | 10 | 0.69261 | 0.71239 | 0.72709 | 0.73772 | 0.74407 | 0.74386 | 0.74207 | 0.74207 | 0.74208 | 0.74206 | 831.1313 | 871.9626 | 907.7563 | 939.4537 | 966.4916 | 985.5425 | 1002.8359 | 1022.8899 | 1043.3587 | 1064.2027 | 1200 | 1224 | 1248.48 | 1273.4496 | 1298.9186 | 1324.897 | 1351.3949 | 1378.4228 | 1405.9913 | 1434.1111 | -368.8687 | -352.0374 | -340.7237 | -333.9959 | -332.427 | -339.3545 | -348.559 | -355.5329 | -362.6325 | -369.9084 | 6595867.204 | 6562887.868 | 6530073.4286 | 6497423.0615 | 6464935.9462 | 6432611.2664 | 6400448.2101 | 6368445.9691 | 6336603.7392 | 6304920.7205 | 0 | 0 | 0 | 0 | 0 | 0 | 0 | 0 | 0 | 0 | 0 | 0 | 0 | 0 | 0 | 0 | 0 | 0 | 0 | 0 | 0 | 0 | 0 | 0 | 0 | 0 | 0 | 0 | 0 | 0
Res ¦ Low Flow Showerhead ¦ Retro | RET | R_Detached | Greater Toronto Area | Water Heating | Residential | NA | Showers | 10 | 28.9127 | 29.0748 | 29.2032 | 29.304 | 29.3752 | 29.4008 | 29.4165 | 29.4509 | 29.4904 | 29.5339 | 484.5775 | 497.0402 | 509.2197 | 521.1966 | 532.912 | 544.0445 | 555.2211 | 566.9882 | 579.1037 | 591.5571 | 16.76 | 17.0952 | 17.4371 | 17.7858 | 18.1416 | 18.5044 | 18.8745 | 19.252 | 19.637 | 20.0298 | 467.8175 | 479.945 | 491.7826 | 503.4108 | 514.7704 | 525.5401 | 536.3466 | 547.7362 | 559.4666 | 571.5273 | 10164322.5484 | 10113500.9357 | 10062933.431 | 10012618.7639 | 9962555.67 | 9912742.8917 | 9863179.1772 | 9813863.2814 | 9764793.9649 | 9715969.9951 | 10164322.5484 | 10113500.9357 | 10062933.431 | 10012618.7639 | 9962555.67 | 9912742.8917 | 9863179.1772 | 9813863.2814 | 9764793.9649 | 9715969.9951 | 213394.8697 | 442027.4242 | 685988.8617 | 945163.9563 | 1219202.2417 | 1507492.9571 | 1809145.9281 | 2122980.634 | 2447525.5863 | 2781029.7756 | 213394.8697 | 228632.5545 | 243961.4375 | 259175.0946 | 274038.2854 | 288290.7154 | 301652.971 | 313834.706 | 324544.9522 | 333504.1893
Res ¦ Programmable Thermostat - RET | RET | R_Detached | Greater Toronto Area | Space Heating/Ventilation | Residential | NA | Thermostat | 15 | 2.7876 | 2.8233 | 2.8518 | 2.8739 | 2.8887 | 2.8782 | 2.8768 | 2.8787 | 2.8805 | 2.8824 | 836.2769 | 863.9156 | 890.1159 | 914.9534 | 938.0384 | 953.3224 | 971.9276 | 992.001 | 1012.489 | 1033.4155 | 300 | 306 | 312.12 | 318.3624 | 324.7296 | 331.2242 | 337.8487 | 344.6057 | 351.4978 | 358.5278 | 536.2769 | 557.9156 | 577.9959 | 596.591 | 613.3088 | 622.0981 | 634.0789 | 647.3953 | 660.9912 | 674.8877 | 50710161.8371 | 50456611.0279 | 50204327.9727 | 49953306.3329 | 49703539.8012 | 49455022.1022 | 49207746.9917 | 48961708.2567 | 48716899.7155 | 48473315.2169 | 50710161.8371 | 50456611.0279 | 50204327.9727 | 49953306.3329 | 49703539.8012 | 49455022.1022 | 49207746.9917 | 48961708.2567 | 48716899.7155 | 48473315.2169 | 698919.1431 | 1425839.7206 | 2178333.212 | 2965693.3892 | 3783954.3698 | 4630869.2275 | 5504379.4159 | 6404260.5239 | 7328907.2949 | 8277486.543 | 698919.1431 | 726920.5775 | 752493.4914 | 787360.1772 | 818260.9806 | 846914.8577 | 873510.1884 | 899881.108 | 924646.771 | 948579.2481
Res ¦ Solar Pool Heater ¦ Retro | RET | R_Detached | Greater Toronto Area | Appliances/Other | Residential | NA | Pool Heater | 20 | 2.3317 | 2.3726 | 2.4029 | 2.4249 | 2.438 | 2.4375 | 2.4337 | 2.4337 | 2.4336 | 2.4336 | 3381.0003 | 3509.0248 | 3625.0336 | 3731.3323 | 3826.4629 | 3902.2044 | 3974.0944 | 4053.4889 | 4134.5043 | 4217.0738 | 1450 | 1479 | 1508.58 | 1538.7516 | 1569.5266 | 1600.9172 | 1632.9355 | 1665.5942 | 1698.9061 | 1732.8842 | 1931.0003 | 2030.0248 | 2116.4536 | 2192.5807 | 2256.9363 | 2301.2873 | 2341.1589 | 2387.8947 | 2435.5982 | 2484.1896 | 31801502.5906 | 31642495.0777 | 31484282.6023 | 31326861.1893 | 31170226.8833 | 31014375.7489 | 30859303.8702 | 30705007.3508 | 30551482.3141 | 30398724.9025 | 31801502.5906 | 31642495.0777 | 31484282.6023 | 31326861.1893 | 31170226.8833 | 31014375.7489 | 30859303.8702 | 30705007.3508 | 30551482.3141 | 30398724.9025 | 371041.3777 | 750756.3884 | 1136915.5314 | 1539451.6636 | 1954199.3673 | 2379037.2102 | 2812200.2444 | 3254069.0699 | 3703719.3738 | 4161267.3882 | 371041.3777 | 379715.0107 | 386159.143 | 402536.1323 | 414747.7037 | 424837.8429 | 433163.0342 | 441868.8255 | 449650.3039 | 457548.0144
Res ¦ Behavioural Mailed Reports | ROB | R_Detached | Greater Toronto Area | Cross Cutting/Behavioural | Residential | NA | Residential Households | 3 | 1.418 | 1.5078 | 1.6497 | 1.7391 | 1.7896 | 1.7471 | 1.7352 | 1.7352 | 1.7353 | 1.7354 | 10.9899 | 11.9188 | 13.3019 | 14.3033 | 15.0124 | 14.9493 | 15.1448 | 15.4475 | 15.7571 | 16.0734 | 7.75 | 7.905 | 8.0631 | 8.2244 | 8.3888 | 8.5566 | 8.7278 | 8.9023 | 9.0804 | 9.262 | 3.2399 | 4.0138 | 5.2388 | 6.079 | 6.6235 | 6.3927 | 6.417 | 6.5452 | 6.6768 | 6.8114 | 15459591.4625 | 15382293.5052 | 15305382.0376 | 15228855.1275 | 15152710.8518 | 15076947.2976 | 15001562.5611 | 14926554.7483 | 14851921.9745 | 14777662.3647 | 15459591.4625 | 15382293.5052 | 15305382.0376 | 15228855.1275 | 15152710.8518 | 15076947.2976 | 15001562.5611 | 14926554.7483 | 14851921.9745 | 14777662.3647 | 2587021.501 | 4409261.5116 | 5757435.2338 | 6810424.9149 | 7677560.2634 | 8425153.8226 | 9093010.364 | 9704660.9539 | 10273704.1138 | 10807740.0337 | 2587021.501 | 1822240.0106 | 1348173.7222 | 1052989.6811 | 867135.3485 | 747593.5592 | 667856.5414 | 611650.5899 | 569043.1598 | 534035.92
Res ¦ Combination Space Water Heating | ROB | R_Detached | Greater Toronto Area | Water Heating | Residential | Res¦Water Heater | Residence | 20 | 2.6772 | 2.689 | 2.6985 | 2.7062 | 2.7119 | 2.7145 | 2.7162 | 2.719 | 2.7218 | 2.7248 | 1820.4984 | 1865.1199 | 1909.1392 | 1952.8393 | 1996.0701 | 2037.9941 | 2080.0704 | 2123.8276 | 2168.5586 | 2214.3586 | 680 | 693.6 | 707.472 | 721.6214 | 736.0539 | 750.7749 | 765.7904 | 781.1063 | 796.7284 | 812.6629 | 1140.4984 | 1171.5199 | 1201.6672 | 1231.2179 | 1260.0162 | 1287.2191 | 1314.2799 | 1342.7213 | 1371.8303 | 1401.6956 | 17726043.5601 | 17637413.3423 | 17549226.2756 | 17461480.1442 | 17374172.7435 | 17287301.8798 | 17200865.3704 | 17114861.0436 | 17029286.7383 | 16944140.3046 | 17726043.5601 | 17637413.3423 | 17549226.2756 | 17461480.1442 | 17374172.7435 | 17287301.8798 | 17200865.3704 | 17114861.0436 | 17029286.7383 | 16944140.3046 | 508759.5696 | 995475.5174 | 1460923.276 | 1909844.663 | 2342058.3131 | 2758165.6109 | 3158928.5285 | 3545701.2207 | 3919396.7112 | 4281152.239 | 508759.5696 | 486715.9478 | 465447.7585 | 448921.387 | 432213.6501 | 416107.2977 | 400762.9176 | 386772.6922 | 373695.4905 | 361755.5278
Res ¦ HE Condensing Furnace | ROB | R_Detached | Greater Toronto Area | Space Heating/Ventilation | Residential | NA | Furnace | 18 | 0.22426 | 0.22845 | 0.23178 | 0.23429 | 0.23589 | 0.23443 | 0.23406 | 0.23407 | 0.23406 | 0.23406 | 396.2754 | 411.7523 | 426.0945 | 439.3335 | 451.1862 | 457.3564 | 465.7673 | 475.0893 | 484.5893 | 494.2744 | 1767 | 1802.34 | 1838.3868 | 1875.1545 | 1912.6576 | 1950.9108 | 1989.929 | 2029.7276 | 2070.3221 | 2111.7286 | -1370.7246 | -1390.5877 | -1412.2923 | -1435.8211 | -1461.4714 | -1493.5544 | -1524.1617 | -1554.6383 | -1585.7328 | -1617.4542 | 60874231.088 | 60569859.9326 | 60267010.6329 | 59965675.5797 | 59665847.2018 | 59367517.9658 | 59070680.376 | 58775326.9741 | 58481450.3392 | 58189043.0875 | 0 | 0 | 0 | 0 | 0 | 0 | 0 | 0 | 0 | 0 | 0 | 0 | 0 | 0 | 0 | 0 | 0 | 0 | 0 | 0 | 0 | 0 | 0 | 0 | 0 | 0 | 0 | 0 | 0 | 0
Res ¦ HE Storage Water Heating | ROB | R_Detached | Greater Toronto Area | Water Heating | Residential | Res¦Water Heater | Water heater | 16 | 0.33577 | 0.34238 | 0.34733 | 0.35092 | 0.35302 | 0.35301 | 0.3524 | 0.3524 | 0.3524 | 0.3524 | 181.3135 | 188.5842 | 195.1372 | 201.0942 | 206.3476 | 210.4644 | 214.3046 | 218.5908 | 222.961 | 227.4234 | 540 | 550.8 | 561.816 | 573.0523 | 584.5134 | 596.2036 | 608.1277 | 620.2903 | 632.6961 | 645.35 | -358.6865 | -362.2158 | -366.6788 | -371.9581 | -378.1658 | -385.7393 | -393.8232 | -401.6995 | -409.7351 | -417.9265 | 42932226.0694 | 42717564.9391 | 42503977.1144 | 42291457.2288 | 42079999.9426 | 41869599.9429 | 41660251.9432 | 41451950.6835 | 41244690.9301 | 41038467.4754 | 0 | 0 | 0 | 0 | 0 | 0 | 0 | 0 | 0 | 0 | 0 | 0 | 0 | 0 | 0 | 0 | 0 | 0 | 0 | 0 | 0 | 0 | 0 | 0 | 0 | 0 | 0 | 0 | 0 | 0
Res ¦ Tankless Water Heater | ROB | R_Detached | Greater Toronto Area | Water Heating | Residential | Res¦Water Heater | DHW tank | 18 | 0.54447 | 0.55437 | 0.56178 | 0.56715 | 0.5703 | 0.57028 | 0.56937 | 0.56937 | 0.56936 | 0.56937 | 408.3517 | 424.0931 | 438.3556 | 451.397 | 462.9848 | 472.2225 | 480.9035 | 490.5208 | 500.3261 | 510.3413 | 750 | 765 | 780.3 | 795.906 | 811.8241 | 828.0606 | 844.6218 | 861.5143 | 878.7445 | 896.3194 | -341.6483 | -340.9069 | -341.9444 | -344.509 | -348.8393 | -355.8381 | -363.7183 | -370.9934 | -378.4184 | -385.9782 | 89258800.9056 | 88812506.9011 | 88368444.3666 | 87926602.1448 | 87486969.1341 | 87049534.2884 | 86614286.6169 | 86181215.1839 | 85750309.1079 | 85321557.5624 | 0 | 0 | 0 | 0 | 0 | 0 | 0 | 0 | 0 | 0 | 0 | 0 | 0 | 0 | 0 | 0 | 0 | 0 | 0 | 0 | 0 | 0 | 0 | 0 | 0 | 0 | 0 | 0 | 0 | 0
Res ¦ Triple Glazed Low-E Argon Windows ¦ ROB | ROB | R_Detached | Greater Toronto Area | Space Heating/Ventilation | Residential | NA | Residential Households | 30 | 0.5635 | 0.5751 | 0.58423 | 0.59108 | 0.59531 | 0.59087 | 0.58953 | 0.58922 | 0.5889 | 0.58855 | 850.8796 | 885.7646 | 917.8338 | 947.1531 | 973.0204 | 985.0834 | 1002.4995 | 1022.015 | 1041.8783 | 1062.0877 | 1510 | 1540.2 | 1571.004 | 1602.4241 | 1634.4726 | 1667.162 | 1700.5053 | 1734.5154 | 1769.2057 | 1804.5898 | -659.1204 | -654.4354 | -653.1702 | -655.271 | -661.4522 | -682.0786 | -698.0057 | -712.5003 | -727.3273 | -742.5021 | 177427308.002 | 176540171.462 | 175657470.6047 | 174779183.2517 | 173905287.3354 | 173035760.8988 | 172170582.0943 | 171309729.1838 | 170453180.5379 | 169600914.6352 | 0 | 0 | 0 | 0 | 0 | 0 | 0 | 0 | 0 | 0 | 0 | 0 | 0 | 0 | 0 | 0 | 0 | 0 | 0 | 0 | 0 | 0 | 0 | 0 | 0 | 0 | 0 | 0 | 0 | 0
LI ¦ Behavioural Mailed Reports | NEW | R_Low Income Detached | Greater Toronto Area | Cross Cutting/Behavioural | Low Income | NA | Residential Households | 3 | 1.418 | 1.5078 | 1.6497 | 1.7391 | 1.7896 | 1.7471 | 1.7352 | 1.7352 | 1.7353 | 1.7354 | 10.9899 | 11.9188 | 13.3019 | 14.3033 | 15.0124 | 14.9493 | 15.1448 | 15.4475 | 15.7571 | 16.0734 | 7.75 | 7.905 | 8.0631 | 8.2244 | 8.3888 | 8.5566 | 8.7278 | 8.9023 | 9.0804 | 9.262 | 3.2399 | 4.0138 | 5.2388 | 6.079 | 6.6235 | 6.3927 | 6.417 | 6.5452 | 6.6768 | 6.8114 | 46399.8875 | 93170.9741 | 140319.2453 | 187850.7589 | 235771.6453 | 284088.1091 | 332806.4297 | 381932.9627 | 431474.1403 | 481436.473 | 46399.8875 | 93170.9741 | 140319.2453 | 187850.7589 | 235771.6453 | 284088.1091 | 332806.4297 | 381932.9627 | 431474.1403 | 481436.473 | 37119.91 | 74536.7792 | 112598.0436 | 151502.3658 | 191360.3996 | 232223.4409 | 274105.1067 | 316996.2291 | 360874.577 | 405711.0251 | 37119.91 | 37416.8693 | 38061.2644 | 38904.3222 | 39858.0337 | 40863.0413 | 41881.6659 | 42891.1224 | 43878.3478 | 44836.4482
LI ¦ Combination Space Water Heating | NEW | R_Low Income Detached | Greater Toronto Area | Water Heating | Low Income | LI ¦Water Heater | Residence | 20 | 2.6772 | 2.689 | 2.6985 | 2.7062 | 2.7119 | 2.7145 | 2.7162 | 2.719 | 2.7218 | 2.7248 | 1820.4984 | 1865.1199 | 1909.1392 | 1952.8393 | 1996.0701 | 2037.9941 | 2080.0704 | 2123.8276 | 2168.5586 | 2214.3586 | 680 | 693.6 | 707.472 | 721.6214 | 736.0539 | 750.7749 | 765.7904 | 781.1063 | 796.7284 | 812.6629 | 1140.4984 | 1171.5199 | 1201.6672 | 1231.2179 | 1260.0162 | 1287.2191 | 1314.2799 | 1342.7213 | 1371.8303 | 1401.6956 | 53202.3391 | 106830.2968 | 160890.7364 | 215390.6035 | 270336.9274 | 325736.8222 | 381597.4882 | 437926.2123 | 494730.3701 | 552017.4264 | 53202.3391 | 106830.2968 | 160890.7364 | 215390.6035 | 270336.9274 | 325736.8222 | 381597.4882 | 437926.2123 | 494730.3701 | 552017.4264 | 48368.3241 | 97123.5948 | 145700.5987 | 194087.9958 | 242415.1709 | 290652.3491 | 338794.0706 | 386840.4812 | 434816.3908 | 482732.3796 | 48368.3241 | 48755.2707 | 48577.0039 | 48387.3972 | 48327.175 | 48237.1782 | 48141.7215 | 48046.4106 | 47975.9096 | 47915.9888
LI ¦ Drain Water Heat Recovery ¦ New | NEW | R_Low Income Detached | Greater Toronto Area | Water Heating | Low Income | NA | DHW tank | 20 | 0.48533 | 0.49358 | 0.49975 | 0.50423 | 0.50686 | 0.50684 | 0.50608 | 0.50608 | 0.50608 | 0.50609 | 339.7312 | 352.4182 | 363.9615 | 374.564 | 384.0487 | 391.7119 | 398.9512 | 406.9309 | 415.068 | 423.3786 | 700 | 714 | 728.28 | 742.8456 | 757.7025 | 772.8566 | 788.3137 | 804.08 | 820.1616 | 836.5648 | -360.2688 | -361.5818 | -364.3185 | -368.2816 | -373.6538 | -381.1447 | -389.3625 | -397.149 | -405.0935 | -413.1862 | 217194.6957 | 436126.9489 | 656824.7779 | 879316.5377 | 1103630.9252 | 1329796.9834 | 1557844.106 | 1787802.0425 | 2019700.9023 | 2253571.1601 | 0 | 0 | 0 | 0 | 0 | 0 | 0 | 0 | 0 | 0 | 0 | 0 | 0 | 0 | 0 | 0 | 0 | 0 | 0 | 0 | 0 | 0 | 0 | 0 | 0 | 0 | 0 | 0 | 0 | 0
LI ¦ Energy Star Home ¦ New | NEW | R_Low Income Detached | Greater Toronto Area | Space Heating/Ventilation | Low Income | NA | Residential Households | 25 | 1.8786 | 1.8975 | 1.9126 | 1.9242 | 1.9319 | 1.9264 | 1.9255 | 1.9264 | 1.9272 | 1.9281 | 6011.5144 | 6193.3002 | 6367.453 | 6534.3348 | 6691.8073 | 6805.9401 | 6939.0456 | 7080.8741 | 7225.6205 | 7373.4446 | 3200 | 3264 | 3329.28 | 3395.8656 | 3463.7829 | 3533.0586 | 3603.7197 | 3675.7941 | 3749.31 | 3824.2962 | 2811.5144 | 2929.3002 | 3038.173 | 3138.4692 | 3228.0244 | 3272.8815 | 3335.3259 | 3405.08 | 3476.3105 | 3549.1484 | 0 | 0 | 0 | 0 | 0 | 0 | 0 | 0 | 0 | 0 | 0 | 0 | 0 | 0 | 0 | 0 | 0 | 0 | 0 | 0 | 0 | 0 | 0 | 0 | 0 | 0 | 0 | 0 | 0 | 0 | 0 | 0 | 0 | 0 | 0 | 0 | 0 | 0 | 0 | 0
LI ¦ HE Storage Water Heating | NEW | R_Low Income Detached | Greater Toronto Area | Water Heating | Low Income | LI ¦Water Heater | Water heater | 16 | 0.33577 | 0.34238 | 0.34733 | 0.35092 | 0.35302 | 0.35301 | 0.3524 | 0.3524 | 0.3524 | 0.3524 | 181.3135 | 188.5842 | 195.1372 | 201.0942 | 206.3476 | 210.4644 | 214.3046 | 218.5908 | 222.961 | 227.4234 | 540 | 550.8 | 561.816 | 573.0523 | 584.5134 | 596.2036 | 608.1277 | 620.2903 | 632.6961 | 645.35 | -358.6865 | -362.2158 | -366.6788 | -371.9581 | -378.1658 | -385.7393 | -393.8232 | -401.6995 | -409.7351 | -417.9265 | 128855.3105 | 258741.4636 | 389675.0814 | 521672.9864 | 654752.2035 | 788929.9631 | 924223.7037 | 1060651.0746 | 1198229.939 | 1336978.3767 | 0 | 0 | 0 | 0 | 0 | 0 | 0 | 0 | 0 | 0 | 0 | 0 | 0 | 0 | 0 | 0 | 0 | 0 | 0 | 0 | 0 | 0 | 0 | 0 | 0 | 0 | 0 | 0 | 0 | 0
LI ¦ Low Flow Showerhead ¦ New | NEW | R_Low Income Detached | Greater Toronto Area | Water Heating | Low Income | NA | Showers | 10 | 30.0259 | 30.1976 | 30.3333 | 30.4398 | 30.5146 | 30.5411 | 30.5569 | 30.5925 | 30.6333 | 30.6783 | 503.2341 | 516.2335 | 528.9258 | 541.3968 | 553.5832 | 565.1448 | 576.7461 | 588.9659 | 601.5469 | 614.4783 | 16.76 | 17.0952 | 17.4371 | 17.7858 | 18.1416 | 18.5044 | 18.8745 | 19.252 | 19.637 | 20.0298 | 486.4741 | 499.1383 | 511.4887 | 523.6109 | 535.4417 | 546.6404 | 557.8717 | 569.7139 | 581.9098 | 594.4485 | 70737.7561 | 142041.4143 | 213920.0998 | 286383.0473 | 359439.6033 | 433099.2266 | 507371.4905 | 582266.084 | 657792.8133 | 733961.6038 | 70737.7561 | 142041.4143 | 213920.0998 | 286383.0473 | 359439.6033 | 433099.2266 | 507371.4905 | 582266.084 | 657792.8133 | 733961.6038 | 56590.2049 | 113633.1315 | 172708.7854 | 233676.6696 | 296414.5414 | 360813.7144 | 426777.279 | 494218.8772 | 563061.6881 | 633237.5351 | 56590.2049 | 57042.9266 | 59075.654 | 60967.8841 | 62737.8718 | 64399.173 | 65963.5646 | 67441.5982 | 68842.811 | 70175.8469
LI ¦ Programmable Thermostat - NEW | NEW | R_Low Income Detached | Greater Toronto Area | Space Heating/Ventilation | Low Income | NA | Thermostat | 15 | 3.4919 | 3.5272 | 3.5557 | 3.578 | 3.5933 | 3.5842 | 3.5841 | 3.5871 | 3.5901 | 3.5933 | 698.3894 | 719.5506 | 739.8666 | 759.3982 | 777.8997 | 791.4526 | 807.2453 | 824.0865 | 841.2846 | 858.8612 | 200 | 204 | 208.08 | 212.2416 | 216.4864 | 220.8162 | 225.2325 | 229.7371 | 234.3319 | 239.0185 | 498.3894 | 515.5506 | 531.7866 | 547.1566 | 561.4132 | 570.6364 | 582.0128 | 594.3493 | 606.9527 | 619.8427 | 143533.0217 | 288214.3075 | 434062.3733 | 581095.9575 | 729334.0245 | 878795.7672 | 1029500.6106 | 1181468.2144 | 1334718.4767 | 1489271.5364 | 143533.0217 | 288214.3075 | 434062.3733 | 581095.9575 | 729334.0245 | 878795.7672 | 1029500.6106 | 1181468.2144 | 1334718.4767 | 1489271.5364 | 114826.4173 | 230571.446 | 350446.8882 | 474166.4698 | 601484.0048 | 732180.5244 | 866060.2809 | 1002948.308 | 1142688.4924 | 1285141.8963 | 114826.4173 | 115745.0287 | 119875.4422 | 123719.5815 | 127317.5351 | 130696.5196 | 133879.7565 | 136888.0271 | 139740.1844 | 142453.4038
LI ¦ Tankless Water Heater | NEW | R_Low Income Detached | Greater Toronto Area | Water Heating | Low Income | LI ¦Water Heater | DHW tank | 18 | 0.54447 | 0.55437 | 0.56178 | 0.56715 | 0.5703 | 0.57028 | 0.56937 | 0.56937 | 0.56936 | 0.56937 | 408.3517 | 424.0931 | 438.3556 | 451.397 | 462.9848 | 472.2225 | 480.9035 | 490.5208 | 500.3261 | 510.3413 | 750 | 765 | 780.3 | 795.906 | 811.8241 | 828.0606 | 844.6218 | 861.5143 | 878.7445 | 896.3194 | -341.6483 | -340.9069 | -341.9444 | -344.509 | -348.8393 | -355.8381 | -363.7183 | -370.9934 | -378.4184 | -385.9782 | 267898.303 | 537939.7925 | 810159.0273 | 1084590.982 | 1361271.0527 | 1640235.0624 | 1921519.2667 | 2205160.36 | 2491195.4808 | 2779662.218 | 0 | 0 | 0 | 0 | 0 | 0 | 0 | 0 | 0 | 0 | 0 | 0 | 0 | 0 | 0 | 0 | 0 | 0 | 0 | 0 | 0 | 0 | 0 | 0 | 0 | 0 | 0 | 0 | 0 | 0
LI ¦ Triple Glazed Low-E Argon Windows ¦ New | NEW | R_Low Income Detached | Greater Toronto Area | Space Heating/Ventilation | Low Income | NA | Residential Households | 30 | 1.7076 | 1.7427 | 1.7704 | 1.7911 | 1.804 | 1.7905 | 1.7865 | 1.7855 | 1.7845 | 1.7835 | 850.8796 | 885.7646 | 917.8338 | 947.1531 | 973.0204 | 985.0834 | 1002.4995 | 1022.015 | 1041.8783 | 1062.0877 | 498.3 | 508.266 | 518.4313 | 528.7999 | 539.3759 | 550.1635 | 561.1667 | 572.3901 | 583.8379 | 595.5146 | 352.5796 | 377.4986 | 399.4025 | 418.3532 | 433.6444 | 434.9199 | 441.3328 | 449.625 | 458.0405 | 466.5731 | 532524.2356 | 1069308.6651 | 1610421.9842 | 2155933.7148 | 2705914.2167 | 3260434.6984 | 3819567.2283 | 4383384.7467 | 4951961.0771 | 5525370.9381 | 532524.2356 | 1069308.6651 | 1610421.9842 | 2155933.7148 | 2705914.2167 | 3260434.6984 | 3819567.2283 | 4383384.7467 | 4951961.0771 | 5525370.9381 | 179993.1916 | 361426.3288 | 571015.1717 | 807211.9945 | 1068930.0248 | 1355180.0599 | 1665008.7121 | 1997483.5045 | 2351690.4182 | 2726735.5226 | 179993.1916 | 181433.1372 | 209588.8429 | 236196.8228 | 261718.0304 | 286250.0351 | 309828.6522 | 332474.7924 | 354206.9137 | 375045.1044
LI ¦ 90 AFUE Furnace Early Replcmnt. BA 60% AFUE | RET | R_Low Income Detached | Greater Toronto Area | Space Heating/Ventilation | Low Income | NA | Furnace | 3 | 0.72898 | 0.77517 | 0.85082 | 0.89758 | 0.92396 | 0.89986 | 0.89381 | 0.89382 | 0.89384 | 0.89379 | 377.6093 | 409.5693 | 458.5322 | 493.4051 | 518.0661 | 514.6433 | 521.404 | 531.8376 | 542.4895 | 553.3103 | 518 | 528.36 | 538.9272 | 549.7057 | 560.6999 | 571.9139 | 583.3521 | 595.0192 | 606.9196 | 619.058 | -140.3907 | -118.7907 | -80.395 | -56.3006 | -42.6337 | -57.2705 | -61.9481 | -63.1815 | -64.4301 | -65.7477 | 5345237.8949 | 5318511.7055 | 5291919.1469 | 5265459.5512 | 5239132.2534 | 5212936.5922 | 5186871.9092 | 5160937.5497 | 5135132.8619 | 5109457.1976 | 5345237.8949 | 5318511.7055 | 5291919.1469 | 5265459.5512 | 5239132.2534 | 5212936.5922 | 5186871.9092 | 5160937.5497 | 5135132.8619 | 5109457.1976 | 102115.4247 | 211734.8627 | 328974.3982 | 453862.3561 | 586324.8051 | 726172.0529 | 873087.0556 | 1026616.7551 | 1186167.3812 | 1351004.6867 | 102115.4247 | 109619.438 | 117239.5354 | 124887.9579 | 132462.449 | 139847.2478 | 146915.0027 | 153529.6995 | 159550.6261 | 164837.3056
LI ¦ Above Grade Wall Insulation | RET | R_Low Income Detached | Greater Toronto Area | Space Heating/Ventilation | Low Income | NA | Residential Households | 25 | 0.73171 | 0.7412 | 0.74876 | 0.75451 | 0.75824 | 0.75509 | 0.7544 | 0.75455 | 0.75469 | 0.75483 | 1170.7291 | 1209.6417 | 1246.4105 | 1281.1127 | 1313.1809 | 1333.8968 | 1359.3226 | 1386.7795 | 1414.7828 | 1443.3555 | 1600 | 1632 | 1664.64 | 1697.9328 | 1731.8915 | 1766.5293 | 1801.8599 | 1837.8971 | 1874.655 | 1912.1481 | -429.2709 | -422.3583 | -418.2295 | -416.8201 | -418.7105 | -432.6324 | -442.5373 | -451.1175 | -459.8722 | -468.7927 | 12939614.4262 | 12874916.3541 | 12810541.7723 | 12746489.0634 | 12682756.6181 | 12619342.835 | 12556246.1208 | 12493464.8902 | 12430997.5658 | 12368842.578 | 12939614.4262 | 12874916.3541 | 12810541.7723 | 12746489.0634 | 12682756.6181 | 12619342.835 | 12556246.1208 | 12493464.8902 | 12430997.5658 | 12368842.578 | 72541.4376 | 142435.9949 | 208738.2255 | 274694.4761 | 338918.7244 | 401242.5068 | 461561.4548 | 520040.6031 | 576537.4126 | 631184.0773 | 72541.4376 | 69894.5573 | 66302.2306 | 65956.2506 | 64224.2483 | 62323.7824 | 60318.9481 | 58479.1483 | 56496.8095 | 54646.6647
LI ¦ Air Sealing ¦ Retro | RET | R_Low Income Detached | Greater Toronto Area | Space Heating/Ventilation | Low Income | NA | Residential Households | 1 | 2.4785 | 2.6439 | 2.7932 | 2.9527 | 3.4371 | 3.2579 | 3.1977 | 3.1983 | 3.1986 | 3.198 | 49.569 | 53.9359 | 58.1202 | 62.6696 | 74.4084 | 71.939 | 72.0221 | 73.4768 | 74.9544 | 76.4375 | 20 | 20.4 | 20.808 | 21.2242 | 21.6486 | 22.0816 | 22.5232 | 22.9737 | 23.4332 | 23.9019 | 29.569 | 33.5359 | 37.3122 | 41.4454 | 52.7598 | 49.8574 | 49.4988 | 50.5031 | 51.5212 | 52.5356 | 13223644.1258 | 13157525.9052 | 13091738.2757 | 13026279.5843 | 12961148.1864 | 12896342.4454 | 12831860.7332 | 12767701.4295 | 12703862.9224 | 12640343.6078 | 13223644.1258 | 13157525.9052 | 13091738.2757 | 13026279.5843 | 12961148.1864 | 12896342.4454 | 12831860.7332 | 12767701.4295 | 12703862.9224 | 12640343.6078 | 252624.4974 | 523813.2575 | 813853.4623 | 1122815.1855 | 1450515.5275 | 1796485.2062 | 2159939.8832 | 2539758.7328 | 2934472.8206 | 3342265.6841 | 252624.4974 | 271188.7601 | 290040.2048 | 308961.7232 | 327700.342 | 345969.6787 | 363454.677 | 379818.8497 | 394714.0877 | 407792.8635
LI ¦ Attic Insulation | RET | R_Low Income Detached | Greater Toronto Area | Space Heating/Ventilation | Low Income | NA | Residential Households | 25 | 1.597 | 1.6176 | 1.6339 | 1.6464 | 1.6544 | 1.6476 | 1.6462 | 1.6465 | 1.6468 | 1.6472 | 926.2846 | 956.9532 | 985.948 | 1013.3297 | 1038.6547 | 1055.0965 | 1075.2302 | 1096.9598 | 1119.1224 | 1141.7365 | 580 | 591.6 | 603.432 | 615.5006 | 627.8107 | 640.3669 | 653.1742 | 666.2377 | 679.5624 | 693.1537 | 346.2846 | 365.3532 | 382.516 | 397.8291 | 410.844 | 414.7296 | 422.056 | 430.7221 | 439.56 | 448.5828 | 3980120.7685 | 3960220.1647 | 3940419.0638 | 3920716.9685 | 3901113.3837 | 3881607.8168 | 3862199.7777 | 3842888.7788 | 3823674.3349 | 3804555.9632 | 3980120.7685 | 3960220.1647 | 3940419.0638 | 3920716.9685 | 3901113.3837 | 3881607.8168 | 3862199.7777 | 3842888.7788 | 3823674.3349 | 3804555.9632 | 76036.2272 | 157660.0221 | 244957.8223 | 337950.7189 | 436583.6619 | 540715.4043 | 650109.8718 | 764429.7127 | 883232.7993 | 1005972.4034 | 76036.2272 | 81623.7949 | 87297.8002 | 92992.8966 | 98632.943 | 104131.7424 | 109394.4676 | 114319.8408 | 118803.0866 | 122739.6041
LI ¦ Basement Insulation | RET | R_Low Income Detached | Greater Toronto Area | Space Heating/Ventilation | Low Income | NA | Residential Households | 25 | 1.3565 | 1.3754 | 1.3904 | 1.4018 | 1.4091 | 1.4027 | 1.4012 | 1.4014 | 1.4015 | 1.4017 | 2243.6609 | 2320.401 | 2392.6271 | 2460.4912 | 2522.8131 | 2561.5821 | 2610.0035 | 2662.5227 | 2716.0754 | 2770.7007 | 1654 | 1687.08 | 1720.8216 | 1755.238 | 1790.3428 | 1826.1496 | 1862.6726 | 1899.9261 | 1937.9246 | 1976.6831 | 589.6609 | 633.321 | 671.8055 | 705.2532 | 732.4703 | 735.4324 | 747.3308 | 762.5966 | 778.1508 | 794.0176 | 19438546.7435 | 19341354.0098 | 19244647.2397 | 19148424.0035 | 19052681.8835 | 18957418.4741 | 18862631.3817 | 18768318.2248 | 18674476.6337 | 18581104.2505 | 19438546.7435 | 19341354.0098 | 19244647.2397 | 19148424.0035 | 19052681.8835 | 18957418.4741 | 18862631.3817 | 18768318.2248 | 18674476.6337 | 18581104.2505 | 371353.997 | 769997.1653 | 1196351.6576 | 1650520.4814 | 2132234.777 | 2640804.7073 | 3175077.3072 | 3733404.981 | 4313628.418 | 4913077.4476 | 371353.997 | 398643.1683 | 426354.4924 | 454168.8237 | 481714.2956 | 508569.9303 | 534272.5999 | 558327.6737 | 580223.437 | 599449.0296
LI ¦ Drain Water Heat Recovery ¦ Retro | RET | R_Low Income Detached | Greater Toronto Area | Water Heating | Low Income | NA | DHW tank | 20 | 0.37748 | 0.3839 | 0.3887 | 0.39218 | 0.39422 | 0.39421 | 0.39362 | 0.39362 | 0.39362 | 0.39363 | 339.7312 | 352.4182 | 363.9615 | 374.564 | 384.0487 | 391.7119 | 398.9512 | 406.9309 | 415.068 | 423.3786 | 900 | 918 | 936.36 | 955.0872 | 974.1889 | 993.6727 | 1013.5462 | 1033.8171 | 1054.4934 | 1075.5833 | -560.2688 | -565.5818 | -572.3985 | -580.5232 | -590.1403 | -601.9608 | -614.5949 | -626.8862 | -639.4254 | -652.2047 | 12006040.1228 | 11946009.9221 | 11886279.8725 | 11826848.4732 | 11767714.2308 | 11708875.6597 | 11650331.2814 | 11592079.6249 | 11534119.2268 | 11476448.6307 | 0 | 0 | 0 | 0 | 0 | 0 | 0 | 0 | 0 | 0 | 0 | 0 | 0 | 0 | 0 | 0 | 0 | 0 | 0 | 0 | 0 | 0 | 0 | 0 | 0 | 0 | 0 | 0 | 0 | 0
LI ¦ HVAC Zone Control | RET | R_Low Income Detached | Greater Toronto Area | Space Heating/Ventilation | Low Income | NA | Residence | 20 | 0.71458 | 0.72335 | 0.73037 | 0.73575 | 0.7393 | 0.7366 | 0.73613 | 0.73643 | 0.73673 | 0.73704 | 714.5787 | 737.8196 | 759.8742 | 780.7868 | 800.2387 | 813.2673 | 828.9971 | 845.922 | 863.1928 | 880.8288 | 1000 | 1020 | 1040.4 | 1061.208 | 1082.4322 | 1104.0808 | 1126.1624 | 1148.6857 | 1171.6594 | 1195.0926 | -285.4213 | -282.1804 | -280.5258 | -280.4212 | -282.1934 | -290.8135 | -297.1653 | -302.7637 | -308.4666 | -314.2638 | 9914231.07 | 9864659.9146 | 9815336.615 | 9766259.932 | 9717428.6323 | 9668841.4891 | 9620497.2817 | 9572394.7953 | 9524532.8213 | 9476910.1572 | 9914231.07 | 9864659.9146 | 9815336.615 | 9766259.932 | 9717428.6323 | 9668841.4891 | 9620497.2817 | 9572394.7953 | 9524532.8213 | 9476910.1572 | 53386.2556 | 105304.453 | 155189.8012 | 205093.0905 | 254153.0951 | 302216.2133 | 349259.136 | 395391.1237 | 440532.9165 | 484769.1083 | 53386.2556 | 51918.1974 | 49885.3482 | 49903.2894 | 49060.0045 | 48063.1183 | 47042.9226 | 46131.9878 | 45141.7927 | 44236.1918
LI ¦ Low Flow Showerhead ¦ Retro | RET | R_Low Income Detached | Greater Toronto Area | Water Heating | Low Income | NA | Showers | 10 | 28.9127 | 29.0748 | 29.2032 | 29.304 | 29.3752 | 29.4008 | 29.4165 | 29.4509 | 29.4904 | 29.5339 | 484.5775 | 497.0402 | 509.2197 | 521.1966 | 532.912 | 544.0445 | 555.2211 | 566.9882 | 579.1037 | 591.5571 | 16.76 | 17.0952 | 17.4371 | 17.7858 | 18.1416 | 18.5044 | 18.8745 | 19.252 | 19.637 | 20.0298 | 467.8175 | 479.945 | 491.7826 | 503.4108 | 514.7704 | 525.5401 | 536.3466 | 547.7362 | 559.4666 | 571.5273 | 1686350.8204 | 1677919.0663 | 1669529.471 | 1661181.8236 | 1652875.9145 | 1644611.5349 | 1636388.4772 | 1628206.5348 | 1620065.5022 | 1611965.1747 | 1686350.8204 | 1677919.0663 | 1669529.471 | 1661181.8236 | 1652875.9145 | 1644611.5349 | 1636388.4772 | 1628206.5348 | 1620065.5022 | 1611965.1747 | 32216.0461 | 66799.5076 | 103787.0076 | 143187.4823 | 184977.6073 | 229097.5371 | 275447.2488 | 323883.8086 | 374219.8899 | 426223.8476 | 32216.0461 | 34583.4615 | 36987.5 | 39400.4747 | 41790.125 | 44119.9299 | 46349.7117 | 48436.5597 | 50336.0813 | 52003.9577
LI ¦ Programmable Thermostat - RET | RET | R_Low Income Detached | Greater Toronto Area | Space Heating/Ventilation | Low Income | NA | Thermostat | 15 | 2.7876 | 2.8233 | 2.8518 | 2.8739 | 2.8887 | 2.8782 | 2.8768 | 2.8787 | 2.8805 | 2.8824 | 836.2769 | 863.9156 | 890.1159 | 914.9534 | 938.0384 | 953.3224 | 971.9276 | 992.001 | 1012.489 | 1033.4155 | 300 | 306 | 312.12 | 318.3624 | 324.7296 | 331.2242 | 337.8487 | 344.6057 | 351.4978 | 358.5278 | 536.2769 | 557.9156 | 577.9959 | 596.591 | 613.3088 | 622.0981 | 634.0789 | 647.3953 | 660.9912 | 674.8877 | 8413263.4131 | 8371197.096 | 8329341.1106 | 8287694.405 | 8246255.933 | 8205024.6533 | 8163999.53 | 8123179.5324 | 8082563.6347 | 8042150.8166 | 8413263.4131 | 8371197.096 | 8329341.1106 | 8287694.405 | 8246255.933 | 8205024.6533 | 8163999.53 | 8123179.5324 | 8082563.6347 | 8042150.8166 | 160726.9842 | 333265.0874 | 517797.0228 | 714367.3733 | 922859.7731 | 1142975.6513 | 1374215.9892 | 1615867.6853 | 1866996.161 | 2126445.7308 | 160726.9842 | 172538.1031 | 184531.9354 | 196570.3506 | 208492.3998 | 220115.8782 | 231240.3379 | 241651.6961 | 251128.4757 | 259449.5697
LI ¦ Behavioural Mailed Reports | ROB | R_Low Income Detached | Greater Toronto Area | Cross Cutting/Behavioural | Low Income | NA | Residential Households | 3 | 1.418 | 1.5078 | 1.6497 | 1.7391 | 1.7896 | 1.7471 | 1.7352 | 1.7352 | 1.7353 | 1.7354 | 10.9899 | 11.9188 | 13.3019 | 14.3033 | 15.0124 | 14.9493 | 15.1448 | 15.4475 | 15.7571 | 16.0734 | 7.75 | 7.905 | 8.0631 | 8.2244 | 8.3888 | 8.5566 | 8.7278 | 8.9023 | 9.0804 | 9.262 | 3.2399 | 4.0138 | 5.2388 | 6.079 | 6.6235 | 6.3927 | 6.417 | 6.5452 | 6.6768 | 6.8114 | 2564882.6689 | 2552058.2556 | 2539297.9643 | 2526601.4745 | 2513968.4671 | 2501398.6247 | 2488891.6316 | 2476447.1735 | 2464064.9376 | 2451744.6129 | 2564882.6689 | 2552058.2556 | 2539297.9643 | 2526601.4745 | 2513968.4671 | 2501398.6247 | 2488891.6316 | 2476447.1735 | 2464064.9376 | 2451744.6129 | 683023.5288 | 1144793.9687 | 1463118.9979 | 1687909.5429 | 1851148.4987 | 1973354.3684 | 2067730.9785 | 2142817.2214 | 2204174.8583 | 2255462.8651 | 683023.5288 | 461770.4399 | 318325.0292 | 224790.545 | 163238.9558 | 122205.8698 | 94376.61 | 75086.243 | 61357.6369 | 51288.0068
LI ¦ Combination Space Water Heating | ROB | R_Low Income Detached | Greater Toronto Area | Water Heating | Low Income | LI ¦Water Heater | Residence | 20 | 2.6772 | 2.689 | 2.6985 | 2.7062 | 2.7119 | 2.7145 | 2.7162 | 2.719 | 2.7218 | 2.7248 | 1820.4984 | 1865.1199 | 1909.1392 | 1952.8393 | 1996.0701 | 2037.9941 | 2080.0704 | 2123.8276 | 2168.5586 | 2214.3586 | 680 | 693.6 | 707.472 | 721.6214 | 736.0539 | 750.7749 | 765.7904 | 781.1063 | 796.7284 | 812.6629 | 1140.4984 | 1171.5199 | 1201.6672 | 1231.2179 | 1260.0162 | 1287.2191 | 1314.2799 | 1342.7213 | 1371.8303 | 1401.6956 | 2940907.0754 | 2926202.5401 | 2911571.5274 | 2897013.6697 | 2882528.6014 | 2868115.9584 | 2853775.3786 | 2839506.5017 | 2825308.9692 | 2811182.4243 | 2940907.0754 | 2926202.5401 | 2911571.5274 | 2897013.6697 | 2882528.6014 | 2868115.9584 | 2853775.3786 | 2839506.5017 | 2825308.9692 | 2811182.4243 | 149940.0795 | 291253.2543 | 424424.3028 | 550342.6576 | 669353.686 | 781856.3002 | 888242.2819 | 988956.109 | 1084371.3724 | 1174875.438 | 149940.0795 | 141313.1748 | 133171.0485 | 125918.3548 | 119011.0284 | 112502.6142 | 106385.9816 | 100713.8271 | 95415.2635 | 90504.0655
LI ¦ HE Condensing Furnace | ROB | R_Low Income Detached | Greater Toronto Area | Space Heating/Ventilation | Low Income | NA | Furnace | 18 | 0.22426 | 0.22845 | 0.23178 | 0.23429 | 0.23589 | 0.23443 | 0.23406 | 0.23407 | 0.23406 | 0.23406 | 396.2754 | 411.7523 | 426.0945 | 439.3335 | 451.1862 | 457.3564 | 465.7673 | 475.0893 | 484.5893 | 494.2744 | 1767 | 1802.34 | 1838.3868 | 1875.1545 | 1912.6576 | 1950.9108 | 1989.929 | 2029.7276 | 2070.3221 | 2111.7286 | -1370.7246 | -1390.5877 | -1412.2923 | -1435.8211 | -1461.4714 | -1493.5544 | -1524.1617 | -1554.6383 | -1585.7328 | -1617.4542 | 10099572.2092 | 10049074.3481 | 9998828.9764 | 9948834.8315 | 9899090.6574 | 9849595.2041 | 9800347.2281 | 9751345.4919 | 9702588.7645 | 9654075.8206 | 0 | 0 | 0 | 0 | 0 | 0 | 0 | 0 | 0 | 0 | 0 | 0 | 0 | 0 | 0 | 0 | 0 | 0 | 0 | 0 | 0 | 0 | 0 | 0 | 0 | 0 | 0 | 0 | 0 | 0
LI ¦ HE Storage Water Heating | ROB | R_Low Income Detached | Greater Toronto Area | Water Heating | Low Income | LI ¦Water Heater | Water heater | 16 | 0.33577 | 0.34238 | 0.34733 | 0.35092 | 0.35302 | 0.35301 | 0.3524 | 0.3524 | 0.3524 | 0.3524 | 181.3135 | 188.5842 | 195.1372 | 201.0942 | 206.3476 | 210.4644 | 214.3046 | 218.5908 | 222.961 | 227.4234 | 540 | 550.8 | 561.816 | 573.0523 | 584.5134 | 596.2036 | 608.1277 | 620.2903 | 632.6961 | 645.35 | -358.6865 | -362.2158 | -366.6788 | -371.9581 | -378.1658 | -385.7393 | -393.8232 | -401.6995 | -409.7351 | -417.9265 | 7122835.2217 | 7087221.0456 | 7051784.9404 | 7016526.0157 | 6981443.3856 | 6946536.1687 | 6911803.4878 | 6877244.4704 | 6842858.248 | 6808643.9568 | 0 | 0 | 0 | 0 | 0 | 0 | 0 | 0 | 0 | 0 | 0 | 0 | 0 | 0 | 0 | 0 | 0 | 0 | 0 | 0 | 0 | 0 | 0 | 0 | 0 | 0 | 0 | 0 | 0 | 0
LI ¦ Tankless Water Heater | ROB | R_Low Income Detached | Greater Toronto Area | Water Heating | Low Income | LI ¦Water Heater | DHW tank | 18 | 0.54447 | 0.55437 | 0.56178 | 0.56715 | 0.5703 | 0.57028 | 0.56937 | 0.56937 | 0.56936 | 0.56937 | 408.3517 | 424.0931 | 438.3556 | 451.397 | 462.9848 | 472.2225 | 480.9035 | 490.5208 | 500.3261 | 510.3413 | 750 | 765 | 780.3 | 795.906 | 811.8241 | 828.0606 | 844.6218 | 861.5143 | 878.7445 | 896.3194 | -341.6483 | -340.9069 | -341.9444 | -344.509 | -348.8393 | -355.8381 | -363.7183 | -370.9934 | -378.4184 | -385.9782 | 14808822.8622 | 14734778.7478 | 14661104.8541 | 14587799.3298 | 14514860.3332 | 14442286.0315 | 14370074.6014 | 14298224.2284 | 14226733.1072 | 14155599.4417 | 0 | 0 | 0 | 0 | 0 | 0 | 0 | 0 | 0 | 0 | 0 | 0 | 0 | 0 | 0 | 0 | 0 | 0 | 0 | 0 | 0 | 0 | 0 | 0 | 0 | 0 | 0 | 0 | 0 | 0
LI ¦ Triple Glazed Low-E Argon Windows ¦ ROB | ROB | R_Low Income Detached | Greater Toronto Area | Space Heating/Ventilation | Low Income | NA | Residential Households | 30 | 0.45731 | 0.46934 | 0.47879 | 0.48582 | 0.49012 | 0.48533 | 0.48379 | 0.48332 | 0.48282 | 0.4823 | 455.4855 | 476.8133 | 496.1356 | 513.4928 | 528.3948 | 533.7009 | 542.6413 | 552.957 | 563.442 | 574.0892 | 996 | 1015.92 | 1036.2384 | 1056.9632 | 1078.1024 | 1099.6645 | 1121.6578 | 1144.0909 | 1166.9727 | 1190.3122 | -540.5145 | -539.1067 | -540.1028 | -543.4703 | -549.7077 | -565.9636 | -579.0165 | -591.1339 | -603.5308 | -616.223 | 20311286.2436 | 20209729.8124 | 20108681.1634 | 20008137.7575 | 19908097.0688 | 19808556.5834 | 19709513.8005 | 19610966.2315 | 19512911.4003 | 19415346.8433 | 0 | 0 | 0 | 0 | 0 | 0 | 0 | 0 | 0 | 0 | 0 | 0 | 0 | 0 | 0 | 0 | 0 | 0 | 0 | 0 | 0 | 0 | 0 | 0 | 0 | 0 | 0 | 0 | 0 | 0
LI ¦ Behavioural Mailed Reports | NEW | R_Low Income Multi-Residential | Greater Toronto Area | Cross Cutting/Behavioural | Low Income | NA | Residential Households | 3 | 1.418 | 1.5078 | 1.6497 | 1.7391 | 1.7896 | 1.7471 | 1.7352 | 1.7352 | 1.7353 | 1.7354 | 10.9899 | 11.9188 | 13.3019 | 14.3033 | 15.0124 | 14.9493 | 15.1448 | 15.4475 | 15.7571 | 16.0734 | 7.75 | 7.905 | 8.0631 | 8.2244 | 8.3888 | 8.5566 | 8.7278 | 8.9023 | 9.0804 | 9.262 | 3.2399 | 4.0138 | 5.2388 | 6.079 | 6.6235 | 6.3927 | 6.417 | 6.5452 | 6.6768 | 6.8114 | 29063.8061 | 58389.1865 | 87980.5297 | 117842.2823 | 147978.9493 | 178395.0953 | 209095.3451 | 240084.3848 | 271366.9625 | 302947.8894 | 29063.8061 | 58389.1865 | 87980.5297 | 117842.2823 | 147978.9493 | 178395.0953 | 209095.3451 | 240084.3848 | 271366.9625 | 302947.8894 | 23251.0449 | 46711.3492 | 70599.8441 | 95042.3895 | 120109.7436 | 145835.4624 | 172229.454 | 199287.2956 | 226996.319 | 255339.4758 | 23251.0449 | 23460.3043 | 23888.4949 | 24442.5454 | 25067.3541 | 25725.7188 | 26393.9916 | 27057.8416 | 27709.0234 | 28343.1568
LI ¦ Combination Space Water Heating | NEW | R_Low Income Multi-Residential | Greater Toronto Area | Water Heating | Low Income | LI ¦Water Heater | Residence | 20 | 2.6772 | 2.689 | 2.6985 | 2.7062 | 2.7119 | 2.7145 | 2.7162 | 2.719 | 2.7218 | 2.7248 | 1820.4984 | 1865.1199 | 1909.1392 | 1952.8393 | 1996.0701 | 2037.9941 | 2080.0704 | 2123.8276 | 2168.5586 | 2214.3586 | 680 | 693.6 | 707.472 | 721.6214 | 736.0539 | 750.7749 | 765.7904 | 781.1063 | 796.7284 | 812.6629 | 1140.4984 | 1171.5199 | 1201.6672 | 1231.2179 | 1260.0162 | 1287.2191 | 1314.2799 | 1342.7213 | 1371.8303 | 1401.6956 | 33324.7029 | 66949.3282 | 100878.9078 | 135118.5401 | 169673.3907 | 204548.6931 | 239749.7504 | 275281.9357 | 311150.6931 | 347361.539 | 33324.7029 | 66949.3282 | 100878.9078 | 135118.5401 | 169673.3907 | 204548.6931 | 239749.7504 | 275281.9357 | 311150.6931 | 347361.539 | 30296.7888 | 60866.2488 | 91354.2976 | 121753.7605 | 152145.9358 | 182512.17 | 212849.0711 | 243156.7691 | 273450.9647 | 303738.4083 | 30296.7888 | 30569.4599 | 30488.0488 | 30399.4629 | 30392.1753 | 30366.2341 | 30336.9011 | 30307.698 | 30294.1955 | 30287.4437
LI ¦ HE Storage Water Heating | NEW | R_Low Income Multi-Residential | Greater Toronto Area | Water Heating | Low Income | LI ¦Water Heater | Water heater | 16 | 0.33577 | 0.34238 | 0.34733 | 0.35092 | 0.35302 | 0.35301 | 0.3524 | 0.3524 | 0.3524 | 0.3524 | 181.3135 | 188.5842 | 195.1372 | 201.0942 | 206.3476 | 210.4644 | 214.3046 | 218.5908 | 222.961 | 227.4234 | 540 | 550.8 | 561.816 | 573.0523 | 584.5134 | 596.2036 | 608.1277 | 620.2903 | 632.6961 | 645.35 | -358.6865 | -362.2158 | -366.6788 | -371.9581 | -378.1658 | -385.7393 | -393.8232 | -401.6995 | -409.7351 | -417.9265 | 80711.9578 | 162150.3233 | 244327.2839 | 327255.1877 | 410946.5455 | 495414.0333 | 580670.4949 | 666728.9435 | 753602.5652 | 841304.7204 | 0 | 0 | 0 | 0 | 0 | 0 | 0 | 0 | 0 | 0 | 0 | 0 | 0 | 0 | 0 | 0 | 0 | 0 | 0 | 0 | 0 | 0 | 0 | 0 | 0 | 0 | 0 | 0 | 0 | 0
LI ¦ Low Flow Showerhead ¦ New | NEW | R_Low Income Multi-Residential | Greater Toronto Area | Water Heating | Low Income | NA | Showers | 10 | 30.0259 | 30.1976 | 30.3333 | 30.4398 | 30.5146 | 30.5411 | 30.5569 | 30.5925 | 30.6333 | 30.6783 | 503.2341 | 516.2335 | 528.9258 | 541.3968 | 553.5832 | 565.1448 | 576.7461 | 588.9659 | 601.5469 | 614.4783 | 16.76 | 17.0952 | 17.4371 | 17.7858 | 18.1416 | 18.5044 | 18.8745 | 19.252 | 19.637 | 20.0298 | 486.4741 | 499.1383 | 511.4887 | 523.6109 | 535.4417 | 546.6404 | 557.8717 | 569.7139 | 581.9098 | 594.4485 | 44308.4788 | 89015.7339 | 134128.4558 | 179653.4234 | 225597.5047 | 271967.6584 | 318770.9354 | 366014.4795 | 413705.5296 | 461851.4201 | 44308.4788 | 89015.7339 | 134128.4558 | 179653.4234 | 225597.5047 | 271967.6584 | 318770.9354 | 366014.4795 | 413705.5296 | 461851.4201 | 35446.783 | 71212.5871 | 108289.831 | 146593.0058 | 186047.8359 | 226588.3628 | 268155.8553 | 310698.0641 | 354168.606 | 398526.4223 | 35446.783 | 35765.8041 | 37077.2439 | 38303.1748 | 39454.8301 | 40540.5269 | 41567.4925 | 42542.2088 | 43470.5419 | 44357.8164
LI ¦ Programmable Thermostat - NEW | NEW | R_Low Income Multi-Residential | Greater Toronto Area | Space Heating/Ventilation | Low Income | NA | Thermostat | 15 | 3.4919 | 3.5272 | 3.5557 | 3.578 | 3.5933 | 3.5842 | 3.5841 | 3.5871 | 3.5901 | 3.5933 | 698.3894 | 719.5506 | 739.8666 | 759.3982 | 777.8997 | 791.4526 | 807.2453 | 824.0865 | 841.2846 | 858.8612 | 200 | 204 | 208.08 | 212.2416 | 216.4864 | 220.8162 | 225.2325 | 229.7371 | 234.3319 | 239.0185 | 498.3894 | 515.5506 | 531.7866 | 547.1566 | 561.4132 | 570.6364 | 582.0128 | 594.3493 | 606.9527 | 619.8427 | 89905.7334 | 180620.6184 | 272158.2307 | 364532.325 | 457756.8372 | 551845.8873 | 646813.7818 | 742675.0166 | 839444.2795 | 937136.453 | 89905.7334 | 180620.6184 | 272158.2307 | 364532.325 | 457756.8372 | 551845.8873 | 646813.7818 | 742675.0166 | 839444.2795 | 937136.453 | 71924.5867 | 144496.4947 | 219733.089 | 297460.1223 | 377528.057 | 459804.0535 | 544169.5142 | 630518.5989 | 718757.0555 | 808801.2048 | 71924.5867 | 72571.908 | 75236.5943 | 77727.0333 | 80067.9347 | 82275.9965 | 84365.4607 | 86349.0847 | 88238.4566 | 90044.1493
LI ¦ Tankless Water Heater | NEW | R_Low Income Multi-Residential | Greater Toronto Area | Water Heating | Low Income | LI ¦Water Heater | DHW tank | 18 | 0.54447 | 0.55437 | 0.56178 | 0.56715 | 0.5703 | 0.57028 | 0.56937 | 0.56937 | 0.56936 | 0.56937 | 408.3517 | 424.0931 | 438.3556 | 451.397 | 462.9848 | 472.2225 | 480.9035 | 490.5208 | 500.3261 | 510.3413 | 750 | 765 | 780.3 | 795.906 | 811.8241 | 828.0606 | 844.6218 | 861.5143 | 878.7445 | 896.3194 | -341.6483 | -340.9069 | -341.9444 | -344.509 | -348.8393 | -355.8381 | -363.7183 | -370.9934 | -378.4184 | -385.9782 | 167805.2418 | 337120.7307 | 507971.8055 | 680384.1383 | 854383.7402 | 1029996.9654 | 1207250.5164 | 1386171.4492 | 1566787.178 | 1749125.4803 | 0 | 0 | 0 | 0 | 0 | 0 | 0 | 0 | 0 | 0 | 0 | 0 | 0 | 0 | 0 | 0 | 0 | 0 | 0 | 0 | 0 | 0 | 0 | 0 | 0 | 0 | 0 | 0 | 0 | 0
LI ¦ 90 AFUE Furnace Early Replcmnt. BA 60% AFUE | RET | R_Low Income Multi-Residential | Greater Toronto Area | Space Heating/Ventilation | Low Income | NA | Furnace | 3 | 0.72898 | 0.77517 | 0.85082 | 0.89758 | 0.92396 | 0.89986 | 0.89381 | 0.89382 | 0.89384 | 0.89379 | 377.6093 | 409.5693 | 458.5322 | 493.4051 | 518.0661 | 514.6433 | 521.404 | 531.8376 | 542.4895 | 553.3103 | 518 | 528.36 | 538.9272 | 549.7057 | 560.6999 | 571.9139 | 583.3521 | 595.0192 | 606.9196 | 619.058 | -140.3907 | -118.7907 | -80.395 | -56.3006 | -42.6337 | -57.2705 | -61.9481 | -63.1815 | -64.4301 | -65.7477 | 3171914.7251 | 3156055.1514 | 3140274.8757 | 3124573.5013 | 3108950.6338 | 3093405.8806 | 3077938.8512 | 3062549.157 | 3047236.4112 | 3032000.2291 | 3171914.7251 | 3156055.1514 | 3140274.8757 | 3124573.5013 | 3108950.6338 | 3093405.8806 | 3077938.8512 | 3062549.157 | 3047236.4112 | 3032000.2291 | 60596.2589 | 125645.4703 | 195216.5195 | 269326.215 | 347930.6851 | 430917.3647 | 518098.1169 | 609204.0928 | 703882.9434 | 801698.9597 | 60596.2589 | 65049.2114 | 69571.0492 | 74109.6955 | 78604.4702 | 82986.6796 | 87180.7522 | 91105.9758 | 94678.8506 | 97816.0162
LI ¦ HVAC Zone Control | RET | R_Low Income Multi-Residential | Greater Toronto Area | Space Heating/Ventilation | Low Income | NA | Residence | 20 | 0.71458 | 0.72335 | 0.73037 | 0.73575 | 0.7393 | 0.7366 | 0.73613 | 0.73643 | 0.73673 | 0.73704 | 714.5787 | 737.8196 | 759.8742 | 780.7868 | 800.2387 | 813.2673 | 828.9971 | 845.922 | 863.1928 | 880.8288 | 1000 | 1020 | 1040.4 | 1061.208 | 1082.4322 | 1104.0808 | 1126.1624 | 1148.6857 | 1171.6594 | 1195.0926 | -285.4213 | -282.1804 | -280.5258 | -280.4212 | -282.1934 | -290.8135 | -297.1653 | -302.7637 | -308.4666 | -314.2638 | 5883198.4912 | 5853782.4987 | 5824513.5862 | 5795391.0183 | 5766414.0632 | 5737581.9929 | 5708894.0829 | 5680349.6125 | 5651947.8645 | 5623688.1251 | 5883198.4912 | 5853782.4987 | 5824513.5862 | 5795391.0183 | 5766414.0632 | 5737581.9929 | 5708894.0829 | 5680349.6125 | 5651947.8645 | 5623688.1251 | 31679.909 | 62488.6584 | 92091.0959 | 121704.1798 | 150816.8505 | 179337.9595 | 207253.6748 | 234628.8327 | 261416.3994 | 287666.5741 | 31679.909 | 30808.7494 | 29602.4375 | 29613.0839 | 29112.6707 | 28521.109 | 27915.7152 | 27375.1579 | 26787.5668 | 26250.1746
LI ¦ Low Flow Showerhead ¦ Retro | RET | R_Low Income Multi-Residential | Greater Toronto Area | Water Heating | Low Income | NA | Showers | 10 | 28.9127 | 29.0748 | 29.2032 | 29.304 | 29.3752 | 29.4008 | 29.4165 | 29.4509 | 29.4904 | 29.5339 | 484.5775 | 497.0402 | 509.2197 | 521.1966 | 532.912 | 544.0445 | 555.2211 | 566.9882 | 579.1037 | 591.5571 | 16.76 | 17.0952 | 17.4371 | 17.7858 | 18.1416 | 18.5044 | 18.8745 | 19.252 | 19.637 | 20.0298 | 467.8175 | 479.945 | 491.7826 | 503.4108 | 514.7704 | 525.5401 | 536.3466 | 547.7362 | 559.4666 | 571.5273 | 1000696.5273 | 995693.0446 | 990714.5794 | 985761.0065 | 980832.2015 | 975928.0405 | 971048.4003 | 966193.1583 | 961362.1925 | 956555.3815 | 1000696.5273 | 995693.0446 | 990714.5794 | 985761.0065 | 980832.2015 | 975928.0405 | 971048.4003 | 966193.1583 | 961362.1925 | 956555.3815 | 19117.3065 | 39639.4596 | 61588.192 | 84968.8063 | 109767.4618 | 135948.6455 | 163453.0028 | 192195.7155 | 222065.6222 | 252925.2626 | 19117.3065 | 20522.1532 | 21948.7324 | 23380.6143 | 24798.6554 | 26181.1837 | 27504.3573 | 28742.7127 | 29869.9067 | 30859.6404
LI ¦ Programmable Thermostat - RET | RET | R_Low Income Multi-Residential | Greater Toronto Area | Space Heating/Ventilation | Low Income | NA | Thermostat | 15 | 2.7876 | 2.8233 | 2.8518 | 2.8739 | 2.8887 | 2.8782 | 2.8768 | 2.8787 | 2.8805 | 2.8824 | 836.2769 | 863.9156 | 890.1159 | 914.9534 | 938.0384 | 953.3224 | 971.9276 | 992.001 | 1012.489 | 1033.4155 | 300 | 306 | 312.12 | 318.3624 | 324.7296 | 331.2242 | 337.8487 | 344.6057 | 351.4978 | 358.5278 | 536.2769 | 557.9156 | 577.9959 | 596.591 | 613.3088 | 622.0981 | 634.0789 | 647.3953 | 660.9912 | 674.8877 | 4992510.0866 | 4967547.5362 | 4942709.7985 | 4917996.2495 | 4893406.2683 | 4868939.2369 | 4844594.5407 | 4820371.568 | 4796269.7102 | 4772288.3617 | 4992510.0866 | 4967547.5362 | 4942709.7985 | 4917996.2495 | 4893406.2683 | 4868939.2369 | 4844594.5407 | 4820371.568 | 4796269.7102 | 4772288.3617 | 95376.9127 | 197762.655 | 307265.6509 | 423912.3562 | 547633.7183 | 678252.5624 | 815472.7661 | 958871.1682 | 1107893.181 | 1261853.0098 | 95376.9127 | 102385.7424 | 109502.9959 | 116646.7053 | 123721.3621 | 130618.8441 | 137220.2037 | 143398.4021 | 149022.0128 | 153959.8287
LI ¦ Behavioural Mailed Reports | ROB | R_Low Income Multi-Residential | Greater Toronto Area | Cross Cutting/Behavioural | Low Income | NA | Residential Households | 3 | 1.418 | 1.5078 | 1.6497 | 1.7391 | 1.7896 | 1.7471 | 1.7352 | 1.7352 | 1.7353 | 1.7354 | 10.9899 | 11.9188 | 13.3019 | 14.3033 | 15.0124 | 14.9493 | 15.1448 | 15.4475 | 15.7571 | 16.0734 | 7.75 | 7.905 | 8.0631 | 8.2244 | 8.3888 | 8.5566 | 8.7278 | 8.9023 | 9.0804 | 9.262 | 3.2399 | 4.0138 | 5.2388 | 6.079 | 6.6235 | 6.3927 | 6.417 | 6.5452 | 6.6768 | 6.8114 | 1522025.6358 | 1514415.5076 | 1506843.4301 | 1499309.2129 | 1491812.6669 | 1484353.6035 | 1476931.8355 | 1469547.1763 | 1462199.4405 | 1454888.4433 | 1522025.6358 | 1514415.5076 | 1506843.4301 | 1499309.2129 | 1491812.6669 | 1484353.6035 | 1476931.8355 | 1469547.1763 | 1462199.4405 | 1454888.4433 | 405394.205 | 679559.0678 | 868648.3719 | 1002263.8371 | 1099371.6144 | 1172137.8383 | 1228390.6456 | 1273192.006 | 1309838.7849 | 1340499.8756 | 405394.205 | 274164.8627 | 189089.3042 | 133615.4652 | 97107.7773 | 72766.2239 | 56252.8073 | 44801.3604 | 36646.7788 | 30661.0907
LI ¦ Combination Space Water Heating | ROB | R_Low Income Multi-Residential | Greater Toronto Area | Water Heating | Low Income | LI ¦Water Heater | Residence | 20 | 2.6772 | 2.689 | 2.6985 | 2.7062 | 2.7119 | 2.7145 | 2.7162 | 2.719 | 2.7218 | 2.7248 | 1820.4984 | 1865.1199 | 1909.1392 | 1952.8393 | 1996.0701 | 2037.9941 | 2080.0704 | 2123.8276 | 2168.5586 | 2214.3586 | 680 | 693.6 | 707.472 | 721.6214 | 736.0539 | 750.7749 | 765.7904 | 781.1063 | 796.7284 | 812.6629 | 1140.4984 | 1171.5199 | 1201.6672 | 1231.2179 | 1260.0162 | 1287.2191 | 1314.2799 | 1342.7213 | 1371.8303 | 1401.6956 | 1745162.0753 | 1736436.2649 | 1727754.0836 | 1719115.3132 | 1710519.7366 | 1701967.1379 | 1693457.3022 | 1684990.0157 | 1676565.0656 | 1668182.2403 | 1745162.0753 | 1736436.2649 | 1727754.0836 | 1719115.3132 | 1710519.7366 | 1701967.1379 | 1693457.3022 | 1684990.0157 | 1676565.0656 | 1668182.2403 | 89046.5512 | 173040.8052 | 252267.0905 | 327250.8204 | 398194.0366 | 465330.8049 | 528891.1381 | 589136.7526 | 646287.3228 | 700571.0324 | 89046.5512 | 83994.2541 | 79226.2853 | 74983.7299 | 70943.2162 | 67136.7682 | 63560.3333 | 60245.6145 | 57150.5702 | 54283.7096
LI ¦ HE Storage Water Heating | ROB | R_Low Income Multi-Residential | Greater Toronto Area | Water Heating | Low Income | LI ¦Water Heater | Water heater | 16 | 0.33577 | 0.34238 | 0.34733 | 0.35092 | 0.35302 | 0.35301 | 0.3524 | 0.3524 | 0.3524 | 0.3524 | 181.3135 | 188.5842 | 195.1372 | 201.0942 | 206.3476 | 210.4644 | 214.3046 | 218.5908 | 222.961 | 227.4234 | 540 | 550.8 | 561.816 | 573.0523 | 584.5134 | 596.2036 | 608.1277 | 620.2903 | 632.6961 | 645.35 | -358.6865 | -362.2158 | -366.6788 | -371.9581 | -378.1658 | -385.7393 | -393.8232 | -401.6995 | -409.7351 | -417.9265 | 4226757.7923 | 4205624.0033 | 4184595.8833 | 4163672.9039 | 4142854.5394 | 4122140.2667 | 4101529.5653 | 4081021.9175 | 4060616.8079 | 4040313.7239 | 0 | 0 | 0 | 0 | 0 | 0 | 0 | 0 | 0 | 0 | 0 | 0 | 0 | 0 | 0 | 0 | 0 | 0 | 0 | 0 | 0 | 0 | 0 | 0 | 0 | 0 | 0 | 0 | 0 | 0
LI ¦ Tankless Water Heater | ROB | R_Low Income Multi-Residential | Greater Toronto Area | Water Heating | Low Income | LI ¦Water Heater | DHW tank | 18 | 0.54447 | 0.55437 | 0.56178 | 0.56715 | 0.5703 | 0.57028 | 0.56937 | 0.56937 | 0.56936 | 0.56937 | 408.3517 | 424.0931 | 438.3556 | 451.397 | 462.9848 | 472.2225 | 480.9035 | 490.5208 | 500.3261 | 510.3413 | 750 | 765 | 780.3 | 795.906 | 811.8241 | 828.0606 | 844.6218 | 861.5143 | 878.7445 | 896.3194 | -341.6483 | -340.9069 | -341.9444 | -344.509 | -348.8393 | -355.8381 | -363.7183 | -370.9934 | -378.4184 | -385.9782 | 8787695.5564 | 8743757.0787 | 8700038.2933 | 8656538.1018 | 8613255.4113 | 8570189.1342 | 8527338.1886 | 8484701.4976 | 8442277.9901 | 8400066.6002 | 0 | 0 | 0 | 0 | 0 | 0 | 0 | 0 | 0 | 0 | 0 | 0 | 0 | 0 | 0 | 0 | 0 | 0 | 0 | 0 | 0 | 0 | 0 | 0 | 0 | 0 | 0 | 0 | 0 | 0
LI ¦ Behavioural Mailed Reports | NEW | R_Low IncomeTownhomes & Semi-detached | Greater Toronto Area | Cross Cutting/Behavioural | Low Income | NA | Residential Households | 3 | 1.418 | 1.5078 | 1.6497 | 1.7391 | 1.7896 | 1.7471 | 1.7352 | 1.7352 | 1.7353 | 1.7354 | 10.9899 | 11.9188 | 13.3019 | 14.3033 | 15.0124 | 14.9493 | 15.1448 | 15.4475 | 15.7571 | 16.0734 | 7.75 | 7.905 | 8.0631 | 8.2244 | 8.3888 | 8.5566 | 8.7278 | 8.9023 | 9.0804 | 9.262 | 3.2399 | 4.0138 | 5.2388 | 6.079 | 6.6235 | 6.3927 | 6.417 | 6.5452 | 6.6768 | 6.8114 | 19046.8674 | 38265.1566 | 57657.7437 | 77227.5426 | 96977.5058 | 116910.6245 | 137029.9298 | 157338.4925 | 177839.4244 | 198535.8784 | 19046.8674 | 38265.1566 | 57657.7437 | 77227.5426 | 96977.5058 | 116910.6245 | 137029.9298 | 157338.4925 | 177839.4244 | 198535.8784 | 15237.4939 | 30612.1253 | 46267.3699 | 62285.7097 | 78713.5157 | 95572.7788 | 112869.9923 | 130602.2576 | 148761.2727 | 167335.865 | 15237.4939 | 15374.6314 | 15655.2446 | 16018.3398 | 16427.806 | 16859.2631 | 17297.2135 | 17732.2653 | 18159.0151 | 18574.5923
LI ¦ Combination Space Water Heating | NEW | R_Low IncomeTownhomes & Semi-detached | Greater Toronto Area | Water Heating | Low Income | LI ¦Water Heater | Residence | 20 | 2.6772 | 2.689 | 2.6985 | 2.7062 | 2.7119 | 2.7145 | 2.7162 | 2.719 | 2.7218 | 2.7248 | 1820.4984 | 1865.1199 | 1909.1392 | 1952.8393 | 1996.0701 | 2037.9941 | 2080.0704 | 2123.8276 | 2168.5586 | 2214.3586 | 680 | 693.6 | 707.472 | 721.6214 | 736.0539 | 750.7749 | 765.7904 | 781.1063 | 796.7284 | 812.6629 | 1140.4984 | 1171.5199 | 1201.6672 | 1231.2179 | 1260.0162 | 1287.2191 | 1314.2799 | 1342.7213 | 1371.8303 | 1401.6956 | 21839.2318 | 43875.0166 | 66110.6523 | 88549.4799 | 111194.8848 | 134050.2967 | 157119.191 | 180405.0889 | 203911.5581 | 227642.214 | 21839.2318 | 43875.0166 | 66110.6523 | 88549.4799 | 111194.8848 | 134050.2967 | 157119.191 | 180405.0889 | 203911.5581 | 227642.214 | 19854.8985 | 39888.491 | 59868.7311 | 79790.9167 | 99708.3263 | 119608.7355 | 139489.9215 | 159351.9692 | 179205.1682 | 199053.9423 | 19854.8985 | 20033.5926 | 19980.2401 | 19922.1856 | 19917.4097 | 19900.4092 | 19881.1859 | 19862.0478 | 19853.1989 | 19848.7741
LI ¦ Drain Water Heat Recovery ¦ New | NEW | R_Low IncomeTownhomes & Semi-detached | Greater Toronto Area | Water Heating | Low Income | NA | DHW tank | 20 | 0.36426 | 0.37045 | 0.37509 | 0.37844 | 0.38042 | 0.3804 | 0.37983 | 0.37984 | 0.37983 | 0.37984 | 254.9818 | 264.5039 | 273.1676 | 281.1253 | 288.2439 | 293.9954 | 299.4288 | 305.4179 | 311.5251 | 317.7626 | 700 | 714 | 728.28 | 742.8456 | 757.7025 | 772.8566 | 788.3137 | 804.08 | 820.1616 | 836.5648 | -445.0182 | -449.4961 | -455.1124 | -461.7203 | -469.4586 | -478.8611 | -488.8848 | -498.662 | -508.6364 | -518.8022 | 66915.9524 | 134434.1483 | 202564.6922 | 271317.8213 | 340703.9081 | 410733.4619 | 481417.131 | 552765.7044 | 624790.1143 | 697501.4374 | 0 | 0 | 0 | 0 | 0 | 0 | 0 | 0 | 0 | 0 | 0 | 0 | 0 | 0 | 0 | 0 | 0 | 0 | 0 | 0 | 0 | 0 | 0 | 0 | 0 | 0 | 0 | 0 | 0 | 0
LI ¦ Energy Star Home ¦ New | NEW | R_Low IncomeTownhomes & Semi-detached | Greater Toronto Area | Space Heating/Ventilation | Low Income | NA | Residential Households | 25 | 1.8786 | 1.8975 | 1.9126 | 1.9242 | 1.9319 | 1.9264 | 1.9255 | 1.9264 | 1.9272 | 1.9281 | 6011.5144 | 6193.3002 | 6367.453 | 6534.3348 | 6691.8073 | 6805.9401 | 6939.0456 | 7080.8741 | 7225.6205 | 7373.4446 | 3200 | 3264 | 3329.28 | 3395.8656 | 3463.7829 | 3533.0586 | 3603.7197 | 3675.7941 | 3749.31 | 3824.2962 | 2811.5144 | 2929.3002 | 3038.173 | 3138.4692 | 3228.0244 | 3272.8815 | 3335.3259 | 3405.08 | 3476.3105 | 3549.1484 | 0 | 0 | 0 | 0 | 0 | 0 | 0 | 0 | 0 | 0 | 0 | 0 | 0 | 0 | 0 | 0 | 0 | 0 | 0 | 0 | 0 | 0 | 0 | 0 | 0 | 0 | 0 | 0 | 0 | 0 | 0 | 0 | 0 | 0 | 0 | 0 | 0 | 0 | 0 | 0
LI ¦ HE Storage Water Heating | NEW | R_Low IncomeTownhomes & Semi-detached | Greater Toronto Area | Water Heating | Low Income | LI ¦Water Heater | Water heater | 16 | 0.33577 | 0.34238 | 0.34733 | 0.35092 | 0.35302 | 0.35301 | 0.3524 | 0.3524 | 0.3524 | 0.3524 | 181.3135 | 188.5842 | 195.1372 | 201.0942 | 206.3476 | 210.4644 | 214.3046 | 218.5908 | 222.961 | 227.4234 | 540 | 550.8 | 561.816 | 573.0523 | 584.5134 | 596.2036 | 608.1277 | 620.2903 | 632.6961 | 645.35 | -358.6865 | -362.2158 | -366.6788 | -371.9581 | -378.1658 | -385.7393 | -393.8232 | -401.6995 | -409.7351 | -417.9265 | 52894.3096 | 106264.6679 | 160119.0621 | 214465.5844 | 269312.4337 | 324667.9172 | 380540.452 | 436938.5663 | 493870.9015 | 551346.2134 | 0 | 0 | 0 | 0 | 0 | 0 | 0 | 0 | 0 | 0 | 0 | 0 | 0 | 0 | 0 | 0 | 0 | 0 | 0 | 0 | 0 | 0 | 0 | 0 | 0 | 0 | 0 | 0 | 0 | 0
LI ¦ Low Flow Showerhead ¦ New | NEW | R_Low IncomeTownhomes & Semi-detached | Greater Toronto Area | Water Heating | Low Income | NA | Showers | 10 | 30.0259 | 30.1976 | 30.3333 | 30.4398 | 30.5146 | 30.5411 | 30.5569 | 30.5925 | 30.6333 | 30.6783 | 503.2341 | 516.2335 | 528.9258 | 541.3968 | 553.5832 | 565.1448 | 576.7461 | 588.9659 | 601.5469 | 614.4783 | 16.76 | 17.0952 | 17.4371 | 17.7858 | 18.1416 | 18.5044 | 18.8745 | 19.252 | 19.637 | 20.0298 | 486.4741 | 499.1383 | 511.4887 | 523.6109 | 535.4417 | 546.6404 | 557.8717 | 569.7139 | 581.9098 | 594.4485 | 29037.4122 | 58336.1612 | 87900.6315 | 117735.2656 | 147844.5644 | 178233.0884 | 208905.4582 | 239866.3557 | 271120.5246 | 302672.7717 | 29037.4122 | 58336.1612 | 87900.6315 | 117735.2656 | 147844.5644 | 178233.0884 | 208905.4582 | 239866.3557 | 271120.5246 | 302672.7717 | 23229.9298 | 46668.929 | 70967.3758 | 96069.2323 | 121925.8223 | 148493.92 | 175735.0361 | 203614.9292 | 232103.2024 | 261172.9479 | 23229.9298 | 23438.9992 | 24298.4469 | 25101.8565 | 25856.59 | 26568.0977 | 27241.1161 | 27879.8931 | 28488.2731 | 29069.7455
LI ¦ Programmable Thermostat - NEW | NEW | R_Low IncomeTownhomes & Semi-detached | Greater Toronto Area | Space Heating/Ventilation | Low Income | NA | Thermostat | 15 | 3.4919 | 3.5272 | 3.5557 | 3.578 | 3.5933 | 3.5842 | 3.5841 | 3.5871 | 3.5901 | 3.5933 | 698.3894 | 719.5506 | 739.8666 | 759.3982 | 777.8997 | 791.4526 | 807.2453 | 824.0865 | 841.2846 | 858.8612 | 200 | 204 | 208.08 | 212.2416 | 216.4864 | 220.8162 | 225.2325 | 229.7371 | 234.3319 | 239.0185 | 498.3894 | 515.5506 | 531.7866 | 547.1566 | 561.4132 | 570.6364 | 582.0128 | 594.3493 | 606.9527 | 619.8427 | 58919.4194 | 118369.1136 | 178357.9793 | 238895.0307 | 299989.4006 | 361650.3425 | 423887.2322 | 486709.5693 | 550126.9797 | 614149.2163 | 58919.4194 | 118369.1136 | 178357.9793 | 238895.0307 | 299989.4006 | 361650.3425 | 423887.2322 | 486709.5693 | 550126.9797 | 614149.2163 | 47135.5355 | 94695.2908 | 144001.3394 | 194939.4887 | 247411.7399 | 301331.0369 | 356619.6573 | 413208.2389 | 471035.0141 | 530045.1439 | 47135.5355 | 47559.7553 | 49306.0486 | 50938.1493 | 52472.2512 | 53919.297 | 55288.6204 | 56588.5817 | 57826.7752 | 59010.1298
LI ¦ Tankless Water Heater | NEW | R_Low IncomeTownhomes & Semi-detached | Greater Toronto Area | Water Heating | Low Income | LI ¦Water Heater | DHW tank | 18 | 0.54447 | 0.55437 | 0.56178 | 0.56715 | 0.5703 | 0.57028 | 0.56937 | 0.56937 | 0.56936 | 0.56937 | 408.3517 | 424.0931 | 438.3556 | 451.397 | 462.9848 | 472.2225 | 480.9035 | 490.5208 | 500.3261 | 510.3413 | 750 | 765 | 780.3 | 795.906 | 811.8241 | 828.0606 | 844.6218 | 861.5143 | 878.7445 | 896.3194 | -341.6483 | -340.9069 | -341.9444 | -344.509 | -348.8393 | -355.8381 | -363.7183 | -370.9934 | -378.4184 | -385.9782 | 109970.5997 | 220930.9348 | 332897.6109 | 445887.4522 | 559917.5049 | 675005.0402 | 791167.5575 | 908422.7879 | 1026788.6971 | 1146283.489 | 0 | 0 | 0 | 0 | 0 | 0 | 0 | 0 | 0 | 0 | 0 | 0 | 0 | 0 | 0 | 0 | 0 | 0 | 0 | 0 | 0 | 0 | 0 | 0 | 0 | 0 | 0 | 0 | 0 | 0
LI ¦ Triple Glazed Low-E Argon Windows ¦ New | NEW | R_Low IncomeTownhomes & Semi-detached | Greater Toronto Area | Space Heating/Ventilation | Low Income | NA | Residential Households | 30 | 0.60329 | 0.61916 | 0.63162 | 0.6409 | 0.64656 | 0.64025 | 0.63821 | 0.63759 | 0.63694 | 0.63625 | 455.4855 | 476.8133 | 496.1356 | 513.4928 | 528.3948 | 533.7009 | 542.6413 | 552.957 | 563.442 | 574.0892 | 755 | 770.1 | 785.502 | 801.212 | 817.2363 | 833.581 | 850.2526 | 867.2577 | 884.6028 | 902.2949 | -299.5145 | -293.2867 | -289.3664 | -287.7192 | -288.8415 | -299.8801 | -307.6113 | -314.3007 | -321.1608 | -328.2057 | 150831.9972 | 303021.4824 | 456591.2312 | 611564.3193 | 767964.1265 | 925814.3415 | 1085138.966 | 1245962.319 | 1408309.042 | 1572204.1028 | 0 | 0 | 0 | 0 | 0 | 0 | 0 | 0 | 0 | 0 | 0 | 0 | 0 | 0 | 0 | 0 | 0 | 0 | 0 | 0 | 0 | 0 | 0 | 0 | 0 | 0 | 0 | 0 | 0 | 0
LI ¦ 90 AFUE Furnace Early Replcmnt. BA 60% AFUE | RET | R_Low IncomeTownhomes & Semi-detached | Greater Toronto Area | Space Heating/Ventilation | Low Income | NA | Furnace | 3 | 0.72898 | 0.77517 | 0.85082 | 0.89758 | 0.92396 | 0.89986 | 0.89381 | 0.89382 | 0.89384 | 0.89379 | 377.6093 | 409.5693 | 458.5322 | 493.4051 | 518.0661 | 514.6433 | 521.404 | 531.8376 | 542.4895 | 553.3103 | 518 | 528.36 | 538.9272 | 549.7057 | 560.6999 | 571.9139 | 583.3521 | 595.0192 | 606.9196 | 619.058 | -140.3907 | -118.7907 | -80.395 | -56.3006 | -42.6337 | -57.2705 | -61.9481 | -63.1815 | -64.4301 | -65.7477 | 2078703.6258 | 2068310.1077 | 2057968.5571 | 2047678.7144 | 2037440.3208 | 2027253.1192 | 2017116.8536 | 2007031.2693 | 1996996.113 | 1987011.1324 | 2078703.6258 | 2068310.1077 | 2057968.5571 | 2047678.7144 | 2037440.3208 | 2027253.1192 | 2017116.8536 | 2007031.2693 | 1996996.113 | 1987011.1324 | 39711.5541 | 82341.3355 | 127934.4882 | 176502.0274 | 228015.202 | 282400.2428 | 339533.855 | 399239.8492 | 461287.3149 | 525390.7115 | 39711.5541 | 42629.7814 | 45593.1527 | 48567.5392 | 51513.1746 | 54385.0408 | 57133.6122 | 59705.9942 | 62047.4657 | 64103.3966
LI ¦ Above Grade Wall Insulation | RET | R_Low IncomeTownhomes & Semi-detached | Greater Toronto Area | Space Heating/Ventilation | Low Income | NA | Residential Households | 25 | 0.77205 | 0.78159 | 0.78919 | 0.79499 | 0.79876 | 0.79566 | 0.79501 | 0.7952 | 0.7954 | 0.79559 | 926.4647 | 956.6684 | 985.2861 | 1012.3776 | 1037.5196 | 1054.1673 | 1074.3716 | 1096.1274 | 1118.3192 | 1140.9666 | 1200 | 1224 | 1248.48 | 1273.4496 | 1298.9186 | 1324.897 | 1351.3949 | 1378.4228 | 1405.9913 | 1434.1111 | -273.5353 | -267.3316 | -263.1939 | -261.072 | -261.399 | -270.7296 | -277.0233 | -282.2954 | -287.6721 | -293.1445 | 3776771.3093 | 3757887.4528 | 3739098.0155 | 3720402.5254 | 3701800.5128 | 3683291.5102 | 3664875.0527 | 3646550.6774 | 3628317.924 | 3610176.3344 | 3776771.3093 | 3757887.4528 | 3739098.0155 | 3720402.5254 | 3701800.5128 | 3683291.5102 | 3664875.0527 | 3646550.6774 | 3628317.924 | 3610176.3344 | 22622.7792 | 44619.514 | 65738.5555 | 86822.5328 | 107506.0664 | 127608.6317 | 146990.4833 | 165849.2852 | 184222.5399 | 202142.1978 | 22622.7792 | 21996.7348 | 21119.0415 | 21083.9772 | 20683.5336 | 20102.5653 | 19381.8516 | 18858.802 | 18373.2547 | 17919.6579
LI ¦ Air Sealing ¦ Retro | RET | R_Low IncomeTownhomes & Semi-detached | Greater Toronto Area | Space Heating/Ventilation | Low Income | NA | Residential Households | 1 | 2.4785 | 2.6439 | 2.7932 | 2.9527 | 3.4371 | 3.2579 | 3.1977 | 3.1983 | 3.1986 | 3.198 | 49.569 | 53.9359 | 58.1202 | 62.6696 | 74.4084 | 71.939 | 72.0221 | 73.4768 | 74.9544 | 76.4375 | 20 | 20.4 | 20.808 | 21.2242 | 21.6486 | 22.0816 | 22.5232 | 22.9737 | 23.4332 | 23.9019 | 29.569 | 33.5359 | 37.3122 | 41.4454 | 52.7598 | 49.8574 | 49.4988 | 50.5031 | 51.5212 | 52.5356 | 5142528.2712 | 5116815.6298 | 5091231.5516 | 5065775.3939 | 5040446.5169 | 5015244.2843 | 4990168.0629 | 4965217.2226 | 4940391.1365 | 4915689.1808 | 5142528.2712 | 5116815.6298 | 5091231.5516 | 5065775.3939 | 5040446.5169 | 5015244.2843 | 4990168.0629 | 4965217.2226 | 4940391.1365 | 4915689.1808 | 98242.8601 | 203705.1557 | 316498.5687 | 436650.3499 | 564089.3718 | 698633.1357 | 839976.6212 | 987683.9517 | 1141183.8747 | 1299769.9883 | 98242.8601 | 105462.2956 | 112793.413 | 120151.7812 | 127439.0219 | 134543.7639 | 141343.4855 | 147707.3304 | 153499.923 | 158586.1136
LI ¦ Attic Insulation | RET | R_Low IncomeTownhomes & Semi-detached | Greater Toronto Area | Space Heating/Ventilation | Low Income | NA | Residential Households | 25 | 1.597 | 1.6176 | 1.6339 | 1.6464 | 1.6544 | 1.6476 | 1.6462 | 1.6465 | 1.6468 | 1.6472 | 926.2846 | 956.9532 | 985.948 | 1013.3297 | 1038.6547 | 1055.0965 | 1075.2302 | 1096.9598 | 1119.1224 | 1141.7365 | 580 | 591.6 | 603.432 | 615.5006 | 627.8107 | 640.3669 | 653.1742 | 666.2377 | 679.5624 | 693.1537 | 346.2846 | 365.3532 | 382.516 | 397.8291 | 410.844 | 414.7296 | 422.056 | 430.7221 | 439.56 | 448.5828 | 1547824.7433 | 1540085.6196 | 1532385.1915 | 1524723.2655 | 1517099.6492 | 1509514.151 | 1501966.5802 | 1494456.7473 | 1486984.4636 | 1479549.5413 | 1547824.7433 | 1540085.6196 | 1532385.1915 | 1524723.2655 | 1517099.6492 | 1509514.151 | 1501966.5802 | 1494456.7473 | 1486984.4636 | 1479549.5413 | 29569.6439 | 61312.2308 | 95261.3753 | 131425.2796 | 169782.5352 | 210278.2128 | 252820.5057 | 297278.2216 | 343479.4219 | 391211.4902 | 29569.6439 | 31742.5869 | 33949.1445 | 36163.9042 | 38357.2556 | 40495.6776 | 42542.2929 | 44457.7159 | 46201.2003 | 47732.0683
LI ¦ Basement Insulation | RET | R_Low IncomeTownhomes & Semi-detached | Greater Toronto Area | Space Heating/Ventilation | Low Income | NA | Residential Households | 25 | 1.2955 | 1.3134 | 1.3277 | 1.3385 | 1.3455 | 1.3394 | 1.338 | 1.3381 | 1.3383 | 1.3385 | 2142.687 | 2215.8269 | 2284.6835 | 2349.4016 | 2408.8603 | 2445.9476 | 2492.2105 | 2542.373 | 2593.5234 | 2645.6993 | 1654 | 1687.08 | 1720.8216 | 1755.238 | 1790.3428 | 1826.1496 | 1862.6726 | 1899.9261 | 1937.9246 | 1976.6831 | 488.687 | 528.7469 | 563.8619 | 594.1635 | 618.5175 | 619.7979 | 629.5379 | 642.4469 | 655.5988 | 669.0162 | 7182161.7563 | 7146250.9475 | 7110519.6928 | 7074967.0943 | 7039592.2589 | 7004394.2976 | 6969372.3261 | 6934525.4645 | 6899852.8371 | 6865353.5729 | 7182161.7563 | 7146250.9475 | 7110519.6928 | 7074967.0943 | 7039592.2589 | 7004394.2976 | 6969372.3261 | 6934525.4645 | 6899852.8371 | 6865353.5729 | 137208.0182 | 284498.8499 | 442028.4724 | 609834.9447 | 787818.9287 | 975725.5429 | 1173128.7894 | 1379419.9139 | 1593801.0934 | 1815285.7524 | 137208.0182 | 147290.8317 | 157529.6225 | 167806.4724 | 177983.9839 | 187906.6142 | 197403.2465 | 206291.1245 | 214381.1795 | 221484.6589
LI ¦ Drain Water Heat Recovery ¦ Retro | RET | R_Low IncomeTownhomes & Semi-detached | Greater Toronto Area | Water Heating | Low Income | NA | DHW tank | 20 | 0.28331 | 0.28813 | 0.29173 | 0.29435 | 0.29588 | 0.29587 | 0.29543 | 0.29543 | 0.29543 | 0.29543 | 254.9818 | 264.5039 | 273.1676 | 281.1253 | 288.2439 | 293.9954 | 299.4288 | 305.4179 | 311.5251 | 317.7626 | 900 | 918 | 936.36 | 955.0872 | 974.1889 | 993.6727 | 1013.5462 | 1033.8171 | 1054.4934 | 1075.5833 | -645.0182 | -653.4961 | -663.1924 | -673.9619 | -685.9451 | -699.6773 | -714.1173 | -728.3992 | -742.9683 | -757.8208 | 3504282.7692 | 3486761.3554 | 3469327.5486 | 3451980.9108 | 3434721.0063 | 3417547.4013 | 3400459.6643 | 3383457.3659 | 3366540.0791 | 3349707.3787 | 0 | 0 | 0 | 0 | 0 | 0 | 0 | 0 | 0 | 0 | 0 | 0 | 0 | 0 | 0 | 0 | 0 | 0 | 0 | 0 | 0 | 0 | 0 | 0 | 0 | 0 | 0 | 0 | 0 | 0
LI ¦ HVAC Zone Control | RET | R_Low IncomeTownhomes & Semi-detached | Greater Toronto Area | Space Heating/Ventilation | Low Income | NA | Residence | 20 | 0.71458 | 0.72335 | 0.73037 | 0.73575 | 0.7393 | 0.7366 | 0.73613 | 0.73643 | 0.73673 | 0.73704 | 714.5787 | 737.8196 | 759.8742 | 780.7868 | 800.2387 | 813.2673 | 828.9971 | 845.922 | 863.1928 | 880.8288 | 1000 | 1020 | 1040.4 | 1061.208 | 1082.4322 | 1104.0808 | 1126.1624 | 1148.6857 | 1171.6594 | 1195.0926 | -285.4213 | -282.1804 | -280.5258 | -280.4212 | -282.1934 | -290.8135 | -297.1653 | -302.7637 | -308.4666 | -314.2638 | 3855534.305 | 3836256.6335 | 3817075.3503 | 3797989.9735 | 3779000.0237 | 3760105.0236 | 3741304.4984 | 3722597.9759 | 3703984.9861 | 3685465.0611 | 3855534.305 | 3836256.6335 | 3817075.3503 | 3797989.9735 | 3779000.0237 | 3760105.0236 | 3741304.4984 | 3722597.9759 | 3703984.9861 | 3685465.0611 | 20761.3216 | 40951.7317 | 60351.5893 | 79758.4241 | 98837.3147 | 117528.5274 | 135822.9973 | 153763.2148 | 171318.3564 | 188521.3199 | 20761.3216 | 20190.4101 | 19399.8576 | 19406.8348 | 19078.8906 | 18691.2127 | 18294.4699 | 17940.2175 | 17555.1416 | 17202.9635
LI ¦ Low Flow Showerhead ¦ Retro | RET | R_Low IncomeTownhomes & Semi-detached | Greater Toronto Area | Water Heating | Low Income | NA | Showers | 10 | 28.9127 | 29.0748 | 29.2032 | 29.304 | 29.3752 | 29.4008 | 29.4165 | 29.4509 | 29.4904 | 29.5339 | 484.5775 | 497.0402 | 509.2197 | 521.1966 | 532.912 | 544.0445 | 555.2211 | 566.9882 | 579.1037 | 591.5571 | 16.76 | 17.0952 | 17.4371 | 17.7858 | 18.1416 | 18.5044 | 18.8745 | 19.252 | 19.637 | 20.0298 | 467.8175 | 479.945 | 491.7826 | 503.4108 | 514.7704 | 525.5401 | 536.3466 | 547.7362 | 559.4666 | 571.5273 | 655803.0968 | 652524.0813 | 649261.4609 | 646015.1536 | 642785.0779 | 639571.1525 | 636373.2967 | 633191.4302 | 630025.4731 | 626875.3457 | 655803.0968 | 652524.0813 | 649261.4609 | 646015.1536 | 642785.0779 | 639571.1525 | 636373.2967 | 633191.4302 | 630025.4731 | 626875.3457 | 12528.4624 | 25977.5863 | 40361.6141 | 55684.0209 | 71935.7362 | 89093.4867 | 107118.3745 | 125954.8144 | 145529.9572 | 165753.7185 | 12528.4624 | 13449.1239 | 14384.0278 | 15322.4068 | 16251.7153 | 17157.7505 | 18024.8879 | 18836.4399 | 19575.1427 | 20223.7613
LI ¦ Programmable Thermostat - RET | RET | R_Low IncomeTownhomes & Semi-detached | Greater Toronto Area | Space Heating/Ventilation | Low Income | NA | Thermostat | 15 | 2.7876 | 2.8233 | 2.8518 | 2.8739 | 2.8887 | 2.8782 | 2.8768 | 2.8787 | 2.8805 | 2.8824 | 836.2769 | 863.9156 | 890.1159 | 914.9534 | 938.0384 | 953.3224 | 971.9276 | 992.001 | 1012.489 | 1033.4155 | 300 | 306 | 312.12 | 318.3624 | 324.7296 | 331.2242 | 337.8487 | 344.6057 | 351.4978 | 358.5278 | 536.2769 | 557.9156 | 577.9959 | 596.591 | 613.3088 | 622.0981 | 634.0789 | 647.3953 | 660.9912 | 674.8877 | 3271824.6606 | 3255465.5373 | 3239188.2097 | 3222992.2686 | 3206877.3073 | 3190842.9207 | 3174888.7061 | 3159014.2626 | 3143219.1913 | 3127503.0953 | 3271824.6606 | 3255465.5373 | 3239188.2097 | 3222992.2686 | 3206877.3073 | 3190842.9207 | 3174888.7061 | 3159014.2626 | 3143219.1913 | 3127503.0953 | 62504.9383 | 129603.0895 | 201365.5088 | 277809.5341 | 358889.9118 | 444490.5311 | 534417.3291 | 628392.9887 | 726054.0626 | 826951.1175 | 62504.9383 | 67098.1512 | 71762.4193 | 76444.0252 | 81080.3777 | 85600.6193 | 89926.7981 | 93975.6596 | 97661.0739 | 100897.0549
LI ¦ Behavioural Mailed Reports | ROB | R_Low IncomeTownhomes & Semi-detached | Greater Toronto Area | Cross Cutting/Behavioural | Low Income | NA | Residential Households | 3 | 1.418 | 1.5078 | 1.6497 | 1.7391 | 1.7896 | 1.7471 | 1.7352 | 1.7352 | 1.7353 | 1.7354 | 10.9899 | 11.9188 | 13.3019 | 14.3033 | 15.0124 | 14.9493 | 15.1448 | 15.4475 | 15.7571 | 16.0734 | 7.75 | 7.905 | 8.0631 | 8.2244 | 8.3888 | 8.5566 | 8.7278 | 8.9023 | 9.0804 | 9.262 | 3.2399 | 4.0138 | 5.2388 | 6.079 | 6.6235 | 6.3927 | 6.417 | 6.5452 | 6.6768 | 6.8114 | 997454.3712 | 992467.0994 | 987504.7639 | 982567.2401 | 977654.4039 | 972766.1318 | 967902.3012 | 963062.7897 | 958247.4757 | 953456.2384 | 997454.3712 | 992467.0994 | 987504.7639 | 982567.2401 | 977654.4039 | 972766.1318 | 967902.3012 | 963062.7897 | 958247.4757 | 953456.2384 | 265673.7261 | 445346.745 | 569265.7832 | 656830.228 | 720469.4826 | 768156.5822 | 805021.6699 | 834382.0905 | 858398.4335 | 878492.076 | 265673.7261 | 179673.0189 | 123919.0383 | 87564.4448 | 63639.2546 | 47687.0996 | 36865.0877 | 29360.4206 | 24016.343 | 20093.6425
LI ¦ Combination Space Water Heating | ROB | R_Low IncomeTownhomes & Semi-detached | Greater Toronto Area | Water Heating | Low Income | LI ¦Water Heater | Residence | 20 | 2.6772 | 2.689 | 2.6985 | 2.7062 | 2.7119 | 2.7145 | 2.7162 | 2.719 | 2.7218 | 2.7248 | 1820.4984 | 1865.1199 | 1909.1392 | 1952.8393 | 1996.0701 | 2037.9941 | 2080.0704 | 2123.8276 | 2168.5586 | 2214.3586 | 680 | 693.6 | 707.472 | 721.6214 | 736.0539 | 750.7749 | 765.7904 | 781.1063 | 796.7284 | 812.6629 | 1140.4984 | 1171.5199 | 1201.6672 | 1231.2179 | 1260.0162 | 1287.2191 | 1314.2799 | 1342.7213 | 1371.8303 | 1401.6956 | 1143686.0849 | 1137967.6545 | 1132277.8162 | 1126616.4271 | 1120983.345 | 1115378.4283 | 1109801.5361 | 1104252.5284 | 1098731.2658 | 1093237.6095 | 1143686.0849 | 1137967.6545 | 1132277.8162 | 1126616.4271 | 1120983.345 | 1115378.4283 | 1109801.5361 | 1104252.5284 | 1098731.2658 | 1093237.6095 | 58356.3572 | 113401.7086 | 165322.3876 | 214462.7224 | 260955.12 | 304952.9748 | 346607.025 | 386088.7854 | 423542.219 | 459116.8652 | 58356.3572 | 55045.3513 | 51920.6791 | 49140.3347 | 46492.3977 | 43997.8548 | 41654.0502 | 39481.7604 | 37453.4336 | 35574.6462
LI ¦ HE Condensing Furnace | ROB | R_Low IncomeTownhomes & Semi-detached | Greater Toronto Area | Space Heating/Ventilation | Low Income | NA | Furnace | 18 | 0.22426 | 0.22845 | 0.23178 | 0.23429 | 0.23589 | 0.23443 | 0.23406 | 0.23407 | 0.23406 | 0.23406 | 396.2754 | 411.7523 | 426.0945 | 439.3335 | 451.1862 | 457.3564 | 465.7673 | 475.0893 | 484.5893 | 494.2744 | 1767 | 1802.34 | 1838.3868 | 1875.1545 | 1912.6576 | 1950.9108 | 1989.929 | 2029.7276 | 2070.3221 | 2111.7286 | -1370.7246 | -1390.5877 | -1412.2923 | -1435.8211 | -1461.4714 | -1493.5544 | -1524.1617 | -1554.6383 | -1585.7328 | -1617.4542 | 3927611.4147 | 3907973.3576 | 3888433.4908 | 3868991.3234 | 3849646.3668 | 3830398.1349 | 3811246.1442 | 3792189.9135 | 3773228.964 | 3754362.8191 | 0 | 0 | 0 | 0 | 0 | 0 | 0 | 0 | 0 | 0 | 0 | 0 | 0 | 0 | 0 | 0 | 0 | 0 | 0 | 0 | 0 | 0 | 0 | 0 | 0 | 0 | 0 | 0 | 0 | 0
LI ¦ HE Storage Water Heating | ROB | R_Low IncomeTownhomes & Semi-detached | Greater Toronto Area | Water Heating | Low Income | LI ¦Water Heater | Water heater | 16 | 0.33577 | 0.34238 | 0.34733 | 0.35092 | 0.35302 | 0.35301 | 0.3524 | 0.3524 | 0.3524 | 0.3524 | 181.3135 | 188.5842 | 195.1372 | 201.0942 | 206.3476 | 210.4644 | 214.3046 | 218.5908 | 222.961 | 227.4234 | 540 | 550.8 | 561.816 | 573.0523 | 584.5134 | 596.2036 | 608.1277 | 620.2903 | 632.6961 | 645.35 | -358.6865 | -362.2158 | -366.6788 | -371.9581 | -378.1658 | -385.7393 | -393.8232 | -401.6995 | -409.7351 | -417.9265 | 2769991.4751 | 2756141.5177 | 2742360.8102 | 2728649.0061 | 2715005.7611 | 2701430.7323 | 2687923.5786 | 2674483.9607 | 2661111.5409 | 2647805.9832 | 0 | 0 | 0 | 0 | 0 | 0 | 0 | 0 | 0 | 0 | 0 | 0 | 0 | 0 | 0 | 0 | 0 | 0 | 0 | 0 | 0 | 0 | 0 | 0 | 0 | 0 | 0 | 0 | 0 | 0
LI ¦ Tankless Water Heater | ROB | R_Low IncomeTownhomes & Semi-detached | Greater Toronto Area | Water Heating | Low Income | LI ¦Water Heater | DHW tank | 18 | 0.54447 | 0.55437 | 0.56178 | 0.56715 | 0.5703 | 0.57028 | 0.56937 | 0.56937 | 0.56936 | 0.56937 | 408.3517 | 424.0931 | 438.3556 | 451.397 | 462.9848 | 472.2225 | 480.9035 | 490.5208 | 500.3261 | 510.3413 | 750 | 765 | 780.3 | 795.906 | 811.8241 | 828.0606 | 844.6218 | 861.5143 | 878.7445 | 896.3194 | -341.6483 | -340.9069 | -341.9444 | -344.509 | -348.8393 | -355.8381 | -363.7183 | -370.9934 | -378.4184 | -385.9782 | 5758986.6686 | 5730191.7353 | 5701540.7766 | 5673033.0727 | 5644667.9074 | 5616444.5678 | 5588362.345 | 5560420.5333 | 5532618.4306 | 5504955.3384 | 0 | 0 | 0 | 0 | 0 | 0 | 0 | 0 | 0 | 0 | 0 | 0 | 0 | 0 | 0 | 0 | 0 | 0 | 0 | 0 | 0 | 0 | 0 | 0 | 0 | 0 | 0 | 0 | 0 | 0
LI ¦ Triple Glazed Low-E Argon Windows ¦ ROB | ROB | R_Low IncomeTownhomes & Semi-detached | Greater Toronto Area | Space Heating/Ventilation | Low Income | NA | Residential Households | 30 | 0.30165 | 0.30958 | 0.31581 | 0.32045 | 0.32328 | 0.32013 | 0.31911 | 0.3188 | 0.31847 | 0.31813 | 455.4855 | 476.8133 | 496.1356 | 513.4928 | 528.3948 | 533.7009 | 542.6413 | 552.957 | 563.442 | 574.0892 | 1510 | 1540.2 | 1571.004 | 1602.4241 | 1634.4726 | 1667.162 | 1700.5053 | 1734.5154 | 1769.2057 | 1804.5898 | -1054.5145 | -1063.3867 | -1074.8684 | -1088.9313 | -1106.0778 | -1133.4611 | -1157.864 | -1181.5584 | -1205.7637 | -1230.5006 | 7898833.5392 | 7859339.3715 | 7820042.6746 | 7780942.4613 | 7742037.749 | 7703327.5602 | 7664810.9224 | 7626486.8678 | 7588354.4335 | 7550412.6613 | 0 | 0 | 0 | 0 | 0 | 0 | 0 | 0 | 0 | 0 | 0 | 0 | 0 | 0 | 0 | 0 | 0 | 0 | 0 | 0 | 0 | 0 | 0 | 0 | 0 | 0 | 0 | 0 | 0 | 0
Res ¦ Behavioural Mailed Reports | NEW | R_Multi-Residential Low Rise | Greater Toronto Area | Cross Cutting/Behavioural | Residential | NA | Residential Households | 3 | 1.418 | 1.5078 | 1.6497 | 1.7391 | 1.7896 | 1.7471 | 1.7352 | 1.7352 | 1.7353 | 1.7354 | 10.9899 | 11.9188 | 13.3019 | 14.3033 | 15.0124 | 14.9493 | 15.1448 | 15.4475 | 15.7571 | 16.0734 | 7.75 | 7.905 | 8.0631 | 8.2244 | 8.3888 | 8.5566 | 8.7278 | 8.9023 | 9.0804 | 9.262 | 3.2399 | 4.0138 | 5.2388 | 6.079 | 6.6235 | 6.3927 | 6.417 | 6.5452 | 6.6768 | 6.8114 | 58393.1284 | 117311.7949 | 176764.8169 | 236761.128 | 297309.7794 | 358419.942 | 420100.9076 | 482362.0914 | 545213.0329 | 608663.3982 | 58393.1284 | 117311.7949 | 176764.8169 | 236761.128 | 297309.7794 | 358419.942 | 420100.9076 | 482362.0914 | 545213.0329 | 608663.3982 | 29196.5642 | 58655.8974 | 89329.1832 | 121614.81 | 155758.8032 | 191905.801 | 230133.3994 | 270474.3316 | 312930.6159 | 357482.6846 | 29196.5642 | 29459.3333 | 30673.2857 | 32285.6268 | 34143.9932 | 36146.9978 | 38227.5984 | 40340.9322 | 42456.2843 | 44552.0687
Res ¦ Combination Space Water Heating | NEW | R_Multi-Residential Low Rise | Greater Toronto Area | Water Heating | Residential | Res¦Water Heater | Residence | 20 | 2.6772 | 2.689 | 2.6985 | 2.7062 | 2.7119 | 2.7145 | 2.7162 | 2.719 | 2.7218 | 2.7248 | 1820.4984 | 1865.1199 | 1909.1392 | 1952.8393 | 1996.0701 | 2037.9941 | 2080.0704 | 2123.8276 | 2168.5586 | 2214.3586 | 680 | 693.6 | 707.472 | 721.6214 | 736.0539 | 750.7749 | 765.7904 | 781.1063 | 796.7284 | 812.6629 | 1140.4984 | 1171.5199 | 1201.6672 | 1231.2179 | 1260.0162 | 1287.2191 | 1314.2799 | 1342.7213 | 1371.8303 | 1401.6956 | 66953.848 | 134510.2807 | 202679.408 | 271471.4731 | 340896.8545 | 410966.0672 | 481689.7657 | 553078.745 | 625143.9435 | 697896.4442 | 66953.848 | 134510.2807 | 202679.408 | 271471.4731 | 340896.8545 | 410966.0672 | 481689.7657 | 553078.745 | 625143.9435 | 697896.4442 | 34212.2864 | 68732.4835 | 103596.435 | 138764.9989 | 174470.2275 | 210630.0761 | 247215.204 | 284209.8398 | 321641.1871 | 359512.2926 | 34212.2864 | 34520.197 | 34863.9515 | 35168.5639 | 35705.2286 | 36159.8486 | 36585.1279 | 36994.6358 | 37431.3473 | 37871.1056
Res ¦ HE Storage Water Heating | NEW | R_Multi-Residential Low Rise | Greater Toronto Area | Water Heating | Residential | Res¦Water Heater | Water heater | 16 | 0.33577 | 0.34238 | 0.34733 | 0.35092 | 0.35302 | 0.35301 | 0.3524 | 0.3524 | 0.3524 | 0.3524 | 181.3135 | 188.5842 | 195.1372 | 201.0942 | 206.3476 | 210.4644 | 214.3046 | 218.5908 | 222.961 | 227.4234 | 540 | 550.8 | 561.816 | 573.0523 | 584.5134 | 596.2036 | 608.1277 | 620.2903 | 632.6961 | 645.35 | -358.6865 | -362.2158 | -366.6788 | -371.9581 | -378.1658 | -385.7393 | -393.8232 | -401.6995 | -409.7351 | -417.9265 | 162161.2702 | 325781.9918 | 490886.6512 | 657500.0573 | 825647.3461 | 995353.9855 | 1166645.7799 | 1339548.8753 | 1514089.7638 | 1690295.2887 | 0 | 0 | 0 | 0 | 0 | 0 | 0 | 0 | 0 | 0 | 0 | 0 | 0 | 0 | 0 | 0 | 0 | 0 | 0 | 0 | 0 | 0 | 0 | 0 | 0 | 0 | 0 | 0 | 0 | 0
Res ¦ Low Flow Showerhead ¦ New | NEW | R_Multi-Residential Low Rise | Greater Toronto Area | Water Heating | Residential | NA | Showers | 10 | 30.0259 | 30.1976 | 30.3333 | 30.4398 | 30.5146 | 30.5411 | 30.5569 | 30.5925 | 30.6333 | 30.6783 | 503.2341 | 516.2335 | 528.9258 | 541.3968 | 553.5832 | 565.1448 | 576.7461 | 588.9659 | 601.5469 | 614.4783 | 16.76 | 17.0952 | 17.4371 | 17.7858 | 18.1416 | 18.5044 | 18.8745 | 19.252 | 19.637 | 20.0298 | 486.4741 | 499.1383 | 511.4887 | 523.6109 | 535.4417 | 546.6404 | 557.8717 | 569.7139 | 581.9098 | 594.4485 | 89021.7434 | 178844.6824 | 269482.2595 | 360948.0938 | 453255.9844 | 546419.9124 | 640454.0437 | 735372.7315 | 831190.5194 | 927922.1434 | 89021.7434 | 178844.6824 | 269482.2595 | 360948.0938 | 453255.9844 | 546419.9124 | 640454.0437 | 735372.7315 | 831190.5194 | 927922.1434 | 71217.3947 | 143075.7459 | 217603.4 | 294621.5164 | 373974.9535 | 455526.1837 | 539152.9759 | 624746.7956 | 712211.479 | 801462.0664 | 71217.3947 | 71858.3512 | 74527.6541 | 77018.1163 | 79353.4371 | 81551.2302 | 83626.7922 | 85593.8197 | 87464.6834 | 89250.5874
Res ¦ Programmable Thermostat - NEW | NEW | R_Multi-Residential Low Rise | Greater Toronto Area | Space Heating/Ventilation | Residential | NA | Thermostat | 15 | 3.4919 | 3.5272 | 3.5557 | 3.578 | 3.5933 | 3.5842 | 3.5841 | 3.5871 | 3.5901 | 3.5933 | 698.3894 | 719.5506 | 739.8666 | 759.3982 | 777.8997 | 791.4526 | 807.2453 | 824.0865 | 841.2846 | 858.8612 | 200 | 204 | 208.08 | 212.2416 | 216.4864 | 220.8162 | 225.2325 | 229.7371 | 234.3319 | 239.0185 | 498.3894 | 515.5506 | 531.7866 | 547.1566 | 561.4132 | 570.6364 | 582.0128 | 594.3493 | 606.9527 | 619.8427 | 180632.8122 | 362891.3197 | 546802.798 | 732394.882 | 919695.571 | 1108733.2339 | 1299536.6144 | 1492134.8366 | 1686557.4104 | 1882834.2368 | 180632.8122 | 362891.3197 | 546802.798 | 732394.882 | 919695.571 | 1108733.2339 | 1299536.6144 | 1492134.8366 | 1686557.4104 | 1882834.2368 | 105063.9583 | 211073.4921 | 320444.306 | 432796.1096 | 548749.3256 | 667829.6444 | 789756.457 | 914306.2676 | 1041433.4575 | 1171011.4284 | 105063.9583 | 106009.5339 | 109370.8139 | 112351.8036 | 115953.2159 | 119080.3189 | 121926.8126 | 124549.8106 | 127127.1899 | 129577.9709
Res ¦ Tankless Water Heater | NEW | R_Multi-Residential Low Rise | Greater Toronto Area | Water Heating | Residential | Res¦Water Heater | DHW tank | 18 | 0.54447 | 0.55437 | 0.56178 | 0.56715 | 0.5703 | 0.57028 | 0.56937 | 0.56937 | 0.56936 | 0.56937 | 408.3517 | 424.0931 | 438.3556 | 451.397 | 462.9848 | 472.2225 | 480.9035 | 490.5208 | 500.3261 | 510.3413 | 750 | 765 | 780.3 | 795.906 | 811.8241 | 828.0606 | 844.6218 | 861.5143 | 878.7445 | 896.3194 | -341.6483 | -340.9069 | -341.9444 | -344.509 | -348.8393 | -355.8381 | -363.7183 | -370.9934 | -378.4184 | -385.9782 | 337143.49 | 677321.2714 | 1020584.2529 | 1366984.0137 | 1716572.8132 | 2069403.6008 | 2425530.0256 | 2785006.4465 | 3147887.9423 | 3514230.3219 | 0 | 0 | 0 | 0 | 0 | 0 | 0 | 0 | 0 | 0 | 0 | 0 | 0 | 0 | 0 | 0 | 0 | 0 | 0 | 0 | 0 | 0 | 0 | 0 | 0 | 0 | 0 | 0 | 0 | 0
Res ¦ 90 AFUE Furnace Early Replcmnt. BA 60% AFUE | RET | R_Multi-Residential Low Rise | Greater Toronto Area | Space Heating/Ventilation | Residential | NA | Furnace | 3 | 0.72898 | 0.77517 | 0.85082 | 0.89758 | 0.92396 | 0.89986 | 0.89381 | 0.89382 | 0.89384 | 0.89379 | 377.6093 | 409.5693 | 458.5322 | 493.4051 | 518.0661 | 514.6433 | 521.404 | 531.8376 | 542.4895 | 553.3103 | 518 | 528.36 | 538.9272 | 549.7057 | 560.6999 | 571.9139 | 583.3521 | 595.0192 | 606.9196 | 619.058 | -140.3907 | -118.7907 | -80.395 | -56.3006 | -42.6337 | -57.2705 | -61.9481 | -63.1815 | -64.4301 | -65.7477 | 6372806.8861 | 6340942.8517 | 6309238.1374 | 6277691.9468 | 6246303.487 | 6215071.9696 | 6183996.6097 | 6153076.6267 | 6122311.2436 | 6091699.6873 | 0 | 0 | 0 | 0 | 0 | 0 | 0 | 0 | 0 | 0 | 0 | 0 | 0 | 0 | 0 | 0 | 0 | 0 | 0 | 0 | 0 | 0 | 0 | 0 | 0 | 0 | 0 | 0 | 0 | 0
Res ¦ HVAC Zone Control | RET | R_Multi-Residential Low Rise | Greater Toronto Area | Space Heating/Ventilation | Residential | NA | Residence | 20 | 0.71458 | 0.72335 | 0.73037 | 0.73575 | 0.7393 | 0.7366 | 0.73613 | 0.73643 | 0.73673 | 0.73704 | 714.5787 | 737.8196 | 759.8742 | 780.7868 | 800.2387 | 813.2673 | 828.9971 | 845.922 | 863.1928 | 880.8288 | 1000 | 1020 | 1040.4 | 1061.208 | 1082.4322 | 1104.0808 | 1126.1624 | 1148.6857 | 1171.6594 | 1195.0926 | -285.4213 | -282.1804 | -280.5258 | -280.4212 | -282.1934 | -290.8135 | -297.1653 | -302.7637 | -308.4666 | -314.2638 | 11820143.7009 | 11761042.9824 | 11702237.7674 | 11643726.5786 | 11585507.9457 | 11527580.406 | 11469942.504 | 11412592.7914 | 11355529.8275 | 11298752.1783 | 0 | 0 | 0 | 0 | 0 | 0 | 0 | 0 | 0 | 0 | 0 | 0 | 0 | 0 | 0 | 0 | 0 | 0 | 0 | 0 | 0 | 0 | 0 | 0 | 0 | 0 | 0 | 0 | 0 | 0
Res ¦ Low Flow Showerhead ¦ Retro | RET | R_Multi-Residential Low Rise | Greater Toronto Area | Water Heating | Residential | NA | Showers | 10 | 28.9127 | 29.0748 | 29.2032 | 29.304 | 29.3752 | 29.4008 | 29.4165 | 29.4509 | 29.4904 | 29.5339 | 484.5775 | 497.0402 | 509.2197 | 521.1966 | 532.912 | 544.0445 | 555.2211 | 566.9882 | 579.1037 | 591.5571 | 16.76 | 17.0952 | 17.4371 | 17.7858 | 18.1416 | 18.5044 | 18.8745 | 19.252 | 19.637 | 20.0298 | 467.8175 | 479.945 | 491.7826 | 503.4108 | 514.7704 | 525.5401 | 536.3466 | 547.7362 | 559.4666 | 571.5273 | 2010535.0467 | 2000482.3714 | 1990479.9596 | 1980527.5598 | 1970624.922 | 1960771.7974 | 1950967.9384 | 1941213.0987 | 1931507.0332 | 1921849.498 | 2010535.0467 | 2000482.3714 | 1990479.9596 | 1980527.5598 | 1970624.922 | 1960771.7974 | 1950967.9384 | 1941213.0987 | 1931507.0332 | 1921849.498 | 42210.178 | 87434.4182 | 135690.7597 | 186956.4105 | 241162.0474 | 298186.8598 | 357854.7685 | 419932.2629 | 484128.2776 | 550096.4578 | 42210.178 | 45224.2401 | 48256.3415 | 51265.6508 | 54205.6369 | 57024.8124 | 59667.9087 | 62077.4943 | 64196.0148 | 65968.1801
Res ¦ Programmable Thermostat - RET | RET | R_Multi-Residential Low Rise | Greater Toronto Area | Space Heating/Ventilation | Residential | NA | Thermostat | 15 | 2.7876 | 2.8233 | 2.8518 | 2.8739 | 2.8887 | 2.8782 | 2.8768 | 2.8787 | 2.8805 | 2.8824 | 836.2769 | 863.9156 | 890.1159 | 914.9534 | 938.0384 | 953.3224 | 971.9276 | 992.001 | 1012.489 | 1033.4155 | 300 | 306 | 312.12 | 318.3624 | 324.7296 | 331.2242 | 337.8487 | 344.6057 | 351.4978 | 358.5278 | 536.2769 | 557.9156 | 577.9959 | 596.591 | 613.3088 | 622.0981 | 634.0789 | 647.3953 | 660.9912 | 674.8877 | 10030629.8929 | 9980476.7435 | 9930574.3598 | 9880921.488 | 9831516.8805 | 9782359.2961 | 9733447.4996 | 9684780.2621 | 9636356.3608 | 9588174.579 | 10030629.8929 | 9980476.7435 | 9930574.3598 | 9880921.488 | 9831516.8805 | 9782359.2961 | 9733447.4996 | 9684780.2621 | 9636356.3608 | 9588174.579 | 138248.4101 | 282035.5922 | 430881.1773 | 586623.5028 | 748478.1046 | 916000.5336 | 1088783.603 | 1266782.9233 | 1449680.9699 | 1637312.9359 | 138248.4101 | 143787.1821 | 148845.5851 | 155742.3255 | 161854.6018 | 167522.429 | 172783.0693 | 177999.3203 | 182898.0466 | 187631.966
Res ¦ Behavioural Mailed Reports | ROB | R_Multi-Residential Low Rise | Greater Toronto Area | Cross Cutting/Behavioural | Residential | NA | Residential Households | 3 | 1.418 | 1.5078 | 1.6497 | 1.7391 | 1.7896 | 1.7471 | 1.7352 | 1.7352 | 1.7353 | 1.7354 | 10.9899 | 11.9188 | 13.3019 | 14.3033 | 15.0124 | 14.9493 | 15.1448 | 15.4475 | 15.7571 | 16.0734 | 7.75 | 7.905 | 8.0631 | 8.2244 | 8.3888 | 8.5566 | 8.7278 | 8.9023 | 9.0804 | 9.262 | 3.2399 | 4.0138 | 5.2388 | 6.079 | 6.6235 | 6.3927 | 6.417 | 6.5452 | 6.6768 | 6.8114 | 3057955.9331 | 3042666.1534 | 3027452.8226 | 3012315.5585 | 2997253.9807 | 2982267.7108 | 2967356.3723 | 2952519.5904 | 2937756.9925 | 2923068.2075 | 3057955.9331 | 3042666.1534 | 3027452.8226 | 3012315.5585 | 2997253.9807 | 2982267.7108 | 2967356.3723 | 2952519.5904 | 2937756.9925 | 2923068.2075 | 511977.1196 | 872891.9035 | 1140209.9925 | 1349283.1909 | 1521710.8686 | 1670587.0302 | 1803764.66 | 1925879.2931 | 2039602.9742 | 2146422.4038 | 511977.1196 | 360914.7839 | 267318.0889 | 209073.1984 | 172427.6777 | 148876.1616 | 133177.6299 | 122114.6331 | 113723.6811 | 106819.4296
Res ¦ Combination Space Water Heating | ROB | R_Multi-Residential Low Rise | Greater Toronto Area | Water Heating | Residential | Res¦Water Heater | Residence | 20 | 2.6772 | 2.689 | 2.6985 | 2.7062 | 2.7119 | 2.7145 | 2.7162 | 2.719 | 2.7218 | 2.7248 | 1820.4984 | 1865.1199 | 1909.1392 | 1952.8393 | 1996.0701 | 2037.9941 | 2080.0704 | 2123.8276 | 2168.5586 | 2214.3586 | 680 | 693.6 | 707.472 | 721.6214 | 736.0539 | 750.7749 | 765.7904 | 781.1063 | 796.7284 | 812.6629 | 1140.4984 | 1171.5199 | 1201.6672 | 1231.2179 | 1260.0162 | 1287.2191 | 1314.2799 | 1342.7213 | 1371.8303 | 1401.6956 | 3506267.3038 | 3488735.9672 | 3471292.2874 | 3453935.826 | 3436666.1468 | 3419482.8161 | 3402385.402 | 3385373.475 | 3368446.6076 | 3351604.3746 | 3506267.3038 | 3488735.9672 | 3471292.2874 | 3453935.826 | 3436666.1468 | 3419482.8161 | 3402385.402 | 3385373.475 | 3368446.6076 | 3351604.3746 | 100722.9236 | 197171.8309 | 289497.541 | 378638.1206 | 464555.4838 | 547366.7229 | 627220.8425 | 704384.8833 | 779038.3276 | 851405.6114 | 100722.9236 | 96448.9073 | 92325.7101 | 89140.5796 | 85917.3632 | 82811.2391 | 79854.1196 | 77164.0408 | 74653.4444 | 72367.2838
Res ¦ HE Storage Water Heating | ROB | R_Multi-Residential Low Rise | Greater Toronto Area | Water Heating | Residential | Res¦Water Heater | Water heater | 16 | 0.33577 | 0.34238 | 0.34733 | 0.35092 | 0.35302 | 0.35301 | 0.3524 | 0.3524 | 0.3524 | 0.3524 | 181.3135 | 188.5842 | 195.1372 | 201.0942 | 206.3476 | 210.4644 | 214.3046 | 218.5908 | 222.961 | 227.4234 | 540 | 550.8 | 561.816 | 573.0523 | 584.5134 | 596.2036 | 608.1277 | 620.2903 | 632.6961 | 645.35 | -358.6865 | -362.2158 | -366.6788 | -371.9581 | -378.1658 | -385.7393 | -393.8232 | -401.6995 | -409.7351 | -417.9265 | 8492129.6754 | 8449669.0271 | 8407420.6819 | 8365383.5785 | 8323556.6606 | 8281938.8773 | 8240529.1829 | 8199326.537 | 8158329.9043 | 8117538.2548 | 0 | 0 | 0 | 0 | 0 | 0 | 0 | 0 | 0 | 0 | 0 | 0 | 0 | 0 | 0 | 0 | 0 | 0 | 0 | 0 | 0 | 0 | 0 | 0 | 0 | 0 | 0 | 0 | 0 | 0
Res ¦ Tankless Water Heater | ROB | R_Multi-Residential Low Rise | Greater Toronto Area | Water Heating | Residential | Res¦Water Heater | DHW tank | 18 | 0.54447 | 0.55437 | 0.56178 | 0.56715 | 0.5703 | 0.57028 | 0.56937 | 0.56937 | 0.56936 | 0.56937 | 408.3517 | 424.0931 | 438.3556 | 451.397 | 462.9848 | 472.2225 | 480.9035 | 490.5208 | 500.3261 | 510.3413 | 750 | 765 | 780.3 | 795.906 | 811.8241 | 828.0606 | 844.6218 | 861.5143 | 878.7445 | 896.3194 | -341.6483 | -340.9069 | -341.9444 | -344.509 | -348.8393 | -355.8381 | -363.7183 | -370.9934 | -378.4184 | -385.9782 | 17655672.2388 | 17567393.8776 | 17479556.9082 | 17392159.1237 | 17305198.3281 | 17218672.3364 | 17132578.9748 | 17046916.0799 | 16961681.4995 | 16876873.092 | 0 | 0 | 0 | 0 | 0 | 0 | 0 | 0 | 0 | 0 | 0 | 0 | 0 | 0 | 0 | 0 | 0 | 0 | 0 | 0 | 0 | 0 | 0 | 0 | 0 | 0 | 0 | 0 | 0 | 0
Res ¦ Behavioural Mailed Reports | NEW | R_Townhomes & Semi-detached | Greater Toronto Area | Cross Cutting/Behavioural | Residential | NA | Residential Households | 3 | 1.418 | 1.5078 | 1.6497 | 1.7391 | 1.7896 | 1.7471 | 1.7352 | 1.7352 | 1.7353 | 1.7354 | 10.9899 | 11.9188 | 13.3019 | 14.3033 | 15.0124 | 14.9493 | 15.1448 | 15.4475 | 15.7571 | 16.0734 | 7.75 | 7.905 | 8.0631 | 8.2244 | 8.3888 | 8.5566 | 8.7278 | 8.9023 | 9.0804 | 9.262 | 3.2399 | 4.0138 | 5.2388 | 6.079 | 6.6235 | 6.3927 | 6.417 | 6.5452 | 6.6768 | 6.8114 | 114803.2197 | 230639.6683 | 347526.6813 | 465481.8221 | 584522.886 | 704667.9033 | 825935.1423 | 948343.1132 | 1071910.5713 | 1196656.5206 | 114803.2197 | 230639.6683 | 347526.6813 | 465481.8221 | 584522.886 | 704667.9033 | 825935.1423 | 948343.1132 | 1071910.5713 | 1196656.5206 | 57401.6098 | 115319.8342 | 175624.7375 | 239099.5677 | 306228.0204 | 377294.4599 | 452451.4433 | 531763.3251 | 615234.0736 | 702825.2179 | 57401.6098 | 57918.2243 | 60304.9033 | 63474.8302 | 67128.4527 | 71066.4396 | 75156.9833 | 79311.8818 | 83470.7485 | 87591.1442
Res ¦ Combination Space Water Heating | NEW | R_Townhomes & Semi-detached | Greater Toronto Area | Water Heating | Residential | Res¦Water Heater | Residence | 20 | 2.6772 | 2.689 | 2.6985 | 2.7062 | 2.7119 | 2.7145 | 2.7162 | 2.719 | 2.7218 | 2.7248 | 1820.4984 | 1865.1199 | 1909.1392 | 1952.8393 | 1996.0701 | 2037.9941 | 2080.0704 | 2123.8276 | 2168.5586 | 2214.3586 | 680 | 693.6 | 707.472 | 721.6214 | 736.0539 | 750.7749 | 765.7904 | 781.1063 | 796.7284 | 812.6629 | 1140.4984 | 1171.5199 | 1201.6672 | 1231.2179 | 1260.0162 | 1287.2191 | 1314.2799 | 1342.7213 | 1371.8303 | 1401.6956 | 131633.936 | 264452.5774 | 398475.801 | 533723.7452 | 670216.8143 | 807975.6816 | 947021.2939 | 1087374.875 | 1229057.9299 | 1372092.2485 | 131633.936 | 264452.5774 | 398475.801 | 533723.7452 | 670216.8143 | 807975.6816 | 947021.2939 | 1087374.875 | 1229057.9299 | 1372092.2485 | 67262.7199 | 135130.8043 | 203674.7237 | 272817.5232 | 343015.4269 | 414107.1316 | 486034.9524 | 558767.8822 | 632359.404 | 706815.5083 | 67262.7199 | 67868.0844 | 68543.9194 | 69142.7995 | 70197.9037 | 71091.7047 | 71927.8208 | 72732.9298 | 73591.5218 | 74456.1042
Res ¦ Drain Water Heat Recovery ¦ New | NEW | R_Townhomes & Semi-detached | Greater Toronto Area | Water Heating | Residential | NA | DHW tank | 20 | 0.36426 | 0.37045 | 0.37509 | 0.37844 | 0.38042 | 0.3804 | 0.37983 | 0.37984 | 0.37983 | 0.37984 | 254.9818 | 264.5039 | 273.1676 | 281.1253 | 288.2439 | 293.9954 | 299.4288 | 305.4179 | 311.5251 | 317.7626 | 700 | 714 | 728.28 | 742.8456 | 757.7025 | 772.8566 | 788.3137 | 804.08 | 820.1616 | 836.5648 | -445.0182 | -449.4961 | -455.1124 | -461.7203 | -469.4586 | -478.8611 | -488.8848 | -498.662 | -508.6364 | -518.8022 | 403329.6722 | 810289.3114 | 1220939.8205 | 1635342.9044 | 2053561.0819 | 2475657.6969 | 2901696.9308 | 3331743.8138 | 3765864.2376 | 4204124.9672 | 0 | 0 | 0 | 0 | 0 | 0 | 0 | 0 | 0 | 0 | 0 | 0 | 0 | 0 | 0 | 0 | 0 | 0 | 0 | 0 | 0 | 0 | 0 | 0 | 0 | 0 | 0 | 0 | 0 | 0
Res ¦ Energy Star Home ¦ New | NEW | R_Townhomes & Semi-detached | Greater Toronto Area | Space Heating/Ventilation | Residential | NA | Residential Households | 25 | 1.8786 | 1.8975 | 1.9126 | 1.9242 | 1.9319 | 1.9264 | 1.9255 | 1.9264 | 1.9272 | 1.9281 | 6011.5144 | 6193.3002 | 6367.453 | 6534.3348 | 6691.8073 | 6805.9401 | 6939.0456 | 7080.8741 | 7225.6205 | 7373.4446 | 3200 | 3264 | 3329.28 | 3395.8656 | 3463.7829 | 3533.0586 | 3603.7197 | 3675.7941 | 3749.31 | 3824.2962 | 2811.5144 | 2929.3002 | 3038.173 | 3138.4692 | 3228.0244 | 3272.8815 | 3335.3259 | 3405.08 | 3476.3105 | 3549.1484 | 0 | 0 | 0 | 0 | 0 | 0 | 0 | 0 | 0 | 0 | 0 | 0 | 0 | 0 | 0 | 0 | 0 | 0 | 0 | 0 | 0 | 0 | 0 | 0 | 0 | 0 | 0 | 0 | 0 | 0 | 0 | 0 | 0 | 0 | 0 | 0 | 0 | 0 | 0 | 0
Res ¦ HE Storage Water Heating | NEW | R_Townhomes & Semi-detached | Greater Toronto Area | Water Heating | Residential | Res¦Water Heater | Water heater | 16 | 0.33577 | 0.34238 | 0.34733 | 0.35092 | 0.35302 | 0.35301 | 0.3524 | 0.3524 | 0.3524 | 0.3524 | 181.3135 | 188.5842 | 195.1372 | 201.0942 | 206.3476 | 210.4644 | 214.3046 | 218.5908 | 222.961 | 227.4234 | 540 | 550.8 | 561.816 | 573.0523 | 584.5134 | 596.2036 | 608.1277 | 620.2903 | 632.6961 | 645.35 | -358.6865 | -362.2158 | -366.6788 | -371.9581 | -378.1658 | -385.7393 | -393.8232 | -401.6995 | -409.7351 | -417.9265 | 318815.5258 | 640500.3913 | 965102.7378 | 1292671.3403 | 1623255.6175 | 1956905.6402 | 2293672.1409 | 2633606.5236 | 2976760.8728 | 3323187.9635 | 0 | 0 | 0 | 0 | 0 | 0 | 0 | 0 | 0 | 0 | 0 | 0 | 0 | 0 | 0 | 0 | 0 | 0 | 0 | 0 | 0 | 0 | 0 | 0 | 0 | 0 | 0 | 0 | 0 | 0
Res ¦ Insulating Pool Covers ¦New | NEW | R_Townhomes & Semi-detached | Greater Toronto Area | Appliances/Other | Residential | NA | Pool | 10 | 0.69261 | 0.71239 | 0.72709 | 0.73772 | 0.74407 | 0.74386 | 0.74207 | 0.74207 | 0.74208 | 0.74206 | 831.1313 | 871.9626 | 907.7563 | 939.4537 | 966.4916 | 985.5425 | 1002.8359 | 1022.8899 | 1043.3587 | 1064.2027 | 1200 | 1224 | 1248.48 | 1273.4496 | 1298.9186 | 1324.897 | 1351.3949 | 1378.4228 | 1405.9913 | 1434.1111 | -368.8687 | -352.0374 | -340.7237 | -333.9959 | -332.427 | -339.3545 | -348.559 | -355.5329 | -362.6325 | -369.9084 | 48981.0351 | 98402.8995 | 148272.9893 | 198598.7981 | 249387.9184 | 300648.0426 | 352386.9651 | 404612.5833 | 457332.8991 | 510556.0207 | 0 | 0 | 0 | 0 | 0 | 0 | 0 | 0 | 0 | 0 | 0 | 0 | 0 | 0 | 0 | 0 | 0 | 0 | 0 | 0 | 0 | 0 | 0 | 0 | 0 | 0 | 0 | 0 | 0 | 0
Res ¦ Low Flow Showerhead ¦ New | NEW | R_Townhomes & Semi-detached | Greater Toronto Area | Water Heating | Residential | NA | Showers | 10 | 30.0259 | 30.1976 | 30.3333 | 30.4398 | 30.5146 | 30.5411 | 30.5569 | 30.5925 | 30.6333 | 30.6783 | 503.2341 | 516.2335 | 528.9258 | 541.3968 | 553.5832 | 565.1448 | 576.7461 | 588.9659 | 601.5469 | 614.4783 | 16.76 | 17.0952 | 17.4371 | 17.7858 | 18.1416 | 18.5044 | 18.8745 | 19.252 | 19.637 | 20.0298 | 486.4741 | 499.1383 | 511.4887 | 523.6109 | 535.4417 | 546.6404 | 557.8717 | 569.7139 | 581.9098 | 594.4485 | 175020.2985 | 351615.7798 | 529812.8718 | 709638.3507 | 891119.3458 | 1074283.3446 | 1259158.1977 | 1445772.1243 | 1634153.7173 | 1824331.9488 | 175020.2985 | 351615.7798 | 529812.8718 | 709638.3507 | 891119.3458 | 1074283.3446 | 1259158.1977 | 1445772.1243 | 1634153.7173 | 1824331.9488 | 140016.2388 | 281292.6238 | 427816.9647 | 579237.6537 | 735249.6764 | 895582.6481 | 1059996.2575 | 1228277.1214 | 1400236.1779 | 1575706.393 | 140016.2388 | 141276.385 | 146524.3409 | 151420.689 | 156012.0228 | 160332.9716 | 164413.6094 | 168280.8639 | 171959.0565 | 175470.215
Res ¦ Programmable Thermostat - NEW | NEW | R_Townhomes & Semi-detached | Greater Toronto Area | Space Heating/Ventilation | Residential | NA | Thermostat | 15 | 3.4919 | 3.5272 | 3.5557 | 3.578 | 3.5933 | 3.5842 | 3.5841 | 3.5871 | 3.5901 | 3.5933 | 698.3894 | 719.5506 | 739.8666 | 759.3982 | 777.8997 | 791.4526 | 807.2453 | 824.0865 | 841.2846 | 858.8612 | 200 | 204 | 208.08 | 212.2416 | 216.4864 | 220.8162 | 225.2325 | 229.7371 | 234.3319 | 239.0185 | 498.3894 | 515.5506 | 531.7866 | 547.1566 | 561.4132 | 570.6364 | 582.0128 | 594.3493 | 606.9527 | 619.8427 | 355131.3142 | 713458.8102 | 1075036.1129 | 1439917.5534 | 1808158.1794 | 2179813.7653 | 2554940.8225 | 2933596.6102 | 3315839.1458 | 3701727.216 | 355131.3142 | 713458.8102 | 1075036.1129 | 1439917.5534 | 1808158.1794 | 2179813.7653 | 2554940.8225 | 2933596.6102 | 3315839.1458 | 3701727.216 | 206559.9329 | 414978.9053 | 630006.2882 | 850894.4158 | 1078863.0637 | 1312979.7207 | 1552692.6979 | 1797562.5938 | 2047499.7204 | 2302255.18 | 206559.9329 | 208418.9723 | 215027.3829 | 220888.1275 | 227968.6479 | 234116.657 | 239712.9772 | 244869.8959 | 249937.1265 | 254755.4596
Res ¦ Tankless Water Heater | NEW | R_Townhomes & Semi-detached | Greater Toronto Area | Water Heating | Residential | Res¦Water Heater | DHW tank | 18 | 0.54447 | 0.55437 | 0.56178 | 0.56715 | 0.5703 | 0.57028 | 0.56937 | 0.56937 | 0.56936 | 0.56937 | 408.3517 | 424.0931 | 438.3556 | 451.397 | 462.9848 | 472.2225 | 480.9035 | 490.5208 | 500.3261 | 510.3413 | 750 | 765 | 780.3 | 795.906 | 811.8241 | 828.0606 | 844.6218 | 861.5143 | 878.7445 | 896.3194 | -341.6483 | -340.9069 | -341.9444 | -344.509 | -348.8393 | -355.8381 | -363.7183 | -370.9934 | -378.4184 | -385.9782 | 662837.55 | 1331640.6379 | 2006509.3523 | 2687545.1 | 3374850.625 | 4068530.0279 | 4768688.785 | 5475433.768 | 6188873.264 | 6909116.9959 | 0 | 0 | 0 | 0 | 0 | 0 | 0 | 0 | 0 | 0 | 0 | 0 | 0 | 0 | 0 | 0 | 0 | 0 | 0 | 0 | 0 | 0 | 0 | 0 | 0 | 0 | 0 | 0 | 0 | 0
Res ¦ Triple Glazed Low-E Argon Windows ¦ New | NEW | R_Townhomes & Semi-detached | Greater Toronto Area | Space Heating/Ventilation | Residential | NA | Residential Households | 30 | 0.91408 | 0.93812 | 0.95699 | 0.97105 | 0.97964 | 0.97008 | 0.96699 | 0.96605 | 0.96507 | 0.96402 | 455.4855 | 476.8133 | 496.1356 | 513.4928 | 528.3948 | 533.7009 | 542.6413 | 552.957 | 563.442 | 574.0892 | 498.3 | 508.266 | 518.4313 | 528.7999 | 539.3759 | 550.1635 | 561.1667 | 572.3901 | 583.8379 | 595.5146 | -42.8145 | -31.4527 | -22.2957 | -15.3071 | -10.9812 | -16.4625 | -18.5254 | -19.4331 | -20.3959 | -21.4254 | 909125.8189 | 1826433.7701 | 2752061.1317 | 3686146.9899 | 4628832.2652 | 5580259.7382 | 6540574.0767 | 7509921.8624 | 8488451.6184 | 9476313.8367 | 0 | 0 | 0 | 0 | 0 | 0 | 0 | 0 | 0 | 0 | 0 | 0 | 0 | 0 | 0 | 0 | 0 | 0 | 0 | 0 | 0 | 0 | 0 | 0 | 0 | 0 | 0 | 0 | 0 | 0
Res ¦ 90 AFUE Furnace Early Replcmnt. BA 60% AFUE | RET | R_Townhomes & Semi-detached | Greater Toronto Area | Space Heating/Ventilation | Residential | NA | Furnace | 3 | 0.72898 | 0.77517 | 0.85082 | 0.89758 | 0.92396 | 0.89986 | 0.89381 | 0.89382 | 0.89384 | 0.89379 | 377.6093 | 409.5693 | 458.5322 | 493.4051 | 518.0661 | 514.6433 | 521.404 | 531.8376 | 542.4895 | 553.3103 | 518 | 528.36 | 538.9272 | 549.7057 | 560.6999 | 571.9139 | 583.3521 | 595.0192 | 606.9196 | 619.058 | -140.3907 | -118.7907 | -80.395 | -56.3006 | -42.6337 | -57.2705 | -61.9481 | -63.1815 | -64.4301 | -65.7477 | 12529192.5499 | 12466546.5872 | 12404213.8542 | 12342192.785 | 12280481.821 | 12219079.4119 | 12157984.0149 | 12097194.0948 | 12036708.1243 | 11976524.5837 | 0 | 0 | 0 | 0 | 0 | 0 | 0 | 0 | 0 | 0 | 0 | 0 | 0 | 0 | 0 | 0 | 0 | 0 | 0 | 0 | 0 | 0 | 0 | 0 | 0 | 0 | 0 | 0 | 0 | 0
Res ¦ Above Grade Wall Insulation | RET | R_Townhomes & Semi-detached | Greater Toronto Area | Space Heating/Ventilation | Residential | NA | Residential Households | 25 | 0.77205 | 0.78159 | 0.78919 | 0.79499 | 0.79876 | 0.79566 | 0.79501 | 0.7952 | 0.7954 | 0.79559 | 926.4647 | 956.6684 | 985.2861 | 1012.3776 | 1037.5196 | 1054.1673 | 1074.3716 | 1096.1274 | 1118.3192 | 1140.9666 | 1200 | 1224 | 1248.48 | 1273.4496 | 1298.9186 | 1324.897 | 1351.3949 | 1378.4228 | 1405.9913 | 1434.1111 | -273.5353 | -267.3316 | -263.1939 | -261.072 | -261.399 | -270.7296 | -277.0233 | -282.2954 | -287.6721 | -293.1445 | 22764137.3998 | 22650316.7128 | 22537065.1292 | 22424379.8036 | 22312257.9045 | 22200696.615 | 22089693.1319 | 21979244.6663 | 21869348.4429 | 21760001.7007 | 0 | 0 | 0 | 0 | 0 | 0 | 0 | 0 | 0 | 0 | 0 | 0 | 0 | 0 | 0 | 0 | 0 | 0 | 0 | 0 | 0 | 0 | 0 | 0 | 0 | 0 | 0 | 0 | 0 | 0
Res ¦ Air Sealing ¦ Retro | RET | R_Townhomes & Semi-detached | Greater Toronto Area | Space Heating/Ventilation | Residential | NA | Residential Households | 1 | 2.4785 | 2.6439 | 2.7932 | 2.9527 | 3.4371 | 3.2579 | 3.1977 | 3.1983 | 3.1986 | 3.198 | 49.569 | 53.9359 | 58.1202 | 62.6696 | 74.4084 | 71.939 | 72.0221 | 73.4768 | 74.9544 | 76.4375 | 20 | 20.4 | 20.808 | 21.2242 | 21.6486 | 22.0816 | 22.5232 | 22.9737 | 23.4332 | 23.9019 | 29.569 | 33.5359 | 37.3122 | 41.4454 | 52.7598 | 49.8574 | 49.4988 | 50.5031 | 51.5212 | 52.5356 | 30996110.3174 | 30841129.7658 | 30686924.117 | 30533489.4964 | 30380822.0489 | 30228917.9387 | 30077773.349 | 29927384.4822 | 29777747.5598 | 29628858.822 | 30996110.3174 | 30841129.7658 | 30686924.117 | 30533489.4964 | 30380822.0489 | 30228917.9387 | 30077773.349 | 29927384.4822 | 29777747.5598 | 29628858.822 | 650747.8381 | 1347963.0088 | 2091923.6213 | 2882278.2941 | 3717958.2803 | 4597101.0638 | 5516992.0572 | 6474031.2619 | 7463731.3717 | 8480752.6826 | 650747.8381 | 697215.1707 | 743960.6125 | 790354.6729 | 835679.9862 | 879142.7835 | 919890.9934 | 957039.2046 | 989700.1098 | 1017021.311
Res ¦ Attic Insulation | RET | R_Townhomes & Semi-detached | Greater Toronto Area | Space Heating/Ventilation | Residential | NA | Residential Households | 25 | 1.597 | 1.6176 | 1.6339 | 1.6464 | 1.6544 | 1.6476 | 1.6462 | 1.6465 | 1.6468 | 1.6472 | 926.2846 | 956.9532 | 985.948 | 1013.3297 | 1038.6547 | 1055.0965 | 1075.2302 | 1096.9598 | 1119.1224 | 1141.7365 | 580 | 591.6 | 603.432 | 615.5006 | 627.8107 | 640.3669 | 653.1742 | 666.2377 | 679.5624 | 693.1537 | 346.2846 | 365.3532 | 382.516 | 397.8291 | 410.844 | 414.7296 | 422.056 | 430.7221 | 439.56 | 448.5828 | 9329369.5175 | 9282722.6699 | 9236309.0565 | 9190127.5112 | 9144176.8737 | 9098455.9893 | 9052963.7094 | 9007698.8908 | 8962660.3964 | 8917847.0944 | 9329369.5175 | 9282722.6699 | 9236309.0565 | 9190127.5112 | 9144176.8737 | 9098455.9893 | 9052963.7094 | 9007698.8908 | 8962660.3964 | 8917847.0944 | 51274.4934 | 102378.5217 | 152685.4279 | 204860.6769 | 257844.1393 | 311176.5836 | 364535.7936 | 418131.7871 | 471872.1724 | 525909.7757 | 51274.4934 | 51104.0283 | 50306.9062 | 52175.249 | 52983.4624 | 53332.4443 | 53359.21 | 53595.9935 | 53740.3853 | 54037.6032
Res ¦ Basement Insulation | RET | R_Townhomes & Semi-detached | Greater Toronto Area | Space Heating/Ventilation | Residential | NA | Residential Households | 25 | 1.2955 | 1.3134 | 1.3277 | 1.3385 | 1.3455 | 1.3394 | 1.338 | 1.3381 | 1.3383 | 1.3385 | 2142.687 | 2215.8269 | 2284.6835 | 2349.4016 | 2408.8603 | 2445.9476 | 2492.2105 | 2542.373 | 2593.5234 | 2645.6993 | 1654 | 1687.08 | 1720.8216 | 1755.238 | 1790.3428 | 1826.1496 | 1862.6726 | 1899.9261 | 1937.9246 | 1976.6831 | 488.687 | 528.7469 | 563.8619 | 594.1635 | 618.5175 | 619.7979 | 629.5379 | 642.4469 | 655.5988 | 669.0162 | 43289811.2326 | 43073362.1764 | 42857995.3655 | 42643705.3887 | 42430486.8618 | 42218334.4275 | 42007242.7553 | 41797206.5415 | 41588220.5088 | 41380279.4063 | 43289811.2326 | 43073362.1764 | 42857995.3655 | 42643705.3887 | 42430486.8618 | 42218334.4275 | 42007242.7553 | 41797206.5415 | 41588220.5088 | 41380279.4063 | 163371.5569 | 324762.1233 | 481967.9885 | 644609.7606 | 808849.6816 | 973063.0475 | 1136138.8517 | 1298852.9708 | 1460910.7421 | 1622877.1355 | 163371.5569 | 161390.5663 | 157205.8652 | 162641.7721 | 164239.921 | 164213.3659 | 163075.8042 | 162714.1191 | 162057.7713 | 161966.3934
Res ¦ Drain Water Heat Recovery ¦ Retro | RET | R_Townhomes & Semi-detached | Greater Toronto Area | Water Heating | Residential | NA | DHW tank | 20 | 0.28331 | 0.28813 | 0.29173 | 0.29435 | 0.29588 | 0.29587 | 0.29543 | 0.29543 | 0.29543 | 0.29543 | 254.9818 | 264.5039 | 273.1676 | 281.1253 | 288.2439 | 293.9954 | 299.4288 | 305.4179 | 311.5251 | 317.7626 | 900 | 918 | 936.36 | 955.0872 | 974.1889 | 993.6727 | 1013.5462 | 1033.8171 | 1054.4934 | 1075.5833 | -645.0182 | -653.4961 | -663.1924 | -673.9619 | -685.9451 | -699.6773 | -714.1173 | -728.3992 | -742.9683 | -757.8208 | 21121738.0966 | 21016129.4062 | 20911048.7591 | 20806493.5153 | 20702461.0478 | 20598948.7425 | 20495953.9988 | 20393474.2288 | 20291506.8577 | 20190049.3234 | 0 | 0 | 0 | 0 | 0 | 0 | 0 | 0 | 0 | 0 | 0 | 0 | 0 | 0 | 0 | 0 | 0 | 0 | 0 | 0 | 0 | 0 | 0 | 0 | 0 | 0 | 0 | 0 | 0 | 0
Res ¦ HVAC Zone Control | RET | R_Townhomes & Semi-detached | Greater Toronto Area | Space Heating/Ventilation | Residential | NA | Residence | 20 | 0.71458 | 0.72335 | 0.73037 | 0.73575 | 0.7393 | 0.7366 | 0.73613 | 0.73643 | 0.73673 | 0.73704 | 714.5787 | 737.8196 | 759.8742 | 780.7868 | 800.2387 | 813.2673 | 828.9971 | 845.922 | 863.1928 | 880.8288 | 1000 | 1020 | 1040.4 | 1061.208 | 1082.4322 | 1104.0808 | 1126.1624 | 1148.6857 | 1171.6594 | 1195.0926 | -285.4213 | -282.1804 | -280.5258 | -280.4212 | -282.1934 | -290.8135 | -297.1653 | -302.7637 | -308.4666 | -314.2638 | 23238874.0224 | 23122679.6523 | 23007066.254 | 22892030.9227 | 22777570.7681 | 22663682.9143 | 22550364.4997 | 22437612.6772 | 22325424.6138 | 22213797.4908 | 0 | 0 | 0 | 0 | 0 | 0 | 0 | 0 | 0 | 0 | 0 | 0 | 0 | 0 | 0 | 0 | 0 | 0 | 0 | 0 | 0 | 0 | 0 | 0 | 0 | 0 | 0 | 0 | 0 | 0
Res ¦ Insulating Pool Covers ¦Retro | RET | R_Townhomes & Semi-detached | Greater Toronto Area | Appliances/Other | Residential | NA | Pool | 10 | 0.69261 | 0.71239 | 0.72709 | 0.73772 | 0.74407 | 0.74386 | 0.74207 | 0.74207 | 0.74208 | 0.74206 | 831.1313 | 871.9626 | 907.7563 | 939.4537 | 966.4916 | 985.5425 | 1002.8359 | 1022.8899 | 1043.3587 | 1064.2027 | 1200 | 1224 | 1248.48 | 1273.4496 | 1298.9186 | 1324.897 | 1351.3949 | 1378.4228 | 1405.9913 | 1434.1111 | -368.8687 | -352.0374 | -340.7237 | -333.9959 | -332.427 | -339.3545 | -348.559 | -355.5329 | -362.6325 | -369.9084 | 2565059.4682 | 2552234.1709 | 2539473 | 2526775.635 | 2514141.7568 | 2501571.0481 | 2489063.1928 | 2476617.8769 | 2464234.7875 | 2451913.6135 | 0 | 0 | 0 | 0 | 0 | 0 | 0 | 0 | 0 | 0 | 0 | 0 | 0 | 0 | 0 | 0 | 0 | 0 | 0 | 0 | 0 | 0 | 0 | 0 | 0 | 0 | 0 | 0 | 0 | 0
Res ¦ Low Flow Showerhead ¦ Retro | RET | R_Townhomes & Semi-detached | Greater Toronto Area | Water Heating | Residential | NA | Showers | 10 | 28.9127 | 29.0748 | 29.2032 | 29.304 | 29.3752 | 29.4008 | 29.4165 | 29.4509 | 29.4904 | 29.5339 | 484.5775 | 497.0402 | 509.2197 | 521.1966 | 532.912 | 544.0445 | 555.2211 | 566.9882 | 579.1037 | 591.5571 | 16.76 | 17.0952 | 17.4371 | 17.7858 | 18.1416 | 18.5044 | 18.8745 | 19.252 | 19.637 | 20.0298 | 467.8175 | 479.945 | 491.7826 | 503.4108 | 514.7704 | 525.5401 | 536.3466 | 547.7362 | 559.4666 | 571.5273 | 3952792.1022 | 3933028.1417 | 3913363.001 | 3893796.1859 | 3874327.205 | 3854955.569 | 3835680.7911 | 3816502.3872 | 3797419.8753 | 3778432.7759 | 3952792.1022 | 3933028.1417 | 3913363.001 | 3893796.1859 | 3874327.205 | 3854955.569 | 3835680.7911 | 3816502.3872 | 3797419.8753 | 3778432.7759 | 82986.8938 | 171899.5539 | 266773.4462 | 367563.7608 | 474134.2051 | 586247.2611 | 703556.7498 | 825603.5799 | 951815.5058 | 1081511.5794 | 82986.8938 | 88912.6601 | 94873.8923 | 100790.3146 | 106570.4443 | 112113.056 | 117309.4887 | 122046.8301 | 126211.9259 | 129696.0736
Res ¦ Programmable Thermostat - RET | RET | R_Townhomes & Semi-detached | Greater Toronto Area | Space Heating/Ventilation | Residential | NA | Thermostat | 15 | 2.7876 | 2.8233 | 2.8518 | 2.8739 | 2.8887 | 2.8782 | 2.8768 | 2.8787 | 2.8805 | 2.8824 | 836.2769 | 863.9156 | 890.1159 | 914.9534 | 938.0384 | 953.3224 | 971.9276 | 992.001 | 1012.489 | 1033.4155 | 300 | 306 | 312.12 | 318.3624 | 324.7296 | 331.2242 | 337.8487 | 344.6057 | 351.4978 | 358.5278 | 536.2769 | 557.9156 | 577.9959 | 596.591 | 613.3088 | 622.0981 | 634.0789 | 647.3953 | 660.9912 | 674.8877 | 19720618.4922 | 19622015.3997 | 19523905.3227 | 19426285.7961 | 19329154.3671 | 19232508.5953 | 19136346.0523 | 19040664.3221 | 18945461.0005 | 18850733.6955 | 19720618.4922 | 19622015.3997 | 19523905.3227 | 19426285.7961 | 19329154.3671 | 19232508.5953 | 19136346.0523 | 19040664.3221 | 18945461.0005 | 18850733.6955 | 271801.889 | 554493.2247 | 847129.5824 | 1153325.2069 | 1471537.8105 | 1800893.5885 | 2140591.9951 | 2490545.7593 | 2850130.6147 | 3219022.5445 | 271801.889 | 282691.3357 | 292636.3578 | 306195.6245 | 318212.6036 | 329355.778 | 339698.4066 | 349953.7642 | 359584.8554 | 368891.9298
Res ¦ Solar Pool Heater ¦ Retro | RET | R_Townhomes & Semi-detached | Greater Toronto Area | Appliances/Other | Residential | NA | Pool Heater | 20 | 2.3317 | 2.3726 | 2.4029 | 2.4249 | 2.438 | 2.4375 | 2.4337 | 2.4337 | 2.4336 | 2.4336 | 3381.0003 | 3509.0248 | 3625.0336 | 3731.3323 | 3826.4629 | 3902.2044 | 3974.0944 | 4053.4889 | 4134.5043 | 4217.0738 | 1450 | 1479 | 1508.58 | 1538.7516 | 1569.5266 | 1600.9172 | 1632.9355 | 1665.5942 | 1698.9061 | 1732.8842 | 1931.0003 | 2030.0248 | 2116.4536 | 2192.5807 | 2256.9363 | 2301.2873 | 2341.1589 | 2387.8947 | 2435.5982 | 2484.1896 | 12367251.0075 | 12305414.7524 | 12243887.6787 | 12182668.2403 | 12121754.8991 | 12061146.1246 | 12000840.394 | 11940836.192 | 11881132.011 | 11821726.351 | 12367251.0075 | 12305414.7524 | 12243887.6787 | 12182668.2403 | 12121754.8991 | 12061146.1246 | 12000840.394 | 11940836.192 | 11881132.011 | 11821726.351 | 144293.8691 | 291960.8177 | 442133.8177 | 598675.647 | 759966.4206 | 925181.1373 | 1093633.4284 | 1265471.305 | 1440335.312 | 1618270.651 | 144293.8691 | 147666.9486 | 150173 | 156541.8292 | 161290.7737 | 165214.7167 | 168452.2911 | 171837.8766 | 174864.0071 | 177935.3389
Res ¦ Behavioural Mailed Reports | ROB | R_Townhomes & Semi-detached | Greater Toronto Area | Cross Cutting/Behavioural | Residential | NA | Residential Households | 3 | 1.418 | 1.5078 | 1.6497 | 1.7391 | 1.7896 | 1.7471 | 1.7352 | 1.7352 | 1.7353 | 1.7354 | 10.9899 | 11.9188 | 13.3019 | 14.3033 | 15.0124 | 14.9493 | 15.1448 | 15.4475 | 15.7571 | 16.0734 | 7.75 | 7.905 | 8.0631 | 8.2244 | 8.3888 | 8.5566 | 8.7278 | 8.9023 | 9.0804 | 9.262 | 3.2399 | 4.0138 | 5.2388 | 6.079 | 6.6235 | 6.3927 | 6.417 | 6.5452 | 6.6768 | 6.8114 | 6012063.3465 | 5982003.0298 | 5952093.0146 | 5922332.5496 | 5892720.8868 | 5863257.2824 | 5833940.996 | 5804771.291 | 5775747.4345 | 5746868.6974 | 6012063.3465 | 5982003.0298 | 5952093.0146 | 5922332.5496 | 5892720.8868 | 5863257.2824 | 5833940.996 | 5804771.291 | 5775747.4345 | 5746868.6974 | 1006567.4399 | 1716140.3021 | 2241698.3282 | 2652744.5763 | 2991744.2688 | 3284440.7411 | 3546273.2739 | 3786355.5138 | 4009940.8073 | 4219952.0668 | 1006567.4399 | 709572.8621 | 525558.0262 | 411046.2481 | 338999.6925 | 292696.4723 | 261832.5328 | 240082.2398 | 223585.2935 | 210011.2596
Res ¦ Combination Space Water Heating | ROB | R_Townhomes & Semi-detached | Greater Toronto Area | Water Heating | Residential | Res¦Water Heater | Residence | 20 | 2.6772 | 2.689 | 2.6985 | 2.7062 | 2.7119 | 2.7145 | 2.7162 | 2.719 | 2.7218 | 2.7248 | 1820.4984 | 1865.1199 | 1909.1392 | 1952.8393 | 1996.0701 | 2037.9941 | 2080.0704 | 2123.8276 | 2168.5586 | 2214.3586 | 680 | 693.6 | 707.472 | 721.6214 | 736.0539 | 750.7749 | 765.7904 | 781.1063 | 796.7284 | 812.6629 | 1140.4984 | 1171.5199 | 1201.6672 | 1231.2179 | 1260.0162 | 1287.2191 | 1314.2799 | 1342.7213 | 1371.8303 | 1401.6956 | 6893461.3845 | 6858994.0776 | 6824699.1072 | 6790575.6117 | 6756622.7336 | 6722839.6199 | 6689225.4218 | 6655779.2947 | 6622500.3982 | 6589387.8963 | 6893461.3845 | 6858994.0776 | 6824699.1072 | 6790575.6117 | 6756622.7336 | 6722839.6199 | 6689225.4218 | 6655779.2947 | 6622500.3982 | 6589387.8963 | 198025.2856 | 387647.6847 | 569163.7136 | 744417.649 | 913334.6123 | 1076144.8116 | 1233141.1962 | 1384848.7784 | 1531620.428 | 1673897.3947 | 198025.2856 | 189622.3991 | 181516.0289 | 175253.9354 | 168916.9633 | 162810.1993 | 156996.3845 | 151707.5823 | 146771.6496 | 142276.9667
Res ¦ HE Condensing Furnace | ROB | R_Townhomes & Semi-detached | Greater Toronto Area | Space Heating/Ventilation | Residential | NA | Furnace | 18 | 0.22426 | 0.22845 | 0.23178 | 0.23429 | 0.23589 | 0.23443 | 0.23406 | 0.23407 | 0.23406 | 0.23406 | 396.2754 | 411.7523 | 426.0945 | 439.3335 | 451.1862 | 457.3564 | 465.7673 | 475.0893 | 484.5893 | 494.2744 | 1767 | 1802.34 | 1838.3868 | 1875.1545 | 1912.6576 | 1950.9108 | 1989.929 | 2029.7276 | 2070.3221 | 2111.7286 | -1370.7246 | -1390.5877 | -1412.2923 | -1435.8211 | -1461.4714 | -1493.5544 | -1524.1617 | -1554.6383 | -1585.7328 | -1617.4542 | 23673312.0898 | 23554945.5293 | 23437170.8017 | 23319984.9477 | 23203385.0229 | 23087368.0978 | 22971931.2573 | 22857071.601 | 22742786.243 | 22629072.3118 | 0 | 0 | 0 | 0 | 0 | 0 | 0 | 0 | 0 | 0 | 0 | 0 | 0 | 0 | 0 | 0 | 0 | 0 | 0 | 0 | 0 | 0 | 0 | 0 | 0 | 0 | 0 | 0 | 0 | 0
Res ¦ HE Storage Water Heating | ROB | R_Townhomes & Semi-detached | Greater Toronto Area | Water Heating | Residential | Res¦Water Heater | Water heater | 16 | 0.33577 | 0.34238 | 0.34733 | 0.35092 | 0.35302 | 0.35301 | 0.3524 | 0.3524 | 0.3524 | 0.3524 | 181.3135 | 188.5842 | 195.1372 | 201.0942 | 206.3476 | 210.4644 | 214.3046 | 218.5908 | 222.961 | 227.4234 | 540 | 550.8 | 561.816 | 573.0523 | 584.5134 | 596.2036 | 608.1277 | 620.2903 | 632.6961 | 645.35 | -358.6865 | -362.2158 | -366.6788 | -371.9581 | -378.1658 | -385.7393 | -393.8232 | -401.6995 | -409.7351 | -417.9265 | 16695865.6937 | 16612386.3652 | 16529324.4334 | 16446677.8112 | 16364444.4221 | 16282622.2 | 16201209.089 | 16120203.0436 | 16039602.0284 | 15959404.0182 | 0 | 0 | 0 | 0 | 0 | 0 | 0 | 0 | 0 | 0 | 0 | 0 | 0 | 0 | 0 | 0 | 0 | 0 | 0 | 0 | 0 | 0 | 0 | 0 | 0 | 0 | 0 | 0 | 0 | 0
Res ¦ Tankless Water Heater | ROB | R_Townhomes & Semi-detached | Greater Toronto Area | Water Heating | Residential | Res¦Water Heater | DHW tank | 18 | 0.54447 | 0.55437 | 0.56178 | 0.56715 | 0.5703 | 0.57028 | 0.56937 | 0.56937 | 0.56936 | 0.56937 | 408.3517 | 424.0931 | 438.3556 | 451.397 | 462.9848 | 472.2225 | 480.9035 | 490.5208 | 500.3261 | 510.3413 | 750 | 765 | 780.3 | 795.906 | 811.8241 | 828.0606 | 844.6218 | 861.5143 | 878.7445 | 896.3194 | -341.6483 | -340.9069 | -341.9444 | -344.509 | -348.8393 | -355.8381 | -363.7183 | -370.9934 | -378.4184 | -385.9782 | 34711755.9078 | 34538197.1282 | 34365506.1426 | 34193678.6119 | 34022710.2188 | 33852596.6677 | 33683333.6844 | 33514917.0159 | 33347342.4309 | 33180605.7187 | 0 | 0 | 0 | 0 | 0 | 0 | 0 | 0 | 0 | 0 | 0 | 0 | 0 | 0 | 0 | 0 | 0 | 0 | 0 | 0 | 0 | 0 | 0 | 0 | 0 | 0 | 0 | 0 | 0 | 0
Res ¦ Triple Glazed Low-E Argon Windows ¦ ROB | ROB | R_Townhomes & Semi-detached | Greater Toronto Area | Space Heating/Ventilation | Residential | NA | Residential Households | 30 | 0.45731 | 0.46934 | 0.47879 | 0.48582 | 0.49012 | 0.48533 | 0.48379 | 0.48332 | 0.48282 | 0.4823 | 455.4855 | 476.8133 | 496.1356 | 513.4928 | 528.3948 | 533.7009 | 542.6413 | 552.957 | 563.442 | 574.0892 | 996 | 1015.92 | 1036.2384 | 1056.9632 | 1078.1024 | 1099.6645 | 1121.6578 | 1144.0909 | 1166.9727 | 1190.3122 | -540.5145 | -539.1067 | -540.1028 | -543.4703 | -549.7077 | -565.9636 | -579.0165 | -591.1339 | -603.5308 | -616.223 | 47609483.6723 | 47371436.2539 | 47134579.0727 | 46898906.1773 | 46664411.6464 | 46431089.5882 | 46198934.1402 | 45967939.4695 | 45738099.7722 | 45509409.2733 | 0 | 0 | 0 | 0 | 0 | 0 | 0 | 0 | 0 | 0 | 0 | 0 | 0 | 0 | 0 | 0 | 0 | 0 | 0 | 0 | 0 | 0 | 0 | 0 | 0 | 0 | 0 | 0 | 0 | 0
Com ¦ Condensing Boiler ¦ Near Cond Baseline | NEW | C_Accommodation | Ottawa and Surrounding | Space Heating/Ventilation | Commercial | NA | End Use Consumption (m^3/year) | 25 | 1.0302 | 1.046 | 1.0586 | 1.0681 | 1.0741 | 1.0686 | 1.0672 | 1.0672 | 1.0672 | 1.0672 | 0.22439 | 0.23239 | 0.23987 | 0.24687 | 0.25323 | 0.25697 | 0.26176 | 0.267 | 0.27234 | 0.27778 | 0.2178 | 0.22216 | 0.2266 | 0.23114 | 0.23576 | 0.24047 | 0.24528 | 0.25019 | 0.25519 | 0.2603 | 0.0065823 | 0.010226 | 0.013271 | 0.01573 | 0.01747 | 0.016492 | 0.016479 | 0.016811 | 0.017145 | 0.017485 | 4281.2469 | 8579.6188 | 12895.3769 | 17228.784 | 21580.1051 | 25949.6068 | 30337.5576 | 34744.2279 | 39169.89 | 43614.8184 | 4281.2469 | 8579.6188 | 12895.3769 | 17228.784 | 21580.1051 | 25949.6068 | 30337.5576 | 34744.2279 | 39169.89 | 43614.8184 | 431.756 | 865.2391 | 1270.5804 | 1639.9932 | 2055.356 | 2492.3797 | 2934.034 | 3368.6452 | 3804.2052 | 4237.544 | 431.756 | 433.483 | 405.3414 | 369.4128 | 415.3628 | 437.0236 | 441.6543 | 434.6112 | 435.56 | 433.3388
Com ¦ Condensing Boiler ¦ Std Baseline | NEW | C_Accommodation | Ottawa and Surrounding | Space Heating/Ventilation | Commercial | Com¦Boiler¦Std | End Use Consumption (m^3/year) | 25 | 1.5743 | 1.5984 | 1.6176 | 1.6321 | 1.6413 | 1.6329 | 1.6308 | 1.6308 | 1.6308 | 1.6307 | 0.52357 | 0.54224 | 0.55971 | 0.57602 | 0.59087 | 0.59959 | 0.61078 | 0.623 | 0.63546 | 0.64816 | 0.33258 | 0.33923 | 0.34601 | 0.35294 | 0.35999 | 0.36719 | 0.37454 | 0.38203 | 0.38967 | 0.39746 | 0.19099 | 0.20301 | 0.21369 | 0.22309 | 0.23087 | 0.23239 | 0.23624 | 0.24097 | 0.24579 | 0.25069 | 9989.5761 | 20019.1106 | 30089.2127 | 40200.4961 | 50353.5786 | 60549.0825 | 70787.6343 | 81069.865 | 91396.4101 | 101767.9095 | 9989.5761 | 20019.1106 | 30089.2127 | 40200.4961 | 50353.5786 | 60549.0825 | 70787.6343 | 81069.865 | 91396.4101 | 101767.9095 | 227.6033 | 456.1169 | 882.2257 | 1488.6178 | 2320.8411 | 3365.9243 | 4608.3082 | 6029.8949 | 7630.8355 | 9399.0112 | 227.6033 | 228.5137 | 426.1088 | 606.3921 | 832.2233 | 1045.0832 | 1242.3839 | 1421.5867 | 1600.9405 | 1768.1757
Com ¦ Condensing Water Heaters | NEW | C_Accommodation | Ottawa and Surrounding | Water Heating | Commercial | Com ¦ Water Heating | End Use Consumption (m^3/year) | 13 | 1.5536 | 1.5892 | 1.6159 | 1.6352 | 1.6466 | 1.6465 | 1.6432 | 1.6432 | 1.6432 | 1.6432 | 0.24404 | 0.25463 | 0.26408 | 0.27258 | 0.27997 | 0.28555 | 0.29068 | 0.29649 | 0.30242 | 0.30847 | 0.15708 | 0.16022 | 0.16343 | 0.1667 | 0.17003 | 0.17343 | 0.1769 | 0.18044 | 0.18405 | 0.18773 | 0.086963 | 0.094409 | 0.10066 | 0.10589 | 0.10994 | 0.11212 | 0.11378 | 0.11606 | 0.11838 | 0.12075 | 397.1013 | 795.7911 | 1196.0935 | 1598.0329 | 2001.6339 | 2406.9211 | 2813.9197 | 3222.6545 | 3633.1509 | 4045.4343 | 397.1013 | 795.7911 | 1196.0935 | 1598.0329 | 2001.6339 | 2406.9211 | 2813.9197 | 3222.6545 | 3633.1509 | 4045.4343 | 215.0071 | 430.8743 | 648.8661 | 868.0961 | 1094.1029 | 1324.9789 | 1559.5896 | 1797.11 | 2037.8985 | 2281.6347 | 215.0071 | 215.8672 | 217.9919 | 219.23 | 226.0068 | 230.876 | 234.6107 | 237.5205 | 240.7885 | 243.7362
Com ¦ Demand Control Kitchen Ventilation | NEW | C_Accommodation | Ottawa and Surrounding | Space Heating/Ventilation | Commercial | NA | per building | 15 | 4.3624 | 4.408 | 4.4448 | 4.4736 | 4.4933 | 4.4812 | 4.4808 | 4.4844 | 4.4881 | 4.4919 | 65435.9299 | 67442.9283 | 69366.2343 | 71211.5723 | 72954.905 | 74214.772 | 75691.2479 | 77268.2103 | 78878.4803 | 80524.0625 | 15000 | 15300 | 15606 | 15918.12 | 16236.4824 | 16561.212 | 16892.4363 | 17230.285 | 17574.8907 | 17926.3885 | 50435.9299 | 52142.9283 | 53760.2343 | 55293.4523 | 56718.4226 | 57653.56 | 58798.8116 | 60037.9253 | 61303.5896 | 62597.674 | 27.4082 | 55.0083 | 82.8033 | 110.7961 | 138.9898 | 167.3875 | 195.9924 | 224.8075 | 253.8361 | 283.0814 | 27.4082 | 55.0083 | 82.8033 | 110.7961 | 138.9898 | 167.3875 | 195.9924 | 224.8075 | 253.8361 | 283.0814 | 18.6031 | 37.3364 | 56.5254 | 76.1597 | 96.2903 | 116.891 | 137.9408 | 159.4205 | 181.3222 | 203.6303 | 18.6031 | 18.7333 | 19.1891 | 19.6342 | 20.1306 | 20.6007 | 21.0498 | 21.4797 | 21.9017 | 22.3081
Com ¦ High perf.glazings ¦ New | NEW | C_Accommodation | Ottawa and Surrounding | Space Heating/Ventilation | Commercial | Windows New | End Use Consumption (m^3/year) | 30 | 1.6157 | 1.6383 | 1.6563 | 1.6698 | 1.6785 | 1.6706 | 1.6686 | 1.6686 | 1.6686 | 1.6686 | 0.40969 | 0.42374 | 0.43695 | 0.44934 | 0.4607 | 0.46771 | 0.47649 | 0.48602 | 0.49574 | 0.50565 | 0.25357 | 0.25864 | 0.26382 | 0.26909 | 0.27447 | 0.27996 | 0.28556 | 0.29127 | 0.2971 | 0.30304 | 0.15612 | 0.1651 | 0.17313 | 0.18025 | 0.18623 | 0.18774 | 0.19093 | 0.19475 | 0.19864 | 0.2026 | 2847.331 | 5706.0514 | 8576.3347 | 11458.356 | 14352.2912 | 17258.3179 | 20176.6145 | 23107.3609 | 26050.7383 | 29006.9289 | 2847.331 | 5706.0514 | 8576.3347 | 11458.356 | 14352.2912 | 17258.3179 | 20176.6145 | 23107.3609 | 26050.7383 | 29006.9289 | 829.8957 | 1663.111 | 2484.8457 | 3282.9148 | 4132.4488 | 5008.2251 | 5895.7032 | 6784.7158 | 7682.0497 | 8585.7121 | 829.8957 | 833.2153 | 821.7347 | 798.0691 | 849.534 | 875.7763 | 887.4781 | 889.0126 | 897.3338 | 903.6625
Com ¦ Near Condensing Boiler¦ Std Baseline | NEW | C_Accommodation | Ottawa and Surrounding | Space Heating/Ventilation | Commercial | Com¦Boiler¦Std | End Use Consumption (m^3/year) | 25 | 4.3784 | 4.4456 | 4.4989 | 4.5392 | 4.5649 | 4.5415 | 4.5355 | 4.5356 | 4.5355 | 4.5355 | 0.29918 | 0.30985 | 0.31983 | 0.32915 | 0.33764 | 0.34262 | 0.34902 | 0.356 | 0.36312 | 0.37037 | 0.068331 | 0.069697 | 0.071091 | 0.072513 | 0.073963 | 0.075443 | 0.076952 | 0.078491 | 0.08006 | 0.081662 | 0.23085 | 0.24015 | 0.24874 | 0.25664 | 0.26367 | 0.26718 | 0.27206 | 0.27751 | 0.28306 | 0.28871 | 5708.3292 | 11439.4918 | 17193.8358 | 22971.712 | 28773.4735 | 34599.4757 | 40450.0767 | 46325.6372 | 52226.5201 | 58153.0912 | 5708.3292 | 11439.4918 | 17193.8358 | 22971.712 | 28773.4735 | 34599.4757 | 40450.0767 | 46325.6372 | 52226.5201 | 58153.0912 | 3492.6369 | 6999.2444 | 10330.1094 | 13477.6279 | 16463.4361 | 19278.2984 | 21919.4473 | 24387.7772 | 26689.6934 | 28830.5233 | 3492.6369 | 3506.6075 | 3330.865 | 3147.5185 | 2985.8082 | 2814.8623 | 2641.149 | 2468.3299 | 2301.9162 | 2140.8299
Com ¦ Super High Perf Glazing ¦New | NEW | C_Accommodation | Ottawa and Surrounding | Space Heating/Ventilation | Commercial | Windows New | End Use Consumption (m^3/year) | 30 | 0.53856 | 0.54611 | 0.55209 | 0.55662 | 0.5595 | 0.55687 | 0.5562 | 0.5562 | 0.5562 | 0.55619 | 0.61454 | 0.63561 | 0.65542 | 0.67401 | 0.69106 | 0.70156 | 0.71473 | 0.72903 | 0.74361 | 0.75847 | 1.1411 | 1.1639 | 1.1872 | 1.2109 | 1.2351 | 1.2598 | 1.285 | 1.3107 | 1.3369 | 1.3637 | -0.52653 | -0.52828 | -0.53175 | -0.5369 | -0.54407 | -0.55828 | -0.5703 | -0.5817 | -0.59334 | -0.60522 | 4270.9965 | 8559.077 | 12864.5021 | 17187.534 | 21528.4369 | 25887.4768 | 30264.9217 | 34661.0414 | 39076.1074 | 43510.3934 | 0 | 0 | 0 | 0 | 0 | 0 | 0 | 0 | 0 | 0 | 0 | 0 | 0 | 0 | 0 | 0 | 0 | 0 | 0 | 0 | 0 | 0 | 0 | 0 | 0 | 0 | 0 | 0 | 0 | 0
Com ¦ Tankless Water Heaters | NEW | C_Accommodation | Ottawa and Surrounding | Water Heating | Commercial | Com ¦ Water Heating | End Use Consumption (m^3/year) | 18 | 0.54413 | 0.55403 | 0.56143 | 0.5668 | 0.56995 | 0.56992 | 0.56902 | 0.56902 | 0.56901 | 0.56902 | 0.46011 | 0.47785 | 0.49392 | 0.50862 | 0.52167 | 0.53208 | 0.54186 | 0.5527 | 0.56375 | 0.57503 | 0.84559 | 0.8625 | 0.87976 | 0.89735 | 0.9153 | 0.9336 | 0.95228 | 0.97132 | 0.99075 | 1.0106 | -0.38548 | -0.38465 | -0.38583 | -0.38873 | -0.39362 | -0.40152 | -0.41041 | -0.41862 | -0.427 | -0.43553 | 593.7964 | 1189.968 | 1788.551 | 2389.5819 | 2993.0973 | 3599.1344 | 4207.7303 | 4818.9226 | 5432.749 | 6049.2475 | 0 | 0 | 0 | 0 | 0 | 0 | 0 | 0 | 0 | 0 | 0 | 0 | 0 | 0 | 0 | 0 | 0 | 0 | 0 | 0 | 0 | 0 | 0 | 0 | 0 | 0 | 0 | 0 | 0 | 0
Com ¦ Air Sealing | RET | C_Accommodation | Ottawa and Surrounding | Space Heating/Ventilation | Commercial | NA | Floor area (1000m2) | 6 | 0.7443 | 0.77842 | 0.80548 | 0.82599 | 0.83903 | 0.82713 | 0.82412 | 0.82415 | 0.82415 | 0.82412 | 0.06258 | 0.066757 | 0.07046 | 0.073699 | 0.07636 | 0.076782 | 0.078033 | 0.079597 | 0.081189 | 0.082809 | 0.084079 | 0.08576 | 0.087476 | 0.089225 | 0.09101 | 0.09283 | 0.094686 | 0.09658 | 0.098512 | 0.10048 | -0.021499 | -0.019003 | -0.017016 | -0.015526 | -0.01465 | -0.016047 | -0.016654 | -0.016984 | -0.017323 | -0.017673 | 35.3465 | 35.1698 | 34.9939 | 34.819 | 34.6449 | 34.4717 | 34.2993 | 34.1278 | 33.9572 | 33.7874 | 0 | 0 | 0 | 0 | 0 | 0 | 0 | 0 | 0 | 0 | 0 | 0 | 0 | 0 | 0 | 0 | 0 | 0 | 0 | 0 | 0 | 0 | 0 | 0 | 0 | 0 | 0 | 0 | 0 | 0
Com ¦ Building Controls and Automation Systems | RET | C_Accommodation | Ottawa and Surrounding | Space Heating/Ventilation | Commercial | NA | Customer Segment Consumption (m^3/year) | 11 | 1.6349 | 1.6788 | 1.7136 | 1.7399 | 1.7567 | 1.7414 | 1.7375 | 1.7375 | 1.7375 | 1.7375 | 0.21383 | 0.22396 | 0.23317 | 0.24149 | 0.2487 | 0.25146 | 0.25592 | 0.26104 | 0.26626 | 0.27158 | 0.13079 | 0.13341 | 0.13607 | 0.13879 | 0.14157 | 0.1444 | 0.14729 | 0.15024 | 0.15324 | 0.15631 | 0.083038 | 0.090553 | 0.097099 | 0.1027 | 0.10713 | 0.10706 | 0.10863 | 0.1108 | 0.11302 | 0.11528 | 696539.8863 | 693057.1869 | 689591.9009 | 686143.9414 | 682713.2217 | 679299.6556 | 675903.1573 | 672523.6416 | 669161.0233 | 665815.2182 | 696539.8863 | 693057.1869 | 689591.9009 | 686143.9414 | 682713.2217 | 679299.6556 | 675903.1573 | 672523.6416 | 669161.0233 | 665815.2182 | 23950.8005 | 48406.036 | 73150.1931 | 98586.9976 | 124432.9162 | 150463.4034 | 176477.5483 | 202380.5701 | 228018.1569 | 253287.7633 | 23950.8005 | 24455.2355 | 24744.1571 | 25436.8045 | 25845.9186 | 26030.4873 | 26014.1448 | 25903.0218 | 25637.5868 | 25269.6064
Com ¦ Heat Reflector Panels | RET | C_Accommodation | Ottawa and Surrounding | Space Heating/Ventilation | Commercial | NA | End Use Consumption (m^3/year) | 18 | 2.0191 | 2.0568 | 2.0867 | 2.1094 | 2.1238 | 2.1106 | 2.1073 | 2.1073 | 2.1073 | 2.1073 | 0.092157 | 0.095756 | 0.099092 | 0.10217 | 0.10493 | 0.10636 | 0.10832 | 0.11049 | 0.1127 | 0.11495 | 0.045643 | 0.046556 | 0.047487 | 0.048437 | 0.049405 | 0.050393 | 0.051401 | 0.052429 | 0.053478 | 0.054547 | 0.046514 | 0.049201 | 0.051605 | 0.053734 | 0.055522 | 0.055969 | 0.056917 | 0.058057 | 0.059217 | 0.0604 | 27197.7059 | 27061.7173 | 26926.4088 | 26791.7767 | 26657.8178 | 26524.5287 | 26391.9061 | 26259.9466 | 26128.6468 | 25998.0036 | 27197.7059 | 27061.7173 | 26926.4088 | 26791.7767 | 26657.8178 | 26524.5287 | 26391.9061 | 26259.9466 | 26128.6468 | 25998.0036 | 860.0496 | 1732.567 | 2610.7179 | 3514.9309 | 4434.1886 | 5360.3684 | 6286.5187 | 7210.5742 | 8127.6923 | 9035.3111 | 860.0496 | 872.5174 | 878.151 | 904.2129 | 919.2578 | 926.1798 | 926.1503 | 924.0556 | 917.1181 | 907.6188
Com ¦ Heat/Energy Recovery Ventilation | RET | C_Accommodation | Ottawa and Surrounding | Space Heating/Ventilation | Commercial | NA | End Use Consumption (m^3/year) | 15 | 1.781 | 1.8187 | 1.8486 | 1.8713 | 1.8857 | 1.8726 | 1.8692 | 1.8693 | 1.8692 | 1.8692 | 0.40645 | 0.42336 | 0.43893 | 0.45319 | 0.46582 | 0.47182 | 0.4804 | 0.49002 | 0.49982 | 0.5098 | 0.22821 | 0.23278 | 0.23743 | 0.24218 | 0.24703 | 0.25197 | 0.25701 | 0.26215 | 0.26739 | 0.27274 | 0.17824 | 0.19059 | 0.2015 | 0.21101 | 0.21879 | 0.21985 | 0.2234 | 0.22787 | 0.23243 | 0.23707 | 438563.0072 | 436370.1922 | 434188.3412 | 432017.3995 | 429857.3125 | 427708.0259 | 425569.4858 | 423441.6384 | 421324.4302 | 419217.808 | 438563.0072 | 436370.1922 | 434188.3412 | 432017.3995 | 429857.3125 | 427708.0259 | 425569.4858 | 423441.6384 | 421324.4302 | 419217.808 | 13868.2993 | 27937.6421 | 42097.8268 | 56678.26 | 71501.2913 | 86435.94 | 101370.1134 | 116270.5094 | 131059.0385 | 145694.3912 | 13868.2993 | 14069.3428 | 14160.1847 | 14580.4332 | 14823.0313 | 14934.6486 | 14934.1735 | 14900.3959 | 14788.5291 | 14635.3527
Com ¦ High perf.glazings ¦ Retro | RET | C_Accommodation | Ottawa and Surrounding | Space Heating/Ventilation | Commercial | Windows Retro | End Use Consumption (m^3/year) | 30 | 1.1286 | 1.1444 | 1.1569 | 1.1664 | 1.1725 | 1.167 | 1.1656 | 1.1656 | 1.1656 | 1.1655 | 0.40969 | 0.42374 | 0.43695 | 0.44934 | 0.4607 | 0.46771 | 0.47649 | 0.48602 | 0.49574 | 0.50565 | 0.36301 | 0.37027 | 0.37767 | 0.38523 | 0.39293 | 0.40079 | 0.4088 | 0.41698 | 0.42532 | 0.43383 | 0.046685 | 0.053473 | 0.059275 | 0.064116 | 0.067774 | 0.066916 | 0.067683 | 0.069039 | 0.070417 | 0.071818 | 202363.883 | 201352.0636 | 200345.3033 | 199343.5767 | 198346.8589 | 197355.1246 | 196368.3489 | 195386.5072 | 194409.5747 | 193437.5268 | 202363.883 | 201352.0636 | 200345.3033 | 199343.5767 | 198346.8589 | 197355.1246 | 196368.3489 | 195386.5072 | 194409.5747 | 193437.5268 | 1218.3595 | 2332.4979 | 3326.58 | 4421.8551 | 5553.2044 | 6677.1492 | 7765.4672 | 8839.4939 | 9892.501 | 10939.5943 | 1218.3595 | 1114.1384 | 994.0821 | 1095.2751 | 1131.3494 | 1123.9448 | 1088.318 | 1074.0266 | 1053.0072 | 1047.0933
Com ¦ Operational Improvement | RET | C_Accommodation | Ottawa and Surrounding | Cross Cutting/Behavioural | Commercial | NA | Customer Segment Consumption (m^3/year) | 5 | 2.0919 | 2.2142 | 2.3046 | 2.3725 | 2.4157 | 2.3793 | 2.3692 | 2.3692 | 2.3693 | 2.3693 | 0.051596 | 0.055707 | 0.05914 | 0.0621 | 0.064494 | 0.064795 | 0.065809 | 0.067124 | 0.06847 | 0.069841 | 0.024665 | 0.025158 | 0.025662 | 0.026175 | 0.026698 | 0.027232 | 0.027777 | 0.028332 | 0.028899 | 0.029477 | 0.026931 | 0.030548 | 0.033478 | 0.035925 | 0.037796 | 0.037563 | 0.038033 | 0.038792 | 0.039571 | 0.040364 | 538730.0683 | 536036.418 | 533356.2359 | 530689.4547 | 528036.0074 | 525395.8274 | 522768.8483 | 520155.004 | 517554.229 | 514966.4579 | 538730.0683 | 536036.418 | 533356.2359 | 530689.4547 | 528036.0074 | 525395.8274 | 522768.8483 | 520155.004 | 517554.229 | 514966.4579 | 22738.0843 | 46279.6832 | 70464.7552 | 95187.1384 | 120237.2488 | 145400.1539 | 170457.4444 | 195204.4391 | 219435.6812 | 242965.4433 | 22738.0843 | 23541.599 | 24185.0719 | 24722.3832 | 25050.1104 | 25162.9052 | 25057.2904 | 24746.9947 | 24231.2421 | 23529.7621
Com ¦ Ozone Laundry | RET | C_Accommodation | Ottawa and Surrounding | Water Heating | Commercial | NA | Customer Segment Consumption (m^3/year) | 15 | 5.7531 | 5.8718 | 5.9606 | 6.0249 | 6.0627 | 6.0624 | 6.0515 | 6.0515 | 6.0514 | 6.0515 | 0.38039 | 0.396 | 0.41003 | 0.42275 | 0.43391 | 0.44256 | 0.4506 | 0.45961 | 0.4688 | 0.47818 | 0.066119 | 0.067442 | 0.068791 | 0.070166 | 0.07157 | 0.073001 | 0.074461 | 0.07595 | 0.077469 | 0.079019 | 0.31427 | 0.32856 | 0.34124 | 0.35258 | 0.36234 | 0.36956 | 0.37614 | 0.38366 | 0.39133 | 0.39917 | 1005629.4609 | 1000601.3136 | 995598.307 | 990620.3154 | 985667.2139 | 980738.8778 | 975835.1834 | 970956.0075 | 966101.2275 | 961270.7213 | 1005629.4609 | 1000601.3136 | 995598.307 | 990620.3154 | 985667.2139 | 980738.8778 | 975835.1834 | 970956.0075 | 966101.2275 | 961270.7213 | 42812.5306 | 87160.1699 | 132739.5933 | 179325.6393 | 226522.3955 | 273920.9949 | 321104.9371 | 367680.0978 | 413254.0584 | 457471.2277 | 42812.5306 | 44347.6393 | 45579.4234 | 46586.046 | 47196.7562 | 47398.5994 | 47183.9422 | 46575.1607 | 45573.9606 | 44217.1693
Com ¦ Roof Insulation Upgrade | RET | C_Accommodation | Ottawa and Surrounding | Space Heating/Ventilation | Commercial | NA | Floor area (1000m2) | 20 | 0.96938 | 0.98631 | 0.99974 | 1.0099 | 1.0164 | 1.0105 | 1.009 | 1.009 | 1.009 | 1.009 | 0.36147 | 0.37513 | 0.38785 | 0.39962 | 0.41023 | 0.416 | 0.42369 | 0.43217 | 0.44081 | 0.44963 | 0.37288 | 0.38034 | 0.38795 | 0.39571 | 0.40362 | 0.41169 | 0.41993 | 0.42833 | 0.43689 | 0.44563 | -0.011417 | -0.0052059 | -0.00010224 | 0.0039177 | 0.0066095 | 0.0043095 | 0.0037681 | 0.0038478 | 0.0039229 | 0.0039953 | 19.7941 | 19.6951 | 19.5966 | 19.4986 | 19.4011 | 19.3041 | 19.2076 | 19.1116 | 19.016 | 18.9209 | 0 | 0 | 0 | 19.4986 | 19.4011 | 19.3041 | 19.2076 | 19.1116 | 19.016 | 18.9209 | 0 | 0 | 0 | 0.14081 | 0.28521 | 0.42928 | 0.57044 | 0.71059 | 0.8491 | 0.9873 | 0 | 0 | 0 | 0.14081 | 0.1444 | 0.14407 | 0.14116 | 0.14015 | 0.13851 | 0.1382
Com ¦ Super High Perf Glazing ¦Retro | RET | C_Accommodation | Ottawa and Surrounding | Space Heating/Ventilation | Commercial | Windows Retro | End Use Consumption (m^3/year) | 30 | 0.53856 | 0.54611 | 0.55209 | 0.55662 | 0.5595 | 0.55687 | 0.5562 | 0.5562 | 0.5562 | 0.55619 | 0.61454 | 0.63561 | 0.65542 | 0.67401 | 0.69106 | 0.70156 | 0.71473 | 0.72903 | 0.74361 | 0.75847 | 1.1411 | 1.1639 | 1.1872 | 1.2109 | 1.2351 | 1.2598 | 1.285 | 1.3107 | 1.3369 | 1.3637 | -0.52653 | -0.52828 | -0.53175 | -0.5369 | -0.54407 | -0.55828 | -0.5703 | -0.5817 | -0.59334 | -0.60522 | 303545.8245 | 302028.0954 | 300517.9549 | 299015.3651 | 297520.2883 | 296032.6868 | 294552.5234 | 293079.7608 | 291614.362 | 290156.2902 | 0 | 0 | 0 | 0 | 0 | 0 | 0 | 0 | 0 | 0 | 0 | 0 | 0 | 0 | 0 | 0 | 0 | 0 | 0 | 0 | 0 | 0 | 0 | 0 | 0 | 0 | 0 | 0 | 0 | 0
Com ¦ Wall Insulation Upgrade | RET | C_Accommodation | Ottawa and Surrounding | Space Heating/Ventilation | Commercial | NA | Floor area (1000m2) | 20 | 0.23905 | 0.24323 | 0.24654 | 0.24904 | 0.25064 | 0.24918 | 0.24881 | 0.24882 | 0.24882 | 0.24881 | 0.29574 | 0.30693 | 0.31733 | 0.32697 | 0.33564 | 0.34037 | 0.34666 | 0.3536 | 0.36067 | 0.36788 | 1.2372 | 1.2619 | 1.2871 | 1.3129 | 1.3391 | 1.3659 | 1.3932 | 1.4211 | 1.4495 | 1.4785 | -0.94142 | -0.95498 | -0.96981 | -0.98592 | -1.0035 | -1.0256 | -1.0466 | -1.0675 | -1.0889 | -1.1106 | 63.6237 | 63.3056 | 62.9891 | 62.6741 | 62.3608 | 62.049 | 61.7387 | 61.43 | 61.1229 | 60.8173 | 0 | 0 | 0 | 0 | 0 | 0 | 0 | 0 | 0 | 0 | 0 | 0 | 0 | 0 | 0 | 0 | 0 | 0 | 0 | 0 | 0 | 0 | 0 | 0 | 0 | 0 | 0 | 0 | 0 | 0
Com ¦ Condensing Boiler ¦ Std Baseline | ROB | C_Accommodation | Ottawa and Surrounding | Space Heating/Ventilation | Commercial | Com¦Boiler¦Std | End Use Consumption (m^3/year) | 25 | 1.5743 | 1.5984 | 1.6176 | 1.6321 | 1.6413 | 1.6329 | 1.6308 | 1.6308 | 1.6308 | 1.6307 | 0.52357 | 0.54224 | 0.55971 | 0.57602 | 0.59087 | 0.59959 | 0.61078 | 0.623 | 0.63546 | 0.64816 | 0.33258 | 0.33923 | 0.34601 | 0.35294 | 0.35999 | 0.36719 | 0.37454 | 0.38203 | 0.38967 | 0.39746 | 0.19099 | 0.20301 | 0.21369 | 0.22309 | 0.23087 | 0.23239 | 0.23624 | 0.24097 | 0.24579 | 0.25069 | 709973.4471 | 706423.5798 | 702891.4619 | 699377.0046 | 695880.1196 | 692400.719 | 688938.7154 | 685494.0218 | 682066.5517 | 678656.219 | 709973.4471 | 706423.5798 | 702891.4619 | 699377.0046 | 695880.1196 | 692400.719 | 688938.7154 | 685494.0218 | 682066.5517 | 678656.219 | 647.1347 | 1800.3344 | 3367.13 | 5422.2006 | 7885.7639 | 10677.7191 | 13718.2843 | 16976.1198 | 20395.1289 | 23949.8005 | 647.1347 | 1153.1998 | 1566.7955 | 2055.0706 | 2463.5633 | 2791.9552 | 3040.5652 | 3257.8355 | 3419.0091 | 3554.6716
Com ¦ Condensing Water Heaters | ROB | C_Accommodation | Ottawa and Surrounding | Water Heating | Commercial | Com ¦ Water Heating | End Use Consumption (m^3/year) | 13 | 1.5536 | 1.5892 | 1.6159 | 1.6352 | 1.6466 | 1.6465 | 1.6432 | 1.6432 | 1.6432 | 1.6432 | 0.24404 | 0.25463 | 0.26408 | 0.27258 | 0.27997 | 0.28555 | 0.29068 | 0.29649 | 0.30242 | 0.30847 | 0.15708 | 0.16022 | 0.16343 | 0.1667 | 0.17003 | 0.17343 | 0.1769 | 0.18044 | 0.18405 | 0.18773 | 0.086963 | 0.094409 | 0.10066 | 0.10589 | 0.10994 | 0.11212 | 0.11378 | 0.11606 | 0.11838 | 0.12075 | 28222.5598 | 28081.447 | 27941.0398 | 27801.3346 | 27662.3279 | 27524.0163 | 27386.3962 | 27249.4642 | 27113.2169 | 26977.6508 | 28222.5598 | 28081.447 | 27941.0398 | 27801.3346 | 27662.3279 | 27524.0163 | 27386.3962 | 27249.4642 | 27113.2169 | 26977.6508 | 850.1696 | 1659.534 | 2427.0348 | 3176.8243 | 3902.3362 | 4600.4799 | 5269.5979 | 5912.7395 | 6530.1376 | 7124.1354 | 850.1696 | 809.3644 | 767.5008 | 749.7895 | 725.5119 | 698.1437 | 669.118 | 643.1416 | 617.3982 | 593.9977
Com ¦ Demand Control Kitchen Ventilation | ROB | C_Accommodation | Ottawa and Surrounding | Space Heating/Ventilation | Commercial | NA | per building | 15 | 4.3624 | 4.408 | 4.4448 | 4.4736 | 4.4933 | 4.4812 | 4.4808 | 4.4844 | 4.4881 | 4.4919 | 65435.9299 | 67442.9283 | 69366.2343 | 71211.5723 | 72954.905 | 74214.772 | 75691.2479 | 77268.2103 | 78878.4803 | 80524.0625 | 15000 | 15300 | 15606 | 15918.12 | 16236.4824 | 16561.212 | 16892.4363 | 17230.285 | 17574.8907 | 17926.3885 | 50435.9299 | 52142.9283 | 53760.2343 | 55293.4523 | 56718.4226 | 57653.56 | 58798.8116 | 60037.9253 | 61303.5896 | 62597.674 | 1604.188 | 1596.167 | 1588.1862 | 1580.2453 | 1572.3441 | 1564.4823 | 1556.6599 | 1548.8766 | 1541.1322 | 1533.4266 | 1604.188 | 1596.167 | 1588.1862 | 1580.2453 | 1572.3441 | 1564.4823 | 1556.6599 | 1548.8766 | 1541.1322 | 1533.4266 | 72.6239 | 141.7166 | 207.4609 | 270.2621 | 330.1982 | 387.3639 | 441.855 | 493.8044 | 543.308 | 590.4767 | 72.6239 | 69.0927 | 65.7443 | 62.8012 | 59.9361 | 57.1657 | 54.491 | 51.9495 | 49.5036 | 47.1687
Com ¦ Near Condensing Boiler¦ Std Baseline | ROB | C_Accommodation | Ottawa and Surrounding | Space Heating/Ventilation | Commercial | Com¦Boiler¦Std | End Use Consumption (m^3/year) | 25 | 4.3784 | 4.4456 | 4.4989 | 4.5392 | 4.5649 | 4.5415 | 4.5355 | 4.5356 | 4.5355 | 4.5355 | 0.29918 | 0.30985 | 0.31983 | 0.32915 | 0.33764 | 0.34262 | 0.34902 | 0.356 | 0.36312 | 0.37037 | 0.068331 | 0.069697 | 0.071091 | 0.072513 | 0.073963 | 0.075443 | 0.076952 | 0.078491 | 0.08006 | 0.081662 | 0.23085 | 0.24015 | 0.24874 | 0.25664 | 0.26367 | 0.26718 | 0.27206 | 0.27751 | 0.28306 | 0.28871 | 405699.1126 | 403670.617 | 401652.264 | 399644.0026 | 397645.7826 | 395657.5537 | 393679.2659 | 391710.8696 | 389752.3153 | 387803.5537 | 405699.1126 | 403670.617 | 401652.264 | 399644.0026 | 397645.7826 | 395657.5537 | 393679.2659 | 391710.8696 | 389752.3153 | 387803.5537 | 9930.4662 | 18944.9553 | 27077.5119 | 34450.5891 | 41086.0331 | 47021.3722 | 52300.7672 | 56985.054 | 61124.6407 | 64776.1031 | 9930.4662 | 9014.4891 | 8132.5567 | 7373.0772 | 6635.444 | 5935.339 | 5279.3951 | 4684.2867 | 4139.5868 | 3651.4623
Com ¦ Tankless Water Heaters | ROB | C_Accommodation | Ottawa and Surrounding | Water Heating | Commercial | Com ¦ Water Heating | End Use Consumption (m^3/year) | 18 | 0.54413 | 0.55403 | 0.56143 | 0.5668 | 0.56995 | 0.56992 | 0.56902 | 0.56902 | 0.56901 | 0.56902 | 0.46011 | 0.47785 | 0.49392 | 0.50862 | 0.52167 | 0.53208 | 0.54186 | 0.5527 | 0.56375 | 0.57503 | 0.84559 | 0.8625 | 0.87976 | 0.89735 | 0.9153 | 0.9336 | 0.95228 | 0.97132 | 0.99075 | 1.0106 | -0.38548 | -0.38465 | -0.38583 | -0.38873 | -0.39362 | -0.40152 | -0.41041 | -0.41862 | -0.427 | -0.43553 | 42201.9586 | 41990.9488 | 41780.9941 | 41572.0891 | 41364.2287 | 41157.4075 | 40951.6205 | 40746.8624 | 40543.1281 | 40340.4124 | 0 | 0 | 0 | 0 | 0 | 0 | 0 | 0 | 0 | 0 | 0 | 0 | 0 | 0 | 0 | 0 | 0 | 0 | 0 | 0 | 0 | 0 | 0 | 0 | 0 | 0 | 0 | 0 | 0 | 0
Com ¦ Air Curtains | NEW | C_Colleges & Universities | Ottawa and Surrounding | Space Heating/Ventilation | Commercial | NA | Shipping door | 15 | 5.3878 | 5.504 | 5.5961 | 5.6658 | 5.7101 | 5.6694 | 5.659 | 5.6589 | 5.6587 | 5.6585 | 54793.8552 | 57095.1782 | 59211.3087 | 61147.8426 | 62858.8782 | 63658.8135 | 64812.7081 | 66108.1395 | 67428.0058 | 68773.4309 | 10170 | 10373.4 | 10580.868 | 10792.4854 | 11008.3351 | 11228.5018 | 11453.0718 | 11682.1332 | 11915.7759 | 12154.0914 | 44623.8552 | 46721.7782 | 48630.4407 | 50355.3572 | 51850.5432 | 52430.3118 | 53359.6363 | 54426.0063 | 55512.2299 | 56619.3395 | 0.099585 | 0.20236 | 0.30844 | 0.41795 | 0.53102 | 0.64779 | 0.76839 | 0.89297 | 1.0217 | 1.1547 | 0.099585 | 0.20236 | 0.30844 | 0.41795 | 0.53102 | 0.64779 | 0.76839 | 0.89297 | 1.0217 | 1.1547 | 0.07033 | 0.14291 | 0.2193 | 0.29957 | 0.38406 | 0.4728 | 0.56583 | 0.66322 | 0.76509 | 0.87151 | 0.07033 | 0.07258 | 0.076389 | 0.080273 | 0.08449 | 0.088736 | 0.093035 | 0.097393 | 0.10186 | 0.10642
Com ¦ Condensing Boiler ¦ Near Cond Baseline | NEW | C_Colleges & Universities | Ottawa and Surrounding | Space Heating/Ventilation | Commercial | NA | End Use Consumption (m^3/year) | 25 | 1.0302 | 1.046 | 1.0586 | 1.0681 | 1.0741 | 1.0686 | 1.0672 | 1.0672 | 1.0672 | 1.0672 | 0.22439 | 0.23239 | 0.23987 | 0.24687 | 0.25323 | 0.25697 | 0.26176 | 0.267 | 0.27234 | 0.27778 | 0.2178 | 0.22216 | 0.2266 | 0.23114 | 0.23576 | 0.24047 | 0.24528 | 0.25019 | 0.25519 | 0.2603 | 0.0065823 | 0.010226 | 0.013271 | 0.01573 | 0.01747 | 0.016492 | 0.016479 | 0.016811 | 0.017145 | 0.017485 | 32581.1189 | 66172.2524 | 100810.5757 | 136534.598 | 173384.2109 | 211400.7381 | 250626.9867 | 291107.3012 | 332887.6183 | 376015.5245 | 32581.1189 | 66172.2524 | 100810.5757 | 136534.598 | 173384.2109 | 211400.7381 | 250626.9867 | 291107.3012 | 332887.6183 | 376015.5245 | 3285.7469 | 6673.3521 | 9926.6266 | 12972.0155 | 16489.5556 | 20291.8353 | 24240.0029 | 28232.3856 | 32344.2577 | 36548.8086 | 3285.7469 | 3387.6051 | 3253.2746 | 3045.3889 | 3517.5401 | 3802.2798 | 3948.1675 | 3992.3828 | 4111.8721 | 4204.5509
Com ¦ Condensing Boiler ¦ Std Baseline | NEW | C_Colleges & Universities | Ottawa and Surrounding | Space Heating/Ventilation | Commercial | Com¦Boiler¦Std | End Use Consumption (m^3/year) | 25 | 1.5743 | 1.5984 | 1.6176 | 1.6321 | 1.6413 | 1.6329 | 1.6308 | 1.6308 | 1.6308 | 1.6307 | 0.52357 | 0.54224 | 0.55971 | 0.57602 | 0.59087 | 0.59959 | 0.61078 | 0.623 | 0.63546 | 0.64816 | 0.33258 | 0.33923 | 0.34601 | 0.35294 | 0.35999 | 0.36719 | 0.37454 | 0.38203 | 0.38967 | 0.39746 | 0.19099 | 0.20301 | 0.21369 | 0.22309 | 0.23087 | 0.23239 | 0.23624 | 0.24097 | 0.24579 | 0.25069 | 76022.6107 | 154401.9223 | 235224.6767 | 318580.7287 | 404563.1589 | 493268.3889 | 584796.3024 | 679250.3695 | 776737.7761 | 877369.5573 | 76022.6107 | 154401.9223 | 235224.6767 | 318580.7287 | 404563.1589 | 493268.3889 | 584796.3024 | 679250.3695 | 776737.7761 | 877369.5573 | 1732.1049 | 3517.9052 | 6980.4803 | 12084.6115 | 19322.7231 | 28702.9663 | 40197.8607 | 53743.0367 | 69439.2684 | 87265.7795 | 1732.1049 | 1785.8002 | 3462.5752 | 5104.1312 | 7238.1116 | 9380.2432 | 11494.8944 | 13545.176 | 15696.2317 | 17826.5111
Com ¦ Condensing Water Heaters | NEW | C_Colleges & Universities | Ottawa and Surrounding | Water Heating | Commercial | Com ¦ Water Heating | End Use Consumption (m^3/year) | 13 | 1.5536 | 1.5892 | 1.6159 | 1.6352 | 1.6466 | 1.6465 | 1.6432 | 1.6432 | 1.6432 | 1.6432 | 0.24404 | 0.25463 | 0.26408 | 0.27258 | 0.27997 | 0.28555 | 0.29068 | 0.29649 | 0.30242 | 0.30847 | 0.15708 | 0.16022 | 0.16343 | 0.1667 | 0.17003 | 0.17343 | 0.1769 | 0.18044 | 0.18405 | 0.18773 | 0.086963 | 0.094409 | 0.10066 | 0.10589 | 0.10994 | 0.11212 | 0.11378 | 0.11606 | 0.11838 | 0.12075 | 763.7564 | 1551.1893 | 2363.1701 | 3200.6014 | 4064.4186 | 4955.5901 | 5875.1196 | 6824.0465 | 7803.4477 | 8814.4386 | 763.7564 | 1551.1893 | 2363.1701 | 3200.6014 | 4064.4186 | 4955.5901 | 5875.1196 | 6824.0465 | 7803.4477 | 8814.4386 | 413.5294 | 839.8782 | 1282.1549 | 1739.1801 | 2223.3856 | 2731.7943 | 3262.8631 | 3815.5807 | 4391.6291 | 4991.1165 | 413.5294 | 426.3488 | 442.2767 | 457.0253 | 484.2054 | 508.4087 | 531.0688 | 552.7176 | 576.0485 | 599.4874
Com ¦ High perf.glazings ¦ New | NEW | C_Colleges & Universities | Ottawa and Surrounding | Space Heating/Ventilation | Commercial | Windows New | End Use Consumption (m^3/year) | 30 | 1.6157 | 1.6383 | 1.6563 | 1.6698 | 1.6785 | 1.6706 | 1.6686 | 1.6686 | 1.6686 | 1.6686 | 0.40969 | 0.42374 | 0.43695 | 0.44934 | 0.4607 | 0.46771 | 0.47649 | 0.48602 | 0.49574 | 0.50565 | 0.25357 | 0.25864 | 0.26382 | 0.26909 | 0.27447 | 0.27996 | 0.28556 | 0.29127 | 0.2971 | 0.30304 | 0.15612 | 0.1651 | 0.17313 | 0.18025 | 0.18623 | 0.18774 | 0.19093 | 0.19475 | 0.19864 | 0.2026 | 21668.7409 | 44009.2128 | 67046.1397 | 90805.133 | 115312.7234 | 140596.394 | 166684.6147 | 193606.8776 | 221393.7339 | 250076.832 | 21668.7409 | 44009.2128 | 67046.1397 | 90805.133 | 115312.7234 | 140596.394 | 166684.6147 | 193606.8776 | 221393.7339 | 250076.832 | 6315.6672 | 12827.1201 | 19422.3725 | 26001.5459 | 33195.907 | 40815.5118 | 48749.1285 | 56915.7137 | 65386.9733 | 74154.9972 | 6315.6672 | 6511.4529 | 6595.2524 | 6579.1734 | 7194.361 | 7619.6048 | 7933.6167 | 8166.5852 | 8471.2596 | 8768.0239
Com ¦ Near Condensing Boiler¦ Std Baseline | NEW | C_Colleges & Universities | Ottawa and Surrounding | Space Heating/Ventilation | Commercial | Com¦Boiler¦Std | End Use Consumption (m^3/year) | 25 | 4.3784 | 4.4456 | 4.4989 | 4.5392 | 4.5649 | 4.5415 | 4.5355 | 4.5356 | 4.5355 | 4.5355 | 0.29918 | 0.30985 | 0.31983 | 0.32915 | 0.33764 | 0.34262 | 0.34902 | 0.356 | 0.36312 | 0.37037 | 0.068331 | 0.069697 | 0.071091 | 0.072513 | 0.073963 | 0.075443 | 0.076952 | 0.078491 | 0.08006 | 0.081662 | 0.23085 | 0.24015 | 0.24874 | 0.25664 | 0.26367 | 0.26718 | 0.27206 | 0.27751 | 0.28306 | 0.28871 | 43441.4918 | 88229.6699 | 134414.1009 | 182046.1307 | 231178.9479 | 281867.6508 | 334169.3156 | 388143.0683 | 443850.1578 | 501354.0327 | 43441.4918 | 88229.6699 | 134414.1009 | 182046.1307 | 231178.9479 | 281867.6508 | 334169.3156 | 388143.0683 | 443850.1578 | 501354.0327 | 26579.6439 | 53983.2568 | 80666.8933 | 106486.7168 | 131548.0422 | 155703.0243 | 178859.7695 | 200961.3205 | 222004.4466 | 241981.4582 | 26579.6439 | 27403.6129 | 26683.6365 | 25819.8235 | 25061.3254 | 24154.9821 | 23156.7452 | 22101.551 | 21043.1261 | 19977.0116
Com ¦ Super High Perf Glazing ¦New | NEW | C_Colleges & Universities | Ottawa and Surrounding | Space Heating/Ventilation | Commercial | Windows New | End Use Consumption (m^3/year) | 30 | 0.53856 | 0.54611 | 0.55209 | 0.55662 | 0.5595 | 0.55687 | 0.5562 | 0.5562 | 0.5562 | 0.55619 | 0.61454 | 0.63561 | 0.65542 | 0.67401 | 0.69106 | 0.70156 | 0.71473 | 0.72903 | 0.74361 | 0.75847 | 1.1411 | 1.1639 | 1.1872 | 1.2109 | 1.2351 | 1.2598 | 1.285 | 1.3107 | 1.3369 | 1.3637 | -0.52653 | -0.52828 | -0.53175 | -0.5369 | -0.54407 | -0.55828 | -0.5703 | -0.5817 | -0.59334 | -0.60522 | 32503.1114 | 66013.8193 | 100569.2096 | 136207.6996 | 172969.0851 | 210894.5911 | 250026.9221 | 290410.3165 | 332090.6009 | 375115.248 | 0 | 0 | 0 | 0 | 0 | 0 | 0 | 0 | 0 | 0 | 0 | 0 | 0 | 0 | 0 | 0 | 0 | 0 | 0 | 0 | 0 | 0 | 0 | 0 | 0 | 0 | 0 | 0 | 0 | 0
Com ¦ Tankless Water Heaters | NEW | C_Colleges & Universities | Ottawa and Surrounding | Water Heating | Commercial | Com ¦ Water Heating | End Use Consumption (m^3/year) | 18 | 0.54413 | 0.55403 | 0.56143 | 0.5668 | 0.56995 | 0.56992 | 0.56902 | 0.56902 | 0.56901 | 0.56902 | 0.46011 | 0.47785 | 0.49392 | 0.50862 | 0.52167 | 0.53208 | 0.54186 | 0.5527 | 0.56375 | 0.57503 | 0.84559 | 0.8625 | 0.87976 | 0.89735 | 0.9153 | 0.9336 | 0.95228 | 0.97132 | 0.99075 | 1.0106 | -0.38548 | -0.38465 | -0.38583 | -0.38873 | -0.39362 | -0.40152 | -0.41041 | -0.41862 | -0.427 | -0.43553 | 1142.0657 | 2319.5354 | 3533.7122 | 4785.9461 | 6077.6352 | 7410.2282 | 8785.2256 | 10204.1817 | 11668.7068 | 13180.4689 | 0 | 0 | 0 | 0 | 0 | 0 | 0 | 0 | 0 | 0 | 0 | 0 | 0 | 0 | 0 | 0 | 0 | 0 | 0 | 0 | 0 | 0 | 0 | 0 | 0 | 0 | 0 | 0 | 0 | 0
Com ¦ Waste Water Heat Recovery ¦New | NEW | C_Colleges & Universities | Ottawa and Surrounding | Water Heating | Commercial | NA | Meal per day | 25 | 4.7243 | 4.7949 | 4.8477 | 4.8859 | 4.9085 | 4.9083 | 4.9019 | 4.902 | 4.902 | 4.9022 | 16.1099 | 16.6775 | 17.1984 | 17.6809 | 18.1176 | 18.4794 | 18.8244 | 19.2011 | 19.5853 | 19.9776 | 3.41 | 3.4782 | 3.5478 | 3.6187 | 3.6911 | 3.7649 | 3.8402 | 3.917 | 3.9954 | 4.0753 | 12.6999 | 13.1993 | 13.6506 | 14.0621 | 14.4265 | 14.7144 | 14.9842 | 15.2841 | 15.5899 | 15.9023 | 148.7739 | 302.3086 | 460.7839 | 624.3863 | 793.3093 | 967.7533 | 1147.9263 | 1334.0439 | 1526.3296 | 1725.0152 | 148.7739 | 302.3086 | 460.7839 | 624.3863 | 793.3093 | 967.7533 | 1147.9263 | 1334.0439 | 1526.3296 | 1725.0152 | 100.3847 | 203.9817 | 313.5123 | 428.8327 | 550.691 | 678.8846 | 813.3157 | 953.9348 | 1100.8805 | 1254.2052 | 100.3847 | 103.597 | 109.5305 | 115.3205 | 121.8582 | 128.1936 | 134.4312 | 140.619 | 146.9458 | 153.3247
Com ¦ Air Sealing | RET | C_Colleges & Universities | Ottawa and Surrounding | Space Heating/Ventilation | Commercial | NA | Floor area (1000m2) | 6 | 0.7443 | 0.77842 | 0.80548 | 0.82599 | 0.83903 | 0.82713 | 0.82412 | 0.82415 | 0.82415 | 0.82412 | 0.06258 | 0.066757 | 0.07046 | 0.073699 | 0.07636 | 0.076782 | 0.078033 | 0.079597 | 0.081189 | 0.082809 | 0.084079 | 0.08576 | 0.087476 | 0.089225 | 0.09101 | 0.09283 | 0.094686 | 0.09658 | 0.098512 | 0.10048 | -0.021499 | -0.019003 | -0.017016 | -0.015526 | -0.01465 | -0.016047 | -0.016654 | -0.016984 | -0.017323 | -0.017673 | 42.0587 | 41.8484 | 41.6391 | 41.4309 | 41.2238 | 41.0177 | 40.8126 | 40.6085 | 40.4055 | 40.2034 | 0 | 0 | 0 | 0 | 0 | 0 | 0 | 0 | 0 | 0 | 0 | 0 | 0 | 0 | 0 | 0 | 0 | 0 | 0 | 0 | 0 | 0 | 0 | 0 | 0 | 0 | 0 | 0 | 0 | 0
Com ¦ Building Controls and Automation Systems | RET | C_Colleges & Universities | Ottawa and Surrounding | Space Heating/Ventilation | Commercial | NA | Customer Segment Consumption (m^3/year) | 11 | 1.6349 | 1.6788 | 1.7136 | 1.7399 | 1.7567 | 1.7414 | 1.7375 | 1.7375 | 1.7375 | 1.7375 | 0.21383 | 0.22396 | 0.23317 | 0.24149 | 0.2487 | 0.25146 | 0.25592 | 0.26104 | 0.26626 | 0.27158 | 0.13079 | 0.13341 | 0.13607 | 0.13879 | 0.14157 | 0.1444 | 0.14729 | 0.15024 | 0.15324 | 0.15631 | 0.083038 | 0.090553 | 0.097099 | 0.1027 | 0.10713 | 0.10706 | 0.10863 | 0.1108 | 0.11302 | 0.11528 | 1307000.1635 | 1300465.1627 | 1293962.8369 | 1287493.0227 | 1281055.5576 | 1274650.2798 | 1268277.0284 | 1261935.6432 | 1255625.965 | 1249347.8352 | 1307000.1635 | 1300465.1627 | 1293962.8369 | 1287493.0227 | 1281055.5576 | 1274650.2798 | 1268277.0284 | 1261935.6432 | 1255625.965 | 1249347.8352 | 44941.7195 | 90829.9699 | 137260.3583 | 184990.4428 | 233488.1964 | 282332.2781 | 331145.6946 | 379750.5978 | 427857.4339 | 475273.7849 | 44941.7195 | 45888.2504 | 46430.3883 | 47730.0845 | 48497.7536 | 48844.0817 | 48813.4165 | 48604.9032 | 48106.8361 | 47416.351
Com ¦ Heat Reflector Panels | RET | C_Colleges & Universities | Ottawa and Surrounding | Space Heating/Ventilation | Commercial | NA | End Use Consumption (m^3/year) | 18 | 2.0191 | 2.0568 | 2.0867 | 2.1094 | 2.1238 | 2.1106 | 2.1073 | 2.1073 | 2.1073 | 2.1073 | 0.092157 | 0.095756 | 0.099092 | 0.10217 | 0.10493 | 0.10636 | 0.10832 | 0.11049 | 0.1127 | 0.11495 | 0.045643 | 0.046556 | 0.047487 | 0.048437 | 0.049405 | 0.050393 | 0.051401 | 0.052429 | 0.053478 | 0.054547 | 0.046514 | 0.049201 | 0.051605 | 0.053734 | 0.055522 | 0.055969 | 0.056917 | 0.058057 | 0.059217 | 0.0604 | 70676.0338 | 70322.6537 | 69971.0404 | 69621.1852 | 69273.0793 | 68926.7139 | 68582.0803 | 68239.1699 | 67897.9741 | 67558.4842 | 70676.0338 | 70322.6537 | 69971.0404 | 69621.1852 | 69273.0793 | 68926.7139 | 68582.0803 | 68239.1699 | 67897.9741 | 67558.4842 | 2234.9272 | 4502.2533 | 6784.2189 | 9133.9091 | 11522.6948 | 13929.4681 | 16336.1648 | 18737.4182 | 21120.6438 | 23479.1844 | 2234.9272 | 2267.3261 | 2281.9656 | 2349.6902 | 2388.7857 | 2406.7733 | 2406.6967 | 2401.2533 | 2383.2256 | 2358.5407
Com ¦ Heat/Energy Recovery Ventilation | RET | C_Colleges & Universities | Ottawa and Surrounding | Space Heating/Ventilation | Commercial | NA | End Use Consumption (m^3/year) | 15 | 1.781 | 1.8187 | 1.8486 | 1.8713 | 1.8857 | 1.8726 | 1.8692 | 1.8693 | 1.8692 | 1.8692 | 0.40645 | 0.42336 | 0.43893 | 0.45319 | 0.46582 | 0.47182 | 0.4804 | 0.49002 | 0.49982 | 0.5098 | 0.22821 | 0.23278 | 0.23743 | 0.24218 | 0.24703 | 0.25197 | 0.25701 | 0.26215 | 0.26739 | 0.27274 | 0.17824 | 0.19059 | 0.2015 | 0.21101 | 0.21879 | 0.21985 | 0.2234 | 0.22787 | 0.23243 | 0.23707 | 1139651.0457 | 1133952.7905 | 1128283.0265 | 1122641.6114 | 1117028.4033 | 1111443.2613 | 1105886.045 | 1100356.6148 | 1094854.8317 | 1089380.5575 | 1139651.0457 | 1133952.7905 | 1128283.0265 | 1122641.6114 | 1117028.4033 | 1111443.2613 | 1105886.045 | 1100356.6148 | 1094854.8317 | 1089380.5575 | 36038.201 | 72598.8342 | 109395.5295 | 147284.2835 | 185803.4537 | 224612.6731 | 263420.6577 | 302140.8678 | 340570.3806 | 378601.8487 | 36038.201 | 36560.6332 | 36796.6952 | 37888.754 | 38519.1702 | 38809.2194 | 38807.9846 | 38720.2102 | 38429.5128 | 38031.4681
Com ¦ High perf.glazings ¦ Retro | RET | C_Colleges & Universities | Ottawa and Surrounding | Space Heating/Ventilation | Commercial | Windows Retro | End Use Consumption (m^3/year) | 30 | 1.1286 | 1.1444 | 1.1569 | 1.1664 | 1.1725 | 1.167 | 1.1656 | 1.1656 | 1.1656 | 1.1655 | 0.40969 | 0.42374 | 0.43695 | 0.44934 | 0.4607 | 0.46771 | 0.47649 | 0.48602 | 0.49574 | 0.50565 | 0.36301 | 0.37027 | 0.37767 | 0.38523 | 0.39293 | 0.40079 | 0.4088 | 0.41698 | 0.42532 | 0.43383 | 0.046685 | 0.053473 | 0.059275 | 0.064116 | 0.067774 | 0.066916 | 0.067683 | 0.069039 | 0.070417 | 0.071818 | 525863.347 | 523234.0303 | 520617.8601 | 518014.7708 | 515424.697 | 512847.5735 | 510283.3356 | 507731.919 | 505193.2594 | 502667.2931 | 525863.347 | 523234.0303 | 520617.8601 | 518014.7708 | 515424.697 | 512847.5735 | 510283.3356 | 507731.919 | 505193.2594 | 502667.2931 | 3166.0324 | 6061.2354 | 8644.4599 | 11490.6448 | 14430.5724 | 17351.2585 | 20179.3647 | 22970.3332 | 25706.6806 | 28427.6601 | 3166.0324 | 2895.203 | 2583.2245 | 2846.1849 | 2939.9276 | 2920.686 | 2828.1062 | 2790.9685 | 2736.3474 | 2720.9794
Com ¦ Operational Improvement | RET | C_Colleges & Universities | Ottawa and Surrounding | Cross Cutting/Behavioural | Commercial | NA | Customer Segment Consumption (m^3/year) | 5 | 2.0919 | 2.2142 | 2.3046 | 2.3725 | 2.4157 | 2.3793 | 2.3692 | 2.3692 | 2.3693 | 2.3693 | 0.051596 | 0.055707 | 0.05914 | 0.0621 | 0.064494 | 0.064795 | 0.065809 | 0.067124 | 0.06847 | 0.069841 | 0.024665 | 0.025158 | 0.025662 | 0.026175 | 0.026698 | 0.027232 | 0.027777 | 0.028332 | 0.028899 | 0.029477 | 0.026931 | 0.030548 | 0.033478 | 0.035925 | 0.037796 | 0.037563 | 0.038033 | 0.038792 | 0.039571 | 0.040364 | 1010882.939 | 1005828.5243 | 1000799.3816 | 995795.3847 | 990816.4078 | 985862.3258 | 980933.0141 | 976028.3491 | 971148.2073 | 966292.4663 | 1010882.939 | 1005828.5243 | 1000799.3816 | 995795.3847 | 990816.4078 | 985862.3258 | 980933.0141 | 976028.3491 | 971148.2073 | 966292.4663 | 42666.1566 | 86840.0428 | 132221.3535 | 178610.8849 | 225615.3694 | 272831.5043 | 319849.4617 | 366285.1746 | 411753.1198 | 455904.7951 | 42666.1566 | 44173.8862 | 45381.3107 | 46389.5314 | 47004.4846 | 47216.1348 | 47017.9574 | 46435.7129 | 45467.9452 | 44151.6753
Com ¦ Roof Insulation Upgrade | RET | C_Colleges & Universities | Ottawa and Surrounding | Space Heating/Ventilation | Commercial | NA | Floor area (1000m2) | 20 | 0.96938 | 0.98631 | 0.99974 | 1.0099 | 1.0164 | 1.0105 | 1.009 | 1.009 | 1.009 | 1.009 | 0.36147 | 0.37513 | 0.38785 | 0.39962 | 0.41023 | 0.416 | 0.42369 | 0.43217 | 0.44081 | 0.44963 | 0.37288 | 0.38034 | 0.38795 | 0.39571 | 0.40362 | 0.41169 | 0.41993 | 0.42833 | 0.43689 | 0.44563 | -0.011417 | -0.0052059 | -0.00010224 | 0.0039177 | 0.0066095 | 0.0043095 | 0.0037681 | 0.0038478 | 0.0039229 | 0.0039953 | 23.5529 | 23.4351 | 23.3179 | 23.2013 | 23.0853 | 22.9699 | 22.855 | 22.7408 | 22.6271 | 22.5139 | 0 | 0 | 0 | 23.2013 | 23.0853 | 22.9699 | 22.855 | 22.7408 | 22.6271 | 22.5139 | 0 | 0 | 0 | 0.16755 | 0.33937 | 0.51079 | 0.67876 | 0.84553 | 1.0103 | 1.1748 | 0 | 0 | 0 | 0.16755 | 0.17182 | 0.17143 | 0.16797 | 0.16677 | 0.16481 | 0.16445
Com ¦ Super High Perf Glazing ¦Retro | RET | C_Colleges & Universities | Ottawa and Surrounding | Space Heating/Ventilation | Commercial | Windows Retro | End Use Consumption (m^3/year) | 30 | 0.53856 | 0.54611 | 0.55209 | 0.55662 | 0.5595 | 0.55687 | 0.5562 | 0.5562 | 0.5562 | 0.55619 | 0.61454 | 0.63561 | 0.65542 | 0.67401 | 0.69106 | 0.70156 | 0.71473 | 0.72903 | 0.74361 | 0.75847 | 1.1411 | 1.1639 | 1.1872 | 1.2109 | 1.2351 | 1.2598 | 1.285 | 1.3107 | 1.3369 | 1.3637 | -0.52653 | -0.52828 | -0.53175 | -0.5369 | -0.54407 | -0.55828 | -0.5703 | -0.5817 | -0.59334 | -0.60522 | 788795.0205 | 784851.0454 | 780926.7902 | 777022.1563 | 773137.0455 | 769271.3603 | 765425.0035 | 761597.8784 | 757789.889 | 754000.9396 | 0 | 0 | 0 | 0 | 0 | 0 | 0 | 0 | 0 | 0 | 0 | 0 | 0 | 0 | 0 | 0 | 0 | 0 | 0 | 0 | 0 | 0 | 0 | 0 | 0 | 0 | 0 | 0 | 0 | 0
Com ¦ Wall Insulation Upgrade | RET | C_Colleges & Universities | Ottawa and Surrounding | Space Heating/Ventilation | Commercial | NA | Floor area (1000m2) | 20 | 0.23905 | 0.24323 | 0.24654 | 0.24904 | 0.25064 | 0.24918 | 0.24881 | 0.24882 | 0.24882 | 0.24881 | 0.29574 | 0.30693 | 0.31733 | 0.32697 | 0.33564 | 0.34037 | 0.34666 | 0.3536 | 0.36067 | 0.36788 | 1.2372 | 1.2619 | 1.2871 | 1.3129 | 1.3391 | 1.3659 | 1.3932 | 1.4211 | 1.4495 | 1.4785 | -0.94142 | -0.95498 | -0.96981 | -0.98592 | -1.0035 | -1.0256 | -1.0466 | -1.0675 | -1.0889 | -1.1106 | 75.7056 | 75.3271 | 74.9504 | 74.5757 | 74.2028 | 73.8318 | 73.4626 | 73.0953 | 72.7298 | 72.3662 | 0 | 0 | 0 | 0 | 0 | 0 | 0 | 0 | 0 | 0 | 0 | 0 | 0 | 0 | 0 | 0 | 0 | 0 | 0 | 0 | 0 | 0 | 0 | 0 | 0 | 0 | 0 | 0 | 0 | 0
Com ¦ Waste Water Heat Recovery ¦ Retro | RET | C_Colleges & Universities | Ottawa and Surrounding | Water Heating | Commercial | NA | Meal per day | 25 | 6.4896 | 6.5865 | 6.6591 | 6.7116 | 6.7426 | 6.7424 | 6.7336 | 6.7337 | 6.7337 | 6.7339 | 40.6249 | 42.0563 | 43.3699 | 44.5865 | 45.6878 | 46.6001 | 47.4702 | 48.4202 | 49.389 | 50.3783 | 6.26 | 6.3852 | 6.5129 | 6.6432 | 6.776 | 6.9115 | 7.0498 | 7.1908 | 7.3346 | 7.4813 | 34.3649 | 35.6711 | 36.857 | 37.9434 | 38.9118 | 39.6886 | 40.4204 | 41.2294 | 42.0544 | 42.897 | 8887.9322 | 8843.4925 | 8799.2751 | 8755.2787 | 8711.5023 | 8667.9448 | 8624.6051 | 8581.4821 | 8538.5746 | 8495.8818 | 8887.9322 | 8843.4925 | 8799.2751 | 8755.2787 | 8711.5023 | 8667.9448 | 8624.6051 | 8581.4821 | 8538.5746 | 8495.8818 | 372.2591 | 757.5015 | 1153.1215 | 1557.577 | 1967.4454 | 2379.239 | 2789.4218 | 3194.7099 | 3591.7825 | 3977.6447 | 372.2591 | 385.2424 | 395.62 | 404.4555 | 409.8684 | 411.7936 | 410.1828 | 405.2881 | 397.0726 | 385.8622
Com ¦ Air Curtains | ROB | C_Colleges & Universities | Ottawa and Surrounding | Space Heating/Ventilation | Commercial | NA | Shipping door | 15 | 5.3878 | 5.504 | 5.5961 | 5.6658 | 5.7101 | 5.6694 | 5.659 | 5.6589 | 5.6587 | 5.6585 | 54793.8552 | 57095.1782 | 59211.3087 | 61147.8426 | 62858.8782 | 63658.8135 | 64812.7081 | 66108.1395 | 67428.0058 | 68773.4309 | 10170 | 10373.4 | 10580.868 | 10792.4854 | 11008.3351 | 11228.5018 | 11453.0718 | 11682.1332 | 11915.7759 | 12154.0914 | 44623.8552 | 46721.7782 | 48630.4407 | 50355.3572 | 51850.5432 | 52430.3118 | 53359.6363 | 54426.0063 | 55512.2299 | 56619.3395 | 2.3592 | 2.3474 | 2.3357 | 2.324 | 2.3124 | 2.3008 | 2.2893 | 2.2779 | 2.2665 | 2.2552 | 2.3592 | 2.3474 | 2.3357 | 2.324 | 2.3124 | 2.3008 | 2.2893 | 2.2779 | 2.2665 | 2.2552 | 0.1119 | 0.21946 | 0.32286 | 0.42264 | 0.51882 | 0.61147 | 0.70069 | 0.7866 | 0.86931 | 0.94894 | 0.1119 | 0.10756 | 0.1034 | 0.099775 | 0.096181 | 0.092657 | 0.089211 | 0.085912 | 0.08271 | 0.079635
Com ¦ Condensing Boiler ¦ Std Baseline | ROB | C_Colleges & Universities | Ottawa and Surrounding | Space Heating/Ventilation | Commercial | Com¦Boiler¦Std | End Use Consumption (m^3/year) | 25 | 1.5743 | 1.5984 | 1.6176 | 1.6321 | 1.6413 | 1.6329 | 1.6308 | 1.6308 | 1.6308 | 1.6307 | 0.52357 | 0.54224 | 0.55971 | 0.57602 | 0.59087 | 0.59959 | 0.61078 | 0.623 | 0.63546 | 0.64816 | 0.33258 | 0.33923 | 0.34601 | 0.35294 | 0.35999 | 0.36719 | 0.37454 | 0.38203 | 0.38967 | 0.39746 | 0.19099 | 0.20301 | 0.21369 | 0.22309 | 0.23087 | 0.23239 | 0.23624 | 0.24097 | 0.24579 | 0.25069 | 1844938.9667 | 1835714.2719 | 1826535.7005 | 1817403.022 | 1808316.0069 | 1799274.4269 | 1790278.0548 | 1781326.6645 | 1772420.0312 | 1763557.931 | 1844938.9667 | 1835714.2719 | 1826535.7005 | 1817403.022 | 1808316.0069 | 1799274.4269 | 1790278.0548 | 1781326.6645 | 1772420.0312 | 1763557.931 | 1698.3163 | 4795.0736 | 9088.3216 | 14827.4992 | 21838.443 | 29936.9265 | 38931.9396 | 48771.4868 | 59328.1722 | 70567.1653 | 1698.3163 | 3096.7573 | 4293.248 | 5739.1775 | 7010.9438 | 8098.4835 | 8995.0131 | 9839.5472 | 10556.6854 | 11238.993
Com ¦ Condensing Water Heaters | ROB | C_Colleges & Universities | Ottawa and Surrounding | Water Heating | Commercial | Com ¦ Water Heating | End Use Consumption (m^3/year) | 13 | 1.5536 | 1.5892 | 1.6159 | 1.6352 | 1.6466 | 1.6465 | 1.6432 | 1.6432 | 1.6432 | 1.6432 | 0.24404 | 0.25463 | 0.26408 | 0.27258 | 0.27997 | 0.28555 | 0.29068 | 0.29649 | 0.30242 | 0.30847 | 0.15708 | 0.16022 | 0.16343 | 0.1667 | 0.17003 | 0.17343 | 0.1769 | 0.18044 | 0.18405 | 0.18773 | 0.086963 | 0.094409 | 0.10066 | 0.10589 | 0.10994 | 0.11212 | 0.11378 | 0.11606 | 0.11838 | 0.12075 | 18535.0643 | 18442.389 | 18350.1771 | 18258.4262 | 18167.1341 | 18076.2984 | 17985.9169 | 17895.9873 | 17806.5074 | 17717.4748 | 18535.0643 | 18442.389 | 18350.1771 | 18258.4262 | 18167.1341 | 18076.2984 | 17985.9169 | 17895.9873 | 17806.5074 | 17717.4748 | 565.2834 | 1110.8413 | 1635.9344 | 2157.1864 | 2670.0478 | 3172.2846 | 3662.6105 | 4143.1281 | 4613.8867 | 5076.515 | 565.2834 | 545.5579 | 525.0931 | 521.252 | 512.8614 | 502.2368 | 490.3259 | 480.5176 | 470.7586 | 462.6283
Com ¦ Near Condensing Boiler¦ Std Baseline | ROB | C_Colleges & Universities | Ottawa and Surrounding | Space Heating/Ventilation | Commercial | Com¦Boiler¦Std | End Use Consumption (m^3/year) | 25 | 4.3784 | 4.4456 | 4.4989 | 4.5392 | 4.5649 | 4.5415 | 4.5355 | 4.5356 | 4.5355 | 4.5355 | 0.29918 | 0.30985 | 0.31983 | 0.32915 | 0.33764 | 0.34262 | 0.34902 | 0.356 | 0.36312 | 0.37037 | 0.068331 | 0.069697 | 0.071091 | 0.072513 | 0.073963 | 0.075443 | 0.076952 | 0.078491 | 0.08006 | 0.081662 | 0.23085 | 0.24015 | 0.24874 | 0.25664 | 0.26367 | 0.26718 | 0.27206 | 0.27751 | 0.28306 | 0.28871 | 1054250.8381 | 1048979.5839 | 1043734.686 | 1038516.0126 | 1033323.4325 | 1028156.8154 | 1023016.0313 | 1017900.9511 | 1012811.4464 | 1007747.3891 | 1054250.8381 | 1048979.5839 | 1043734.686 | 1038516.0126 | 1033323.4325 | 1028156.8154 | 1023016.0313 | 1017900.9511 | 1012811.4464 | 1007747.3891 | 26061.1473 | 49925.6821 | 71643.5617 | 91514.9597 | 109568.7797 | 125883.3723 | 140560.4604 | 153751.8325 | 165582.0233 | 176194.536 | 26061.1473 | 23864.5349 | 21717.8796 | 19871.398 | 18053.82 | 16314.5926 | 14677.0881 | 13191.3721 | 11830.1907 | 10612.5128
Com ¦ Tankless Water Heaters | ROB | C_Colleges & Universities | Ottawa and Surrounding | Water Heating | Commercial | Com ¦ Water Heating | End Use Consumption (m^3/year) | 18 | 0.54413 | 0.55403 | 0.56143 | 0.5668 | 0.56995 | 0.56992 | 0.56902 | 0.56902 | 0.56901 | 0.56902 | 0.46011 | 0.47785 | 0.49392 | 0.50862 | 0.52167 | 0.53208 | 0.54186 | 0.5527 | 0.56375 | 0.57503 | 0.84559 | 0.8625 | 0.87976 | 0.89735 | 0.9153 | 0.9336 | 0.95228 | 0.97132 | 0.99075 | 1.0106 | -0.38548 | -0.38465 | -0.38583 | -0.38873 | -0.39362 | -0.40152 | -0.41041 | -0.41862 | -0.427 | -0.43553 | 27715.9841 | 27577.4041 | 27439.5171 | 27302.3195 | 27165.8079 | 27029.9789 | 26894.829 | 26760.3549 | 26626.5531 | 26493.4203 | 0 | 0 | 0 | 0 | 0 | 0 | 0 | 0 | 0 | 0 | 0 | 0 | 0 | 0 | 0 | 0 | 0 | 0 | 0 | 0 | 0 | 0 | 0 | 0 | 0 | 0 | 0 | 0 | 0 | 0
Com ¦ Air Curtains | NEW | C_Com - Other | Ottawa and Surrounding | Space Heating/Ventilation | Commercial | NA | Shipping door | 15 | 5.3878 | 5.504 | 5.5961 | 5.6658 | 5.7101 | 5.6694 | 5.659 | 5.6589 | 5.6587 | 5.6585 | 54793.8552 | 57095.1782 | 59211.3087 | 61147.8426 | 62858.8782 | 63658.8135 | 64812.7081 | 66108.1395 | 67428.0058 | 68773.4309 | 10170 | 10373.4 | 10580.868 | 10792.4854 | 11008.3351 | 11228.5018 | 11453.0718 | 11682.1332 | 11915.7759 | 12154.0914 | 44623.8552 | 46721.7782 | 48630.4407 | 50355.3572 | 51850.5432 | 52430.3118 | 53359.6363 | 54426.0063 | 55512.2299 | 56619.3395 | 2.2025 | 4.4622 | 6.781 | 9.1608 | 11.6036 | 14.1112 | 16.6859 | 19.3297 | 22.0448 | 24.8335 | 2.2025 | 4.4622 | 6.781 | 9.1608 | 11.6036 | 14.1112 | 16.6859 | 19.3297 | 22.0448 | 24.8335 | 1.5554 | 3.1513 | 4.8211 | 6.5653 | 8.3902 | 10.2953 | 12.2807 | 14.3467 | 16.4945 | 18.7248 | 1.5554 | 1.5959 | 1.6697 | 1.7442 | 1.8249 | 1.9051 | 1.9854 | 2.066 | 2.1478 | 2.2303
Com ¦ Condensing Boiler ¦ Near Cond Baseline | NEW | C_Com - Other | Ottawa and Surrounding | Space Heating/Ventilation | Commercial | NA | End Use Consumption (m^3/year) | 25 | 1.0302 | 1.046 | 1.0586 | 1.0681 | 1.0741 | 1.0686 | 1.0672 | 1.0672 | 1.0672 | 1.0672 | 0.22439 | 0.23239 | 0.23987 | 0.24687 | 0.25323 | 0.25697 | 0.26176 | 0.267 | 0.27234 | 0.27778 | 0.2178 | 0.22216 | 0.2266 | 0.23114 | 0.23576 | 0.24047 | 0.24528 | 0.25019 | 0.25519 | 0.2603 | 0.0065823 | 0.010226 | 0.013271 | 0.01573 | 0.01747 | 0.016492 | 0.016479 | 0.016811 | 0.017145 | 0.017485 | 146942.4008 | 297264.4767 | 451064.5324 | 608443.6064 | 769505.5481 | 934357.0966 | 1103107.9614 | 1275870.9062 | 1452761.8338 | 1633899.8746 | 146942.4008 | 297264.4767 | 451064.5324 | 608443.6064 | 769505.5481 | 934357.0966 | 1103107.9614 | 1275870.9062 | 1452761.8338 | 1633899.8746 | 14818.8755 | 29978.5852 | 44423.6784 | 57839.8742 | 73214.3095 | 89702.1987 | 106687.1919 | 123726.0111 | 141135.0164 | 158794.2299 | 14818.8755 | 15159.7097 | 14445.0932 | 13416.1958 | 15374.4353 | 16487.8892 | 16984.9932 | 17038.8191 | 17409.0053 | 17659.2136
Com ¦ Condensing Boiler ¦ Std Baseline | NEW | C_Com - Other | Ottawa and Surrounding | Space Heating/Ventilation | Commercial | Com¦Boiler¦Std | End Use Consumption (m^3/year) | 25 | 1.5743 | 1.5984 | 1.6176 | 1.6321 | 1.6413 | 1.6329 | 1.6308 | 1.6308 | 1.6308 | 1.6307 | 0.52357 | 0.54224 | 0.55971 | 0.57602 | 0.59087 | 0.59959 | 0.61078 | 0.623 | 0.63546 | 0.64816 | 0.33258 | 0.33923 | 0.34601 | 0.35294 | 0.35999 | 0.36719 | 0.37454 | 0.38203 | 0.38967 | 0.39746 | 0.19099 | 0.20301 | 0.21369 | 0.22309 | 0.23087 | 0.23239 | 0.23624 | 0.24097 | 0.24579 | 0.25069 | 342865.6018 | 693617.1124 | 1052483.909 | 1419701.7482 | 1795512.9456 | 2180166.5587 | 2573918.5767 | 2977032.1144 | 3389777.6121 | 3812433.0408 | 342865.6018 | 693617.1124 | 1052483.909 | 1419701.7482 | 1795512.9456 | 2180166.5587 | 2573918.5767 | 2977032.1144 | 3389777.6121 | 3812433.0408 | 7811.876 | 15803.4251 | 31122.8119 | 53462.8734 | 84848.4088 | 125157.3456 | 174125.1489 | 231342.3375 | 297103.7651 | 371192.974 | 7811.876 | 7991.5491 | 15319.3869 | 22340.0615 | 31385.5354 | 40308.9368 | 48967.8033 | 57217.1887 | 65761.4276 | 74089.2089
Com ¦ Condensing Water Heaters | NEW | C_Com - Other | Ottawa and Surrounding | Water Heating | Commercial | Com ¦ Water Heating | End Use Consumption (m^3/year) | 13 | 1.5536 | 1.5892 | 1.6159 | 1.6352 | 1.6466 | 1.6465 | 1.6432 | 1.6432 | 1.6432 | 1.6432 | 0.24404 | 0.25463 | 0.26408 | 0.27258 | 0.27997 | 0.28555 | 0.29068 | 0.29649 | 0.30242 | 0.30847 | 0.15708 | 0.16022 | 0.16343 | 0.1667 | 0.17003 | 0.17343 | 0.1769 | 0.18044 | 0.18405 | 0.18773 | 0.086963 | 0.094409 | 0.10066 | 0.10589 | 0.10994 | 0.11212 | 0.11378 | 0.11606 | 0.11838 | 0.12075 | 1933.9079 | 3912.2957 | 5936.4572 | 8007.7221 | 10127.4572 | 12297.0673 | 14517.9962 | 16791.7282 | 19119.7884 | 21503.7449 | 1933.9079 | 3912.2957 | 5936.4572 | 8007.7221 | 10127.4572 | 12297.0673 | 14517.9962 | 16791.7282 | 19119.7884 | 21503.7449 | 1047.0979 | 2118.279 | 3220.7458 | 4350.9422 | 5538.7979 | 6776.0331 | 8058.0247 | 9381.5314 | 10749.7843 | 12162.2233 | 1047.0979 | 1071.1811 | 1102.4668 | 1130.1965 | 1187.8556 | 1237.2353 | 1281.9916 | 1323.5067 | 1368.2529 | 1412.439
Com ¦ High perf.glazings ¦ New | NEW | C_Com - Other | Ottawa and Surrounding | Space Heating/Ventilation | Commercial | Windows New | End Use Consumption (m^3/year) | 30 | 1.6157 | 1.6383 | 1.6563 | 1.6698 | 1.6785 | 1.6706 | 1.6686 | 1.6686 | 1.6686 | 1.6686 | 0.40969 | 0.42374 | 0.43695 | 0.44934 | 0.4607 | 0.46771 | 0.47649 | 0.48602 | 0.49574 | 0.50565 | 0.25357 | 0.25864 | 0.26382 | 0.26909 | 0.27447 | 0.27996 | 0.28556 | 0.29127 | 0.2971 | 0.30304 | 0.15612 | 0.1651 | 0.17313 | 0.18025 | 0.18623 | 0.18774 | 0.19093 | 0.19475 | 0.19864 | 0.2026 | 97727.0556 | 197701.8334 | 299989.713 | 404657.892 | 511775.4377 | 621413.339 | 733644.5607 | 848544.0983 | 966189.0355 | 1086658.6024 | 97727.0556 | 197701.8334 | 299989.713 | 404657.892 | 511775.4377 | 621413.339 | 733644.5607 | 848544.0983 | 966189.0355 | 1086658.6024 | 28483.9606 | 57623.0522 | 86907.0963 | 115891.0726 | 147336.1249 | 180377.1426 | 214507.5027 | 249361.0859 | 285226.9807 | 322052.8032 | 28483.9606 | 29139.0917 | 29284.0441 | 28983.9763 | 31445.0523 | 33041.0177 | 34130.3601 | 34853.5832 | 35865.8948 | 36825.8225
Com ¦ Near Condensing Boiler¦ Std Baseline | NEW | C_Com - Other | Ottawa and Surrounding | Space Heating/Ventilation | Commercial | Com¦Boiler¦Std | End Use Consumption (m^3/year) | 25 | 4.3784 | 4.4456 | 4.4989 | 4.5392 | 4.5649 | 4.5415 | 4.5355 | 4.5356 | 4.5355 | 4.5355 | 0.29918 | 0.30985 | 0.31983 | 0.32915 | 0.33764 | 0.34262 | 0.34902 | 0.356 | 0.36312 | 0.37037 | 0.068331 | 0.069697 | 0.071091 | 0.072513 | 0.073963 | 0.075443 | 0.076952 | 0.078491 | 0.08006 | 0.081662 | 0.23085 | 0.24015 | 0.24874 | 0.25664 | 0.26367 | 0.26718 | 0.27206 | 0.27751 | 0.28306 | 0.28871 | 195923.201 | 396352.6357 | 601419.3766 | 811258.1418 | 1026007.3975 | 1245809.4621 | 1470810.6152 | 1701161.2082 | 1937015.7784 | 2178533.1662 | 195923.201 | 396352.6357 | 601419.3766 | 811258.1418 | 1026007.3975 | 1245809.4621 | 1470810.6152 | 1701161.2082 | 1937015.7784 | 2178533.1662 | 119875.4624 | 242508.0605 | 361052.4178 | 474976.8282 | 584810.2069 | 689981.7188 | 790166.1219 | 885188.152 | 975100.2692 | 1059931.1964 | 119875.4624 | 122632.5981 | 118544.3573 | 113924.4103 | 109833.3787 | 105171.5119 | 100184.4031 | 95022.0301 | 89912.1172 | 84830.9272
Com ¦ Super High Perf Glazing ¦New | NEW | C_Com - Other | Ottawa and Surrounding | Space Heating/Ventilation | Commercial | Windows New | End Use Consumption (m^3/year) | 30 | 0.53856 | 0.54611 | 0.55209 | 0.55662 | 0.5595 | 0.55687 | 0.5562 | 0.5562 | 0.5562 | 0.55619 | 0.61454 | 0.63561 | 0.65542 | 0.67401 | 0.69106 | 0.70156 | 0.71473 | 0.72903 | 0.74361 | 0.75847 | 1.1411 | 1.1639 | 1.1872 | 1.2109 | 1.2351 | 1.2598 | 1.285 | 1.3107 | 1.3369 | 1.3637 | -0.52653 | -0.52828 | -0.53175 | -0.5369 | -0.54407 | -0.55828 | -0.5703 | -0.5817 | -0.59334 | -0.60522 | 146590.5834 | 296552.7501 | 449984.5694 | 606986.838 | 767663.1565 | 932120.0085 | 1100466.841 | 1272816.1474 | 1449283.5532 | 1629987.9037 | 0 | 0 | 0 | 0 | 0 | 0 | 0 | 0 | 0 | 0 | 0 | 0 | 0 | 0 | 0 | 0 | 0 | 0 | 0 | 0 | 0 | 0 | 0 | 0 | 0 | 0 | 0 | 0 | 0 | 0
Com ¦ Tankless Water Heaters | NEW | C_Com - Other | Ottawa and Surrounding | Water Heating | Commercial | Com ¦ Water Heating | End Use Consumption (m^3/year) | 18 | 0.54413 | 0.55403 | 0.56143 | 0.5668 | 0.56995 | 0.56992 | 0.56902 | 0.56902 | 0.56901 | 0.56902 | 0.46011 | 0.47785 | 0.49392 | 0.50862 | 0.52167 | 0.53208 | 0.54186 | 0.5527 | 0.56375 | 0.57503 | 0.84559 | 0.8625 | 0.87976 | 0.89735 | 0.9153 | 0.9336 | 0.95228 | 0.97132 | 0.99075 | 1.0106 | -0.38548 | -0.38465 | -0.38583 | -0.38873 | -0.39362 | -0.40152 | -0.41041 | -0.41862 | -0.427 | -0.43553 | 2891.8249 | 5850.1618 | 8876.9453 | 11974.1639 | 15143.8612 | 18388.138 | 21709.1533 | 25109.1262 | 28590.3378 | 32155.1326 | 0 | 0 | 0 | 0 | 0 | 0 | 0 | 0 | 0 | 0 | 0 | 0 | 0 | 0 | 0 | 0 | 0 | 0 | 0 | 0 | 0 | 0 | 0 | 0 | 0 | 0 | 0 | 0 | 0 | 0
Com ¦ Air Sealing | RET | C_Com - Other | Ottawa and Surrounding | Space Heating/Ventilation | Commercial | NA | Floor area (1000m2) | 6 | 0.7443 | 0.77842 | 0.80548 | 0.82599 | 0.83903 | 0.82713 | 0.82412 | 0.82415 | 0.82415 | 0.82412 | 0.06258 | 0.066757 | 0.07046 | 0.073699 | 0.07636 | 0.076782 | 0.078033 | 0.079597 | 0.081189 | 0.082809 | 0.084079 | 0.08576 | 0.087476 | 0.089225 | 0.09101 | 0.09283 | 0.094686 | 0.09658 | 0.098512 | 0.10048 | -0.021499 | -0.019003 | -0.017016 | -0.015526 | -0.01465 | -0.016047 | -0.016654 | -0.016984 | -0.017323 | -0.017673 | 312.4189 | 310.8568 | 309.3025 | 307.756 | 306.2172 | 304.6862 | 303.1627 | 301.6469 | 300.1387 | 298.638 | 0 | 0 | 0 | 0 | 0 | 0 | 0 | 0 | 0 | 0 | 0 | 0 | 0 | 0 | 0 | 0 | 0 | 0 | 0 | 0 | 0 | 0 | 0 | 0 | 0 | 0 | 0 | 0 | 0 | 0
Com ¦ Building Controls and Automation Systems | RET | C_Com - Other | Ottawa and Surrounding | Space Heating/Ventilation | Commercial | NA | Customer Segment Consumption (m^3/year) | 11 | 1.6349 | 1.6788 | 1.7136 | 1.7399 | 1.7567 | 1.7414 | 1.7375 | 1.7375 | 1.7375 | 1.7375 | 0.21383 | 0.22396 | 0.23317 | 0.24149 | 0.2487 | 0.25146 | 0.25592 | 0.26104 | 0.26626 | 0.27158 | 0.13079 | 0.13341 | 0.13607 | 0.13879 | 0.14157 | 0.1444 | 0.14729 | 0.15024 | 0.15324 | 0.15631 | 0.083038 | 0.090553 | 0.097099 | 0.1027 | 0.10713 | 0.10706 | 0.10863 | 0.1108 | 0.11302 | 0.11528 | 6795805.5136 | 6761826.4861 | 6728017.3536 | 6694377.2669 | 6660905.3805 | 6627600.8536 | 6594462.8494 | 6561490.5351 | 6528683.0824 | 6496039.667 | 6795805.5136 | 6761826.4861 | 6728017.3536 | 6694377.2669 | 6660905.3805 | 6627600.8536 | 6594462.8494 | 6561490.5351 | 6528683.0824 | 6496039.667 | 233676.4706 | 472274.4708 | 713691.341 | 961866.0396 | 1214032.2677 | 1467999.2441 | 1721806.7754 | 1974530.1326 | 2224663.7677 | 2471207.1949 | 233676.4706 | 238598.0003 | 241416.8702 | 248174.6986 | 252166.2281 | 253966.9764 | 253807.5313 | 252723.3572 | 250133.6351 | 246543.4272
Com ¦ Heat Reflector Panels | RET | C_Com - Other | Ottawa and Surrounding | Space Heating/Ventilation | Commercial | NA | End Use Consumption (m^3/year) | 18 | 2.0191 | 2.0568 | 2.0867 | 2.1094 | 2.1238 | 2.1106 | 2.1073 | 2.1073 | 2.1073 | 2.1073 | 0.092157 | 0.095756 | 0.099092 | 0.10217 | 0.10493 | 0.10636 | 0.10832 | 0.11049 | 0.1127 | 0.11495 | 0.045643 | 0.046556 | 0.047487 | 0.048437 | 0.049405 | 0.050393 | 0.051401 | 0.052429 | 0.053478 | 0.054547 | 0.046514 | 0.049201 | 0.051605 | 0.053734 | 0.055522 | 0.055969 | 0.056917 | 0.058057 | 0.059217 | 0.0604 | 396025.5663 | 394045.4385 | 392075.2113 | 390114.8352 | 388164.261 | 386223.4397 | 384292.3225 | 382370.8609 | 380459.0066 | 378556.7116 | 396025.5663 | 394045.4385 | 392075.2113 | 390114.8352 | 388164.261 | 386223.4397 | 384292.3225 | 382370.8609 | 380459.0066 | 378556.7116 | 12523.1745 | 25227.8928 | 38014.642 | 51180.8786 | 64566.183 | 78052.2787 | 91537.9453 | 104993.1106 | 118347.2593 | 131563.0887 | 12523.1745 | 12704.7183 | 12786.7492 | 13166.2366 | 13385.3044 | 13486.0957 | 13485.6666 | 13455.1653 | 13354.1487 | 13215.8293
Com ¦ Heat/Energy Recovery Ventilation | RET | C_Com - Other | Ottawa and Surrounding | Space Heating/Ventilation | Commercial | NA | End Use Consumption (m^3/year) | 15 | 1.781 | 1.8187 | 1.8486 | 1.8713 | 1.8857 | 1.8726 | 1.8692 | 1.8693 | 1.8692 | 1.8692 | 0.40645 | 0.42336 | 0.43893 | 0.45319 | 0.46582 | 0.47182 | 0.4804 | 0.49002 | 0.49982 | 0.5098 | 0.22821 | 0.23278 | 0.23743 | 0.24218 | 0.24703 | 0.25197 | 0.25701 | 0.26215 | 0.26739 | 0.27274 | 0.17824 | 0.19059 | 0.2015 | 0.21101 | 0.21879 | 0.21985 | 0.2234 | 0.22787 | 0.23243 | 0.23707 | 6385912.2567 | 6353982.6954 | 6322212.7819 | 6290601.718 | 6259148.7094 | 6227852.9659 | 6196713.7011 | 6165730.1325 | 6134901.4819 | 6104226.9745 | 6385912.2567 | 6353982.6954 | 6322212.7819 | 6290601.718 | 6259148.7094 | 6227852.9659 | 6196713.7011 | 6165730.1325 | 6134901.4819 | 6104226.9745 | 201936.1894 | 406799.7718 | 612986.1023 | 825291.667 | 1041129.7009 | 1258592.9941 | 1476049.3686 | 1693013.9084 | 1908349.5567 | 2121454.8045 | 201936.1894 | 204863.5824 | 206186.3305 | 212305.5647 | 215838.0339 | 217463.2932 | 217456.3745 | 216964.5398 | 215335.6483 | 213105.2478
Com ¦ High perf.glazings ¦ Retro | RET | C_Com - Other | Ottawa and Surrounding | Space Heating/Ventilation | Commercial | Windows Retro | End Use Consumption (m^3/year) | 30 | 1.1286 | 1.1444 | 1.1569 | 1.1664 | 1.1725 | 1.167 | 1.1656 | 1.1656 | 1.1656 | 1.1655 | 0.40969 | 0.42374 | 0.43695 | 0.44934 | 0.4607 | 0.46771 | 0.47649 | 0.48602 | 0.49574 | 0.50565 | 0.36301 | 0.37027 | 0.37767 | 0.38523 | 0.39293 | 0.40079 | 0.4088 | 0.41698 | 0.42532 | 0.43383 | 0.046685 | 0.053473 | 0.059275 | 0.064116 | 0.067774 | 0.066916 | 0.067683 | 0.069039 | 0.070417 | 0.071818 | 2946618.7969 | 2931885.7029 | 2917226.2744 | 2902640.1431 | 2888126.9423 | 2873686.3076 | 2859317.8761 | 2845021.2867 | 2830796.1803 | 2816642.1994 | 2946618.7969 | 2931885.7029 | 2917226.2744 | 2902640.1431 | 2888126.9423 | 2873686.3076 | 2859317.8761 | 2845021.2867 | 2830796.1803 | 2816642.1994 | 17740.5224 | 33963.4818 | 48438.3027 | 64386.5942 | 80860.1631 | 97225.9136 | 113072.9032 | 128711.7957 | 144044.6245 | 159291.3406 | 17740.5224 | 16222.9593 | 14474.8209 | 15948.2916 | 16473.5689 | 16365.7505 | 15846.9896 | 15638.8925 | 15332.8288 | 15246.7161
Com ¦ Operational Improvement | RET | C_Com - Other | Ottawa and Surrounding | Cross Cutting/Behavioural | Commercial | NA | Customer Segment Consumption (m^3/year) | 5 | 2.0919 | 2.2142 | 2.3046 | 2.3725 | 2.4157 | 2.3793 | 2.3692 | 2.3692 | 2.3693 | 2.3693 | 0.051596 | 0.055707 | 0.05914 | 0.0621 | 0.064494 | 0.064795 | 0.065809 | 0.067124 | 0.06847 | 0.069841 | 0.024665 | 0.025158 | 0.025662 | 0.026175 | 0.026698 | 0.027232 | 0.027777 | 0.028332 | 0.028899 | 0.029477 | 0.026931 | 0.030548 | 0.033478 | 0.035925 | 0.037796 | 0.037563 | 0.038033 | 0.038792 | 0.039571 | 0.040364 | 5256130.8269 | 5229850.1728 | 5203700.9219 | 5177682.4173 | 5151794.0052 | 5126035.0352 | 5100404.86 | 5074902.8357 | 5049528.3216 | 5024280.68 | 5256130.8269 | 5229850.1728 | 5203700.9219 | 5177682.4173 | 5151794.0052 | 5126035.0352 | 5100404.86 | 5074902.8357 | 5049528.3216 | 5024280.68 | 221844.5798 | 451528.6671 | 687490.8116 | 928695.2444 | 1173097.1537 | 1418599.5478 | 1663071.5098 | 1904516.0653 | 2140928.67 | 2370497.2707 | 221844.5798 | 229684.0874 | 235962.1444 | 241204.4328 | 244401.9093 | 245502.3941 | 244471.962 | 241444.5556 | 236412.6046 | 229568.6007
Com ¦ Roof Insulation Upgrade | RET | C_Com - Other | Ottawa and Surrounding | Space Heating/Ventilation | Commercial | NA | Floor area (1000m2) | 20 | 0.96938 | 0.98631 | 0.99974 | 1.0099 | 1.0164 | 1.0105 | 1.009 | 1.009 | 1.009 | 1.009 | 0.36147 | 0.37513 | 0.38785 | 0.39962 | 0.41023 | 0.416 | 0.42369 | 0.43217 | 0.44081 | 0.44963 | 0.37288 | 0.38034 | 0.38795 | 0.39571 | 0.40362 | 0.41169 | 0.41993 | 0.42833 | 0.43689 | 0.44563 | -0.011417 | -0.0052059 | -0.00010224 | 0.0039177 | 0.0066095 | 0.0043095 | 0.0037681 | 0.0038478 | 0.0039229 | 0.0039953 | 174.9546 | 174.0798 | 173.2094 | 172.3434 | 171.4817 | 170.6243 | 169.7711 | 168.9223 | 168.0777 | 167.2373 | 0 | 0 | 0 | 172.3434 | 171.4817 | 170.6243 | 169.7711 | 168.9223 | 168.0777 | 167.2373 | 0 | 0 | 0 | 1.2446 | 2.5209 | 3.7943 | 5.042 | 6.2807 | 7.505 | 8.7265 | 0 | 0 | 0 | 1.2446 | 1.2763 | 1.2734 | 1.2477 | 1.2388 | 1.2242 | 1.2216
Com ¦ Super High Perf Glazing ¦Retro | RET | C_Com - Other | Ottawa and Surrounding | Space Heating/Ventilation | Commercial | Windows Retro | End Use Consumption (m^3/year) | 30 | 0.53856 | 0.54611 | 0.55209 | 0.55662 | 0.5595 | 0.55687 | 0.5562 | 0.5562 | 0.5562 | 0.55619 | 0.61454 | 0.63561 | 0.65542 | 0.67401 | 0.69106 | 0.70156 | 0.71473 | 0.72903 | 0.74361 | 0.75847 | 1.1411 | 1.1639 | 1.1872 | 1.2109 | 1.2351 | 1.2598 | 1.285 | 1.3107 | 1.3369 | 1.3637 | -0.52653 | -0.52828 | -0.53175 | -0.5369 | -0.54407 | -0.55828 | -0.5703 | -0.5817 | -0.59334 | -0.60522 | 4419928.1954 | 4397828.5544 | 4375839.4116 | 4353960.2146 | 4332190.4135 | 4310529.4614 | 4288976.8141 | 4267531.9301 | 4246194.2704 | 4224963.2991 | 0 | 0 | 0 | 0 | 0 | 0 | 0 | 0 | 0 | 0 | 0 | 0 | 0 | 0 | 0 | 0 | 0 | 0 | 0 | 0 | 0 | 0 | 0 | 0 | 0 | 0 | 0 | 0 | 0 | 0
Com ¦ Wall Insulation Upgrade | RET | C_Com - Other | Ottawa and Surrounding | Space Heating/Ventilation | Commercial | NA | Floor area (1000m2) | 20 | 0.23905 | 0.24323 | 0.24654 | 0.24904 | 0.25064 | 0.24918 | 0.24881 | 0.24882 | 0.24882 | 0.24881 | 0.29574 | 0.30693 | 0.31733 | 0.32697 | 0.33564 | 0.34037 | 0.34666 | 0.3536 | 0.36067 | 0.36788 | 1.2372 | 1.2619 | 1.2871 | 1.3129 | 1.3391 | 1.3659 | 1.3932 | 1.4211 | 1.4495 | 1.4785 | -0.94142 | -0.95498 | -0.96981 | -0.98592 | -1.0035 | -1.0256 | -1.0466 | -1.0675 | -1.0889 | -1.1106 | 562.3541 | 559.5423 | 556.7446 | 553.9608 | 551.191 | 548.4351 | 545.6929 | 542.9644 | 540.2496 | 537.5484 | 0 | 0 | 0 | 0 | 0 | 0 | 0 | 0 | 0 | 0 | 0 | 0 | 0 | 0 | 0 | 0 | 0 | 0 | 0 | 0 | 0 | 0 | 0 | 0 | 0 | 0 | 0 | 0 | 0 | 0
Com ¦ Air Curtains | ROB | C_Com - Other | Ottawa and Surrounding | Space Heating/Ventilation | Commercial | NA | Shipping door | 15 | 5.3878 | 5.504 | 5.5961 | 5.6658 | 5.7101 | 5.6694 | 5.659 | 5.6589 | 5.6587 | 5.6585 | 54793.8552 | 57095.1782 | 59211.3087 | 61147.8426 | 62858.8782 | 63658.8135 | 64812.7081 | 66108.1395 | 67428.0058 | 68773.4309 | 10170 | 10373.4 | 10580.868 | 10792.4854 | 11008.3351 | 11228.5018 | 11453.0718 | 11682.1332 | 11915.7759 | 12154.0914 | 44623.8552 | 46721.7782 | 48630.4407 | 50355.3572 | 51850.5432 | 52430.3118 | 53359.6363 | 54426.0063 | 55512.2299 | 56619.3395 | 60.8737 | 60.5693 | 60.2665 | 59.9651 | 59.6653 | 59.367 | 59.0701 | 58.7748 | 58.4809 | 58.1885 | 60.8737 | 60.5693 | 60.2665 | 59.9651 | 59.6653 | 59.367 | 59.0701 | 58.7748 | 58.4809 | 58.1885 | 2.8822 | 5.647 | 8.2991 | 10.8522 | 13.3073 | 15.6663 | 17.9314 | 20.1066 | 22.1946 | 24.1988 | 2.8822 | 2.7648 | 2.6521 | 2.5531 | 2.4551 | 2.359 | 2.2651 | 2.1752 | 2.088 | 2.0042
Com ¦ Condensing Boiler ¦ Std Baseline | ROB | C_Com - Other | Ottawa and Surrounding | Space Heating/Ventilation | Commercial | Com¦Boiler¦Std | End Use Consumption (m^3/year) | 25 | 1.5743 | 1.5984 | 1.6176 | 1.6321 | 1.6413 | 1.6329 | 1.6308 | 1.6308 | 1.6308 | 1.6307 | 0.52357 | 0.54224 | 0.55971 | 0.57602 | 0.59087 | 0.59959 | 0.61078 | 0.623 | 0.63546 | 0.64816 | 0.33258 | 0.33923 | 0.34601 | 0.35294 | 0.35999 | 0.36719 | 0.37454 | 0.38203 | 0.38967 | 0.39746 | 0.19099 | 0.20301 | 0.21369 | 0.22309 | 0.23087 | 0.23239 | 0.23624 | 0.24097 | 0.24579 | 0.25069 | 10337917.3871 | 10286227.8002 | 10234796.6612 | 10183622.6779 | 10132704.5645 | 10082041.0417 | 10031630.8365 | 9981472.6823 | 9931565.3189 | 9881907.4923 | 10337917.3871 | 10286227.8002 | 10234796.6612 | 10183622.6779 | 10132704.5645 | 10082041.0417 | 10031630.8365 | 9981472.6823 | 9931565.3189 | 9881907.4923 | 9488.6559 | 26674.1683 | 50346.0652 | 81817.7763 | 120051.3382 | 163965.3906 | 212451.1905 | 265153.5447 | 321311.9215 | 380659.1132 | 9488.6559 | 17185.5124 | 23671.8969 | 31471.7111 | 38233.5618 | 43914.0525 | 48485.7998 | 52702.3542 | 56158.3769 | 59347.1917
Com ¦ Condensing Water Heaters | ROB | C_Com - Other | Ottawa and Surrounding | Water Heating | Commercial | Com ¦ Water Heating | End Use Consumption (m^3/year) | 13 | 1.5536 | 1.5892 | 1.6159 | 1.6352 | 1.6466 | 1.6465 | 1.6432 | 1.6432 | 1.6432 | 1.6432 | 0.24404 | 0.25463 | 0.26408 | 0.27258 | 0.27997 | 0.28555 | 0.29068 | 0.29649 | 0.30242 | 0.30847 | 0.15708 | 0.16022 | 0.16343 | 0.1667 | 0.17003 | 0.17343 | 0.1769 | 0.18044 | 0.18405 | 0.18773 | 0.086963 | 0.094409 | 0.10066 | 0.10589 | 0.10994 | 0.11212 | 0.11378 | 0.11606 | 0.11838 | 0.12075 | 58310.2539 | 58018.7027 | 57728.6091 | 57439.9661 | 57152.7663 | 56867.0024 | 56582.6674 | 56299.7541 | 56018.2553 | 55738.164 | 58310.2539 | 58018.7027 | 57728.6091 | 57439.9661 | 57152.7663 | 56867.0024 | 56582.6674 | 56299.7541 | 56018.2553 | 55738.164 | 1771.8825 | 3474.9932 | 5106.9233 | 6719.1136 | 8297.3463 | 9834.6572 | 11327.0562 | 12780.9195 | 14196.3625 | 15578.2716 | 1771.8825 | 1703.1106 | 1631.9302 | 1612.1903 | 1578.2327 | 1537.3109 | 1492.3991 | 1453.8633 | 1415.4429 | 1381.9092
Com ¦ Near Condensing Boiler¦ Std Baseline | ROB | C_Com - Other | Ottawa and Surrounding | Space Heating/Ventilation | Commercial | Com¦Boiler¦Std | End Use Consumption (m^3/year) | 25 | 4.3784 | 4.4456 | 4.4989 | 4.5392 | 4.5649 | 4.5415 | 4.5355 | 4.5356 | 4.5355 | 4.5355 | 0.29918 | 0.30985 | 0.31983 | 0.32915 | 0.33764 | 0.34262 | 0.34902 | 0.356 | 0.36312 | 0.37037 | 0.068331 | 0.069697 | 0.071091 | 0.072513 | 0.073963 | 0.075443 | 0.076952 | 0.078491 | 0.08006 | 0.081662 | 0.23085 | 0.24015 | 0.24874 | 0.25664 | 0.26367 | 0.26718 | 0.27206 | 0.27751 | 0.28306 | 0.28871 | 5907381.3641 | 5877844.4573 | 5848455.235 | 5819212.9588 | 5790116.894 | 5761166.3095 | 5732360.478 | 5703698.6756 | 5675180.1822 | 5646804.2813 | 5907381.3641 | 5877844.4573 | 5848455.235 | 5819212.9588 | 5790116.894 | 5761166.3095 | 5732360.478 | 5703698.6756 | 5675180.1822 | 5646804.2813 | 145606.1275 | 278590.9229 | 399307.1035 | 509442.0533 | 609198.6291 | 699043.4423 | 779565.0344 | 851622.1722 | 915922.5913 | 973276.213 | 145606.1275 | 132984.7954 | 120716.1806 | 110134.9498 | 99756.5758 | 89844.8132 | 80521.5921 | 72057.1378 | 64300.4191 | 57353.6216
Com ¦ Tankless Water Heaters | ROB | C_Com - Other | Ottawa and Surrounding | Water Heating | Commercial | Com ¦ Water Heating | End Use Consumption (m^3/year) | 18 | 0.54413 | 0.55403 | 0.56143 | 0.5668 | 0.56995 | 0.56992 | 0.56902 | 0.56902 | 0.56901 | 0.56902 | 0.46011 | 0.47785 | 0.49392 | 0.50862 | 0.52167 | 0.53208 | 0.54186 | 0.5527 | 0.56375 | 0.57503 | 0.84559 | 0.8625 | 0.87976 | 0.89735 | 0.9153 | 0.9336 | 0.95228 | 0.97132 | 0.99075 | 1.0106 | -0.38548 | -0.38465 | -0.38583 | -0.38873 | -0.39362 | -0.40152 | -0.41041 | -0.41862 | -0.427 | -0.43553 | 87192.9031 | 86756.9385 | 86323.1539 | 85891.5381 | 85462.0804 | 85034.77 | 84609.5961 | 84186.5482 | 83765.6154 | 83346.7873 | 0 | 0 | 0 | 0 | 0 | 0 | 0 | 0 | 0 | 0 | 0 | 0 | 0 | 0 | 0 | 0 | 0 | 0 | 0 | 0 | 0 | 0 | 0 | 0 | 0 | 0 | 0 | 0 | 0 | 0
Com ¦ Air Curtains | NEW | C_Food Service | Ottawa and Surrounding | Space Heating/Ventilation | Commercial | NA | Shipping door | 15 | 5.3878 | 5.504 | 5.5961 | 5.6658 | 5.7101 | 5.6694 | 5.659 | 5.6589 | 5.6587 | 5.6585 | 54793.8552 | 57095.1782 | 59211.3087 | 61147.8426 | 62858.8782 | 63658.8135 | 64812.7081 | 66108.1395 | 67428.0058 | 68773.4309 | 10170 | 10373.4 | 10580.868 | 10792.4854 | 11008.3351 | 11228.5018 | 11453.0718 | 11682.1332 | 11915.7759 | 12154.0914 | 44623.8552 | 46721.7782 | 48630.4407 | 50355.3572 | 51850.5432 | 52430.3118 | 53359.6363 | 54426.0063 | 55512.2299 | 56619.3395 | 0.2858 | 0.57417 | 0.86515 | 1.1588 | 1.4551 | 1.7542 | 2.0561 | 2.3609 | 2.6685 | 2.979 | 0.2858 | 0.57417 | 0.86515 | 1.1588 | 1.4551 | 1.7542 | 2.0561 | 2.3609 | 2.6685 | 2.979 | 0.20184 | 0.40549 | 0.615 | 0.83014 | 1.0514 | 1.2785 | 1.511 | 1.7488 | 1.9918 | 2.2398 | 0.20184 | 0.20365 | 0.2095 | 0.21515 | 0.22126 | 0.22704 | 0.23256 | 0.23783 | 0.243 | 0.24799
Com ¦ Condensing Boiler ¦ Near Cond Baseline | NEW | C_Food Service | Ottawa and Surrounding | Space Heating/Ventilation | Commercial | NA | End Use Consumption (m^3/year) | 25 | 1.0302 | 1.046 | 1.0586 | 1.0681 | 1.0741 | 1.0686 | 1.0672 | 1.0672 | 1.0672 | 1.0672 | 0.22439 | 0.23239 | 0.23987 | 0.24687 | 0.25323 | 0.25697 | 0.26176 | 0.267 | 0.27234 | 0.27778 | 0.2178 | 0.22216 | 0.2266 | 0.23114 | 0.23576 | 0.24047 | 0.24528 | 0.25019 | 0.25519 | 0.2603 | 0.0065823 | 0.010226 | 0.013271 | 0.01573 | 0.01747 | 0.016492 | 0.016479 | 0.016811 | 0.017145 | 0.017485 | 11646.6389 | 23363.1577 | 35150.6162 | 47010.0843 | 58942.6426 | 70949.3818 | 83031.4032 | 95189.819 | 107425.752 | 119740.3361 | 11646.6389 | 23363.1577 | 35150.6162 | 47010.0843 | 58942.6426 | 70949.3818 | 83031.4032 | 95189.819 | 107425.752 | 119740.3361 | 1174.5425 | 2356.1322 | 3463.225 | 4474.2168 | 5613.2596 | 6814.1351 | 8030.2097 | 9229.3422 | 10433.5645 | 11634.1206 | 1174.5425 | 1181.5897 | 1107.0928 | 1010.9918 | 1139.0428 | 1200.8755 | 1216.0746 | 1199.1325 | 1204.2223 | 1200.5561
Com ¦ Condensing Boiler ¦ Std Baseline | NEW | C_Food Service | Ottawa and Surrounding | Space Heating/Ventilation | Commercial | Com¦Boiler¦Std | End Use Consumption (m^3/year) | 25 | 1.5743 | 1.5984 | 1.6176 | 1.6321 | 1.6413 | 1.6329 | 1.6308 | 1.6308 | 1.6308 | 1.6307 | 0.52357 | 0.54224 | 0.55971 | 0.57602 | 0.59087 | 0.59959 | 0.61078 | 0.623 | 0.63546 | 0.64816 | 0.33258 | 0.33923 | 0.34601 | 0.35294 | 0.35999 | 0.36719 | 0.37454 | 0.38203 | 0.38967 | 0.39746 | 0.19099 | 0.20301 | 0.21369 | 0.22309 | 0.23087 | 0.23239 | 0.23624 | 0.24097 | 0.24579 | 0.25069 | 27175.4909 | 54514.0347 | 82018.1044 | 109690.1968 | 137532.8327 | 165548.5575 | 193739.9409 | 222109.5777 | 250660.0881 | 279394.1176 | 27175.4909 | 54514.0347 | 82018.1044 | 109690.1968 | 137532.8327 | 165548.5575 | 193739.9409 | 222109.5777 | 250660.0881 | 279394.1176 | 619.1685 | 1242.0519 | 2406.9668 | 4069.0609 | 6355.893 | 9234.5955 | 12664.7703 | 16598.6056 | 21038.5049 | 25952.7382 | 619.1685 | 622.8835 | 1164.9148 | 1662.0942 | 2286.8321 | 2878.7025 | 3430.1748 | 3933.8353 | 4439.8993 | 4914.2334
Com ¦ Condensing Water Heaters | NEW | C_Food Service | Ottawa and Surrounding | Water Heating | Commercial | Com ¦ Water Heating | End Use Consumption (m^3/year) | 13 | 1.5536 | 1.5892 | 1.6159 | 1.6352 | 1.6466 | 1.6465 | 1.6432 | 1.6432 | 1.6432 | 1.6432 | 0.24404 | 0.25463 | 0.26408 | 0.27258 | 0.27997 | 0.28555 | 0.29068 | 0.29649 | 0.30242 | 0.30847 | 0.15708 | 0.16022 | 0.16343 | 0.1667 | 0.17003 | 0.17343 | 0.1769 | 0.18044 | 0.18405 | 0.18773 | 0.086963 | 0.094409 | 0.10066 | 0.10589 | 0.10994 | 0.11212 | 0.11378 | 0.11606 | 0.11838 | 0.12075 | 749.8066 | 1504.112 | 2262.9845 | 3026.493 | 3794.7069 | 4567.6966 | 5345.533 | 6128.2876 | 6916.0327 | 7708.8414 | 749.8066 | 1504.112 | 2262.9845 | 3026.493 | 3794.7069 | 4567.6966 | 5345.533 | 6128.2876 | 6916.0327 | 7708.8414 | 405.9764 | 814.3886 | 1227.6532 | 1644.1124 | 2074.3272 | 2514.7189 | 2963.1632 | 3418.115 | 3880.2897 | 4349.1016 | 405.9764 | 408.4122 | 413.2646 | 416.4592 | 430.2148 | 440.3916 | 448.4444 | 454.9518 | 462.1747 | 468.8119
Com ¦ Demand Control Kitchen Ventilation | NEW | C_Food Service | Ottawa and Surrounding | Space Heating/Ventilation | Commercial | NA | per building | 15 | 4.3624 | 4.408 | 4.4448 | 4.4736 | 4.4933 | 4.4812 | 4.4808 | 4.4844 | 4.4881 | 4.4919 | 65435.9299 | 67442.9283 | 69366.2343 | 71211.5723 | 72954.905 | 74214.772 | 75691.2479 | 77268.2103 | 78878.4803 | 80524.0625 | 15000 | 15300 | 15606 | 15918.12 | 16236.4824 | 16561.212 | 16892.4363 | 17230.285 | 17574.8907 | 17926.3885 | 50435.9299 | 52142.9283 | 53760.2343 | 55293.4523 | 56718.4226 | 57653.56 | 58798.8116 | 60037.9253 | 61303.5896 | 62597.674 | 228.3504 | 458.756 | 691.2511 | 925.8709 | 1162.6506 | 1401.6262 | 1642.8339 | 1886.3106 | 2132.0936 | 2380.2207 | 228.3504 | 458.756 | 691.2511 | 925.8709 | 1162.6506 | 1401.6262 | 1642.8339 | 1886.3106 | 2132.0936 | 2380.2207 | 154.9905 | 311.376 | 471.8897 | 636.4623 | 805.5422 | 978.928 | 1156.4616 | 1337.9969 | 1523.484 | 1712.8064 | 154.9905 | 156.3855 | 160.5137 | 164.5726 | 169.0799 | 173.3858 | 177.5335 | 181.5353 | 185.4871 | 189.3224
Com ¦ Efficient Gas Broilers | NEW | C_Food Service | Ottawa and Surrounding | Appliances/Other | Commercial | NA | Equipment | 12 | 2.8503 | 2.9204 | 2.9726 | 3.0104 | 3.0329 | 3.0322 | 3.0258 | 3.0258 | 3.0258 | 3.0258 | 3619.8472 | 3783.1185 | 3927.7842 | 4057.2257 | 4169.3171 | 4251.6453 | 4327.6076 | 4414.1824 | 4502.4753 | 4592.4136 | 1270 | 1295.4 | 1321.308 | 1347.7342 | 1374.6888 | 1402.1826 | 1430.2263 | 1458.8308 | 1488.0074 | 1517.7676 | 2349.8472 | 2487.7185 | 2606.4762 | 2709.4916 | 2794.6283 | 2849.4627 | 2897.3813 | 2955.3516 | 3014.4679 | 3074.646 | 26.3619 | 52.961 | 79.8014 | 106.8871 | 134.2221 | 161.8106 | 189.6568 | 217.7649 | 246.1393 | 274.7843 | 26.3619 | 52.961 | 79.8014 | 106.8871 | 134.2221 | 161.8106 | 189.6568 | 217.7649 | 246.1393 | 274.7843 | 17.7226 | 35.6046 | 53.9324 | 72.6883 | 91.9936 | 111.8028 | 132.0847 | 152.8132 | 173.9878 | 195.592 | 17.7226 | 17.8821 | 18.3277 | 18.756 | 19.3053 | 19.8092 | 20.2819 | 20.7285 | 21.1746 | 21.6042
Com ¦ Efficient Gas Griddles | NEW | C_Food Service | Ottawa and Surrounding | Appliances/Other | Commercial | NA | Equipment | 10 | 4.3596 | 4.4841 | 4.5767 | 4.6436 | 4.6836 | 4.6822 | 4.671 | 4.671 | 4.671 | 4.6709 | 5013.5702 | 5259.8733 | 5475.7893 | 5666.9948 | 5830.0936 | 5945.0129 | 6049.3306 | 6170.3006 | 6293.7734 | 6419.5086 | 1150 | 1173 | 1196.46 | 1220.3892 | 1244.797 | 1269.6929 | 1295.0868 | 1320.9885 | 1347.4083 | 1374.3565 | 3863.5702 | 4086.8733 | 4279.3293 | 4446.6056 | 4585.2966 | 4675.3199 | 4754.2438 | 4849.3121 | 4946.3651 | 5045.1521 | 47.6209 | 95.6704 | 144.1556 | 193.084 | 242.4627 | 292.2994 | 342.6017 | 393.377 | 444.6334 | 496.3786 | 47.6209 | 95.6704 | 144.1556 | 193.084 | 242.4627 | 292.2994 | 342.6017 | 393.377 | 444.6334 | 496.3786 | 34.0354 | 68.3772 | 103.6476 | 139.8428 | 177.0407 | 215.2069 | 254.3117 | 294.3246 | 335.2298 | 376.9998 | 34.0354 | 34.3418 | 35.2704 | 36.1953 | 37.1979 | 38.1662 | 39.1047 | 40.0129 | 40.9053 | 41.7699
Com ¦ Efficient Gas Ovens | NEW | C_Food Service | Ottawa and Surrounding | Appliances/Other | Commercial | NA | Equipment | 12 | 2.0905 | 2.142 | 2.1802 | 2.2079 | 2.2244 | 2.2239 | 2.2192 | 2.2192 | 2.2192 | 2.2192 | 1829.2171 | 1911.6996 | 1984.7857 | 2050.183 | 2106.8181 | 2148.4214 | 2186.81 | 2230.5593 | 2275.1771 | 2320.6267 | 875 | 892.5 | 910.35 | 928.557 | 947.1281 | 966.0707 | 985.3921 | 1005.1 | 1025.202 | 1045.706 | 954.2171 | 1019.1996 | 1074.4357 | 1121.626 | 1159.69 | 1182.3507 | 1201.4179 | 1225.4594 | 1249.9751 | 1274.9207 | 6.0797 | 12.214 | 18.4041 | 24.6506 | 30.9547 | 37.3173 | 43.7393 | 50.2216 | 56.7654 | 63.3716 | 6.0797 | 12.214 | 18.4041 | 24.6506 | 30.9547 | 37.3173 | 43.7393 | 50.2216 | 56.7654 | 63.3716 | 3.8205 | 7.6753 | 11.6277 | 15.6674 | 19.8427 | 24.134 | 28.5286 | 33.0164 | 37.5983 | 42.2692 | 3.8205 | 3.8548 | 3.9524 | 4.0397 | 4.1753 | 4.2913 | 4.3946 | 4.4877 | 4.5819 | 4.6709
Com ¦ Efficient Gas Range Tops | NEW | C_Food Service | Ottawa and Surrounding | Appliances/Other | Commercial | NA | Equipment | 10 | 2.1138 | 2.1741 | 2.219 | 2.2514 | 2.2708 | 2.2702 | 2.2647 | 2.2647 | 2.2647 | 2.2647 | 1691.0065 | 1774.0811 | 1846.9065 | 1911.3975 | 1966.4084 | 2005.169 | 2040.3539 | 2081.1554 | 2122.801 | 2165.2097 | 800 | 816 | 832.32 | 848.9664 | 865.9457 | 883.2646 | 900.9299 | 918.9485 | 937.3275 | 956.0741 | 891.0065 | 958.0811 | 1014.5865 | 1062.4311 | 1100.4627 | 1121.9044 | 1139.424 | 1162.2069 | 1185.4735 | 1209.1357 | 14.2772 | 28.6829 | 43.2193 | 57.8884 | 72.6927 | 87.6342 | 102.7153 | 117.9382 | 133.3054 | 148.8191 | 14.2772 | 28.6829 | 43.2193 | 57.8884 | 72.6927 | 87.6342 | 102.7153 | 117.9382 | 133.3054 | 148.8191 | 9.3264 | 18.7367 | 28.3751 | 38.2298 | 48.3799 | 58.7963 | 69.4601 | 80.3555 | 91.4836 | 102.8353 | 9.3264 | 9.4103 | 9.6384 | 9.8548 | 10.15 | 10.4165 | 10.6638 | 10.8954 | 11.1281 | 11.3517
Com ¦ Energy Star Gas Fryers | NEW | C_Food Service | Ottawa and Surrounding | Appliances/Other | Commercial | NA | Equipment | 12 | 2.2897 | 2.3456 | 2.3873 | 2.4174 | 2.4354 | 2.4348 | 2.4298 | 2.4298 | 2.4299 | 2.4298 | 2353.7648 | 2459.5342 | 2553.2974 | 2637.2393 | 2709.9887 | 2763.5282 | 2812.9657 | 2869.2682 | 2926.6923 | 2985.1919 | 1028 | 1048.56 | 1069.5312 | 1090.9218 | 1112.7403 | 1134.9951 | 1157.695 | 1180.8489 | 1204.4658 | 1228.5552 | 1325.7648 | 1410.9742 | 1483.7662 | 1546.3175 | 1597.2484 | 1628.5332 | 1655.2707 | 1688.4193 | 1722.2264 | 1756.6367 | 14.8713 | 29.8765 | 45.0177 | 60.2973 | 75.7176 | 91.2809 | 106.9895 | 122.846 | 138.8526 | 155.0118 | 14.8713 | 29.8765 | 45.0177 | 60.2973 | 75.7176 | 91.2809 | 106.9895 | 122.846 | 138.8526 | 155.0118 | 9.5687 | 19.2236 | 29.1457 | 39.3137 | 49.8102 | 60.5971 | 71.6484 | 82.9429 | 94.4793 | 106.2453 | 9.5687 | 9.6549 | 9.9221 | 10.168 | 10.4964 | 10.7869 | 11.0513 | 11.2945 | 11.5364 | 11.766
Com ¦ High perf.glazings ¦ New | NEW | C_Food Service | Ottawa and Surrounding | Space Heating/Ventilation | Commercial | Windows New | End Use Consumption (m^3/year) | 30 | 1.6157 | 1.6383 | 1.6563 | 1.6698 | 1.6785 | 1.6706 | 1.6686 | 1.6686 | 1.6686 | 1.6686 | 0.40969 | 0.42374 | 0.43695 | 0.44934 | 0.4607 | 0.46771 | 0.47649 | 0.48602 | 0.49574 | 0.50565 | 0.25357 | 0.25864 | 0.26382 | 0.26909 | 0.27447 | 0.27996 | 0.28556 | 0.29127 | 0.2971 | 0.30304 | 0.15612 | 0.1651 | 0.17313 | 0.18025 | 0.18623 | 0.18774 | 0.19093 | 0.19475 | 0.19864 | 0.2026 | 7745.836 | 15538.1469 | 23377.6378 | 31265.0202 | 39201.0126 | 47186.3406 | 55221.7366 | 63307.9403 | 71445.6984 | 79635.7649 | 7745.836 | 15538.1469 | 23377.6378 | 31265.0202 | 39201.0126 | 47186.3406 | 55221.7366 | 63307.9403 | 71445.6984 | 79635.7649 | 2257.6357 | 4528.8171 | 6773.1886 | 8957.3071 | 11286.9703 | 13693.4726 | 16137.1022 | 18589.971 | 21070.8918 | 23574.4712 | 2257.6357 | 2271.1815 | 2244.3714 | 2184.1185 | 2329.6633 | 2406.5023 | 2443.6296 | 2452.8687 | 2480.9209 | 2503.5794
Com ¦ Near Condensing Boiler¦ Std Baseline | NEW | C_Food Service | Ottawa and Surrounding | Space Heating/Ventilation | Commercial | Com¦Boiler¦Std | End Use Consumption (m^3/year) | 25 | 4.3784 | 4.4456 | 4.4989 | 4.5392 | 4.5649 | 4.5415 | 4.5355 | 4.5356 | 4.5355 | 4.5355 | 0.29918 | 0.30985 | 0.31983 | 0.32915 | 0.33764 | 0.34262 | 0.34902 | 0.356 | 0.36312 | 0.37037 | 0.068331 | 0.069697 | 0.071091 | 0.072513 | 0.073963 | 0.075443 | 0.076952 | 0.078491 | 0.08006 | 0.081662 | 0.23085 | 0.24015 | 0.24874 | 0.25664 | 0.26367 | 0.26718 | 0.27206 | 0.27751 | 0.28306 | 0.28871 | 15528.8519 | 31150.8769 | 46867.4882 | 62680.1124 | 78590.1901 | 94599.1757 | 110708.5376 | 126919.7587 | 143234.3361 | 159653.7815 | 15528.8519 | 31150.8769 | 46867.4882 | 62680.1124 | 78590.1901 | 94599.1757 | 110708.5376 | 126919.7587 | 143234.3361 | 159653.7815 | 9501.3163 | 19059.6405 | 28155.8101 | 36766.6935 | 44949.1615 | 52675.8519 | 59937.2362 | 66733.9831 | 73082.0958 | 78994.7794 | 9501.3163 | 9558.3242 | 9096.1696 | 8610.8834 | 8182.4681 | 7726.6904 | 7261.3843 | 6796.7469 | 6348.1127 | 5912.6836
Com ¦ Super High Perf Glazing ¦New | NEW | C_Food Service | Ottawa and Surrounding | Space Heating/Ventilation | Commercial | Windows New | End Use Consumption (m^3/year) | 30 | 0.53856 | 0.54611 | 0.55209 | 0.55662 | 0.5595 | 0.55687 | 0.5562 | 0.5562 | 0.5562 | 0.55619 | 0.61454 | 0.63561 | 0.65542 | 0.67401 | 0.69106 | 0.70156 | 0.71473 | 0.72903 | 0.74361 | 0.75847 | 1.1411 | 1.1639 | 1.1872 | 1.2109 | 1.2351 | 1.2598 | 1.285 | 1.3107 | 1.3369 | 1.3637 | -0.52653 | -0.52828 | -0.53175 | -0.5369 | -0.54407 | -0.55828 | -0.5703 | -0.5817 | -0.59334 | -0.60522 | 11618.7539 | 23307.2204 | 35066.4567 | 46897.5303 | 58801.519 | 70779.5109 | 82832.605 | 94961.9104 | 107168.5475 | 119453.6473 | 0 | 0 | 0 | 0 | 0 | 0 | 0 | 0 | 0 | 0 | 0 | 0 | 0 | 0 | 0 | 0 | 0 | 0 | 0 | 0 | 0 | 0 | 0 | 0 | 0 | 0 | 0 | 0 | 0 | 0
Com ¦ Tankless Water Heaters | NEW | C_Food Service | Ottawa and Surrounding | Water Heating | Commercial | Com ¦ Water Heating | End Use Consumption (m^3/year) | 18 | 0.54413 | 0.55403 | 0.56143 | 0.5668 | 0.56995 | 0.56992 | 0.56902 | 0.56902 | 0.56901 | 0.56902 | 0.46011 | 0.47785 | 0.49392 | 0.50862 | 0.52167 | 0.53208 | 0.54186 | 0.5527 | 0.56375 | 0.57503 | 0.84559 | 0.8625 | 0.87976 | 0.89735 | 0.9153 | 0.9336 | 0.95228 | 0.97132 | 0.99075 | 1.0106 | -0.38548 | -0.38465 | -0.38583 | -0.38873 | -0.39362 | -0.40152 | -0.41041 | -0.41862 | -0.427 | -0.43553 | 1121.2061 | 2249.1395 | 3383.9021 | 4525.5969 | 5674.3281 | 6830.2006 | 7993.3204 | 9163.7945 | 10341.7312 | 11527.2395 | 0 | 0 | 0 | 0 | 0 | 0 | 0 | 0 | 0 | 0 | 0 | 0 | 0 | 0 | 0 | 0 | 0 | 0 | 0 | 0 | 0 | 0 | 0 | 0 | 0 | 0 | 0 | 0 | 0 | 0
Com ¦ Air Sealing | RET | C_Food Service | Ottawa and Surrounding | Space Heating/Ventilation | Commercial | NA | Floor area (1000m2) | 6 | 0.7443 | 0.77842 | 0.80548 | 0.82599 | 0.83903 | 0.82713 | 0.82412 | 0.82415 | 0.82415 | 0.82412 | 0.06258 | 0.066757 | 0.07046 | 0.073699 | 0.07636 | 0.076782 | 0.078033 | 0.079597 | 0.081189 | 0.082809 | 0.084079 | 0.08576 | 0.087476 | 0.089225 | 0.09101 | 0.09283 | 0.094686 | 0.09658 | 0.098512 | 0.10048 | -0.021499 | -0.019003 | -0.017016 | -0.015526 | -0.01465 | -0.016047 | -0.016654 | -0.016984 | -0.017323 | -0.017673 | 19.7935 | 19.6945 | 19.596 | 19.498 | 19.4006 | 19.3035 | 19.207 | 19.111 | 19.0154 | 18.9204 | 0 | 0 | 0 | 0 | 0 | 0 | 0 | 0 | 0 | 0 | 0 | 0 | 0 | 0 | 0 | 0 | 0 | 0 | 0 | 0 | 0 | 0 | 0 | 0 | 0 | 0 | 0 | 0 | 0 | 0
Com ¦ Building Controls and Automation Systems | RET | C_Food Service | Ottawa and Surrounding | Space Heating/Ventilation | Commercial | NA | Customer Segment Consumption (m^3/year) | 11 | 1.6349 | 1.6788 | 1.7136 | 1.7399 | 1.7567 | 1.7414 | 1.7375 | 1.7375 | 1.7375 | 1.7375 | 0.21383 | 0.22396 | 0.23317 | 0.24149 | 0.2487 | 0.25146 | 0.25592 | 0.26104 | 0.26626 | 0.27158 | 0.13079 | 0.13341 | 0.13607 | 0.13879 | 0.14157 | 0.1444 | 0.14729 | 0.15024 | 0.15324 | 0.15631 | 0.083038 | 0.090553 | 0.097099 | 0.1027 | 0.10713 | 0.10706 | 0.10863 | 0.1108 | 0.11302 | 0.11528 | 1387496.0154 | 1380558.5353 | 1373655.7427 | 1366787.4639 | 1359953.5266 | 1353153.759 | 1346387.9902 | 1339656.0502 | 1332957.77 | 1326292.9811 | 1387496.0154 | 1380558.5353 | 1373655.7427 | 1366787.4639 | 1359953.5266 | 1353153.759 | 1346387.9902 | 1339656.0502 | 1332957.77 | 1326292.9811 | 47709.6013 | 96424.0288 | 145713.9834 | 196383.6803 | 247868.3256 | 299720.6288 | 351540.3782 | 403138.7723 | 454208.4242 | 504545.0652 | 47709.6013 | 48714.4274 | 49289.9546 | 50669.6969 | 51484.6453 | 51852.3032 | 51819.7493 | 51598.3941 | 51069.6519 | 50336.6411
Com ¦ Heat Reflector Panels | RET | C_Food Service | Ottawa and Surrounding | Space Heating/Ventilation | Commercial | NA | End Use Consumption (m^3/year) | 18 | 2.0191 | 2.0568 | 2.0867 | 2.1094 | 2.1238 | 2.1106 | 2.1073 | 2.1073 | 2.1073 | 2.1073 | 0.092157 | 0.095756 | 0.099092 | 0.10217 | 0.10493 | 0.10636 | 0.10832 | 0.11049 | 0.1127 | 0.11495 | 0.045643 | 0.046556 | 0.047487 | 0.048437 | 0.049405 | 0.050393 | 0.051401 | 0.052429 | 0.053478 | 0.054547 | 0.046514 | 0.049201 | 0.051605 | 0.053734 | 0.055522 | 0.055969 | 0.056917 | 0.058057 | 0.059217 | 0.0604 | 64739.6969 | 64415.9984 | 64093.9184 | 63773.4488 | 63454.5816 | 63137.3087 | 62821.6221 | 62507.514 | 62194.9764 | 61884.0016 | 64739.6969 | 64415.9984 | 64093.9184 | 63773.4488 | 63454.5816 | 63137.3087 | 62821.6221 | 62507.514 | 62194.9764 | 61884.0016 | 2047.2075 | 4124.0927 | 6214.3877 | 8366.7188 | 10554.8618 | 12759.4814 | 14964.031 | 17163.5943 | 19346.6441 | 21507.0824 | 2047.2075 | 2076.8851 | 2090.295 | 2152.3312 | 2188.143 | 2204.6197 | 2204.5495 | 2199.5633 | 2183.0498 | 2160.4383
Com ¦ Heat/Energy Recovery Ventilation | RET | C_Food Service | Ottawa and Surrounding | Space Heating/Ventilation | Commercial | NA | End Use Consumption (m^3/year) | 15 | 1.781 | 1.8187 | 1.8486 | 1.8713 | 1.8857 | 1.8726 | 1.8692 | 1.8693 | 1.8692 | 1.8692 | 0.40645 | 0.42336 | 0.43893 | 0.45319 | 0.46582 | 0.47182 | 0.4804 | 0.49002 | 0.49982 | 0.5098 | 0.22821 | 0.23278 | 0.23743 | 0.24218 | 0.24703 | 0.25197 | 0.25701 | 0.26215 | 0.26739 | 0.27274 | 0.17824 | 0.19059 | 0.2015 | 0.21101 | 0.21879 | 0.21985 | 0.2234 | 0.22787 | 0.23243 | 0.23707 | 1043927.6124 | 1038707.9744 | 1033514.4345 | 1028346.8623 | 1023205.128 | 1018089.1024 | 1012998.6568 | 1007933.6636 | 1002893.9952 | 997879.5253 | 1043927.6124 | 1038707.9744 | 1033514.4345 | 1028346.8623 | 1023205.128 | 1018089.1024 | 1012998.6568 | 1007933.6636 | 1002893.9952 | 997879.5253 | 33011.2215 | 66500.9943 | 100207.0014 | 134913.3412 | 170197.1463 | 205746.6383 | 241294.9992 | 276762.9582 | 311964.6366 | 346801.7035 | 33011.2215 | 33489.7728 | 33706.0071 | 34706.3399 | 35283.8051 | 35549.492 | 35548.3609 | 35467.959 | 35201.6783 | 34837.0669
Com ¦ High perf.glazings ¦ Retro | RET | C_Food Service | Ottawa and Surrounding | Space Heating/Ventilation | Commercial | Windows Retro | End Use Consumption (m^3/year) | 30 | 1.1286 | 1.1444 | 1.1569 | 1.1664 | 1.1725 | 1.167 | 1.1656 | 1.1656 | 1.1656 | 1.1655 | 0.40969 | 0.42374 | 0.43695 | 0.44934 | 0.4607 | 0.46771 | 0.47649 | 0.48602 | 0.49574 | 0.50565 | 0.36301 | 0.37027 | 0.37767 | 0.38523 | 0.39293 | 0.40079 | 0.4088 | 0.41698 | 0.42532 | 0.43383 | 0.046685 | 0.053473 | 0.059275 | 0.064116 | 0.067774 | 0.066916 | 0.067683 | 0.069039 | 0.070417 | 0.071818 | 481694.1733 | 479285.7025 | 476889.2739 | 474504.8276 | 472132.3034 | 469771.6419 | 467422.7837 | 465085.6698 | 462760.2414 | 460446.4402 | 481694.1733 | 479285.7025 | 476889.2739 | 474504.8276 | 472132.3034 | 469771.6419 | 467422.7837 | 465085.6698 | 462760.2414 | 460446.4402 | 2900.1058 | 5552.1302 | 7918.3803 | 10525.5038 | 13218.4962 | 15893.8632 | 18484.4265 | 21040.9715 | 23547.4831 | 26039.9176 | 2900.1058 | 2652.0244 | 2366.2501 | 2607.1235 | 2692.9924 | 2675.367 | 2590.5633 | 2556.5449 | 2506.5116 | 2492.4345
Com ¦ Operational Improvement | RET | C_Food Service | Ottawa and Surrounding | Cross Cutting/Behavioural | Commercial | NA | Customer Segment Consumption (m^3/year) | 5 | 2.0919 | 2.2142 | 2.3046 | 2.3725 | 2.4157 | 2.3793 | 2.3692 | 2.3692 | 2.3693 | 2.3693 | 0.051596 | 0.055707 | 0.05914 | 0.0621 | 0.064494 | 0.064795 | 0.065809 | 0.067124 | 0.06847 | 0.069841 | 0.024665 | 0.025158 | 0.025662 | 0.026175 | 0.026698 | 0.027232 | 0.027777 | 0.028332 | 0.028899 | 0.029477 | 0.026931 | 0.030548 | 0.033478 | 0.035925 | 0.037796 | 0.037563 | 0.038033 | 0.038792 | 0.039571 | 0.040364 | 1073141.4494 | 1067775.7422 | 1062436.8635 | 1057124.6791 | 1051839.0557 | 1046579.8605 | 1041346.9612 | 1036140.2264 | 1030959.5252 | 1025804.7276 | 1073141.4494 | 1067775.7422 | 1062436.8635 | 1057124.6791 | 1051839.0557 | 1046579.8605 | 1041346.9612 | 1036140.2264 | 1030959.5252 | 1025804.7276 | 45293.8905 | 92188.369 | 140364.6352 | 189611.2166 | 239510.6251 | 289634.719 | 339548.4301 | 388844.0372 | 437112.2736 | 483983.1733 | 45293.8905 | 46894.4786 | 48176.2662 | 49246.5814 | 49899.4085 | 50124.0939 | 49913.7111 | 49295.6071 | 48268.2364 | 46870.8997
Com ¦ Roof Insulation Upgrade | RET | C_Food Service | Ottawa and Surrounding | Space Heating/Ventilation | Commercial | NA | Floor area (1000m2) | 20 | 0.96938 | 0.98631 | 0.99974 | 1.0099 | 1.0164 | 1.0105 | 1.009 | 1.009 | 1.009 | 1.009 | 0.36147 | 0.37513 | 0.38785 | 0.39962 | 0.41023 | 0.416 | 0.42369 | 0.43217 | 0.44081 | 0.44963 | 0.37288 | 0.38034 | 0.38795 | 0.39571 | 0.40362 | 0.41169 | 0.41993 | 0.42833 | 0.43689 | 0.44563 | -0.011417 | -0.0052059 | -0.00010224 | 0.0039177 | 0.0066095 | 0.0043095 | 0.0037681 | 0.0038478 | 0.0039229 | 0.0039953 | 11.0843 | 11.0289 | 10.9738 | 10.9189 | 10.8643 | 10.81 | 10.7559 | 10.7022 | 10.6486 | 10.5954 | 0 | 0 | 0 | 10.9189 | 10.8643 | 10.81 | 10.7559 | 10.7022 | 10.6486 | 10.5954 | 0 | 0 | 0 | 0.078851 | 0.15971 | 0.24039 | 0.31944 | 0.39792 | 0.47548 | 0.55287 | 0 | 0 | 0 | 0.078851 | 0.08086 | 0.080675 | 0.079049 | 0.078483 | 0.077561 | 0.077392
Com ¦ Super High Perf Glazing ¦Retro | RET | C_Food Service | Ottawa and Surrounding | Space Heating/Ventilation | Commercial | Windows Retro | End Use Consumption (m^3/year) | 30 | 0.53856 | 0.54611 | 0.55209 | 0.55662 | 0.5595 | 0.55687 | 0.5562 | 0.5562 | 0.5562 | 0.55619 | 0.61454 | 0.63561 | 0.65542 | 0.67401 | 0.69106 | 0.70156 | 0.71473 | 0.72903 | 0.74361 | 0.75847 | 1.1411 | 1.1639 | 1.1872 | 1.2109 | 1.2351 | 1.2598 | 1.285 | 1.3107 | 1.3369 | 1.3637 | -0.52653 | -0.52828 | -0.53175 | -0.5369 | -0.54407 | -0.55828 | -0.5703 | -0.5817 | -0.59334 | -0.60522 | 722541.26 | 718928.5537 | 715333.9109 | 711757.2414 | 708198.4551 | 704657.4629 | 701134.1756 | 697628.5047 | 694140.3622 | 690669.6603 | 0 | 0 | 0 | 0 | 0 | 0 | 0 | 0 | 0 | 0 | 0 | 0 | 0 | 0 | 0 | 0 | 0 | 0 | 0 | 0 | 0 | 0 | 0 | 0 | 0 | 0 | 0 | 0 | 0 | 0
Com ¦ Wall Insulation Upgrade | RET | C_Food Service | Ottawa and Surrounding | Space Heating/Ventilation | Commercial | NA | Floor area (1000m2) | 20 | 0.23905 | 0.24323 | 0.24654 | 0.24904 | 0.25064 | 0.24918 | 0.24881 | 0.24882 | 0.24882 | 0.24881 | 0.29574 | 0.30693 | 0.31733 | 0.32697 | 0.33564 | 0.34037 | 0.34666 | 0.3536 | 0.36067 | 0.36788 | 1.2372 | 1.2619 | 1.2871 | 1.3129 | 1.3391 | 1.3659 | 1.3932 | 1.4211 | 1.4495 | 1.4785 | -0.94142 | -0.95498 | -0.96981 | -0.98592 | -1.0035 | -1.0256 | -1.0466 | -1.0675 | -1.0889 | -1.1106 | 35.6282 | 35.4501 | 35.2728 | 35.0965 | 34.921 | 34.7464 | 34.5727 | 34.3998 | 34.2278 | 34.0567 | 0 | 0 | 0 | 0 | 0 | 0 | 0 | 0 | 0 | 0 | 0 | 0 | 0 | 0 | 0 | 0 | 0 | 0 | 0 | 0 | 0 | 0 | 0 | 0 | 0 | 0 | 0 | 0 | 0 | 0
Com ¦ Air Curtains | ROB | C_Food Service | Ottawa and Surrounding | Space Heating/Ventilation | Commercial | NA | Shipping door | 15 | 5.3878 | 5.504 | 5.5961 | 5.6658 | 5.7101 | 5.6694 | 5.659 | 5.6589 | 5.6587 | 5.6585 | 54793.8552 | 57095.1782 | 59211.3087 | 61147.8426 | 62858.8782 | 63658.8135 | 64812.7081 | 66108.1395 | 67428.0058 | 68773.4309 | 10170 | 10373.4 | 10580.868 | 10792.4854 | 11008.3351 | 11228.5018 | 11453.0718 | 11682.1332 | 11915.7759 | 12154.0914 | 44623.8552 | 46721.7782 | 48630.4407 | 50355.3572 | 51850.5432 | 52430.3118 | 53359.6363 | 54426.0063 | 55512.2299 | 56619.3395 | 14.9668 | 14.8919 | 14.8175 | 14.7434 | 14.6697 | 14.5963 | 14.5233 | 14.4507 | 14.3785 | 14.3066 | 14.9668 | 14.8919 | 14.8175 | 14.7434 | 14.6697 | 14.5963 | 14.5233 | 14.4507 | 14.3785 | 14.3066 | 0.70509 | 1.3776 | 2.0188 | 2.6322 | 3.218 | 3.777 | 4.3099 | 4.8179 | 5.3017 | 5.7624 | 0.70509 | 0.67254 | 0.64121 | 0.61331 | 0.58583 | 0.55901 | 0.53292 | 0.50796 | 0.48384 | 0.46073
Com ¦ Condensing Boiler ¦ Std Baseline | ROB | C_Food Service | Ottawa and Surrounding | Space Heating/Ventilation | Commercial | Com¦Boiler¦Std | End Use Consumption (m^3/year) | 25 | 1.5743 | 1.5984 | 1.6176 | 1.6321 | 1.6413 | 1.6329 | 1.6308 | 1.6308 | 1.6308 | 1.6307 | 0.52357 | 0.54224 | 0.55971 | 0.57602 | 0.59087 | 0.59959 | 0.61078 | 0.623 | 0.63546 | 0.64816 | 0.33258 | 0.33923 | 0.34601 | 0.35294 | 0.35999 | 0.36719 | 0.37454 | 0.38203 | 0.38967 | 0.39746 | 0.19099 | 0.20301 | 0.21369 | 0.22309 | 0.23087 | 0.23239 | 0.23624 | 0.24097 | 0.24579 | 0.25069 | 1689975.8377 | 1681525.9585 | 1673118.3287 | 1664752.737 | 1656428.9734 | 1648146.8285 | 1639906.0943 | 1631706.5639 | 1623548.0311 | 1615430.2909 | 1689975.8377 | 1681525.9585 | 1673118.3287 | 1664752.737 | 1656428.9734 | 1648146.8285 | 1639906.0943 | 1631706.5639 | 1623548.0311 | 1615430.2909 | 1541.5296 | 4293.2834 | 8037.3403 | 12955.2269 | 18858.9154 | 25558.8851 | 32865.7642 | 40706.2095 | 48947.142 | 57529.0031 | 1541.5296 | 2751.7538 | 3744.0569 | 4917.8866 | 5903.6885 | 6699.9697 | 7306.8791 | 7840.4453 | 8240.9325 | 8581.8611
Com ¦ Condensing Water Heaters | ROB | C_Food Service | Ottawa and Surrounding | Water Heating | Commercial | Com ¦ Water Heating | End Use Consumption (m^3/year) | 13 | 1.5536 | 1.5892 | 1.6159 | 1.6352 | 1.6466 | 1.6465 | 1.6432 | 1.6432 | 1.6432 | 1.6432 | 0.24404 | 0.25463 | 0.26408 | 0.27258 | 0.27997 | 0.28555 | 0.29068 | 0.29649 | 0.30242 | 0.30847 | 0.15708 | 0.16022 | 0.16343 | 0.1667 | 0.17003 | 0.17343 | 0.1769 | 0.18044 | 0.18405 | 0.18773 | 0.086963 | 0.094409 | 0.10066 | 0.10589 | 0.10994 | 0.11212 | 0.11378 | 0.11606 | 0.11838 | 0.12075 | 46628.5969 | 46395.454 | 46163.4767 | 45932.6593 | 45702.996 | 45474.481 | 45247.1086 | 45020.8731 | 44795.7687 | 44571.7899 | 46628.5969 | 46395.454 | 46163.4767 | 45932.6593 | 45702.996 | 45474.481 | 45247.1086 | 45020.8731 | 44795.7687 | 44571.7899 | 1405.9214 | 2745.7112 | 4017.5802 | 5261.537 | 6466.6572 | 7627.7655 | 8742.056 | 9814.5506 | 10845.583 | 11839.0059 | 1405.9214 | 1339.7897 | 1271.8691 | 1243.9568 | 1205.1202 | 1161.1084 | 1114.2904 | 1072.4946 | 1031.0325 | 993.4229
Com ¦ Demand Control Kitchen Ventilation | ROB | C_Food Service | Ottawa and Surrounding | Space Heating/Ventilation | Commercial | NA | per building | 15 | 4.3624 | 4.408 | 4.4448 | 4.4736 | 4.4933 | 4.4812 | 4.4808 | 4.4844 | 4.4881 | 4.4919 | 65435.9299 | 67442.9283 | 69366.2343 | 71211.5723 | 72954.905 | 74214.772 | 75691.2479 | 77268.2103 | 78878.4803 | 80524.0625 | 15000 | 15300 | 15606 | 15918.12 | 16236.4824 | 16561.212 | 16892.4363 | 17230.285 | 17574.8907 | 17926.3885 | 50435.9299 | 52142.9283 | 53760.2343 | 55293.4523 | 56718.4226 | 57653.56 | 58798.8116 | 60037.9253 | 61303.5896 | 62597.674 | 11958.35 | 11898.5582 | 11839.0654 | 11779.8701 | 11720.9707 | 11662.3659 | 11604.0541 | 11546.0338 | 11488.3036 | 11430.8621 | 11958.35 | 11898.5582 | 11839.0654 | 11779.8701 | 11720.9707 | 11662.3659 | 11604.0541 | 11546.0338 | 11488.3036 | 11430.8621 | 541.7213 | 1057.4785 | 1548.6258 | 2018.1761 | 2466.6922 | 2894.8604 | 3303.3739 | 3693.2056 | 4065.0487 | 4419.7111 | 541.7213 | 515.7572 | 491.1472 | 469.5503 | 448.5161 | 428.1682 | 408.5135 | 389.8317 | 371.8431 | 354.6624
Com ¦ Efficient Gas Broilers | ROB | C_Food Service | Ottawa and Surrounding | Appliances/Other | Commercial | NA | Equipment | 12 | 2.8503 | 2.9204 | 2.9726 | 3.0104 | 3.0329 | 3.0322 | 3.0258 | 3.0258 | 3.0258 | 3.0258 | 3619.8472 | 3783.1185 | 3927.7842 | 4057.2257 | 4169.3171 | 4251.6453 | 4327.6076 | 4414.1824 | 4502.4753 | 4592.4136 | 1270 | 1295.4 | 1321.308 | 1347.7342 | 1374.6888 | 1402.1826 | 1430.2263 | 1458.8308 | 1488.0074 | 1517.7676 | 2349.8472 | 2487.7185 | 2606.4762 | 2709.4916 | 2794.6283 | 2849.4627 | 2897.3813 | 2955.3516 | 3014.4679 | 3074.646 | 1380.5304 | 1373.6277 | 1366.7596 | 1359.9258 | 1353.1262 | 1346.3605 | 1339.6287 | 1332.9306 | 1326.2659 | 1319.6346 | 1380.5304 | 1373.6277 | 1366.7596 | 1359.9258 | 1353.1262 | 1346.3605 | 1339.6287 | 1332.9306 | 1326.2659 | 1319.6346 | 92.927 | 178.1937 | 256.4702 | 329.0621 | 396.2796 | 458.4784 | 516.0063 | 569.3055 | 618.6941 | 664.5201 | 92.927 | 85.2667 | 78.2765 | 72.592 | 67.2175 | 62.1988 | 57.5279 | 53.2992 | 49.3886 | 45.826
Com ¦ Efficient Gas Griddles | ROB | C_Food Service | Ottawa and Surrounding | Appliances/Other | Commercial | NA | Equipment | 10 | 4.3596 | 4.4841 | 4.5767 | 4.6436 | 4.6836 | 4.6822 | 4.671 | 4.671 | 4.671 | 4.6709 | 5013.5702 | 5259.8733 | 5475.7893 | 5666.9948 | 5830.0936 | 5945.0129 | 6049.3306 | 6170.3006 | 6293.7734 | 6419.5086 | 1150 | 1173 | 1196.46 | 1220.3892 | 1244.797 | 1269.6929 | 1295.0868 | 1320.9885 | 1347.4083 | 1374.3565 | 3863.5702 | 4086.8733 | 4279.3293 | 4446.6056 | 4585.2966 | 4675.3199 | 4754.2438 | 4849.3121 | 4946.3651 | 5045.1521 | 2493.8312 | 2481.362 | 2468.9552 | 2456.6105 | 2444.3274 | 2432.1058 | 2419.9452 | 2407.8455 | 2395.8063 | 2383.8273 | 2493.8312 | 2481.362 | 2468.9552 | 2456.6105 | 2444.3274 | 2432.1058 | 2419.9452 | 2407.8455 | 2395.8063 | 2383.8273 | 178.318 | 342.1631 | 492.9314 | 632.2839 | 761.1311 | 880.3147 | 990.5914 | 1092.7143 | 1187.3032 | 1274.9549 | 178.318 | 163.8451 | 150.7683 | 139.3525 | 128.8472 | 119.1836 | 110.2767 | 102.1229 | 94.589 | 87.6517
Com ¦ Efficient Gas Ovens | ROB | C_Food Service | Ottawa and Surrounding | Appliances/Other | Commercial | NA | Equipment | 12 | 2.0905 | 2.142 | 2.1802 | 2.2079 | 2.2244 | 2.2239 | 2.2192 | 2.2192 | 2.2192 | 2.2192 | 1829.2171 | 1911.6996 | 1984.7857 | 2050.183 | 2106.8181 | 2148.4214 | 2186.81 | 2230.5593 | 2275.1771 | 2320.6267 | 875 | 892.5 | 910.35 | 928.557 | 947.1281 | 966.0707 | 985.3921 | 1005.1 | 1025.202 | 1045.706 | 954.2171 | 1019.1996 | 1074.4357 | 1121.626 | 1159.69 | 1182.3507 | 1201.4179 | 1225.4594 | 1249.9751 | 1274.9207 | 318.3824 | 316.7905 | 315.2065 | 313.6305 | 312.0623 | 310.502 | 308.9495 | 307.4048 | 305.8677 | 304.3384 | 318.3824 | 316.7905 | 315.2065 | 313.6305 | 312.0623 | 310.502 | 308.9495 | 307.4048 | 305.8677 | 304.3384 | 16.7075 | 32.3357 | 46.9286 | 60.7766 | 73.8523 | 86.1613 | 97.7214 | 108.596 | 118.8173 | 128.4371 | 16.7075 | 15.6282 | 14.5929 | 13.8479 | 13.0757 | 12.309 | 11.5601 | 10.8747 | 10.2213 | 9.6198
Com ¦ Efficient Gas Range Tops | ROB | C_Food Service | Ottawa and Surrounding | Appliances/Other | Commercial | NA | Equipment | 10 | 2.1138 | 2.1741 | 2.219 | 2.2514 | 2.2708 | 2.2702 | 2.2647 | 2.2647 | 2.2647 | 2.2647 | 1691.0065 | 1774.0811 | 1846.9065 | 1911.3975 | 1966.4084 | 2005.169 | 2040.3539 | 2081.1554 | 2122.801 | 2165.2097 | 800 | 816 | 832.32 | 848.9664 | 865.9457 | 883.2646 | 900.9299 | 918.9485 | 937.3275 | 956.0741 | 891.0065 | 958.0811 | 1014.5865 | 1062.4311 | 1100.4627 | 1121.9044 | 1139.424 | 1162.2069 | 1185.4735 | 1209.1357 | 747.6748 | 743.9364 | 740.2167 | 736.5156 | 732.833 | 729.1689 | 725.523 | 721.8954 | 718.2859 | 714.6945 | 747.6748 | 743.9364 | 740.2167 | 736.5156 | 732.833 | 729.1689 | 725.523 | 721.8954 | 718.2859 | 714.6945 | 48.92 | 93.792 | 134.9595 | 173.1922 | 208.6228 | 241.4227 | 271.7656 | 299.8926 | 325.9691 | 350.1841 | 48.92 | 44.872 | 41.1675 | 38.2327 | 35.4306 | 32.7999 | 30.3429 | 28.127 | 26.0765 | 24.215
Com ¦ Energy Star Gas Fryers | ROB | C_Food Service | Ottawa and Surrounding | Appliances/Other | Commercial | NA | Equipment | 12 | 2.2897 | 2.3456 | 2.3873 | 2.4174 | 2.4354 | 2.4348 | 2.4298 | 2.4298 | 2.4299 | 2.4298 | 2353.7648 | 2459.5342 | 2553.2974 | 2637.2393 | 2709.9887 | 2763.5282 | 2812.9657 | 2869.2682 | 2926.6923 | 2985.1919 | 1028 | 1048.56 | 1069.5312 | 1090.9218 | 1112.7403 | 1134.9951 | 1157.695 | 1180.8489 | 1204.4658 | 1228.5552 | 1325.7648 | 1410.9742 | 1483.7662 | 1546.3175 | 1597.2484 | 1628.5332 | 1655.2707 | 1688.4193 | 1722.2264 | 1756.6367 | 778.7874 | 774.8934 | 771.019 | 767.1639 | 763.328 | 759.5114 | 755.7139 | 751.9353 | 748.1756 | 744.4347 | 778.7874 | 774.8934 | 771.019 | 767.1639 | 763.328 | 759.5114 | 755.7139 | 751.9353 | 748.1756 | 744.4347 | 41.8339 | 81.0511 | 117.7707 | 152.5445 | 185.3574 | 216.2497 | 245.2818 | 272.5933 | 298.2668 | 322.4167 | 41.8339 | 39.2172 | 36.7196 | 34.7738 | 32.8128 | 30.8924 | 29.0321 | 27.3115 | 25.6735 | 24.1499
Com ¦ Near Condensing Boiler¦ Std Baseline | ROB | C_Food Service | Ottawa and Surrounding | Space Heating/Ventilation | Commercial | Com¦Boiler¦Std | End Use Consumption (m^3/year) | 25 | 4.3784 | 4.4456 | 4.4989 | 4.5392 | 4.5649 | 4.5415 | 4.5355 | 4.5356 | 4.5355 | 4.5355 | 0.29918 | 0.30985 | 0.31983 | 0.32915 | 0.33764 | 0.34262 | 0.34902 | 0.356 | 0.36312 | 0.37037 | 0.068331 | 0.069697 | 0.071091 | 0.072513 | 0.073963 | 0.075443 | 0.076952 | 0.078491 | 0.08006 | 0.081662 | 0.23085 | 0.24015 | 0.24874 | 0.25664 | 0.26367 | 0.26718 | 0.27206 | 0.27751 | 0.28306 | 0.28871 | 965700.4787 | 960871.9763 | 956067.6164 | 951287.2783 | 946530.8419 | 941798.1877 | 937089.1968 | 932403.7508 | 927741.732 | 923103.0234 | 965700.4787 | 960871.9763 | 956067.6164 | 951287.2783 | 946530.8419 | 941798.1877 | 937089.1968 | 932403.7508 | 927741.732 | 923103.0234 | 23655.2103 | 45142.1195 | 64539.1176 | 82135.7091 | 97981.7277 | 112164.9859 | 124789.5631 | 135999.7342 | 145915.0196 | 154669.8628 | 23655.2103 | 21486.9092 | 19396.9981 | 17596.5915 | 15846.0186 | 14183.2582 | 12624.5772 | 11210.1711 | 9915.2854 | 8754.8432
Com ¦ Tankless Water Heaters | ROB | C_Food Service | Ottawa and Surrounding | Water Heating | Commercial | Com ¦ Water Heating | End Use Consumption (m^3/year) | 18 | 0.54413 | 0.55403 | 0.56143 | 0.5668 | 0.56995 | 0.56992 | 0.56902 | 0.56902 | 0.56901 | 0.56902 | 0.46011 | 0.47785 | 0.49392 | 0.50862 | 0.52167 | 0.53208 | 0.54186 | 0.5527 | 0.56375 | 0.57503 | 0.84559 | 0.8625 | 0.87976 | 0.89735 | 0.9153 | 0.9336 | 0.95228 | 0.97132 | 0.99075 | 1.0106 | -0.38548 | -0.38465 | -0.38583 | -0.38873 | -0.39362 | -0.40152 | -0.41041 | -0.41862 | -0.427 | -0.43553 | 69725.0048 | 69376.3797 | 69029.4978 | 68684.3504 | 68340.9286 | 67999.224 | 67659.2278 | 67320.9317 | 66984.327 | 66649.4054 | 0 | 0 | 0 | 0 | 0 | 0 | 0 | 0 | 0 | 0 | 0 | 0 | 0 | 0 | 0 | 0 | 0 | 0 | 0 | 0 | 0 | 0 | 0 | 0 | 0 | 0 | 0 | 0 | 0 | 0
Com ¦ Air Curtains | NEW | C_Hospital | Ottawa and Surrounding | Space Heating/Ventilation | Commercial | NA | Shipping door | 15 | 5.3878 | 5.504 | 5.5961 | 5.6658 | 5.7101 | 5.6694 | 5.659 | 5.6589 | 5.6587 | 5.6585 | 54793.8552 | 57095.1782 | 59211.3087 | 61147.8426 | 62858.8782 | 63658.8135 | 64812.7081 | 66108.1395 | 67428.0058 | 68773.4309 | 10170 | 10373.4 | 10580.868 | 10792.4854 | 11008.3351 | 11228.5018 | 11453.0718 | 11682.1332 | 11915.7759 | 12154.0914 | 44623.8552 | 46721.7782 | 48630.4407 | 50355.3572 | 51850.5432 | 52430.3118 | 53359.6363 | 54426.0063 | 55512.2299 | 56619.3395 | 0.012024 | 0.024084 | 0.036181 | 0.048315 | 0.060486 | 0.072697 | 0.084946 | 0.097235 | 0.10956 | 0.12193 | 0.012024 | 0.024084 | 0.036181 | 0.048315 | 0.060486 | 0.072697 | 0.084946 | 0.097235 | 0.10956 | 0.12193 | 0.0084916 | 0.017009 | 0.025718 | 0.034607 | 0.043693 | 0.052959 | 0.062391 | 0.071978 | 0.081712 | 0.091584 | 0.0084916 | 0.0085171 | 0.008709 | 0.0088892 | 0.009086 | 0.009266 | 0.0094324 | 0.0095866 | 0.0097342 | 0.0098723
Com ¦ Condensing Boiler ¦ Near Cond Baseline | NEW | C_Hospital | Ottawa and Surrounding | Space Heating/Ventilation | Commercial | NA | End Use Consumption (m^3/year) | 25 | 1.0302 | 1.046 | 1.0586 | 1.0681 | 1.0741 | 1.0686 | 1.0672 | 1.0672 | 1.0672 | 1.0672 | 0.22439 | 0.23239 | 0.23987 | 0.24687 | 0.25323 | 0.25697 | 0.26176 | 0.267 | 0.27234 | 0.27778 | 0.2178 | 0.22216 | 0.2266 | 0.23114 | 0.23576 | 0.24047 | 0.24528 | 0.25019 | 0.25519 | 0.2603 | 0.0065823 | 0.010226 | 0.013271 | 0.01573 | 0.01747 | 0.016492 | 0.016479 | 0.016811 | 0.017145 | 0.017485 | 10208.8927 | 20448.412 | 30719.0583 | 41021.3344 | 51355.7461 | 61722.8019 | 72123.0132 | 82556.8939 | 93024.9612 | 103527.735 | 10208.8927 | 20448.412 | 30719.0583 | 41021.3344 | 51355.7461 | 61722.8019 | 72123.0132 | 82556.8939 | 93024.9612 | 103527.735 | 1029.5484 | 2062.1854 | 3026.8173 | 3905.0621 | 4891.5512 | 5928.4312 | 6975.2294 | 8004.279 | 9034.514 | 10058.4361 | 1029.5484 | 1032.637 | 964.6319 | 878.2448 | 986.4891 | 1036.88 | 1046.7983 | 1029.0496 | 1030.235 | 1023.9221
Com ¦ Condensing Boiler ¦ Std Baseline | NEW | C_Hospital | Ottawa and Surrounding | Space Heating/Ventilation | Commercial | Com¦Boiler¦Std | End Use Consumption (m^3/year) | 25 | 1.5743 | 1.5984 | 1.6176 | 1.6321 | 1.6413 | 1.6329 | 1.6308 | 1.6308 | 1.6308 | 1.6307 | 0.52357 | 0.54224 | 0.55971 | 0.57602 | 0.59087 | 0.59959 | 0.61078 | 0.623 | 0.63546 | 0.64816 | 0.33258 | 0.33923 | 0.34601 | 0.35294 | 0.35999 | 0.36719 | 0.37454 | 0.38203 | 0.38967 | 0.39746 | 0.19099 | 0.20301 | 0.21369 | 0.22309 | 0.23087 | 0.23239 | 0.23624 | 0.24097 | 0.24579 | 0.25069 | 23820.7496 | 47712.9614 | 71677.8026 | 95716.4469 | 119830.0743 | 144019.8712 | 168287.0307 | 192632.7525 | 217058.2429 | 241564.7151 | 23820.7496 | 47712.9614 | 71677.8026 | 95716.4469 | 119830.0743 | 144019.8712 | 168287.0307 | 192632.7525 | 217058.2429 | 241564.7151 | 542.7338 | 1087.0957 | 2100.6688 | 3541.1987 | 5515.7144 | 7992.245 | 10932.8664 | 14293.8252 | 18074.638 | 22245.8949 | 542.7338 | 544.362 | 1013.5731 | 1440.5299 | 1974.5157 | 2476.5306 | 2940.6214 | 3360.9588 | 3780.8128 | 4171.2569
Com ¦ Condensing Water Heaters | NEW | C_Hospital | Ottawa and Surrounding | Water Heating | Commercial | Com ¦ Water Heating | End Use Consumption (m^3/year) | 13 | 1.5536 | 1.5892 | 1.6159 | 1.6352 | 1.6466 | 1.6465 | 1.6432 | 1.6432 | 1.6432 | 1.6432 | 0.24404 | 0.25463 | 0.26408 | 0.27258 | 0.27997 | 0.28555 | 0.29068 | 0.29649 | 0.30242 | 0.30847 | 0.15708 | 0.16022 | 0.16343 | 0.1667 | 0.17003 | 0.17343 | 0.1769 | 0.18044 | 0.18405 | 0.18773 | 0.086963 | 0.094409 | 0.10066 | 0.10589 | 0.10994 | 0.11212 | 0.11378 | 0.11606 | 0.11838 | 0.12075 | 328.4715 | 657.9283 | 988.3867 | 1319.8628 | 1652.3728 | 1985.9332 | 2320.5603 | 2656.2708 | 2993.0812 | 3331.0083 | 328.4715 | 657.9283 | 988.3867 | 1319.8628 | 1652.3728 | 1985.9332 | 2320.5603 | 2656.2708 | 2993.0812 | 3331.0083 | 177.8481 | 356.2297 | 536.1852 | 716.9783 | 903.1686 | 1093.1737 | 1286.0519 | 1481.1188 | 1678.6631 | 1878.4162 | 177.8481 | 178.3816 | 179.9555 | 180.7931 | 186.1903 | 190.0051 | 192.8782 | 195.067 | 197.5443 | 199.7531
Com ¦ Demand Control Kitchen Ventilation | NEW | C_Hospital | Ottawa and Surrounding | Space Heating/Ventilation | Commercial | NA | per building | 15 | 4.3624 | 4.408 | 4.4448 | 4.4736 | 4.4933 | 4.4812 | 4.4808 | 4.4844 | 4.4881 | 4.4919 | 65435.9299 | 67442.9283 | 69366.2343 | 71211.5723 | 72954.905 | 74214.772 | 75691.2479 | 77268.2103 | 78878.4803 | 80524.0625 | 15000 | 15300 | 15606 | 15918.12 | 16236.4824 | 16561.212 | 16892.4363 | 17230.285 | 17574.8907 | 17926.3885 | 50435.9299 | 52142.9283 | 53760.2343 | 55293.4523 | 56718.4226 | 57653.56 | 58798.8116 | 60037.9253 | 61303.5896 | 62597.674 | 9.6071 | 19.2429 | 28.9081 | 38.6031 | 48.3282 | 58.0841 | 67.8713 | 77.69 | 87.541 | 97.4246 | 9.6071 | 19.2429 | 28.9081 | 38.6031 | 48.3282 | 58.0841 | 67.8713 | 77.69 | 87.541 | 97.4246 | 6.5207 | 13.061 | 19.7333 | 26.5326 | 33.4751 | 40.5503 | 47.7498 | 55.0657 | 62.4943 | 70.0291 | 6.5207 | 6.5403 | 6.6724 | 6.7993 | 6.9425 | 7.0752 | 7.1995 | 7.3159 | 7.4286 | 7.5349
Com ¦ Efficient Gas Broilers | NEW | C_Hospital | Ottawa and Surrounding | Appliances/Other | Commercial | NA | Equipment | 12 | 2.8503 | 2.9204 | 2.9726 | 3.0104 | 3.0329 | 3.0322 | 3.0258 | 3.0258 | 3.0258 | 3.0258 | 3619.8472 | 3783.1185 | 3927.7842 | 4057.2257 | 4169.3171 | 4251.6453 | 4327.6076 | 4414.1824 | 4502.4753 | 4592.4136 | 1270 | 1295.4 | 1321.308 | 1347.7342 | 1374.6888 | 1402.1826 | 1430.2263 | 1458.8308 | 1488.0074 | 1517.7676 | 2349.8472 | 2487.7185 | 2606.4762 | 2709.4916 | 2794.6283 | 2849.4627 | 2897.3813 | 2955.3516 | 3014.4679 | 3074.646 | 1.1091 | 2.2215 | 3.3373 | 4.4565 | 5.5792 | 6.7055 | 7.8354 | 8.9689 | 10.1062 | 11.2472 | 1.1091 | 2.2215 | 3.3373 | 4.4565 | 5.5792 | 6.7055 | 7.8354 | 8.9689 | 10.1062 | 11.2472 | 0.74562 | 1.4935 | 2.2553 | 3.0303 | 3.823 | 4.6314 | 5.4541 | 6.2896 | 7.1378 | 7.9979 | 0.74562 | 0.74785 | 0.76187 | 0.77493 | 0.79274 | 0.80843 | 0.82262 | 0.83553 | 0.84822 | 0.86006
Com ¦ Efficient Gas Griddles | NEW | C_Hospital | Ottawa and Surrounding | Appliances/Other | Commercial | NA | Equipment | 10 | 4.3596 | 4.4841 | 4.5767 | 4.6436 | 4.6836 | 4.6822 | 4.671 | 4.671 | 4.671 | 4.6709 | 5013.5702 | 5259.8733 | 5475.7893 | 5666.9948 | 5830.0936 | 5945.0129 | 6049.3306 | 6170.3006 | 6293.7734 | 6419.5086 | 1150 | 1173 | 1196.46 | 1220.3892 | 1244.797 | 1269.6929 | 1295.0868 | 1320.9885 | 1347.4083 | 1374.3565 | 3863.5702 | 4086.8733 | 4279.3293 | 4446.6056 | 4585.2966 | 4675.3199 | 4754.2438 | 4849.3121 | 4946.3651 | 5045.1521 | 2.0035 | 4.013 | 6.0286 | 8.0504 | 10.0785 | 12.113 | 14.1541 | 16.2017 | 18.2561 | 20.3172 | 2.0035 | 4.013 | 6.0286 | 8.0504 | 10.0785 | 12.113 | 14.1541 | 16.2017 | 18.2561 | 20.3172 | 1.4319 | 2.8681 | 4.3343 | 5.8297 | 7.3571 | 8.9146 | 10.5006 | 12.1133 | 13.7517 | 15.4144 | 1.4319 | 1.4362 | 1.4662 | 1.4954 | 1.5274 | 1.5575 | 1.5859 | 1.6127 | 1.6384 | 1.6627
Com ¦ Efficient Gas Ovens | NEW | C_Hospital | Ottawa and Surrounding | Appliances/Other | Commercial | NA | Equipment | 12 | 2.0905 | 2.142 | 2.1802 | 2.2079 | 2.2244 | 2.2239 | 2.2192 | 2.2192 | 2.2192 | 2.2192 | 1829.2171 | 1911.6996 | 1984.7857 | 2050.183 | 2106.8181 | 2148.4214 | 2186.81 | 2230.5593 | 2275.1771 | 2320.6267 | 875 | 892.5 | 910.35 | 928.557 | 947.1281 | 966.0707 | 985.3921 | 1005.1 | 1025.202 | 1045.706 | 954.2171 | 1019.1996 | 1074.4357 | 1121.626 | 1159.69 | 1182.3507 | 1201.4179 | 1225.4594 | 1249.9751 | 1274.9207 | 0.51156 | 1.0247 | 1.5393 | 2.0556 | 2.5734 | 3.0929 | 3.614 | 4.1369 | 4.6614 | 5.1877 | 0.51156 | 1.0247 | 1.5393 | 2.0556 | 2.5734 | 3.0929 | 3.614 | 4.1369 | 4.6614 | 5.1877 | 0.32147 | 0.64389 | 0.9725 | 1.3063 | 1.6492 | 1.9995 | 2.356 | 2.7178 | 3.085 | 3.4569 | 0.32147 | 0.32243 | 0.3286 | 0.33382 | 0.34291 | 0.35028 | 0.3565 | 0.36181 | 0.36712 | 0.37193
Com ¦ Efficient Gas Range Tops | NEW | C_Hospital | Ottawa and Surrounding | Appliances/Other | Commercial | NA | Equipment | 10 | 2.1138 | 2.1741 | 2.219 | 2.2514 | 2.2708 | 2.2702 | 2.2647 | 2.2647 | 2.2647 | 2.2647 | 1691.0065 | 1774.0811 | 1846.9065 | 1911.3975 | 1966.4084 | 2005.169 | 2040.3539 | 2081.1554 | 2122.801 | 2165.2097 | 800 | 816 | 832.32 | 848.9664 | 865.9457 | 883.2646 | 900.9299 | 918.9485 | 937.3275 | 956.0741 | 891.0065 | 958.0811 | 1014.5865 | 1062.4311 | 1100.4627 | 1121.9044 | 1139.424 | 1162.2069 | 1185.4735 | 1209.1357 | 0.60066 | 1.2031 | 1.8074 | 2.4136 | 3.0216 | 3.6316 | 4.2435 | 4.8574 | 5.4733 | 6.0913 | 0.60066 | 1.2031 | 1.8074 | 2.4136 | 3.0216 | 3.6316 | 4.2435 | 4.8574 | 5.4733 | 6.0913 | 0.39238 | 0.78593 | 1.1866 | 1.5938 | 2.0106 | 2.4357 | 2.8682 | 3.3074 | 3.7531 | 4.205 | 0.39238 | 0.39355 | 0.40066 | 0.40716 | 0.4168 | 0.42511 | 0.43252 | 0.43918 | 0.44578 | 0.45191
Com ¦ Energy Star Gas Fryers | NEW | C_Hospital | Ottawa and Surrounding | Appliances/Other | Commercial | NA | Equipment | 12 | 2.2897 | 2.3456 | 2.3873 | 2.4174 | 2.4354 | 2.4348 | 2.4298 | 2.4298 | 2.4299 | 2.4298 | 2353.7648 | 2459.5342 | 2553.2974 | 2637.2393 | 2709.9887 | 2763.5282 | 2812.9657 | 2869.2682 | 2926.6923 | 2985.1919 | 1028 | 1048.56 | 1069.5312 | 1090.9218 | 1112.7403 | 1134.9951 | 1157.695 | 1180.8489 | 1204.4658 | 1228.5552 | 1325.7648 | 1410.9742 | 1483.7662 | 1546.3175 | 1597.2484 | 1628.5332 | 1655.2707 | 1688.4193 | 1722.2264 | 1756.6367 | 0.62566 | 1.2532 | 1.8826 | 2.514 | 3.1474 | 3.7827 | 4.4201 | 5.0596 | 5.7011 | 6.3448 | 0.62566 | 1.2532 | 1.8826 | 2.514 | 3.1474 | 3.7827 | 4.4201 | 5.0596 | 5.7011 | 6.3448 | 0.40257 | 0.80635 | 1.2188 | 1.6389 | 2.07 | 2.5102 | 2.9585 | 3.4138 | 3.876 | 4.3444 | 0.40257 | 0.40378 | 0.41246 | 0.42011 | 0.43104 | 0.44025 | 0.44826 | 0.4553 | 0.46218 | 0.46845
Com ¦ High perf.glazings ¦ New | NEW | C_Hospital | Ottawa and Surrounding | Space Heating/Ventilation | Commercial | Windows New | End Use Consumption (m^3/year) | 30 | 1.6157 | 1.6383 | 1.6563 | 1.6698 | 1.6785 | 1.6706 | 1.6686 | 1.6686 | 1.6686 | 1.6686 | 0.40969 | 0.42374 | 0.43695 | 0.44934 | 0.4607 | 0.46771 | 0.47649 | 0.48602 | 0.49574 | 0.50565 | 0.25357 | 0.25864 | 0.26382 | 0.26909 | 0.27447 | 0.27996 | 0.28556 | 0.29127 | 0.2971 | 0.30304 | 0.15612 | 0.1651 | 0.17313 | 0.18025 | 0.18623 | 0.18774 | 0.19093 | 0.19475 | 0.19864 | 0.2026 | 6789.6333 | 13599.6355 | 20430.3394 | 27282.0793 | 34155.1916 | 41050.0146 | 47966.8882 | 54906.1545 | 61868.1572 | 68853.2422 | 6789.6333 | 13599.6355 | 20430.3394 | 27282.0793 | 34155.1916 | 41050.0146 | 47966.8882 | 54906.1545 | 61868.1572 | 68853.2422 | 1978.9366 | 3963.81 | 5919.3754 | 7816.711 | 9834.3589 | 11912.2213 | 14015.6999 | 16120.6572 | 18243.1307 | 20378.3644 | 1978.9366 | 1984.8734 | 1955.5653 | 1897.3356 | 2017.6479 | 2077.8624 | 2103.4786 | 2104.9572 | 2122.4735 | 2135.2338
Com ¦ Near Condensing Boiler¦ Std Baseline | NEW | C_Hospital | Ottawa and Surrounding | Space Heating/Ventilation | Commercial | Com¦Boiler¦Std | End Use Consumption (m^3/year) | 25 | 4.3784 | 4.4456 | 4.4989 | 4.5392 | 4.5649 | 4.5415 | 4.5355 | 4.5356 | 4.5355 | 4.5355 | 0.29918 | 0.30985 | 0.31983 | 0.32915 | 0.33764 | 0.34262 | 0.34902 | 0.356 | 0.36312 | 0.37037 | 0.068331 | 0.069697 | 0.071091 | 0.072513 | 0.073963 | 0.075443 | 0.076952 | 0.078491 | 0.08006 | 0.081662 | 0.23085 | 0.24015 | 0.24874 | 0.25664 | 0.26367 | 0.26718 | 0.27206 | 0.27751 | 0.28306 | 0.28871 | 13611.8569 | 27264.5493 | 40958.7444 | 54695.1125 | 68474.3282 | 82297.0693 | 96164.0175 | 110075.8585 | 124033.2816 | 138036.98 | 13611.8569 | 27264.5493 | 40958.7444 | 54695.1125 | 68474.3282 | 82297.0693 | 96164.0175 | 110075.8585 | 124033.2816 | 138036.98 | 8328.4043 | 16681.7939 | 24609.1539 | 32093.4407 | 39187.1311 | 45869.1911 | 52133.9036 | 57984.1767 | 63435.9086 | 68502.3662 | 8328.4043 | 8353.3896 | 7927.36 | 7484.2868 | 7093.6904 | 6682.06 | 6264.7125 | 5850.2731 | 5451.7319 | 5066.4576
Com ¦ Super High Perf Glazing ¦New | NEW | C_Hospital | Ottawa and Surrounding | Space Heating/Ventilation | Commercial | Windows New | End Use Consumption (m^3/year) | 30 | 0.53856 | 0.54611 | 0.55209 | 0.55662 | 0.5595 | 0.55687 | 0.5562 | 0.5562 | 0.5562 | 0.55619 | 0.61454 | 0.63561 | 0.65542 | 0.67401 | 0.69106 | 0.70156 | 0.71473 | 0.72903 | 0.74361 | 0.75847 | 1.1411 | 1.1639 | 1.1872 | 1.2109 | 1.2351 | 1.2598 | 1.285 | 1.3107 | 1.3369 | 1.3637 | -0.52653 | -0.52828 | -0.53175 | -0.5369 | -0.54407 | -0.55828 | -0.5703 | -0.5817 | -0.59334 | -0.60522 | 10184.45 | 20399.4533 | 30645.509 | 40923.1189 | 51232.7874 | 61575.0219 | 71950.3324 | 82359.2318 | 92802.2359 | 103279.8634 | 0 | 0 | 0 | 0 | 0 | 0 | 0 | 0 | 0 | 0 | 0 | 0 | 0 | 0 | 0 | 0 | 0 | 0 | 0 | 0 | 0 | 0 | 0 | 0 | 0 | 0 | 0 | 0 | 0 | 0
Com ¦ Tankless Water Heaters | NEW | C_Hospital | Ottawa and Surrounding | Water Heating | Commercial | Com ¦ Water Heating | End Use Consumption (m^3/year) | 18 | 0.54413 | 0.55403 | 0.56143 | 0.5668 | 0.56995 | 0.56992 | 0.56902 | 0.56902 | 0.56901 | 0.56902 | 0.46011 | 0.47785 | 0.49392 | 0.50862 | 0.52167 | 0.53208 | 0.54186 | 0.5527 | 0.56375 | 0.57503 | 0.84559 | 0.8625 | 0.87976 | 0.89735 | 0.9153 | 0.9336 | 0.95228 | 0.97132 | 0.99075 | 1.0106 | -0.38548 | -0.38465 | -0.38583 | -0.38873 | -0.39362 | -0.40152 | -0.41041 | -0.41862 | -0.427 | -0.43553 | 491.1723 | 983.8181 | 1477.9614 | 1973.6266 | 2470.8378 | 2969.6197 | 3469.9967 | 3971.9937 | 4475.6354 | 4980.9469 | 0 | 0 | 0 | 0 | 0 | 0 | 0 | 0 | 0 | 0 | 0 | 0 | 0 | 0 | 0 | 0 | 0 | 0 | 0 | 0 | 0 | 0 | 0 | 0 | 0 | 0 | 0 | 0 | 0 | 0
Com ¦ Waste Water Heat Recovery ¦New | NEW | C_Hospital | Ottawa and Surrounding | Water Heating | Commercial | NA | Bed | 25 | 4.1037 | 4.165 | 4.2108 | 4.2441 | 4.2636 | 4.2635 | 4.2579 | 4.258 | 4.258 | 4.2581 | 1075.1603 | 1113.0427 | 1147.8065 | 1180.0053 | 1209.152 | 1233.2965 | 1256.3225 | 1281.4651 | 1307.1047 | 1333.2873 | 262 | 267.24 | 272.5848 | 278.0365 | 283.5972 | 289.2692 | 295.0546 | 300.9556 | 306.9748 | 313.1143 | 813.1603 | 845.8027 | 875.2217 | 901.9688 | 925.5548 | 944.0273 | 961.268 | 980.5095 | 1000.13 | 1020.173 | 38.9712 | 78.0594 | 117.2663 | 156.5941 | 196.0444 | 235.6194 | 275.321 | 315.1511 | 355.1117 | 395.2048 | 38.9712 | 78.0594 | 117.2663 | 156.5941 | 196.0444 | 235.6194 | 275.321 | 315.1511 | 355.1117 | 395.2048 | 25.6221 | 51.321 | 77.7026 | 104.6653 | 132.359 | 160.6619 | 189.4862 | 218.7611 | 248.4651 | 278.5552 | 25.6221 | 25.6989 | 26.3815 | 26.9627 | 27.6938 | 28.3028 | 28.8243 | 29.2749 | 29.704 | 30.0901
Com ¦ Air Sealing | RET | C_Hospital | Ottawa and Surrounding | Space Heating/Ventilation | Commercial | NA | Floor area (1000m2) | 6 | 0.7443 | 0.77842 | 0.80548 | 0.82599 | 0.83903 | 0.82713 | 0.82412 | 0.82415 | 0.82415 | 0.82412 | 0.06258 | 0.066757 | 0.07046 | 0.073699 | 0.07636 | 0.076782 | 0.078033 | 0.079597 | 0.081189 | 0.082809 | 0.084079 | 0.08576 | 0.087476 | 0.089225 | 0.09101 | 0.09283 | 0.094686 | 0.09658 | 0.098512 | 0.10048 | -0.021499 | -0.019003 | -0.017016 | -0.015526 | -0.01465 | -0.016047 | -0.016654 | -0.016984 | -0.017323 | -0.017673 | 33.5573 | 33.3895 | 33.2226 | 33.0565 | 32.8912 | 32.7267 | 32.5631 | 32.4003 | 32.2383 | 32.0771 | 0 | 0 | 0 | 0 | 0 | 0 | 0 | 0 | 0 | 0 | 0 | 0 | 0 | 0 | 0 | 0 | 0 | 0 | 0 | 0 | 0 | 0 | 0 | 0 | 0 | 0 | 0 | 0 | 0 | 0
Com ¦ Building Controls and Automation Systems | RET | C_Hospital | Ottawa and Surrounding | Space Heating/Ventilation | Commercial | NA | Customer Segment Consumption (m^3/year) | 11 | 1.6349 | 1.6788 | 1.7136 | 1.7399 | 1.7567 | 1.7414 | 1.7375 | 1.7375 | 1.7375 | 1.7375 | 0.21383 | 0.22396 | 0.23317 | 0.24149 | 0.2487 | 0.25146 | 0.25592 | 0.26104 | 0.26626 | 0.27158 | 0.13079 | 0.13341 | 0.13607 | 0.13879 | 0.14157 | 0.1444 | 0.14729 | 0.15024 | 0.15324 | 0.15631 | 0.083038 | 0.090553 | 0.097099 | 0.1027 | 0.10713 | 0.10706 | 0.10863 | 0.1108 | 0.11302 | 0.11528 | 1352325.599 | 1345563.971 | 1338836.1512 | 1332141.9704 | 1325481.2606 | 1318853.8543 | 1312259.585 | 1305698.2871 | 1299169.7957 | 1292673.9467 | 1352325.599 | 1345563.971 | 1338836.1512 | 1332141.9704 | 1325481.2606 | 1318853.8543 | 1312259.585 | 1305698.2871 | 1299169.7957 | 1292673.9467 | 46500.2526 | 93979.8609 | 142020.4078 | 191405.7231 | 241585.3294 | 292123.2742 | 342629.4903 | 392919.962 | 442695.0942 | 491755.7961 | 46500.2526 | 47479.6083 | 48040.5469 | 49385.3153 | 50179.6063 | 50537.9447 | 50506.2161 | 50290.4718 | 49775.1322 | 49060.7018
Com ¦ Heat Reflector Panels | RET | C_Hospital | Ottawa and Surrounding | Space Heating/Ventilation | Commercial | NA | End Use Consumption (m^3/year) | 18 | 2.0191 | 2.0568 | 2.0867 | 2.1094 | 2.1238 | 2.1106 | 2.1073 | 2.1073 | 2.1073 | 2.1073 | 0.092157 | 0.095756 | 0.099092 | 0.10217 | 0.10493 | 0.10636 | 0.10832 | 0.11049 | 0.1127 | 0.11495 | 0.045643 | 0.046556 | 0.047487 | 0.048437 | 0.049405 | 0.050393 | 0.051401 | 0.052429 | 0.053478 | 0.054547 | 0.046514 | 0.049201 | 0.051605 | 0.053734 | 0.055522 | 0.055969 | 0.056917 | 0.058057 | 0.059217 | 0.0604 | 69843.3912 | 69494.1742 | 69146.7033 | 68800.9698 | 68456.965 | 68114.6802 | 67774.1068 | 67435.2362 | 67098.06 | 66762.5697 | 69843.3912 | 69494.1742 | 69146.7033 | 68800.9698 | 68456.965 | 68114.6802 | 67774.1068 | 67435.2362 | 67098.06 | 66762.5697 | 2208.5973 | 4449.2117 | 6704.2932 | 9026.3014 | 11386.9446 | 13765.3634 | 16143.7065 | 18516.6704 | 20871.819 | 23202.5734 | 2208.5973 | 2240.6145 | 2255.0815 | 2322.0082 | 2360.6432 | 2378.4188 | 2378.3431 | 2372.9639 | 2355.1485 | 2330.7544
Com ¦ Heat/Energy Recovery Ventilation | RET | C_Hospital | Ottawa and Surrounding | Space Heating/Ventilation | Commercial | NA | End Use Consumption (m^3/year) | 15 | 1.781 | 1.8187 | 1.8486 | 1.8713 | 1.8857 | 1.8726 | 1.8692 | 1.8693 | 1.8692 | 1.8692 | 0.40645 | 0.42336 | 0.43893 | 0.45319 | 0.46582 | 0.47182 | 0.4804 | 0.49002 | 0.49982 | 0.5098 | 0.22821 | 0.23278 | 0.23743 | 0.24218 | 0.24703 | 0.25197 | 0.25701 | 0.26215 | 0.26739 | 0.27274 | 0.17824 | 0.19059 | 0.2015 | 0.21101 | 0.21879 | 0.21985 | 0.2234 | 0.22787 | 0.23243 | 0.23707 | 1126224.6827 | 1120593.5593 | 1114990.5915 | 1109415.6385 | 1103868.5603 | 1098349.2175 | 1092857.4714 | 1087393.1841 | 1081956.2181 | 1076546.437 | 1126224.6827 | 1120593.5593 | 1114990.5915 | 1109415.6385 | 1103868.5603 | 1098349.2175 | 1092857.4714 | 1087393.1841 | 1081956.2181 | 1076546.437 | 35613.6307 | 71743.5388 | 108106.7279 | 145549.11 | 183614.4814 | 221966.4847 | 260317.2679 | 298581.3107 | 336558.0809 | 374141.4958 | 35613.6307 | 36129.9081 | 36363.1891 | 37442.3822 | 38065.3713 | 38352.0034 | 38350.7832 | 38264.0428 | 37976.7702 | 37583.4149
Com ¦ High perf.glazings ¦ Retro | RET | C_Hospital | Ottawa and Surrounding | Space Heating/Ventilation | Commercial | Windows Retro | End Use Consumption (m^3/year) | 30 | 1.1286 | 1.1444 | 1.1569 | 1.1664 | 1.1725 | 1.167 | 1.1656 | 1.1656 | 1.1656 | 1.1655 | 0.40969 | 0.42374 | 0.43695 | 0.44934 | 0.4607 | 0.46771 | 0.47649 | 0.48602 | 0.49574 | 0.50565 | 0.36301 | 0.37027 | 0.37767 | 0.38523 | 0.39293 | 0.40079 | 0.4088 | 0.41698 | 0.42532 | 0.43383 | 0.046685 | 0.053473 | 0.059275 | 0.064116 | 0.067774 | 0.066916 | 0.067683 | 0.069039 | 0.070417 | 0.071818 | 519668.0891 | 517069.7486 | 514484.3999 | 511911.9779 | 509352.418 | 506805.6559 | 504271.6276 | 501750.2695 | 499241.5182 | 496745.3106 | 519668.0891 | 517069.7486 | 514484.3999 | 511911.9779 | 509352.418 | 506805.6559 | 504271.6276 | 501750.2695 | 499241.5182 | 496745.3106 | 3128.733 | 5989.8273 | 8542.6185 | 11355.2722 | 14260.5642 | 17146.8413 | 19941.6292 | 22699.717 | 25403.8272 | 28092.7505 | 3128.733 | 2861.0943 | 2552.7912 | 2812.6537 | 2905.292 | 2886.2771 | 2794.788 | 2758.0878 | 2704.1102 | 2688.9233
Com ¦ Operational Improvement | RET | C_Hospital | Ottawa and Surrounding | Cross Cutting/Behavioural | Commercial | NA | Customer Segment Consumption (m^3/year) | 5 | 2.0919 | 2.2142 | 2.3046 | 2.3725 | 2.4157 | 2.3793 | 2.3692 | 2.3692 | 2.3693 | 2.3693 | 0.051596 | 0.055707 | 0.05914 | 0.0621 | 0.064494 | 0.064795 | 0.065809 | 0.067124 | 0.06847 | 0.069841 | 0.024665 | 0.025158 | 0.025662 | 0.026175 | 0.026698 | 0.027232 | 0.027777 | 0.028332 | 0.028899 | 0.029477 | 0.026931 | 0.030548 | 0.033478 | 0.035925 | 0.037796 | 0.037563 | 0.038033 | 0.038792 | 0.039571 | 0.040364 | 1045939.3305 | 1040709.6339 | 1035506.0857 | 1030328.5553 | 1025176.9125 | 1020051.0279 | 1014950.7728 | 1009876.0189 | 1004826.6388 | 999802.5056 | 1045939.3305 | 1040709.6339 | 1035506.0857 | 1030328.5553 | 1025176.9125 | 1020051.0279 | 1014950.7728 | 1009876.0189 | 1004826.6388 | 999802.5056 | 44145.7755 | 89851.5671 | 136806.6555 | 184804.9286 | 233439.4809 | 282293.0232 | 330941.5155 | 378987.5716 | 426032.2989 | 471715.1094 | 44145.7755 | 45705.7917 | 46955.0884 | 47998.2731 | 48634.5523 | 48853.5423 | 48648.4923 | 48046.0561 | 47044.7273 | 45682.8105
Com ¦ Roof Insulation Upgrade | RET | C_Hospital | Ottawa and Surrounding | Space Heating/Ventilation | Commercial | NA | Floor area (1000m2) | 20 | 0.96938 | 0.98631 | 0.99974 | 1.0099 | 1.0164 | 1.0105 | 1.009 | 1.009 | 1.009 | 1.009 | 0.36147 | 0.37513 | 0.38785 | 0.39962 | 0.41023 | 0.416 | 0.42369 | 0.43217 | 0.44081 | 0.44963 | 0.37288 | 0.38034 | 0.38795 | 0.39571 | 0.40362 | 0.41169 | 0.41993 | 0.42833 | 0.43689 | 0.44563 | -0.011417 | -0.0052059 | -0.00010224 | 0.0039177 | 0.0066095 | 0.0043095 | 0.0037681 | 0.0038478 | 0.0039229 | 0.0039953 | 18.7921 | 18.6981 | 18.6046 | 18.5116 | 18.4191 | 18.327 | 18.2353 | 18.1441 | 18.0534 | 17.9632 | 0 | 0 | 0 | 18.5116 | 18.4191 | 18.327 | 18.2353 | 18.1441 | 18.0534 | 17.9632 | 0 | 0 | 0 | 0.13368 | 0.27077 | 0.40755 | 0.54156 | 0.67462 | 0.80612 | 0.93733 | 0 | 0 | 0 | 0.13368 | 0.13709 | 0.13677 | 0.13402 | 0.13306 | 0.1315 | 0.13121
Com ¦ Super High Perf Glazing ¦Retro | RET | C_Hospital | Ottawa and Surrounding | Space Heating/Ventilation | Commercial | Windows Retro | End Use Consumption (m^3/year) | 30 | 0.53856 | 0.54611 | 0.55209 | 0.55662 | 0.5595 | 0.55687 | 0.5562 | 0.5562 | 0.5562 | 0.55619 | 0.61454 | 0.63561 | 0.65542 | 0.67401 | 0.69106 | 0.70156 | 0.71473 | 0.72903 | 0.74361 | 0.75847 | 1.1411 | 1.1639 | 1.1872 | 1.2109 | 1.2351 | 1.2598 | 1.285 | 1.3107 | 1.3369 | 1.3637 | -0.52653 | -0.52828 | -0.53175 | -0.5369 | -0.54407 | -0.55828 | -0.5703 | -0.5817 | -0.59334 | -0.60522 | 779502.1336 | 775604.623 | 771726.5998 | 767867.9668 | 764028.627 | 760208.4839 | 756407.4415 | 752625.4043 | 748862.2772 | 745117.9658 | 0 | 0 | 0 | 0 | 0 | 0 | 0 | 0 | 0 | 0 | 0 | 0 | 0 | 0 | 0 | 0 | 0 | 0 | 0 | 0 | 0 | 0 | 0 | 0 | 0 | 0 | 0 | 0 | 0 | 0
Com ¦ VFD | RET | C_Hospital | Ottawa and Surrounding | Space Heating/Ventilation | Commercial | NA | Customer Segment Consumption (m^3/year) | 15 | 39.0353 | 39.4431 | 39.772 | 40.0292 | 40.2048 | 40.0974 | 40.0934 | 40.1262 | 40.1593 | 40.1933 | 0.7971 | 0.82153 | 0.84495 | 0.86742 | 0.88865 | 0.904 | 0.92199 | 0.9412 | 0.96082 | 0.98086 | 0.02042 | 0.020828 | 0.021245 | 0.02167 | 0.022103 | 0.022545 | 0.022996 | 0.023456 | 0.023925 | 0.024404 | 0.77668 | 0.8007 | 0.82371 | 0.84575 | 0.86655 | 0.88146 | 0.899 | 0.91775 | 0.93689 | 0.95646 | 922454.5455 | 917842.2728 | 913253.0614 | 908686.7961 | 904143.3621 | 899622.6453 | 895124.5321 | 890648.9094 | 886195.6649 | 881764.6866 | 922454.5455 | 917842.2728 | 913253.0614 | 908686.7961 | 904143.3621 | 899622.6453 | 895124.5321 | 890648.9094 | 886195.6649 | 881764.6866 | 41625.6992 | 84887.2658 | 129471.3841 | 175015.16 | 221113.6985 | 267333.8041 | 313229.4294 | 358358.9829 | 402301.8323 | 444674.5872 | 41625.6992 | 43261.5666 | 44584.1184 | 45543.7759 | 46098.5384 | 46220.1057 | 45895.6252 | 45129.5536 | 43942.8494 | 42372.7548
Com ¦ Wall Insulation Upgrade | RET | C_Hospital | Ottawa and Surrounding | Space Heating/Ventilation | Commercial | NA | Floor area (1000m2) | 20 | 0.23905 | 0.24323 | 0.24654 | 0.24904 | 0.25064 | 0.24918 | 0.24881 | 0.24882 | 0.24882 | 0.24881 | 0.29574 | 0.30693 | 0.31733 | 0.32697 | 0.33564 | 0.34037 | 0.34666 | 0.3536 | 0.36067 | 0.36788 | 1.2372 | 1.2619 | 1.2871 | 1.3129 | 1.3391 | 1.3659 | 1.3932 | 1.4211 | 1.4495 | 1.4785 | -0.94142 | -0.95498 | -0.96981 | -0.98592 | -1.0035 | -1.0256 | -1.0466 | -1.0675 | -1.0889 | -1.1106 | 60.4031 | 60.1011 | 59.8006 | 59.5016 | 59.2041 | 58.9081 | 58.6135 | 58.3205 | 58.0289 | 57.7387 | 0 | 0 | 0 | 0 | 0 | 0 | 0 | 0 | 0 | 0 | 0 | 0 | 0 | 0 | 0 | 0 | 0 | 0 | 0 | 0 | 0 | 0 | 0 | 0 | 0 | 0 | 0 | 0 | 0 | 0
Com ¦ Waste Water Heat Recovery ¦ Retro | RET | C_Hospital | Ottawa and Surrounding | Water Heating | Commercial | NA | Bed | 25 | 3.1643 | 3.2115 | 3.2469 | 3.2725 | 3.2876 | 3.2875 | 3.2832 | 3.2833 | 3.2833 | 3.2834 | 924.5678 | 957.1442 | 987.0388 | 1014.7277 | 1039.792 | 1060.5546 | 1080.3555 | 1101.9765 | 1124.0249 | 1146.5402 | 292.19 | 298.0338 | 303.9945 | 310.0744 | 316.2759 | 322.6014 | 329.0534 | 335.6345 | 342.3472 | 349.1941 | 632.3778 | 659.1104 | 683.0443 | 704.6533 | 723.5161 | 737.9533 | 751.3021 | 766.342 | 781.6778 | 797.3461 | 2565.0121 | 2552.187 | 2539.4261 | 2526.7289 | 2514.0953 | 2501.5248 | 2489.0172 | 2476.5721 | 2464.1892 | 2451.8683 | 2565.0121 | 2552.187 | 2539.4261 | 2526.7289 | 2514.0953 | 2501.5248 | 2489.0172 | 2476.5721 | 2464.1892 | 2451.8683 | 94.0653 | 190.4825 | 288.5687 | 389.1776 | 491.3229 | 594.1562 | 696.8811 | 798.9808 | 899.7859 | 998.7766 | 94.0653 | 96.4171 | 98.0862 | 100.6088 | 102.1454 | 102.8332 | 102.7249 | 102.0997 | 100.8051 | 98.9907
Com ¦ Air Curtains | ROB | C_Hospital | Ottawa and Surrounding | Space Heating/Ventilation | Commercial | NA | Shipping door | 15 | 5.3878 | 5.504 | 5.5961 | 5.6658 | 5.7101 | 5.6694 | 5.659 | 5.6589 | 5.6587 | 5.6585 | 54793.8552 | 57095.1782 | 59211.3087 | 61147.8426 | 62858.8782 | 63658.8135 | 64812.7081 | 66108.1395 | 67428.0058 | 68773.4309 | 10170 | 10373.4 | 10580.868 | 10792.4854 | 11008.3351 | 11228.5018 | 11453.0718 | 11682.1332 | 11915.7759 | 12154.0914 | 44623.8552 | 46721.7782 | 48630.4407 | 50355.3572 | 51850.5432 | 52430.3118 | 53359.6363 | 54426.0063 | 55512.2299 | 56619.3395 | 0.92029 | 0.91569 | 0.91111 | 0.90656 | 0.90203 | 0.89752 | 0.89303 | 0.88856 | 0.88412 | 0.8797 | 0.92029 | 0.91569 | 0.91111 | 0.90656 | 0.90203 | 0.89752 | 0.89303 | 0.88856 | 0.88412 | 0.8797 | 0.043279 | 0.084478 | 0.12367 | 0.16108 | 0.19674 | 0.23068 | 0.26296 | 0.29365 | 0.32282 | 0.35052 | 0.043279 | 0.041199 | 0.039197 | 0.03741 | 0.035653 | 0.033942 | 0.03228 | 0.030694 | 0.029163 | 0.027699
Com ¦ Condensing Boiler ¦ Std Baseline | ROB | C_Hospital | Ottawa and Surrounding | Space Heating/Ventilation | Commercial | Com¦Boiler¦Std | End Use Consumption (m^3/year) | 25 | 1.5743 | 1.5984 | 1.6176 | 1.6321 | 1.6413 | 1.6329 | 1.6308 | 1.6308 | 1.6308 | 1.6307 | 0.52357 | 0.54224 | 0.55971 | 0.57602 | 0.59087 | 0.59959 | 0.61078 | 0.623 | 0.63546 | 0.64816 | 0.33258 | 0.33923 | 0.34601 | 0.35294 | 0.35999 | 0.36719 | 0.37454 | 0.38203 | 0.38967 | 0.39746 | 0.19099 | 0.20301 | 0.21369 | 0.22309 | 0.23087 | 0.23239 | 0.23624 | 0.24097 | 0.24579 | 0.25069 | 1823203.5237 | 1814087.5061 | 1805017.0686 | 1795991.9833 | 1787012.0233 | 1778076.9632 | 1769186.5784 | 1760340.6455 | 1751538.9423 | 1742781.2476 | 1823203.5237 | 1814087.5061 | 1805017.0686 | 1795991.9833 | 1787012.0233 | 1778076.9632 | 1769186.5784 | 1760340.6455 | 1751538.9423 | 1742781.2476 | 1661.2242 | 4618.989 | 8634.6635 | 13898.0096 | 20203.1543 | 27343.8096 | 35114.8404 | 43435.1309 | 52160.4269 | 61224.6404 | 1661.2242 | 2957.7648 | 4015.6745 | 5263.3461 | 6305.1447 | 7140.6553 | 7771.0308 | 8320.2905 | 8725.296 | 9064.2135
Com ¦ Condensing Water Heaters | ROB | C_Hospital | Ottawa and Surrounding | Water Heating | Commercial | Com ¦ Water Heating | End Use Consumption (m^3/year) | 13 | 1.5536 | 1.5892 | 1.6159 | 1.6352 | 1.6466 | 1.6465 | 1.6432 | 1.6432 | 1.6432 | 1.6432 | 0.24404 | 0.25463 | 0.26408 | 0.27258 | 0.27997 | 0.28555 | 0.29068 | 0.29649 | 0.30242 | 0.30847 | 0.15708 | 0.16022 | 0.16343 | 0.1667 | 0.17003 | 0.17343 | 0.1769 | 0.18044 | 0.18405 | 0.18773 | 0.086963 | 0.094409 | 0.10066 | 0.10589 | 0.10994 | 0.11212 | 0.11378 | 0.11606 | 0.11838 | 0.12075 | 25140.6998 | 25014.9963 | 24889.9213 | 24765.4717 | 24641.6444 | 24518.4361 | 24395.844 | 24273.8647 | 24152.4954 | 24031.7329 | 25140.6998 | 25014.9963 | 24889.9213 | 24765.4717 | 24641.6444 | 24518.4361 | 24395.844 | 24273.8647 | 24152.4954 | 24031.7329 | 756.9839 | 1477.2729 | 2159.9361 | 2826.4613 | 3471.0206 | 4090.8804 | 4684.5832 | 5254.8506 | 5801.9047 | 6327.8386 | 756.9839 | 720.289 | 682.6632 | 666.5252 | 644.5593 | 619.8598 | 593.7028 | 570.2674 | 547.0541 | 525.9339
Com ¦ Demand Control Kitchen Ventilation | ROB | C_Hospital | Ottawa and Surrounding | Space Heating/Ventilation | Commercial | NA | per building | 15 | 4.3624 | 4.408 | 4.4448 | 4.4736 | 4.4933 | 4.4812 | 4.4808 | 4.4844 | 4.4881 | 4.4919 | 65435.9299 | 67442.9283 | 69366.2343 | 71211.5723 | 72954.905 | 74214.772 | 75691.2479 | 77268.2103 | 78878.4803 | 80524.0625 | 15000 | 15300 | 15606 | 15918.12 | 16236.4824 | 16561.212 | 16892.4363 | 17230.285 | 17574.8907 | 17926.3885 | 50435.9299 | 52142.9283 | 53760.2343 | 55293.4523 | 56718.4226 | 57653.56 | 58798.8116 | 60037.9253 | 61303.5896 | 62597.674 | 735.3098 | 731.6333 | 727.9751 | 724.3352 | 720.7135 | 717.11 | 713.5244 | 709.9568 | 706.407 | 702.875 | 735.3098 | 731.6333 | 727.9751 | 724.3352 | 720.7135 | 717.11 | 713.5244 | 709.9568 | 706.407 | 702.875 | 33.2456 | 64.8286 | 94.8342 | 123.4495 | 150.7126 | 176.6695 | 201.3669 | 224.8681 | 247.2198 | 268.4753 | 33.2456 | 31.583 | 30.0056 | 28.6153 | 27.2631 | 25.9569 | 24.6973 | 23.5013 | 22.3517 | 21.2554
Com ¦ Efficient Gas Broilers | ROB | C_Hospital | Ottawa and Surrounding | Appliances/Other | Commercial | NA | Equipment | 12 | 2.8503 | 2.9204 | 2.9726 | 3.0104 | 3.0329 | 3.0322 | 3.0258 | 3.0258 | 3.0258 | 3.0258 | 3619.8472 | 3783.1185 | 3927.7842 | 4057.2257 | 4169.3171 | 4251.6453 | 4327.6076 | 4414.1824 | 4502.4753 | 4592.4136 | 1270 | 1295.4 | 1321.308 | 1347.7342 | 1374.6888 | 1402.1826 | 1430.2263 | 1458.8308 | 1488.0074 | 1517.7676 | 2349.8472 | 2487.7185 | 2606.4762 | 2709.4916 | 2794.6283 | 2849.4627 | 2897.3813 | 2955.3516 | 3014.4679 | 3074.646 | 84.8878 | 84.4633 | 84.041 | 83.6208 | 83.2027 | 82.7867 | 82.3727 | 81.9609 | 81.5511 | 81.1433 | 84.8878 | 84.4633 | 84.041 | 83.6208 | 83.2027 | 82.7867 | 82.3727 | 81.9609 | 81.5511 | 81.1433 | 5.7027 | 10.9234 | 15.7039 | 20.125 | 24.2068 | 27.972 | 31.4429 | 34.6473 | 37.6057 | 40.3398 | 5.7027 | 5.2206 | 4.7805 | 4.4211 | 4.0818 | 3.7652 | 3.4709 | 3.2045 | 2.9583 | 2.7342
Com ¦ Efficient Gas Griddles | ROB | C_Hospital | Ottawa and Surrounding | Appliances/Other | Commercial | NA | Equipment | 10 | 4.3596 | 4.4841 | 4.5767 | 4.6436 | 4.6836 | 4.6822 | 4.671 | 4.671 | 4.671 | 4.6709 | 5013.5702 | 5259.8733 | 5475.7893 | 5666.9948 | 5830.0936 | 5945.0129 | 6049.3306 | 6170.3006 | 6293.7734 | 6419.5086 | 1150 | 1173 | 1196.46 | 1220.3892 | 1244.797 | 1269.6929 | 1295.0868 | 1320.9885 | 1347.4083 | 1374.3565 | 3863.5702 | 4086.8733 | 4279.3293 | 4446.6056 | 4585.2966 | 4675.3199 | 4754.2438 | 4849.3121 | 4946.3651 | 5045.1521 | 153.3438 | 152.5771 | 151.8142 | 151.0551 | 150.2998 | 149.5483 | 148.8006 | 148.0566 | 147.3163 | 146.5797 | 153.3438 | 152.5771 | 151.8142 | 151.0551 | 150.2998 | 149.5483 | 148.8006 | 148.0566 | 147.3163 | 146.5797 | 10.9458 | 20.9829 | 30.1984 | 38.6959 | 46.5328 | 53.7627 | 60.4336 | 66.5934 | 72.2816 | 77.5361 | 10.9458 | 10.0371 | 9.2156 | 8.4974 | 7.8369 | 7.2299 | 6.6709 | 6.1598 | 5.6882 | 5.2545
Com ¦ Efficient Gas Ovens | ROB | C_Hospital | Ottawa and Surrounding | Appliances/Other | Commercial | NA | Equipment | 12 | 2.0905 | 2.142 | 2.1802 | 2.2079 | 2.2244 | 2.2239 | 2.2192 | 2.2192 | 2.2192 | 2.2192 | 1829.2171 | 1911.6996 | 1984.7857 | 2050.183 | 2106.8181 | 2148.4214 | 2186.81 | 2230.5593 | 2275.1771 | 2320.6267 | 875 | 892.5 | 910.35 | 928.557 | 947.1281 | 966.0707 | 985.3921 | 1005.1 | 1025.202 | 1045.706 | 954.2171 | 1019.1996 | 1074.4357 | 1121.626 | 1159.69 | 1182.3507 | 1201.4179 | 1225.4594 | 1249.9751 | 1274.9207 | 39.1542 | 38.9584 | 38.7636 | 38.5698 | 38.3769 | 38.1851 | 37.9941 | 37.8042 | 37.6151 | 37.4271 | 39.1542 | 38.9584 | 38.7636 | 38.5698 | 38.3769 | 38.1851 | 37.9941 | 37.8042 | 37.6151 | 37.4271 | 2.0501 | 3.9629 | 5.744 | 7.4293 | 9.0156 | 10.504 | 11.8971 | 13.2028 | 14.4254 | 15.5713 | 2.0501 | 1.9128 | 1.7812 | 1.6852 | 1.5863 | 1.4884 | 1.3931 | 1.3057 | 1.2226 | 1.146
Com ¦ Efficient Gas Range Tops | ROB | C_Hospital | Ottawa and Surrounding | Appliances/Other | Commercial | NA | Equipment | 10 | 2.1138 | 2.1741 | 2.219 | 2.2514 | 2.2708 | 2.2702 | 2.2647 | 2.2647 | 2.2647 | 2.2647 | 1691.0065 | 1774.0811 | 1846.9065 | 1911.3975 | 1966.4084 | 2005.169 | 2040.3539 | 2081.1554 | 2122.801 | 2165.2097 | 800 | 816 | 832.32 | 848.9664 | 865.9457 | 883.2646 | 900.9299 | 918.9485 | 937.3275 | 956.0741 | 891.0065 | 958.0811 | 1014.5865 | 1062.4311 | 1100.4627 | 1121.9044 | 1139.424 | 1162.2069 | 1185.4735 | 1209.1357 | 45.974 | 45.7441 | 45.5154 | 45.2878 | 45.0613 | 44.836 | 44.6119 | 44.3888 | 44.1669 | 43.946 | 45.974 | 45.7441 | 45.5154 | 45.2878 | 45.0613 | 44.836 | 44.6119 | 44.3888 | 44.1669 | 43.946 | 3.0018 | 5.7485 | 8.2617 | 10.589 | 12.7389 | 14.7226 | 16.5511 | 18.2398 | 19.799 | 21.2408 | 3.0018 | 2.7467 | 2.5132 | 2.3272 | 2.1499 | 1.9837 | 1.8286 | 1.6886 | 1.5593 | 1.4418
Com ¦ Energy Star Gas Fryers | ROB | C_Hospital | Ottawa and Surrounding | Appliances/Other | Commercial | NA | Equipment | 12 | 2.2897 | 2.3456 | 2.3873 | 2.4174 | 2.4354 | 2.4348 | 2.4298 | 2.4298 | 2.4299 | 2.4298 | 2353.7648 | 2459.5342 | 2553.2974 | 2637.2393 | 2709.9887 | 2763.5282 | 2812.9657 | 2869.2682 | 2926.6923 | 2985.1919 | 1028 | 1048.56 | 1069.5312 | 1090.9218 | 1112.7403 | 1134.9951 | 1157.695 | 1180.8489 | 1204.4658 | 1228.5552 | 1325.7648 | 1410.9742 | 1483.7662 | 1546.3175 | 1597.2484 | 1628.5332 | 1655.2707 | 1688.4193 | 1722.2264 | 1756.6367 | 47.887 | 47.6476 | 47.4094 | 47.1723 | 46.9365 | 46.7018 | 46.4683 | 46.2359 | 46.0047 | 45.7747 | 47.887 | 47.6476 | 47.4094 | 47.1723 | 46.9365 | 46.7018 | 46.4683 | 46.2359 | 46.0047 | 45.7747 | 2.5668 | 4.9672 | 7.2089 | 9.3258 | 11.3174 | 13.1867 | 14.9377 | 16.5794 | 18.1171 | 19.558 | 2.5668 | 2.4004 | 2.2416 | 2.1169 | 1.9917 | 1.8693 | 1.751 | 1.6416 | 1.5377 | 1.441
Com ¦ Near Condensing Boiler¦ Std Baseline | ROB | C_Hospital | Ottawa and Surrounding | Space Heating/Ventilation | Commercial | Com¦Boiler¦Std | End Use Consumption (m^3/year) | 25 | 4.3784 | 4.4456 | 4.4989 | 4.5392 | 4.5649 | 4.5415 | 4.5355 | 4.5356 | 4.5355 | 4.5355 | 0.29918 | 0.30985 | 0.31983 | 0.32915 | 0.33764 | 0.34262 | 0.34902 | 0.356 | 0.36312 | 0.37037 | 0.068331 | 0.069697 | 0.071091 | 0.072513 | 0.073963 | 0.075443 | 0.076952 | 0.078491 | 0.08006 | 0.081662 | 0.23085 | 0.24015 | 0.24874 | 0.25664 | 0.26367 | 0.26718 | 0.27206 | 0.27751 | 0.28306 | 0.28871 | 1041830.585 | 1036621.4321 | 1031438.3249 | 1026281.1333 | 1021149.7276 | 1016043.979 | 1010963.7591 | 1005908.9403 | 1000879.3956 | 995874.9986 | 1041830.585 | 1036621.4321 | 1031438.3249 | 1026281.1333 | 1021149.7276 | 1016043.979 | 1010963.7591 | 1005908.9403 | 1000879.3956 | 995874.9986 | 25491.9584 | 48625.2354 | 69488.7099 | 88397.9282 | 105410.1772 | 120622.6603 | 134149.3515 | 146146.7698 | 156744.6167 | 166088.2969 | 25491.9584 | 23133.2769 | 20863.4745 | 18909.2183 | 17012.249 | 15212.4831 | 13526.6912 | 11997.4184 | 10597.8469 | 9343.6802
Com ¦ Steam Boiler Replacement | ROB | C_Hospital | Ottawa and Surrounding | Space Heating/Ventilation | Commercial | NA | Customer Segment Consumption (m^3/year) | 25 | 5.4022 | 5.4851 | 5.5508 | 5.6006 | 5.6323 | 5.6033 | 5.596 | 5.5961 | 5.596 | 5.596 | 0.074796 | 0.077462 | 0.079958 | 0.082289 | 0.084409 | 0.085655 | 0.087254 | 0.089 | 0.090779 | 0.092594 | 0.013845 | 0.014122 | 0.014405 | 0.014693 | 0.014987 | 0.015286 | 0.015592 | 0.015904 | 0.016222 | 0.016547 | 0.06095 | 0.06334 | 0.065553 | 0.067596 | 0.069423 | 0.070369 | 0.071662 | 0.073096 | 0.074557 | 0.076047 | 171681.9608 | 170823.551 | 169969.4333 | 169119.5861 | 168273.9882 | 167432.6182 | 166595.4551 | 165762.4779 | 164933.6655 | 164108.9971 | 171681.9608 | 170823.551 | 169969.4333 | 169119.5861 | 168273.9882 | 167432.6182 | 166595.4551 | 165762.4779 | 164933.6655 | 164108.9971 | 4662.1612 | 9221.5082 | 13666.6744 | 18019.89 | 22266.4801 | 26397.2041 | 30405.6674 | 34292.3743 | 38055.2241 | 41695.5309 | 4662.1612 | 4559.347 | 4445.1662 | 4353.2156 | 4246.59 | 4130.724 | 4008.4633 | 3886.7069 | 3762.8499 | 3640.3067
Com ¦ Steam Traps | ROB | C_Hospital | Ottawa and Surrounding | Space Heating/Ventilation | Commercial | NA | Customer Segment Consumption (m^3/year) | 5 | 9.1547 | 9.6933 | 10.0923 | 10.3947 | 10.5875 | 10.4115 | 10.3673 | 10.3677 | 10.3677 | 10.3675 | 0.046492 | 0.050211 | 0.053324 | 0.05602 | 0.0582 | 0.058378 | 0.059292 | 0.06048 | 0.06169 | 0.062923 | 0.0050784 | 0.00518 | 0.0052836 | 0.0053893 | 0.0054971 | 0.005607 | 0.0057191 | 0.0058335 | 0.0059502 | 0.0060692 | 0.041413 | 0.045031 | 0.04804 | 0.05063 | 0.052703 | 0.052771 | 0.053573 | 0.054647 | 0.05574 | 0.056853 | 353075.7907 | 351310.4118 | 349553.8597 | 347806.0904 | 346067.06 | 344336.7247 | 342615.0411 | 340901.9658 | 339197.456 | 337501.4687 | 353075.7907 | 351310.4118 | 349553.8597 | 347806.0904 | 346067.06 | 344336.7247 | 342615.0411 | 340901.9658 | 339197.456 | 337501.4687 | 53118.4828 | 96774.9702 | 132798.2862 | 162637.7924 | 187446.2695 | 208144.1744 | 225469.474 | 240016.3371 | 252265.2234 | 262606.3363 | 53118.4828 | 43656.4874 | 36023.316 | 29839.5061 | 24808.4771 | 20697.9049 | 17325.2997 | 14546.8631 | 12248.8863 | 10341.1129
Com ¦ Tankless Water Heaters | ROB | C_Hospital | Ottawa and Surrounding | Water Heating | Commercial | Com ¦ Water Heating | End Use Consumption (m^3/year) | 18 | 0.54413 | 0.55403 | 0.56143 | 0.5668 | 0.56995 | 0.56992 | 0.56902 | 0.56902 | 0.56901 | 0.56902 | 0.46011 | 0.47785 | 0.49392 | 0.50862 | 0.52167 | 0.53208 | 0.54186 | 0.5527 | 0.56375 | 0.57503 | 0.84559 | 0.8625 | 0.87976 | 0.89735 | 0.9153 | 0.9336 | 0.95228 | 0.97132 | 0.99075 | 1.0106 | -0.38548 | -0.38465 | -0.38583 | -0.38873 | -0.39362 | -0.40152 | -0.41041 | -0.41862 | -0.427 | -0.43553 | 37593.5698 | 37405.6019 | 37218.5739 | 37032.4811 | 36847.3187 | 36663.0821 | 36479.7667 | 36297.3678 | 36115.881 | 35935.3016 | 0 | 0 | 0 | 0 | 0 | 0 | 0 | 0 | 0 | 0 | 0 | 0 | 0 | 0 | 0 | 0 | 0 | 0 | 0 | 0 | 0 | 0 | 0 | 0 | 0 | 0 | 0 | 0 | 0 | 0
Com ¦ Air Curtains | NEW | C_Logistics & Warehouses | Ottawa and Surrounding | Space Heating/Ventilation | Commercial | NA | Shipping door | 15 | 5.3878 | 5.504 | 5.5961 | 5.6658 | 5.7101 | 5.6694 | 5.659 | 5.6589 | 5.6587 | 5.6585 | 54793.8552 | 57095.1782 | 59211.3087 | 61147.8426 | 62858.8782 | 63658.8135 | 64812.7081 | 66108.1395 | 67428.0058 | 68773.4309 | 10170 | 10373.4 | 10580.868 | 10792.4854 | 11008.3351 | 11228.5018 | 11453.0718 | 11682.1332 | 11915.7759 | 12154.0914 | 44623.8552 | 46721.7782 | 48630.4407 | 50355.3572 | 51850.5432 | 52430.3118 | 53359.6363 | 54426.0063 | 55512.2299 | 56619.3395 | 1.9312 | 3.8797 | 5.8459 | 7.8301 | 9.8326 | 11.8536 | 13.8935 | 15.9526 | 18.0312 | 20.1296 | 1.9312 | 3.8797 | 5.8459 | 7.8301 | 9.8326 | 11.8536 | 13.8935 | 15.9526 | 18.0312 | 20.1296 | 1.3638 | 2.74 | 4.1556 | 5.6094 | 7.1045 | 8.6386 | 10.21 | 11.8171 | 13.4591 | 15.1347 | 1.3638 | 1.3761 | 1.4156 | 1.4538 | 1.4951 | 1.5342 | 1.5714 | 1.6071 | 1.642 | 1.6757
Com ¦ Condensing Boiler ¦ Near Cond Baseline | NEW | C_Logistics & Warehouses | Ottawa and Surrounding | Space Heating/Ventilation | Commercial | NA | End Use Consumption (m^3/year) | 25 | 1.0302 | 1.046 | 1.0586 | 1.0681 | 1.0741 | 1.0686 | 1.0672 | 1.0672 | 1.0672 | 1.0672 | 0.22439 | 0.23239 | 0.23987 | 0.24687 | 0.25323 | 0.25697 | 0.26176 | 0.267 | 0.27234 | 0.27778 | 0.2178 | 0.22216 | 0.2266 | 0.23114 | 0.23576 | 0.24047 | 0.24528 | 0.25019 | 0.25519 | 0.2603 | 0.0065823 | 0.010226 | 0.013271 | 0.01573 | 0.01747 | 0.016492 | 0.016479 | 0.016811 | 0.017145 | 0.017485 | 12021.205 | 24114.5372 | 36281.0906 | 48521.9697 | 60838.2894 | 73231.1758 | 85701.7656 | 98251.2067 | 110880.658 | 123591.2898 | 12021.205 | 24114.5372 | 36281.0906 | 48521.9697 | 60838.2894 | 73231.1758 | 85701.7656 | 98251.2067 | 110880.658 | 123591.2898 | 1212.3168 | 2431.9075 | 3574.6054 | 4618.1115 | 5793.7869 | 7033.2836 | 8288.4682 | 9526.1659 | 10769.1171 | 12008.2841 | 1212.3168 | 1219.5907 | 1142.6979 | 1043.5061 | 1175.6754 | 1239.4967 | 1255.1846 | 1237.6977 | 1242.9512 | 1239.167
Com ¦ Condensing Boiler ¦ Std Baseline | NEW | C_Logistics & Warehouses | Ottawa and Surrounding | Space Heating/Ventilation | Commercial | Com¦Boiler¦Std | End Use Consumption (m^3/year) | 25 | 1.5743 | 1.5984 | 1.6176 | 1.6321 | 1.6413 | 1.6329 | 1.6308 | 1.6308 | 1.6308 | 1.6307 | 0.52357 | 0.54224 | 0.55971 | 0.57602 | 0.59087 | 0.59959 | 0.61078 | 0.623 | 0.63546 | 0.64816 | 0.33258 | 0.33923 | 0.34601 | 0.35294 | 0.35999 | 0.36719 | 0.37454 | 0.38203 | 0.38967 | 0.39746 | 0.19099 | 0.20301 | 0.21369 | 0.22309 | 0.23087 | 0.23239 | 0.23624 | 0.24097 | 0.24579 | 0.25069 | 28049.4784 | 56267.2536 | 84655.8782 | 113217.9292 | 141956.0086 | 170872.7435 | 199970.7864 | 229252.8155 | 258721.5352 | 288379.6762 | 28049.4784 | 56267.2536 | 84655.8782 | 113217.9292 | 141956.0086 | 170872.7435 | 199970.7864 | 229252.8155 | 258721.5352 | 288379.6762 | 639.0814 | 1281.9974 | 2484.3769 | 4199.9255 | 6560.3041 | 9531.5881 | 13072.0804 | 17132.4312 | 21715.1215 | 26787.401 | 639.0814 | 642.9159 | 1202.3795 | 1715.5486 | 2360.3786 | 2971.2841 | 3540.4922 | 4060.3509 | 4582.6903 | 5072.2794
Com ¦ Condensing Unit Heaters | NEW | C_Logistics & Warehouses | Ottawa and Surrounding | Space Heating/Ventilation | Commercial | Com ¦ Unit Heater | End Use Consumption (m^3/year) | 20 | 3.0027 | 3.0552 | 3.0967 | 3.1282 | 3.1483 | 3.13 | 3.1254 | 3.1254 | 3.1254 | 3.1253 | 0.36147 | 0.37513 | 0.38785 | 0.39962 | 0.41023 | 0.416 | 0.42369 | 0.43217 | 0.44081 | 0.44963 | 0.12038 | 0.12279 | 0.12524 | 0.12775 | 0.1303 | 0.13291 | 0.13557 | 0.13828 | 0.14104 | 0.14386 | 0.24109 | 0.25235 | 0.2626 | 0.27188 | 0.27993 | 0.28309 | 0.28813 | 0.29389 | 0.29977 | 0.30576 | 6331.9994 | 12701.9909 | 19110.5505 | 25558.2602 | 32045.7071 | 38573.4845 | 45142.191 | 51752.4313 | 58404.8158 | 65099.9611 | 6331.9994 | 12701.9909 | 19110.5505 | 25558.2602 | 32045.7071 | 38573.4845 | 45142.191 | 51752.4313 | 58404.8158 | 65099.9611 | 3877.7094 | 7778.6851 | 11744.9277 | 15765.6916 | 19894.4391 | 24110.5885 | 28401.4731 | 32757.7175 | 37181.9781 | 41670.2312 | 3877.7094 | 3900.9757 | 3966.2426 | 4020.7638 | 4128.7475 | 4216.1494 | 4290.8846 | 4356.2444 | 4424.2606 | 4488.2531
Com ¦ Condensing Water Heaters | NEW | C_Logistics & Warehouses | Ottawa and Surrounding | Water Heating | Commercial | Com ¦ Water Heating | End Use Consumption (m^3/year) | 13 | 1.5536 | 1.5892 | 1.6159 | 1.6352 | 1.6466 | 1.6465 | 1.6432 | 1.6432 | 1.6432 | 1.6432 | 0.24404 | 0.25463 | 0.26408 | 0.27258 | 0.27997 | 0.28555 | 0.29068 | 0.29649 | 0.30242 | 0.30847 | 0.15708 | 0.16022 | 0.16343 | 0.1667 | 0.17003 | 0.17343 | 0.1769 | 0.18044 | 0.18405 | 0.18773 | 0.086963 | 0.094409 | 0.10066 | 0.10589 | 0.10994 | 0.11212 | 0.11378 | 0.11606 | 0.11838 | 0.12075 | 84.1971 | 168.8995 | 254.1147 | 339.8504 | 426.1146 | 512.915 | 600.2597 | 688.1566 | 776.6139 | 865.6399 | 84.1971 | 168.8995 | 254.1147 | 339.8504 | 426.1146 | 512.915 | 600.2597 | 688.1566 | 776.6139 | 865.6399 | 45.5878 | 91.4492 | 137.8554 | 184.6204 | 232.93 | 282.3824 | 332.739 | 383.8264 | 435.7248 | 488.3686 | 45.5878 | 45.8614 | 46.4062 | 46.765 | 48.3096 | 49.4524 | 50.3566 | 51.0874 | 51.8984 | 52.6437
Com ¦ High perf.glazings ¦ New | NEW | C_Logistics & Warehouses | Ottawa and Surrounding | Space Heating/Ventilation | Commercial | Windows New | End Use Consumption (m^3/year) | 30 | 1.6157 | 1.6383 | 1.6563 | 1.6698 | 1.6785 | 1.6706 | 1.6686 | 1.6686 | 1.6686 | 1.6686 | 0.40969 | 0.42374 | 0.43695 | 0.44934 | 0.4607 | 0.46771 | 0.47649 | 0.48602 | 0.49574 | 0.50565 | 0.25357 | 0.25864 | 0.26382 | 0.26909 | 0.27447 | 0.27996 | 0.28556 | 0.29127 | 0.2971 | 0.30304 | 0.15612 | 0.1651 | 0.17313 | 0.18025 | 0.18623 | 0.18774 | 0.19093 | 0.19475 | 0.19864 | 0.2026 | 7994.9488 | 16037.8673 | 24129.483 | 32270.5305 | 40461.7514 | 48703.8945 | 56997.7159 | 65343.9789 | 73743.4544 | 82196.9206 | 7994.9488 | 16037.8673 | 24129.483 | 32270.5305 | 40461.7514 | 48703.8945 | 56997.7159 | 65343.9789 | 73743.4544 | 82196.9206 | 2330.2432 | 4674.4678 | 6991.0202 | 9245.3819 | 11649.9692 | 14133.8666 | 16656.0855 | 19187.8407 | 21748.5501 | 24332.6468 | 2330.2432 | 2344.2247 | 2316.5524 | 2254.3616 | 2404.5873 | 2483.8975 | 2522.2189 | 2531.7551 | 2560.7095 | 2584.0967
Com ¦ Infrared Heaters | NEW | C_Logistics & Warehouses | Ottawa and Surrounding | Space Heating/Ventilation | Commercial | Com ¦ Unit Heater | End Use Consumption (m^3/year) | 20 | 1.4656 | 1.4912 | 1.5115 | 1.5269 | 1.5367 | 1.5277 | 1.5255 | 1.5255 | 1.5255 | 1.5255 | 0.098582 | 0.10231 | 0.10578 | 0.10899 | 0.11188 | 0.11346 | 0.11555 | 0.11787 | 0.12022 | 0.12263 | 0.067263 | 0.068608 | 0.069981 | 0.07138 | 0.072808 | 0.074264 | 0.075749 | 0.077264 | 0.078809 | 0.080386 | 0.031319 | 0.033701 | 0.035795 | 0.037608 | 0.039073 | 0.039191 | 0.039804 | 0.040601 | 0.041413 | 0.042239 | 863.4545 | 1732.0897 | 2605.9842 | 3485.2173 | 4369.8692 | 5260.0206 | 6155.7533 | 7057.1497 | 7964.2931 | 8877.2674 | 863.4545 | 1732.0897 | 2605.9842 | 3485.2173 | 4369.8692 | 5260.0206 | 6155.7533 | 7057.1497 | 7964.2931 | 8877.2674 | 6.6783 | 13.3967 | 20.5184 | 27.9799 | 35.8202 | 44.0449 | 52.6451 | 61.5987 | 70.8934 | 80.5129 | 6.6783 | 6.7184 | 7.1217 | 7.4615 | 7.8403 | 8.2247 | 8.6002 | 8.9536 | 9.2947 | 9.6195
Com ¦ Near Condensing Boiler¦ Std Baseline | NEW | C_Logistics & Warehouses | Ottawa and Surrounding | Space Heating/Ventilation | Commercial | Com¦Boiler¦Std | End Use Consumption (m^3/year) | 25 | 4.3784 | 4.4456 | 4.4989 | 4.5392 | 4.5649 | 4.5415 | 4.5355 | 4.5356 | 4.5355 | 4.5355 | 0.29918 | 0.30985 | 0.31983 | 0.32915 | 0.33764 | 0.34262 | 0.34902 | 0.356 | 0.36312 | 0.37037 | 0.068331 | 0.069697 | 0.071091 | 0.072513 | 0.073963 | 0.075443 | 0.076952 | 0.078491 | 0.08006 | 0.081662 | 0.23085 | 0.24015 | 0.24874 | 0.25664 | 0.26367 | 0.26718 | 0.27206 | 0.27751 | 0.28306 | 0.28871 | 16028.2733 | 32152.7163 | 48374.7875 | 64695.9596 | 81117.7192 | 97641.5677 | 114269.0208 | 131001.6089 | 147840.8773 | 164788.3864 | 16028.2733 | 32152.7163 | 48374.7875 | 64695.9596 | 81117.7192 | 97641.5677 | 114269.0208 | 131001.6089 | 147840.8773 | 164788.3864 | 9806.8869 | 19672.6152 | 29061.3255 | 37949.1424 | 46394.7658 | 54369.9533 | 61864.87 | 68880.2062 | 75432.4798 | 81535.3205 | 9806.8869 | 9865.7283 | 9388.7103 | 8887.817 | 8445.6234 | 7975.1875 | 7494.9167 | 7015.3362 | 6552.2736 | 6102.8407
Com ¦ Super High Perf Glazing ¦New | NEW | C_Logistics & Warehouses | Ottawa and Surrounding | Space Heating/Ventilation | Commercial | Windows New | End Use Consumption (m^3/year) | 30 | 0.53856 | 0.54611 | 0.55209 | 0.55662 | 0.5595 | 0.55687 | 0.5562 | 0.5562 | 0.5562 | 0.55619 | 0.61454 | 0.63561 | 0.65542 | 0.67401 | 0.69106 | 0.70156 | 0.71473 | 0.72903 | 0.74361 | 0.75847 | 1.1411 | 1.1639 | 1.1872 | 1.2109 | 1.2351 | 1.2598 | 1.285 | 1.3107 | 1.3369 | 1.3637 | -0.52653 | -0.52828 | -0.53175 | -0.5369 | -0.54407 | -0.55828 | -0.5703 | -0.5817 | -0.59334 | -0.60522 | 11992.4232 | 24056.8009 | 36194.2245 | 48405.7958 | 60692.6271 | 73055.8418 | 85496.5738 | 98015.9683 | 110615.1815 | 123295.3809 | 0 | 0 | 0 | 0 | 0 | 0 | 0 | 0 | 0 | 0 | 0 | 0 | 0 | 0 | 0 | 0 | 0 | 0 | 0 | 0 | 0 | 0 | 0 | 0 | 0 | 0 | 0 | 0 | 0 | 0
Com ¦ Tankless Water Heaters | NEW | C_Logistics & Warehouses | Ottawa and Surrounding | Water Heating | Commercial | Com ¦ Water Heating | End Use Consumption (m^3/year) | 18 | 0.54413 | 0.55403 | 0.56143 | 0.5668 | 0.56995 | 0.56992 | 0.56902 | 0.56902 | 0.56901 | 0.56902 | 0.46011 | 0.47785 | 0.49392 | 0.50862 | 0.52167 | 0.53208 | 0.54186 | 0.5527 | 0.56375 | 0.57503 | 0.84559 | 0.8625 | 0.87976 | 0.89735 | 0.9153 | 0.9336 | 0.95228 | 0.97132 | 0.99075 | 1.0106 | -0.38548 | -0.38465 | -0.38583 | -0.38873 | -0.39362 | -0.40152 | -0.41041 | -0.41862 | -0.427 | -0.43553 | 125.9023 | 252.56 | 379.9845 | 508.1875 | 637.1807 | 766.9757 | 897.5845 | 1029.0192 | 1161.2919 | 1294.4148 | 0 | 0 | 0 | 0 | 0 | 0 | 0 | 0 | 0 | 0 | 0 | 0 | 0 | 0 | 0 | 0 | 0 | 0 | 0 | 0 | 0 | 0 | 0 | 0 | 0 | 0 | 0 | 0 | 0 | 0
Com ¦ Air Sealing | RET | C_Logistics & Warehouses | Ottawa and Surrounding | Space Heating/Ventilation | Commercial | NA | Floor area (1000m2) | 6 | 0.7443 | 0.77842 | 0.80548 | 0.82599 | 0.83903 | 0.82713 | 0.82412 | 0.82415 | 0.82415 | 0.82412 | 0.06258 | 0.066757 | 0.07046 | 0.073699 | 0.07636 | 0.076782 | 0.078033 | 0.079597 | 0.081189 | 0.082809 | 0.084079 | 0.08576 | 0.087476 | 0.089225 | 0.09101 | 0.09283 | 0.094686 | 0.09658 | 0.098512 | 0.10048 | -0.021499 | -0.019003 | -0.017016 | -0.015526 | -0.01465 | -0.016047 | -0.016654 | -0.016984 | -0.017323 | -0.017673 | 82.702 | 82.2885 | 81.8771 | 81.4677 | 81.0603 | 80.655 | 80.2517 | 79.8505 | 79.4512 | 79.054 | 0 | 0 | 0 | 0 | 0 | 0 | 0 | 0 | 0 | 0 | 0 | 0 | 0 | 0 | 0 | 0 | 0 | 0 | 0 | 0 | 0 | 0 | 0 | 0 | 0 | 0 | 0 | 0 | 0 | 0
Com ¦ Building Controls and Automation Systems | RET | C_Logistics & Warehouses | Ottawa and Surrounding | Space Heating/Ventilation | Commercial | NA | Customer Segment Consumption (m^3/year) | 11 | 1.6349 | 1.6788 | 1.7136 | 1.7399 | 1.7567 | 1.7414 | 1.7375 | 1.7375 | 1.7375 | 1.7375 | 0.21383 | 0.22396 | 0.23317 | 0.24149 | 0.2487 | 0.25146 | 0.25592 | 0.26104 | 0.26626 | 0.27158 | 0.13079 | 0.13341 | 0.13607 | 0.13879 | 0.14157 | 0.1444 | 0.14729 | 0.15024 | 0.15324 | 0.15631 | 0.083038 | 0.090553 | 0.097099 | 0.1027 | 0.10713 | 0.10706 | 0.10863 | 0.1108 | 0.11302 | 0.11528 | 1098421.444 | 1092929.3368 | 1087464.6901 | 1082027.3667 | 1076617.2298 | 1071234.1437 | 1065877.973 | 1060548.5831 | 1055245.8402 | 1049969.611 | 1098421.444 | 1092929.3368 | 1087464.6901 | 1082027.3667 | 1076617.2298 | 1071234.1437 | 1065877.973 | 1060548.5831 | 1055245.8402 | 1049969.611 | 37769.6574 | 76334.7929 | 115355.5486 | 155468.5875 | 196226.7864 | 237276.0442 | 278299.5306 | 319147.7795 | 359577.4457 | 399426.8185 | 37769.6574 | 38565.1354 | 39020.7558 | 40113.0389 | 40758.1988 | 41049.2579 | 41023.4864 | 40848.2489 | 40429.6662 | 39849.3728
Com ¦ Destratification | RET | C_Logistics & Warehouses | Ottawa and Surrounding | Space Heating/Ventilation | Commercial | NA | Customer Segment Consumption (m^3/year) | 15 | 4.0467 | 4.1324 | 4.2003 | 4.2518 | 4.2846 | 4.2547 | 4.2471 | 4.2472 | 4.2472 | 4.2471 | 0.43355 | 0.45159 | 0.46819 | 0.48341 | 0.49688 | 0.50328 | 0.51243 | 0.52269 | 0.53314 | 0.54379 | 0.10714 | 0.10928 | 0.11147 | 0.11369 | 0.11597 | 0.11829 | 0.12065 | 0.12307 | 0.12553 | 0.12804 | 0.32641 | 0.34231 | 0.35673 | 0.36971 | 0.38091 | 0.38499 | 0.39177 | 0.39962 | 0.40761 | 0.41575 | 1561817.9907 | 1554008.9008 | 1546238.8563 | 1538507.662 | 1530815.1237 | 1523161.0481 | 1515545.2428 | 1507967.5166 | 1500427.679 | 1492925.5406 | 1561817.9907 | 1554008.9008 | 1546238.8563 | 1538507.662 | 1530815.1237 | 1523161.0481 | 1515545.2428 | 1507967.5166 | 1500427.679 | 1492925.5406 | 63944.4486 | 129985.9185 | 197668.5929 | 266915.4097 | 337116.0842 | 407672.3468 | 477987.672 | 547542.3249 | 615788.2453 | 682243.7821 | 63944.4486 | 66041.4699 | 67682.6744 | 69246.8168 | 70200.6745 | 70556.2626 | 70315.3252 | 69554.6529 | 68245.9204 | 66455.5368
Com ¦ Heat Reflector Panels | RET | C_Logistics & Warehouses | Ottawa and Surrounding | Space Heating/Ventilation | Commercial | NA | End Use Consumption (m^3/year) | 18 | 2.0191 | 2.0568 | 2.0867 | 2.1094 | 2.1238 | 2.1106 | 2.1073 | 2.1073 | 2.1073 | 2.1073 | 0.092157 | 0.095756 | 0.099092 | 0.10217 | 0.10493 | 0.10636 | 0.10832 | 0.11049 | 0.1127 | 0.11495 | 0.045643 | 0.046556 | 0.047487 | 0.048437 | 0.049405 | 0.050393 | 0.051401 | 0.052429 | 0.053478 | 0.054547 | 0.046514 | 0.049201 | 0.051605 | 0.053734 | 0.055522 | 0.055969 | 0.056917 | 0.058057 | 0.059217 | 0.0604 | 66821.782 | 66487.6731 | 66155.2348 | 65824.4586 | 65495.3363 | 65167.8596 | 64842.0203 | 64517.8102 | 64195.2212 | 63874.2451 | 66821.782 | 66487.6731 | 66155.2348 | 65824.4586 | 65495.3363 | 65167.8596 | 64842.0203 | 64517.8102 | 64195.2212 | 63874.2451 | 2113.0475 | 4256.7271 | 6414.2478 | 8635.7998 | 10894.3154 | 13169.8375 | 15445.2873 | 17715.5905 | 19968.8491 | 22198.7689 | 2113.0475 | 2143.6796 | 2157.5207 | 2221.552 | 2258.5155 | 2275.5221 | 2275.4498 | 2270.3032 | 2253.2586 | 2229.9198
Com ¦ Heat/Energy Recovery Ventilation | RET | C_Logistics & Warehouses | Ottawa and Surrounding | Space Heating/Ventilation | Commercial | NA | End Use Consumption (m^3/year) | 15 | 1.781 | 1.8187 | 1.8486 | 1.8713 | 1.8857 | 1.8726 | 1.8692 | 1.8693 | 1.8692 | 1.8692 | 0.40645 | 0.42336 | 0.43893 | 0.45319 | 0.46582 | 0.47182 | 0.4804 | 0.49002 | 0.49982 | 0.5098 | 0.22821 | 0.23278 | 0.23743 | 0.24218 | 0.24703 | 0.25197 | 0.25701 | 0.26215 | 0.26739 | 0.27274 | 0.17824 | 0.19059 | 0.2015 | 0.21101 | 0.21879 | 0.21985 | 0.2234 | 0.22787 | 0.23243 | 0.23707 | 1077501.2353 | 1072113.7291 | 1066753.1605 | 1061419.3947 | 1056112.2977 | 1050831.7362 | 1045577.5775 | 1040349.6896 | 1035147.9412 | 1029972.2015 | 1077501.2353 | 1072113.7291 | 1066753.1605 | 1061419.3947 | 1056112.2977 | 1050831.7362 | 1045577.5775 | 1040349.6896 | 1035147.9412 | 1029972.2015 | 34072.8912 | 68639.7243 | 103429.746 | 139252.272 | 175670.8351 | 212363.6297 | 249055.257 | 285663.8965 | 321997.6915 | 357955.1489 | 34072.8912 | 34566.8331 | 34790.0217 | 35822.5261 | 36418.5631 | 36692.7946 | 36691.6272 | 36608.6395 | 36333.795 | 35957.4574
Com ¦ High perf.glazings ¦ Retro | RET | C_Logistics & Warehouses | Ottawa and Surrounding | Space Heating/Ventilation | Commercial | Windows Retro | End Use Consumption (m^3/year) | 30 | 1.1286 | 1.1444 | 1.1569 | 1.1664 | 1.1725 | 1.167 | 1.1656 | 1.1656 | 1.1656 | 1.1655 | 0.40969 | 0.42374 | 0.43695 | 0.44934 | 0.4607 | 0.46771 | 0.47649 | 0.48602 | 0.49574 | 0.50565 | 0.36301 | 0.37027 | 0.37767 | 0.38523 | 0.39293 | 0.40079 | 0.4088 | 0.41698 | 0.42532 | 0.43383 | 0.046685 | 0.053473 | 0.059275 | 0.064116 | 0.067774 | 0.066916 | 0.067683 | 0.069039 | 0.070417 | 0.071818 | 497185.8782 | 494699.9488 | 492226.4491 | 489765.3168 | 487316.4903 | 484879.9078 | 482455.5083 | 480043.2307 | 477643.0146 | 475254.7995 | 497185.8782 | 494699.9488 | 492226.4491 | 489765.3168 | 487316.4903 | 484879.9078 | 482455.5083 | 480043.2307 | 477643.0146 | 475254.7995 | 2993.3757 | 5730.6916 | 8173.0423 | 10864.0132 | 13643.6146 | 16405.0237 | 19078.9018 | 21717.6675 | 24304.7907 | 26877.3841 | 2993.3757 | 2737.3158 | 2442.3507 | 2690.9709 | 2779.6014 | 2761.4091 | 2673.8781 | 2638.7657 | 2587.1232 | 2572.5934
Com ¦ Operational Improvement | RET | C_Logistics & Warehouses | Ottawa and Surrounding | Cross Cutting/Behavioural | Commercial | NA | Customer Segment Consumption (m^3/year) | 5 | 2.0919 | 2.2142 | 2.3046 | 2.3725 | 2.4157 | 2.3793 | 2.3692 | 2.3692 | 2.3693 | 2.3693 | 0.051596 | 0.055707 | 0.05914 | 0.0621 | 0.064494 | 0.064795 | 0.065809 | 0.067124 | 0.06847 | 0.069841 | 0.024665 | 0.025158 | 0.025662 | 0.026175 | 0.026698 | 0.027232 | 0.027777 | 0.028332 | 0.028899 | 0.029477 | 0.026931 | 0.030548 | 0.033478 | 0.035925 | 0.037796 | 0.037563 | 0.038033 | 0.038792 | 0.039571 | 0.040364 | 849560.3356 | 845312.5339 | 841085.9713 | 836880.5414 | 832696.1387 | 828532.658 | 824389.9947 | 820268.0447 | 816166.7045 | 812085.871 | 849560.3356 | 845312.5339 | 841085.9713 | 836880.5414 | 832696.1387 | 828532.658 | 824389.9947 | 820268.0447 | 816166.7045 | 812085.871 | 35857.2421 | 72981.6016 | 111120.6977 | 150107.1167 | 189610.3511 | 229291.4594 | 268806.0165 | 307831.2472 | 346043.1521 | 383148.8453 | 35857.2421 | 37124.3595 | 38139.0961 | 38986.419 | 39503.2344 | 39681.1083 | 39514.5572 | 39025.2306 | 38211.905 | 37105.6931
Com ¦ Roof Insulation Upgrade | RET | C_Logistics & Warehouses | Ottawa and Surrounding | Space Heating/Ventilation | Commercial | NA | Floor area (1000m2) | 20 | 0.96938 | 0.98631 | 0.99974 | 1.0099 | 1.0164 | 1.0105 | 1.009 | 1.009 | 1.009 | 1.009 | 0.36147 | 0.37513 | 0.38785 | 0.39962 | 0.41023 | 0.416 | 0.42369 | 0.43217 | 0.44081 | 0.44963 | 0.37288 | 0.38034 | 0.38795 | 0.39571 | 0.40362 | 0.41169 | 0.41993 | 0.42833 | 0.43689 | 0.44563 | -0.011417 | -0.0052059 | -0.00010224 | 0.0039177 | 0.0066095 | 0.0043095 | 0.0037681 | 0.0038478 | 0.0039229 | 0.0039953 | 46.3131 | 46.0816 | 45.8511 | 45.6219 | 45.3938 | 45.1668 | 44.941 | 44.7163 | 44.4927 | 44.2702 | 0 | 0 | 0 | 45.6219 | 45.3938 | 45.1668 | 44.941 | 44.7163 | 44.4927 | 44.2702 | 0 | 0 | 0 | 0.32946 | 0.66732 | 1.0044 | 1.3347 | 1.6626 | 1.9867 | 2.31 | 0 | 0 | 0 | 0.32946 | 0.33785 | 0.33708 | 0.33029 | 0.32792 | 0.32407 | 0.32336
Com ¦ Super High Perf Glazing ¦Retro | RET | C_Logistics & Warehouses | Ottawa and Surrounding | Space Heating/Ventilation | Commercial | Windows Retro | End Use Consumption (m^3/year) | 30 | 0.53856 | 0.54611 | 0.55209 | 0.55662 | 0.5595 | 0.55687 | 0.5562 | 0.5562 | 0.5562 | 0.55619 | 0.61454 | 0.63561 | 0.65542 | 0.67401 | 0.69106 | 0.70156 | 0.71473 | 0.72903 | 0.74361 | 0.75847 | 1.1411 | 1.1639 | 1.1872 | 1.2109 | 1.2351 | 1.2598 | 1.285 | 1.3107 | 1.3369 | 1.3637 | -0.52653 | -0.52828 | -0.53175 | -0.5369 | -0.54407 | -0.55828 | -0.5703 | -0.5817 | -0.59334 | -0.60522 | 745778.8173 | 742049.9233 | 738339.6736 | 734647.9753 | 730974.7354 | 727319.8617 | 723683.2624 | 720064.8461 | 716464.5219 | 712882.1993 | 0 | 0 | 0 | 0 | 0 | 0 | 0 | 0 | 0 | 0 | 0 | 0 | 0 | 0 | 0 | 0 | 0 | 0 | 0 | 0 | 0 | 0 | 0 | 0 | 0 | 0 | 0 | 0 | 0 | 0
Com ¦ Wall Insulation Upgrade | RET | C_Logistics & Warehouses | Ottawa and Surrounding | Space Heating/Ventilation | Commercial | NA | Floor area (1000m2) | 20 | 0.23905 | 0.24323 | 0.24654 | 0.24904 | 0.25064 | 0.24918 | 0.24881 | 0.24882 | 0.24882 | 0.24881 | 0.29574 | 0.30693 | 0.31733 | 0.32697 | 0.33564 | 0.34037 | 0.34666 | 0.3536 | 0.36067 | 0.36788 | 1.2372 | 1.2619 | 1.2871 | 1.3129 | 1.3391 | 1.3659 | 1.3932 | 1.4211 | 1.4495 | 1.4785 | -0.94142 | -0.95498 | -0.96981 | -0.98592 | -1.0035 | -1.0256 | -1.0466 | -1.0675 | -1.0889 | -1.1106 | 148.8636 | 148.1193 | 147.3787 | 146.6418 | 145.9086 | 145.179 | 144.4531 | 143.7309 | 143.0122 | 142.2972 | 0 | 0 | 0 | 0 | 0 | 0 | 0 | 0 | 0 | 0 | 0 | 0 | 0 | 0 | 0 | 0 | 0 | 0 | 0 | 0 | 0 | 0 | 0 | 0 | 0 | 0 | 0 | 0 | 0 | 0
Com ¦ Air Curtains | ROB | C_Logistics & Warehouses | Ottawa and Surrounding | Space Heating/Ventilation | Commercial | NA | Shipping door | 15 | 5.3878 | 5.504 | 5.5961 | 5.6658 | 5.7101 | 5.6694 | 5.659 | 5.6589 | 5.6587 | 5.6585 | 54793.8552 | 57095.1782 | 59211.3087 | 61147.8426 | 62858.8782 | 63658.8135 | 64812.7081 | 66108.1395 | 67428.0058 | 68773.4309 | 10170 | 10373.4 | 10580.868 | 10792.4854 | 11008.3351 | 11228.5018 | 11453.0718 | 11682.1332 | 11915.7759 | 12154.0914 | 44623.8552 | 46721.7782 | 48630.4407 | 50355.3572 | 51850.5432 | 52430.3118 | 53359.6363 | 54426.0063 | 55512.2299 | 56619.3395 | 101.132 | 100.6264 | 100.1232 | 99.6226 | 99.1245 | 98.6289 | 98.1357 | 97.6451 | 97.1568 | 96.6711 | 101.132 | 100.6264 | 100.1232 | 99.6226 | 99.1245 | 98.6289 | 98.1357 | 97.6451 | 97.1568 | 96.6711 | 4.7644 | 9.3088 | 13.6415 | 17.7858 | 21.7443 | 25.5216 | 29.1225 | 32.5549 | 35.8242 | 38.9374 | 4.7644 | 4.5445 | 4.3327 | 4.1442 | 3.9585 | 3.7773 | 3.601 | 3.4323 | 3.2693 | 3.1132
Com ¦ Condensing Boiler ¦ Std Baseline | ROB | C_Logistics & Warehouses | Ottawa and Surrounding | Space Heating/Ventilation | Commercial | Com¦Boiler¦Std | End Use Consumption (m^3/year) | 25 | 1.5743 | 1.5984 | 1.6176 | 1.6321 | 1.6413 | 1.6329 | 1.6308 | 1.6308 | 1.6308 | 1.6307 | 0.52357 | 0.54224 | 0.55971 | 0.57602 | 0.59087 | 0.59959 | 0.61078 | 0.623 | 0.63546 | 0.64816 | 0.33258 | 0.33923 | 0.34601 | 0.35294 | 0.35999 | 0.36719 | 0.37454 | 0.38203 | 0.38967 | 0.39746 | 0.19099 | 0.20301 | 0.21369 | 0.22309 | 0.23087 | 0.23239 | 0.23624 | 0.24097 | 0.24579 | 0.25069 | 1744326.9352 | 1735605.3005 | 1726927.274 | 1718292.6376 | 1709701.1744 | 1701152.6686 | 1692646.9052 | 1684183.6707 | 1675762.7524 | 1667383.9386 | 1744326.9352 | 1735605.3005 | 1726927.274 | 1718292.6376 | 1709701.1744 | 1701152.6686 | 1692646.9052 | 1684183.6707 | 1675762.7524 | 1667383.9386 | 1591.1065 | 4431.3591 | 8295.8282 | 13371.8783 | 19465.4346 | 26380.8812 | 33922.7559 | 42015.3567 | 50521.3248 | 59379.186 | 1591.1065 | 2840.2526 | 3864.469 | 5076.0501 | 6093.5563 | 6915.4466 | 7541.8747 | 8092.6008 | 8505.9681 | 8857.8612
Com ¦ Condensing Unit Heaters | ROB | C_Logistics & Warehouses | Ottawa and Surrounding | Space Heating/Ventilation | Commercial | Com ¦ Unit Heater | End Use Consumption (m^3/year) | 20 | 3.0027 | 3.0552 | 3.0967 | 3.1282 | 3.1483 | 3.13 | 3.1254 | 3.1254 | 3.1254 | 3.1253 | 0.36147 | 0.37513 | 0.38785 | 0.39962 | 0.41023 | 0.416 | 0.42369 | 0.43217 | 0.44081 | 0.44963 | 0.12038 | 0.12279 | 0.12524 | 0.12775 | 0.1303 | 0.13291 | 0.13557 | 0.13828 | 0.14104 | 0.14386 | 0.24109 | 0.25235 | 0.2626 | 0.27188 | 0.27993 | 0.28309 | 0.28813 | 0.29389 | 0.29977 | 0.30576 | 393771.2156 | 391802.3595 | 389843.3477 | 387894.1309 | 385954.6603 | 384024.887 | 382104.7626 | 380194.2387 | 378293.2675 | 376401.8012 | 393771.2156 | 391802.3595 | 389843.3477 | 387894.1309 | 385954.6603 | 384024.887 | 382104.7626 | 380194.2387 | 378293.2675 | 376401.8012 | 12071.3669 | 23685.4392 | 34832.1817 | 45698.4525 | 56232.976 | 66412.3396 | 76225.0185 | 85696.5728 | 94831.1526 | 103649.5951 | 12071.3669 | 11614.0722 | 11146.7425 | 10866.2709 | 10534.5235 | 10179.3636 | 9812.6789 | 9471.5543 | 9134.5798 | 8818.4425
Com ¦ Condensing Water Heaters | ROB | C_Logistics & Warehouses | Ottawa and Surrounding | Water Heating | Commercial | Com ¦ Water Heating | End Use Consumption (m^3/year) | 13 | 1.5536 | 1.5892 | 1.6159 | 1.6352 | 1.6466 | 1.6465 | 1.6432 | 1.6432 | 1.6432 | 1.6432 | 0.24404 | 0.25463 | 0.26408 | 0.27258 | 0.27997 | 0.28555 | 0.29068 | 0.29649 | 0.30242 | 0.30847 | 0.15708 | 0.16022 | 0.16343 | 0.1667 | 0.17003 | 0.17343 | 0.1769 | 0.18044 | 0.18405 | 0.18773 | 0.086963 | 0.094409 | 0.10066 | 0.10589 | 0.10994 | 0.11212 | 0.11378 | 0.11606 | 0.11838 | 0.12075 | 5236.0103 | 5209.8302 | 5183.7811 | 5157.8622 | 5132.0728 | 5106.4125 | 5080.8804 | 5055.476 | 5030.1986 | 5005.0476 | 5236.0103 | 5209.8302 | 5183.7811 | 5157.8622 | 5132.0728 | 5106.4125 | 5080.8804 | 5055.476 | 5030.1986 | 5005.0476 | 157.8735 | 308.3209 | 451.1414 | 590.8276 | 726.1527 | 856.5357 | 981.6614 | 1102.0938 | 1217.8703 | 1329.4236 | 157.8735 | 150.4474 | 142.8205 | 139.6862 | 135.3251 | 130.383 | 125.1257 | 120.4324 | 115.7765 | 111.5533
Com ¦ Infrared Heaters | ROB | C_Logistics & Warehouses | Ottawa and Surrounding | Space Heating/Ventilation | Commercial | Com ¦ Unit Heater | End Use Consumption (m^3/year) | 20 | 1.4656 | 1.4912 | 1.5115 | 1.5269 | 1.5367 | 1.5277 | 1.5255 | 1.5255 | 1.5255 | 1.5255 | 0.098582 | 0.10231 | 0.10578 | 0.10899 | 0.11188 | 0.11346 | 0.11555 | 0.11787 | 0.12022 | 0.12263 | 0.067263 | 0.068608 | 0.069981 | 0.07138 | 0.072808 | 0.074264 | 0.075749 | 0.077264 | 0.078809 | 0.080386 | 0.031319 | 0.033701 | 0.035795 | 0.037608 | 0.039073 | 0.039191 | 0.039804 | 0.040601 | 0.041413 | 0.042239 | 53696.0748 | 53427.5945 | 53160.4565 | 52894.6542 | 52630.1809 | 52367.03 | 52105.1949 | 51844.6689 | 51585.4456 | 51327.5183 | 53696.0748 | 53427.5945 | 53160.4565 | 52894.6542 | 52630.1809 | 52367.03 | 52105.1949 | 51844.6689 | 51585.4456 | 51327.5183 | 20.7897 | 41.6437 | 62.3291 | 82.9637 | 103.5141 | 123.9166 | 144.085 | 163.9833 | 183.5611 | 202.8016 | 20.7897 | 20.8541 | 20.6854 | 20.6345 | 20.5504 | 20.4024 | 20.1684 | 19.8984 | 19.5777 | 19.2406
Com ¦ Near Condensing Boiler¦ Std Baseline | ROB | C_Logistics & Warehouses | Ottawa and Surrounding | Space Heating/Ventilation | Commercial | Com¦Boiler¦Std | End Use Consumption (m^3/year) | 25 | 4.3784 | 4.4456 | 4.4989 | 4.5392 | 4.5649 | 4.5415 | 4.5355 | 4.5356 | 4.5355 | 4.5355 | 0.29918 | 0.30985 | 0.31983 | 0.32915 | 0.33764 | 0.34262 | 0.34902 | 0.356 | 0.36312 | 0.37037 | 0.068331 | 0.069697 | 0.071091 | 0.072513 | 0.073963 | 0.075443 | 0.076952 | 0.078491 | 0.08006 | 0.081662 | 0.23085 | 0.24015 | 0.24874 | 0.25664 | 0.26367 | 0.26718 | 0.27206 | 0.27751 | 0.28306 | 0.28871 | 996758.2487 | 991774.4574 | 986815.5851 | 981881.5072 | 976972.0997 | 972087.2392 | 967226.803 | 962390.669 | 957578.7156 | 952790.8221 | 996758.2487 | 991774.4574 | 986815.5851 | 981881.5072 | 976972.0997 | 972087.2392 | 967226.803 | 962390.669 | 957578.7156 | 952790.8221 | 24415.9825 | 46593.9295 | 66614.7519 | 84777.2652 | 101132.9055 | 115772.3097 | 128802.9043 | 140373.6043 | 150607.774 | 159644.1806 | 24415.9825 | 22177.947 | 20020.8225 | 18162.5132 | 16355.6404 | 14639.4042 | 13030.5946 | 11570.7 | 10234.1697 | 9036.4066
Com ¦ Tankless Water Heaters | ROB | C_Logistics & Warehouses | Ottawa and Surrounding | Water Heating | Commercial | Com ¦ Water Heating | End Use Consumption (m^3/year) | 18 | 0.54413 | 0.55403 | 0.56143 | 0.5668 | 0.56995 | 0.56992 | 0.56902 | 0.56902 | 0.56901 | 0.56902 | 0.46011 | 0.47785 | 0.49392 | 0.50862 | 0.52167 | 0.53208 | 0.54186 | 0.5527 | 0.56375 | 0.57503 | 0.84559 | 0.8625 | 0.87976 | 0.89735 | 0.9153 | 0.9336 | 0.95228 | 0.97132 | 0.99075 | 1.0106 | -0.38548 | -0.38465 | -0.38583 | -0.38873 | -0.39362 | -0.40152 | -0.41041 | -0.41862 | -0.427 | -0.43553 | 7829.5481 | 7790.4003 | 7751.4483 | 7712.6911 | 7674.1276 | 7635.757 | 7597.5782 | 7559.5903 | 7521.7923 | 7484.1834 | 0 | 0 | 0 | 0 | 0 | 0 | 0 | 0 | 0 | 0 | 0 | 0 | 0 | 0 | 0 | 0 | 0 | 0 | 0 | 0 | 0 | 0 | 0 | 0 | 0 | 0 | 0 | 0 | 0 | 0
Com ¦ Air Curtains | NEW | C_Long Term Care | Ottawa and Surrounding | Space Heating/Ventilation | Commercial | NA | Shipping door | 15 | 5.3878 | 5.504 | 5.5961 | 5.6658 | 5.7101 | 5.6694 | 5.659 | 5.6589 | 5.6587 | 5.6585 | 54793.8552 | 57095.1782 | 59211.3087 | 61147.8426 | 62858.8782 | 63658.8135 | 64812.7081 | 66108.1395 | 67428.0058 | 68773.4309 | 10170 | 10373.4 | 10580.868 | 10792.4854 | 11008.3351 | 11228.5018 | 11453.0718 | 11682.1332 | 11915.7759 | 12154.0914 | 44623.8552 | 46721.7782 | 48630.4407 | 50355.3572 | 51850.5432 | 52430.3118 | 53359.6363 | 54426.0063 | 55512.2299 | 56619.3395 | 0.012976 | 0.025992 | 0.039046 | 0.052141 | 0.065277 | 0.078455 | 0.091674 | 0.10494 | 0.11824 | 0.13159 | 0.012976 | 0.025992 | 0.039046 | 0.052141 | 0.065277 | 0.078455 | 0.091674 | 0.10494 | 0.11824 | 0.13159 | 0.0091642 | 0.018356 | 0.027755 | 0.037348 | 0.047154 | 0.057153 | 0.067333 | 0.077679 | 0.088184 | 0.098838 | 0.0091642 | 0.0091917 | 0.0093988 | 0.0095932 | 0.0098056 | 0.0099999 | 0.01018 | 0.010346 | 0.010505 | 0.010654
Com ¦ Condensing Boiler ¦ Near Cond Baseline | NEW | C_Long Term Care | Ottawa and Surrounding | Space Heating/Ventilation | Commercial | NA | End Use Consumption (m^3/year) | 25 | 1.0302 | 1.046 | 1.0586 | 1.0681 | 1.0741 | 1.0686 | 1.0672 | 1.0672 | 1.0672 | 1.0672 | 0.22439 | 0.23239 | 0.23987 | 0.24687 | 0.25323 | 0.25697 | 0.26176 | 0.267 | 0.27234 | 0.27778 | 0.2178 | 0.22216 | 0.2266 | 0.23114 | 0.23576 | 0.24047 | 0.24528 | 0.25019 | 0.25519 | 0.2603 | 0.0065823 | 0.010226 | 0.013271 | 0.01573 | 0.01747 | 0.016492 | 0.016479 | 0.016811 | 0.017145 | 0.017485 | 3987.7848 | 7987.5329 | 11999.4398 | 16023.7019 | 20060.5168 | 24110.083 | 28172.6004 | 32248.2698 | 36337.293 | 40439.8733 | 3987.7848 | 7987.5329 | 11999.4398 | 16023.7019 | 20060.5168 | 24110.083 | 28172.6004 | 32248.2698 | 36337.293 | 40439.8733 | 402.1609 | 805.5283 | 1182.3316 | 1525.3904 | 1910.7316 | 2315.7563 | 2724.6553 | 3126.6214 | 3529.0505 | 3929.0136 | 402.1609 | 403.3674 | 376.8033 | 343.0589 | 385.3411 | 405.0247 | 408.899 | 401.9661 | 402.4291 | 399.9631
Com ¦ Condensing Boiler ¦ Std Baseline | NEW | C_Long Term Care | Ottawa and Surrounding | Space Heating/Ventilation | Commercial | Com¦Boiler¦Std | End Use Consumption (m^3/year) | 25 | 1.5743 | 1.5984 | 1.6176 | 1.6321 | 1.6413 | 1.6329 | 1.6308 | 1.6308 | 1.6308 | 1.6307 | 0.52357 | 0.54224 | 0.55971 | 0.57602 | 0.59087 | 0.59959 | 0.61078 | 0.623 | 0.63546 | 0.64816 | 0.33258 | 0.33923 | 0.34601 | 0.35294 | 0.35999 | 0.36719 | 0.37454 | 0.38203 | 0.38967 | 0.39746 | 0.19099 | 0.20301 | 0.21369 | 0.22309 | 0.23087 | 0.23239 | 0.23624 | 0.24097 | 0.24579 | 0.25069 | 9304.8311 | 18637.5768 | 27998.6929 | 37388.6378 | 46807.8725 | 56256.8604 | 65736.0677 | 75245.9628 | 84787.0171 | 94359.7043 | 9304.8311 | 18637.5768 | 27998.6929 | 37388.6378 | 46807.8725 | 56256.8604 | 65736.0677 | 75245.9628 | 84787.0171 | 94359.7043 | 212.002 | 424.64 | 820.5606 | 1383.2586 | 2154.5414 | 3121.9207 | 4270.5825 | 5583.436 | 7060.2923 | 8689.6634 | 212.002 | 212.638 | 395.9206 | 562.698 | 771.2828 | 967.3793 | 1148.6618 | 1312.8535 | 1476.8563 | 1629.3711
Com ¦ Condensing Water Heaters | NEW | C_Long Term Care | Ottawa and Surrounding | Water Heating | Commercial | Com ¦ Water Heating | End Use Consumption (m^3/year) | 13 | 1.5536 | 1.5892 | 1.6159 | 1.6352 | 1.6466 | 1.6465 | 1.6432 | 1.6432 | 1.6432 | 1.6432 | 0.24404 | 0.25463 | 0.26408 | 0.27258 | 0.27997 | 0.28555 | 0.29068 | 0.29649 | 0.30242 | 0.30847 | 0.15708 | 0.16022 | 0.16343 | 0.1667 | 0.17003 | 0.17343 | 0.1769 | 0.18044 | 0.18405 | 0.18773 | 0.086963 | 0.094409 | 0.10066 | 0.10589 | 0.10994 | 0.11212 | 0.11378 | 0.11606 | 0.11838 | 0.12075 | 199.6579 | 399.9149 | 600.7806 | 802.2648 | 1004.3776 | 1207.1288 | 1410.5284 | 1614.5865 | 1819.3132 | 2024.7186 | 199.6579 | 399.9149 | 600.7806 | 802.2648 | 1004.3776 | 1207.1288 | 1410.5284 | 1614.5865 | 1819.3132 | 2024.7186 | 108.1031 | 216.5305 | 325.9146 | 435.8078 | 548.9816 | 664.4742 | 781.7132 | 900.2826 | 1020.3579 | 1141.7757 | 108.1031 | 108.4274 | 109.3841 | 109.8932 | 113.1738 | 115.4926 | 117.239 | 118.5694 | 120.0752 | 121.4178
Com ¦ Demand Control Kitchen Ventilation | NEW | C_Long Term Care | Ottawa and Surrounding | Space Heating/Ventilation | Commercial | NA | per building | 15 | 4.3624 | 4.408 | 4.4448 | 4.4736 | 4.4933 | 4.4812 | 4.4808 | 4.4844 | 4.4881 | 4.4919 | 65435.9299 | 67442.9283 | 69366.2343 | 71211.5723 | 72954.905 | 74214.772 | 75691.2479 | 77268.2103 | 78878.4803 | 80524.0625 | 15000 | 15300 | 15606 | 15918.12 | 16236.4824 | 16561.212 | 16892.4363 | 17230.285 | 17574.8907 | 17926.3885 | 50435.9299 | 52142.9283 | 53760.2343 | 55293.4523 | 56718.4226 | 57653.56 | 58798.8116 | 60037.9253 | 61303.5896 | 62597.674 | 10.368 | 20.7671 | 31.1978 | 41.6607 | 52.1561 | 62.6848 | 73.2471 | 83.8435 | 94.4748 | 105.1412 | 10.368 | 20.7671 | 31.1978 | 41.6607 | 52.1561 | 62.6848 | 73.2471 | 83.8435 | 94.4748 | 105.1412 | 7.0372 | 14.0955 | 21.2963 | 28.6341 | 36.1265 | 43.7621 | 51.5318 | 59.4272 | 67.4442 | 75.5759 | 7.0372 | 7.0583 | 7.2008 | 7.3378 | 7.4924 | 7.6356 | 7.7697 | 7.8954 | 8.017 | 8.1317
Com ¦ Efficient Gas Broilers | NEW | C_Long Term Care | Ottawa and Surrounding | Appliances/Other | Commercial | NA | Equipment | 12 | 2.8503 | 2.9204 | 2.9726 | 3.0104 | 3.0329 | 3.0322 | 3.0258 | 3.0258 | 3.0258 | 3.0258 | 3619.8472 | 3783.1185 | 3927.7842 | 4057.2257 | 4169.3171 | 4251.6453 | 4327.6076 | 4414.1824 | 4502.4753 | 4592.4136 | 1270 | 1295.4 | 1321.308 | 1347.7342 | 1374.6888 | 1402.1826 | 1430.2263 | 1458.8308 | 1488.0074 | 1517.7676 | 2349.8472 | 2487.7185 | 2606.4762 | 2709.4916 | 2794.6283 | 2849.4627 | 2897.3813 | 2955.3516 | 3014.4679 | 3074.646 | 1.1969 | 2.3975 | 3.6016 | 4.8095 | 6.0212 | 7.2366 | 8.456 | 9.6793 | 10.9066 | 12.138 | 1.1969 | 2.3975 | 3.6016 | 4.8095 | 6.0212 | 7.2366 | 8.456 | 9.6793 | 10.9066 | 12.138 | 0.80467 | 1.6118 | 2.434 | 3.2703 | 4.1258 | 4.9983 | 5.886 | 6.7878 | 7.7032 | 8.6313 | 0.80467 | 0.80709 | 0.82222 | 0.83631 | 0.85553 | 0.87246 | 0.88777 | 0.90171 | 0.9154 | 0.92818
Com ¦ Efficient Gas Griddles | NEW | C_Long Term Care | Ottawa and Surrounding | Appliances/Other | Commercial | NA | Equipment | 10 | 4.3596 | 4.4841 | 4.5767 | 4.6436 | 4.6836 | 4.6822 | 4.671 | 4.671 | 4.671 | 4.6709 | 5013.5702 | 5259.8733 | 5475.7893 | 5666.9948 | 5830.0936 | 5945.0129 | 6049.3306 | 6170.3006 | 6293.7734 | 6419.5086 | 1150 | 1173 | 1196.46 | 1220.3892 | 1244.797 | 1269.6929 | 1295.0868 | 1320.9885 | 1347.4083 | 1374.3565 | 3863.5702 | 4086.8733 | 4279.3293 | 4446.6056 | 4585.2966 | 4675.3199 | 4754.2438 | 4849.3121 | 4946.3651 | 5045.1521 | 2.1622 | 4.3308 | 6.5061 | 8.688 | 10.8768 | 13.0725 | 15.2752 | 17.485 | 19.7021 | 21.9265 | 2.1622 | 4.3308 | 6.5061 | 8.688 | 10.8768 | 13.0725 | 15.2752 | 17.485 | 19.7021 | 21.9265 | 1.5453 | 3.0953 | 4.6776 | 6.2915 | 7.9399 | 9.6207 | 11.3323 | 13.0727 | 14.8409 | 16.6353 | 1.5453 | 1.55 | 1.5823 | 1.6139 | 1.6484 | 1.6809 | 1.7115 | 1.7404 | 1.7682 | 1.7944
Com ¦ Efficient Gas Ovens | NEW | C_Long Term Care | Ottawa and Surrounding | Appliances/Other | Commercial | NA | Equipment | 12 | 2.0905 | 2.142 | 2.1802 | 2.2079 | 2.2244 | 2.2239 | 2.2192 | 2.2192 | 2.2192 | 2.2192 | 1829.2171 | 1911.6996 | 1984.7857 | 2050.183 | 2106.8181 | 2148.4214 | 2186.81 | 2230.5593 | 2275.1771 | 2320.6267 | 875 | 892.5 | 910.35 | 928.557 | 947.1281 | 966.0707 | 985.3921 | 1005.1 | 1025.202 | 1045.706 | 954.2171 | 1019.1996 | 1074.4357 | 1121.626 | 1159.69 | 1182.3507 | 1201.4179 | 1225.4594 | 1249.9751 | 1274.9207 | 0.55208 | 1.1058 | 1.6612 | 2.2184 | 2.7772 | 3.3379 | 3.9003 | 4.4645 | 5.0306 | 5.5986 | 0.55208 | 1.1058 | 1.6612 | 2.2184 | 2.7772 | 3.3379 | 3.9003 | 4.4645 | 5.0306 | 5.5986 | 0.34693 | 0.6949 | 1.0495 | 1.4098 | 1.7799 | 2.1579 | 2.5426 | 2.9331 | 3.3293 | 3.7307 | 0.34693 | 0.34797 | 0.35463 | 0.36026 | 0.37008 | 0.37803 | 0.38474 | 0.39047 | 0.3962 | 0.40139
Com ¦ Efficient Gas Range Tops | NEW | C_Long Term Care | Ottawa and Surrounding | Appliances/Other | Commercial | NA | Equipment | 10 | 2.1138 | 2.1741 | 2.219 | 2.2514 | 2.2708 | 2.2702 | 2.2647 | 2.2647 | 2.2647 | 2.2647 | 1691.0065 | 1774.0811 | 1846.9065 | 1911.3975 | 1966.4084 | 2005.169 | 2040.3539 | 2081.1554 | 2122.801 | 2165.2097 | 800 | 816 | 832.32 | 848.9664 | 865.9457 | 883.2646 | 900.9299 | 918.9485 | 937.3275 | 956.0741 | 891.0065 | 958.0811 | 1014.5865 | 1062.4311 | 1100.4627 | 1121.9044 | 1139.424 | 1162.2069 | 1185.4735 | 1209.1357 | 0.64824 | 1.2984 | 1.9506 | 2.6048 | 3.261 | 3.9193 | 4.5796 | 5.2422 | 5.9069 | 6.5738 | 0.64824 | 1.2984 | 1.9506 | 2.6048 | 3.261 | 3.9193 | 4.5796 | 5.2422 | 5.9069 | 6.5738 | 0.42345 | 0.84818 | 1.2806 | 1.72 | 2.1698 | 2.6286 | 3.0954 | 3.5693 | 4.0504 | 4.5381 | 0.42345 | 0.42472 | 0.4324 | 0.43941 | 0.44981 | 0.45878 | 0.46677 | 0.47396 | 0.48109 | 0.48771
Com ¦ Energy Star Gas Fryers | NEW | C_Long Term Care | Ottawa and Surrounding | Appliances/Other | Commercial | NA | Equipment | 12 | 2.2897 | 2.3456 | 2.3873 | 2.4174 | 2.4354 | 2.4348 | 2.4298 | 2.4298 | 2.4299 | 2.4298 | 2353.7648 | 2459.5342 | 2553.2974 | 2637.2393 | 2709.9887 | 2763.5282 | 2812.9657 | 2869.2682 | 2926.6923 | 2985.1919 | 1028 | 1048.56 | 1069.5312 | 1090.9218 | 1112.7403 | 1134.9951 | 1157.695 | 1180.8489 | 1204.4658 | 1228.5552 | 1325.7648 | 1410.9742 | 1483.7662 | 1546.3175 | 1597.2484 | 1628.5332 | 1655.2707 | 1688.4193 | 1722.2264 | 1756.6367 | 0.67522 | 1.3525 | 2.0318 | 2.7131 | 3.3967 | 4.0823 | 4.7702 | 5.4603 | 6.1527 | 6.8473 | 0.67522 | 1.3525 | 2.0318 | 2.7131 | 3.3967 | 4.0823 | 4.7702 | 5.4603 | 6.1527 | 6.8473 | 0.43446 | 0.87022 | 1.3153 | 1.7687 | 2.2339 | 2.709 | 3.1928 | 3.6842 | 4.183 | 4.6885 | 0.43446 | 0.43576 | 0.44513 | 0.45339 | 0.46518 | 0.47512 | 0.48377 | 0.49136 | 0.49878 | 0.50556
Com ¦ High Extraction Washer | NEW | C_Long Term Care | Ottawa and Surrounding | Appliances/Other | Commercial | NA | Customer Segment Consumption (m^3/year) | 10 | 5.3661 | 5.5193 | 5.6332 | 5.7156 | 5.7648 | 5.7631 | 5.7493 | 5.7493 | 5.7493 | 5.7492 | 0.037237 | 0.039066 | 0.04067 | 0.04209 | 0.043302 | 0.044155 | 0.04493 | 0.045828 | 0.046745 | 0.047679 | 0.0069394 | 0.0070782 | 0.0072197 | 0.0073641 | 0.0075114 | 0.0076616 | 0.0078149 | 0.0079712 | 0.0081306 | 0.0082932 | 0.030298 | 0.031988 | 0.03345 | 0.034726 | 0.03579 | 0.036493 | 0.037115 | 0.037857 | 0.038615 | 0.039386 | 2241.2603 | 4489.2444 | 6744.062 | 9005.8237 | 11274.6405 | 13550.6239 | 15833.8862 | 18124.5404 | 20422.6999 | 22728.4788 | 2241.2603 | 4489.2444 | 6744.062 | 9005.8237 | 11274.6405 | 13550.6239 | 15833.8862 | 18124.5404 | 20422.6999 | 22728.4788 | 1622.8297 | 3250.5279 | 4915.8534 | 6617.6761 | 8357.5112 | 10133.0843 | 11942.2591 | 13782.9072 | 15653.4164 | 17551.8311 | 1622.8297 | 1627.6982 | 1665.3255 | 1701.8227 | 1739.8352 | 1775.573 | 1809.1748 | 1840.6481 | 1870.5092 | 1898.4147
Com ¦ High perf.glazings ¦ New | NEW | C_Long Term Care | Ottawa and Surrounding | Space Heating/Ventilation | Commercial | Windows New | End Use Consumption (m^3/year) | 30 | 1.6157 | 1.6383 | 1.6563 | 1.6698 | 1.6785 | 1.6706 | 1.6686 | 1.6686 | 1.6686 | 1.6686 | 0.40969 | 0.42374 | 0.43695 | 0.44934 | 0.4607 | 0.46771 | 0.47649 | 0.48602 | 0.49574 | 0.50565 | 0.25357 | 0.25864 | 0.26382 | 0.26909 | 0.27447 | 0.27996 | 0.28556 | 0.29127 | 0.2971 | 0.30304 | 0.15612 | 0.1651 | 0.17313 | 0.18025 | 0.18623 | 0.18774 | 0.19093 | 0.19475 | 0.19864 | 0.2026 | 2652.158 | 5312.2725 | 7980.4734 | 10656.8914 | 13341.6579 | 16034.9049 | 18736.7654 | 21447.3728 | 24166.8615 | 26895.3666 | 2652.158 | 5312.2725 | 7980.4734 | 10656.8914 | 13341.6579 | 16034.9049 | 18736.7654 | 21447.3728 | 24166.8615 | 26895.3666 | 773.0097 | 1548.3385 | 2312.2189 | 3053.3538 | 3841.4849 | 4653.1369 | 5474.795 | 6297.0308 | 7126.1087 | 7960.171 | 773.0097 | 775.3288 | 763.8805 | 741.1349 | 788.1311 | 811.652 | 821.6582 | 822.2357 | 829.0779 | 834.0623
Com ¦ Near Condensing Boiler¦ Std Baseline | NEW | C_Long Term Care | Ottawa and Surrounding | Space Heating/Ventilation | Commercial | Com¦Boiler¦Std | End Use Consumption (m^3/year) | 25 | 4.3784 | 4.4456 | 4.4989 | 4.5392 | 4.5649 | 4.5415 | 4.5355 | 4.5356 | 4.5355 | 4.5355 | 0.29918 | 0.30985 | 0.31983 | 0.32915 | 0.33764 | 0.34262 | 0.34902 | 0.356 | 0.36312 | 0.37037 | 0.068331 | 0.069697 | 0.071091 | 0.072513 | 0.073963 | 0.075443 | 0.076952 | 0.078491 | 0.08006 | 0.081662 | 0.23085 | 0.24015 | 0.24874 | 0.25664 | 0.26367 | 0.26718 | 0.27206 | 0.27751 | 0.28306 | 0.28871 | 5317.0464 | 10650.0439 | 15999.2531 | 21364.9359 | 26747.3557 | 32146.7774 | 37563.4672 | 42997.693 | 48449.724 | 53919.831 | 5317.0464 | 10650.0439 | 15999.2531 | 21364.9359 | 26747.3557 | 32146.7774 | 37563.4672 | 42997.693 | 48449.724 | 53919.831 | 3253.2308 | 6516.2213 | 9612.7967 | 12536.2993 | 15307.2277 | 17917.3656 | 20364.4797 | 22649.706 | 24779.2546 | 26758.3079 | 3253.2308 | 3262.9905 | 3096.5754 | 2923.5027 | 2770.9284 | 2610.1378 | 2447.1141 | 2285.2263 | 2129.5486 | 1979.0533
Com ¦ Super High Perf Glazing ¦New | NEW | C_Long Term Care | Ottawa and Surrounding | Space Heating/Ventilation | Commercial | Windows New | End Use Consumption (m^3/year) | 30 | 0.53856 | 0.54611 | 0.55209 | 0.55662 | 0.5595 | 0.55687 | 0.5562 | 0.5562 | 0.5562 | 0.55619 | 0.61454 | 0.63561 | 0.65542 | 0.67401 | 0.69106 | 0.70156 | 0.71473 | 0.72903 | 0.74361 | 0.75847 | 1.1411 | 1.1639 | 1.1872 | 1.2109 | 1.2351 | 1.2598 | 1.285 | 1.3107 | 1.3369 | 1.3637 | -0.52653 | -0.52828 | -0.53175 | -0.5369 | -0.54407 | -0.55828 | -0.5703 | -0.5817 | -0.59334 | -0.60522 | 3978.237 | 7968.4087 | 11970.7101 | 15985.3371 | 20012.4868 | 24052.3574 | 28105.1481 | 32171.0592 | 36250.2923 | 40343.05 | 0 | 0 | 0 | 0 | 0 | 0 | 0 | 0 | 0 | 0 | 0 | 0 | 0 | 0 | 0 | 0 | 0 | 0 | 0 | 0 | 0 | 0 | 0 | 0 | 0 | 0 | 0 | 0 | 0 | 0
Com ¦ Tankless Water Heaters | NEW | C_Long Term Care | Ottawa and Surrounding | Water Heating | Commercial | Com ¦ Water Heating | End Use Consumption (m^3/year) | 18 | 0.54413 | 0.55403 | 0.56143 | 0.5668 | 0.56995 | 0.56992 | 0.56902 | 0.56902 | 0.56901 | 0.56902 | 0.46011 | 0.47785 | 0.49392 | 0.50862 | 0.52167 | 0.53208 | 0.54186 | 0.5527 | 0.56375 | 0.57503 | 0.84559 | 0.8625 | 0.87976 | 0.89735 | 0.9153 | 0.9336 | 0.95228 | 0.97132 | 0.99075 | 1.0106 | -0.38548 | -0.38465 | -0.38583 | -0.38873 | -0.39362 | -0.40152 | -0.41041 | -0.41862 | -0.427 | -0.43553 | 298.5539 | 598.0035 | 898.3634 | 1199.6483 | 1501.873 | 1805.0524 | 2109.2013 | 2414.3349 | 2720.4683 | 3027.6167 | 0 | 0 | 0 | 0 | 0 | 0 | 0 | 0 | 0 | 0 | 0 | 0 | 0 | 0 | 0 | 0 | 0 | 0 | 0 | 0 | 0 | 0 | 0 | 0 | 0 | 0 | 0 | 0 | 0 | 0
Com ¦ Waste Water Heat Recovery ¦New | NEW | C_Long Term Care | Ottawa and Surrounding | Water Heating | Commercial | NA | Bed | 25 | 65.0036 | 65.9745 | 66.7011 | 67.2277 | 67.5375 | 67.5353 | 67.4473 | 67.4482 | 67.4487 | 67.4507 | 1075.1603 | 1113.0427 | 1147.8065 | 1180.0053 | 1209.152 | 1233.2965 | 1256.3225 | 1281.4651 | 1307.1047 | 1333.2873 | 16.54 | 16.8708 | 17.2082 | 17.5524 | 17.9034 | 18.2615 | 18.6267 | 18.9993 | 19.3792 | 19.7668 | 1058.6203 | 1096.1719 | 1130.5983 | 1162.4529 | 1191.2486 | 1215.035 | 1237.6958 | 1262.4658 | 1287.7255 | 1313.5204 | 24.704 | 49.482 | 74.3354 | 99.2654 | 124.2731 | 149.3597 | 174.5267 | 199.7751 | 225.1062 | 250.5213 | 24.704 | 49.482 | 74.3354 | 99.2654 | 124.2731 | 149.3597 | 174.5267 | 199.7751 | 225.1062 | 250.5213 | 18.6763 | 37.4087 | 56.7407 | 76.6157 | 96.9845 | 117.803 | 139.0315 | 160.6344 | 182.5797 | 204.8391 | 18.6763 | 18.7323 | 19.332 | 19.875 | 20.3688 | 20.8185 | 21.2285 | 21.6029 | 21.9454 | 22.2594
Com ¦ Air Sealing | RET | C_Long Term Care | Ottawa and Surrounding | Space Heating/Ventilation | Commercial | NA | Floor area (1000m2) | 6 | 0.7443 | 0.77842 | 0.80548 | 0.82599 | 0.83903 | 0.82713 | 0.82412 | 0.82415 | 0.82415 | 0.82412 | 0.06258 | 0.066757 | 0.07046 | 0.073699 | 0.07636 | 0.076782 | 0.078033 | 0.079597 | 0.081189 | 0.082809 | 0.084079 | 0.08576 | 0.087476 | 0.089225 | 0.09101 | 0.09283 | 0.094686 | 0.09658 | 0.098512 | 0.10048 | -0.021499 | -0.019003 | -0.017016 | -0.015526 | -0.01465 | -0.016047 | -0.016654 | -0.016984 | -0.017323 | -0.017673 | 22.8795 | 22.7651 | 22.6513 | 22.5381 | 22.4254 | 22.3132 | 22.2017 | 22.0907 | 21.9802 | 21.8703 | 0 | 0 | 0 | 0 | 0 | 0 | 0 | 0 | 0 | 0 | 0 | 0 | 0 | 0 | 0 | 0 | 0 | 0 | 0 | 0 | 0 | 0 | 0 | 0 | 0 | 0 | 0 | 0 | 0 | 0
Com ¦ Building Controls and Automation Systems | RET | C_Long Term Care | Ottawa and Surrounding | Space Heating/Ventilation | Commercial | NA | Customer Segment Consumption (m^3/year) | 11 | 1.6349 | 1.6788 | 1.7136 | 1.7399 | 1.7567 | 1.7414 | 1.7375 | 1.7375 | 1.7375 | 1.7375 | 0.21383 | 0.22396 | 0.23317 | 0.24149 | 0.2487 | 0.25146 | 0.25592 | 0.26104 | 0.26626 | 0.27158 | 0.13079 | 0.13341 | 0.13607 | 0.13879 | 0.14157 | 0.1444 | 0.14729 | 0.15024 | 0.15324 | 0.15631 | 0.083038 | 0.090553 | 0.097099 | 0.1027 | 0.10713 | 0.10706 | 0.10863 | 0.1108 | 0.11302 | 0.11528 | 585532.1232 | 582604.4626 | 579691.4403 | 576792.9831 | 573909.0182 | 571039.4731 | 568184.2757 | 565343.3543 | 562516.6376 | 559704.0544 | 585532.1232 | 582604.4626 | 579691.4403 | 576792.9831 | 573909.0182 | 571039.4731 | 568184.2757 | 565343.3543 | 562516.6376 | 559704.0544 | 20133.7545 | 40691.552 | 61492.2257 | 82875.1593 | 104602.0063 | 126484.0073 | 148352.2704 | 170127.1201 | 191678.8373 | 212921.2193 | 20133.7545 | 20557.7975 | 20800.6736 | 21382.9336 | 21726.847 | 21882.001 | 21868.2631 | 21774.8497 | 21551.7172 | 21242.382
Com ¦ Heat Reflector Panels | RET | C_Long Term Care | Ottawa and Surrounding | Space Heating/Ventilation | Commercial | NA | End Use Consumption (m^3/year) | 18 | 2.0191 | 2.0568 | 2.0867 | 2.1094 | 2.1238 | 2.1106 | 2.1073 | 2.1073 | 2.1073 | 2.1073 | 0.092157 | 0.095756 | 0.099092 | 0.10217 | 0.10493 | 0.10636 | 0.10832 | 0.11049 | 0.1127 | 0.11495 | 0.045643 | 0.046556 | 0.047487 | 0.048437 | 0.049405 | 0.050393 | 0.051401 | 0.052429 | 0.053478 | 0.054547 | 0.046514 | 0.049201 | 0.051605 | 0.053734 | 0.055522 | 0.055969 | 0.056917 | 0.058057 | 0.059217 | 0.0604 | 27282.1374 | 27145.7267 | 27009.998 | 26874.9481 | 26740.5733 | 26606.8704 | 26473.8361 | 26341.4669 | 26209.7596 | 26078.7108 | 27282.1374 | 27145.7267 | 27009.998 | 26874.9481 | 26740.5733 | 26606.8704 | 26473.8361 | 26341.4669 | 26209.7596 | 26078.7108 | 862.7195 | 1737.9455 | 2618.8226 | 3525.8425 | 4447.9539 | 5377.0089 | 6306.0343 | 7232.9584 | 8152.9236 | 9063.36 | 862.7195 | 875.226 | 880.8771 | 907.0199 | 922.1115 | 929.055 | 929.0254 | 926.9242 | 919.9652 | 910.4363
Com ¦ Heat/Energy Recovery Ventilation | RET | C_Long Term Care | Ottawa and Surrounding | Space Heating/Ventilation | Commercial | NA | End Use Consumption (m^3/year) | 15 | 1.781 | 1.8187 | 1.8486 | 1.8713 | 1.8857 | 1.8726 | 1.8692 | 1.8693 | 1.8692 | 1.8692 | 0.40645 | 0.42336 | 0.43893 | 0.45319 | 0.46582 | 0.47182 | 0.4804 | 0.49002 | 0.49982 | 0.5098 | 0.22821 | 0.23278 | 0.23743 | 0.24218 | 0.24703 | 0.25197 | 0.25701 | 0.26215 | 0.26739 | 0.27274 | 0.17824 | 0.19059 | 0.2015 | 0.21101 | 0.21879 | 0.21985 | 0.2234 | 0.22787 | 0.23243 | 0.23707 | 439924.465 | 437724.8427 | 435536.2185 | 433358.5374 | 431191.7447 | 429035.786 | 426890.6071 | 424756.154 | 422632.3733 | 420519.2114 | 439924.465 | 437724.8427 | 435536.2185 | 433358.5374 | 431191.7447 | 429035.786 | 426890.6071 | 424756.154 | 422632.3733 | 420519.2114 | 13911.3515 | 28024.3706 | 42228.5137 | 56854.2098 | 71723.2571 | 86704.2683 | 101684.8029 | 116631.455 | 131465.8931 | 146146.6792 | 13911.3515 | 14113.0191 | 14204.143 | 14625.6961 | 14869.0473 | 14981.0112 | 14980.5346 | 14946.6521 | 14834.4381 | 14680.7861
Com ¦ High perf.glazings ¦ Retro | RET | C_Long Term Care | Ottawa and Surrounding | Space Heating/Ventilation | Commercial | Windows Retro | End Use Consumption (m^3/year) | 30 | 1.1286 | 1.1444 | 1.1569 | 1.1664 | 1.1725 | 1.167 | 1.1656 | 1.1656 | 1.1656 | 1.1655 | 0.40969 | 0.42374 | 0.43695 | 0.44934 | 0.4607 | 0.46771 | 0.47649 | 0.48602 | 0.49574 | 0.50565 | 0.36301 | 0.37027 | 0.37767 | 0.38523 | 0.39293 | 0.40079 | 0.4088 | 0.41698 | 0.42532 | 0.43383 | 0.046685 | 0.053473 | 0.059275 | 0.064116 | 0.067774 | 0.066916 | 0.067683 | 0.069039 | 0.070417 | 0.071818 | 202992.0935 | 201977.133 | 200967.2474 | 199962.4111 | 198962.5991 | 197967.7861 | 196977.9472 | 195993.0574 | 195013.0921 | 194038.0267 | 202992.0935 | 201977.133 | 200967.2474 | 199962.4111 | 198962.5991 | 197967.7861 | 196977.9472 | 195993.0574 | 195013.0921 | 194038.0267 | 1222.1417 | 2339.7388 | 3336.9069 | 4435.5821 | 5570.4436 | 6697.8775 | 7789.5741 | 8866.9348 | 9923.2109 | 10973.5548 | 1222.1417 | 1117.5971 | 997.1681 | 1098.6752 | 1134.8615 | 1127.4339 | 1091.6966 | 1077.3608 | 1056.2761 | 1050.3438
Com ¦ Operational Improvement | RET | C_Long Term Care | Ottawa and Surrounding | Cross Cutting/Behavioural | Commercial | NA | Customer Segment Consumption (m^3/year) | 5 | 2.0919 | 2.2142 | 2.3046 | 2.3725 | 2.4157 | 2.3793 | 2.3692 | 2.3692 | 2.3693 | 2.3693 | 0.051596 | 0.055707 | 0.05914 | 0.0621 | 0.064494 | 0.064795 | 0.065809 | 0.067124 | 0.06847 | 0.069841 | 0.024665 | 0.025158 | 0.025662 | 0.026175 | 0.026698 | 0.027232 | 0.027777 | 0.028332 | 0.028899 | 0.029477 | 0.026931 | 0.030548 | 0.033478 | 0.035925 | 0.037796 | 0.037563 | 0.038033 | 0.038792 | 0.039571 | 0.040364 | 452872.5016 | 450608.1391 | 448355.0984 | 446113.3229 | 443882.7563 | 441663.3425 | 439455.0258 | 437257.7506 | 435071.4619 | 432896.1046 | 452872.5016 | 450608.1391 | 448355.0984 | 446113.3229 | 443882.7563 | 441663.3425 | 439455.0258 | 437257.7506 | 435071.4619 | 432896.1046 | 19114.3092 | 38904.0767 | 59234.7668 | 80017.1366 | 101075.0037 | 122227.6894 | 143291.5922 | 164094.6512 | 184464.1533 | 204243.9704 | 19114.3092 | 19789.7675 | 20330.69 | 20782.3699 | 21057.867 | 21152.6857 | 21063.9028 | 20803.059 | 20369.5021 | 19779.8171
Com ¦ Ozone Laundry | RET | C_Long Term Care | Ottawa and Surrounding | Water Heating | Commercial | NA | Customer Segment Consumption (m^3/year) | 15 | 5.1587 | 5.2651 | 5.3447 | 5.4024 | 5.4363 | 5.436 | 5.4263 | 5.4262 | 5.4262 | 5.4263 | 0.27895 | 0.2904 | 0.30069 | 0.31001 | 0.3182 | 0.32454 | 0.33044 | 0.33705 | 0.34379 | 0.35067 | 0.054075 | 0.055156 | 0.056259 | 0.057384 | 0.058532 | 0.059703 | 0.060897 | 0.062115 | 0.063357 | 0.064624 | 0.22488 | 0.23525 | 0.24443 | 0.25263 | 0.25967 | 0.26484 | 0.26955 | 0.27493 | 0.28043 | 0.28604 | 736169.4109 | 732488.5638 | 728826.121 | 725181.9904 | 721556.0804 | 717948.3 | 714358.5585 | 710786.7657 | 707232.8319 | 703696.6678 | 736169.4109 | 732488.5638 | 728826.121 | 725181.9904 | 721556.0804 | 717948.3 | 714358.5585 | 710786.7657 | 707232.8319 | 703696.6678 | 31080.1676 | 63259.1692 | 96318.2012 | 130111.552 | 164352.717 | 198747.8127 | 232998.1763 | 266823.827 | 299943.7985 | 332104.0835 | 31080.1676 | 32179.0016 | 33059.032 | 33793.3507 | 34241.165 | 34395.0957 | 34250.3636 | 33825.6507 | 33119.9714 | 32160.2851
Com ¦ Roof Insulation Upgrade | RET | C_Long Term Care | Ottawa and Surrounding | Space Heating/Ventilation | Commercial | NA | Floor area (1000m2) | 20 | 0.96938 | 0.98631 | 0.99974 | 1.0099 | 1.0164 | 1.0105 | 1.009 | 1.009 | 1.009 | 1.009 | 0.36147 | 0.37513 | 0.38785 | 0.39962 | 0.41023 | 0.416 | 0.42369 | 0.43217 | 0.44081 | 0.44963 | 0.37288 | 0.38034 | 0.38795 | 0.39571 | 0.40362 | 0.41169 | 0.41993 | 0.42833 | 0.43689 | 0.44563 | -0.011417 | -0.0052059 | -0.00010224 | 0.0039177 | 0.0066095 | 0.0043095 | 0.0037681 | 0.0038478 | 0.0039229 | 0.0039953 | 12.8125 | 12.7485 | 12.6847 | 12.6213 | 12.5582 | 12.4954 | 12.4329 | 12.3708 | 12.3089 | 12.2474 | 0 | 0 | 0 | 12.6213 | 12.5582 | 12.4954 | 12.4329 | 12.3708 | 12.3089 | 12.2474 | 0 | 0 | 0 | 0.091145 | 0.18461 | 0.27787 | 0.36924 | 0.45996 | 0.54962 | 0.63907 | 0 | 0 | 0 | 0.091145 | 0.093468 | 0.093254 | 0.091374 | 0.09072 | 0.089654 | 0.089458
Com ¦ Super High Perf Glazing ¦Retro | RET | C_Long Term Care | Ottawa and Surrounding | Space Heating/Ventilation | Commercial | Windows Retro | End Use Consumption (m^3/year) | 30 | 0.53856 | 0.54611 | 0.55209 | 0.55662 | 0.5595 | 0.55687 | 0.5562 | 0.5562 | 0.5562 | 0.55619 | 0.61454 | 0.63561 | 0.65542 | 0.67401 | 0.69106 | 0.70156 | 0.71473 | 0.72903 | 0.74361 | 0.75847 | 1.1411 | 1.1639 | 1.1872 | 1.2109 | 1.2351 | 1.2598 | 1.285 | 1.3107 | 1.3369 | 1.3637 | -0.52653 | -0.52828 | -0.53175 | -0.5369 | -0.54407 | -0.55828 | -0.5703 | -0.5817 | -0.59334 | -0.60522 | 304488.1403 | 302965.6996 | 301450.8711 | 299943.6167 | 298443.8986 | 296951.6791 | 295466.9207 | 293989.5861 | 292519.6382 | 291057.04 | 0 | 0 | 0 | 0 | 0 | 0 | 0 | 0 | 0 | 0 | 0 | 0 | 0 | 0 | 0 | 0 | 0 | 0 | 0 | 0 | 0 | 0 | 0 | 0 | 0 | 0 | 0 | 0 | 0 | 0
Com ¦ Wall Insulation Upgrade | RET | C_Long Term Care | Ottawa and Surrounding | Space Heating/Ventilation | Commercial | NA | Floor area (1000m2) | 20 | 0.23905 | 0.24323 | 0.24654 | 0.24904 | 0.25064 | 0.24918 | 0.24881 | 0.24882 | 0.24882 | 0.24881 | 0.29574 | 0.30693 | 0.31733 | 0.32697 | 0.33564 | 0.34037 | 0.34666 | 0.3536 | 0.36067 | 0.36788 | 1.2372 | 1.2619 | 1.2871 | 1.3129 | 1.3391 | 1.3659 | 1.3932 | 1.4211 | 1.4495 | 1.4785 | -0.94142 | -0.95498 | -0.96981 | -0.98592 | -1.0035 | -1.0256 | -1.0466 | -1.0675 | -1.0889 | -1.1106 | 41.1832 | 40.9773 | 40.7724 | 40.5685 | 40.3657 | 40.1638 | 39.963 | 39.7632 | 39.5644 | 39.3666 | 0 | 0 | 0 | 0 | 0 | 0 | 0 | 0 | 0 | 0 | 0 | 0 | 0 | 0 | 0 | 0 | 0 | 0 | 0 | 0 | 0 | 0 | 0 | 0 | 0 | 0 | 0 | 0 | 0 | 0
Com ¦ Waste Water Heat Recovery ¦ Retro | RET | C_Long Term Care | Ottawa and Surrounding | Water Heating | Commercial | NA | Bed | 25 | 1.6591 | 1.6839 | 1.7025 | 1.7159 | 1.7238 | 1.7238 | 1.7215 | 1.7215 | 1.7215 | 1.7216 | 42.0258 | 43.5066 | 44.8654 | 46.124 | 47.2633 | 48.207 | 49.1071 | 50.0898 | 51.092 | 52.1155 | 25.33 | 25.8366 | 26.3533 | 26.8804 | 27.418 | 27.9664 | 28.5257 | 29.0962 | 29.6781 | 30.2717 | 16.6958 | 17.67 | 18.5121 | 19.2436 | 19.8453 | 20.2407 | 20.5814 | 20.9936 | 21.4139 | 21.8438 | 73.9076 | 73.5381 | 73.1704 | 72.8045 | 72.4405 | 72.0783 | 71.7179 | 71.3593 | 71.0025 | 70.6475 | 73.9076 | 73.5381 | 73.1704 | 72.8045 | 72.4405 | 72.0783 | 71.7179 | 71.3593 | 71.0025 | 70.6475 | 1.7281 | 3.4447 | 5.1318 | 6.8858 | 8.6719 | 10.4687 | 12.2603 | 14.0513 | 15.8347 | 17.6126 | 1.7281 | 1.7166 | 1.6871 | 1.754 | 1.7861 | 1.7968 | 1.7916 | 1.791 | 1.7833 | 1.7779
Com ¦ Air Curtains | ROB | C_Long Term Care | Ottawa and Surrounding | Space Heating/Ventilation | Commercial | NA | Shipping door | 15 | 5.3878 | 5.504 | 5.5961 | 5.6658 | 5.7101 | 5.6694 | 5.659 | 5.6589 | 5.6587 | 5.6585 | 54793.8552 | 57095.1782 | 59211.3087 | 61147.8426 | 62858.8782 | 63658.8135 | 64812.7081 | 66108.1395 | 67428.0058 | 68773.4309 | 10170 | 10373.4 | 10580.868 | 10792.4854 | 11008.3351 | 11228.5018 | 11453.0718 | 11682.1332 | 11915.7759 | 12154.0914 | 44623.8552 | 46721.7782 | 48630.4407 | 50355.3572 | 51850.5432 | 52430.3118 | 53359.6363 | 54426.0063 | 55512.2299 | 56619.3395 | 0.99319 | 0.98822 | 0.98328 | 0.97836 | 0.97347 | 0.9686 | 0.96376 | 0.95894 | 0.95415 | 0.94938 | 0.99319 | 0.98822 | 0.98328 | 0.97836 | 0.97347 | 0.9686 | 0.96376 | 0.95894 | 0.95415 | 0.94938 | 0.046707 | 0.091169 | 0.13347 | 0.17384 | 0.21232 | 0.24895 | 0.28379 | 0.31691 | 0.34839 | 0.37828 | 0.046707 | 0.044462 | 0.042302 | 0.040373 | 0.038477 | 0.03663 | 0.034837 | 0.033125 | 0.031473 | 0.029893
Com ¦ Condensing Boiler ¦ Std Baseline | ROB | C_Long Term Care | Ottawa and Surrounding | Space Heating/Ventilation | Commercial | Com¦Boiler¦Std | End Use Consumption (m^3/year) | 25 | 1.5743 | 1.5984 | 1.6176 | 1.6321 | 1.6413 | 1.6329 | 1.6308 | 1.6308 | 1.6308 | 1.6307 | 0.52357 | 0.54224 | 0.55971 | 0.57602 | 0.59087 | 0.59959 | 0.61078 | 0.623 | 0.63546 | 0.64816 | 0.33258 | 0.33923 | 0.34601 | 0.35294 | 0.35999 | 0.36719 | 0.37454 | 0.38203 | 0.38967 | 0.39746 | 0.19099 | 0.20301 | 0.21369 | 0.22309 | 0.23087 | 0.23239 | 0.23624 | 0.24097 | 0.24579 | 0.25069 | 712177.4608 | 708616.5735 | 705073.4907 | 701548.1232 | 698040.3826 | 694550.1807 | 691077.4298 | 687622.0426 | 684183.9324 | 680763.0128 | 712177.4608 | 708616.5735 | 705073.4907 | 701548.1232 | 698040.3826 | 694550.1807 | 691077.4298 | 687622.0426 | 684183.9324 | 680763.0128 | 648.9053 | 1804.2636 | 3372.8614 | 5428.823 | 7891.7306 | 10681.0044 | 13716.5147 | 16966.576 | 20374.8402 | 23915.4918 | 648.9053 | 1155.3583 | 1568.5977 | 2055.9616 | 2462.9077 | 2789.2738 | 3035.5103 | 3250.0614 | 3408.2641 | 3540.6516
Com ¦ Condensing Water Heaters | ROB | C_Long Term Care | Ottawa and Surrounding | Water Heating | Commercial | Com ¦ Water Heating | End Use Consumption (m^3/year) | 13 | 1.5536 | 1.5892 | 1.6159 | 1.6352 | 1.6466 | 1.6465 | 1.6432 | 1.6432 | 1.6432 | 1.6432 | 0.24404 | 0.25463 | 0.26408 | 0.27258 | 0.27997 | 0.28555 | 0.29068 | 0.29649 | 0.30242 | 0.30847 | 0.15708 | 0.16022 | 0.16343 | 0.1667 | 0.17003 | 0.17343 | 0.1769 | 0.18044 | 0.18405 | 0.18773 | 0.086963 | 0.094409 | 0.10066 | 0.10589 | 0.10994 | 0.11212 | 0.11378 | 0.11606 | 0.11838 | 0.12075 | 15281.5123 | 15205.1048 | 15129.0792 | 15053.4338 | 14978.1667 | 14903.2758 | 14828.7595 | 14754.6157 | 14680.8426 | 14607.4384 | 15281.5123 | 15205.1048 | 15129.0792 | 15053.4338 | 14978.1667 | 14903.2758 | 14828.7595 | 14754.6157 | 14680.8426 | 14607.4384 | 460.1247 | 897.9449 | 1312.8946 | 1718.035 | 2109.8237 | 2486.599 | 2847.4751 | 3194.1062 | 3526.6273 | 3846.3107 | 460.1247 | 437.8202 | 414.9497 | 405.1404 | 391.7887 | 376.7753 | 360.876 | 346.6311 | 332.5211 | 319.6834
Com ¦ Demand Control Kitchen Ventilation | ROB | C_Long Term Care | Ottawa and Surrounding | Space Heating/Ventilation | Commercial | NA | per building | 15 | 4.3624 | 4.408 | 4.4448 | 4.4736 | 4.4933 | 4.4812 | 4.4808 | 4.4844 | 4.4881 | 4.4919 | 65435.9299 | 67442.9283 | 69366.2343 | 71211.5723 | 72954.905 | 74214.772 | 75691.2479 | 77268.2103 | 78878.4803 | 80524.0625 | 15000 | 15300 | 15606 | 15918.12 | 16236.4824 | 16561.212 | 16892.4363 | 17230.285 | 17574.8907 | 17926.3885 | 50435.9299 | 52142.9283 | 53760.2343 | 55293.4523 | 56718.4226 | 57653.56 | 58798.8116 | 60037.9253 | 61303.5896 | 62597.674 | 793.5507 | 789.5829 | 785.635 | 781.7068 | 777.7983 | 773.9093 | 770.0397 | 766.1895 | 762.3586 | 758.5468 | 793.5507 | 789.5829 | 785.635 | 781.7068 | 777.7983 | 773.9093 | 770.0397 | 766.1895 | 762.3586 | 758.5468 | 35.8788 | 69.9634 | 102.3456 | 133.2274 | 162.6499 | 190.6628 | 217.3163 | 242.679 | 266.8011 | 289.7401 | 35.8788 | 34.0846 | 32.3822 | 30.8818 | 29.4225 | 28.0129 | 26.6535 | 25.3627 | 24.1221 | 22.939
Com ¦ Efficient Gas Broilers | ROB | C_Long Term Care | Ottawa and Surrounding | Appliances/Other | Commercial | NA | Equipment | 12 | 2.8503 | 2.9204 | 2.9726 | 3.0104 | 3.0329 | 3.0322 | 3.0258 | 3.0258 | 3.0258 | 3.0258 | 3619.8472 | 3783.1185 | 3927.7842 | 4057.2257 | 4169.3171 | 4251.6453 | 4327.6076 | 4414.1824 | 4502.4753 | 4592.4136 | 1270 | 1295.4 | 1321.308 | 1347.7342 | 1374.6888 | 1402.1826 | 1430.2263 | 1458.8308 | 1488.0074 | 1517.7676 | 2349.8472 | 2487.7185 | 2606.4762 | 2709.4916 | 2794.6283 | 2849.4627 | 2897.3813 | 2955.3516 | 3014.4679 | 3074.646 | 91.6114 | 91.1533 | 90.6975 | 90.2441 | 89.7928 | 89.3439 | 88.8972 | 88.4527 | 88.0104 | 87.5704 | 91.6114 | 91.1533 | 90.6975 | 90.2441 | 89.7928 | 89.3439 | 88.8972 | 88.4527 | 88.0104 | 87.5704 | 6.1544 | 11.7886 | 16.9477 | 21.719 | 26.1241 | 30.1875 | 33.9333 | 37.3916 | 40.5842 | 43.535 | 6.1544 | 5.6342 | 5.1592 | 4.7713 | 4.4051 | 4.0634 | 3.7458 | 3.4583 | 3.1926 | 2.9507
Com ¦ Efficient Gas Griddles | ROB | C_Long Term Care | Ottawa and Surrounding | Appliances/Other | Commercial | NA | Equipment | 10 | 4.3596 | 4.4841 | 4.5767 | 4.6436 | 4.6836 | 4.6822 | 4.671 | 4.671 | 4.671 | 4.6709 | 5013.5702 | 5259.8733 | 5475.7893 | 5666.9948 | 5830.0936 | 5945.0129 | 6049.3306 | 6170.3006 | 6293.7734 | 6419.5086 | 1150 | 1173 | 1196.46 | 1220.3892 | 1244.797 | 1269.6929 | 1295.0868 | 1320.9885 | 1347.4083 | 1374.3565 | 3863.5702 | 4086.8733 | 4279.3293 | 4446.6056 | 4585.2966 | 4675.3199 | 4754.2438 | 4849.3121 | 4946.3651 | 5045.1521 | 165.4895 | 164.6621 | 163.8387 | 163.0196 | 162.2045 | 161.3934 | 160.5865 | 159.7835 | 158.9846 | 158.1897 | 165.4895 | 164.6621 | 163.8387 | 163.0196 | 162.2045 | 161.3934 | 160.5865 | 159.7835 | 158.9846 | 158.1897 | 11.8128 | 22.6448 | 32.5903 | 41.7608 | 50.2185 | 58.021 | 65.2203 | 71.868 | 78.0067 | 83.6775 | 11.8128 | 10.8321 | 9.9455 | 9.1705 | 8.4577 | 7.8025 | 7.1993 | 6.6477 | 6.1387 | 5.6707
Com ¦ Efficient Gas Ovens | ROB | C_Long Term Care | Ottawa and Surrounding | Appliances/Other | Commercial | NA | Equipment | 12 | 2.0905 | 2.142 | 2.1802 | 2.2079 | 2.2244 | 2.2239 | 2.2192 | 2.2192 | 2.2192 | 2.2192 | 1829.2171 | 1911.6996 | 1984.7857 | 2050.183 | 2106.8181 | 2148.4214 | 2186.81 | 2230.5593 | 2275.1771 | 2320.6267 | 875 | 892.5 | 910.35 | 928.557 | 947.1281 | 966.0707 | 985.3921 | 1005.1 | 1025.202 | 1045.706 | 954.2171 | 1019.1996 | 1074.4357 | 1121.626 | 1159.69 | 1182.3507 | 1201.4179 | 1225.4594 | 1249.9751 | 1274.9207 | 42.2554 | 42.0441 | 41.8339 | 41.6248 | 41.4166 | 41.2095 | 41.0035 | 40.7985 | 40.5945 | 40.3915 | 42.2554 | 42.0441 | 41.8339 | 41.6248 | 41.4166 | 41.2095 | 41.0035 | 40.7985 | 40.5945 | 40.3915 | 2.2125 | 4.2767 | 6.199 | 8.0177 | 9.7297 | 11.336 | 12.8394 | 14.2485 | 15.5679 | 16.8047 | 2.2125 | 2.0643 | 1.9222 | 1.8187 | 1.712 | 1.6063 | 1.5034 | 1.4091 | 1.3194 | 1.2367
Com ¦ Efficient Gas Range Tops | ROB | C_Long Term Care | Ottawa and Surrounding | Appliances/Other | Commercial | NA | Equipment | 10 | 2.1138 | 2.1741 | 2.219 | 2.2514 | 2.2708 | 2.2702 | 2.2647 | 2.2647 | 2.2647 | 2.2647 | 1691.0065 | 1774.0811 | 1846.9065 | 1911.3975 | 1966.4084 | 2005.169 | 2040.3539 | 2081.1554 | 2122.801 | 2165.2097 | 800 | 816 | 832.32 | 848.9664 | 865.9457 | 883.2646 | 900.9299 | 918.9485 | 937.3275 | 956.0741 | 891.0065 | 958.0811 | 1014.5865 | 1062.4311 | 1100.4627 | 1121.9044 | 1139.424 | 1162.2069 | 1185.4735 | 1209.1357 | 49.6154 | 49.3673 | 49.1204 | 48.8748 | 48.6305 | 48.3873 | 48.1454 | 47.9047 | 47.6651 | 47.4268 | 49.6154 | 49.3673 | 49.1204 | 48.8748 | 48.6305 | 48.3873 | 48.1454 | 47.9047 | 47.6651 | 47.4268 | 3.2395 | 6.2038 | 8.9161 | 11.4277 | 13.7479 | 15.8887 | 17.8621 | 19.6844 | 21.3672 | 22.9232 | 3.2395 | 2.9643 | 2.7123 | 2.5116 | 2.3202 | 2.1408 | 1.9734 | 1.8224 | 1.6828 | 1.556
Com ¦ Energy Star Gas Fryers | ROB | C_Long Term Care | Ottawa and Surrounding | Appliances/Other | Commercial | NA | Equipment | 12 | 2.2897 | 2.3456 | 2.3873 | 2.4174 | 2.4354 | 2.4348 | 2.4298 | 2.4298 | 2.4299 | 2.4298 | 2353.7648 | 2459.5342 | 2553.2974 | 2637.2393 | 2709.9887 | 2763.5282 | 2812.9657 | 2869.2682 | 2926.6923 | 2985.1919 | 1028 | 1048.56 | 1069.5312 | 1090.9218 | 1112.7403 | 1134.9951 | 1157.695 | 1180.8489 | 1204.4658 | 1228.5552 | 1325.7648 | 1410.9742 | 1483.7662 | 1546.3175 | 1597.2484 | 1628.5332 | 1655.2707 | 1688.4193 | 1722.2264 | 1756.6367 | 51.68 | 51.4216 | 51.1645 | 50.9086 | 50.6541 | 50.4008 | 50.1488 | 49.8981 | 49.6486 | 49.4003 | 51.68 | 51.4216 | 51.1645 | 50.9086 | 50.6541 | 50.4008 | 50.1488 | 49.8981 | 49.6486 | 49.4003 | 2.7701 | 5.3607 | 7.7799 | 10.0644 | 12.2138 | 14.2312 | 16.1209 | 17.8926 | 19.552 | 21.1071 | 2.7701 | 2.5905 | 2.4192 | 2.2846 | 2.1494 | 2.0174 | 1.8897 | 1.7717 | 1.6595 | 1.5551
Com ¦ High Extraction Washer | ROB | C_Long Term Care | Ottawa and Surrounding | Appliances/Other | Commercial | NA | Customer Segment Consumption (m^3/year) | 10 | 5.3661 | 5.5193 | 5.6332 | 5.7156 | 5.7648 | 5.7631 | 5.7493 | 5.7493 | 5.7493 | 5.7492 | 0.037237 | 0.039066 | 0.04067 | 0.04209 | 0.043302 | 0.044155 | 0.04493 | 0.045828 | 0.046745 | 0.047679 | 0.0069394 | 0.0070782 | 0.0072197 | 0.0073641 | 0.0075114 | 0.0076616 | 0.0078149 | 0.0079712 | 0.0081306 | 0.0082932 | 0.030298 | 0.031988 | 0.03345 | 0.034726 | 0.03579 | 0.036493 | 0.037115 | 0.037857 | 0.038615 | 0.039386 | 171542.6142 | 170684.9012 | 169831.4767 | 168982.3193 | 168137.4077 | 167296.7206 | 166460.237 | 165627.9358 | 164799.7962 | 163975.7972 | 171542.6142 | 170684.9012 | 169831.4767 | 168982.3193 | 168137.4077 | 167296.7206 | 166460.237 | 165627.9358 | 164799.7962 | 163975.7972 | 12403.5632 | 23803.9958 | 34293.9006 | 43976.0946 | 52913.9317 | 61165.3843 | 68782.6408 | 75816.4843 | 82310.0653 | 88304.5415 | 12403.5632 | 11400.4326 | 10489.9048 | 9682.194 | 8937.8371 | 8251.4526 | 7617.2565 | 7033.8435 | 6493.581 | 5994.4762
Com ¦ Near Condensing Boiler¦ Std Baseline | ROB | C_Long Term Care | Ottawa and Surrounding | Space Heating/Ventilation | Commercial | Com¦Boiler¦Std | End Use Consumption (m^3/year) | 25 | 4.3784 | 4.4456 | 4.4989 | 4.5392 | 4.5649 | 4.5415 | 4.5355 | 4.5356 | 4.5355 | 4.5355 | 0.29918 | 0.30985 | 0.31983 | 0.32915 | 0.33764 | 0.34262 | 0.34902 | 0.356 | 0.36312 | 0.37037 | 0.068331 | 0.069697 | 0.071091 | 0.072513 | 0.073963 | 0.075443 | 0.076952 | 0.078491 | 0.08006 | 0.081662 | 0.23085 | 0.24015 | 0.24874 | 0.25664 | 0.26367 | 0.26718 | 0.27206 | 0.27751 | 0.28306 | 0.28871 | 406958.5491 | 404923.7563 | 402899.1375 | 400884.6418 | 398880.2186 | 396885.8175 | 394901.3885 | 392926.8815 | 390962.2471 | 389007.4359 | 406958.5491 | 404923.7563 | 402899.1375 | 400884.6418 | 398880.2186 | 396885.8175 | 394901.3885 | 392926.8815 | 390962.2471 | 389007.4359 | 9957.6367 | 18993.9281 | 27143.5922 | 34529.8872 | 41175.1905 | 47117.4714 | 52401.2505 | 57087.6669 | 61227.3845 | 64877.2011 | 9957.6367 | 9036.2915 | 8149.6641 | 7386.295 | 6645.3032 | 5942.281 | 5283.7791 | 4686.4164 | 4139.7176 | 3649.8166
Com ¦ Tankless Water Heaters | ROB | C_Long Term Care | Ottawa and Surrounding | Water Heating | Commercial | Com ¦ Water Heating | End Use Consumption (m^3/year) | 18 | 0.54413 | 0.55403 | 0.56143 | 0.5668 | 0.56995 | 0.56992 | 0.56902 | 0.56902 | 0.56901 | 0.56902 | 0.46011 | 0.47785 | 0.49392 | 0.50862 | 0.52167 | 0.53208 | 0.54186 | 0.5527 | 0.56375 | 0.57503 | 0.84559 | 0.8625 | 0.87976 | 0.89735 | 0.9153 | 0.9336 | 0.95228 | 0.97132 | 0.99075 | 1.0106 | -0.38548 | -0.38465 | -0.38583 | -0.38873 | -0.39362 | -0.40152 | -0.41041 | -0.41862 | -0.427 | -0.43553 | 22850.8595 | 22736.6052 | 22622.9222 | 22509.8076 | 22397.2586 | 22285.2723 | 22173.8459 | 22062.9767 | 21952.6618 | 21842.8985 | 0 | 0 | 0 | 0 | 0 | 0 | 0 | 0 | 0 | 0 | 0 | 0 | 0 | 0 | 0 | 0 | 0 | 0 | 0 | 0 | 0 | 0 | 0 | 0 | 0 | 0 | 0 | 0 | 0 | 0
Com ¦ Condensing Boiler ¦ Near Cond Baseline | NEW | C_Multi-Residential | Ottawa and Surrounding | Space Heating/Ventilation | Commercial | NA | End Use Consumption (m^3/year) | 25 | 1.0302 | 1.046 | 1.0586 | 1.0681 | 1.0741 | 1.0686 | 1.0672 | 1.0672 | 1.0672 | 1.0672 | 0.22439 | 0.23239 | 0.23987 | 0.24687 | 0.25323 | 0.25697 | 0.26176 | 0.267 | 0.27234 | 0.27778 | 0.2178 | 0.22216 | 0.2266 | 0.23114 | 0.23576 | 0.24047 | 0.24528 | 0.25019 | 0.25519 | 0.2603 | 0.0065823 | 0.010226 | 0.013271 | 0.01573 | 0.01747 | 0.016492 | 0.016479 | 0.016811 | 0.017145 | 0.017485 | 36119.6124 | 72275.3445 | 108468.3158 | 144699.6484 | 180970.4664 | 217281.8961 | 253635.0664 | 290031.1084 | 326471.1554 | 362956.3434 | 36119.6124 | 72275.3445 | 108468.3158 | 144699.6484 | 180970.4664 | 217281.8961 | 253635.0664 | 290031.1084 | 326471.1554 | 362956.3434 | 3642.5976 | 7288.8379 | 10688.1269 | 13776.7628 | 17239.0565 | 20870.8111 | 24529.8183 | 28119.4075 | 31705.7261 | 35262.6912 | 3642.5976 | 3646.2402 | 3399.289 | 3088.6359 | 3462.2937 | 3631.7546 | 3659.0072 | 3589.5892 | 3586.3186 | 3556.9651
Com ¦ Condensing Boiler ¦ Std Baseline | NEW | C_Multi-Residential | Ottawa and Surrounding | Space Heating/Ventilation | Commercial | Com¦Boiler¦Std | End Use Consumption (m^3/year) | 25 | 1.5743 | 1.5984 | 1.6176 | 1.6321 | 1.6413 | 1.6329 | 1.6308 | 1.6308 | 1.6308 | 1.6307 | 0.52357 | 0.54224 | 0.55971 | 0.57602 | 0.59087 | 0.59959 | 0.61078 | 0.623 | 0.63546 | 0.64816 | 0.33258 | 0.33923 | 0.34601 | 0.35294 | 0.35999 | 0.36719 | 0.37454 | 0.38203 | 0.38967 | 0.39746 | 0.19099 | 0.20301 | 0.21369 | 0.22309 | 0.23087 | 0.23239 | 0.23624 | 0.24097 | 0.24579 | 0.25069 | 84279.0956 | 168642.4704 | 253092.7369 | 337632.5129 | 422264.4215 | 506991.091 | 591815.155 | 676739.2529 | 761766.0293 | 846898.1347 | 84279.0956 | 168642.4704 | 253092.7369 | 337632.5129 | 422264.4215 | 506991.091 | 591815.155 | 676739.2529 | 761766.0293 | 846898.1347 | 1920.2213 | 3842.3629 | 7410.7162 | 12468.9644 | 19384.6995 | 28037.5932 | 38287.8136 | 49976.4993 | 63096.1807 | 77539.3823 | 1920.2213 | 1922.1416 | 3568.3533 | 5058.2482 | 6915.7351 | 8652.8937 | 10250.2203 | 11688.6857 | 13119.6814 | 14443.2016
Com ¦ Condensing Water Heaters | NEW | C_Multi-Residential | Ottawa and Surrounding | Water Heating | Commercial | Com ¦ Water Heating | End Use Consumption (m^3/year) | 13 | 1.5536 | 1.5892 | 1.6159 | 1.6352 | 1.6466 | 1.6465 | 1.6432 | 1.6432 | 1.6432 | 1.6432 | 0.24404 | 0.25463 | 0.26408 | 0.27258 | 0.27997 | 0.28555 | 0.29068 | 0.29649 | 0.30242 | 0.30847 | 0.15708 | 0.16022 | 0.16343 | 0.1667 | 0.17003 | 0.17343 | 0.1769 | 0.18044 | 0.18405 | 0.18773 | 0.086963 | 0.094409 | 0.10066 | 0.10589 | 0.10994 | 0.11212 | 0.11378 | 0.11606 | 0.11838 | 0.12075 | 1914.4151 | 3830.7446 | 5749.0479 | 7669.3844 | 9591.8138 | 11516.3956 | 13443.1898 | 15372.2562 | 17303.6551 | 19237.4464 | 1914.4151 | 3830.7446 | 5749.0479 | 7669.3844 | 9591.8138 | 11516.3956 | 13443.1898 | 15372.2562 | 17303.6551 | 19237.4464 | 1036.5437 | 2074.1239 | 3118.744 | 4166.0837 | 5242.4706 | 6338.6381 | 7449.0676 | 8569.7543 | 9702.2978 | 10845.1016 | 1036.5437 | 1037.5802 | 1044.6201 | 1047.3397 | 1076.3869 | 1096.1675 | 1110.4295 | 1120.6867 | 1132.5435 | 1142.8038
Com ¦ High Extraction Washer | NEW | C_Multi-Residential | Ottawa and Surrounding | Appliances/Other | Commercial | NA | Customer Segment Consumption (m^3/year) | 10 | 3.6209 | 3.7243 | 3.8011 | 3.8567 | 3.8899 | 3.8888 | 3.8795 | 3.8795 | 3.8795 | 3.8794 | 0.018619 | 0.019533 | 0.020335 | 0.021045 | 0.021651 | 0.022078 | 0.022465 | 0.022914 | 0.023373 | 0.02384 | 0.005142 | 0.0052448 | 0.0053497 | 0.0054567 | 0.0055658 | 0.0056772 | 0.0057907 | 0.0059065 | 0.0060246 | 0.0061451 | 0.013477 | 0.014288 | 0.014985 | 0.015588 | 0.016085 | 0.0164 | 0.016674 | 0.017008 | 0.017348 | 0.017695 | 9412.7368 | 18834.8863 | 28266.7403 | 37708.5912 | 47160.732 | 56623.4562 | 66097.0579 | 75581.8319 | 85078.0736 | 94586.079 | 9412.7368 | 18834.8863 | 28266.7403 | 37708.5912 | 47160.732 | 56623.4562 | 66097.0579 | 75581.8319 | 85078.0736 | 94586.079 | 6631.6652 | 13269.9621 | 20037.415 | 26928.0692 | 33957.3098 | 41113.1603 | 48385.59 | 55765.174 | 63246.4908 | 70821.6397 | 6631.6652 | 6638.2969 | 6767.4529 | 6890.6542 | 7029.2407 | 7155.8505 | 7272.4297 | 7379.584 | 7481.3168 | 7575.1489
Com ¦ High perf.glazings ¦ New | NEW | C_Multi-Residential | Ottawa and Surrounding | Space Heating/Ventilation | Commercial | Windows New | End Use Consumption (m^3/year) | 30 | 1.6157 | 1.6383 | 1.6563 | 1.6698 | 1.6785 | 1.6706 | 1.6686 | 1.6686 | 1.6686 | 1.6686 | 0.40969 | 0.42374 | 0.43695 | 0.44934 | 0.4607 | 0.46771 | 0.47649 | 0.48602 | 0.49574 | 0.50565 | 0.25357 | 0.25864 | 0.26382 | 0.26909 | 0.27447 | 0.27996 | 0.28556 | 0.29127 | 0.2971 | 0.30304 | 0.15612 | 0.1651 | 0.17313 | 0.18025 | 0.18623 | 0.18774 | 0.19093 | 0.19475 | 0.19864 | 0.2026 | 24022.0886 | 48068.1993 | 72139.0768 | 96235.4671 | 120358.1181 | 144507.7787 | 168685.1998 | 192891.1335 | 217126.3337 | 241391.5559 | 24022.0886 | 48068.1993 | 72139.0768 | 96235.4671 | 120358.1181 | 144507.7787 | 168685.1998 | 192891.1335 | 217126.3337 | 241391.5559 | 7001.5844 | 14010.1703 | 20901.4329 | 27574.0359 | 34655.4012 | 41933.2795 | 49285.8355 | 56628.4652 | 64016.9379 | 71434.4433 | 7001.5844 | 7008.5859 | 6891.2626 | 6672.603 | 7081.3653 | 7277.8783 | 7352.556 | 7342.6296 | 7388.4727 | 7417.5054
Com ¦ Low flow Showerheads ¦ New | NEW | C_Multi-Residential | Ottawa and Surrounding | Water Heating | Commercial | NA | Showerheads | 10 | 27.1811 | 27.3374 | 27.461 | 27.5578 | 27.6258 | 27.6497 | 27.6639 | 27.6961 | 27.733 | 27.7736 | 339.7637 | 348.5518 | 357.13 | 365.5565 | 373.7884 | 381.5944 | 389.426 | 397.6763 | 406.1702 | 414.9007 | 12.5 | 12.75 | 13.005 | 13.2651 | 13.5304 | 13.801 | 14.077 | 14.3586 | 14.6457 | 14.9387 | 327.2637 | 335.8018 | 344.125 | 352.2914 | 360.258 | 367.7934 | 375.349 | 383.3177 | 391.5245 | 399.9621 | 1529.275 | 3072.3134 | 4629.3463 | 6200.6075 | 7786.3341 | 9386.7663 | 11002.1474 | 12632.724 | 14278.746 | 15940.4664 | 1529.275 | 3072.3134 | 4629.3463 | 6200.6075 | 7786.3341 | 9386.7663 | 11002.1474 | 12632.724 | 14278.746 | 15940.4664 | 1142.6404 | 2295.5645 | 3498.5641 | 4746.8987 | 6036.7688 | 7364.6757 | 8727.602 | 10122.9414 | 11548.4915 | 13002.3489 | 1142.6404 | 1152.9241 | 1202.9995 | 1248.3346 | 1289.8702 | 1327.9069 | 1362.9262 | 1395.3394 | 1425.5501 | 1453.8575
Com ¦ Near Condensing Boiler¦ Std Baseline | NEW | C_Multi-Residential | Ottawa and Surrounding | Space Heating/Ventilation | Commercial | Com¦Boiler¦Std | End Use Consumption (m^3/year) | 25 | 4.3784 | 4.4456 | 4.4989 | 4.5392 | 4.5649 | 4.5415 | 4.5355 | 4.5356 | 4.5355 | 4.5355 | 0.29918 | 0.30985 | 0.31983 | 0.32915 | 0.33764 | 0.34262 | 0.34902 | 0.356 | 0.36312 | 0.37037 | 0.068331 | 0.069697 | 0.071091 | 0.072513 | 0.073963 | 0.075443 | 0.076952 | 0.078491 | 0.08006 | 0.081662 | 0.23085 | 0.24015 | 0.24874 | 0.25664 | 0.26367 | 0.26718 | 0.27206 | 0.27751 | 0.28306 | 0.28871 | 48159.4832 | 96367.1259 | 144624.4211 | 192932.8645 | 241293.9551 | 289709.1948 | 338180.0886 | 386708.1445 | 435294.8739 | 483941.7913 | 48159.4832 | 96367.1259 | 144624.4211 | 192932.8645 | 241293.9551 | 289709.1948 | 338180.0886 | 386708.1445 | 435294.8739 | 483941.7913 | 29466.3434 | 58962.1531 | 86901.5463 | 113232.0404 | 138145.6444 | 161574.9962 | 183506.143 | 203954.8792 | 222981.8761 | 240638.0522 | 29466.3434 | 29495.8097 | 27939.3931 | 26330.4941 | 24913.604 | 23429.3518 | 21931.1468 | 20448.7362 | 19026.9969 | 17656.1761
Com ¦ Super High Perf Glazing ¦New | NEW | C_Multi-Residential | Ottawa and Surrounding | Space Heating/Ventilation | Commercial | Windows New | End Use Consumption (m^3/year) | 30 | 0.53856 | 0.54611 | 0.55209 | 0.55662 | 0.5595 | 0.55687 | 0.5562 | 0.5562 | 0.5562 | 0.55619 | 0.61454 | 0.63561 | 0.65542 | 0.67401 | 0.69106 | 0.70156 | 0.71473 | 0.72903 | 0.74361 | 0.75847 | 1.1411 | 1.1639 | 1.1872 | 1.2109 | 1.2351 | 1.2598 | 1.285 | 1.3107 | 1.3369 | 1.3637 | -0.52653 | -0.52828 | -0.53175 | -0.5369 | -0.54407 | -0.55828 | -0.5703 | -0.5817 | -0.59334 | -0.60522 | 36033.1329 | 72102.2989 | 108208.6151 | 144353.2007 | 180537.1771 | 216761.6681 | 253027.7997 | 289336.7003 | 325689.5006 | 362087.3338 | 0 | 0 | 0 | 0 | 0 | 0 | 0 | 0 | 0 | 0 | 0 | 0 | 0 | 0 | 0 | 0 | 0 | 0 | 0 | 0 | 0 | 0 | 0 | 0 | 0 | 0 | 0 | 0 | 0 | 0
Com ¦ Tankless Water Heaters | NEW | C_Multi-Residential | Ottawa and Surrounding | Water Heating | Commercial | Com ¦ Water Heating | End Use Consumption (m^3/year) | 18 | 0.54413 | 0.55403 | 0.56143 | 0.5668 | 0.56995 | 0.56992 | 0.56902 | 0.56902 | 0.56901 | 0.56902 | 0.46011 | 0.47785 | 0.49392 | 0.50862 | 0.52167 | 0.53208 | 0.54186 | 0.5527 | 0.56375 | 0.57503 | 0.84559 | 0.8625 | 0.87976 | 0.89735 | 0.9153 | 0.9336 | 0.95228 | 0.97132 | 0.99075 | 1.0106 | -0.38548 | -0.38465 | -0.38583 | -0.38873 | -0.39362 | -0.40152 | -0.41041 | -0.41862 | -0.427 | -0.43553 | 2862.6768 | 5728.2163 | 8596.7072 | 11468.2384 | 14342.8991 | 17220.7785 | 20101.966 | 22986.5514 | 25874.6244 | 28766.275 | 0 | 0 | 0 | 0 | 0 | 0 | 0 | 0 | 0 | 0 | 0 | 0 | 0 | 0 | 0 | 0 | 0 | 0 | 0 | 0 | 0 | 0 | 0 | 0 | 0 | 0 | 0 | 0 | 0 | 0
Com ¦ Air Sealing | RET | C_Multi-Residential | Ottawa and Surrounding | Space Heating/Ventilation | Commercial | NA | Floor area (1000m2) | 6 | 0.7443 | 0.77842 | 0.80548 | 0.82599 | 0.83903 | 0.82713 | 0.82412 | 0.82415 | 0.82415 | 0.82412 | 0.06258 | 0.066757 | 0.07046 | 0.073699 | 0.07636 | 0.076782 | 0.078033 | 0.079597 | 0.081189 | 0.082809 | 0.084079 | 0.08576 | 0.087476 | 0.089225 | 0.09101 | 0.09283 | 0.094686 | 0.09658 | 0.098512 | 0.10048 | -0.021499 | -0.019003 | -0.017016 | -0.015526 | -0.01465 | -0.016047 | -0.016654 | -0.016984 | -0.017323 | -0.017673 | 330.1381 | 328.4875 | 326.845 | 325.2108 | 323.5847 | 321.9668 | 320.357 | 318.7552 | 317.1614 | 315.5756 | 0 | 0 | 0 | 0 | 0 | 0 | 0 | 0 | 0 | 0 | 0 | 0 | 0 | 0 | 0 | 0 | 0 | 0 | 0 | 0 | 0 | 0 | 0 | 0 | 0 | 0 | 0 | 0 | 0 | 0
Com ¦ Building Controls and Automation Systems | RET | C_Multi-Residential | Ottawa and Surrounding | Space Heating/Ventilation | Commercial | NA | Customer Segment Consumption (m^3/year) | 11 | 1.6349 | 1.6788 | 1.7136 | 1.7399 | 1.7567 | 1.7414 | 1.7375 | 1.7375 | 1.7375 | 1.7375 | 0.21383 | 0.22396 | 0.23317 | 0.24149 | 0.2487 | 0.25146 | 0.25592 | 0.26104 | 0.26626 | 0.27158 | 0.13079 | 0.13341 | 0.13607 | 0.13879 | 0.14157 | 0.1444 | 0.14729 | 0.15024 | 0.15324 | 0.15631 | 0.083038 | 0.090553 | 0.097099 | 0.1027 | 0.10713 | 0.10706 | 0.10863 | 0.1108 | 0.11302 | 0.11528 | 6054576.5325 | 6024303.6499 | 5994182.1316 | 5964211.2209 | 5934390.1648 | 5904718.214 | 5875194.623 | 5845818.6498 | 5816589.5566 | 5787506.6088 | 6054576.5325 | 6024303.6499 | 5994182.1316 | 5964211.2209 | 5934390.1648 | 5904718.214 | 5875194.623 | 5845818.6498 | 5816589.5566 | 5787506.6088 | 208189.0178 | 420762.7664 | 635847.9265 | 856953.8282 | 1081615.8972 | 1307882.3041 | 1534006.6568 | 1759165.0879 | 1982016.2619 | 2201668.8176 | 208189.0178 | 212573.7486 | 215085.1601 | 221105.9017 | 224662.069 | 226266.4069 | 226124.3527 | 225158.4311 | 222851.174 | 219652.5556
Com ¦ Heat Reflector Panels | RET | C_Multi-Residential | Ottawa and Surrounding | Space Heating/Ventilation | Commercial | NA | End Use Consumption (m^3/year) | 18 | 2.0191 | 2.0568 | 2.0867 | 2.1094 | 2.1238 | 2.1106 | 2.1073 | 2.1073 | 2.1073 | 2.1073 | 0.092157 | 0.095756 | 0.099092 | 0.10217 | 0.10493 | 0.10636 | 0.10832 | 0.11049 | 0.1127 | 0.11495 | 0.045643 | 0.046556 | 0.047487 | 0.048437 | 0.049405 | 0.050393 | 0.051401 | 0.052429 | 0.053478 | 0.054547 | 0.046514 | 0.049201 | 0.051605 | 0.053734 | 0.055522 | 0.055969 | 0.056917 | 0.058057 | 0.059217 | 0.0604 | 292038.7149 | 290578.5214 | 289125.6288 | 287680.0006 | 286241.6006 | 284810.3926 | 283386.3406 | 281969.4089 | 280559.5619 | 279156.7641 | 292038.7149 | 290578.5214 | 289125.6288 | 287680.0006 | 286241.6006 | 284810.3926 | 283386.3406 | 281969.4089 | 280559.5619 | 279156.7641 | 9234.8881 | 18603.6509 | 28032.9053 | 37742.0027 | 47612.646 | 57557.6152 | 67502.268 | 77424.4284 | 87272.0967 | 97017.765 | 9234.8881 | 9368.7628 | 9429.2544 | 9709.0974 | 9870.6433 | 9944.9692 | 9944.6528 | 9922.1603 | 9847.6683 | 9745.6683
Com ¦ Heat/Energy Recovery Ventilation | RET | C_Multi-Residential | Ottawa and Surrounding | Space Heating/Ventilation | Commercial | NA | End Use Consumption (m^3/year) | 15 | 1.781 | 1.8187 | 1.8486 | 1.8713 | 1.8857 | 1.8726 | 1.8692 | 1.8693 | 1.8692 | 1.8692 | 0.40645 | 0.42336 | 0.43893 | 0.45319 | 0.46582 | 0.47182 | 0.4804 | 0.49002 | 0.49982 | 0.5098 | 0.22821 | 0.23278 | 0.23743 | 0.24218 | 0.24703 | 0.25197 | 0.25701 | 0.26215 | 0.26739 | 0.27274 | 0.17824 | 0.19059 | 0.2015 | 0.21101 | 0.21879 | 0.21985 | 0.2234 | 0.22787 | 0.23243 | 0.23707 | 4709124.2783 | 4685578.6569 | 4662150.7637 | 4638840.0098 | 4615645.8098 | 4592567.5807 | 4569604.7428 | 4546756.7191 | 4524022.9355 | 4501402.8209 | 4709124.2783 | 4685578.6569 | 4662150.7637 | 4638840.0098 | 4615645.8098 | 4592567.5807 | 4569604.7428 | 4546756.7191 | 4524022.9355 | 4501402.8209 | 148912.571 | 299983.8715 | 452030.5981 | 608589.7942 | 767753.9174 | 928116.5458 | 1088474.072 | 1248468.9077 | 1407262.5598 | 1564411.4613 | 148912.571 | 151071.3006 | 152046.7266 | 156559.1961 | 159164.1233 | 160362.6283 | 160357.5263 | 159994.8356 | 158793.6521 | 157148.9015
Com ¦ High perf.glazings ¦ Retro | RET | C_Multi-Residential | Ottawa and Surrounding | Space Heating/Ventilation | Commercial | Windows Retro | End Use Consumption (m^3/year) | 30 | 1.1286 | 1.1444 | 1.1569 | 1.1664 | 1.1725 | 1.167 | 1.1656 | 1.1656 | 1.1656 | 1.1655 | 0.40969 | 0.42374 | 0.43695 | 0.44934 | 0.4607 | 0.46771 | 0.47649 | 0.48602 | 0.49574 | 0.50565 | 0.36301 | 0.37027 | 0.37767 | 0.38523 | 0.39293 | 0.40079 | 0.4088 | 0.41698 | 0.42532 | 0.43383 | 0.046685 | 0.053473 | 0.059275 | 0.064116 | 0.067774 | 0.066916 | 0.067683 | 0.069039 | 0.070417 | 0.071818 | 2172907.1052 | 2162042.5697 | 2151232.3568 | 2140476.195 | 2129773.814 | 2119124.945 | 2108529.3202 | 2097986.6736 | 2087496.7403 | 2077059.2566 | 2172907.1052 | 2162042.5697 | 2151232.3568 | 2140476.195 | 2129773.814 | 2119124.945 | 2108529.3202 | 2097986.6736 | 2087496.7403 | 2077059.2566 | 13082.2851 | 25045.4829 | 35719.5617 | 47480.213 | 59628.2163 | 71696.7118 | 83382.6605 | 94915.1535 | 106221.9478 | 117465.2405 | 13082.2851 | 11963.1978 | 10674.0788 | 11760.6513 | 12148.0033 | 12068.4955 | 11685.9487 | 11532.493 | 11306.7943 | 11243.2928
Com ¦ Low flow Showerheads¦ Retro | RET | C_Multi-Residential | Ottawa and Surrounding | Water Heating | Commercial | NA | Showerheads | 10 | 24.8473 | 25.0196 | 25.1542 | 25.2581 | 25.3288 | 25.3494 | 25.3583 | 25.3862 | 25.4181 | 25.4533 | 310.5914 | 318.9999 | 327.131 | 335.0512 | 342.7086 | 349.8476 | 356.97 | 364.5094 | 372.2674 | 380.2388 | 12.5 | 12.75 | 13.005 | 13.2651 | 13.5304 | 13.801 | 14.077 | 14.3586 | 14.6457 | 14.9387 | 298.0914 | 306.2499 | 314.126 | 321.7861 | 329.1782 | 336.0466 | 342.893 | 350.1508 | 357.6216 | 365.3002 | 88984.1285 | 88539.2079 | 88096.5118 | 87656.0293 | 87217.7491 | 86781.6604 | 86347.7521 | 85916.0133 | 85486.4333 | 85059.0011 | 88984.1285 | 88539.2079 | 88096.5118 | 87656.0293 | 87217.7491 | 86781.6604 | 86347.7521 | 85916.0133 | 85486.4333 | 85059.0011 | 3969.7587 | 8093.1987 | 12340.9789 | 16679.9781 | 21072.3241 | 25477.5941 | 29854.1788 | 34160.9664 | 38358.6173 | 42411.2005 | 3969.7587 | 4123.44 | 4247.7801 | 4338.9992 | 4392.346 | 4405.27 | 4376.5847 | 4306.7877 | 4197.6509 | 4052.5832
Com ¦ Operational Improvement | RET | C_Multi-Residential | Ottawa and Surrounding | Cross Cutting/Behavioural | Commercial | NA | Customer Segment Consumption (m^3/year) | 5 | 2.0919 | 2.2142 | 2.3046 | 2.3725 | 2.4157 | 2.3793 | 2.3692 | 2.3692 | 2.3693 | 2.3693 | 0.051596 | 0.055707 | 0.05914 | 0.0621 | 0.064494 | 0.064795 | 0.065809 | 0.067124 | 0.06847 | 0.069841 | 0.024665 | 0.025158 | 0.025662 | 0.026175 | 0.026698 | 0.027232 | 0.027777 | 0.028332 | 0.028899 | 0.029477 | 0.026931 | 0.030548 | 0.033478 | 0.035925 | 0.037796 | 0.037563 | 0.038033 | 0.038792 | 0.039571 | 0.040364 | 4682836.5369 | 4659422.3542 | 4636125.2424 | 4612944.6162 | 4589879.8931 | 4566930.4937 | 4544095.8412 | 4521375.362 | 4498768.4852 | 4476274.6427 | 4682836.5369 | 4659422.3542 | 4636125.2424 | 4612944.6162 | 4589879.8931 | 4566930.4937 | 4544095.8412 | 4521375.362 | 4498768.4852 | 4476274.6427 | 197647.6496 | 402279.7395 | 612505.1292 | 827401.0227 | 1045145.6391 | 1263870.7088 | 1481677.7371 | 1696787.5629 | 1907414.2803 | 2111943.48 | 197647.6496 | 204632.09 | 210225.3897 | 214895.8936 | 217744.6164 | 218725.0696 | 217807.0283 | 215109.8258 | 210626.7175 | 204529.1996
Com ¦ Roof Insulation Upgrade | RET | C_Multi-Residential | Ottawa and Surrounding | Space Heating/Ventilation | Commercial | NA | Floor area (1000m2) | 20 | 0.96938 | 0.98631 | 0.99974 | 1.0099 | 1.0164 | 1.0105 | 1.009 | 1.009 | 1.009 | 1.009 | 0.36147 | 0.37513 | 0.38785 | 0.39962 | 0.41023 | 0.416 | 0.42369 | 0.43217 | 0.44081 | 0.44963 | 0.37288 | 0.38034 | 0.38795 | 0.39571 | 0.40362 | 0.41169 | 0.41993 | 0.42833 | 0.43689 | 0.44563 | -0.011417 | -0.0052059 | -0.00010224 | 0.0039177 | 0.0066095 | 0.0043095 | 0.0037681 | 0.0038478 | 0.0039229 | 0.0039953 | 184.8774 | 183.953 | 183.0332 | 182.118 | 181.2075 | 180.3014 | 179.3999 | 178.5029 | 177.6104 | 176.7223 | 0 | 0 | 0 | 182.118 | 181.2075 | 180.3014 | 179.3999 | 178.5029 | 177.6104 | 176.7223 | 0 | 0 | 0 | 1.3152 | 2.6639 | 4.0095 | 5.3279 | 6.637 | 7.9306 | 9.2215 | 0 | 0 | 0 | 1.3152 | 1.3487 | 1.3456 | 1.3185 | 1.309 | 1.2937 | 1.2908
Com ¦ Super High Perf Glazing ¦Retro | RET | C_Multi-Residential | Ottawa and Surrounding | Space Heating/Ventilation | Commercial | Windows Retro | End Use Consumption (m^3/year) | 30 | 0.53856 | 0.54611 | 0.55209 | 0.55662 | 0.5595 | 0.55687 | 0.5562 | 0.5562 | 0.5562 | 0.55619 | 0.61454 | 0.63561 | 0.65542 | 0.67401 | 0.69106 | 0.70156 | 0.71473 | 0.72903 | 0.74361 | 0.75847 | 1.1411 | 1.1639 | 1.1872 | 1.2109 | 1.2351 | 1.2598 | 1.285 | 1.3107 | 1.3369 | 1.3637 | -0.52653 | -0.52828 | -0.53175 | -0.5369 | -0.54407 | -0.55828 | -0.5703 | -0.5817 | -0.59334 | -0.60522 | 3259360.6578 | 3243063.8545 | 3226848.5352 | 3210714.2925 | 3194660.7211 | 3178687.4175 | 3162793.9804 | 3146980.0105 | 3131245.1104 | 3115588.8849 | 0 | 0 | 0 | 0 | 0 | 0 | 0 | 0 | 0 | 0 | 0 | 0 | 0 | 0 | 0 | 0 | 0 | 0 | 0 | 0 | 0 | 0 | 0 | 0 | 0 | 0 | 0 | 0 | 0 | 0
Com ¦ VFD | RET | C_Multi-Residential | Ottawa and Surrounding | Space Heating/Ventilation | Commercial | NA | Customer Segment Consumption (m^3/year) | 15 | 8.1696 | 8.2916 | 8.3889 | 8.4637 | 8.5127 | 8.4744 | 8.4675 | 8.4716 | 8.4756 | 8.4797 | 0.59627 | 0.61728 | 0.63702 | 0.65554 | 0.67253 | 0.68289 | 0.69599 | 0.71025 | 0.72479 | 0.73965 | 0.072987 | 0.074446 | 0.075935 | 0.077454 | 0.079003 | 0.080583 | 0.082195 | 0.083839 | 0.085515 | 0.087226 | 0.52329 | 0.54283 | 0.56108 | 0.57809 | 0.59353 | 0.60231 | 0.61379 | 0.62641 | 0.63928 | 0.65242 | 7225355.8441 | 7189229.0649 | 7153282.9196 | 7117516.505 | 7081928.9225 | 7046519.2778 | 7011286.6815 | 6976230.248 | 6941349.0968 | 6906642.3513 | 7225355.8441 | 7189229.0649 | 7153282.9196 | 7117516.505 | 7081928.9225 | 7046519.2778 | 7011286.6815 | 6976230.248 | 6941349.0968 | 6906642.3513 | 310650.8934 | 632725.9932 | 964041.7334 | 1302570.6668 | 1645479.8533 | 1989793.6506 | 2332460.7071 | 2670523.1274 | 3001082.4685 | 3321487.6741 | 310650.8934 | 322075.0998 | 331315.7402 | 338528.9333 | 342909.1866 | 344313.7972 | 342667.0565 | 338062.4204 | 330559.3411 | 320405.2056
Com ¦ Wall Insulation Upgrade | RET | C_Multi-Residential | Ottawa and Surrounding | Space Heating/Ventilation | Commercial | NA | Floor area (1000m2) | 20 | 0.23905 | 0.24323 | 0.24654 | 0.24904 | 0.25064 | 0.24918 | 0.24881 | 0.24882 | 0.24882 | 0.24881 | 0.29574 | 0.30693 | 0.31733 | 0.32697 | 0.33564 | 0.34037 | 0.34666 | 0.3536 | 0.36067 | 0.36788 | 1.2372 | 1.2619 | 1.2871 | 1.3129 | 1.3391 | 1.3659 | 1.3932 | 1.4211 | 1.4495 | 1.4785 | -0.94142 | -0.95498 | -0.96981 | -0.98592 | -1.0035 | -1.0256 | -1.0466 | -1.0675 | -1.0889 | -1.1106 | 594.2487 | 591.2774 | 588.321 | 585.3794 | 582.4525 | 579.5403 | 576.6426 | 573.7594 | 570.8906 | 568.0361 | 0 | 0 | 0 | 0 | 0 | 0 | 0 | 0 | 0 | 0 | 0 | 0 | 0 | 0 | 0 | 0 | 0 | 0 | 0 | 0 | 0 | 0 | 0 | 0 | 0 | 0 | 0 | 0 | 0 | 0
Com ¦ Condensing Boiler ¦ Std Baseline | ROB | C_Multi-Residential | Ottawa and Surrounding | Space Heating/Ventilation | Commercial | Com¦Boiler¦Std | End Use Consumption (m^3/year) | 25 | 1.5743 | 1.5984 | 1.6176 | 1.6321 | 1.6413 | 1.6329 | 1.6308 | 1.6308 | 1.6308 | 1.6307 | 0.52357 | 0.54224 | 0.55971 | 0.57602 | 0.59087 | 0.59959 | 0.61078 | 0.623 | 0.63546 | 0.64816 | 0.33258 | 0.33923 | 0.34601 | 0.35294 | 0.35999 | 0.36719 | 0.37454 | 0.38203 | 0.38967 | 0.39746 | 0.19099 | 0.20301 | 0.21369 | 0.22309 | 0.23087 | 0.23239 | 0.23624 | 0.24097 | 0.24579 | 0.25069 | 7623427.2878 | 7585310.1514 | 7547383.6006 | 7509646.6826 | 7472098.4492 | 7434737.9569 | 7397564.2672 | 7360576.4458 | 7323773.5636 | 7287154.6958 | 7623427.2878 | 7585310.1514 | 7547383.6006 | 7509646.6826 | 7472098.4492 | 7434737.9569 | 7397564.2672 | 7360576.4458 | 7323773.5636 | 7287154.6958 | 6941.0347 | 19278.0349 | 36003.4881 | 57894.1493 | 84081.0777 | 113697.0085 | 145882.3271 | 180292.8868 | 216324.2131 | 253695.5863 | 6941.0347 | 12337.0001 | 16725.4532 | 21890.6612 | 26186.9284 | 29615.9308 | 32185.3186 | 34410.5597 | 36031.3263 | 37371.3732
Com ¦ Condensing Water Heaters | ROB | C_Multi-Residential | Ottawa and Surrounding | Water Heating | Commercial | Com ¦ Water Heating | End Use Consumption (m^3/year) | 13 | 1.5536 | 1.5892 | 1.6159 | 1.6352 | 1.6466 | 1.6465 | 1.6432 | 1.6432 | 1.6432 | 1.6432 | 0.24404 | 0.25463 | 0.26408 | 0.27258 | 0.27997 | 0.28555 | 0.29068 | 0.29649 | 0.30242 | 0.30847 | 0.15708 | 0.16022 | 0.16343 | 0.1667 | 0.17003 | 0.17343 | 0.1769 | 0.18044 | 0.18405 | 0.18773 | 0.086963 | 0.094409 | 0.10066 | 0.10589 | 0.10994 | 0.11212 | 0.11378 | 0.11606 | 0.11838 | 0.12075 | 173167.5489 | 172301.7111 | 171440.2026 | 170583.0016 | 169730.0865 | 168881.4361 | 168037.0289 | 167196.8438 | 166360.8596 | 165529.0553 | 173167.5489 | 172301.7111 | 171440.2026 | 170583.0016 | 169730.0865 | 168881.4361 | 168037.0289 | 167196.8438 | 166360.8596 | 165529.0553 | 5209.2557 | 10161.0144 | 14849.0407 | 19420.984 | 23837.0086 | 28078.5664 | 32135.8916 | 36027.8154 | 39756.0796 | 43335.1943 | 5209.2557 | 4951.7587 | 4688.0264 | 4571.9433 | 4416.0246 | 4241.5578 | 4057.3251 | 3891.9238 | 3728.2642 | 3579.1147
Com ¦ High Extraction Washer | ROB | C_Multi-Residential | Ottawa and Surrounding | Appliances/Other | Commercial | NA | Customer Segment Consumption (m^3/year) | 10 | 3.6209 | 3.7243 | 3.8011 | 3.8567 | 3.8899 | 3.8888 | 3.8795 | 3.8795 | 3.8795 | 3.8794 | 0.018619 | 0.019533 | 0.020335 | 0.021045 | 0.021651 | 0.022078 | 0.022465 | 0.022914 | 0.023373 | 0.02384 | 0.005142 | 0.0052448 | 0.0053497 | 0.0054567 | 0.0055658 | 0.0056772 | 0.0057907 | 0.0059065 | 0.0060246 | 0.0061451 | 0.013477 | 0.014288 | 0.014985 | 0.015588 | 0.016085 | 0.0164 | 0.016674 | 0.017008 | 0.017348 | 0.017695 | 851424.8249 | 847167.7008 | 842931.8623 | 838717.2029 | 834523.6169 | 830350.9988 | 826199.2439 | 822068.2476 | 817957.9064 | 813868.1169 | 851424.8249 | 847167.7008 | 842931.8623 | 838717.2029 | 834523.6169 | 830350.9988 | 826199.2439 | 822068.2476 | 817957.9064 | 813868.1169 | 59882.4321 | 114804.5256 | 165220.8809 | 211729.514 | 254619.7203 | 294168.6721 | 330630.6807 | 364269.5896 | 395300.2468 | 423934.106 | 59882.4321 | 54922.0935 | 50416.3553 | 46508.6331 | 42890.2063 | 39548.9518 | 36462.0086 | 33638.9089 | 31030.6572 | 28633.8592
Com ¦ Near Condensing Boiler¦ Std Baseline | ROB | C_Multi-Residential | Ottawa and Surrounding | Space Heating/Ventilation | Commercial | Com¦Boiler¦Std | End Use Consumption (m^3/year) | 25 | 4.3784 | 4.4456 | 4.4989 | 4.5392 | 4.5649 | 4.5415 | 4.5355 | 4.5356 | 4.5355 | 4.5355 | 0.29918 | 0.30985 | 0.31983 | 0.32915 | 0.33764 | 0.34262 | 0.34902 | 0.356 | 0.36312 | 0.37037 | 0.068331 | 0.069697 | 0.071091 | 0.072513 | 0.073963 | 0.075443 | 0.076952 | 0.078491 | 0.08006 | 0.081662 | 0.23085 | 0.24015 | 0.24874 | 0.25664 | 0.26367 | 0.26718 | 0.27206 | 0.27751 | 0.28306 | 0.28871 | 4356244.1645 | 4334462.9436 | 4312790.6289 | 4291226.6758 | 4269770.5424 | 4248421.6897 | 4227179.5812 | 4206043.6833 | 4185013.4649 | 4164088.3976 | 4356244.1645 | 4334462.9436 | 4312790.6289 | 4291226.6758 | 4269770.5424 | 4248421.6897 | 4227179.5812 | 4206043.6833 | 4185013.4649 | 4164088.3976 | 106512.1558 | 203108.0556 | 290171.685 | 369031.7419 | 439937.8198 | 503303.4162 | 559609.9254 | 609514.309 | 653561.0142 | 692359.0055 | 106512.1558 | 96595.8998 | 87063.6294 | 78860.0569 | 70906.0779 | 63365.5965 | 56306.5091 | 49904.3836 | 44046.7052 | 38797.9913
Com ¦ Tankless Water Heaters | ROB | C_Multi-Residential | Ottawa and Surrounding | Water Heating | Commercial | Com ¦ Water Heating | End Use Consumption (m^3/year) | 18 | 0.54413 | 0.55403 | 0.56143 | 0.5668 | 0.56995 | 0.56992 | 0.56902 | 0.56902 | 0.56901 | 0.56902 | 0.46011 | 0.47785 | 0.49392 | 0.50862 | 0.52167 | 0.53208 | 0.54186 | 0.5527 | 0.56375 | 0.57503 | 0.84559 | 0.8625 | 0.87976 | 0.89735 | 0.9153 | 0.9336 | 0.95228 | 0.97132 | 0.99075 | 1.0106 | -0.38548 | -0.38465 | -0.38583 | -0.38873 | -0.39362 | -0.40152 | -0.41041 | -0.41862 | -0.427 | -0.43553 | 258942.1291 | 257647.4185 | 256359.1814 | 255077.3855 | 253801.9986 | 252532.9886 | 251270.3236 | 250013.972 | 248763.9022 | 247520.0826 | 0 | 0 | 0 | 0 | 0 | 0 | 0 | 0 | 0 | 0 | 0 | 0 | 0 | 0 | 0 | 0 | 0 | 0 | 0 | 0 | 0 | 0 | 0 | 0 | 0 | 0 | 0 | 0 | 0 | 0
Com ¦ Air Curtains | NEW | C_Office - Large | Ottawa and Surrounding | Space Heating/Ventilation | Commercial | NA | Shipping door | 15 | 5.3878 | 5.504 | 5.5961 | 5.6658 | 5.7101 | 5.6694 | 5.659 | 5.6589 | 5.6587 | 5.6585 | 54793.8552 | 57095.1782 | 59211.3087 | 61147.8426 | 62858.8782 | 63658.8135 | 64812.7081 | 66108.1395 | 67428.0058 | 68773.4309 | 10170 | 10373.4 | 10580.868 | 10792.4854 | 11008.3351 | 11228.5018 | 11453.0718 | 11682.1332 | 11915.7759 | 12154.0914 | 44623.8552 | 46721.7782 | 48630.4407 | 50355.3572 | 51850.5432 | 52430.3118 | 53359.6363 | 54426.0063 | 55512.2299 | 56619.3395 | 0.039186 | 0.078608 | 0.11827 | 0.15817 | 0.19832 | 0.23872 | 0.27937 | 0.32028 | 0.36145 | 0.40288 | 0.039186 | 0.078608 | 0.11827 | 0.15817 | 0.19832 | 0.23872 | 0.27937 | 0.32028 | 0.36145 | 0.40288 | 0.027674 | 0.055515 | 0.084069 | 0.1133 | 0.14328 | 0.17394 | 0.20525 | 0.23717 | 0.26968 | 0.30276 | 0.027674 | 0.027841 | 0.028554 | 0.029234 | 0.029973 | 0.030662 | 0.031309 | 0.03192 | 0.032513 | 0.033077
Com ¦ Condensing Boiler ¦ Near Cond Baseline | NEW | C_Office - Large | Ottawa and Surrounding | Space Heating/Ventilation | Commercial | NA | End Use Consumption (m^3/year) | 25 | 1.0302 | 1.046 | 1.0586 | 1.0681 | 1.0741 | 1.0686 | 1.0672 | 1.0672 | 1.0672 | 1.0672 | 0.22439 | 0.23239 | 0.23987 | 0.24687 | 0.25323 | 0.25697 | 0.26176 | 0.267 | 0.27234 | 0.27778 | 0.2178 | 0.22216 | 0.2266 | 0.23114 | 0.23576 | 0.24047 | 0.24528 | 0.25019 | 0.25519 | 0.2603 | 0.0065823 | 0.010226 | 0.013271 | 0.01573 | 0.01747 | 0.016492 | 0.016479 | 0.016811 | 0.017145 | 0.017485 | 57644.2399 | 115864.9221 | 174672.1345 | 234076.1089 | 294087.2235 | 354716.0049 | 415973.1306 | 477869.4313 | 540415.893 | 603623.6596 | 57644.2399 | 115864.9221 | 174672.1345 | 234076.1089 | 294087.2235 | 354716.0049 | 415973.1306 | 477869.4313 | 540415.893 | 603623.6596 | 5813.3174 | 11684.768 | 17208.0148 | 22272.0638 | 28000.5269 | 34064.4199 | 40230.0424 | 46334.6055 | 52490.2289 | 58652.388 | 5813.3174 | 5871.4506 | 5523.2468 | 5064.0491 | 5728.4631 | 6063.893 | 6165.6225 | 6104.563 | 6155.6234 | 6162.1591
Com ¦ Condensing Boiler ¦ Std Baseline | NEW | C_Office - Large | Ottawa and Surrounding | Space Heating/Ventilation | Commercial | Com¦Boiler¦Std | End Use Consumption (m^3/year) | 25 | 1.5743 | 1.5984 | 1.6176 | 1.6321 | 1.6413 | 1.6329 | 1.6308 | 1.6308 | 1.6308 | 1.6307 | 0.52357 | 0.54224 | 0.55971 | 0.57602 | 0.59087 | 0.59959 | 0.61078 | 0.623 | 0.63546 | 0.64816 | 0.33258 | 0.33923 | 0.34601 | 0.35294 | 0.35999 | 0.36719 | 0.37454 | 0.38203 | 0.38967 | 0.39746 | 0.19099 | 0.20301 | 0.21369 | 0.22309 | 0.23087 | 0.23239 | 0.23624 | 0.24097 | 0.24579 | 0.25069 | 134503.2263 | 270351.4849 | 407568.3139 | 546177.5875 | 686203.5214 | 827670.678 | 970603.9714 | 1115028.6731 | 1260970.4171 | 1408455.2057 | 134503.2263 | 270351.4849 | 407568.3139 | 546177.5875 | 686203.5214 | 827670.678 | 970603.9714 | 1115028.6731 | 1260970.4171 | 1408455.2057 | 3064.5317 | 6159.7088 | 11982.3479 | 20333.0919 | 31880.1955 | 46485.8779 | 63970.364 | 84112.2296 | 106944.4992 | 132323.7689 | 3064.5317 | 3095.1771 | 5822.6391 | 8350.744 | 11547.1037 | 14605.6824 | 17484.4861 | 20141.8656 | 22832.2696 | 25379.2696
Com ¦ Condensing Water Heaters | NEW | C_Office - Large | Ottawa and Surrounding | Water Heating | Commercial | Com ¦ Water Heating | End Use Consumption (m^3/year) | 13 | 1.5536 | 1.5892 | 1.6159 | 1.6352 | 1.6466 | 1.6465 | 1.6432 | 1.6432 | 1.6432 | 1.6432 | 0.24404 | 0.25463 | 0.26408 | 0.27258 | 0.27997 | 0.28555 | 0.29068 | 0.29649 | 0.30242 | 0.30847 | 0.15708 | 0.16022 | 0.16343 | 0.1667 | 0.17003 | 0.17343 | 0.1769 | 0.18044 | 0.18405 | 0.18773 | 0.086963 | 0.094409 | 0.10066 | 0.10589 | 0.10994 | 0.11212 | 0.11378 | 0.11606 | 0.11838 | 0.12075 | 1073.1325 | 2156.9962 | 3251.7792 | 4357.6717 | 5474.867 | 6603.5611 | 7743.9527 | 8896.2436 | 10060.6381 | 11237.3438 | 1073.1325 | 2156.9962 | 3251.7792 | 4357.6717 | 5474.867 | 6603.5611 | 7743.9527 | 8896.2436 | 10060.6381 | 11237.3438 | 581.0384 | 1167.8872 | 1764.1009 | 2367.3681 | 2993.116 | 3636.3064 | 4293.969 | 4963.9459 | 5647.3933 | 6343.5477 | 581.0384 | 586.8488 | 596.2137 | 603.2673 | 625.7479 | 643.1904 | 657.6626 | 669.9769 | 683.4474 | 696.1544
Com ¦ High perf.glazings ¦ New | NEW | C_Office - Large | Ottawa and Surrounding | Space Heating/Ventilation | Commercial | Windows New | End Use Consumption (m^3/year) | 30 | 1.6157 | 1.6383 | 1.6563 | 1.6698 | 1.6785 | 1.6706 | 1.6686 | 1.6686 | 1.6686 | 1.6686 | 0.40969 | 0.42374 | 0.43695 | 0.44934 | 0.4607 | 0.46771 | 0.47649 | 0.48602 | 0.49574 | 0.50565 | 0.25357 | 0.25864 | 0.26382 | 0.26909 | 0.27447 | 0.27996 | 0.28556 | 0.29127 | 0.2971 | 0.30304 | 0.15612 | 0.1651 | 0.17313 | 0.18025 | 0.18623 | 0.18774 | 0.19093 | 0.19475 | 0.19864 | 0.2026 | 38337.4833 | 77058.3414 | 116169.2834 | 155677.1142 | 195588.736 | 235911.1498 | 276651.4569 | 317816.8604 | 359414.6668 | 401452.2876 | 38337.4833 | 77058.3414 | 116169.2834 | 155677.1142 | 195588.736 | 235911.1498 | 276651.4569 | 317816.8604 | 359414.6668 | 401452.2876 | 11174.0127 | 22459.7656 | 33656.8552 | 44597.0859 | 56313.4062 | 68465.1847 | 80854.639 | 93341.7478 | 106023.4816 | 118873.754 | 11174.0127 | 11285.7528 | 11197.0896 | 10940.2307 | 11716.3203 | 12151.7785 | 12389.4543 | 12487.1088 | 12681.7338 | 12850.2724
Com ¦ Near Condensing Boiler¦ Std Baseline | NEW | C_Office - Large | Ottawa and Surrounding | Space Heating/Ventilation | Commercial | Com¦Boiler¦Std | End Use Consumption (m^3/year) | 25 | 4.3784 | 4.4456 | 4.4989 | 4.5392 | 4.5649 | 4.5415 | 4.5355 | 4.5356 | 4.5355 | 4.5355 | 0.29918 | 0.30985 | 0.31983 | 0.32915 | 0.33764 | 0.34262 | 0.34902 | 0.356 | 0.36312 | 0.37037 | 0.068331 | 0.069697 | 0.071091 | 0.072513 | 0.073963 | 0.075443 | 0.076952 | 0.078491 | 0.08006 | 0.081662 | 0.23085 | 0.24015 | 0.24874 | 0.25664 | 0.26367 | 0.26718 | 0.27206 | 0.27751 | 0.28306 | 0.28871 | 76858.9865 | 154486.5628 | 232896.1794 | 312101.4785 | 392116.2979 | 472954.6731 | 554630.8408 | 637159.2418 | 720554.524 | 804831.5461 | 76858.9865 | 154486.5628 | 232896.1794 | 312101.4785 | 392116.2979 | 472954.6731 | 554630.8408 | 637159.2418 | 720554.524 | 804831.5461 | 47026.1128 | 94522.4867 | 139890.163 | 182991.1977 | 224087.9731 | 263023.3032 | 299730.4771 | 334195.4727 | 366483.4818 | 396647.0956 | 47026.1128 | 47496.3739 | 45367.6763 | 43101.0348 | 41096.7753 | 38935.3302 | 36707.1738 | 34464.9956 | 32288.0091 | 30163.6139
Com ¦ Super High Perf Glazing ¦New | NEW | C_Office - Large | Ottawa and Surrounding | Space Heating/Ventilation | Commercial | Windows New | End Use Consumption (m^3/year) | 30 | 0.53856 | 0.54611 | 0.55209 | 0.55662 | 0.5595 | 0.55687 | 0.5562 | 0.5562 | 0.5562 | 0.55619 | 0.61454 | 0.63561 | 0.65542 | 0.67401 | 0.69106 | 0.70156 | 0.71473 | 0.72903 | 0.74361 | 0.75847 | 1.1411 | 1.1639 | 1.1872 | 1.2109 | 1.2351 | 1.2598 | 1.285 | 1.3107 | 1.3369 | 1.3637 | -0.52653 | -0.52828 | -0.53175 | -0.5369 | -0.54407 | -0.55828 | -0.5703 | -0.5817 | -0.59334 | -0.60522 | 57506.2249 | 115587.5121 | 174253.9251 | 233515.6713 | 293383.104 | 353866.7247 | 414977.1854 | 476725.2906 | 539122.0002 | 602178.4313 | 0 | 0 | 0 | 0 | 0 | 0 | 0 | 0 | 0 | 0 | 0 | 0 | 0 | 0 | 0 | 0 | 0 | 0 | 0 | 0 | 0 | 0 | 0 | 0 | 0 | 0 | 0 | 0 | 0 | 0
Com ¦ Tankless Water Heaters | NEW | C_Office - Large | Ottawa and Surrounding | Water Heating | Commercial | Com ¦ Water Heating | End Use Consumption (m^3/year) | 18 | 0.54413 | 0.55403 | 0.56143 | 0.5668 | 0.56995 | 0.56992 | 0.56902 | 0.56902 | 0.56901 | 0.56902 | 0.46011 | 0.47785 | 0.49392 | 0.50862 | 0.52167 | 0.53208 | 0.54186 | 0.5527 | 0.56375 | 0.57503 | 0.84559 | 0.8625 | 0.87976 | 0.89735 | 0.9153 | 0.9336 | 0.95228 | 0.97132 | 0.99075 | 1.0106 | -0.38548 | -0.38465 | -0.38583 | -0.38873 | -0.39362 | -0.40152 | -0.41041 | -0.41862 | -0.427 | -0.43553 | 1604.6841 | 3225.4149 | 4862.4735 | 6516.1445 | 8186.717 | 9874.4839 | 11579.7424 | 13302.7941 | 15043.9449 | 16803.5048 | 0 | 0 | 0 | 0 | 0 | 0 | 0 | 0 | 0 | 0 | 0 | 0 | 0 | 0 | 0 | 0 | 0 | 0 | 0 | 0 | 0 | 0 | 0 | 0 | 0 | 0 | 0 | 0 | 0 | 0
Com ¦ Air Sealing | RET | C_Office - Large | Ottawa and Surrounding | Space Heating/Ventilation | Commercial | NA | Floor area (1000m2) | 6 | 0.7443 | 0.77842 | 0.80548 | 0.82599 | 0.83903 | 0.82713 | 0.82412 | 0.82415 | 0.82415 | 0.82412 | 0.06258 | 0.066757 | 0.07046 | 0.073699 | 0.07636 | 0.076782 | 0.078033 | 0.079597 | 0.081189 | 0.082809 | 0.084079 | 0.08576 | 0.087476 | 0.089225 | 0.09101 | 0.09283 | 0.094686 | 0.09658 | 0.098512 | 0.10048 | -0.021499 | -0.019003 | -0.017016 | -0.015526 | -0.01465 | -0.016047 | -0.016654 | -0.016984 | -0.017323 | -0.017673 | 273.7602 | 272.3914 | 271.0295 | 269.6743 | 268.326 | 266.9843 | 265.6494 | 264.3212 | 262.9996 | 261.6846 | 0 | 0 | 0 | 0 | 0 | 0 | 0 | 0 | 0 | 0 | 0 | 0 | 0 | 0 | 0 | 0 | 0 | 0 | 0 | 0 | 0 | 0 | 0 | 0 | 0 | 0 | 0 | 0 | 0 | 0
Com ¦ Building Controls and Automation Systems | RET | C_Office - Large | Ottawa and Surrounding | Space Heating/Ventilation | Commercial | NA | Customer Segment Consumption (m^3/year) | 11 | 1.6349 | 1.6788 | 1.7136 | 1.7399 | 1.7567 | 1.7414 | 1.7375 | 1.7375 | 1.7375 | 1.7375 | 0.21383 | 0.22396 | 0.23317 | 0.24149 | 0.2487 | 0.25146 | 0.25592 | 0.26104 | 0.26626 | 0.27158 | 0.13079 | 0.13341 | 0.13607 | 0.13879 | 0.14157 | 0.1444 | 0.14729 | 0.15024 | 0.15324 | 0.15631 | 0.083038 | 0.090553 | 0.097099 | 0.1027 | 0.10713 | 0.10706 | 0.10863 | 0.1108 | 0.11302 | 0.11528 | 5033672.0316 | 5008503.6714 | 4983461.153 | 4958543.8473 | 4933751.128 | 4909082.3724 | 4884536.9605 | 4860114.2757 | 4835813.7044 | 4811634.6358 | 5033672.0316 | 5008503.6714 | 4983461.153 | 4958543.8473 | 4933751.128 | 4909082.3724 | 4884536.9605 | 4860114.2757 | 4835813.7044 | 4811634.6358 | 173084.8112 | 349815.0131 | 528633.1599 | 712456.8489 | 899237.0749 | 1087351.1201 | 1275347.064 | 1462539.957 | 1647814.6358 | 1830430.0375 | 173084.8112 | 176730.2019 | 178818.1467 | 183823.689 | 186780.226 | 188114.0453 | 187995.9438 | 187192.8931 | 185274.6787 | 182615.4018
Com ¦ Demand Control Ventilation | RET | C_Office - Large | Ottawa and Surrounding | Space Heating/Ventilation | Commercial | COM/Ventilation | Customer Segment Consumption (m^3/year) | 15 | 9.127 | 9.3203 | 9.4735 | 9.5896 | 9.6635 | 9.596 | 9.579 | 9.5791 | 9.5791 | 9.5789 | 0.52683 | 0.54874 | 0.56892 | 0.58741 | 0.60378 | 0.61155 | 0.62267 | 0.63514 | 0.64784 | 0.66078 | 0.057722 | 0.058876 | 0.060054 | 0.061255 | 0.06248 | 0.06373 | 0.065004 | 0.066304 | 0.06763 | 0.068983 | 0.4691 | 0.48987 | 0.50887 | 0.52615 | 0.5413 | 0.54782 | 0.55767 | 0.56883 | 0.58021 | 0.5918 | 7225271.9739 | 7189145.614 | 7153199.886 | 7117433.8865 | 7081846.7171 | 7046437.4835 | 7011205.2961 | 6976149.2696 | 6941268.5233 | 6906562.1807 | 7225271.9739 | 7189145.614 | 7153199.886 | 7117433.8865 | 7081846.7171 | 7046437.4835 | 7011205.2961 | 6976149.2696 | 6941268.5233 | 6906562.1807 | 315213.3313 | 642058.2707 | 978220.0914 | 1321695.9473 | 1669486.1381 | 2018461.7218 | 2365499.6133 | 2707541.5634 | 3041589.9013 | 3364914.65 | 315213.3313 | 326844.9394 | 336161.8207 | 343475.8558 | 347790.1908 | 348975.5837 | 347037.8915 | 342041.9501 | 334048.3379 | 323324.7487
Com ¦ Heat Reflector Panels | RET | C_Office - Large | Ottawa and Surrounding | Space Heating/Ventilation | Commercial | NA | End Use Consumption (m^3/year) | 18 | 2.0191 | 2.0568 | 2.0867 | 2.1094 | 2.1238 | 2.1106 | 2.1073 | 2.1073 | 2.1073 | 2.1073 | 0.092157 | 0.095756 | 0.099092 | 0.10217 | 0.10493 | 0.10636 | 0.10832 | 0.11049 | 0.1127 | 0.11495 | 0.045643 | 0.046556 | 0.047487 | 0.048437 | 0.049405 | 0.050393 | 0.051401 | 0.052429 | 0.053478 | 0.054547 | 0.046514 | 0.049201 | 0.051605 | 0.053734 | 0.055522 | 0.055969 | 0.056917 | 0.058057 | 0.059217 | 0.0604 | 256339.7482 | 255058.0495 | 253782.7592 | 252513.8454 | 251251.2762 | 249995.0198 | 248745.0447 | 247501.3195 | 246263.8129 | 245032.4938 | 256339.7482 | 255058.0495 | 253782.7592 | 252513.8454 | 251251.2762 | 249995.0198 | 248745.0447 | 247501.3195 | 246263.8129 | 245032.4938 | 8106.0105 | 16329.5308 | 24606.1482 | 33128.4004 | 41792.451 | 50521.742 | 59250.7551 | 67960.0254 | 76603.9095 | 85158.2622 | 8106.0105 | 8223.5203 | 8276.6173 | 8522.2522 | 8664.0507 | 8729.2909 | 8729.0132 | 8709.2702 | 8643.8842 | 8554.3527
Com ¦ Heat/Energy Recovery Ventilation | RET | C_Office - Large | Ottawa and Surrounding | Space Heating/Ventilation | Commercial | COM/Ventilation | Customer Segment Consumption (m^3/year) | 15 | 2.2951 | 2.3437 | 2.3823 | 2.4115 | 2.43 | 2.4131 | 2.4088 | 2.4088 | 2.4088 | 2.4088 | 0.31541 | 0.32853 | 0.34061 | 0.35168 | 0.36148 | 0.36613 | 0.37279 | 0.38025 | 0.38786 | 0.39561 | 0.13743 | 0.14017 | 0.14298 | 0.14584 | 0.14875 | 0.15173 | 0.15476 | 0.15786 | 0.16102 | 0.16424 | 0.17798 | 0.18836 | 0.19763 | 0.20584 | 0.21272 | 0.2144 | 0.21803 | 0.2224 | 0.22684 | 0.23137 | 4325733.251 | 4304104.5847 | 4282584.0618 | 4261171.1415 | 4239865.2858 | 4218665.9594 | 4197572.6296 | 4176584.7664 | 4155701.8426 | 4134923.3334 | 4325733.251 | 4304104.5847 | 4282584.0618 | 4261171.1415 | 4239865.2858 | 4218665.9594 | 4197572.6296 | 4176584.7664 | 4155701.8426 | 4134923.3334 | 0.0018992 | 0.0040065 | 0.0062573 | 0.0085539 | 0.010958 | 0.013483 | 0.01611 | 0.018796 | 0.021509 | 0.024213 | 0.0018992 | 0.0021073 | 0.0022508 | 0.0022966 | 0.002404 | 0.0025249 | 0.0026273 | 0.0026857 | 0.0027133 | 0.0027041
Com ¦ High perf.glazings ¦ Retro | RET | C_Office - Large | Ottawa and Surrounding | Space Heating/Ventilation | Commercial | Windows Retro | End Use Consumption (m^3/year) | 30 | 1.1286 | 1.1444 | 1.1569 | 1.1664 | 1.1725 | 1.167 | 1.1656 | 1.1656 | 1.1656 | 1.1655 | 0.40969 | 0.42374 | 0.43695 | 0.44934 | 0.4607 | 0.46771 | 0.47649 | 0.48602 | 0.49574 | 0.50565 | 0.36301 | 0.37027 | 0.37767 | 0.38523 | 0.39293 | 0.40079 | 0.4088 | 0.41698 | 0.42532 | 0.43383 | 0.046685 | 0.053473 | 0.059275 | 0.064116 | 0.067774 | 0.066916 | 0.067683 | 0.069039 | 0.070417 | 0.071818 | 1907289.7932 | 1897753.3442 | 1888264.5775 | 1878823.2546 | 1869429.1384 | 1860081.9927 | 1850781.5827 | 1841527.6748 | 1832320.0364 | 1823158.4362 | 1907289.7932 | 1897753.3442 | 1888264.5775 | 1878823.2546 | 1869429.1384 | 1860081.9927 | 1850781.5827 | 1841527.6748 | 1832320.0364 | 1823158.4362 | 11483.0997 | 21983.9099 | 31353.1837 | 41676.2067 | 52339.2317 | 62932.4679 | 73189.9201 | 83312.675 | 93237.3208 | 103106.2275 | 11483.0997 | 10500.8102 | 9369.2738 | 10323.023 | 10663.025 | 10593.2362 | 10257.4522 | 10122.755 | 9924.6458 | 9868.9067
Com ¦ Operational Improvement | RET | C_Office - Large | Ottawa and Surrounding | Cross Cutting/Behavioural | Commercial | NA | Customer Segment Consumption (m^3/year) | 5 | 2.0919 | 2.2142 | 2.3046 | 2.3725 | 2.4157 | 2.3793 | 2.3692 | 2.3692 | 2.3693 | 2.3693 | 0.051596 | 0.055707 | 0.05914 | 0.0621 | 0.064494 | 0.064795 | 0.065809 | 0.067124 | 0.06847 | 0.069841 | 0.024665 | 0.025158 | 0.025662 | 0.026175 | 0.026698 | 0.027232 | 0.027777 | 0.028332 | 0.028899 | 0.029477 | 0.026931 | 0.030548 | 0.033478 | 0.035925 | 0.037796 | 0.037563 | 0.038033 | 0.038792 | 0.039571 | 0.040364 | 3893230.7119 | 3873764.5583 | 3854395.7356 | 3835123.7569 | 3815948.1381 | 3796868.3974 | 3777884.0554 | 3758994.6351 | 3740199.662 | 3721498.6637 | 3893230.7119 | 3873764.5583 | 3854395.7356 | 3835123.7569 | 3815948.1381 | 3796868.3974 | 3777884.0554 | 3758994.6351 | 3740199.662 | 3721498.6637 | 164320.8968 | 334448.5387 | 509226.3549 | 687887.1486 | 868916.3221 | 1050760.6278 | 1231841.6895 | 1410680.3428 | 1585791.8162 | 1755833.9167 | 164320.8968 | 170127.6419 | 174777.8162 | 178660.7937 | 181029.1735 | 181844.3056 | 181081.0617 | 178838.6534 | 175111.4733 | 170042.1006
Com ¦ Roof Insulation Upgrade | RET | C_Office - Large | Ottawa and Surrounding | Space Heating/Ventilation | Commercial | NA | Floor area (1000m2) | 20 | 0.96938 | 0.98631 | 0.99974 | 1.0099 | 1.0164 | 1.0105 | 1.009 | 1.009 | 1.009 | 1.009 | 0.36147 | 0.37513 | 0.38785 | 0.39962 | 0.41023 | 0.416 | 0.42369 | 0.43217 | 0.44081 | 0.44963 | 0.37288 | 0.38034 | 0.38795 | 0.39571 | 0.40362 | 0.41169 | 0.41993 | 0.42833 | 0.43689 | 0.44563 | -0.011417 | -0.0052059 | -0.00010224 | 0.0039177 | 0.0066095 | 0.0043095 | 0.0037681 | 0.0038478 | 0.0039229 | 0.0039953 | 153.3057 | 152.5392 | 151.7765 | 151.0176 | 150.2625 | 149.5112 | 148.7637 | 148.0199 | 147.2798 | 146.5434 | 0 | 0 | 0 | 151.0176 | 150.2625 | 149.5112 | 148.7637 | 148.0199 | 147.2798 | 146.5434 | 0 | 0 | 0 | 1.0906 | 2.2089 | 3.3248 | 4.4181 | 5.5036 | 6.5763 | 7.6467 | 0 | 0 | 0 | 1.0906 | 1.1184 | 1.1158 | 1.0933 | 1.0855 | 1.0727 | 1.0704
Com ¦ Super High Perf Glazing ¦Retro | RET | C_Office - Large | Ottawa and Surrounding | Space Heating/Ventilation | Commercial | Windows Retro | End Use Consumption (m^3/year) | 30 | 0.53856 | 0.54611 | 0.55209 | 0.55662 | 0.5595 | 0.55687 | 0.5562 | 0.5562 | 0.5562 | 0.55619 | 0.61454 | 0.63561 | 0.65542 | 0.67401 | 0.69106 | 0.70156 | 0.71473 | 0.72903 | 0.74361 | 0.75847 | 1.1411 | 1.1639 | 1.1872 | 1.2109 | 1.2351 | 1.2598 | 1.285 | 1.3107 | 1.3369 | 1.3637 | -0.52653 | -0.52828 | -0.53175 | -0.5369 | -0.54407 | -0.55828 | -0.5703 | -0.5817 | -0.59334 | -0.60522 | 2860934.6898 | 2846630.0164 | 2832396.8663 | 2818234.8819 | 2804143.7075 | 2790122.989 | 2776172.3741 | 2762291.5122 | 2748480.0546 | 2734737.6543 | 0 | 0 | 0 | 0 | 0 | 0 | 0 | 0 | 0 | 0 | 0 | 0 | 0 | 0 | 0 | 0 | 0 | 0 | 0 | 0 | 0 | 0 | 0 | 0 | 0 | 0 | 0 | 0 | 0 | 0
Com ¦ VFD | RET | C_Office - Large | Ottawa and Surrounding | Space Heating/Ventilation | Commercial | NA | Customer Segment Consumption (m^3/year) | 15 | 8.073 | 8.1961 | 8.2942 | 8.3695 | 8.4188 | 8.3799 | 8.3727 | 8.3765 | 8.3803 | 8.3841 | 0.25811 | 0.26728 | 0.27589 | 0.28396 | 0.29135 | 0.2958 | 0.30146 | 0.30763 | 0.31392 | 0.32035 | 0.031971 | 0.032611 | 0.033263 | 0.033928 | 0.034607 | 0.035299 | 0.036005 | 0.036725 | 0.037459 | 0.038209 | 0.22613 | 0.23467 | 0.24263 | 0.25003 | 0.25674 | 0.2605 | 0.26545 | 0.2709 | 0.27646 | 0.28214 | 3985571.0198 | 3965643.1647 | 3945814.9489 | 3926085.8742 | 3906455.4448 | 3886923.1676 | 3867488.5517 | 3848151.109 | 3828910.3534 | 3809765.8017 | 3985571.0198 | 3965643.1647 | 3945814.9489 | 3926085.8742 | 3906455.4448 | 3886923.1676 | 3867488.5517 | 3848151.109 | 3828910.3534 | 3809765.8017 | 171313.7919 | 348922.4168 | 531621.1423 | 718299.288 | 907393.544 | 1097262.8311 | 1286224.7288 | 1472649.7454 | 1654940.3023 | 1831635.7032 | 171313.7919 | 177608.625 | 182698.7254 | 186678.1457 | 189094.256 | 189869.2871 | 188961.8978 | 186425.0166 | 182290.5569 | 176695.4009
Com ¦ Wall Insulation Upgrade | RET | C_Office - Large | Ottawa and Surrounding | Space Heating/Ventilation | Commercial | NA | Floor area (1000m2) | 20 | 0.23905 | 0.24323 | 0.24654 | 0.24904 | 0.25064 | 0.24918 | 0.24881 | 0.24882 | 0.24882 | 0.24881 | 0.29574 | 0.30693 | 0.31733 | 0.32697 | 0.33564 | 0.34037 | 0.34666 | 0.3536 | 0.36067 | 0.36788 | 1.2372 | 1.2619 | 1.2871 | 1.3129 | 1.3391 | 1.3659 | 1.3932 | 1.4211 | 1.4495 | 1.4785 | -0.94142 | -0.95498 | -0.96981 | -0.98592 | -1.0035 | -1.0256 | -1.0466 | -1.0675 | -1.0889 | -1.1106 | 492.7684 | 490.3046 | 487.8531 | 485.4138 | 482.9867 | 480.5718 | 478.1689 | 475.7781 | 473.3992 | 471.0322 | 0 | 0 | 0 | 0 | 0 | 0 | 0 | 0 | 0 | 0 | 0 | 0 | 0 | 0 | 0 | 0 | 0 | 0 | 0 | 0 | 0 | 0 | 0 | 0 | 0 | 0 | 0 | 0 | 0 | 0
Com ¦ Air Curtains | ROB | C_Office - Large | Ottawa and Surrounding | Space Heating/Ventilation | Commercial | NA | Shipping door | 15 | 5.3878 | 5.504 | 5.5961 | 5.6658 | 5.7101 | 5.6694 | 5.659 | 5.6589 | 5.6587 | 5.6585 | 54793.8552 | 57095.1782 | 59211.3087 | 61147.8426 | 62858.8782 | 63658.8135 | 64812.7081 | 66108.1395 | 67428.0058 | 68773.4309 | 10170 | 10373.4 | 10580.868 | 10792.4854 | 11008.3351 | 11228.5018 | 11453.0718 | 11682.1332 | 11915.7759 | 12154.0914 | 44623.8552 | 46721.7782 | 48630.4407 | 50355.3572 | 51850.5432 | 52430.3118 | 53359.6363 | 54426.0063 | 55512.2299 | 56619.3395 | 2.4369 | 2.4247 | 2.4126 | 2.4005 | 2.3885 | 2.3766 | 2.3647 | 2.3529 | 2.3411 | 2.3294 | 2.4369 | 2.4247 | 2.4126 | 2.4005 | 2.3885 | 2.3766 | 2.3647 | 2.3529 | 2.3411 | 2.3294 | 0.1147 | 0.224 | 0.3281 | 0.42756 | 0.52245 | 0.61289 | 0.69901 | 0.78099 | 0.85899 | 0.93316 | 0.1147 | 0.1093 | 0.1041 | 0.099458 | 0.094894 | 0.090443 | 0.086118 | 0.081984 | 0.077992 | 0.074171
Com ¦ Condensing Boiler ¦ Std Baseline | ROB | C_Office - Large | Ottawa and Surrounding | Space Heating/Ventilation | Commercial | Com¦Boiler¦Std | End Use Consumption (m^3/year) | 25 | 1.5743 | 1.5984 | 1.6176 | 1.6321 | 1.6413 | 1.6329 | 1.6308 | 1.6308 | 1.6308 | 1.6307 | 0.52357 | 0.54224 | 0.55971 | 0.57602 | 0.59087 | 0.59959 | 0.61078 | 0.623 | 0.63546 | 0.64816 | 0.33258 | 0.33923 | 0.34601 | 0.35294 | 0.35999 | 0.36719 | 0.37454 | 0.38203 | 0.38967 | 0.39746 | 0.19099 | 0.20301 | 0.21369 | 0.22309 | 0.23087 | 0.23239 | 0.23624 | 0.24097 | 0.24579 | 0.25069 | 6691535.5105 | 6658077.8329 | 6624787.4438 | 6591663.5065 | 6558705.189 | 6525911.6631 | 6493282.1048 | 6460815.6942 | 6428511.6158 | 6396369.0577 | 6691535.5105 | 6658077.8329 | 6624787.4438 | 6591663.5065 | 6558705.189 | 6525911.6631 | 6493282.1048 | 6460815.6942 | 6428511.6158 | 6396369.0577 | 6112.7132 | 17061.9332 | 32002.3736 | 51683.1083 | 75375.2031 | 102338.161 | 131827.3913 | 163563.7065 | 197025.0897 | 231986.5785 | 6112.7132 | 10949.22 | 14940.4404 | 19680.7347 | 23692.0948 | 26962.9579 | 29489.2303 | 31736.3152 | 33461.3831 | 34961.4888
Com ¦ Condensing Water Heaters | ROB | C_Office - Large | Ottawa and Surrounding | Water Heating | Commercial | Com ¦ Water Heating | End Use Consumption (m^3/year) | 13 | 1.5536 | 1.5892 | 1.6159 | 1.6352 | 1.6466 | 1.6465 | 1.6432 | 1.6432 | 1.6432 | 1.6432 | 0.24404 | 0.25463 | 0.26408 | 0.27258 | 0.27997 | 0.28555 | 0.29068 | 0.29649 | 0.30242 | 0.30847 | 0.15708 | 0.16022 | 0.16343 | 0.1667 | 0.17003 | 0.17343 | 0.1769 | 0.18044 | 0.18405 | 0.18773 | 0.086963 | 0.094409 | 0.10066 | 0.10589 | 0.10994 | 0.11212 | 0.11378 | 0.11606 | 0.11838 | 0.12075 | 53388.3399 | 53121.3982 | 52855.7912 | 52591.5123 | 52328.5547 | 52066.912 | 51806.5774 | 51547.5445 | 51289.8068 | 51033.3578 | 53388.3399 | 53121.3982 | 52855.7912 | 52591.5123 | 52328.5547 | 52066.912 | 51806.5774 | 51547.5445 | 51289.8068 | 51033.3578 | 1612.6981 | 3152.6393 | 4617.7 | 6053.948 | 7448.7183 | 8795.9425 | 10092.2681 | 11343.4253 | 12549.694 | 13715.4588 | 1612.6981 | 1539.9411 | 1465.0607 | 1436.248 | 1394.7703 | 1347.2242 | 1296.3257 | 1251.1572 | 1206.2687 | 1165.7647
Com ¦ Near Condensing Boiler¦ Std Baseline | ROB | C_Office - Large | Ottawa and Surrounding | Space Heating/Ventilation | Commercial | Com¦Boiler¦Std | End Use Consumption (m^3/year) | 25 | 4.3784 | 4.4456 | 4.4989 | 4.5392 | 4.5649 | 4.5415 | 4.5355 | 4.5356 | 4.5355 | 4.5355 | 0.29918 | 0.30985 | 0.31983 | 0.32915 | 0.33764 | 0.34262 | 0.34902 | 0.356 | 0.36312 | 0.37037 | 0.068331 | 0.069697 | 0.071091 | 0.072513 | 0.073963 | 0.075443 | 0.076952 | 0.078491 | 0.08006 | 0.081662 | 0.23085 | 0.24015 | 0.24874 | 0.25664 | 0.26367 | 0.26718 | 0.27206 | 0.27751 | 0.28306 | 0.28871 | 3823734.5774 | 3804615.9045 | 3785592.825 | 3766664.8609 | 3747831.5366 | 3729092.3789 | 3710446.917 | 3691894.6824 | 3673435.209 | 3655068.033 | 3823734.5774 | 3804615.9045 | 3785592.825 | 3766664.8609 | 3747831.5366 | 3729092.3789 | 3710446.917 | 3691894.6824 | 3673435.209 | 3655068.033 | 93801.3256 | 179113.2706 | 256225.9739 | 326270.7885 | 389428.3672 | 446034.7768 | 496494.1639 | 541373.7335 | 581143.0513 | 616332.6096 | 93801.3256 | 85311.945 | 77112.7033 | 70044.8145 | 63157.5787 | 56606.4096 | 50459.3871 | 44879.5696 | 39769.3178 | 35189.5583
Com ¦ Steam Traps | ROB | C_Office - Large | Ottawa and Surrounding | Space Heating/Ventilation | Commercial | NA | Customer Segment Consumption (m^3/year) | 5 | 3.4961 | 3.7018 | 3.8542 | 3.9696 | 4.0433 | 3.9761 | 3.9592 | 3.9593 | 3.9594 | 3.9593 | 0.10116 | 0.10925 | 0.11602 | 0.12189 | 0.12663 | 0.12702 | 0.12901 | 0.13159 | 0.13422 | 0.1369 | 0.028934 | 0.029512 | 0.030102 | 0.030705 | 0.031319 | 0.031945 | 0.032584 | 0.033236 | 0.0339 | 0.034578 | 0.072222 | 0.079736 | 0.085917 | 0.091181 | 0.095312 | 0.095071 | 0.096422 | 0.098355 | 0.10032 | 0.10233 | 714864.3578 | 711290.036 | 707733.5858 | 704194.9179 | 700673.9433 | 697170.5736 | 693684.7207 | 690216.2971 | 686765.2156 | 683331.3896 | 714864.3578 | 711290.036 | 707733.5858 | 704194.9179 | 700673.9433 | 697170.5736 | 693684.7207 | 690216.2971 | 686765.2156 | 683331.3896 | 103920.2652 | 189187.8203 | 259316.9815 | 317332.1618 | 365423.2265 | 405383.084 | 438682.5094 | 466522.6743 | 489860.7748 | 509487.1788 | 103920.2652 | 85267.5552 | 70129.1611 | 58015.1803 | 48091.0647 | 39959.8575 | 33299.4254 | 27840.1649 | 23338.1004 | 19626.404
Com ¦ Tankless Water Heaters | ROB | C_Office - Large | Ottawa and Surrounding | Water Heating | Commercial | Com ¦ Water Heating | End Use Consumption (m^3/year) | 18 | 0.54413 | 0.55403 | 0.56143 | 0.5668 | 0.56995 | 0.56992 | 0.56902 | 0.56902 | 0.56901 | 0.56902 | 0.46011 | 0.47785 | 0.49392 | 0.50862 | 0.52167 | 0.53208 | 0.54186 | 0.5527 | 0.56375 | 0.57503 | 0.84559 | 0.8625 | 0.87976 | 0.89735 | 0.9153 | 0.9336 | 0.95228 | 0.97132 | 0.99075 | 1.0106 | -0.38548 | -0.38465 | -0.38583 | -0.38873 | -0.39362 | -0.40152 | -0.41041 | -0.41862 | -0.427 | -0.43553 | 79833.0317 | 79433.8665 | 79036.6972 | 78641.5137 | 78248.3061 | 77857.0646 | 77467.7793 | 77080.4404 | 76695.0382 | 76311.563 | 0 | 0 | 0 | 0 | 0 | 0 | 0 | 0 | 0 | 0 | 0 | 0 | 0 | 0 | 0 | 0 | 0 | 0 | 0 | 0 | 0 | 0 | 0 | 0 | 0 | 0 | 0 | 0 | 0 | 0
Com ¦ Condensing Boiler ¦ Near Cond Baseline | NEW | C_Office - Small | Ottawa and Surrounding | Space Heating/Ventilation | Commercial | NA | End Use Consumption (m^3/year) | 25 | 1.0302 | 1.046 | 1.0586 | 1.0681 | 1.0741 | 1.0686 | 1.0672 | 1.0672 | 1.0672 | 1.0672 | 0.22439 | 0.23239 | 0.23987 | 0.24687 | 0.25323 | 0.25697 | 0.26176 | 0.267 | 0.27234 | 0.27778 | 0.2178 | 0.22216 | 0.2266 | 0.23114 | 0.23576 | 0.24047 | 0.24528 | 0.25019 | 0.25519 | 0.2603 | 0.0065823 | 0.010226 | 0.013271 | 0.01573 | 0.01747 | 0.016492 | 0.016479 | 0.016811 | 0.017145 | 0.017485 | 41407.0193 | 83228.1088 | 125470.5148 | 168141.5869 | 211248.78 | 254799.6557 | 298801.8837 | 343263.2441 | 388191.6281 | 433595.0408 | 41407.0193 | 83228.1088 | 125470.5148 | 168141.5869 | 211248.78 | 254799.6557 | 298801.8837 | 343263.2441 | 388191.6281 | 433595.0408 | 4175.8231 | 8393.4043 | 12360.8638 | 15998.4723 | 20113.3429 | 24469.1594 | 28898.0503 | 33283.081 | 37704.7894 | 42131.1924 | 4175.8231 | 4217.5813 | 3967.4595 | 3637.6085 | 4114.8705 | 4355.8165 | 4428.8909 | 4385.0307 | 4421.7084 | 4426.4031
Com ¦ Condensing Boiler ¦ Std Baseline | NEW | C_Office - Small | Ottawa and Surrounding | Space Heating/Ventilation | Commercial | Com¦Boiler¦Std | End Use Consumption (m^3/year) | 25 | 1.5743 | 1.5984 | 1.6176 | 1.6321 | 1.6413 | 1.6329 | 1.6308 | 1.6308 | 1.6308 | 1.6307 | 0.52357 | 0.54224 | 0.55971 | 0.57602 | 0.59087 | 0.59959 | 0.61078 | 0.623 | 0.63546 | 0.64816 | 0.33258 | 0.33923 | 0.34601 | 0.35294 | 0.35999 | 0.36719 | 0.37454 | 0.38203 | 0.38967 | 0.39746 | 0.19099 | 0.20301 | 0.21369 | 0.22309 | 0.23087 | 0.23239 | 0.23624 | 0.24097 | 0.24579 | 0.25069 | 96616.3784 | 194198.9206 | 292764.5345 | 392330.3694 | 492913.82 | 594532.5299 | 697204.3954 | 800947.5695 | 905780.4657 | 1011721.7619 | 96616.3784 | 194198.9206 | 292764.5345 | 392330.3694 | 492913.82 | 594532.5299 | 697204.3954 | 800947.5695 | 905780.4657 | 1011721.7619 | 2201.3149 | 4424.643 | 8607.162 | 14605.6697 | 22900.187 | 33391.743 | 45951.2018 | 60419.5098 | 76820.3893 | 95050.8302 | 2201.3149 | 2223.3281 | 4182.519 | 5998.5077 | 8294.5173 | 10491.556 | 12559.4588 | 14468.308 | 16400.8795 | 18230.4409
Com ¦ Condensing Water Heaters | NEW | C_Office - Small | Ottawa and Surrounding | Water Heating | Commercial | Com ¦ Water Heating | End Use Consumption (m^3/year) | 13 | 1.5536 | 1.5892 | 1.6159 | 1.6352 | 1.6466 | 1.6465 | 1.6432 | 1.6432 | 1.6432 | 1.6432 | 0.24404 | 0.25463 | 0.26408 | 0.27258 | 0.27997 | 0.28555 | 0.29068 | 0.29649 | 0.30242 | 0.30847 | 0.15708 | 0.16022 | 0.16343 | 0.1667 | 0.17003 | 0.17343 | 0.1769 | 0.18044 | 0.18405 | 0.18773 | 0.086963 | 0.094409 | 0.10066 | 0.10589 | 0.10994 | 0.11212 | 0.11378 | 0.11606 | 0.11838 | 0.12075 | 539.8203 | 1085.0387 | 1635.7499 | 2192.0495 | 2754.0348 | 3321.8044 | 3895.4582 | 4475.0976 | 5060.8257 | 5652.7466 | 539.8203 | 1085.0387 | 1635.7499 | 2192.0495 | 2754.0348 | 3321.8044 | 3895.4582 | 4475.0976 | 5060.8257 | 5652.7466 | 292.2811 | 587.4849 | 887.3997 | 1190.8626 | 1505.6339 | 1829.1795 | 2160.005 | 2497.025 | 2840.8211 | 3191.0092 | 292.2811 | 295.2039 | 299.9147 | 303.4629 | 314.7714 | 323.5455 | 330.8255 | 337.02 | 343.7961 | 350.1881
Com ¦ High perf.glazings ¦ New | NEW | C_Office - Small | Ottawa and Surrounding | Space Heating/Ventilation | Commercial | Windows New | End Use Consumption (m^3/year) | 30 | 1.6157 | 1.6383 | 1.6563 | 1.6698 | 1.6785 | 1.6706 | 1.6686 | 1.6686 | 1.6686 | 1.6686 | 0.40969 | 0.42374 | 0.43695 | 0.44934 | 0.4607 | 0.46771 | 0.47649 | 0.48602 | 0.49574 | 0.50565 | 0.25357 | 0.25864 | 0.26382 | 0.26909 | 0.27447 | 0.27996 | 0.28556 | 0.29127 | 0.2971 | 0.30304 | 0.15612 | 0.1651 | 0.17313 | 0.18025 | 0.18623 | 0.18774 | 0.19093 | 0.19475 | 0.19864 | 0.2026 | 27538.5869 | 55352.5597 | 83446.7377 | 111826.0088 | 140495.3312 | 169459.7337 | 198724.3175 | 228294.2565 | 258174.7992 | 288371.2695 | 27538.5869 | 55352.5597 | 83446.7377 | 111826.0088 | 140495.3312 | 169459.7337 | 198724.3175 | 228294.2565 | 258174.7992 | 288371.2695 | 8026.5185 | 16133.3023 | 24176.3974 | 32034.9857 | 40451.0547 | 49179.9221 | 58079.5168 | 67049.2587 | 76158.8037 | 85389.4134 | 8026.5185 | 8106.7837 | 8043.0951 | 7858.5882 | 8416.069 | 8728.8674 | 8899.5947 | 8969.7419 | 9109.545 | 9230.6097
Com ¦ Near Condensing Boiler¦ Std Baseline | NEW | C_Office - Small | Ottawa and Surrounding | Space Heating/Ventilation | Commercial | Com¦Boiler¦Std | End Use Consumption (m^3/year) | 25 | 4.3784 | 4.4456 | 4.4989 | 4.5392 | 4.5649 | 4.5415 | 4.5355 | 4.5356 | 4.5355 | 4.5355 | 0.29918 | 0.30985 | 0.31983 | 0.32915 | 0.33764 | 0.34262 | 0.34902 | 0.356 | 0.36312 | 0.37037 | 0.068331 | 0.069697 | 0.071091 | 0.072513 | 0.073963 | 0.075443 | 0.076952 | 0.078491 | 0.08006 | 0.081662 | 0.23085 | 0.24015 | 0.24874 | 0.25664 | 0.26367 | 0.26718 | 0.27206 | 0.27751 | 0.28306 | 0.28871 | 55209.3591 | 110970.8118 | 167294.0197 | 224188.7825 | 281665.04 | 339732.8742 | 398402.5116 | 457684.3254 | 517588.8375 | 578126.7211 | 55209.3591 | 110970.8118 | 167294.0197 | 224188.7825 | 281665.04 | 339732.8742 | 398402.5116 | 457684.3254 | 517588.8375 | 578126.7211 | 33779.8046 | 67897.4073 | 100485.9236 | 131446.2656 | 160966.9076 | 188934.94 | 215302.4428 | 240059.3438 | 263252.4715 | 284919.6033 | 33779.8046 | 34117.6027 | 32588.5163 | 30960.342 | 29520.642 | 27968.0324 | 26367.5028 | 24756.901 | 23193.1277 | 21667.1318
Com ¦ Super High Perf Glazing ¦New | NEW | C_Office - Small | Ottawa and Surrounding | Space Heating/Ventilation | Commercial | Windows New | End Use Consumption (m^3/year) | 30 | 0.53856 | 0.54611 | 0.55209 | 0.55662 | 0.5595 | 0.55687 | 0.5562 | 0.5562 | 0.5562 | 0.55619 | 0.61454 | 0.63561 | 0.65542 | 0.67401 | 0.69106 | 0.70156 | 0.71473 | 0.72903 | 0.74361 | 0.75847 | 1.1411 | 1.1639 | 1.1872 | 1.2109 | 1.2351 | 1.2598 | 1.285 | 1.3107 | 1.3369 | 1.3637 | -0.52653 | -0.52828 | -0.53175 | -0.5369 | -0.54407 | -0.55828 | -0.5703 | -0.5817 | -0.59334 | -0.60522 | 41307.8804 | 83028.8396 | 125170.1065 | 167739.0132 | 210742.9968 | 254189.6006 | 298086.4762 | 342441.3847 | 387262.1989 | 432556.9042 | 0 | 0 | 0 | 0 | 0 | 0 | 0 | 0 | 0 | 0 | 0 | 0 | 0 | 0 | 0 | 0 | 0 | 0 | 0 | 0 | 0 | 0 | 0 | 0 | 0 | 0 | 0 | 0 | 0 | 0
Com ¦ Tankless Water Heaters | NEW | C_Office - Small | Ottawa and Surrounding | Water Heating | Commercial | Com ¦ Water Heating | End Use Consumption (m^3/year) | 18 | 0.54413 | 0.55403 | 0.56143 | 0.5668 | 0.56995 | 0.56992 | 0.56902 | 0.56902 | 0.56901 | 0.56902 | 0.46011 | 0.47785 | 0.49392 | 0.50862 | 0.52167 | 0.53208 | 0.54186 | 0.5527 | 0.56375 | 0.57503 | 0.84559 | 0.8625 | 0.87976 | 0.89735 | 0.9153 | 0.9336 | 0.95228 | 0.97132 | 0.99075 | 1.0106 | -0.38548 | -0.38465 | -0.38583 | -0.38873 | -0.39362 | -0.40152 | -0.41041 | -0.41862 | -0.427 | -0.43553 | 807.2079 | 1622.4878 | 2445.9811 | 3277.831 | 4118.1829 | 4967.1841 | 5824.9842 | 6691.7348 | 7567.5898 | 8452.7052 | 0 | 0 | 0 | 0 | 0 | 0 | 0 | 0 | 0 | 0 | 0 | 0 | 0 | 0 | 0 | 0 | 0 | 0 | 0 | 0 | 0 | 0 | 0 | 0 | 0 | 0 | 0 | 0 | 0 | 0
Com ¦ Air Sealing | RET | C_Office - Small | Ottawa and Surrounding | Space Heating/Ventilation | Commercial | NA | Floor area (1000m2) | 6 | 0.7443 | 0.77842 | 0.80548 | 0.82599 | 0.83903 | 0.82713 | 0.82412 | 0.82415 | 0.82415 | 0.82412 | 0.06258 | 0.066757 | 0.07046 | 0.073699 | 0.07636 | 0.076782 | 0.078033 | 0.079597 | 0.081189 | 0.082809 | 0.084079 | 0.08576 | 0.087476 | 0.089225 | 0.09101 | 0.09283 | 0.094686 | 0.09658 | 0.098512 | 0.10048 | -0.021499 | -0.019003 | -0.017016 | -0.015526 | -0.01465 | -0.016047 | -0.016654 | -0.016984 | -0.017323 | -0.017673 | 236.2226 | 235.0415 | 233.8663 | 232.697 | 231.5335 | 230.3758 | 229.224 | 228.0778 | 226.9375 | 225.8028 | 0 | 0 | 0 | 0 | 0 | 0 | 0 | 0 | 0 | 0 | 0 | 0 | 0 | 0 | 0 | 0 | 0 | 0 | 0 | 0 | 0 | 0 | 0 | 0 | 0 | 0 | 0 | 0 | 0 | 0
Com ¦ Building Controls and Automation Systems | RET | C_Office - Small | Ottawa and Surrounding | Space Heating/Ventilation | Commercial | NA | Customer Segment Consumption (m^3/year) | 11 | 1.6349 | 1.6788 | 1.7136 | 1.7399 | 1.7567 | 1.7414 | 1.7375 | 1.7375 | 1.7375 | 1.7375 | 0.21383 | 0.22396 | 0.23317 | 0.24149 | 0.2487 | 0.25146 | 0.25592 | 0.26104 | 0.26626 | 0.27158 | 0.13079 | 0.13341 | 0.13607 | 0.13879 | 0.14157 | 0.1444 | 0.14729 | 0.15024 | 0.15324 | 0.15631 | 0.083038 | 0.090553 | 0.097099 | 0.1027 | 0.10713 | 0.10706 | 0.10863 | 0.1108 | 0.11302 | 0.11528 | 3174040.2104 | 3158170.0094 | 3142379.1593 | 3126667.2635 | 3111033.9272 | 3095478.7576 | 3080001.3638 | 3064601.357 | 3049278.3502 | 3034031.9584 | 3174040.2104 | 3158170.0094 | 3142379.1593 | 3126667.2635 | 3111033.9272 | 3095478.7576 | 3080001.3638 | 3064601.357 | 3049278.3502 | 3034031.9584 | 109140.6327 | 220579.9088 | 333335.7627 | 449247.9193 | 567024.3545 | 685641.8449 | 804184.865 | 922221.5122 | 1039048.6072 | 1154198.8642 | 109140.6327 | 111439.2761 | 112755.8539 | 115912.1565 | 117776.4352 | 118617.4904 | 118543.0202 | 118036.6472 | 116827.0949 | 115150.257
Com ¦ Demand Control Ventilation | RET | C_Office - Small | Ottawa and Surrounding | Space Heating/Ventilation | Commercial | NA | Customer Segment Consumption (m^3/year) | 15 | 7.3302 | 7.4854 | 7.6085 | 7.7017 | 7.7611 | 7.7069 | 7.6932 | 7.6933 | 7.6933 | 7.6932 | 0.42311 | 0.44071 | 0.45692 | 0.47177 | 0.48491 | 0.49116 | 0.50009 | 0.5101 | 0.5203 | 0.5307 | 0.057722 | 0.058876 | 0.060054 | 0.061255 | 0.06248 | 0.06373 | 0.065004 | 0.066304 | 0.06763 | 0.068983 | 0.36539 | 0.38184 | 0.39687 | 0.41051 | 0.42243 | 0.42743 | 0.43509 | 0.4438 | 0.45267 | 0.46171 | 2715252.9435 | 2701676.6788 | 2688168.2954 | 2674727.4539 | 2661353.8166 | 2648047.0475 | 2634806.8123 | 2621632.7782 | 2608524.6143 | 2595481.9913 | 2715252.9435 | 2701676.6788 | 2688168.2954 | 2674727.4539 | 2661353.8166 | 2648047.0475 | 2634806.8123 | 2621632.7782 | 2608524.6143 | 2595481.9913 | 116942.628 | 238159.9115 | 362815.5693 | 490202.0681 | 619232.4139 | 748773.7568 | 877668.5121 | 1004807.7725 | 1129099.0279 | 1249549.5281 | 116942.628 | 121217.2835 | 124655.6578 | 127386.4988 | 129030.3459 | 129541.3428 | 128894.7553 | 127139.2604 | 124291.2554 | 120450.5002
Com ¦ Heat Reflector Panels | RET | C_Office - Small | Ottawa and Surrounding | Space Heating/Ventilation | Commercial | NA | End Use Consumption (m^3/year) | 18 | 2.0191 | 2.0568 | 2.0867 | 2.1094 | 2.1238 | 2.1106 | 2.1073 | 2.1073 | 2.1073 | 2.1073 | 0.092157 | 0.095756 | 0.099092 | 0.10217 | 0.10493 | 0.10636 | 0.10832 | 0.11049 | 0.1127 | 0.11495 | 0.045643 | 0.046556 | 0.047487 | 0.048437 | 0.049405 | 0.050393 | 0.051401 | 0.052429 | 0.053478 | 0.054547 | 0.046514 | 0.049201 | 0.051605 | 0.053734 | 0.055522 | 0.055969 | 0.056917 | 0.058057 | 0.059217 | 0.0604 | 184134.0077 | 183213.3377 | 182297.271 | 181385.7846 | 180478.8557 | 179576.4614 | 178678.5791 | 177785.1862 | 176896.2603 | 176011.779 | 184134.0077 | 183213.3377 | 182297.271 | 181385.7846 | 180478.8557 | 179576.4614 | 178678.5791 | 177785.1862 | 176896.2603 | 176011.779 | 5822.7107 | 11729.8311 | 17675.0922 | 23796.7977 | 30020.3599 | 36290.7855 | 42561.0116 | 48817.056 | 55026.1322 | 61170.8961 | 5822.7107 | 5907.1204 | 5945.261 | 6121.7055 | 6223.5622 | 6270.4256 | 6270.2261 | 6256.0443 | 6209.0762 | 6144.7639
Com ¦ Heat/Energy Recovery Ventilation | RET | C_Office - Small | Ottawa and Surrounding | Space Heating/Ventilation | Commercial | NA | End Use Consumption (m^3/year) | 15 | 1.781 | 1.8187 | 1.8486 | 1.8713 | 1.8857 | 1.8726 | 1.8692 | 1.8693 | 1.8692 | 1.8692 | 0.40645 | 0.42336 | 0.43893 | 0.45319 | 0.46582 | 0.47182 | 0.4804 | 0.49002 | 0.49982 | 0.5098 | 0.22821 | 0.23278 | 0.23743 | 0.24218 | 0.24703 | 0.25197 | 0.25701 | 0.26215 | 0.26739 | 0.27274 | 0.17824 | 0.19059 | 0.2015 | 0.21101 | 0.21879 | 0.21985 | 0.2234 | 0.22787 | 0.23243 | 0.23707 | 2969160.8743 | 2954315.0699 | 2939543.4946 | 2924845.7771 | 2910221.5482 | 2895670.4405 | 2881192.0883 | 2866786.1278 | 2852452.1972 | 2838189.9362 | 2969160.8743 | 2954315.0699 | 2939543.4946 | 2924845.7771 | 2910221.5482 | 2895670.4405 | 2881192.0883 | 2866786.1278 | 2852452.1972 | 2838189.9362 | 93891.2106 | 189143.5268 | 285010.8612 | 383723.3631 | 484078.3037 | 585188.9166 | 686296.3125 | 787175.0275 | 887296.3815 | 986380.7 | 93891.2106 | 95252.3162 | 95867.3343 | 98712.5019 | 100354.9406 | 101110.6128 | 101107.3959 | 100878.715 | 100121.354 | 99084.3185
Com ¦ High perf.glazings ¦ Retro | RET | C_Office - Small | Ottawa and Surrounding | Space Heating/Ventilation | Commercial | Windows Retro | End Use Consumption (m^3/year) | 30 | 1.1286 | 1.1444 | 1.1569 | 1.1664 | 1.1725 | 1.167 | 1.1656 | 1.1656 | 1.1656 | 1.1655 | 0.40969 | 0.42374 | 0.43695 | 0.44934 | 0.4607 | 0.46771 | 0.47649 | 0.48602 | 0.49574 | 0.50565 | 0.36301 | 0.37027 | 0.37767 | 0.38523 | 0.39293 | 0.40079 | 0.4088 | 0.41698 | 0.42532 | 0.43383 | 0.046685 | 0.053473 | 0.059275 | 0.064116 | 0.067774 | 0.066916 | 0.067683 | 0.069039 | 0.070417 | 0.071818 | 1370044.7002 | 1363194.4767 | 1356378.5043 | 1349596.6118 | 1342848.6287 | 1336134.3856 | 1329453.7137 | 1322806.4451 | 1316192.4129 | 1309611.4508 | 1370044.7002 | 1363194.4767 | 1356378.5043 | 1349596.6118 | 1342848.6287 | 1336134.3856 | 1329453.7137 | 1322806.4451 | 1316192.4129 | 1309611.4508 | 8248.5419 | 15791.4856 | 22521.6237 | 29936.8593 | 37596.325 | 45205.6601 | 52573.7947 | 59845.1736 | 66974.2467 | 74063.2813 | 8248.5419 | 7542.9436 | 6730.1382 | 7415.2355 | 7659.4657 | 7609.3351 | 7368.1347 | 7271.3789 | 7129.0731 | 7089.0346
Com ¦ Operational Improvement | RET | C_Office - Small | Ottawa and Surrounding | Cross Cutting/Behavioural | Commercial | NA | Customer Segment Consumption (m^3/year) | 5 | 2.0919 | 2.2142 | 2.3046 | 2.3725 | 2.4157 | 2.3793 | 2.3692 | 2.3692 | 2.3693 | 2.3693 | 0.051596 | 0.055707 | 0.05914 | 0.0621 | 0.064494 | 0.064795 | 0.065809 | 0.067124 | 0.06847 | 0.069841 | 0.024665 | 0.025158 | 0.025662 | 0.026175 | 0.026698 | 0.027232 | 0.027777 | 0.028332 | 0.028899 | 0.029477 | 0.026931 | 0.030548 | 0.033478 | 0.035925 | 0.037796 | 0.037563 | 0.038033 | 0.038792 | 0.039571 | 0.040364 | 2454921.7253 | 2442647.1166 | 2430433.8811 | 2418281.7116 | 2406190.3031 | 2394159.3516 | 2382188.5548 | 2370277.612 | 2358426.224 | 2346634.0929 | 2454921.7253 | 2442647.1166 | 2430433.8811 | 2418281.7116 | 2406190.3031 | 2394159.3516 | 2382188.5548 | 2370277.612 | 2358426.224 | 2346634.0929 | 103614.445 | 210890.4004 | 321098.577 | 433755.2102 | 547905.2526 | 662569.286 | 776752.0472 | 889520.8317 | 999939.3998 | 1107161.4161 | 103614.445 | 107275.9554 | 110208.1767 | 112656.6331 | 114150.0424 | 114664.0334 | 114182.7611 | 112768.7846 | 110418.568 | 107222.0163
Com ¦ Roof Insulation Upgrade | RET | C_Office - Small | Ottawa and Surrounding | Space Heating/Ventilation | Commercial | NA | Floor area (1000m2) | 20 | 0.96938 | 0.98631 | 0.99974 | 1.0099 | 1.0164 | 1.0105 | 1.009 | 1.009 | 1.009 | 1.009 | 0.36147 | 0.37513 | 0.38785 | 0.39962 | 0.41023 | 0.416 | 0.42369 | 0.43217 | 0.44081 | 0.44963 | 0.37288 | 0.38034 | 0.38795 | 0.39571 | 0.40362 | 0.41169 | 0.41993 | 0.42833 | 0.43689 | 0.44563 | -0.011417 | -0.0052059 | -0.00010224 | 0.0039177 | 0.0066095 | 0.0043095 | 0.0037681 | 0.0038478 | 0.0039229 | 0.0039953 | 132.2847 | 131.6233 | 130.9651 | 130.3103 | 129.6588 | 129.0105 | 128.3654 | 127.7236 | 127.085 | 126.4496 | 0 | 0 | 0 | 130.3103 | 129.6588 | 129.0105 | 128.3654 | 127.7236 | 127.085 | 126.4496 | 0 | 0 | 0 | 0.94104 | 1.9061 | 2.8689 | 3.8123 | 4.7489 | 5.6746 | 6.5982 | 0 | 0 | 0 | 0.94104 | 0.96502 | 0.96281 | 0.9434 | 0.93665 | 0.92565 | 0.92362
Com ¦ Super High Perf Glazing ¦Retro | RET | C_Office - Small | Ottawa and Surrounding | Space Heating/Ventilation | Commercial | Windows Retro | End Use Consumption (m^3/year) | 30 | 0.53856 | 0.54611 | 0.55209 | 0.55662 | 0.5595 | 0.55687 | 0.5562 | 0.5562 | 0.5562 | 0.55619 | 0.61454 | 0.63561 | 0.65542 | 0.67401 | 0.69106 | 0.70156 | 0.71473 | 0.72903 | 0.74361 | 0.75847 | 1.1411 | 1.1639 | 1.1872 | 1.2109 | 1.2351 | 1.2598 | 1.285 | 1.3107 | 1.3369 | 1.3637 | -0.52653 | -0.52828 | -0.53175 | -0.5369 | -0.54407 | -0.55828 | -0.5703 | -0.5817 | -0.59334 | -0.60522 | 2055067.0503 | 2044791.7151 | 2034567.7565 | 2024394.9177 | 2014272.9431 | 2004201.5784 | 1994180.5705 | 1984209.6677 | 1974288.6193 | 1964417.1762 | 0 | 0 | 0 | 0 | 0 | 0 | 0 | 0 | 0 | 0 | 0 | 0 | 0 | 0 | 0 | 0 | 0 | 0 | 0 | 0 | 0 | 0 | 0 | 0 | 0 | 0 | 0 | 0 | 0 | 0
Com ¦ Wall Insulation Upgrade | RET | C_Office - Small | Ottawa and Surrounding | Space Heating/Ventilation | Commercial | NA | Floor area (1000m2) | 20 | 0.23905 | 0.24323 | 0.24654 | 0.24904 | 0.25064 | 0.24918 | 0.24881 | 0.24882 | 0.24882 | 0.24881 | 0.29574 | 0.30693 | 0.31733 | 0.32697 | 0.33564 | 0.34037 | 0.34666 | 0.3536 | 0.36067 | 0.36788 | 1.2372 | 1.2619 | 1.2871 | 1.3129 | 1.3391 | 1.3659 | 1.3932 | 1.4211 | 1.4495 | 1.4785 | -0.94142 | -0.95498 | -0.96981 | -0.98592 | -1.0035 | -1.0256 | -1.0466 | -1.0675 | -1.0889 | -1.1106 | 425.2008 | 423.0748 | 420.9594 | 418.8546 | 416.7603 | 414.6765 | 412.6031 | 410.5401 | 408.4874 | 406.445 | 0 | 0 | 0 | 0 | 0 | 0 | 0 | 0 | 0 | 0 | 0 | 0 | 0 | 0 | 0 | 0 | 0 | 0 | 0 | 0 | 0 | 0 | 0 | 0 | 0 | 0 | 0 | 0 | 0 | 0
Com ¦ Condensing Boiler ¦ Std Baseline | ROB | C_Office - Small | Ottawa and Surrounding | Space Heating/Ventilation | Commercial | Com¦Boiler¦Std | End Use Consumption (m^3/year) | 25 | 1.5743 | 1.5984 | 1.6176 | 1.6321 | 1.6413 | 1.6329 | 1.6308 | 1.6308 | 1.6308 | 1.6307 | 0.52357 | 0.54224 | 0.55971 | 0.57602 | 0.59087 | 0.59959 | 0.61078 | 0.623 | 0.63546 | 0.64816 | 0.33258 | 0.33923 | 0.34601 | 0.35294 | 0.35999 | 0.36719 | 0.37454 | 0.38203 | 0.38967 | 0.39746 | 0.19099 | 0.20301 | 0.21369 | 0.22309 | 0.23087 | 0.23239 | 0.23624 | 0.24097 | 0.24579 | 0.25069 | 4806664.8262 | 4782631.5021 | 4758718.3446 | 4734924.7529 | 4711250.1291 | 4687693.8784 | 4664255.4091 | 4640934.132 | 4617729.4613 | 4594640.814 | 4806664.8262 | 4782631.5021 | 4758718.3446 | 4734924.7529 | 4711250.1291 | 4687693.8784 | 4664255.4091 | 4640934.132 | 4617729.4613 | 4594640.814 | 4390.8851 | 12255.9305 | 22987.95 | 37125.0184 | 54143.5276 | 73511.5637 | 94694.2722 | 117491.1071 | 141527.093 | 166640.6351 | 4390.8851 | 7865.0454 | 10732.0195 | 14137.0684 | 17018.5092 | 19368.0361 | 21182.7085 | 22796.8349 | 24035.9859 | 25113.5421
Com ¦ Condensing Water Heaters | ROB | C_Office - Small | Ottawa and Surrounding | Water Heating | Commercial | Com ¦ Water Heating | End Use Consumption (m^3/year) | 13 | 1.5536 | 1.5892 | 1.6159 | 1.6352 | 1.6466 | 1.6465 | 1.6432 | 1.6432 | 1.6432 | 1.6432 | 0.24404 | 0.25463 | 0.26408 | 0.27258 | 0.27997 | 0.28555 | 0.29068 | 0.29649 | 0.30242 | 0.30847 | 0.15708 | 0.16022 | 0.16343 | 0.1667 | 0.17003 | 0.17343 | 0.1769 | 0.18044 | 0.18405 | 0.18773 | 0.086963 | 0.094409 | 0.10066 | 0.10589 | 0.10994 | 0.11212 | 0.11378 | 0.11606 | 0.11838 | 0.12075 | 26856.0581 | 26721.7778 | 26588.1689 | 26455.2281 | 26322.9519 | 26191.3372 | 26060.3805 | 25930.0786 | 25800.4282 | 25671.4261 | 26856.0581 | 26721.7778 | 26588.1689 | 26455.2281 | 26322.9519 | 26191.3372 | 26060.3805 | 25930.0786 | 25800.4282 | 25671.4261 | 811.2392 | 1585.8793 | 2322.8521 | 3045.3312 | 3746.9457 | 4424.643 | 5076.7366 | 5706.1091 | 6312.9011 | 6899.3184 | 811.2392 | 774.6401 | 736.9728 | 722.4791 | 701.6145 | 677.6973 | 652.0936 | 629.3725 | 606.7921 | 586.4173
Com ¦ Near Condensing Boiler¦ Std Baseline | ROB | C_Office - Small | Ottawa and Surrounding | Space Heating/Ventilation | Commercial | Com¦Boiler¦Std | End Use Consumption (m^3/year) | 25 | 4.3784 | 4.4456 | 4.4989 | 4.5392 | 4.5649 | 4.5415 | 4.5355 | 4.5356 | 4.5355 | 4.5355 | 0.29918 | 0.30985 | 0.31983 | 0.32915 | 0.33764 | 0.34262 | 0.34902 | 0.356 | 0.36312 | 0.37037 | 0.068331 | 0.069697 | 0.071091 | 0.072513 | 0.073963 | 0.075443 | 0.076952 | 0.078491 | 0.08006 | 0.081662 | 0.23085 | 0.24015 | 0.24874 | 0.25664 | 0.26367 | 0.26718 | 0.27206 | 0.27751 | 0.28306 | 0.28871 | 2746665.615 | 2732932.2869 | 2719267.6255 | 2705671.2873 | 2692142.9309 | 2678682.2163 | 2665288.8052 | 2651962.3611 | 2638702.5493 | 2625509.0366 | 2746665.615 | 2732932.2869 | 2719267.6255 | 2705671.2873 | 2692142.9309 | 2678682.2163 | 2665288.8052 | 2651962.3611 | 2638702.5493 | 2625509.0366 | 67379.3827 | 128660.6723 | 184052.2814 | 234366.8834 | 279734.2452 | 320395.7701 | 356641.7649 | 388879.6643 | 417446.7668 | 442724.1358 | 67379.3827 | 61281.2896 | 55391.609 | 50314.602 | 45367.3618 | 40661.5249 | 36245.9948 | 32237.8994 | 28567.1025 | 25277.3689
Com ¦ Tankless Water Heaters | ROB | C_Office - Small | Ottawa and Surrounding | Water Heating | Commercial | Com ¦ Water Heating | End Use Consumption (m^3/year) | 18 | 0.54413 | 0.55403 | 0.56143 | 0.5668 | 0.56995 | 0.56992 | 0.56902 | 0.56902 | 0.56901 | 0.56902 | 0.46011 | 0.47785 | 0.49392 | 0.50862 | 0.52167 | 0.53208 | 0.54186 | 0.5527 | 0.56375 | 0.57503 | 0.84559 | 0.8625 | 0.87976 | 0.89735 | 0.9153 | 0.9336 | 0.95228 | 0.97132 | 0.99075 | 1.0106 | -0.38548 | -0.38465 | -0.38583 | -0.38873 | -0.39362 | -0.40152 | -0.41041 | -0.41862 | -0.427 | -0.43553 | 40158.5916 | 39957.7986 | 39758.0096 | 39559.2196 | 39361.4235 | 39164.6163 | 38968.7933 | 38773.9493 | 38580.0795 | 38387.1791 | 0 | 0 | 0 | 0 | 0 | 0 | 0 | 0 | 0 | 0 | 0 | 0 | 0 | 0 | 0 | 0 | 0 | 0 | 0 | 0 | 0 | 0 | 0 | 0 | 0 | 0 | 0 | 0 | 0 | 0
Com ¦ Condensing Boiler ¦ Near Cond Baseline | NEW | C_Retail - Large | Ottawa and Surrounding | Space Heating/Ventilation | Commercial | NA | End Use Consumption (m^3/year) | 25 | 1.0302 | 1.046 | 1.0586 | 1.0681 | 1.0741 | 1.0686 | 1.0672 | 1.0672 | 1.0672 | 1.0672 | 0.22439 | 0.23239 | 0.23987 | 0.24687 | 0.25323 | 0.25697 | 0.26176 | 0.267 | 0.27234 | 0.27778 | 0.2178 | 0.22216 | 0.2266 | 0.23114 | 0.23576 | 0.24047 | 0.24528 | 0.25019 | 0.25519 | 0.2603 | 0.0065823 | 0.010226 | 0.013271 | 0.01573 | 0.01747 | 0.016492 | 0.016479 | 0.016811 | 0.017145 | 0.017485 | 24841.9318 | 50056.4925 | 75651.7558 | 101635.9538 | 128017.4798 | 154804.8924 | 182006.9179 | 209632.4543 | 237690.5744 | 266190.5296 | 24841.9318 | 50056.4925 | 75651.7558 | 101635.9538 | 128017.4798 | 154804.8924 | 182006.9179 | 209632.4543 | 237690.5744 | 266190.5296 | 2505.2639 | 5048.1068 | 7452.0459 | 9667.1376 | 12185.4307 | 14864.6188 | 17602.5415 | 20327.1257 | 23088.5142 | 25866.9882 | 2505.2639 | 2542.8429 | 2403.9391 | 2215.0917 | 2518.2931 | 2679.1881 | 2737.9228 | 2724.5841 | 2761.3885 | 2778.474
Com ¦ Condensing Boiler ¦ Std Baseline | NEW | C_Retail - Large | Ottawa and Surrounding | Space Heating/Ventilation | Commercial | Com¦Boiler¦Std | End Use Consumption (m^3/year) | 25 | 1.5743 | 1.5984 | 1.6176 | 1.6321 | 1.6413 | 1.6329 | 1.6308 | 1.6308 | 1.6308 | 1.6307 | 0.52357 | 0.54224 | 0.55971 | 0.57602 | 0.59087 | 0.59959 | 0.61078 | 0.623 | 0.63546 | 0.64816 | 0.33258 | 0.33923 | 0.34601 | 0.35294 | 0.35999 | 0.36719 | 0.37454 | 0.38203 | 0.38967 | 0.39746 | 0.19099 | 0.20301 | 0.21369 | 0.22309 | 0.23087 | 0.23239 | 0.23624 | 0.24097 | 0.24579 | 0.25069 | 57964.5074 | 116798.4825 | 176520.7636 | 237150.5588 | 298707.453 | 361211.4156 | 424682.8084 | 489142.3933 | 554611.3402 | 621111.2356 | 57964.5074 | 116798.4825 | 176520.7636 | 237150.5588 | 298707.453 | 361211.4156 | 424682.8084 | 489142.3933 | 554611.3402 | 621111.2356 | 1320.6677 | 2661.1455 | 5201.2809 | 8867.7086 | 13968.9341 | 20459.77 | 28274.5065 | 37326.8843 | 47643.7029 | 59171.7024 | 1320.6677 | 1340.4778 | 2540.1354 | 3666.4277 | 5101.2255 | 6490.8359 | 7814.7365 | 9052.3778 | 10316.8186 | 11527.9994
Com ¦ Condensing DOAS | NEW | C_Retail - Large | Ottawa and Surrounding | Space Heating/Ventilation | Commercial | NA | Customer Segment Consumption (m^3/year) | 15 | 2.2976 | 2.3463 | 2.3849 | 2.4141 | 2.4327 | 2.4157 | 2.4114 | 2.4115 | 2.4114 | 2.4114 | 0.14903 | 0.15523 | 0.16094 | 0.16617 | 0.1708 | 0.173 | 0.17615 | 0.17967 | 0.18327 | 0.18693 | 0.064864 | 0.066161 | 0.067484 | 0.068834 | 0.070211 | 0.071615 | 0.073047 | 0.074508 | 0.075998 | 0.077518 | 0.084169 | 0.089072 | 0.093457 | 0.097337 | 0.10059 | 0.10139 | 0.1031 | 0.10516 | 0.10727 | 0.10941 | 33586.7704 | 67677.3424 | 102282.6317 | 137413.768 | 173082.0997 | 209299.1977 | 246076.8603 | 283427.1179 | 321362.237 | 359894.7255 | 33586.7704 | 67677.3424 | 102282.6317 | 137413.768 | 173082.0997 | 209299.1977 | 246076.8603 | 283427.1179 | 321362.237 | 359894.7255 | 20167.4226 | 40637.3564 | 61620.4921 | 83077.4789 | 105349.3988 | 128336.2748 | 151980.0552 | 176238.2277 | 201139.838 | 226670.9269 | 20167.4226 | 20469.9339 | 20983.1356 | 21456.9869 | 22271.9198 | 22986.876 | 23643.7804 | 24258.1725 | 24901.6104 | 25531.0888
Com ¦ Condensing Water Heaters | NEW | C_Retail - Large | Ottawa and Surrounding | Water Heating | Commercial | Com ¦ Water Heating | End Use Consumption (m^3/year) | 13 | 1.5536 | 1.5892 | 1.6159 | 1.6352 | 1.6466 | 1.6465 | 1.6432 | 1.6432 | 1.6432 | 1.6432 | 0.24404 | 0.25463 | 0.26408 | 0.27258 | 0.27997 | 0.28555 | 0.29068 | 0.29649 | 0.30242 | 0.30847 | 0.15708 | 0.16022 | 0.16343 | 0.1667 | 0.17003 | 0.17343 | 0.1769 | 0.18044 | 0.18405 | 0.18773 | 0.086963 | 0.094409 | 0.10066 | 0.10589 | 0.10994 | 0.11212 | 0.11378 | 0.11606 | 0.11838 | 0.12075 | 233.5658 | 470.6351 | 711.2838 | 955.5893 | 1203.6305 | 1455.4879 | 1711.2435 | 1970.9809 | 2234.7856 | 2502.7444 | 233.5658 | 470.6351 | 711.2838 | 955.5893 | 1203.6305 | 1455.4879 | 1711.2435 | 1970.9809 | 2234.7856 | 2502.7444 | 126.4622 | 254.8214 | 385.8829 | 519.1667 | 658.1225 | 801.6841 | 949.2315 | 1100.3177 | 1255.239 | 1413.8586 | 126.4622 | 128.3591 | 131.0616 | 133.2838 | 138.9558 | 143.5615 | 147.5474 | 151.0862 | 154.9213 | 158.6195
Com ¦ High perf.glazings ¦ New | NEW | C_Retail - Large | Ottawa and Surrounding | Space Heating/Ventilation | Commercial | Windows New | End Use Consumption (m^3/year) | 30 | 1.6157 | 1.6383 | 1.6563 | 1.6698 | 1.6785 | 1.6706 | 1.6686 | 1.6686 | 1.6686 | 1.6686 | 0.40969 | 0.42374 | 0.43695 | 0.44934 | 0.4607 | 0.46771 | 0.47649 | 0.48602 | 0.49574 | 0.50565 | 0.25357 | 0.25864 | 0.26382 | 0.26909 | 0.27447 | 0.27996 | 0.28556 | 0.29127 | 0.2971 | 0.30304 | 0.15612 | 0.1651 | 0.17313 | 0.18025 | 0.18623 | 0.18774 | 0.19093 | 0.19475 | 0.19864 | 0.2026 | 16521.6359 | 33291.0964 | 50313.7509 | 67595.0743 | 85140.649 | 102956.1668 | 121047.4314 | 139420.3607 | 158080.9886 | 177035.4679 | 16521.6359 | 33291.0964 | 50313.7509 | 67595.0743 | 85140.649 | 102956.1668 | 121047.4314 | 139420.3607 | 158080.9886 | 177035.4679 | 4815.4692 | 9703.1704 | 14576.594 | 19362.0166 | 24512.6353 | 29881.6122 | 35383.3075 | 40956.5479 | 46645.5296 | 52439.6353 | 4815.4692 | 4887.7012 | 4873.4236 | 4785.4226 | 5150.6187 | 5368.9769 | 5501.6953 | 5573.2404 | 5688.9817 | 5794.1057
Com ¦ Near Condensing Boiler¦ Std Baseline | NEW | C_Retail - Large | Ottawa and Surrounding | Space Heating/Ventilation | Commercial | Com¦Boiler¦Std | End Use Consumption (m^3/year) | 25 | 4.3784 | 4.4456 | 4.4989 | 4.5392 | 4.5649 | 4.5415 | 4.5355 | 4.5356 | 4.5355 | 4.5355 | 0.29918 | 0.30985 | 0.31983 | 0.32915 | 0.33764 | 0.34262 | 0.34902 | 0.356 | 0.36312 | 0.37037 | 0.068331 | 0.069697 | 0.071091 | 0.072513 | 0.073963 | 0.075443 | 0.076952 | 0.078491 | 0.08006 | 0.081662 | 0.23085 | 0.24015 | 0.24874 | 0.25664 | 0.26367 | 0.26718 | 0.27206 | 0.27751 | 0.28306 | 0.28871 | 33122.5757 | 66741.99 | 100869.0078 | 135514.605 | 170689.9731 | 206406.5232 | 242675.8905 | 279509.939 | 316920.7659 | 354920.7061 | 33122.5757 | 66741.99 | 100869.0078 | 135514.605 | 170689.9731 | 206406.5232 | 242675.8905 | 279509.939 | 316920.7659 | 354920.7061 | 20266.0229 | 40836.0361 | 60574.9753 | 79411.3749 | 97448.5065 | 114607.2441 | 130848.5251 | 146157.0951 | 160553.5659 | 174053.7251 | 20266.0229 | 20570.0132 | 19738.9392 | 18836.3995 | 18037.1317 | 17158.7376 | 16241.281 | 15308.57 | 14396.4708 | 13500.1591
Com ¦ Super High Perf Glazing ¦New | NEW | C_Retail - Large | Ottawa and Surrounding | Space Heating/Ventilation | Commercial | Windows New | End Use Consumption (m^3/year) | 30 | 0.53856 | 0.54611 | 0.55209 | 0.55662 | 0.5595 | 0.55687 | 0.5562 | 0.5562 | 0.5562 | 0.55619 | 0.61454 | 0.63561 | 0.65542 | 0.67401 | 0.69106 | 0.70156 | 0.71473 | 0.72903 | 0.74361 | 0.75847 | 1.1411 | 1.1639 | 1.1872 | 1.2109 | 1.2351 | 1.2598 | 1.285 | 1.3107 | 1.3369 | 1.3637 | -0.52653 | -0.52828 | -0.53175 | -0.5369 | -0.54407 | -0.55828 | -0.5703 | -0.5817 | -0.59334 | -0.60522 | 24782.4539 | 49936.6445 | 75470.6263 | 101392.6115 | 127710.9735 | 154434.2502 | 181571.1472 | 209130.541 | 237121.4828 | 265553.2019 | 0 | 0 | 0 | 0 | 0 | 0 | 0 | 0 | 0 | 0 | 0 | 0 | 0 | 0 | 0 | 0 | 0 | 0 | 0 | 0 | 0 | 0 | 0 | 0 | 0 | 0 | 0 | 0 | 0 | 0
Com ¦ Tankless Water Heaters | NEW | C_Retail - Large | Ottawa and Surrounding | Water Heating | Commercial | Com ¦ Water Heating | End Use Consumption (m^3/year) | 18 | 0.54413 | 0.55403 | 0.56143 | 0.5668 | 0.56995 | 0.56992 | 0.56902 | 0.56902 | 0.56901 | 0.56902 | 0.46011 | 0.47785 | 0.49392 | 0.50862 | 0.52167 | 0.53208 | 0.54186 | 0.5527 | 0.56375 | 0.57503 | 0.84559 | 0.8625 | 0.87976 | 0.89735 | 0.9153 | 0.9336 | 0.95228 | 0.97132 | 0.99075 | 1.0106 | -0.38548 | -0.38465 | -0.38583 | -0.38873 | -0.39362 | -0.40152 | -0.41041 | -0.41862 | -0.427 | -0.43553 | 349.2573 | 703.7534 | 1063.6019 | 1428.9186 | 1799.8213 | 2176.4304 | 2558.8687 | 2947.2612 | 3341.7355 | 3742.4216 | 0 | 0 | 0 | 0 | 0 | 0 | 0 | 0 | 0 | 0 | 0 | 0 | 0 | 0 | 0 | 0 | 0 | 0 | 0 | 0 | 0 | 0 | 0 | 0 | 0 | 0 | 0 | 0 | 0 | 0
Com ¦ Air Sealing | RET | C_Retail - Large | Ottawa and Surrounding | Space Heating/Ventilation | Commercial | NA | Floor area (1000m2) | 6 | 0.7443 | 0.77842 | 0.80548 | 0.82599 | 0.83903 | 0.82713 | 0.82412 | 0.82415 | 0.82415 | 0.82412 | 0.06258 | 0.066757 | 0.07046 | 0.073699 | 0.07636 | 0.076782 | 0.078033 | 0.079597 | 0.081189 | 0.082809 | 0.084079 | 0.08576 | 0.087476 | 0.089225 | 0.09101 | 0.09283 | 0.094686 | 0.09658 | 0.098512 | 0.10048 | -0.021499 | -0.019003 | -0.017016 | -0.015526 | -0.01465 | -0.016047 | -0.016654 | -0.016984 | -0.017323 | -0.017673 | 87.1937 | 86.7577 | 86.3239 | 85.8923 | 85.4628 | 85.0355 | 84.6103 | 84.1873 | 83.7663 | 83.3475 | 0 | 0 | 0 | 0 | 0 | 0 | 0 | 0 | 0 | 0 | 0 | 0 | 0 | 0 | 0 | 0 | 0 | 0 | 0 | 0 | 0 | 0 | 0 | 0 | 0 | 0 | 0 | 0 | 0 | 0
Com ¦ Building Controls and Automation Systems | RET | C_Retail - Large | Ottawa and Surrounding | Space Heating/Ventilation | Commercial | NA | Customer Segment Consumption (m^3/year) | 11 | 1.6349 | 1.6788 | 1.7136 | 1.7399 | 1.7567 | 1.7414 | 1.7375 | 1.7375 | 1.7375 | 1.7375 | 0.21383 | 0.22396 | 0.23317 | 0.24149 | 0.2487 | 0.25146 | 0.25592 | 0.26104 | 0.26626 | 0.27158 | 0.13079 | 0.13341 | 0.13607 | 0.13879 | 0.14157 | 0.1444 | 0.14729 | 0.15024 | 0.15324 | 0.15631 | 0.083038 | 0.090553 | 0.097099 | 0.1027 | 0.10713 | 0.10706 | 0.10863 | 0.1108 | 0.11302 | 0.11528 | 1471787.0511 | 1464428.1158 | 1457105.9752 | 1449820.4454 | 1442571.3431 | 1435358.4864 | 1428181.694 | 1421040.7855 | 1413935.5816 | 1406865.9037 | 1471787.0511 | 1464428.1158 | 1457105.9752 | 1449820.4454 | 1442571.3431 | 1435358.4864 | 1428181.694 | 1421040.7855 | 1413935.5816 | 1406865.9037 | 50607.9821 | 102281.8339 | 154566.1765 | 208314.0813 | 262926.443 | 317928.798 | 372896.6215 | 427629.6423 | 481801.7996 | 535196.4153 | 50607.9821 | 51673.8518 | 52284.3426 | 53747.9048 | 54612.3618 | 55002.355 | 54967.8235 | 54733.0208 | 54172.1573 | 53394.6157
Com ¦ Demand Control Ventilation | RET | C_Retail - Large | Ottawa and Surrounding | Space Heating/Ventilation | Commercial | COM/Ventilation | Customer Segment Consumption (m^3/year) | 15 | 9.127 | 9.3203 | 9.4735 | 9.5896 | 9.6635 | 9.596 | 9.579 | 9.5791 | 9.5791 | 9.5789 | 0.52683 | 0.54874 | 0.56892 | 0.58741 | 0.60378 | 0.61155 | 0.62267 | 0.63514 | 0.64784 | 0.66078 | 0.057722 | 0.058876 | 0.060054 | 0.061255 | 0.06248 | 0.06373 | 0.065004 | 0.066304 | 0.06763 | 0.068983 | 0.4691 | 0.48987 | 0.50887 | 0.52615 | 0.5413 | 0.54782 | 0.55767 | 0.56883 | 0.58021 | 0.5918 | 2112585.3383 | 2102022.4116 | 2091512.2995 | 2081054.7381 | 2070649.4644 | 2060296.217 | 2049994.736 | 2039744.7623 | 2029546.0385 | 2019398.3083 | 2112585.3383 | 2102022.4116 | 2091512.2995 | 2081054.7381 | 2070649.4644 | 2060296.217 | 2049994.736 | 2039744.7623 | 2029546.0385 | 2019398.3083 | 92164.7059 | 187730.3586 | 286020.1588 | 386448.4977 | 488138.2979 | 590174.6932 | 691644.53 | 791653.6116 | 889325.4542 | 983861.8443 | 92164.7059 | 95565.6527 | 98289.8002 | 100428.3389 | 101689.8002 | 102036.3953 | 101469.8367 | 100009.0817 | 97671.8426 | 94536.3901
Com ¦ Destratification | RET | C_Retail - Large | Ottawa and Surrounding | Space Heating/Ventilation | Commercial | NA | Customer Segment Consumption (m^3/year) | 15 | 3.8641 | 3.9459 | 4.0108 | 4.0599 | 4.0912 | 4.0627 | 4.0554 | 4.0555 | 4.0555 | 4.0554 | 0.48774 | 0.50804 | 0.52672 | 0.54383 | 0.55899 | 0.56618 | 0.57648 | 0.58802 | 0.59978 | 0.61176 | 0.12623 | 0.12875 | 0.13132 | 0.13395 | 0.13663 | 0.13936 | 0.14215 | 0.14499 | 0.14789 | 0.15085 | 0.36152 | 0.37929 | 0.39539 | 0.40988 | 0.42235 | 0.42682 | 0.43433 | 0.44303 | 0.45189 | 0.46091 | 724395.1892 | 720773.2133 | 717169.3472 | 713583.5004 | 710015.5829 | 706465.505 | 702933.1775 | 699418.5116 | 695921.4191 | 692441.812 | 724395.1892 | 720773.2133 | 717169.3472 | 713583.5004 | 710015.5829 | 706465.505 | 702933.1775 | 699418.5116 | 695921.4191 | 692441.812 | 29447.4109 | 59847.837 | 90992.2011 | 122859.7345 | 155169.5732 | 187648.1201 | 220023.2601 | 252060.427 | 283510.2445 | 314154.3183 | 29447.4109 | 30400.4261 | 31144.3641 | 31867.5334 | 32309.8388 | 32478.5468 | 32375.14 | 32037.1669 | 31449.8175 | 30644.0738
Com ¦ Heat Reflector Panels | RET | C_Retail - Large | Ottawa and Surrounding | Space Heating/Ventilation | Commercial | NA | End Use Consumption (m^3/year) | 18 | 2.0191 | 2.0568 | 2.0867 | 2.1094 | 2.1238 | 2.1106 | 2.1073 | 2.1073 | 2.1073 | 2.1073 | 0.092157 | 0.095756 | 0.099092 | 0.10217 | 0.10493 | 0.10636 | 0.10832 | 0.11049 | 0.1127 | 0.11495 | 0.045643 | 0.046556 | 0.047487 | 0.048437 | 0.049405 | 0.050393 | 0.051401 | 0.052429 | 0.053478 | 0.054547 | 0.046514 | 0.049201 | 0.051605 | 0.053734 | 0.055522 | 0.055969 | 0.056917 | 0.058057 | 0.059217 | 0.0604 | 88376.2131 | 87934.332 | 87494.6604 | 87057.1871 | 86621.9011 | 86188.7916 | 85757.8477 | 85329.0584 | 84902.4131 | 84477.9011 | 88376.2131 | 87934.332 | 87494.6604 | 87057.1871 | 86621.9011 | 86188.7916 | 85757.8477 | 85329.0584 | 84902.4131 | 84477.9011 | 2794.6447 | 5629.8023 | 8483.2657 | 11421.4147 | 14408.4504 | 17417.9785 | 20427.4109 | 23430.0366 | 26410.1197 | 29359.3357 | 2794.6447 | 2835.1576 | 2853.4634 | 2938.149 | 2987.0357 | 3009.5281 | 3009.4323 | 3002.6257 | 2980.0831 | 2949.216
Com ¦ Heat/Energy Recovery Ventilation | RET | C_Retail - Large | Ottawa and Surrounding | Space Heating/Ventilation | Commercial | COM/Ventilation | Customer Segment Consumption (m^3/year) | 15 | 1.9465 | 1.9877 | 2.0204 | 2.0451 | 2.0609 | 2.0465 | 2.0429 | 2.0429 | 2.0429 | 2.0429 | 0.37191 | 0.38738 | 0.40162 | 0.41467 | 0.42623 | 0.43172 | 0.43957 | 0.44837 | 0.45733 | 0.46647 | 0.19107 | 0.19489 | 0.19879 | 0.20276 | 0.20682 | 0.21095 | 0.21517 | 0.21948 | 0.22386 | 0.22834 | 0.18084 | 0.19249 | 0.20284 | 0.21191 | 0.21941 | 0.22076 | 0.2244 | 0.22889 | 0.23347 | 0.23813 | 1491348.5958 | 1483891.8528 | 1476472.3935 | 1469090.0316 | 1461744.5814 | 1454435.8585 | 1447163.6792 | 1439927.8608 | 1432728.2215 | 1425564.5804 | 1491348.5958 | 1483891.8528 | 1476472.3935 | 1469090.0316 | 1461744.5814 | 1454435.8585 | 1447163.6792 | 1439927.8608 | 1432728.2215 | 1425564.5804 | 0.00025583 | 0.00054067 | 0.00084551 | 0.0011565 | 0.0014826 | 0.001826 | 0.002184 | 0.0025507 | 0.0029218 | 0.0032922 | 0.00025583 | 0.00028485 | 0.00030484 | 0.00031102 | 0.00032612 | 0.00034331 | 0.00035805 | 0.0003667 | 0.00037111 | 0.0003704
Com ¦ High perf.glazings ¦ Retro | RET | C_Retail - Large | Ottawa and Surrounding | Space Heating/Ventilation | Commercial | Windows Retro | End Use Consumption (m^3/year) | 30 | 1.1286 | 1.1444 | 1.1569 | 1.1664 | 1.1725 | 1.167 | 1.1656 | 1.1656 | 1.1656 | 1.1655 | 0.40969 | 0.42374 | 0.43695 | 0.44934 | 0.4607 | 0.46771 | 0.47649 | 0.48602 | 0.49574 | 0.50565 | 0.36301 | 0.37027 | 0.37767 | 0.38523 | 0.39293 | 0.40079 | 0.4088 | 0.41698 | 0.42532 | 0.43383 | 0.046685 | 0.053473 | 0.059275 | 0.064116 | 0.067774 | 0.066916 | 0.067683 | 0.069039 | 0.070417 | 0.071818 | 657561.1092 | 654273.3037 | 651001.9372 | 647746.9275 | 644508.1929 | 641285.6519 | 638079.2236 | 634888.8275 | 631714.3834 | 628555.8115 | 657561.1092 | 654273.3037 | 651001.9372 | 647746.9275 | 644508.1929 | 641285.6519 | 638079.2236 | 634888.8275 | 631714.3834 | 628555.8115 | 3958.9368 | 7579.2175 | 10809.3874 | 14368.3738 | 18044.58 | 21696.7256 | 25233.1057 | 28723.0473 | 32144.6884 | 35547.1128 | 3958.9368 | 3620.2807 | 3230.1699 | 3558.9864 | 3676.2062 | 3652.1457 | 3536.3801 | 3489.9416 | 3421.6411 | 3402.4244
Com ¦ Operational Improvement | RET | C_Retail - Large | Ottawa and Surrounding | Cross Cutting/Behavioural | Commercial | NA | Customer Segment Consumption (m^3/year) | 5 | 2.0919 | 2.2142 | 2.3046 | 2.3725 | 2.4157 | 2.3793 | 2.3692 | 2.3692 | 2.3693 | 2.3693 | 0.051596 | 0.055707 | 0.05914 | 0.0621 | 0.064494 | 0.064795 | 0.065809 | 0.067124 | 0.06847 | 0.069841 | 0.024665 | 0.025158 | 0.025662 | 0.026175 | 0.026698 | 0.027232 | 0.027777 | 0.028332 | 0.028899 | 0.029477 | 0.026931 | 0.030548 | 0.033478 | 0.035925 | 0.037796 | 0.037563 | 0.038033 | 0.038792 | 0.039571 | 0.040364 | 1138335.2973 | 1132643.6208 | 1126980.4027 | 1121345.5007 | 1115738.7732 | 1110160.0793 | 1104609.2789 | 1099086.2325 | 1093590.8014 | 1088122.8474 | 1138335.2973 | 1132643.6208 | 1126980.4027 | 1121345.5007 | 1115738.7732 | 1110160.0793 | 1104609.2789 | 1099086.2325 | 1093590.8014 | 1088122.8474 | 48045.5156 | 97788.8558 | 148891.8528 | 201130.1872 | 254061.0082 | 307230.1644 | 360176.1569 | 412466.4954 | 463667.0498 | 513385.3788 | 48045.5156 | 49743.3402 | 51102.997 | 52238.3344 | 52930.821 | 53169.1562 | 52945.9925 | 52290.3385 | 51200.5544 | 49718.3289
Com ¦ Roof Insulation Upgrade | RET | C_Retail - Large | Ottawa and Surrounding | Space Heating/Ventilation | Commercial | NA | Floor area (1000m2) | 20 | 0.96938 | 0.98631 | 0.99974 | 1.0099 | 1.0164 | 1.0105 | 1.009 | 1.009 | 1.009 | 1.009 | 0.36147 | 0.37513 | 0.38785 | 0.39962 | 0.41023 | 0.416 | 0.42369 | 0.43217 | 0.44081 | 0.44963 | 0.37288 | 0.38034 | 0.38795 | 0.39571 | 0.40362 | 0.41169 | 0.41993 | 0.42833 | 0.43689 | 0.44563 | -0.011417 | -0.0052059 | -0.00010224 | 0.0039177 | 0.0066095 | 0.0043095 | 0.0037681 | 0.0038478 | 0.0039229 | 0.0039953 | 48.8284 | 48.5843 | 48.3414 | 48.0997 | 47.8592 | 47.6199 | 47.3818 | 47.1449 | 46.9091 | 46.6746 | 0 | 0 | 0 | 48.0997 | 47.8592 | 47.6199 | 47.3818 | 47.1449 | 46.9091 | 46.6746 | 0 | 0 | 0 | 0.34735 | 0.70356 | 1.0589 | 1.4072 | 1.7529 | 2.0946 | 2.4355 | 0 | 0 | 0 | 0.34735 | 0.3562 | 0.35539 | 0.34823 | 0.34573 | 0.34167 | 0.34092
Com ¦ Super High Perf Glazing ¦Retro | RET | C_Retail - Large | Ottawa and Surrounding | Space Heating/Ventilation | Commercial | Windows Retro | End Use Consumption (m^3/year) | 30 | 0.53856 | 0.54611 | 0.55209 | 0.55662 | 0.5595 | 0.55687 | 0.5562 | 0.5562 | 0.5562 | 0.55619 | 0.61454 | 0.63561 | 0.65542 | 0.67401 | 0.69106 | 0.70156 | 0.71473 | 0.72903 | 0.74361 | 0.75847 | 1.1411 | 1.1639 | 1.1872 | 1.2109 | 1.2351 | 1.2598 | 1.285 | 1.3107 | 1.3369 | 1.3637 | -0.52653 | -0.52828 | -0.53175 | -0.5369 | -0.54407 | -0.55828 | -0.5703 | -0.5817 | -0.59334 | -0.60522 | 986341.6639 | 981409.9555 | 976502.9058 | 971620.3912 | 966762.2893 | 961928.4778 | 957118.8354 | 952333.2413 | 947571.5751 | 942833.7172 | 0 | 0 | 0 | 0 | 0 | 0 | 0 | 0 | 0 | 0 | 0 | 0 | 0 | 0 | 0 | 0 | 0 | 0 | 0 | 0 | 0 | 0 | 0 | 0 | 0 | 0 | 0 | 0 | 0 | 0
Com ¦ Wall Insulation Upgrade | RET | C_Retail - Large | Ottawa and Surrounding | Space Heating/Ventilation | Commercial | NA | Floor area (1000m2) | 20 | 0.23905 | 0.24323 | 0.24654 | 0.24904 | 0.25064 | 0.24918 | 0.24881 | 0.24882 | 0.24882 | 0.24881 | 0.29574 | 0.30693 | 0.31733 | 0.32697 | 0.33564 | 0.34037 | 0.34666 | 0.3536 | 0.36067 | 0.36788 | 1.2372 | 1.2619 | 1.2871 | 1.3129 | 1.3391 | 1.3659 | 1.3932 | 1.4211 | 1.4495 | 1.4785 | -0.94142 | -0.95498 | -0.96981 | -0.98592 | -1.0035 | -1.0256 | -1.0466 | -1.0675 | -1.0889 | -1.1106 | 156.9486 | 156.1638 | 155.383 | 154.6061 | 153.8331 | 153.0639 | 152.2986 | 151.5371 | 150.7794 | 150.0255 | 0 | 0 | 0 | 0 | 0 | 0 | 0 | 0 | 0 | 0 | 0 | 0 | 0 | 0 | 0 | 0 | 0 | 0 | 0 | 0 | 0 | 0 | 0 | 0 | 0 | 0 | 0 | 0 | 0 | 0
Com ¦ Condensing Boiler ¦ Std Baseline | ROB | C_Retail - Large | Ottawa and Surrounding | Space Heating/Ventilation | Commercial | Com¦Boiler¦Std | End Use Consumption (m^3/year) | 25 | 1.5743 | 1.5984 | 1.6176 | 1.6321 | 1.6413 | 1.6329 | 1.6308 | 1.6308 | 1.6308 | 1.6307 | 0.52357 | 0.54224 | 0.55971 | 0.57602 | 0.59087 | 0.59959 | 0.61078 | 0.623 | 0.63546 | 0.64816 | 0.33258 | 0.33923 | 0.34601 | 0.35294 | 0.35999 | 0.36719 | 0.37454 | 0.38203 | 0.38967 | 0.39746 | 0.19099 | 0.20301 | 0.21369 | 0.22309 | 0.23087 | 0.23239 | 0.23624 | 0.24097 | 0.24579 | 0.25069 | 2306987.3957 | 2295452.4587 | 2283975.1964 | 2272555.3204 | 2261192.5438 | 2249886.5811 | 2238637.1482 | 2227443.9624 | 2216306.7426 | 2205225.2089 | 2306987.3957 | 2295452.4587 | 2283975.1964 | 2272555.3204 | 2261192.5438 | 2249886.5811 | 2238637.1482 | 2227443.9624 | 2216306.7426 | 2205225.2089 | 2111.2917 | 5909.2812 | 11110.2966 | 17985.9838 | 26292.1916 | 35778.4679 | 46191.0349 | 57439.3394 | 69346.4536 | 81840.6193 | 2111.2917 | 3797.9895 | 5201.0155 | 6875.6872 | 8306.2078 | 9486.2763 | 10412.567 | 11248.3045 | 11907.1141 | 12494.1658
Com ¦ Condensing DOAS | ROB | C_Retail - Large | Ottawa and Surrounding | Space Heating/Ventilation | Commercial | NA | Customer Segment Consumption (m^3/year) | 15 | 2.2976 | 2.3463 | 2.3849 | 2.4141 | 2.4327 | 2.4157 | 2.4114 | 2.4115 | 2.4114 | 2.4114 | 0.14903 | 0.15523 | 0.16094 | 0.16617 | 0.1708 | 0.173 | 0.17615 | 0.17967 | 0.18327 | 0.18693 | 0.064864 | 0.066161 | 0.067484 | 0.068834 | 0.070211 | 0.071615 | 0.073047 | 0.074508 | 0.075998 | 0.077518 | 0.084169 | 0.089072 | 0.093457 | 0.097337 | 0.10059 | 0.10139 | 0.1031 | 0.10516 | 0.10727 | 0.10941 | 1336753.4637 | 1330069.6964 | 1323419.3479 | 1316802.2512 | 1310218.2399 | 1303667.1487 | 1297148.813 | 1290663.0689 | 1284209.7536 | 1277788.7048 | 1336753.4637 | 1330069.6964 | 1323419.3479 | 1316802.2512 | 1310218.2399 | 1303667.1487 | 1297148.813 | 1290663.0689 | 1284209.7536 | 1277788.7048 | 53780.5231 | 104803.4659 | 153141.5067 | 199836.9035 | 244708.2237 | 287702.2915 | 328814.6583 | 368221.2506 | 405978.7051 | 442223.5737 | 53780.5231 | 51022.9428 | 48338.0408 | 46695.3968 | 44871.3202 | 42994.0678 | 41112.3668 | 39406.5923 | 37757.4544 | 36244.8686
Com ¦ Condensing Water Heaters | ROB | C_Retail - Large | Ottawa and Surrounding | Water Heating | Commercial | Com ¦ Water Heating | End Use Consumption (m^3/year) | 13 | 1.5536 | 1.5892 | 1.6159 | 1.6352 | 1.6466 | 1.6465 | 1.6432 | 1.6432 | 1.6432 | 1.6432 | 0.24404 | 0.25463 | 0.26408 | 0.27258 | 0.27997 | 0.28555 | 0.29068 | 0.29649 | 0.30242 | 0.30847 | 0.15708 | 0.16022 | 0.16343 | 0.1667 | 0.17003 | 0.17343 | 0.1769 | 0.18044 | 0.18405 | 0.18773 | 0.086963 | 0.094409 | 0.10066 | 0.10589 | 0.10994 | 0.11212 | 0.11378 | 0.11606 | 0.11838 | 0.12075 | 9295.9192 | 9249.4396 | 9203.1924 | 9157.1765 | 9111.3906 | 9065.8336 | 9020.5045 | 8975.402 | 8930.5249 | 8885.8723 | 9295.9192 | 9249.4396 | 9203.1924 | 9157.1765 | 9111.3906 | 9065.8336 | 9020.5045 | 8975.402 | 8930.5249 | 8885.8723 | 281.4456 | 550.8732 | 807.9026 | 1060.6179 | 1306.7853 | 1545.3224 | 1775.6202 | 1998.6779 | 2214.5274 | 2423.932 | 281.4456 | 269.4276 | 257.0294 | 252.7154 | 246.1674 | 238.5371 | 230.2978 | 223.0577 | 215.8494 | 209.4046
Com ¦ Near Condensing Boiler¦ Std Baseline | ROB | C_Retail - Large | Ottawa and Surrounding | Space Heating/Ventilation | Commercial | Com¦Boiler¦Std | End Use Consumption (m^3/year) | 25 | 4.3784 | 4.4456 | 4.4989 | 4.5392 | 4.5649 | 4.5415 | 4.5355 | 4.5356 | 4.5355 | 4.5355 | 0.29918 | 0.30985 | 0.31983 | 0.32915 | 0.33764 | 0.34262 | 0.34902 | 0.356 | 0.36312 | 0.37037 | 0.068331 | 0.069697 | 0.071091 | 0.072513 | 0.073963 | 0.075443 | 0.076952 | 0.078491 | 0.08006 | 0.081662 | 0.23085 | 0.24015 | 0.24874 | 0.25664 | 0.26367 | 0.26718 | 0.27206 | 0.27751 | 0.28306 | 0.28871 | 1318278.5118 | 1311687.1192 | 1305128.6837 | 1298603.0402 | 1292110.025 | 1285649.4749 | 1279221.2275 | 1272825.1214 | 1266460.9958 | 1260128.6908 | 1318278.5118 | 1311687.1192 | 1305128.6837 | 1298603.0402 | 1292110.025 | 1285649.4749 | 1279221.2275 | 1272825.1214 | 1266460.9958 | 1260128.6908 | 32398.3721 | 61911.8712 | 88632.269 | 112943.6182 | 134901.3508 | 154616.5746 | 172225.3748 | 187921.6755 | 201865.8066 | 214239.8416 | 32398.3721 | 29513.4992 | 26720.3978 | 24311.3492 | 21957.7325 | 19715.2239 | 17608.8002 | 15696.3007 | 13944.1311 | 12374.035
Com ¦ Tankless Water Heaters | ROB | C_Retail - Large | Ottawa and Surrounding | Water Heating | Commercial | Com ¦ Water Heating | End Use Consumption (m^3/year) | 18 | 0.54413 | 0.55403 | 0.56143 | 0.5668 | 0.56995 | 0.56992 | 0.56902 | 0.56902 | 0.56901 | 0.56902 | 0.46011 | 0.47785 | 0.49392 | 0.50862 | 0.52167 | 0.53208 | 0.54186 | 0.5527 | 0.56375 | 0.57503 | 0.84559 | 0.8625 | 0.87976 | 0.89735 | 0.9153 | 0.9336 | 0.95228 | 0.97132 | 0.99075 | 1.0106 | -0.38548 | -0.38465 | -0.38583 | -0.38873 | -0.39362 | -0.40152 | -0.41041 | -0.41862 | -0.427 | -0.43553 | 13900.44 | 13830.9378 | 13761.7831 | 13692.9742 | 13624.5093 | 13556.3868 | 13488.6048 | 13421.1618 | 13354.056 | 13287.2857 | 0 | 0 | 0 | 0 | 0 | 0 | 0 | 0 | 0 | 0 | 0 | 0 | 0 | 0 | 0 | 0 | 0 | 0 | 0 | 0 | 0 | 0 | 0 | 0 | 0 | 0 | 0 | 0 | 0 | 0
Com ¦ Air Curtains | NEW | C_Retail - Small | Ottawa and Surrounding | Space Heating/Ventilation | Commercial | NA | Shipping door | 15 | 5.3878 | 5.504 | 5.5961 | 5.6658 | 5.7101 | 5.6694 | 5.659 | 5.6589 | 5.6587 | 5.6585 | 54793.8552 | 57095.1782 | 59211.3087 | 61147.8426 | 62858.8782 | 63658.8135 | 64812.7081 | 66108.1395 | 67428.0058 | 68773.4309 | 10170 | 10373.4 | 10580.868 | 10792.4854 | 11008.3351 | 11228.5018 | 11453.0718 | 11682.1332 | 11915.7759 | 12154.0914 | 44623.8552 | 46721.7782 | 48630.4407 | 50355.3572 | 51850.5432 | 52430.3118 | 53359.6363 | 54426.0063 | 55512.2299 | 56619.3395 | 2.5173 | 5.09 | 7.7196 | 10.4078 | 13.1561 | 15.9663 | 18.8402 | 21.7794 | 24.7858 | 27.8612 | 2.5173 | 5.09 | 7.7196 | 10.4078 | 13.1561 | 15.9663 | 18.8402 | 21.7794 | 24.7858 | 27.8612 | 1.7778 | 3.5947 | 5.4882 | 7.4582 | 9.5112 | 11.6458 | 13.8614 | 16.1575 | 18.535 | 20.9938 | 1.7778 | 1.8169 | 1.8935 | 1.9701 | 2.0529 | 2.1346 | 2.2156 | 2.2962 | 2.3775 | 2.4588
Com ¦ Condensing Boiler ¦ Near Cond Baseline | NEW | C_Retail - Small | Ottawa and Surrounding | Space Heating/Ventilation | Commercial | NA | End Use Consumption (m^3/year) | 25 | 1.0302 | 1.046 | 1.0586 | 1.0681 | 1.0741 | 1.0686 | 1.0672 | 1.0672 | 1.0672 | 1.0672 | 0.22439 | 0.23239 | 0.23987 | 0.24687 | 0.25323 | 0.25697 | 0.26176 | 0.267 | 0.27234 | 0.27778 | 0.2178 | 0.22216 | 0.2266 | 0.23114 | 0.23576 | 0.24047 | 0.24528 | 0.25019 | 0.25519 | 0.2603 | 0.0065823 | 0.010226 | 0.013271 | 0.01573 | 0.01747 | 0.016492 | 0.016479 | 0.016811 | 0.017145 | 0.017485 | 45413.5532 | 91508.3098 | 138299.029 | 185800.7598 | 234028.8465 | 282998.9346 | 332726.9769 | 383229.2397 | 434522.3092 | 486623.0976 | 45413.5532 | 91508.3098 | 138299.029 | 185800.7598 | 234028.8465 | 282998.9346 | 332726.9769 | 383229.2397 | 434522.3092 | 486623.0976 | 4579.8748 | 9228.4476 | 13623.0904 | 17672.5012 | 22276.1946 | 27174.0202 | 32179.2188 | 37160.033 | 42208.1293 | 47287.4597 | 4579.8748 | 4648.5729 | 4394.6428 | 4049.4108 | 4603.6934 | 4897.8256 | 5005.1986 | 4980.8142 | 5048.0964 | 5079.3303
Com ¦ Condensing Boiler ¦ Std Baseline | NEW | C_Retail - Small | Ottawa and Surrounding | Space Heating/Ventilation | Commercial | Com¦Boiler¦Std | End Use Consumption (m^3/year) | 25 | 1.5743 | 1.5984 | 1.6176 | 1.6321 | 1.6413 | 1.6329 | 1.6308 | 1.6308 | 1.6308 | 1.6307 | 0.52357 | 0.54224 | 0.55971 | 0.57602 | 0.59087 | 0.59959 | 0.61078 | 0.623 | 0.63546 | 0.64816 | 0.33258 | 0.33923 | 0.34601 | 0.35294 | 0.35999 | 0.36719 | 0.37454 | 0.38203 | 0.38967 | 0.39746 | 0.19099 | 0.20301 | 0.21369 | 0.22309 | 0.23087 | 0.23239 | 0.23624 | 0.24097 | 0.24579 | 0.25069 | 105964.9575 | 213519.3894 | 322697.7343 | 433535.1063 | 546067.3086 | 660330.8475 | 776362.9462 | 894201.5594 | 1013885.3882 | 1135453.8945 | 105964.9575 | 213519.3894 | 322697.7343 | 433535.1063 | 546067.3086 | 660330.8475 | 776362.9462 | 894201.5594 | 1013885.3882 | 1135453.8945 | 2414.3137 | 4864.842 | 9508.4654 | 16211.0644 | 25536.6184 | 37402.5202 | 51688.6455 | 68237.3039 | 87097.4874 | 108171.8315 | 2414.3137 | 2450.5284 | 4643.6233 | 6702.599 | 9325.554 | 11865.9018 | 14286.1253 | 16548.6583 | 18860.1836 | 21074.344
Com ¦ Condensing Water Heaters | NEW | C_Retail - Small | Ottawa and Surrounding | Water Heating | Commercial | Com ¦ Water Heating | End Use Consumption (m^3/year) | 13 | 1.5536 | 1.5892 | 1.6159 | 1.6352 | 1.6466 | 1.6465 | 1.6432 | 1.6432 | 1.6432 | 1.6432 | 0.24404 | 0.25463 | 0.26408 | 0.27258 | 0.27997 | 0.28555 | 0.29068 | 0.29649 | 0.30242 | 0.30847 | 0.15708 | 0.16022 | 0.16343 | 0.1667 | 0.17003 | 0.17343 | 0.1769 | 0.18044 | 0.18405 | 0.18773 | 0.086963 | 0.094409 | 0.10066 | 0.10589 | 0.10994 | 0.11212 | 0.11378 | 0.11606 | 0.11838 | 0.12075 | 597.6875 | 1204.3402 | 1820.1526 | 2445.3225 | 3080.052 | 3724.547 | 4379.0174 | 5043.6774 | 5718.7451 | 6404.4432 | 597.6875 | 1204.3402 | 1820.1526 | 2445.3225 | 3080.052 | 3724.547 | 4379.0174 | 5043.6774 | 5718.7451 | 6404.4432 | 323.6128 | 652.0797 | 987.4621 | 1328.5311 | 1684.1145 | 2051.4839 | 2429.0531 | 2815.6779 | 3212.1167 | 3618.019 | 323.6128 | 328.467 | 335.3824 | 341.0689 | 355.5834 | 367.3694 | 377.5692 | 386.6248 | 396.4388 | 405.9023
Com ¦ High perf.glazings ¦ New | NEW | C_Retail - Small | Ottawa and Surrounding | Space Heating/Ventilation | Commercial | Windows New | End Use Consumption (m^3/year) | 30 | 1.6157 | 1.6383 | 1.6563 | 1.6698 | 1.6785 | 1.6706 | 1.6686 | 1.6686 | 1.6686 | 1.6686 | 0.40969 | 0.42374 | 0.43695 | 0.44934 | 0.4607 | 0.46771 | 0.47649 | 0.48602 | 0.49574 | 0.50565 | 0.25357 | 0.25864 | 0.26382 | 0.26909 | 0.27447 | 0.27996 | 0.28556 | 0.29127 | 0.2971 | 0.30304 | 0.15612 | 0.1651 | 0.17313 | 0.18025 | 0.18623 | 0.18774 | 0.19093 | 0.19475 | 0.19864 | 0.2026 | 30203.2144 | 60859.4771 | 91978.604 | 123570.6038 | 155645.6814 | 188214.2422 | 221286.8961 | 254874.4611 | 288987.9684 | 323638.6656 | 30203.2144 | 60859.4771 | 91978.604 | 123570.6038 | 155645.6814 | 188214.2422 | 221286.8961 | 254874.4611 | 288987.9684 | 323638.6656 | 8803.1627 | 17738.3728 | 26647.482 | 35395.7164 | 44811.5661 | 54626.5966 | 64684.2497 | 74872.6945 | 85272.7261 | 95864.9348 | 8803.1627 | 8935.2101 | 8909.1092 | 8748.2345 | 9415.8497 | 9815.0305 | 10057.6531 | 10188.4448 | 10400.0316 | 10592.2087
Com ¦ Near Condensing Boiler¦ Std Baseline | NEW | C_Retail - Small | Ottawa and Surrounding | Space Heating/Ventilation | Commercial | Com¦Boiler¦Std | End Use Consumption (m^3/year) | 25 | 4.3784 | 4.4456 | 4.4989 | 4.5392 | 4.5649 | 4.5415 | 4.5355 | 4.5356 | 4.5355 | 4.5355 | 0.29918 | 0.30985 | 0.31983 | 0.32915 | 0.33764 | 0.34262 | 0.34902 | 0.356 | 0.36312 | 0.37037 | 0.068331 | 0.069697 | 0.071091 | 0.072513 | 0.073963 | 0.075443 | 0.076952 | 0.078491 | 0.08006 | 0.081662 | 0.23085 | 0.24015 | 0.24874 | 0.25664 | 0.26367 | 0.26718 | 0.27206 | 0.27751 | 0.28306 | 0.28871 | 60551.4043 | 122011.0797 | 184398.7053 | 247734.3464 | 312038.4621 | 377331.9128 | 443635.9692 | 510972.3197 | 579363.0789 | 648830.7969 | 60551.4043 | 122011.0797 | 184398.7053 | 247734.3464 | 312038.4621 | 377331.9128 | 443635.9692 | 510972.3197 | 579363.0789 | 648830.7969 | 37048.3309 | 74652.3869 | 110737.1558 | 145171.9912 | 178145.6845 | 209513.585 | 239204.2824 | 267189.8902 | 293508.0888 | 318187.7395 | 37048.3309 | 37604.0559 | 36084.7689 | 34434.8355 | 32973.6933 | 31367.9005 | 29690.6974 | 27985.6078 | 26318.1986 | 24679.6506
Com ¦ Super High Perf Glazing ¦New | NEW | C_Retail - Small | Ottawa and Surrounding | Space Heating/Ventilation | Commercial | Windows New | End Use Consumption (m^3/year) | 30 | 0.53856 | 0.54611 | 0.55209 | 0.55662 | 0.5595 | 0.55687 | 0.5562 | 0.5562 | 0.5562 | 0.55619 | 0.61454 | 0.63561 | 0.65542 | 0.67401 | 0.69106 | 0.70156 | 0.71473 | 0.72903 | 0.74361 | 0.75847 | 1.1411 | 1.1639 | 1.1872 | 1.2109 | 1.2351 | 1.2598 | 1.285 | 1.3107 | 1.3369 | 1.3637 | -0.52653 | -0.52828 | -0.53175 | -0.5369 | -0.54407 | -0.55828 | -0.5703 | -0.5817 | -0.59334 | -0.60522 | 45304.8217 | 91289.2156 | 137967.906 | 185355.9057 | 233468.5221 | 282321.3634 | 331930.3441 | 382311.6917 | 433481.9525 | 485457.9984 | 0 | 0 | 0 | 0 | 0 | 0 | 0 | 0 | 0 | 0 | 0 | 0 | 0 | 0 | 0 | 0 | 0 | 0 | 0 | 0 | 0 | 0 | 0 | 0 | 0 | 0 | 0 | 0 | 0 | 0
Com ¦ Tankless Water Heaters | NEW | C_Retail - Small | Ottawa and Surrounding | Water Heating | Commercial | Com ¦ Water Heating | End Use Consumption (m^3/year) | 18 | 0.54413 | 0.55403 | 0.56143 | 0.5668 | 0.56995 | 0.56992 | 0.56902 | 0.56902 | 0.56901 | 0.56902 | 0.46011 | 0.47785 | 0.49392 | 0.50862 | 0.52167 | 0.53208 | 0.54186 | 0.5527 | 0.56375 | 0.57503 | 0.84559 | 0.8625 | 0.87976 | 0.89735 | 0.9153 | 0.9336 | 0.95228 | 0.97132 | 0.99075 | 1.0106 | -0.38548 | -0.38465 | -0.38583 | -0.38873 | -0.39362 | -0.40152 | -0.41041 | -0.41862 | -0.427 | -0.43553 | 893.7383 | 1800.8826 | 2721.7235 | 3656.557 | 4605.6853 | 5569.4161 | 6548.0635 | 7541.9475 | 8551.3945 | 9576.7375 | 0 | 0 | 0 | 0 | 0 | 0 | 0 | 0 | 0 | 0 | 0 | 0 | 0 | 0 | 0 | 0 | 0 | 0 | 0 | 0 | 0 | 0 | 0 | 0 | 0 | 0 | 0 | 0 | 0 | 0
Com ¦ Air Sealing | RET | C_Retail - Small | Ottawa and Surrounding | Space Heating/Ventilation | Commercial | NA | Floor area (1000m2) | 6 | 0.7443 | 0.77842 | 0.80548 | 0.82599 | 0.83903 | 0.82713 | 0.82412 | 0.82415 | 0.82415 | 0.82412 | 0.06258 | 0.066757 | 0.07046 | 0.073699 | 0.07636 | 0.076782 | 0.078033 | 0.079597 | 0.081189 | 0.082809 | 0.084079 | 0.08576 | 0.087476 | 0.089225 | 0.09101 | 0.09283 | 0.094686 | 0.09658 | 0.098512 | 0.10048 | -0.021499 | -0.019003 | -0.017016 | -0.015526 | -0.01465 | -0.016047 | -0.016654 | -0.016984 | -0.017323 | -0.017673 | 196.5834 | 195.6005 | 194.6225 | 193.6494 | 192.6812 | 191.7177 | 190.7592 | 189.8054 | 188.8563 | 187.9121 | 0 | 0 | 0 | 0 | 0 | 0 | 0 | 0 | 0 | 0 | 0 | 0 | 0 | 0 | 0 | 0 | 0 | 0 | 0 | 0 | 0 | 0 | 0 | 0 | 0 | 0 | 0 | 0 | 0 | 0
Com ¦ Building Controls and Automation Systems | RET | C_Retail - Small | Ottawa and Surrounding | Space Heating/Ventilation | Commercial | NA | Customer Segment Consumption (m^3/year) | 11 | 1.6349 | 1.6788 | 1.7136 | 1.7399 | 1.7567 | 1.7414 | 1.7375 | 1.7375 | 1.7375 | 1.7375 | 0.21383 | 0.22396 | 0.23317 | 0.24149 | 0.2487 | 0.25146 | 0.25592 | 0.26104 | 0.26626 | 0.27158 | 0.13079 | 0.13341 | 0.13607 | 0.13879 | 0.14157 | 0.1444 | 0.14729 | 0.15024 | 0.15324 | 0.15631 | 0.083038 | 0.090553 | 0.097099 | 0.1027 | 0.10713 | 0.10706 | 0.10863 | 0.1108 | 0.11302 | 0.11528 | 2772382.9842 | 2758521.0693 | 2744728.4639 | 2731004.8216 | 2717349.7975 | 2703763.0485 | 2690244.2333 | 2676793.0121 | 2663409.0471 | 2650092.0018 | 2772382.9842 | 2758521.0693 | 2744728.4639 | 2731004.8216 | 2717349.7975 | 2703763.0485 | 2690244.2333 | 2676793.0121 | 2663409.0471 | 2650092.0018 | 95329.4896 | 192666.7419 | 291153.9664 | 392398.0808 | 495270.5598 | 598877.6632 | 702419.72 | 805519.4826 | 907562.7551 | 1008141.3843 | 95329.4896 | 97337.2523 | 98487.2245 | 101244.1145 | 102872.479 | 103607.1033 | 103542.0569 | 103099.7626 | 102043.2725 | 100578.6291
Com ¦ Demand Control Ventilation | RET | C_Retail - Small | Ottawa and Surrounding | Space Heating/Ventilation | Commercial | NA | Customer Segment Consumption (m^3/year) | 15 | 7.3302 | 7.4854 | 7.6085 | 7.7017 | 7.7611 | 7.7069 | 7.6932 | 7.6933 | 7.6933 | 7.6932 | 0.42311 | 0.44071 | 0.45692 | 0.47177 | 0.48491 | 0.49116 | 0.50009 | 0.5101 | 0.5203 | 0.5307 | 0.057722 | 0.058876 | 0.060054 | 0.061255 | 0.06248 | 0.06373 | 0.065004 | 0.066304 | 0.06763 | 0.068983 | 0.36539 | 0.38184 | 0.39687 | 0.41051 | 0.42243 | 0.42743 | 0.43509 | 0.4438 | 0.45267 | 0.46171 | 2371652.7074 | 2359794.4438 | 2347995.4716 | 2336255.4942 | 2324574.2168 | 2312951.3457 | 2301386.589 | 2289879.656 | 2278430.2577 | 2267038.1064 | 2371652.7074 | 2359794.4438 | 2347995.4716 | 2336255.4942 | 2324574.2168 | 2312951.3457 | 2301386.589 | 2289879.656 | 2278430.2577 | 2267038.1064 | 102144.1855 | 208022.0925 | 316903.2665 | 428169.7087 | 540871.9783 | 654020.5809 | 766604.4182 | 877654.9086 | 986217.7934 | 1091425.9493 | 102144.1855 | 105877.907 | 108881.174 | 111266.4422 | 112702.2695 | 113148.6027 | 112583.8372 | 111050.4904 | 108562.8848 | 105208.1559
Com ¦ Heat Reflector Panels | RET | C_Retail - Small | Ottawa and Surrounding | Space Heating/Ventilation | Commercial | NA | End Use Consumption (m^3/year) | 18 | 2.0191 | 2.0568 | 2.0867 | 2.1094 | 2.1238 | 2.1106 | 2.1073 | 2.1073 | 2.1073 | 2.1073 | 0.092157 | 0.095756 | 0.099092 | 0.10217 | 0.10493 | 0.10636 | 0.10832 | 0.11049 | 0.1127 | 0.11495 | 0.045643 | 0.046556 | 0.047487 | 0.048437 | 0.049405 | 0.050393 | 0.051401 | 0.052429 | 0.053478 | 0.054547 | 0.046514 | 0.049201 | 0.051605 | 0.053734 | 0.055522 | 0.055969 | 0.056917 | 0.058057 | 0.059217 | 0.0604 | 161560.6184 | 160752.8153 | 159949.0512 | 159149.306 | 158353.5595 | 157561.7917 | 156773.9827 | 155990.1128 | 155210.1622 | 154434.1114 | 161560.6184 | 160752.8153 | 159949.0512 | 159149.306 | 158353.5595 | 157561.7917 | 156773.9827 | 155990.1128 | 155210.1622 | 154434.1114 | 5108.8919 | 10291.8456 | 15508.2641 | 20879.4964 | 26340.0986 | 31841.819 | 37343.3645 | 42832.4667 | 48280.3587 | 53671.8227 | 5108.8919 | 5182.9536 | 5216.4185 | 5371.2323 | 5460.6022 | 5501.7205 | 5501.5454 | 5489.1022 | 5447.892 | 5391.4639
Com ¦ Heat/Energy Recovery Ventilation | RET | C_Retail - Small | Ottawa and Surrounding | Space Heating/Ventilation | Commercial | NA | End Use Consumption (m^3/year) | 15 | 1.781 | 1.8187 | 1.8486 | 1.8713 | 1.8857 | 1.8726 | 1.8692 | 1.8693 | 1.8692 | 1.8692 | 0.40645 | 0.42336 | 0.43893 | 0.45319 | 0.46582 | 0.47182 | 0.4804 | 0.49002 | 0.49982 | 0.5098 | 0.22821 | 0.23278 | 0.23743 | 0.24218 | 0.24703 | 0.25197 | 0.25701 | 0.26215 | 0.26739 | 0.27274 | 0.17824 | 0.19059 | 0.2015 | 0.21101 | 0.21879 | 0.21985 | 0.2234 | 0.22787 | 0.23243 | 0.23707 | 2605164.9718 | 2592139.1469 | 2579178.4512 | 2566282.5589 | 2553451.1461 | 2540683.8904 | 2527980.471 | 2515340.5686 | 2502763.8658 | 2490250.0464 | 2605164.9718 | 2592139.1469 | 2579178.4512 | 2566282.5589 | 2553451.1461 | 2540683.8904 | 2527980.471 | 2515340.5686 | 2502763.8658 | 2490250.0464 | 82380.8825 | 165956.0096 | 250070.7585 | 336681.8797 | 424734.0895 | 513449.3319 | 602161.7519 | 690673.5254 | 778520.7844 | 865458.1403 | 82380.8825 | 83575.1272 | 84114.7489 | 86611.1212 | 88052.2098 | 88715.2425 | 88712.4199 | 88511.7735 | 87847.259 | 86937.3559
Com ¦ High perf.glazings ¦ Retro | RET | C_Retail - Small | Ottawa and Surrounding | Space Heating/Ventilation | Commercial | Windows Retro | End Use Consumption (m^3/year) | 30 | 1.1286 | 1.1444 | 1.1569 | 1.1664 | 1.1725 | 1.167 | 1.1656 | 1.1656 | 1.1656 | 1.1655 | 0.40969 | 0.42374 | 0.43695 | 0.44934 | 0.4607 | 0.46771 | 0.47649 | 0.48602 | 0.49574 | 0.50565 | 0.36301 | 0.37027 | 0.37767 | 0.38523 | 0.39293 | 0.40079 | 0.4088 | 0.41698 | 0.42532 | 0.43383 | 0.046685 | 0.053473 | 0.059275 | 0.064116 | 0.067774 | 0.066916 | 0.067683 | 0.069039 | 0.070417 | 0.071818 | 1202087.9346 | 1196077.4949 | 1190097.1074 | 1184146.6219 | 1178225.8888 | 1172334.7593 | 1166473.0855 | 1160640.7201 | 1154837.5165 | 1149063.3289 | 1202087.9346 | 1196077.4949 | 1190097.1074 | 1184146.6219 | 1178225.8888 | 1172334.7593 | 1166473.0855 | 1160640.7201 | 1154837.5165 | 1149063.3289 | 7237.3352 | 13855.5729 | 19760.6488 | 26266.8344 | 32987.3096 | 39663.7997 | 46128.6587 | 52508.6234 | 58763.7279 | 64983.7023 | 7237.3352 | 6618.2377 | 5905.0759 | 6506.1856 | 6720.4751 | 6676.4901 | 6464.859 | 6379.9647 | 6255.1045 | 6219.9744
Com ¦ Operational Improvement | RET | C_Retail - Small | Ottawa and Surrounding | Cross Cutting/Behavioural | Commercial | NA | Customer Segment Consumption (m^3/year) | 5 | 2.0919 | 2.2142 | 2.3046 | 2.3725 | 2.4157 | 2.3793 | 2.3692 | 2.3692 | 2.3693 | 2.3693 | 0.051596 | 0.055707 | 0.05914 | 0.0621 | 0.064494 | 0.064795 | 0.065809 | 0.067124 | 0.06847 | 0.069841 | 0.024665 | 0.025158 | 0.025662 | 0.026175 | 0.026698 | 0.027232 | 0.027777 | 0.028332 | 0.028899 | 0.029477 | 0.026931 | 0.030548 | 0.033478 | 0.035925 | 0.037796 | 0.037563 | 0.038033 | 0.038792 | 0.039571 | 0.040364 | 2144264.9644 | 2133543.6395 | 2122875.9213 | 2112261.5417 | 2101700.234 | 2091191.7328 | 2080735.7742 | 2070332.0953 | 2059980.4348 | 2049680.5327 | 2144264.9644 | 2133543.6395 | 2122875.9213 | 2112261.5417 | 2101700.234 | 2091191.7328 | 2080735.7742 | 2070332.0953 | 2059980.4348 | 2049680.5327 | 90502.6103 | 184203.3871 | 280465.3288 | 378865.8884 | 478570.8745 | 578724.809 | 678458.3735 | 776956.8923 | 873402.6015 | 967056.265 | 90502.6103 | 93700.7768 | 96261.9417 | 98400.5596 | 99704.9862 | 100153.9345 | 99733.5645 | 98498.5189 | 96445.7092 | 93653.6634
Com ¦ Roof Insulation Upgrade | RET | C_Retail - Small | Ottawa and Surrounding | Space Heating/Ventilation | Commercial | NA | Floor area (1000m2) | 20 | 0.96938 | 0.98631 | 0.99974 | 1.0099 | 1.0164 | 1.0105 | 1.009 | 1.009 | 1.009 | 1.009 | 0.36147 | 0.37513 | 0.38785 | 0.39962 | 0.41023 | 0.416 | 0.42369 | 0.43217 | 0.44081 | 0.44963 | 0.37288 | 0.38034 | 0.38795 | 0.39571 | 0.40362 | 0.41169 | 0.41993 | 0.42833 | 0.43689 | 0.44563 | -0.011417 | -0.0052059 | -0.00010224 | 0.0039177 | 0.0066095 | 0.0043095 | 0.0037681 | 0.0038478 | 0.0039229 | 0.0039953 | 110.0867 | 109.5363 | 108.9886 | 108.4437 | 107.9014 | 107.3619 | 106.8251 | 106.291 | 105.7595 | 105.2308 | 0 | 0 | 0 | 108.4437 | 107.9014 | 107.3619 | 106.8251 | 106.291 | 105.7595 | 105.2308 | 0 | 0 | 0 | 0.78313 | 1.5862 | 2.3875 | 3.1726 | 3.952 | 4.7224 | 5.491 | 0 | 0 | 0 | 0.78313 | 0.80308 | 0.80125 | 0.7851 | 0.77948 | 0.77032 | 0.76864
Com ¦ Super High Perf Glazing ¦Retro | RET | C_Retail - Small | Ottawa and Surrounding | Space Heating/Ventilation | Commercial | Windows Retro | End Use Consumption (m^3/year) | 30 | 0.53856 | 0.54611 | 0.55209 | 0.55662 | 0.5595 | 0.55687 | 0.5562 | 0.5562 | 0.5562 | 0.55619 | 0.61454 | 0.63561 | 0.65542 | 0.67401 | 0.69106 | 0.70156 | 0.71473 | 0.72903 | 0.74361 | 0.75847 | 1.1411 | 1.1639 | 1.1872 | 1.2109 | 1.2351 | 1.2598 | 1.285 | 1.3107 | 1.3369 | 1.3637 | -0.52653 | -0.52828 | -0.53175 | -0.5369 | -0.54407 | -0.55828 | -0.5703 | -0.5817 | -0.59334 | -0.60522 | 1803131.9018 | 1794116.2423 | 1785145.6611 | 1776219.9328 | 1767338.8332 | 1758502.139 | 1749709.6283 | 1740961.0802 | 1732256.2748 | 1723594.9934 | 0 | 0 | 0 | 0 | 0 | 0 | 0 | 0 | 0 | 0 | 0 | 0 | 0 | 0 | 0 | 0 | 0 | 0 | 0 | 0 | 0 | 0 | 0 | 0 | 0 | 0 | 0 | 0 | 0 | 0
Com ¦ Wall Insulation Upgrade | RET | C_Retail - Small | Ottawa and Surrounding | Space Heating/Ventilation | Commercial | NA | Floor area (1000m2) | 20 | 0.23905 | 0.24323 | 0.24654 | 0.24904 | 0.25064 | 0.24918 | 0.24881 | 0.24882 | 0.24882 | 0.24881 | 0.29574 | 0.30693 | 0.31733 | 0.32697 | 0.33564 | 0.34037 | 0.34666 | 0.3536 | 0.36067 | 0.36788 | 1.2372 | 1.2619 | 1.2871 | 1.3129 | 1.3391 | 1.3659 | 1.3932 | 1.4211 | 1.4495 | 1.4785 | -0.94142 | -0.95498 | -0.96981 | -0.98592 | -1.0035 | -1.0256 | -1.0466 | -1.0675 | -1.0889 | -1.1106 | 353.8502 | 352.0809 | 350.3205 | 348.5689 | 346.8261 | 345.0919 | 343.3665 | 341.6497 | 339.9414 | 338.2417 | 0 | 0 | 0 | 0 | 0 | 0 | 0 | 0 | 0 | 0 | 0 | 0 | 0 | 0 | 0 | 0 | 0 | 0 | 0 | 0 | 0 | 0 | 0 | 0 | 0 | 0 | 0 | 0 | 0 | 0
Com ¦ Air Curtains | ROB | C_Retail - Small | Ottawa and Surrounding | Space Heating/Ventilation | Commercial | NA | Shipping door | 15 | 5.3878 | 5.504 | 5.5961 | 5.6658 | 5.7101 | 5.6694 | 5.659 | 5.6589 | 5.6587 | 5.6585 | 54793.8552 | 57095.1782 | 59211.3087 | 61147.8426 | 62858.8782 | 63658.8135 | 64812.7081 | 66108.1395 | 67428.0058 | 68773.4309 | 10170 | 10373.4 | 10580.868 | 10792.4854 | 11008.3351 | 11228.5018 | 11453.0718 | 11682.1332 | 11915.7759 | 12154.0914 | 44623.8552 | 46721.7782 | 48630.4407 | 50355.3572 | 51850.5432 | 52430.3118 | 53359.6363 | 54426.0063 | 55512.2299 | 56619.3395 | 78.2725 | 77.8811 | 77.4917 | 77.1043 | 76.7187 | 76.3352 | 75.9535 | 75.5737 | 75.1958 | 74.8199 | 78.2725 | 77.8811 | 77.4917 | 77.1043 | 76.7187 | 76.3352 | 75.9535 | 75.5737 | 75.1958 | 74.8199 | 3.7016 | 7.2477 | 10.6443 | 13.9091 | 17.0434 | 20.05 | 22.932 | 25.6944 | 28.3411 | 30.8765 | 3.7016 | 3.5461 | 3.3966 | 3.2647 | 3.1343 | 3.0066 | 2.8819 | 2.7625 | 2.6466 | 2.5354
Com ¦ Condensing Boiler ¦ Std Baseline | ROB | C_Retail - Small | Ottawa and Surrounding | Space Heating/Ventilation | Commercial | Com¦Boiler¦Std | End Use Consumption (m^3/year) | 25 | 1.5743 | 1.5984 | 1.6176 | 1.6321 | 1.6413 | 1.6329 | 1.6308 | 1.6308 | 1.6308 | 1.6307 | 0.52357 | 0.54224 | 0.55971 | 0.57602 | 0.59087 | 0.59959 | 0.61078 | 0.623 | 0.63546 | 0.64816 | 0.33258 | 0.33923 | 0.34601 | 0.35294 | 0.35999 | 0.36719 | 0.37454 | 0.38203 | 0.38967 | 0.39746 | 0.19099 | 0.20301 | 0.21369 | 0.22309 | 0.23087 | 0.23239 | 0.23624 | 0.24097 | 0.24579 | 0.25069 | 4217405.3096 | 4196318.2831 | 4175336.6917 | 4154460.0082 | 4133687.7082 | 4113019.2696 | 4092454.1733 | 4071991.9024 | 4051631.9429 | 4031373.7832 | 4217405.3096 | 4196318.2831 | 4175336.6917 | 4154460.0082 | 4133687.7082 | 4113019.2696 | 4092454.1733 | 4071991.9024 | 4051631.9429 | 4031373.7832 | 3859.6538 | 10802.7611 | 20310.7412 | 32880.1899 | 48064.7742 | 65406.6427 | 84441.864 | 105004.8975 | 126772.3014 | 149612.8948 | 3859.6538 | 6943.1073 | 9507.9801 | 12569.4486 | 15184.5844 | 17341.8685 | 19035.2213 | 20563.0335 | 21767.4039 | 22840.5934
Com ¦ Condensing Water Heaters | ROB | C_Retail - Small | Ottawa and Surrounding | Water Heating | Commercial | Com ¦ Water Heating | End Use Consumption (m^3/year) | 13 | 1.5536 | 1.5892 | 1.6159 | 1.6352 | 1.6466 | 1.6465 | 1.6432 | 1.6432 | 1.6432 | 1.6432 | 0.24404 | 0.25463 | 0.26408 | 0.27258 | 0.27997 | 0.28555 | 0.29068 | 0.29649 | 0.30242 | 0.30847 | 0.15708 | 0.16022 | 0.16343 | 0.1667 | 0.17003 | 0.17343 | 0.1769 | 0.18044 | 0.18405 | 0.18773 | 0.086963 | 0.094409 | 0.10066 | 0.10589 | 0.10994 | 0.11212 | 0.11378 | 0.11606 | 0.11838 | 0.12075 | 23787.9609 | 23669.0211 | 23550.676 | 23432.9226 | 23315.758 | 23199.1792 | 23083.1833 | 22967.7674 | 22852.9285 | 22738.6639 | 23787.9609 | 23669.0211 | 23550.676 | 23432.9226 | 23315.758 | 23199.1792 | 23083.1833 | 22967.7674 | 22852.9285 | 22738.6639 | 720.2102 | 1409.667 | 2067.397 | 2714.0875 | 3344.022 | 3954.4307 | 4543.7554 | 5114.5531 | 5666.9049 | 6202.7647 | 720.2102 | 689.4568 | 657.73 | 646.6905 | 629.9345 | 610.4087 | 589.3247 | 570.7977 | 552.3518 | 535.8598
Com ¦ Near Condensing Boiler¦ Std Baseline | ROB | C_Retail - Small | Ottawa and Surrounding | Space Heating/Ventilation | Commercial | Com¦Boiler¦Std | End Use Consumption (m^3/year) | 25 | 4.3784 | 4.4456 | 4.4989 | 4.5392 | 4.5649 | 4.5415 | 4.5355 | 4.5356 | 4.5355 | 4.5355 | 0.29918 | 0.30985 | 0.31983 | 0.32915 | 0.33764 | 0.34262 | 0.34902 | 0.356 | 0.36312 | 0.37037 | 0.068331 | 0.069697 | 0.071091 | 0.072513 | 0.073963 | 0.075443 | 0.076952 | 0.078491 | 0.08006 | 0.081662 | 0.23085 | 0.24015 | 0.24874 | 0.25664 | 0.26367 | 0.26718 | 0.27206 | 0.27751 | 0.28306 | 0.28871 | 2409945.8912 | 2397896.1618 | 2385906.6809 | 2373977.1475 | 2362107.2618 | 2350296.7255 | 2338545.2419 | 2326852.5157 | 2315218.2531 | 2303642.1618 | 2409945.8912 | 2397896.1618 | 2385906.6809 | 2373977.1475 | 2362107.2618 | 2350296.7255 | 2338545.2419 | 2326852.5157 | 2315218.2531 | 2303642.1618 | 59227.4872 | 113181.1361 | 162028.7144 | 206472.3093 | 246613.2559 | 282654.6708 | 314845.3309 | 343539.7495 | 369031.0256 | 391652.0078 | 59227.4872 | 53953.649 | 48847.5783 | 44443.5949 | 40140.9466 | 36041.4149 | 32190.6602 | 28694.4185 | 25491.2761 | 22620.9822
Com ¦ Tankless Water Heaters | ROB | C_Retail - Small | Ottawa and Surrounding | Water Heating | Commercial | Com ¦ Water Heating | End Use Consumption (m^3/year) | 18 | 0.54413 | 0.55403 | 0.56143 | 0.5668 | 0.56995 | 0.56992 | 0.56902 | 0.56902 | 0.56901 | 0.56902 | 0.46011 | 0.47785 | 0.49392 | 0.50862 | 0.52167 | 0.53208 | 0.54186 | 0.5527 | 0.56375 | 0.57503 | 0.84559 | 0.8625 | 0.87976 | 0.89735 | 0.9153 | 0.9336 | 0.95228 | 0.97132 | 0.99075 | 1.0106 | -0.38548 | -0.38465 | -0.38583 | -0.38873 | -0.39362 | -0.40152 | -0.41041 | -0.41862 | -0.427 | -0.43553 | 35570.7826 | 35392.9287 | 35215.9641 | 35039.8843 | 34864.6848 | 34690.3614 | 34516.9096 | 34344.3251 | 34172.6034 | 34001.7404 | 0 | 0 | 0 | 0 | 0 | 0 | 0 | 0 | 0 | 0 | 0 | 0 | 0 | 0 | 0 | 0 | 0 | 0 | 0 | 0 | 0 | 0 | 0 | 0 | 0 | 0 | 0 | 0 | 0 | 0
Com ¦ Air Curtains | NEW | C_Schools | Ottawa and Surrounding | Space Heating/Ventilation | Commercial | NA | Shipping door | 15 | 5.3878 | 5.504 | 5.5961 | 5.6658 | 5.7101 | 5.6694 | 5.659 | 5.6589 | 5.6587 | 5.6585 | 54793.8552 | 57095.1782 | 59211.3087 | 61147.8426 | 62858.8782 | 63658.8135 | 64812.7081 | 66108.1395 | 67428.0058 | 68773.4309 | 10170 | 10373.4 | 10580.868 | 10792.4854 | 11008.3351 | 11228.5018 | 11453.0718 | 11682.1332 | 11915.7759 | 12154.0914 | 44623.8552 | 46721.7782 | 48630.4407 | 50355.3572 | 51850.5432 | 52430.3118 | 53359.6363 | 54426.0063 | 55512.2299 | 56619.3395 | 0.17592 | 0.35448 | 0.53574 | 0.71975 | 0.90657 | 1.0963 | 1.2889 | 1.4845 | 1.6832 | 1.8851 | 0.17592 | 0.35448 | 0.53574 | 0.71975 | 0.90657 | 1.0963 | 1.2889 | 1.4845 | 1.6832 | 1.8851 | 0.12424 | 0.25034 | 0.38085 | 0.51569 | 0.65521 | 0.79925 | 0.9477 | 1.1005 | 1.2575 | 1.4188 | 0.12424 | 0.1261 | 0.13051 | 0.13484 | 0.13952 | 0.14404 | 0.14845 | 0.15276 | 0.15704 | 0.16126
Com ¦ Condensing Boiler ¦ Near Cond Baseline | NEW | C_Schools | Ottawa and Surrounding | Space Heating/Ventilation | Commercial | NA | End Use Consumption (m^3/year) | 25 | 1.0302 | 1.046 | 1.0586 | 1.0681 | 1.0741 | 1.0686 | 1.0672 | 1.0672 | 1.0672 | 1.0672 | 0.22439 | 0.23239 | 0.23987 | 0.24687 | 0.25323 | 0.25697 | 0.26176 | 0.267 | 0.27234 | 0.27778 | 0.2178 | 0.22216 | 0.2266 | 0.23114 | 0.23576 | 0.24047 | 0.24528 | 0.25019 | 0.25519 | 0.2603 | 0.0065823 | 0.010226 | 0.013271 | 0.01573 | 0.01747 | 0.016492 | 0.016479 | 0.016811 | 0.017145 | 0.017485 | 30918.9496 | 62270.7645 | 94064.4421 | 126309.1469 | 159014.2137 | 192189.1508 | 225843.6433 | 259987.5568 | 294630.9401 | 329784.0297 | 30918.9496 | 62270.7645 | 94064.4421 | 126309.1469 | 159014.2137 | 192189.1508 | 225843.6433 | 259987.5568 | 294630.9401 | 329784.0297 | 3118.1202 | 6279.894 | 9265.9959 | 12014.7812 | 15136.6986 | 18454.746 | 21842.1194 | 25209.5828 | 28619.0719 | 32046.1636 | 3118.1202 | 3161.7739 | 2986.1019 | 2748.7852 | 3121.9174 | 3318.0475 | 3387.3734 | 3367.4634 | 3409.4892 | 3427.0917
Com ¦ Condensing Boiler ¦ Std Baseline | NEW | C_Schools | Ottawa and Surrounding | Space Heating/Ventilation | Commercial | Com¦Boiler¦Std | End Use Consumption (m^3/year) | 25 | 1.5743 | 1.5984 | 1.6176 | 1.6321 | 1.6413 | 1.6329 | 1.6308 | 1.6308 | 1.6308 | 1.6307 | 0.52357 | 0.54224 | 0.55971 | 0.57602 | 0.59087 | 0.59959 | 0.61078 | 0.623 | 0.63546 | 0.64816 | 0.33258 | 0.33923 | 0.34601 | 0.35294 | 0.35999 | 0.36719 | 0.37454 | 0.38203 | 0.38967 | 0.39746 | 0.19099 | 0.20301 | 0.21369 | 0.22309 | 0.23087 | 0.23239 | 0.23624 | 0.24097 | 0.24579 | 0.25069 | 72144.2157 | 145298.4504 | 219483.6982 | 294721.3427 | 371033.1652 | 448441.3518 | 526968.5011 | 606637.6324 | 687472.1936 | 769496.0692 | 72144.2157 | 145298.4504 | 219483.6982 | 294721.3427 | 371033.1652 | 448441.3518 | 526968.5011 | 606637.6324 | 687472.1936 | 769496.0692 | 1643.7393 | 3310.491 | 6464.3146 | 11010.7348 | 17328.5472 | 25357.8905 | 35013.9503 | 46186.9748 | 58907.0555 | 73105.6401 | 1643.7393 | 1666.7517 | 3153.8237 | 4546.4202 | 6317.8124 | 8029.3433 | 9656.0598 | 11173.0245 | 12720.0807 | 14198.5847
Com ¦ Condensing Water Heaters | NEW | C_Schools | Ottawa and Surrounding | Water Heating | Commercial | Com ¦ Water Heating | End Use Consumption (m^3/year) | 13 | 1.5536 | 1.5892 | 1.6159 | 1.6352 | 1.6466 | 1.6465 | 1.6432 | 1.6432 | 1.6432 | 1.6432 | 0.24404 | 0.25463 | 0.26408 | 0.27258 | 0.27997 | 0.28555 | 0.29068 | 0.29649 | 0.30242 | 0.30847 | 0.15708 | 0.16022 | 0.16343 | 0.1667 | 0.17003 | 0.17343 | 0.1769 | 0.18044 | 0.18405 | 0.18773 | 0.086963 | 0.094409 | 0.10066 | 0.10589 | 0.10994 | 0.11212 | 0.11378 | 0.11606 | 0.11838 | 0.12075 | 339.2489 | 683.2474 | 1032.094 | 1385.8894 | 1744.736 | 2108.7381 | 2478.0019 | 2852.6358 | 3232.75 | 3618.4568 | 339.2489 | 683.2474 | 1032.094 | 1385.8894 | 1744.736 | 2108.7381 | 2478.0019 | 2852.6358 | 3232.75 | 3618.4568 | 183.6834 | 369.9384 | 559.925 | 752.9381 | 953.9609 | 1161.4348 | 1374.4508 | 1592.3518 | 1815.5541 | 2043.849 | 183.6834 | 186.255 | 189.9866 | 193.0131 | 201.0228 | 207.4739 | 213.016 | 217.901 | 223.2023 | 228.295
Com ¦ Demand Control Kitchen Ventilation | NEW | C_Schools | Ottawa and Surrounding | Space Heating/Ventilation | Commercial | NA | per building | 15 | 4.3624 | 4.408 | 4.4448 | 4.4736 | 4.4933 | 4.4812 | 4.4808 | 4.4844 | 4.4881 | 4.4919 | 65435.9299 | 67442.9283 | 69366.2343 | 71211.5723 | 72954.905 | 74214.772 | 75691.2479 | 77268.2103 | 78878.4803 | 80524.0625 | 15000 | 15300 | 15606 | 15918.12 | 16236.4824 | 16561.212 | 16892.4363 | 17230.285 | 17574.8907 | 17926.3885 | 50435.9299 | 52142.9283 | 53760.2343 | 55293.4523 | 56718.4226 | 57653.56 | 58798.8116 | 60037.9253 | 61303.5896 | 62597.674 | 140.5602 | 283.2289 | 428.0516 | 575.075 | 724.3466 | 875.9147 | 1029.8288 | 1186.1392 | 1344.8973 | 1506.1553 | 140.5602 | 283.2289 | 428.0516 | 575.075 | 724.3466 | 875.9147 | 1029.8288 | 1186.1392 | 1344.8973 | 1506.1553 | 95.4039 | 192.2388 | 292.2304 | 395.3767 | 502 | 612.0147 | 725.3598 | 841.9799 | 961.8798 | 1085.0204 | 95.4039 | 96.8349 | 99.9916 | 103.1463 | 106.6233 | 110.0147 | 113.3451 | 116.6201 | 119.8999 | 123.1406
Com ¦ High perf.glazings ¦ New | NEW | C_Schools | Ottawa and Surrounding | Space Heating/Ventilation | Commercial | Windows New | End Use Consumption (m^3/year) | 30 | 1.6157 | 1.6383 | 1.6563 | 1.6698 | 1.6785 | 1.6706 | 1.6686 | 1.6686 | 1.6686 | 1.6686 | 0.40969 | 0.42374 | 0.43695 | 0.44934 | 0.4607 | 0.46771 | 0.47649 | 0.48602 | 0.49574 | 0.50565 | 0.25357 | 0.25864 | 0.26382 | 0.26909 | 0.27447 | 0.27996 | 0.28556 | 0.29127 | 0.2971 | 0.30304 | 0.15612 | 0.1651 | 0.17313 | 0.18025 | 0.18623 | 0.18774 | 0.19093 | 0.19475 | 0.19864 | 0.2026 | 20563.2812 | 41414.4483 | 62559.4853 | 84004.4871 | 105755.6622 | 127819.3341 | 150201.9442 | 172910.0537 | 195950.3459 | 219329.6287 | 20563.2812 | 41414.4483 | 62559.4853 | 84004.4871 | 105755.6622 | 127819.3341 | 150201.9442 | 172910.0537 | 195950.3459 | 219329.6287 | 5993.465 | 12070.8386 | 18124.4609 | 24062.8601 | 30448.0606 | 37097.2839 | 43904.0118 | 50792.2854 | 57816.4754 | 64963.1773 | 5993.465 | 6077.3735 | 6053.6224 | 5938.3991 | 6385.2005 | 6649.2234 | 6806.7279 | 6888.2735 | 7024.19 | 7146.7019
Com ¦ Near Condensing Boiler¦ Std Baseline | NEW | C_Schools | Ottawa and Surrounding | Space Heating/Ventilation | Commercial | Com¦Boiler¦Std | End Use Consumption (m^3/year) | 25 | 4.3784 | 4.4456 | 4.4989 | 4.5392 | 4.5649 | 4.5415 | 4.5355 | 4.5356 | 4.5355 | 4.5355 | 0.29918 | 0.30985 | 0.31983 | 0.32915 | 0.33764 | 0.34262 | 0.34902 | 0.356 | 0.36312 | 0.37037 | 0.068331 | 0.069697 | 0.071091 | 0.072513 | 0.073963 | 0.075443 | 0.076952 | 0.078491 | 0.08006 | 0.081662 | 0.23085 | 0.24015 | 0.24874 | 0.25664 | 0.26367 | 0.26718 | 0.27206 | 0.27751 | 0.28306 | 0.28871 | 41225.2661 | 83027.686 | 125419.2561 | 168412.1958 | 212018.9516 | 256252.201 | 301124.8578 | 346650.0757 | 392841.2535 | 439712.0396 | 41225.2661 | 83027.686 | 125419.2561 | 168412.1958 | 212018.9516 | 256252.201 | 301124.8578 | 346650.0757 | 392841.2535 | 439712.0396 | 25223.6479 | 50800.4269 | 75321.2591 | 98700.1192 | 121067.9274 | 142328.9973 | 162437.252 | 181375.9832 | 199172.6984 | 215848.7576 | 25223.6479 | 25576.779 | 24520.8322 | 23378.8601 | 22367.8082 | 21261.0699 | 20108.2547 | 18938.7312 | 17796.7152 | 16676.0592
Com ¦ Super High Perf Glazing ¦New | NEW | C_Schools | Ottawa and Surrounding | Space Heating/Ventilation | Commercial | Windows New | End Use Consumption (m^3/year) | 30 | 0.53856 | 0.54611 | 0.55209 | 0.55662 | 0.5595 | 0.55687 | 0.5562 | 0.5562 | 0.5562 | 0.55619 | 0.61454 | 0.63561 | 0.65542 | 0.67401 | 0.69106 | 0.70156 | 0.71473 | 0.72903 | 0.74361 | 0.75847 | 1.1411 | 1.1639 | 1.1872 | 1.2109 | 1.2351 | 1.2598 | 1.285 | 1.3107 | 1.3369 | 1.3637 | -0.52653 | -0.52828 | -0.53175 | -0.5369 | -0.54407 | -0.55828 | -0.5703 | -0.5817 | -0.59334 | -0.60522 | 30844.9218 | 62121.6725 | 93839.2279 | 126006.7307 | 158633.4933 | 191729.0012 | 225302.9163 | 259365.0806 | 293925.5189 | 328994.443 | 0 | 0 | 0 | 0 | 0 | 0 | 0 | 0 | 0 | 0 | 0 | 0 | 0 | 0 | 0 | 0 | 0 | 0 | 0 | 0 | 0 | 0 | 0 | 0 | 0 | 0 | 0 | 0 | 0 | 0
Com ¦ Tankless Water Heaters | NEW | C_Schools | Ottawa and Surrounding | Water Heating | Commercial | Com ¦ Water Heating | End Use Consumption (m^3/year) | 18 | 0.54413 | 0.55403 | 0.56143 | 0.5668 | 0.56995 | 0.56992 | 0.56902 | 0.56902 | 0.56901 | 0.56902 | 0.46011 | 0.47785 | 0.49392 | 0.50862 | 0.52167 | 0.53208 | 0.54186 | 0.5527 | 0.56375 | 0.57503 | 0.84559 | 0.8625 | 0.87976 | 0.89735 | 0.9153 | 0.9336 | 0.95228 | 0.97132 | 0.99075 | 1.0106 | -0.38548 | -0.38465 | -0.38583 | -0.38873 | -0.39362 | -0.40152 | -0.41041 | -0.41862 | -0.427 | -0.43553 | 507.2881 | 1021.6783 | 1543.3181 | 2072.358 | 2608.951 | 3153.2532 | 3705.4234 | 4265.6236 | 4834.0187 | 5410.7765 | 0 | 0 | 0 | 0 | 0 | 0 | 0 | 0 | 0 | 0 | 0 | 0 | 0 | 0 | 0 | 0 | 0 | 0 | 0 | 0 | 0 | 0 | 0 | 0 | 0 | 0 | 0 | 0 | 0 | 0
Com ¦ Air Sealing | RET | C_Schools | Ottawa and Surrounding | Space Heating/Ventilation | Commercial | NA | Floor area (1000m2) | 6 | 0.7443 | 0.77842 | 0.80548 | 0.82599 | 0.83903 | 0.82713 | 0.82412 | 0.82415 | 0.82415 | 0.82412 | 0.06258 | 0.066757 | 0.07046 | 0.073699 | 0.07636 | 0.076782 | 0.078033 | 0.079597 | 0.081189 | 0.082809 | 0.084079 | 0.08576 | 0.087476 | 0.089225 | 0.09101 | 0.09283 | 0.094686 | 0.09658 | 0.098512 | 0.10048 | -0.021499 | -0.019003 | -0.017016 | -0.015526 | -0.01465 | -0.016047 | -0.016654 | -0.016984 | -0.017323 | -0.017673 | 89.9067 | 89.4572 | 89.0099 | 88.5648 | 88.122 | 87.6814 | 87.243 | 86.8068 | 86.3727 | 85.9409 | 0 | 0 | 0 | 0 | 0 | 0 | 0 | 0 | 0 | 0 | 0 | 0 | 0 | 0 | 0 | 0 | 0 | 0 | 0 | 0 | 0 | 0 | 0 | 0 | 0 | 0 | 0 | 0 | 0 | 0
Com ¦ Building Controls and Automation Systems | RET | C_Schools | Ottawa and Surrounding | Space Heating/Ventilation | Commercial | NA | Customer Segment Consumption (m^3/year) | 11 | 1.6349 | 1.6788 | 1.7136 | 1.7399 | 1.7567 | 1.7414 | 1.7375 | 1.7375 | 1.7375 | 1.7375 | 0.21383 | 0.22396 | 0.23317 | 0.24149 | 0.2487 | 0.25146 | 0.25592 | 0.26104 | 0.26626 | 0.27158 | 0.13079 | 0.13341 | 0.13607 | 0.13879 | 0.14157 | 0.1444 | 0.14729 | 0.15024 | 0.15324 | 0.15631 | 0.083038 | 0.090553 | 0.097099 | 0.1027 | 0.10713 | 0.10706 | 0.10863 | 0.1108 | 0.11302 | 0.11528 | 1873347.276 | 1863980.5396 | 1854660.6369 | 1845387.3337 | 1836160.3971 | 1826979.5951 | 1817844.6971 | 1808755.4736 | 1799711.6963 | 1790713.1378 | 1873347.276 | 1863980.5396 | 1854660.6369 | 1845387.3337 | 1836160.3971 | 1826979.5951 | 1817844.6971 | 1808755.4736 | 1799711.6963 | 1790713.1378 | 64415.7898 | 130188.2598 | 196737.7858 | 265150.1903 | 334662.9089 | 404672.026 | 474637.19 | 544303.4881 | 613255.8975 | 681218.622 | 64415.7898 | 65772.4699 | 66549.5261 | 68412.4045 | 69512.7186 | 70009.117 | 69965.164 | 69666.2981 | 68952.4094 | 67962.7245
Com ¦ Heat Reflector Panels | RET | C_Schools | Ottawa and Surrounding | Space Heating/Ventilation | Commercial | NA | End Use Consumption (m^3/year) | 18 | 2.0191 | 2.0568 | 2.0867 | 2.1094 | 2.1238 | 2.1106 | 2.1073 | 2.1073 | 2.1073 | 2.1073 | 0.092157 | 0.095756 | 0.099092 | 0.10217 | 0.10493 | 0.10636 | 0.10832 | 0.11049 | 0.1127 | 0.11495 | 0.045643 | 0.046556 | 0.047487 | 0.048437 | 0.049405 | 0.050393 | 0.051401 | 0.052429 | 0.053478 | 0.054547 | 0.046514 | 0.049201 | 0.051605 | 0.053734 | 0.055522 | 0.055969 | 0.056917 | 0.058057 | 0.059217 | 0.0604 | 114578.6028 | 114005.7098 | 113435.6812 | 112868.5028 | 112304.1603 | 111742.6395 | 111183.9263 | 110628.0067 | 110074.8666 | 109524.4923 | 114578.6028 | 114005.7098 | 113435.6812 | 112868.5028 | 112304.1603 | 111742.6395 | 111183.9263 | 110628.0067 | 110074.8666 | 109524.4923 | 3623.2202 | 7298.9649 | 10998.4429 | 14807.7146 | 18680.3673 | 22582.181 | 26483.8707 | 30376.7356 | 34240.3743 | 38063.9942 | 3623.2202 | 3675.7447 | 3699.478 | 3809.2717 | 3872.6527 | 3901.8138 | 3901.6896 | 3892.8649 | 3863.6387 | 3823.62
Com ¦ Heat/Energy Recovery Ventilation | RET | C_Schools | Ottawa and Surrounding | Space Heating/Ventilation | Commercial | NA | End Use Consumption (m^3/year) | 15 | 1.781 | 1.8187 | 1.8486 | 1.8713 | 1.8857 | 1.8726 | 1.8692 | 1.8693 | 1.8692 | 1.8692 | 0.40645 | 0.42336 | 0.43893 | 0.45319 | 0.46582 | 0.47182 | 0.4804 | 0.49002 | 0.49982 | 0.5098 | 0.22821 | 0.23278 | 0.23743 | 0.24218 | 0.24703 | 0.25197 | 0.25701 | 0.26215 | 0.26739 | 0.27274 | 0.17824 | 0.19059 | 0.2015 | 0.21101 | 0.21879 | 0.21985 | 0.2234 | 0.22787 | 0.23243 | 0.23707 | 1847579.9696 | 1838342.0698 | 1829150.3594 | 1820004.6076 | 1810904.5846 | 1801850.0617 | 1792840.8114 | 1783876.6073 | 1774957.2243 | 1766082.4382 | 1847579.9696 | 1838342.0698 | 1829150.3594 | 1820004.6076 | 1810904.5846 | 1801850.0617 | 1792840.8114 | 1783876.6073 | 1774957.2243 | 1766082.4382 | 58424.4261 | 117695.8091 | 177349.8913 | 238774.3977 | 301220.9225 | 364137.6694 | 427052.4144 | 489824.8613 | 552126.0353 | 613781.9071 | 58424.4261 | 59271.383 | 59654.0821 | 61424.5065 | 62446.5248 | 62916.7468 | 62914.7451 | 62772.4469 | 62301.174 | 61655.8718
Com ¦ High perf.glazings ¦ Retro | RET | C_Schools | Ottawa and Surrounding | Space Heating/Ventilation | Commercial | Windows Retro | End Use Consumption (m^3/year) | 30 | 1.1286 | 1.1444 | 1.1569 | 1.1664 | 1.1725 | 1.167 | 1.1656 | 1.1656 | 1.1656 | 1.1655 | 0.40969 | 0.42374 | 0.43695 | 0.44934 | 0.4607 | 0.46771 | 0.47649 | 0.48602 | 0.49574 | 0.50565 | 0.36301 | 0.37027 | 0.37767 | 0.38523 | 0.39293 | 0.40079 | 0.4088 | 0.41698 | 0.42532 | 0.43383 | 0.046685 | 0.053473 | 0.059275 | 0.064116 | 0.067774 | 0.066916 | 0.067683 | 0.069039 | 0.070417 | 0.071818 | 852519.3658 | 848256.769 | 844015.4852 | 839795.4077 | 835596.4307 | 831418.4485 | 827261.3563 | 823125.0495 | 819009.4243 | 814914.3772 | 852519.3658 | 848256.769 | 844015.4852 | 839795.4077 | 835596.4307 | 831418.4485 | 827261.3563 | 823125.0495 | 819009.4243 | 814914.3772 | 5132.7097 | 9826.3562 | 14014.2292 | 18628.4084 | 23394.5616 | 28129.5206 | 32714.3911 | 37239.0547 | 41675.1675 | 46086.3661 | 5132.7097 | 4693.6465 | 4187.8729 | 4614.1793 | 4766.1532 | 4734.959 | 4584.8705 | 4524.6636 | 4436.1128 | 4411.1986
Com ¦ Operational Improvement | RET | C_Schools | Ottawa and Surrounding | Cross Cutting/Behavioural | Commercial | NA | Customer Segment Consumption (m^3/year) | 5 | 2.0919 | 2.2142 | 2.3046 | 2.3725 | 2.4157 | 2.3793 | 2.3692 | 2.3692 | 2.3693 | 2.3693 | 0.051596 | 0.055707 | 0.05914 | 0.0621 | 0.064494 | 0.064795 | 0.065809 | 0.067124 | 0.06847 | 0.069841 | 0.024665 | 0.025158 | 0.025662 | 0.026175 | 0.026698 | 0.027232 | 0.027777 | 0.028332 | 0.028899 | 0.029477 | 0.026931 | 0.030548 | 0.033478 | 0.035925 | 0.037796 | 0.037563 | 0.038033 | 0.038792 | 0.039571 | 0.040364 | 1448917.0338 | 1441672.4486 | 1434464.0864 | 1427291.7659 | 1420155.3071 | 1413054.5306 | 1405989.2579 | 1398959.3116 | 1391964.5151 | 1385004.6925 | 1448917.0338 | 1441672.4486 | 1434464.0864 | 1427291.7659 | 1420155.3071 | 1413054.5306 | 1405989.2579 | 1398959.3116 | 1391964.5151 | 1385004.6925 | 61154.1838 | 124469.4241 | 189515.288 | 256006.2531 | 323378.6419 | 391054.3928 | 458446.0924 | 525003.2503 | 590173.2891 | 653456.6941 | 61154.1838 | 63315.2403 | 65045.8639 | 66490.9651 | 67372.3888 | 67675.7509 | 67391.6996 | 66557.1579 | 65170.0388 | 63283.405
Com ¦ Roof Insulation Upgrade | RET | C_Schools | Ottawa and Surrounding | Space Heating/Ventilation | Commercial | NA | Floor area (1000m2) | 20 | 0.96938 | 0.98631 | 0.99974 | 1.0099 | 1.0164 | 1.0105 | 1.009 | 1.009 | 1.009 | 1.009 | 0.36147 | 0.37513 | 0.38785 | 0.39962 | 0.41023 | 0.416 | 0.42369 | 0.43217 | 0.44081 | 0.44963 | 0.37288 | 0.38034 | 0.38795 | 0.39571 | 0.40362 | 0.41169 | 0.41993 | 0.42833 | 0.43689 | 0.44563 | -0.011417 | -0.0052059 | -0.00010224 | 0.0039177 | 0.0066095 | 0.0043095 | 0.0037681 | 0.0038478 | 0.0039229 | 0.0039953 | 50.3478 | 50.096 | 49.8455 | 49.5963 | 49.3483 | 49.1016 | 48.8561 | 48.6118 | 48.3687 | 48.1269 | 0 | 0 | 0 | 49.5963 | 49.3483 | 49.1016 | 48.8561 | 48.6118 | 48.3687 | 48.1269 | 0 | 0 | 0 | 0.35816 | 0.72545 | 1.0919 | 1.451 | 1.8074 | 2.1597 | 2.5113 | 0 | 0 | 0 | 0.35816 | 0.36729 | 0.36645 | 0.35906 | 0.35649 | 0.3523 | 0.35153
Com ¦ Super High Perf Glazing ¦Retro | RET | C_Schools | Ottawa and Surrounding | Space Heating/Ventilation | Commercial | Windows Retro | End Use Consumption (m^3/year) | 30 | 0.53856 | 0.54611 | 0.55209 | 0.55662 | 0.5595 | 0.55687 | 0.5562 | 0.5562 | 0.5562 | 0.55619 | 0.61454 | 0.63561 | 0.65542 | 0.67401 | 0.69106 | 0.70156 | 0.71473 | 0.72903 | 0.74361 | 0.75847 | 1.1411 | 1.1639 | 1.1872 | 1.2109 | 1.2351 | 1.2598 | 1.285 | 1.3107 | 1.3369 | 1.3637 | -0.52653 | -0.52828 | -0.53175 | -0.5369 | -0.54407 | -0.55828 | -0.5703 | -0.5817 | -0.59334 | -0.60522 | 1278779.0488 | 1272385.1535 | 1266023.2277 | 1259693.1116 | 1253394.646 | 1247127.6728 | 1240892.0345 | 1234687.5743 | 1228514.1364 | 1222371.5657 | 0 | 0 | 0 | 0 | 0 | 0 | 0 | 0 | 0 | 0 | 0 | 0 | 0 | 0 | 0 | 0 | 0 | 0 | 0 | 0 | 0 | 0 | 0 | 0 | 0 | 0 | 0 | 0 | 0 | 0
Com ¦ Wall Insulation Upgrade | RET | C_Schools | Ottawa and Surrounding | Space Heating/Ventilation | Commercial | NA | Floor area (1000m2) | 20 | 0.23905 | 0.24323 | 0.24654 | 0.24904 | 0.25064 | 0.24918 | 0.24881 | 0.24882 | 0.24882 | 0.24881 | 0.29574 | 0.30693 | 0.31733 | 0.32697 | 0.33564 | 0.34037 | 0.34666 | 0.3536 | 0.36067 | 0.36788 | 1.2372 | 1.2619 | 1.2871 | 1.3129 | 1.3391 | 1.3659 | 1.3932 | 1.4211 | 1.4495 | 1.4785 | -0.94142 | -0.95498 | -0.96981 | -0.98592 | -1.0035 | -1.0256 | -1.0466 | -1.0675 | -1.0889 | -1.1106 | 161.8321 | 161.0229 | 160.2178 | 159.4167 | 158.6196 | 157.8265 | 157.0374 | 156.2522 | 155.4709 | 154.6936 | 0 | 0 | 0 | 0 | 0 | 0 | 0 | 0 | 0 | 0 | 0 | 0 | 0 | 0 | 0 | 0 | 0 | 0 | 0 | 0 | 0 | 0 | 0 | 0 | 0 | 0 | 0 | 0 | 0 | 0
Com ¦ Air Curtains | ROB | C_Schools | Ottawa and Surrounding | Space Heating/Ventilation | Commercial | NA | Shipping door | 15 | 5.3878 | 5.504 | 5.5961 | 5.6658 | 5.7101 | 5.6694 | 5.659 | 5.6589 | 5.6587 | 5.6585 | 54793.8552 | 57095.1782 | 59211.3087 | 61147.8426 | 62858.8782 | 63658.8135 | 64812.7081 | 66108.1395 | 67428.0058 | 68773.4309 | 10170 | 10373.4 | 10580.868 | 10792.4854 | 11008.3351 | 11228.5018 | 11453.0718 | 11682.1332 | 11915.7759 | 12154.0914 | 44623.8552 | 46721.7782 | 48630.4407 | 50355.3572 | 51850.5432 | 52430.3118 | 53359.6363 | 54426.0063 | 55512.2299 | 56619.3395 | 7.0017 | 6.9667 | 6.9318 | 6.8972 | 6.8627 | 6.8284 | 6.7942 | 6.7603 | 6.7265 | 6.6928 | 7.0017 | 6.9667 | 6.9318 | 6.8972 | 6.8627 | 6.8284 | 6.7942 | 6.7603 | 6.7265 | 6.6928 | 0.33044 | 0.64625 | 0.94799 | 1.2372 | 1.5142 | 1.7791 | 2.0322 | 2.2741 | 2.5052 | 2.7257 | 0.33044 | 0.31581 | 0.30174 | 0.28926 | 0.27694 | 0.26489 | 0.25315 | 0.24191 | 0.23102 | 0.22058
Com ¦ Condensing Boiler ¦ Std Baseline | ROB | C_Schools | Ottawa and Surrounding | Space Heating/Ventilation | Commercial | Com¦Boiler¦Std | End Use Consumption (m^3/year) | 25 | 1.5743 | 1.5984 | 1.6176 | 1.6321 | 1.6413 | 1.6329 | 1.6308 | 1.6308 | 1.6308 | 1.6307 | 0.52357 | 0.54224 | 0.55971 | 0.57602 | 0.59087 | 0.59959 | 0.61078 | 0.623 | 0.63546 | 0.64816 | 0.33258 | 0.33923 | 0.34601 | 0.35294 | 0.35999 | 0.36719 | 0.37454 | 0.38203 | 0.38967 | 0.39746 | 0.19099 | 0.20301 | 0.21369 | 0.22309 | 0.23087 | 0.23239 | 0.23624 | 0.24097 | 0.24579 | 0.25069 | 2990978.9431 | 2976024.0484 | 2961143.9281 | 2946338.2085 | 2931606.5175 | 2916948.4849 | 2902363.7425 | 2887851.9237 | 2873412.6641 | 2859045.6008 | 2990978.9431 | 2976024.0484 | 2961143.9281 | 2946338.2085 | 2931606.5175 | 2916948.4849 | 2902363.7425 | 2887851.9237 | 2873412.6641 | 2859045.6008 | 2736.261 | 7654.3058 | 14384.3275 | 23274.9995 | 34007.8744 | 46256.921 | 59692.2801 | 74194.9692 | 89534.7033 | 105616.8103 | 2736.261 | 4918.0448 | 6730.0217 | 8890.672 | 10732.8748 | 12249.0466 | 13435.3591 | 14502.6891 | 15339.7341 | 16082.107
Com ¦ Condensing Water Heaters | ROB | C_Schools | Ottawa and Surrounding | Water Heating | Commercial | Com ¦ Water Heating | End Use Consumption (m^3/year) | 13 | 1.5536 | 1.5892 | 1.6159 | 1.6352 | 1.6466 | 1.6465 | 1.6432 | 1.6432 | 1.6432 | 1.6432 | 0.24404 | 0.25463 | 0.26408 | 0.27258 | 0.27997 | 0.28555 | 0.29068 | 0.29649 | 0.30242 | 0.30847 | 0.15708 | 0.16022 | 0.16343 | 0.1667 | 0.17003 | 0.17343 | 0.1769 | 0.18044 | 0.18405 | 0.18773 | 0.086963 | 0.094409 | 0.10066 | 0.10589 | 0.10994 | 0.11212 | 0.11378 | 0.11606 | 0.11838 | 0.12075 | 14064.6956 | 13994.3721 | 13924.4003 | 13854.7783 | 13785.5044 | 13716.5769 | 13647.994 | 13579.754 | 13511.8552 | 13444.296 | 14064.6956 | 13994.3721 | 13924.4003 | 13854.7783 | 13785.5044 | 13716.5769 | 13647.994 | 13579.754 | 13511.8552 | 13444.296 | 425.6313 | 832.8818 | 1221.1787 | 1602.7333 | 1974.1737 | 2333.8693 | 2680.9057 | 3016.7934 | 3341.5848 | 3656.4343 | 425.6313 | 407.2506 | 388.2968 | 381.5546 | 371.4404 | 359.6956 | 347.0364 | 335.8877 | 324.7914 | 314.8495
Com ¦ Demand Control Kitchen Ventilation | ROB | C_Schools | Ottawa and Surrounding | Space Heating/Ventilation | Commercial | NA | per building | 15 | 4.3624 | 4.408 | 4.4448 | 4.4736 | 4.4933 | 4.4812 | 4.4808 | 4.4844 | 4.4881 | 4.4919 | 65435.9299 | 67442.9283 | 69366.2343 | 71211.5723 | 72954.905 | 74214.772 | 75691.2479 | 77268.2103 | 78878.4803 | 80524.0625 | 15000 | 15300 | 15606 | 15918.12 | 16236.4824 | 16561.212 | 16892.4363 | 17230.285 | 17574.8907 | 17926.3885 | 50435.9299 | 52142.9283 | 53760.2343 | 55293.4523 | 56718.4226 | 57653.56 | 58798.8116 | 60037.9253 | 61303.5896 | 62597.674 | 5594.2979 | 5566.3264 | 5538.4948 | 5510.8023 | 5483.2483 | 5455.8321 | 5428.5529 | 5401.4102 | 5374.4031 | 5347.5311 | 5594.2979 | 5566.3264 | 5538.4948 | 5510.8023 | 5483.2483 | 5455.8321 | 5428.5529 | 5401.4102 | 5374.4031 | 5347.5311 | 253.9158 | 496.1939 | 727.4583 | 949.1102 | 1161.3905 | 1364.5954 | 1559.0232 | 1745.1043 | 1923.1369 | 2093.4748 | 253.9158 | 242.2781 | 231.2644 | 221.6519 | 212.2803 | 203.2049 | 194.4277 | 186.0811 | 178.0326 | 170.3379
Com ¦ Near Condensing Boiler¦ Std Baseline | ROB | C_Schools | Ottawa and Surrounding | Space Heating/Ventilation | Commercial | Com¦Boiler¦Std | End Use Consumption (m^3/year) | 25 | 4.3784 | 4.4456 | 4.4989 | 4.5392 | 4.5649 | 4.5415 | 4.5355 | 4.5356 | 4.5355 | 4.5355 | 0.29918 | 0.30985 | 0.31983 | 0.32915 | 0.33764 | 0.34262 | 0.34902 | 0.356 | 0.36312 | 0.37037 | 0.068331 | 0.069697 | 0.071091 | 0.072513 | 0.073963 | 0.075443 | 0.076952 | 0.078491 | 0.08006 | 0.081662 | 0.23085 | 0.24015 | 0.24874 | 0.25664 | 0.26367 | 0.26718 | 0.27206 | 0.27751 | 0.28306 | 0.28871 | 1709130.8246 | 1700585.1705 | 1692082.2447 | 1683621.8334 | 1675203.7243 | 1666827.7056 | 1658493.5671 | 1650201.0993 | 1641950.0938 | 1633740.3433 | 1709130.8246 | 1700585.1705 | 1692082.2447 | 1683621.8334 | 1675203.7243 | 1666827.7056 | 1658493.5671 | 1650201.0993 | 1641950.0938 | 1633740.3433 | 41988.7053 | 80226.2742 | 114833.7741 | 146310.6265 | 174730.4354 | 200238.4534 | 223011.9339 | 243302.7037 | 261319.0286 | 277297.179 | 41988.7053 | 38237.5689 | 34607.4999 | 31476.8524 | 28419.8089 | 25508.0181 | 22773.4804 | 20290.7698 | 18016.3249 | 15978.1504
Com ¦ Steam Traps | ROB | C_Schools | Ottawa and Surrounding | Space Heating/Ventilation | Commercial | NA | Customer Segment Consumption (m^3/year) | 5 | 4.9574 | 5.249 | 5.4651 | 5.6288 | 5.7333 | 5.638 | 5.614 | 5.6142 | 5.6143 | 5.6141 | 0.14576 | 0.15742 | 0.16718 | 0.17563 | 0.18247 | 0.18302 | 0.18589 | 0.18961 | 0.19341 | 0.19727 | 0.029402 | 0.02999 | 0.03059 | 0.031202 | 0.031826 | 0.032462 | 0.033112 | 0.033774 | 0.034449 | 0.035138 | 0.11636 | 0.12743 | 0.13659 | 0.14443 | 0.15064 | 0.15056 | 0.15278 | 0.15584 | 0.15896 | 0.16213 | 127785.6244 | 127146.6962 | 126510.9628 | 125878.4079 | 125249.0159 | 124622.7708 | 123999.657 | 123379.6587 | 122762.7604 | 122148.9466 | 127785.6244 | 127146.6962 | 126510.9628 | 125878.4079 | 125249.0159 | 124622.7708 | 123999.657 | 123379.6587 | 122762.7604 | 122148.9466 | 18946.6009 | 34500.319 | 47300.4155 | 57877.2446 | 66638.3739 | 73914.0128 | 79971.4358 | 85030.1654 | 89266.1806 | 92824.0536 | 18946.6009 | 15553.7182 | 12800.0965 | 10576.8291 | 8761.1293 | 7275.6389 | 6057.423 | 5058.7296 | 4236.0152 | 3557.873
Com ¦ Tankless Water Heaters | ROB | C_Schools | Ottawa and Surrounding | Water Heating | Commercial | Com ¦ Water Heating | End Use Consumption (m^3/year) | 18 | 0.54413 | 0.55403 | 0.56143 | 0.5668 | 0.56995 | 0.56992 | 0.56902 | 0.56902 | 0.56901 | 0.56902 | 0.46011 | 0.47785 | 0.49392 | 0.50862 | 0.52167 | 0.53208 | 0.54186 | 0.5527 | 0.56375 | 0.57503 | 0.84559 | 0.8625 | 0.87976 | 0.89735 | 0.9153 | 0.9336 | 0.95228 | 0.97132 | 0.99075 | 1.0106 | -0.38548 | -0.38465 | -0.38583 | -0.38873 | -0.39362 | -0.40152 | -0.41041 | -0.41862 | -0.427 | -0.43553 | 21031.3205 | 20926.1639 | 20821.5331 | 20717.4254 | 20613.8383 | 20510.7691 | 20408.2153 | 20306.1742 | 20204.6433 | 20103.6201 | 0 | 0 | 0 | 0 | 0 | 0 | 0 | 0 | 0 | 0 | 0 | 0 | 0 | 0 | 0 | 0 | 0 | 0 | 0 | 0 | 0 | 0 | 0 | 0 | 0 | 0 | 0 | 0 | 0 | 0
Ind ¦ Advanced boiler controls including air/fuel mix control ¦ New | NEW | I_Asphalt | Ottawa and Surrounding | Process - Boiler/Steam | Industrial | NA | End Use Consumption (m^3/year) | 15 | 4.1594 | 4.246 | 4.3104 | 4.357 | 4.3847 | 4.3838 | 4.376 | 4.376 | 4.3761 | 4.376 | 0.12768 | 0.13294 | 0.13765 | 0.14192 | 0.14569 | 0.14857 | 0.15127 | 0.1543 | 0.15738 | 0.16053 | 0.030695 | 0.031309 | 0.031936 | 0.032574 | 0.033226 | 0.03389 | 0.034568 | 0.035259 | 0.035965 | 0.036684 | 0.09698 | 0.10163 | 0.10572 | 0.10935 | 0.11246 | 0.11468 | 0.1167 | 0.11904 | 0.12142 | 0.12384 | 45.4461 | 91.6193 | 138.5361 | 186.2132 | 234.6677 | 283.9169 | 333.9788 | 384.8715 | 436.6136 | 489.2239 | 45.4461 | 91.6193 | 138.5361 | 186.2132 | 234.6677 | 283.9169 | 333.9788 | 384.8715 | 436.6136 | 489.2239 | 27.5579 | 55.5567 | 84.6311 | 114.6941 | 146.0069 | 178.5033 | 212.0712 | 246.6288 | 282.2007 | 318.7553 | 27.5579 | 27.9988 | 29.0744 | 30.063 | 31.3128 | 32.4964 | 33.5679 | 34.5576 | 35.5719 | 36.5546
Ind ¦ Advanced heating and process control ¦ New | NEW | I_Asphalt | Ottawa and Surrounding | Process Heat | Industrial | NA | End Use Consumption (m^3/year) | 15 | 5.3148 | 5.4254 | 5.5077 | 5.5672 | 5.6027 | 5.6015 | 5.5915 | 5.5916 | 5.5916 | 5.5916 | 0.31919 | 0.33235 | 0.34413 | 0.35481 | 0.36422 | 0.37142 | 0.37817 | 0.38574 | 0.39346 | 0.40132 | 0.060056 | 0.061257 | 0.062483 | 0.063732 | 0.065007 | 0.066307 | 0.067633 | 0.068986 | 0.070366 | 0.071773 | 0.25913 | 0.27109 | 0.28165 | 0.29108 | 0.29921 | 0.30511 | 0.31054 | 0.31675 | 0.32309 | 0.32955 | 669.4283 | 1349.5675 | 2040.6592 | 2742.95 | 3456.6918 | 4182.1414 | 4919.5612 | 5669.2189 | 6431.3876 | 7206.3463 | 669.4283 | 1349.5675 | 2040.6592 | 2742.95 | 3456.6918 | 4182.1414 | 4919.5612 | 5669.2189 | 6431.3876 | 7206.3463 | 431.5067 | 869.9176 | 1326.7403 | 1800.5999 | 2294.0961 | 2806.1976 | 3335.3868 | 3880.5169 | 4441.6744 | 5018.3361 | 431.5067 | 438.4108 | 456.8228 | 473.8595 | 493.4962 | 512.1015 | 529.1892 | 545.1301 | 561.1574 | 576.6617
Ind ¦ Air compressor heat recovery ¦ New | NEW | I_Asphalt | Ottawa and Surrounding | Space Heating/Ventilation | Industrial | NA | End Use Consumption (m^3/year) | 25 | 2.502 | 2.5404 | 2.5708 | 2.5939 | 2.6085 | 2.5951 | 2.5917 | 2.5918 | 2.5917 | 2.5917 | 0.78535 | 0.81335 | 0.83956 | 0.86403 | 0.8863 | 0.89938 | 0.91617 | 0.9345 | 0.95318 | 0.97223 | 0.31389 | 0.32017 | 0.32658 | 0.33311 | 0.33977 | 0.34656 | 0.3535 | 0.36057 | 0.36778 | 0.37513 | 0.47146 | 0.49318 | 0.51299 | 0.53092 | 0.54653 | 0.55281 | 0.56267 | 0.57393 | 0.58541 | 0.5971 | 28.0467 | 56.5422 | 85.4966 | 114.9201 | 144.8235 | 175.2173 | 206.1127 | 237.5207 | 269.453 | 301.9211 | 28.0467 | 56.5422 | 85.4966 | 114.9201 | 144.8235 | 175.2173 | 206.1127 | 237.5207 | 269.453 | 301.9211 | 8.2257 | 16.583 | 25.0845 | 33.6372 | 42.8033 | 52.5085 | 62.5858 | 72.9216 | 83.5989 | 94.5889 | 8.2257 | 8.3573 | 8.5016 | 8.5526 | 9.1662 | 9.7051 | 10.0773 | 10.3358 | 10.6773 | 10.99
Ind ¦ Air curtains ¦ New | NEW | I_Asphalt | Ottawa and Surrounding | Space Heating/Ventilation | Industrial | NA | End Use Consumption (m^3/year) | 15 | 0.92289 | 0.94244 | 0.95793 | 0.96967 | 0.97714 | 0.97032 | 0.9686 | 0.96861 | 0.96861 | 0.96859 | 0.13548 | 0.14112 | 0.14631 | 0.15106 | 0.15527 | 0.15727 | 0.16013 | 0.16334 | 0.16661 | 0.16993 | 0.1468 | 0.14974 | 0.15274 | 0.15579 | 0.15891 | 0.16208 | 0.16533 | 0.16863 | 0.172 | 0.17544 | -0.01132 | -0.0086192 | -0.0064252 | -0.0047254 | -0.0036321 | -0.0048103 | -0.0051917 | -0.0052929 | -0.0053996 | -0.0055101 | 16.6945 | 33.6561 | 50.8908 | 68.4048 | 86.2044 | 104.296 | 122.6861 | 141.3814 | 160.3887 | 179.7149 | 0 | 0 | 0 | 0 | 0 | 0 | 0 | 0 | 0 | 0 | 0 | 0 | 0 | 0 | 0 | 0 | 0 | 0 | 0 | 0 | 0 | 0 | 0 | 0 | 0 | 0 | 0 | 0 | 0 | 0
Ind ¦ Automated temperature control ¦ New | NEW | I_Asphalt | Ottawa and Surrounding | Space Heating/Ventilation | Industrial | NA | End Use Consumption (m^3/year) | 25 | 1.1676 | 1.1855 | 1.1997 | 1.2105 | 1.2173 | 1.2111 | 1.2095 | 1.2095 | 1.2095 | 1.2095 | 0.26178 | 0.27112 | 0.27985 | 0.28801 | 0.29543 | 0.29979 | 0.30539 | 0.3115 | 0.31773 | 0.32408 | 0.22421 | 0.22869 | 0.23327 | 0.23793 | 0.24269 | 0.24755 | 0.2525 | 0.25755 | 0.2627 | 0.26795 | 0.037574 | 0.042423 | 0.046585 | 0.050076 | 0.052741 | 0.052247 | 0.052892 | 0.053952 | 0.055029 | 0.056126 | 21.641 | 43.6283 | 65.9696 | 88.673 | 111.7465 | 135.1985 | 159.0375 | 183.2722 | 207.9112 | 232.9638 | 21.641 | 43.6283 | 65.9696 | 88.673 | 111.7465 | 135.1985 | 159.0375 | 183.2722 | 207.9112 | 232.9638 | 0.19292 | 0.38892 | 0.56679 | 0.71928 | 0.91945 | 1.1627 | 1.4244 | 1.6881 | 1.9665 | 2.2555 | 0.19292 | 0.196 | 0.17787 | 0.15249 | 0.20016 | 0.24323 | 0.26176 | 0.26368 | 0.27836 | 0.28902
Ind ¦ Blow down heat recovery and control ¦ New | NEW | I_Asphalt | Ottawa and Surrounding | Process - Boiler/Steam | Industrial | NA | End Use Consumption (m^3/year) | 20 | 1.9672 | 2.0009 | 2.026 | 2.0442 | 2.055 | 2.0547 | 2.0516 | 2.0517 | 2.0517 | 2.0517 | 0.061959 | 0.064282 | 0.066391 | 0.068326 | 0.070062 | 0.071451 | 0.072771 | 0.074227 | 0.075713 | 0.077227 | 0.031496 | 0.032126 | 0.032769 | 0.033424 | 0.034093 | 0.034774 | 0.03547 | 0.036179 | 0.036903 | 0.037641 | 0.030463 | 0.032156 | 0.033622 | 0.034902 | 0.035969 | 0.036676 | 0.037301 | 0.038048 | 0.03881 | 0.039587 | 25.9692 | 52.3539 | 79.1635 | 106.4075 | 134.0958 | 162.2382 | 190.845 | 219.9266 | 249.4935 | 279.5565 | 25.9692 | 52.3539 | 79.1635 | 106.4075 | 134.0958 | 162.2382 | 190.845 | 219.9266 | 249.4935 | 279.5565 | 6.9238 | 13.9584 | 21.1209 | 28.315 | 36.0903 | 44.3715 | 52.992 | 61.837 | 70.9864 | 80.4099 | 6.9238 | 7.0346 | 7.1626 | 7.1941 | 7.7753 | 8.2813 | 8.6204 | 8.845 | 9.1494 | 9.4235
Ind ¦ Boiler combustion air preheat ¦ New | NEW | I_Asphalt | Ottawa and Surrounding | Process - Boiler/Steam | Industrial | NA | End Use Consumption (m^3/year) | 20 | 68.9876 | 69.0887 | 69.1845 | 69.2782 | 69.3709 | 69.4563 | 69.5363 | 69.6241 | 69.7143 | 69.809 | 2.0992 | 2.1443 | 2.1902 | 2.2371 | 2.2849 | 2.3334 | 2.3828 | 2.4336 | 2.4854 | 2.5386 | 0.030429 | 0.031037 | 0.031658 | 0.032291 | 0.032937 | 0.033596 | 0.034267 | 0.034953 | 0.035652 | 0.036365 | 2.0688 | 2.1133 | 2.1586 | 2.2048 | 2.2519 | 2.2998 | 2.3486 | 2.3986 | 2.4498 | 2.5022 | 33.389 | 67.3122 | 101.7816 | 136.8097 | 172.4089 | 208.592 | 245.3722 | 282.7628 | 320.7773 | 359.4298 | 33.389 | 67.3122 | 101.7816 | 136.8097 | 172.4089 | 208.592 | 245.3722 | 282.7628 | 320.7773 | 359.4298 | 24.66 | 49.7145 | 75.936 | 103.2681 | 131.6638 | 161.0817 | 191.4852 | 222.8423 | 255.1253 | 288.3107 | 24.66 | 25.0546 | 26.2215 | 27.332 | 28.3957 | 29.4179 | 30.4035 | 31.3571 | 32.2831 | 33.1853
Ind ¦ Boiler right sizing and load management | NEW | I_Asphalt | Ottawa and Surrounding | Process - Boiler/Steam | Industrial | NA | End Use Consumption (m^3/year) | 25 | INF | INF | INF | INF | INF | INF | INF | INF | INF | INF | 0.35266 | 0.36513 | 0.37655 | 0.38712 | 0.39671 | 0.40459 | 0.41215 | 0.4204 | 0.42883 | 0.43741 | 0 | 0 | 0 | 0 | 0 | 0 | 0 | 0 | 0 | 0 | 0.35266 | 0.36513 | 0.37655 | 0.38712 | 0.39671 | 0.40459 | 0.41215 | 0.4204 | 0.42883 | 0.43741 | 108.205 | 218.1413 | 329.8479 | 443.3648 | 558.7325 | 675.9927 | 795.1877 | 916.3608 | 1039.5562 | 1164.8189 | 108.205 | 218.1413 | 329.8479 | 443.3648 | 558.7325 | 675.9927 | 795.1877 | 916.3608 | 1039.5562 | 1164.8189 | 81.0625 | 163.4219 | 248.8818 | 337.4219 | 429.0184 | 523.646 | 621.2778 | 721.8872 | 825.4479 | 931.9355 | 81.0625 | 82.3595 | 85.4599 | 88.54 | 91.5966 | 94.6275 | 97.6318 | 100.6093 | 103.5608 | 106.4876
Ind ¦ Condensate return ¦ New | NEW | I_Asphalt | Ottawa and Surrounding | Process - Boiler/Steam | Industrial | NA | End Use Consumption (m^3/year) | 25 | 1.6724 | 1.6976 | 1.7164 | 1.73 | 1.7381 | 1.7378 | 1.7356 | 1.7356 | 1.7357 | 1.7357 | 0.070532 | 0.073026 | 0.07531 | 0.077423 | 0.079342 | 0.080918 | 0.082429 | 0.08408 | 0.085765 | 0.087483 | 0.042173 | 0.043016 | 0.043877 | 0.044754 | 0.045649 | 0.046562 | 0.047494 | 0.048443 | 0.049412 | 0.050401 | 0.028359 | 0.03001 | 0.031433 | 0.032669 | 0.033693 | 0.034355 | 0.034936 | 0.035637 | 0.036353 | 0.037082 | 31.3279 | 63.1571 | 95.4988 | 128.3647 | 161.7664 | 195.716 | 230.2258 | 265.3083 | 300.9763 | 337.2428 | 31.3279 | 63.1571 | 95.4988 | 128.3647 | 161.7664 | 195.716 | 230.2258 | 265.3083 | 300.9763 | 337.2428 | 3.7508 | 7.5617 | 11.3362 | 14.9849 | 19.0804 | 23.5501 | 28.2281 | 33.0024 | 37.9586 | 43.0694 | 3.7508 | 3.8109 | 3.7745 | 3.6486 | 4.0955 | 4.4697 | 4.678 | 4.7742 | 4.9562 | 5.1109
Ind ¦ Condensing boiler ¦ New | NEW | I_Asphalt | Ottawa and Surrounding | Process - Boiler/Steam | Industrial | NA | End Use Consumption (m^3/year) | 20 | 3.224 | 3.2793 | 3.3205 | 3.3502 | 3.368 | 3.3674 | 3.3624 | 3.3624 | 3.3625 | 3.3625 | 0.3098 | 0.32141 | 0.33195 | 0.34163 | 0.35031 | 0.35725 | 0.36386 | 0.37114 | 0.37856 | 0.38614 | 0.09609 | 0.098012 | 0.099972 | 0.10197 | 0.10401 | 0.10609 | 0.10821 | 0.11038 | 0.11258 | 0.11484 | 0.21371 | 0.2234 | 0.23198 | 0.23966 | 0.2463 | 0.25116 | 0.25564 | 0.26076 | 0.26598 | 0.2713 | 70.0756 | 141.2725 | 213.6158 | 287.1315 | 361.8458 | 437.7857 | 514.9787 | 593.4527 | 673.2364 | 754.3589 | 70.0756 | 141.2725 | 213.6158 | 287.1315 | 361.8458 | 437.7857 | 514.9787 | 593.4527 | 673.2364 | 754.3589 | 34.3306 | 69.2105 | 105.1178 | 141.8685 | 180.4112 | 220.6018 | 262.138 | 304.8098 | 348.7494 | 393.8969 | 34.3306 | 34.8799 | 35.9073 | 36.7507 | 38.5427 | 40.1906 | 41.5361 | 42.6718 | 43.9396 | 45.1476
Ind ¦ Condensing Economizer ¦ New | NEW | I_Asphalt | Ottawa and Surrounding | Process - Boiler/Steam | Industrial | NA | End Use Consumption (m^3/year) | 15 | 3.7008 | 3.7778 | 3.835 | 3.8765 | 3.9012 | 3.9004 | 3.8934 | 3.8934 | 3.8935 | 3.8934 | 0.25535 | 0.26588 | 0.27531 | 0.28385 | 0.29137 | 0.29714 | 0.30254 | 0.30859 | 0.31477 | 0.32106 | 0.069 | 0.07038 | 0.071788 | 0.073223 | 0.074688 | 0.076182 | 0.077705 | 0.079259 | 0.080844 | 0.082461 | 0.18635 | 0.1955 | 0.20352 | 0.21063 | 0.21668 | 0.22096 | 0.22483 | 0.22933 | 0.23392 | 0.2386 | 55.6483 | 112.187 | 169.6361 | 228.0162 | 287.3481 | 347.6534 | 408.9537 | 471.2713 | 534.6289 | 599.0497 | 55.6483 | 112.187 | 169.6361 | 228.0162 | 287.3481 | 347.6534 | 408.9537 | 471.2713 | 534.6289 | 599.0497 | 32.5131 | 65.5464 | 99.6502 | 134.7236 | 171.2373 | 209.1123 | 248.191 | 288.363 | 329.6911 | 372.1422 | 32.5131 | 33.0333 | 34.1038 | 35.0734 | 36.5136 | 37.875 | 39.0787 | 40.172 | 41.3281 | 42.4511
Ind ¦ De-stratification fans ¦ New | NEW | I_Asphalt | Ottawa and Surrounding | Space Heating/Ventilation | Industrial | NA | End Use Consumption (m^3/year) | 25 | 1.4153 | 1.437 | 1.4542 | 1.4672 | 1.4755 | 1.468 | 1.466 | 1.466 | 1.466 | 1.466 | 0.29918 | 0.30985 | 0.31983 | 0.32915 | 0.33764 | 0.34262 | 0.34902 | 0.356 | 0.36312 | 0.37037 | 0.2114 | 0.21563 | 0.21994 | 0.22434 | 0.22882 | 0.2334 | 0.23807 | 0.24283 | 0.24769 | 0.25264 | 0.087784 | 0.094223 | 0.099894 | 0.10482 | 0.10881 | 0.10922 | 0.11095 | 0.11317 | 0.11543 | 0.11773 | 15.8288 | 31.911 | 48.252 | 64.8579 | 81.7346 | 98.8881 | 116.3246 | 134.0505 | 152.0722 | 170.3964 | 15.8288 | 31.911 | 48.252 | 64.8579 | 81.7346 | 98.8881 | 116.3246 | 134.0505 | 152.0722 | 170.3964 | 0.63296 | 1.2761 | 1.8937 | 2.4605 | 3.1398 | 3.9111 | 4.727 | 5.5557 | 6.4216 | 7.3169 | 0.63296 | 0.64309 | 0.61769 | 0.56678 | 0.67928 | 0.77125 | 0.81597 | 0.82869 | 0.8659 | 0.89532
Ind ¦ Direct contact hot water heaters ¦ New | NEW | I_Asphalt | Ottawa and Surrounding | Process - Boiler/Steam | Industrial | NA | End Use Consumption (m^3/year) | 20 | 11.6065 | 11.8055 | 11.9537 | 12.0609 | 12.1248 | 12.1227 | 12.1047 | 12.1048 | 12.1049 | 12.105 | 0.46469 | 0.48212 | 0.49793 | 0.51244 | 0.52546 | 0.53588 | 0.54579 | 0.5567 | 0.56785 | 0.57921 | 0.040038 | 0.040838 | 0.041655 | 0.042488 | 0.043338 | 0.044205 | 0.045089 | 0.045991 | 0.04691 | 0.047849 | 0.42466 | 0.44128 | 0.45628 | 0.46996 | 0.48212 | 0.49168 | 0.5007 | 0.51071 | 0.52094 | 0.53136 | 59.3582 | 119.6661 | 180.9451 | 243.2172 | 306.5047 | 370.8303 | 436.2173 | 502.6894 | 570.2708 | 638.9864 | 59.3582 | 119.6661 | 180.9451 | 243.2172 | 306.5047 | 370.8303 | 436.2173 | 502.6894 | 570.2708 | 638.9864 | 41.2006 | 83.0605 | 126.6794 | 171.972 | 218.9899 | 267.6688 | 317.9316 | 369.7166 | 423.0064 | 477.7661 | 41.2006 | 41.8598 | 43.6189 | 45.2926 | 47.0179 | 48.6789 | 50.2628 | 51.785 | 53.2897 | 54.7597
Ind ¦ Energy Management and Process Improvement ¦ New | NEW | I_Asphalt | Ottawa and Surrounding | Cross Cutting/Behavioural | Industrial | NA | End Use Consumption (m^3/year) | 15 | 3.6479 | 3.7238 | 3.7802 | 3.8211 | 3.8455 | 3.8447 | 3.8378 | 3.8378 | 3.8379 | 3.8378 | 0.25535 | 0.26588 | 0.27531 | 0.28385 | 0.29137 | 0.29714 | 0.30254 | 0.30859 | 0.31477 | 0.32106 | 0.07 | 0.0714 | 0.072828 | 0.074285 | 0.07577 | 0.077286 | 0.078831 | 0.080408 | 0.082016 | 0.083656 | 0.18535 | 0.19448 | 0.20248 | 0.20956 | 0.2156 | 0.21985 | 0.22371 | 0.22818 | 0.23275 | 0.2374 | 1488.0765 | 2999.9622 | 4536.1943 | 6097.3212 | 7683.9023 | 9296.509 | 10935.7242 | 12602.143 | 14296.3727 | 16019.0333 | 1488.0765 | 2999.9622 | 4536.1943 | 6097.3212 | 7683.9023 | 9296.509 | 10935.7242 | 12602.143 | 14296.3727 | 16019.0333 | 864.2943 | 1742.4174 | 2655.0157 | 3598.2811 | 4584.331 | 5610.306 | 6671.2212 | 7763.4556 | 8888.2508 | 10044.2437 | 864.2943 | 878.123 | 912.5984 | 943.2653 | 986.0499 | 1025.975 | 1060.9152 | 1092.2344 | 1124.7953 | 1155.9929
Ind ¦ Exhaust gas heat recovery ¦ New | NEW | I_Asphalt | Ottawa and Surrounding | Process Heat | Industrial | NA | End Use Consumption (m^3/year) | 15 | 5.3148 | 5.4254 | 5.5077 | 5.5672 | 5.6027 | 5.6015 | 5.5915 | 5.5916 | 5.5916 | 5.5916 | 0.44687 | 0.46529 | 0.48179 | 0.49674 | 0.5099 | 0.51999 | 0.52944 | 0.54003 | 0.55084 | 0.56185 | 0.084079 | 0.08576 | 0.087476 | 0.089225 | 0.09101 | 0.09283 | 0.094686 | 0.09658 | 0.098512 | 0.10048 | 0.36279 | 0.37953 | 0.39431 | 0.40751 | 0.41889 | 0.42716 | 0.43475 | 0.44345 | 0.45233 | 0.46137 | 1171.4995 | 2361.7431 | 3571.1535 | 4800.1625 | 6049.2106 | 7318.7475 | 8609.2322 | 9921.1331 | 11254.9283 | 12611.106 | 1171.4995 | 2361.7431 | 3571.1535 | 4800.1625 | 6049.2106 | 7318.7475 | 8609.2322 | 9921.1331 | 11254.9283 | 12611.106 | 755.1368 | 1522.3557 | 2322.5487 | 3153.155 | 4018.6011 | 4916.9688 | 5845.5014 | 6802.1068 | 7786.8705 | 8798.8207 | 755.1368 | 767.219 | 800.193 | 830.6063 | 865.4461 | 898.3677 | 928.5326 | 956.6053 | 984.7637 | 1011.9502
Ind ¦ Feedwater Economizers ¦ New | NEW | I_Asphalt | Ottawa and Surrounding | Process - Boiler/Steam | Industrial | NA | End Use Consumption (m^3/year) | 20 | 2.418 | 2.4595 | 2.4903 | 2.5127 | 2.526 | 2.5256 | 2.5218 | 2.5218 | 2.5219 | 2.5219 | 0.12392 | 0.12856 | 0.13278 | 0.13665 | 0.14012 | 0.1429 | 0.14554 | 0.14845 | 0.15143 | 0.15445 | 0.051248 | 0.052273 | 0.053318 | 0.054385 | 0.055473 | 0.056582 | 0.057714 | 0.058868 | 0.060045 | 0.061246 | 0.07267 | 0.076292 | 0.079463 | 0.082267 | 0.084651 | 0.086319 | 0.087829 | 0.089587 | 0.091381 | 0.093209 | 37.0989 | 74.7913 | 113.0907 | 152.0108 | 191.5654 | 231.7689 | 272.6358 | 314.1808 | 356.4193 | 399.3665 | 37.0989 | 74.7913 | 113.0907 | 152.0108 | 191.5654 | 231.7689 | 272.6358 | 314.1808 | 356.4193 | 399.3665 | 13.6938 | 27.6066 | 41.9466 | 56.5724 | 72.1693 | 88.6296 | 105.7294 | 123.3122 | 141.4718 | 160.1623 | 13.6938 | 13.9129 | 14.34 | 14.6258 | 15.5969 | 16.4603 | 17.0998 | 17.5828 | 18.1597 | 18.6905
Ind ¦ Heat recovery to preheat make-up water ¦ New | NEW | I_Asphalt | Ottawa and Surrounding | Process - Boiler/Steam | Industrial | NA | End Use Consumption (m^3/year) | 25 | 3.4769 | 3.5293 | 3.5683 | 3.5965 | 3.6134 | 3.6129 | 3.6082 | 3.6083 | 3.6084 | 3.6085 | 0.2116 | 0.21908 | 0.22593 | 0.23227 | 0.23803 | 0.24275 | 0.24729 | 0.25224 | 0.2573 | 0.26245 | 0.060857 | 0.062074 | 0.063316 | 0.064582 | 0.065874 | 0.067191 | 0.068535 | 0.069906 | 0.071304 | 0.07273 | 0.15074 | 0.157 | 0.16261 | 0.16769 | 0.17215 | 0.17556 | 0.17875 | 0.18234 | 0.18599 | 0.18972 | 77.9076 | 157.0617 | 237.4905 | 319.2226 | 402.2874 | 486.7147 | 572.5351 | 659.7798 | 748.4805 | 838.6696 | 77.9076 | 157.0617 | 237.4905 | 319.2226 | 402.2874 | 486.7147 | 572.5351 | 659.7798 | 748.4805 | 838.6696 | 36.5897 | 73.7649 | 112.0602 | 151.252 | 192.456 | 235.4987 | 280.0193 | 325.7666 | 372.8941 | 421.3282 | 36.5897 | 37.1752 | 38.2953 | 39.1918 | 41.204 | 43.0427 | 44.5206 | 45.7473 | 47.1275 | 48.4341
Ind ¦ High-efficiency burner ¦ New | NEW | I_Asphalt | Ottawa and Surrounding | Process - Boiler/Steam | Industrial | NA | End Use Consumption (m^3/year) | 20 | 2.5792 | 2.6234 | 2.6564 | 2.6802 | 2.6944 | 2.6939 | 2.6899 | 2.6899 | 2.69 | 2.69 | 0.1549 | 0.16071 | 0.16598 | 0.17081 | 0.17515 | 0.17863 | 0.18193 | 0.18557 | 0.18928 | 0.19307 | 0.060056 | 0.061257 | 0.062483 | 0.063732 | 0.065007 | 0.066307 | 0.067633 | 0.068986 | 0.070366 | 0.071773 | 0.094842 | 0.099448 | 0.10349 | 0.10708 | 0.11015 | 0.11232 | 0.1143 | 0.11658 | 0.11892 | 0.1213 | 21.0227 | 42.3817 | 64.0847 | 86.1394 | 108.5537 | 131.3357 | 154.4936 | 178.0358 | 201.9709 | 226.3077 | 21.0227 | 42.3817 | 64.0847 | 86.1394 | 108.5537 | 131.3357 | 154.4936 | 178.0358 | 201.9709 | 226.3077 | 8.3824 | 16.8989 | 25.613 | 34.4682 | 43.8345 | 53.6614 | 63.8382 | 74.2894 | 85.0681 | 96.1549 | 8.3824 | 8.5165 | 8.7141 | 8.8553 | 9.3663 | 9.8269 | 10.1768 | 10.4511 | 10.7788 | 11.0868
Ind ¦ High-efficiency burners ¦ New | NEW | I_Asphalt | Ottawa and Surrounding | Process Heat | Industrial | NA | End Use Consumption (m^3/year) | 20 | 8.928 | 9.0812 | 9.1951 | 9.2776 | 9.3267 | 9.3252 | 9.3113 | 9.3113 | 9.3115 | 9.3115 | 0.61959 | 0.64282 | 0.66391 | 0.68326 | 0.70062 | 0.71451 | 0.72771 | 0.74227 | 0.75713 | 0.77227 | 0.069398 | 0.070786 | 0.072202 | 0.073646 | 0.075119 | 0.076621 | 0.078154 | 0.079717 | 0.081311 | 0.082938 | 0.55019 | 0.57204 | 0.59171 | 0.60961 | 0.6255 | 0.63789 | 0.64956 | 0.66256 | 0.67582 | 0.68934 | 401.657 | 809.7405 | 1224.3955 | 1645.77 | 2074.0151 | 2509.2849 | 2951.7367 | 3401.5313 | 3858.8326 | 4323.8078 | 401.657 | 809.7405 | 1224.3955 | 1645.77 | 2074.0151 | 2509.2849 | 2951.7367 | 3401.5313 | 3858.8326 | 4323.8078 | 271.8048 | 547.9584 | 835.1127 | 1132.7467 | 1441.5736 | 1761.1929 | 2091.0634 | 2430.7677 | 2780.2793 | 3139.3921 | 271.8048 | 276.1536 | 287.1543 | 297.634 | 308.8269 | 319.6193 | 329.8705 | 339.7044 | 349.5116 | 359.1128
Ind ¦ Insulation ¦ New | NEW | I_Asphalt | Ottawa and Surrounding | Process - Boiler/Steam | Industrial | NA | End Use Consumption (m^3/year) | 15 | 5.3148 | 5.4254 | 5.5077 | 5.5672 | 5.6027 | 5.6015 | 5.5915 | 5.5916 | 5.5916 | 5.5916 | 0.12768 | 0.13294 | 0.13765 | 0.14192 | 0.14569 | 0.14857 | 0.15127 | 0.1543 | 0.15738 | 0.16053 | 0.024023 | 0.024503 | 0.024993 | 0.025493 | 0.026003 | 0.026523 | 0.027053 | 0.027594 | 0.028146 | 0.028709 | 0.10365 | 0.10844 | 0.11266 | 0.11643 | 0.11968 | 0.12205 | 0.12422 | 0.1267 | 0.12924 | 0.13182 | 53.5872 | 108.0319 | 163.3533 | 219.5711 | 276.7056 | 334.7773 | 393.8072 | 453.8168 | 514.8278 | 576.8627 | 53.5872 | 108.0319 | 163.3533 | 219.5711 | 276.7056 | 334.7773 | 393.8072 | 453.8168 | 514.8278 | 576.8627 | 34.5418 | 69.6363 | 106.2563 | 144.281 | 183.9102 | 225.0533 | 267.5819 | 311.3984 | 356.5053 | 402.8567 | 34.5418 | 35.0945 | 36.62 | 38.0248 | 39.6291 | 41.1431 | 42.5286 | 43.8165 | 45.1068 | 46.3514
Ind ¦ Radiant heaters ¦ New | NEW | I_Asphalt | Ottawa and Surrounding | Space Heating/Ventilation | Industrial | NA | End Use Consumption (m^3/year) | 20 | 1.4656 | 1.4912 | 1.5115 | 1.5269 | 1.5367 | 1.5277 | 1.5255 | 1.5255 | 1.5255 | 1.5255 | 0.98582 | 1.0231 | 1.0578 | 1.0899 | 1.1188 | 1.1346 | 1.1555 | 1.1787 | 1.2022 | 1.2263 | 0.67263 | 0.68608 | 0.69981 | 0.7138 | 0.72808 | 0.74264 | 0.75749 | 0.77264 | 0.78809 | 0.80386 | 0.31319 | 0.33701 | 0.35795 | 0.37608 | 0.39073 | 0.39191 | 0.39804 | 0.40601 | 0.41413 | 0.42239 | 25.2272 | 50.8581 | 76.9017 | 103.3673 | 130.2645 | 157.6029 | 185.3923 | 213.643 | 242.3651 | 271.5692 | 25.2272 | 50.8581 | 76.9017 | 103.3673 | 130.2645 | 157.6029 | 185.3923 | 213.643 | 242.3651 | 271.5692 | 2.3208 | 4.6787 | 7.0178 | 9.284 | 11.8215 | 14.5919 | 17.5094 | 20.4779 | 23.5711 | 26.7655 | 2.3208 | 2.3579 | 2.3391 | 2.2663 | 2.5374 | 2.7704 | 2.9175 | 2.9685 | 3.0931 | 3.1944
Ind ¦ Steam trap survey and repair ¦ New | NEW | I_Asphalt | Ottawa and Surrounding | Process - Boiler/Steam | Industrial | NA | End Use Consumption (m^3/year) | 3 | 0.74751 | 0.79708 | 0.84877 | 0.8911 | 0.91312 | 0.91238 | 0.90622 | 0.90625 | 0.90632 | 0.90624 | 0.023145 | 0.025173 | 0.027342 | 0.029279 | 0.030603 | 0.03119 | 0.031599 | 0.032232 | 0.032879 | 0.033534 | 0.030962 | 0.031582 | 0.032213 | 0.032858 | 0.033515 | 0.034185 | 0.034869 | 0.035566 | 0.036277 | 0.037003 | -0.0078176 | -0.0064086 | -0.0048715 | -0.0035782 | -0.0029118 | -0.0029954 | -0.00327 | -0.0033344 | -0.0033984 | -0.0034693 | 49.4651 | 99.7217 | 150.7876 | 202.681 | 255.4206 | 309.0252 | 363.5144 | 418.9078 | 475.2257 | 532.4886 | 0 | 0 | 0 | 0 | 0 | 0 | 0 | 0 | 0 | 0 | 0 | 0 | 0 | 0 | 0 | 0 | 0 | 0 | 0 | 0 | 0 | 0 | 0 | 0 | 0 | 0 | 0 | 0 | 0 | 0
Ind ¦ Ventilation heat recovery ¦ New | NEW | I_Asphalt | Ottawa and Surrounding | Space Heating/Ventilation | Industrial | NA | End Use Consumption (m^3/year) | 20 | 4.3968 | 4.4736 | 4.5345 | 4.5806 | 4.61 | 4.5832 | 4.5764 | 4.5765 | 4.5764 | 4.5764 | 0.49291 | 0.51155 | 0.52888 | 0.54494 | 0.5594 | 0.56728 | 0.57777 | 0.58933 | 0.60111 | 0.61313 | 0.11211 | 0.11435 | 0.11663 | 0.11897 | 0.12135 | 0.12377 | 0.12625 | 0.12877 | 0.13135 | 0.13398 | 0.3808 | 0.3972 | 0.41225 | 0.42598 | 0.43806 | 0.4435 | 0.45152 | 0.46055 | 0.46976 | 0.47915 | 25.7528 | 51.9176 | 78.5038 | 105.5208 | 132.9783 | 160.8863 | 189.2547 | 218.0939 | 247.4144 | 277.2269 | 25.7528 | 51.9176 | 78.5038 | 105.5208 | 132.9783 | 160.8863 | 189.2547 | 218.0939 | 247.4144 | 277.2269 | 14.537 | 29.3066 | 44.6141 | 60.3984 | 76.8912 | 94.0459 | 111.7761 | 130.0197 | 148.804 | 168.1076 | 14.537 | 14.7696 | 15.3075 | 15.7843 | 16.4928 | 17.1548 | 17.7301 | 18.2436 | 18.7843 | 19.3036
Ind ¦ Ventilation optimization ¦ New | NEW | I_Asphalt | Ottawa and Surrounding | Space Heating/Ventilation | Industrial | NA | End Use Consumption (m^3/year) | 15 | 2.256 | 2.3037 | 2.3416 | 2.3703 | 2.3886 | 2.3719 | 2.3677 | 2.3677 | 2.3677 | 2.3677 | 0.54194 | 0.56449 | 0.58524 | 0.60426 | 0.62109 | 0.62909 | 0.64054 | 0.65336 | 0.66642 | 0.67974 | 0.24023 | 0.24503 | 0.24993 | 0.25493 | 0.26003 | 0.26523 | 0.27053 | 0.27594 | 0.28146 | 0.28709 | 0.30171 | 0.31946 | 0.33531 | 0.34933 | 0.36107 | 0.36387 | 0.37 | 0.37741 | 0.38496 | 0.39265 | 29.6791 | 59.833 | 90.4726 | 121.6086 | 153.2523 | 185.4151 | 218.1086 | 251.3447 | 285.1354 | 319.4932 | 29.6791 | 59.833 | 90.4726 | 121.6086 | 153.2523 | 185.4151 | 218.1086 | 251.3447 | 285.1354 | 319.4932 | 11.834 | 23.8573 | 36.1921 | 48.753 | 62.0606 | 76.0402 | 90.5315 | 105.4241 | 120.7916 | 136.6036 | 11.834 | 12.0233 | 12.3348 | 12.5609 | 13.3075 | 13.9796 | 14.4913 | 14.8927 | 15.3675 | 15.812
Ind ¦ Warehouse loading dock seals ¦ New | NEW | I_Asphalt | Ottawa and Surrounding | Space Heating/Ventilation | Industrial | NA | End Use Consumption (m^3/year) | 10 | 0.65563 | 0.67466 | 0.68975 | 0.70118 | 0.70846 | 0.70181 | 0.70013 | 0.70014 | 0.70014 | 0.70012 | 0.098874 | 0.10378 | 0.10822 | 0.11222 | 0.11565 | 0.11685 | 0.11891 | 0.12129 | 0.12371 | 0.12618 | 0.15081 | 0.15382 | 0.1569 | 0.16004 | 0.16324 | 0.1665 | 0.16983 | 0.17323 | 0.1767 | 0.18023 | -0.051935 | -0.050045 | -0.048679 | -0.047824 | -0.047591 | -0.04965 | -0.050928 | -0.051945 | -0.052985 | -0.054047 | 9.3778 | 18.9056 | 28.5868 | 38.4249 | 48.4235 | 58.586 | 68.9163 | 79.4179 | 90.0949 | 100.951 | 0 | 0 | 0 | 0 | 0 | 0 | 0 | 0 | 0 | 0 | 0 | 0 | 0 | 0 | 0 | 0 | 0 | 0 | 0 | 0 | 0 | 0 | 0 | 0 | 0 | 0 | 0 | 0 | 0 | 0
Ind ¦ Advanced boiler controls including air/fuel mix control | RET | I_Asphalt | Ottawa and Surrounding | Process - Boiler/Steam | Industrial | NA | End Use Consumption (m^3/year) | 15 | 4.1594 | 4.246 | 4.3104 | 4.357 | 4.3847 | 4.3838 | 4.376 | 4.376 | 4.3761 | 4.376 | 0.12768 | 0.13294 | 0.13765 | 0.14192 | 0.14569 | 0.14857 | 0.15127 | 0.1543 | 0.15738 | 0.16053 | 0.030695 | 0.031309 | 0.031936 | 0.032574 | 0.033226 | 0.03389 | 0.034568 | 0.035259 | 0.035965 | 0.036684 | 0.09698 | 0.10163 | 0.10572 | 0.10935 | 0.11246 | 0.11468 | 0.1167 | 0.11904 | 0.12142 | 0.12384 | 1739.1874 | 1730.4915 | 1721.839 | 1713.2298 | 1704.6637 | 1696.1404 | 1687.6596 | 1679.2214 | 1670.8252 | 1662.4711 | 1739.1874 | 1730.4915 | 1721.839 | 1713.2298 | 1704.6637 | 1696.1404 | 1687.6596 | 1679.2214 | 1670.8252 | 1662.4711 | 62.9607 | 127.67 | 193.7225 | 261.4214 | 330.3153 | 399.8177 | 469.3841 | 538.6728 | 607.2236 | 674.6781 | 62.9607 | 64.7093 | 66.0525 | 67.6989 | 68.8939 | 69.5023 | 69.5665 | 69.2887 | 68.5508 | 67.4545
Ind ¦ Advanced heating and process control | RET | I_Asphalt | Ottawa and Surrounding | Process Heat | Industrial | NA | End Use Consumption (m^3/year) | 15 | 5.3148 | 5.4254 | 5.5077 | 5.5672 | 5.6027 | 5.6015 | 5.5915 | 5.5916 | 5.5916 | 5.5916 | 0.31919 | 0.33235 | 0.34413 | 0.35481 | 0.36422 | 0.37142 | 0.37817 | 0.38574 | 0.39346 | 0.40132 | 0.060056 | 0.061257 | 0.062483 | 0.063732 | 0.065007 | 0.066307 | 0.067633 | 0.068986 | 0.070366 | 0.071773 | 0.25913 | 0.27109 | 0.28165 | 0.29108 | 0.29921 | 0.30511 | 0.31054 | 0.31675 | 0.32309 | 0.32955 | 25618.5066 | 25490.4141 | 25362.962 | 25236.1472 | 25109.9664 | 24984.4166 | 24859.4945 | 24735.1971 | 24611.5211 | 24488.4635 | 25618.5066 | 25490.4141 | 25362.962 | 25236.1472 | 25109.9664 | 24984.4166 | 24859.4945 | 24735.1971 | 24611.5211 | 24488.4635 | 985.8518 | 2002.0742 | 3042.141 | 4107.1946 | 5189.6661 | 6280.2709 | 7370.0951 | 8452.4921 | 9519.5696 | 10564.75 | 985.8518 | 1016.2223 | 1040.0669 | 1065.0536 | 1082.4714 | 1090.6048 | 1089.8242 | 1082.3971 | 1067.0775 | 1045.1804
Ind ¦ Air compressor heat recovery | RET | I_Asphalt | Ottawa and Surrounding | Space Heating/Ventilation | Industrial | NA | End Use Consumption (m^3/year) | 25 | 2.502 | 2.5404 | 2.5708 | 2.5939 | 2.6085 | 2.5951 | 2.5917 | 2.5918 | 2.5917 | 2.5917 | 0.78535 | 0.81335 | 0.83956 | 0.86403 | 0.8863 | 0.89938 | 0.91617 | 0.9345 | 0.95318 | 0.97223 | 0.31389 | 0.32017 | 0.32658 | 0.33311 | 0.33977 | 0.34656 | 0.3535 | 0.36057 | 0.36778 | 0.37513 | 0.47146 | 0.49318 | 0.51299 | 0.53092 | 0.54653 | 0.55281 | 0.56267 | 0.57393 | 0.58541 | 0.5971 | 1073.3271 | 1067.9605 | 1062.6206 | 1057.3075 | 1052.021 | 1046.7609 | 1041.5271 | 1036.3195 | 1031.1379 | 1025.9822 | 1073.3271 | 1067.9605 | 1062.6206 | 1057.3075 | 1052.021 | 1046.7609 | 1041.5271 | 1036.3195 | 1031.1379 | 1025.9822 | 18.793 | 37.463 | 55.8125 | 75.0268 | 94.9204 | 115.1268 | 135.3978 | 155.8718 | 176.4666 | 197.2677 | 18.793 | 18.67 | 18.3495 | 19.2143 | 19.8936 | 20.2064 | 20.271 | 20.474 | 20.5948 | 20.8011
Ind ¦ Air curtains | RET | I_Asphalt | Ottawa and Surrounding | Space Heating/Ventilation | Industrial | NA | End Use Consumption (m^3/year) | 15 | 0.92289 | 0.94244 | 0.95793 | 0.96967 | 0.97714 | 0.97032 | 0.9686 | 0.96861 | 0.96861 | 0.96859 | 0.13548 | 0.14112 | 0.14631 | 0.15106 | 0.15527 | 0.15727 | 0.16013 | 0.16334 | 0.16661 | 0.16993 | 0.1468 | 0.14974 | 0.15274 | 0.15579 | 0.15891 | 0.16208 | 0.16533 | 0.16863 | 0.172 | 0.17544 | -0.01132 | -0.0086192 | -0.0064252 | -0.0047254 | -0.0036321 | -0.0048103 | -0.0051917 | -0.0052929 | -0.0053996 | -0.0055101 | 638.8852 | 635.6907 | 632.5123 | 629.3497 | 626.203 | 623.072 | 619.9566 | 616.8568 | 613.7725 | 610.7037 | 0 | 0 | 0 | 0 | 0 | 0 | 0 | 0 | 0 | 0 | 0 | 0 | 0 | 0 | 0 | 0 | 0 | 0 | 0 | 0 | 0 | 0 | 0 | 0 | 0 | 0 | 0 | 0 | 0 | 0
Ind ¦ Automated temperature control | RET | I_Asphalt | Ottawa and Surrounding | Space Heating/Ventilation | Industrial | NA | End Use Consumption (m^3/year) | 25 | 1.1676 | 1.1855 | 1.1997 | 1.2105 | 1.2173 | 1.2111 | 1.2095 | 1.2095 | 1.2095 | 1.2095 | 0.26178 | 0.27112 | 0.27985 | 0.28801 | 0.29543 | 0.29979 | 0.30539 | 0.3115 | 0.31773 | 0.32408 | 0.22421 | 0.22869 | 0.23327 | 0.23793 | 0.24269 | 0.24755 | 0.2525 | 0.25755 | 0.2627 | 0.26795 | 0.037574 | 0.042423 | 0.046585 | 0.050076 | 0.052741 | 0.052247 | 0.052892 | 0.053952 | 0.055029 | 0.056126 | 828.1845 | 824.0436 | 819.9233 | 815.8237 | 811.7446 | 807.6859 | 803.6475 | 799.6292 | 795.6311 | 791.6529 | 828.1845 | 824.0436 | 819.9233 | 815.8237 | 811.7446 | 807.6859 | 803.6475 | 799.6292 | 795.6311 | 791.6529 | 0.44075 | 0.82454 | 1.1408 | 1.5406 | 2.0092 | 2.4964 | 2.971 | 3.4561 | 3.9442 | 4.4508 | 0.44075 | 0.38379 | 0.31631 | 0.3998 | 0.46859 | 0.48714 | 0.47459 | 0.4851 | 0.48813 | 0.5066
Ind ¦ Blow down heat recovery and control | RET | I_Asphalt | Ottawa and Surrounding | Process - Boiler/Steam | Industrial | NA | End Use Consumption (m^3/year) | 20 | 1.9672 | 2.0009 | 2.026 | 2.0442 | 2.055 | 2.0547 | 2.0516 | 2.0517 | 2.0517 | 2.0517 | 0.061959 | 0.064282 | 0.066391 | 0.068326 | 0.070062 | 0.071451 | 0.072771 | 0.074227 | 0.075713 | 0.077227 | 0.031496 | 0.032126 | 0.032769 | 0.033424 | 0.034093 | 0.034774 | 0.03547 | 0.036179 | 0.036903 | 0.037641 | 0.030463 | 0.032156 | 0.033622 | 0.034902 | 0.035969 | 0.036676 | 0.037301 | 0.038048 | 0.03881 | 0.039587 | 993.8214 | 988.8523 | 983.908 | 978.9885 | 974.0935 | 969.2231 | 964.3769 | 959.5551 | 954.7573 | 949.9835 | 993.8214 | 988.8523 | 983.908 | 978.9885 | 974.0935 | 969.2231 | 964.3769 | 959.5551 | 954.7573 | 949.9835 | 15.8186 | 31.4588 | 46.7357 | 62.8086 | 79.5019 | 96.4658 | 113.4672 | 130.6481 | 147.9371 | 165.4255 | 15.8186 | 15.6402 | 15.2769 | 16.0729 | 16.6933 | 16.9639 | 17.0014 | 17.181 | 17.289 | 17.4884
Ind ¦ Boiler combustion air preheat | RET | I_Asphalt | Ottawa and Surrounding | Process - Boiler/Steam | Industrial | NA | End Use Consumption (m^3/year) | 20 | 68.9876 | 69.0887 | 69.1845 | 69.2782 | 69.3709 | 69.4563 | 69.5363 | 69.6241 | 69.7143 | 69.809 | 2.0992 | 2.1443 | 2.1902 | 2.2371 | 2.2849 | 2.3334 | 2.3828 | 2.4336 | 2.4854 | 2.5386 | 0.030429 | 0.031037 | 0.031658 | 0.032291 | 0.032937 | 0.033596 | 0.034267 | 0.034953 | 0.035652 | 0.036365 | 2.0688 | 2.1133 | 2.1586 | 2.2048 | 2.2519 | 2.2998 | 2.3486 | 2.3986 | 2.4498 | 2.5022 | 1277.7703 | 1271.3815 | 1265.0246 | 1258.6995 | 1252.406 | 1246.1439 | 1239.9132 | 1233.7136 | 1227.5451 | 1221.4074 | 1277.7703 | 1271.3815 | 1265.0246 | 1258.6995 | 1252.406 | 1246.1439 | 1239.9132 | 1233.7136 | 1227.5451 | 1221.4074 | 56.34 | 114.8616 | 175.1621 | 236.7749 | 299.1789 | 361.8147 | 424.1044 | 485.4717 | 545.3639 | 603.2714 | 56.34 | 58.5215 | 60.3006 | 61.6128 | 62.4039 | 62.6359 | 62.2896 | 61.3674 | 59.8922 | 57.9075
Ind ¦ Condensate return | RET | I_Asphalt | Ottawa and Surrounding | Process - Boiler/Steam | Industrial | NA | End Use Consumption (m^3/year) | 25 | 1.6724 | 1.6976 | 1.7164 | 1.73 | 1.7381 | 1.7378 | 1.7356 | 1.7356 | 1.7357 | 1.7357 | 0.070532 | 0.073026 | 0.07531 | 0.077423 | 0.079342 | 0.080918 | 0.082429 | 0.08408 | 0.085765 | 0.087483 | 0.042173 | 0.043016 | 0.043877 | 0.044754 | 0.045649 | 0.046562 | 0.047494 | 0.048443 | 0.049412 | 0.050401 | 0.028359 | 0.03001 | 0.031433 | 0.032669 | 0.033693 | 0.034355 | 0.034936 | 0.035637 | 0.036353 | 0.037082 | 1198.8956 | 1192.9012 | 1186.9366 | 1181.002 | 1175.097 | 1169.2215 | 1163.3754 | 1157.5585 | 1151.7707 | 1146.0118 | 1198.8956 | 1192.9012 | 1186.9366 | 1181.002 | 1175.097 | 1169.2215 | 1163.3754 | 1157.5585 | 1151.7707 | 1146.0118 | 8.5695 | 16.7864 | 24.4841 | 32.8649 | 41.7515 | 50.8 | 59.7921 | 68.8874 | 78.0321 | 87.335 | 8.5695 | 8.2169 | 7.6977 | 8.3808 | 8.8867 | 9.0485 | 8.992 | 9.0953 | 9.1447 | 9.3029
Ind ¦ Condensing boiler | RET | I_Asphalt | Ottawa and Surrounding | Process - Boiler/Steam | Industrial | NA | End Use Consumption (m^3/year) | 20 | 3.224 | 3.2793 | 3.3205 | 3.3502 | 3.368 | 3.3674 | 3.3624 | 3.3624 | 3.3625 | 3.3625 | 0.3098 | 0.32141 | 0.33195 | 0.34163 | 0.35031 | 0.35725 | 0.36386 | 0.37114 | 0.37856 | 0.38614 | 0.09609 | 0.098012 | 0.099972 | 0.10197 | 0.10401 | 0.10609 | 0.10821 | 0.11038 | 0.11258 | 0.11484 | 0.21371 | 0.2234 | 0.23198 | 0.23966 | 0.2463 | 0.25116 | 0.25564 | 0.26076 | 0.26598 | 0.2713 | 2681.7402 | 2668.3315 | 2654.9899 | 2641.7149 | 2628.5063 | 2615.3638 | 2602.287 | 2589.2756 | 2576.3292 | 2563.4475 | 2681.7402 | 2668.3315 | 2654.9899 | 2641.7149 | 2628.5063 | 2615.3638 | 2602.287 | 2589.2756 | 2576.3292 | 2563.4475 | 78.4342 | 158.0982 | 238.4172 | 321.2365 | 406.0029 | 491.8035 | 577.9104 | 664.2759 | 750.4536 | 836.2943 | 78.4342 | 79.664 | 80.3189 | 82.8193 | 84.7665 | 85.8005 | 86.107 | 86.3655 | 86.1777 | 85.8407
Ind ¦ Condensing Economizer | RET | I_Asphalt | Ottawa and Surrounding | Process - Boiler/Steam | Industrial | NA | End Use Consumption (m^3/year) | 15 | 3.7008 | 3.7778 | 3.835 | 3.8765 | 3.9012 | 3.9004 | 3.8934 | 3.8934 | 3.8935 | 3.8934 | 0.25535 | 0.26588 | 0.27531 | 0.28385 | 0.29137 | 0.29714 | 0.30254 | 0.30859 | 0.31477 | 0.32106 | 0.069 | 0.07038 | 0.071788 | 0.073223 | 0.074688 | 0.076182 | 0.077705 | 0.079259 | 0.080844 | 0.082461 | 0.18635 | 0.1955 | 0.20352 | 0.21063 | 0.21668 | 0.22096 | 0.22483 | 0.22933 | 0.23392 | 0.2386 | 2129.6172 | 2118.9691 | 2108.3743 | 2097.8324 | 2087.3433 | 2076.9066 | 2066.522 | 2056.1894 | 2045.9085 | 2035.6789 | 2129.6172 | 2118.9691 | 2108.3743 | 2097.8324 | 2087.3433 | 2076.9066 | 2066.522 | 2056.1894 | 2045.9085 | 2035.6789 | 74.2818 | 150.4269 | 227.9326 | 307.5053 | 388.6091 | 470.4995 | 552.5133 | 634.3296 | 715.4262 | 795.4418 | 74.2818 | 76.1451 | 77.5057 | 79.5727 | 81.1037 | 81.8904 | 82.0138 | 81.8163 | 81.0966 | 80.0156
Ind ¦ De-stratification fans | RET | I_Asphalt | Ottawa and Surrounding | Space Heating/Ventilation | Industrial | NA | End Use Consumption (m^3/year) | 25 | 1.4153 | 1.437 | 1.4542 | 1.4672 | 1.4755 | 1.468 | 1.466 | 1.466 | 1.466 | 1.466 | 0.29918 | 0.30985 | 0.31983 | 0.32915 | 0.33764 | 0.34262 | 0.34902 | 0.356 | 0.36312 | 0.37037 | 0.2114 | 0.21563 | 0.21994 | 0.22434 | 0.22882 | 0.2334 | 0.23807 | 0.24283 | 0.24769 | 0.25264 | 0.087784 | 0.094223 | 0.099894 | 0.10482 | 0.10881 | 0.10922 | 0.11095 | 0.11317 | 0.11543 | 0.11773 | 605.7578 | 602.729 | 599.7154 | 596.7168 | 593.7332 | 590.7645 | 587.8107 | 584.8717 | 581.9473 | 579.0376 | 605.7578 | 602.729 | 599.7154 | 596.7168 | 593.7332 | 590.7645 | 587.8107 | 584.8717 | 581.9473 | 579.0376 | 1.4461 | 2.7825 | 3.9643 | 5.3311 | 6.8313 | 8.3679 | 9.8806 | 11.4142 | 12.9542 | 14.5308 | 1.4461 | 1.3364 | 1.1818 | 1.3668 | 1.5002 | 1.5366 | 1.5127 | 1.5336 | 1.54 | 1.5766
Ind ¦ Direct contact hot water heaters | RET | I_Asphalt | Ottawa and Surrounding | Process - Boiler/Steam | Industrial | NA | End Use Consumption (m^3/year) | 20 | 11.6065 | 11.8055 | 11.9537 | 12.0609 | 12.1248 | 12.1227 | 12.1047 | 12.1048 | 12.1049 | 12.105 | 0.46469 | 0.48212 | 0.49793 | 0.51244 | 0.52546 | 0.53588 | 0.54579 | 0.5567 | 0.56785 | 0.57921 | 0.040038 | 0.040838 | 0.041655 | 0.042488 | 0.043338 | 0.044205 | 0.045089 | 0.045991 | 0.04691 | 0.047849 | 0.42466 | 0.44128 | 0.45628 | 0.46996 | 0.48212 | 0.49168 | 0.5007 | 0.51071 | 0.52094 | 0.53136 | 2271.5917 | 2260.2338 | 2248.9326 | 2237.6879 | 2226.4995 | 2215.367 | 2204.2902 | 2193.2687 | 2182.3024 | 2171.3908 | 2271.5917 | 2260.2338 | 2248.9326 | 2237.6879 | 2226.4995 | 2215.367 | 2204.2902 | 2193.2687 | 2182.3024 | 2171.3908 | 94.13 | 191.5668 | 291.6764 | 394.0173 | 497.8048 | 602.1579 | 706.1869 | 809.078 | 909.995 | 1008.1854 | 94.13 | 97.4368 | 100.1097 | 102.3409 | 103.7875 | 104.353 | 104.029 | 102.8911 | 100.917 | 98.1904
Ind ¦ Energy Management and Process Improvement | RET | I_Asphalt | Ottawa and Surrounding | Cross Cutting/Behavioural | Industrial | NA | End Use Consumption (m^3/year) | 15 | 3.6479 | 3.7238 | 3.7802 | 3.8211 | 3.8455 | 3.8447 | 3.8378 | 3.8378 | 3.8379 | 3.8378 | 0.25535 | 0.26588 | 0.27531 | 0.28385 | 0.29137 | 0.29714 | 0.30254 | 0.30859 | 0.31477 | 0.32106 | 0.07 | 0.0714 | 0.072828 | 0.074285 | 0.07577 | 0.077286 | 0.078831 | 0.080408 | 0.082016 | 0.083656 | 0.18535 | 0.19448 | 0.20248 | 0.20956 | 0.2156 | 0.21985 | 0.22371 | 0.22818 | 0.23275 | 0.2374 | 56947.5424 | 56662.8046 | 56379.4906 | 56097.5932 | 55817.1052 | 55538.0197 | 55260.3296 | 54984.0279 | 54709.1078 | 54435.5623 | 56947.5424 | 56662.8046 | 56379.4906 | 56097.5932 | 55817.1052 | 55538.0197 | 55260.3296 | 54984.0279 | 54709.1078 | 54435.5623 | 1974.63 | 3998.2128 | 6057.395 | 8171.6979 | 10326.9341 | 12503.294 | 14683.186 | 16858.3167 | 19014.9249 | 21143.5898 | 1974.63 | 2023.5828 | 2059.1823 | 2114.3029 | 2155.2362 | 2176.3599 | 2179.892 | 2175.1306 | 2156.6082 | 2128.6649
Ind ¦ Exhaust gas heat recovery | RET | I_Asphalt | Ottawa and Surrounding | Process Heat | Industrial | NA | End Use Consumption (m^3/year) | 15 | 5.3148 | 5.4254 | 5.5077 | 5.5672 | 5.6027 | 5.6015 | 5.5915 | 5.5916 | 5.5916 | 5.5916 | 0.44687 | 0.46529 | 0.48179 | 0.49674 | 0.5099 | 0.51999 | 0.52944 | 0.54003 | 0.55084 | 0.56185 | 0.084079 | 0.08576 | 0.087476 | 0.089225 | 0.09101 | 0.09283 | 0.094686 | 0.09658 | 0.098512 | 0.10048 | 0.36279 | 0.37953 | 0.39431 | 0.40751 | 0.41889 | 0.42716 | 0.43475 | 0.44345 | 0.45233 | 0.46137 | 44832.3865 | 44608.2246 | 44385.1835 | 44163.2576 | 43942.4413 | 43722.7291 | 43504.1154 | 43286.5948 | 43070.1619 | 42854.8111 | 44832.3865 | 44608.2246 | 44385.1835 | 44163.2576 | 43942.4413 | 43722.7291 | 43504.1154 | 43286.5948 | 43070.1619 | 42854.8111 | 1725.2407 | 3503.6298 | 5323.7468 | 7187.5906 | 9081.9156 | 10990.474 | 12897.6664 | 14791.8613 | 16659.2468 | 18488.3124 | 1725.2407 | 1778.3891 | 1820.117 | 1863.8438 | 1894.325 | 1908.5584 | 1907.1924 | 1894.1949 | 1867.3856 | 1829.0656
Ind ¦ Feedwater Economizers | RET | I_Asphalt | Ottawa and Surrounding | Process - Boiler/Steam | Industrial | NA | End Use Consumption (m^3/year) | 20 | 2.418 | 2.4595 | 2.4903 | 2.5127 | 2.526 | 2.5256 | 2.5218 | 2.5218 | 2.5219 | 2.5219 | 0.12392 | 0.12856 | 0.13278 | 0.13665 | 0.14012 | 0.1429 | 0.14554 | 0.14845 | 0.15143 | 0.15445 | 0.051248 | 0.052273 | 0.053318 | 0.054385 | 0.055473 | 0.056582 | 0.057714 | 0.058868 | 0.060045 | 0.061246 | 0.07267 | 0.076292 | 0.079463 | 0.082267 | 0.084651 | 0.086319 | 0.087829 | 0.089587 | 0.091381 | 0.093209 | 1419.7448 | 1412.6461 | 1405.5829 | 1398.555 | 1391.5622 | 1384.6044 | 1377.6813 | 1370.7929 | 1363.939 | 1357.1193 | 1419.7448 | 1412.6461 | 1405.5829 | 1398.555 | 1391.5622 | 1384.6044 | 1377.6813 | 1370.7929 | 1363.939 | 1357.1193 | 31.2858 | 62.6674 | 93.8651 | 126.3213 | 159.7777 | 193.7415 | 227.8628 | 262.2738 | 296.8285 | 331.5899 | 31.2858 | 31.3816 | 31.1977 | 32.4562 | 33.4563 | 33.9638 | 34.1213 | 34.4109 | 34.5547 | 34.7614
Ind ¦ Heat recovery to preheat make-up water | RET | I_Asphalt | Ottawa and Surrounding | Process - Boiler/Steam | Industrial | NA | End Use Consumption (m^3/year) | 25 | 3.4769 | 3.5293 | 3.5683 | 3.5965 | 3.6134 | 3.6129 | 3.6082 | 3.6083 | 3.6084 | 3.6085 | 0.2116 | 0.21908 | 0.22593 | 0.23227 | 0.23803 | 0.24275 | 0.24729 | 0.25224 | 0.2573 | 0.26245 | 0.060857 | 0.062074 | 0.063316 | 0.064582 | 0.065874 | 0.067191 | 0.068535 | 0.069906 | 0.071304 | 0.07273 | 0.15074 | 0.157 | 0.16261 | 0.16769 | 0.17215 | 0.17556 | 0.17875 | 0.18234 | 0.18599 | 0.18972 | 2981.4641 | 2966.5568 | 2951.724 | 2936.9654 | 2922.2806 | 2907.6692 | 2893.1308 | 2878.6652 | 2864.2718 | 2849.9505 | 2981.4641 | 2966.5568 | 2951.724 | 2936.9654 | 2922.2806 | 2907.6692 | 2893.1308 | 2878.6652 | 2864.2718 | 2849.9505 | 83.5956 | 168.3296 | 253.5764 | 341.5588 | 431.6835 | 522.9417 | 614.5463 | 706.5099 | 798.3781 | 890.0445 | 83.5956 | 84.734 | 85.2469 | 87.9823 | 90.1247 | 91.2582 | 91.6046 | 91.9637 | 91.8682 | 91.6664
Ind ¦ High-efficiency burner | RET | I_Asphalt | Ottawa and Surrounding | Process - Boiler/Steam | Industrial | NA | End Use Consumption (m^3/year) | 20 | 2.5792 | 2.6234 | 2.6564 | 2.6802 | 2.6944 | 2.6939 | 2.6899 | 2.6899 | 2.69 | 2.69 | 0.1549 | 0.16071 | 0.16598 | 0.17081 | 0.17515 | 0.17863 | 0.18193 | 0.18557 | 0.18928 | 0.19307 | 0.060056 | 0.061257 | 0.062483 | 0.063732 | 0.065007 | 0.066307 | 0.067633 | 0.068986 | 0.070366 | 0.071773 | 0.094842 | 0.099448 | 0.10349 | 0.10708 | 0.11015 | 0.11232 | 0.1143 | 0.11658 | 0.11892 | 0.1213 | 804.5221 | 800.4995 | 796.497 | 792.5145 | 788.5519 | 784.6091 | 780.6861 | 776.7827 | 772.8988 | 769.0343 | 804.5221 | 800.4995 | 796.497 | 792.5145 | 788.5519 | 784.6091 | 780.6861 | 776.7827 | 772.8988 | 769.0343 | 19.1511 | 38.4087 | 57.6279 | 77.5729 | 98.0954 | 118.9202 | 139.8469 | 160.9319 | 182.0828 | 203.3183 | 19.1511 | 19.2577 | 19.2192 | 19.945 | 20.5225 | 20.8248 | 20.9267 | 21.085 | 21.1509 | 21.2355
Ind ¦ High-efficiency burners | RET | I_Asphalt | Ottawa and Surrounding | Process Heat | Industrial | NA | End Use Consumption (m^3/year) | 20 | 8.928 | 9.0812 | 9.1951 | 9.2776 | 9.3267 | 9.3252 | 9.3113 | 9.3113 | 9.3115 | 9.3115 | 0.61959 | 0.64282 | 0.66391 | 0.68326 | 0.70062 | 0.71451 | 0.72771 | 0.74227 | 0.75713 | 0.77227 | 0.069398 | 0.070786 | 0.072202 | 0.073646 | 0.075119 | 0.076621 | 0.078154 | 0.079717 | 0.081311 | 0.082938 | 0.55019 | 0.57204 | 0.59171 | 0.60961 | 0.6255 | 0.63789 | 0.64956 | 0.66256 | 0.67582 | 0.68934 | 15371.104 | 15294.2484 | 15217.7772 | 15141.6883 | 15065.9799 | 14990.65 | 14915.6967 | 14841.1182 | 14766.9126 | 14693.0781 | 15371.104 | 15294.2484 | 15217.7772 | 15141.6883 | 15065.9799 | 14990.65 | 14915.6967 | 14841.1182 | 14766.9126 | 14693.0781 | 620.985 | 1262.9886 | 1921.9205 | 2595.7743 | 3279.5694 | 3967.593 | 4654.1413 | 5334.2085 | 6002.4847 | 6654.2499 | 620.985 | 642.0036 | 658.9319 | 673.8539 | 683.795 | 688.0236 | 686.5483 | 680.0673 | 668.2761 | 651.7652
Ind ¦ Insulation | RET | I_Asphalt | Ottawa and Surrounding | Process - Boiler/Steam | Industrial | NA | End Use Consumption (m^3/year) | 15 | 5.3148 | 5.4254 | 5.5077 | 5.5672 | 5.6027 | 5.6015 | 5.5915 | 5.5916 | 5.5916 | 5.5916 | 0.12768 | 0.13294 | 0.13765 | 0.14192 | 0.14569 | 0.14857 | 0.15127 | 0.1543 | 0.15738 | 0.16053 | 0.024023 | 0.024503 | 0.024993 | 0.025493 | 0.026003 | 0.026523 | 0.027053 | 0.027594 | 0.028146 | 0.028709 | 0.10365 | 0.10844 | 0.11266 | 0.11643 | 0.11968 | 0.12205 | 0.12422 | 0.1267 | 0.12924 | 0.13182 | 2050.7425 | 2040.4888 | 2030.2864 | 2020.1349 | 2010.0343 | 1999.9841 | 1989.9842 | 1980.0342 | 1970.1341 | 1960.2834 | 2050.7425 | 2040.4888 | 2030.2864 | 2020.1349 | 2010.0343 | 1999.9841 | 1989.9842 | 1980.0342 | 1970.1341 | 1960.2834 | 78.9167 | 160.2646 | 243.5211 | 328.7779 | 415.4289 | 502.731 | 589.9707 | 676.6158 | 762.0345 | 845.7004 | 78.9167 | 81.3478 | 83.2566 | 85.2568 | 86.651 | 87.3021 | 87.2396 | 86.6451 | 85.4188 | 83.6659
Ind ¦ Radiant heaters | RET | I_Asphalt | Ottawa and Surrounding | Space Heating/Ventilation | Industrial | NA | End Use Consumption (m^3/year) | 20 | 1.4656 | 1.4912 | 1.5115 | 1.5269 | 1.5367 | 1.5277 | 1.5255 | 1.5255 | 1.5255 | 1.5255 | 0.98582 | 1.0231 | 1.0578 | 1.0899 | 1.1188 | 1.1346 | 1.1555 | 1.1787 | 1.2022 | 1.2263 | 0.67263 | 0.68608 | 0.69981 | 0.7138 | 0.72808 | 0.74264 | 0.75749 | 0.77264 | 0.78809 | 0.80386 | 0.31319 | 0.33701 | 0.35795 | 0.37608 | 0.39073 | 0.39191 | 0.39804 | 0.40601 | 0.41413 | 0.42239 | 965.4265 | 960.5993 | 955.7964 | 951.0174 | 946.2623 | 941.531 | 936.8233 | 932.1392 | 927.4785 | 922.8411 | 965.4265 | 960.5993 | 955.7964 | 951.0174 | 946.2623 | 941.531 | 936.8233 | 932.1392 | 927.4785 | 922.8411 | 5.3022 | 10.3844 | 15.1481 | 20.3136 | 25.7845 | 31.3808 | 36.9179 | 42.5323 | 48.1793 | 53.9518 | 5.3022 | 5.0821 | 4.7637 | 5.1655 | 5.4709 | 5.5963 | 5.5371 | 5.6145 | 5.647 | 5.7725
Ind ¦ Steam trap survey and repair | RET | I_Asphalt | Ottawa and Surrounding | Process - Boiler/Steam | Industrial | NA | End Use Consumption (m^3/year) | 3 | 0.74751 | 0.79708 | 0.84877 | 0.8911 | 0.91312 | 0.91238 | 0.90622 | 0.90625 | 0.90632 | 0.90624 | 0.023145 | 0.025173 | 0.027342 | 0.029279 | 0.030603 | 0.03119 | 0.031599 | 0.032232 | 0.032879 | 0.033534 | 0.030962 | 0.031582 | 0.032213 | 0.032858 | 0.033515 | 0.034185 | 0.034869 | 0.035566 | 0.036277 | 0.037003 | -0.0078176 | -0.0064086 | -0.0048715 | -0.0035782 | -0.0029118 | -0.0029954 | -0.00327 | -0.0033344 | -0.0033984 | -0.0034693 | 1892.9931 | 1883.5281 | 1874.1105 | 1864.7399 | 1855.4162 | 1846.1392 | 1836.9085 | 1827.7239 | 1818.5853 | 1809.4924 | 0 | 0 | 0 | 0 | 0 | 0 | 0 | 0 | 0 | 0 | 0 | 0 | 0 | 0 | 0 | 0 | 0 | 0 | 0 | 0 | 0 | 0 | 0 | 0 | 0 | 0 | 0 | 0 | 0 | 0
Ind ¦ Ventilation heat recovery | RET | I_Asphalt | Ottawa and Surrounding | Space Heating/Ventilation | Industrial | NA | End Use Consumption (m^3/year) | 20 | 4.3968 | 4.4736 | 4.5345 | 4.5806 | 4.61 | 4.5832 | 4.5764 | 4.5765 | 4.5764 | 4.5764 | 0.49291 | 0.51155 | 0.52888 | 0.54494 | 0.5594 | 0.56728 | 0.57777 | 0.58933 | 0.60111 | 0.61313 | 0.11211 | 0.11435 | 0.11663 | 0.11897 | 0.12135 | 0.12377 | 0.12625 | 0.12877 | 0.13135 | 0.13398 | 0.3808 | 0.3972 | 0.41225 | 0.42598 | 0.43806 | 0.4435 | 0.45152 | 0.46055 | 0.46976 | 0.47915 | 985.5395 | 980.6118 | 975.7088 | 970.8302 | 965.9761 | 961.1462 | 956.3405 | 951.5588 | 946.801 | 942.067 | 985.5395 | 980.6118 | 975.7088 | 970.8302 | 965.9761 | 961.1462 | 956.3405 | 951.5588 | 946.801 | 942.067 | 33.2124 | 67.2013 | 101.7427 | 137.2254 | 173.4152 | 209.9764 | 246.6158 | 283.213 | 319.5457 | 355.4704 | 33.2124 | 33.989 | 34.5414 | 35.4827 | 36.1898 | 36.5612 | 36.6394 | 36.5972 | 36.3326 | 35.9248
Ind ¦ Ventilation optimization | RET | I_Asphalt | Ottawa and Surrounding | Space Heating/Ventilation | Industrial | NA | End Use Consumption (m^3/year) | 15 | 2.256 | 2.3037 | 2.3416 | 2.3703 | 2.3886 | 2.3719 | 2.3677 | 2.3677 | 2.3677 | 2.3677 | 0.54194 | 0.56449 | 0.58524 | 0.60426 | 0.62109 | 0.62909 | 0.64054 | 0.65336 | 0.66642 | 0.67974 | 0.24023 | 0.24503 | 0.24993 | 0.25493 | 0.26003 | 0.26523 | 0.27053 | 0.27594 | 0.28146 | 0.28709 | 0.30171 | 0.31946 | 0.33531 | 0.34933 | 0.36107 | 0.36387 | 0.37 | 0.37741 | 0.38496 | 0.39265 | 1135.7959 | 1130.1169 | 1124.4663 | 1118.844 | 1113.2497 | 1107.6835 | 1102.1451 | 1096.6344 | 1091.1512 | 1085.6954 | 1135.7959 | 1130.1169 | 1124.4663 | 1118.844 | 1113.2497 | 1107.6835 | 1102.1451 | 1096.6344 | 1091.1512 | 1085.6954 | 27.0368 | 54.2241 | 81.3571 | 109.5147 | 138.4877 | 167.8874 | 197.431 | 227.198 | 257.0581 | 287.0376 | 27.0368 | 27.1873 | 27.133 | 28.1576 | 28.973 | 29.3997 | 29.5436 | 29.767 | 29.8601 | 29.9795
Ind ¦ Warehouse loading dock seals | RET | I_Asphalt | Ottawa and Surrounding | Space Heating/Ventilation | Industrial | NA | End Use Consumption (m^3/year) | 10 | 0.65563 | 0.67466 | 0.68975 | 0.70118 | 0.70846 | 0.70181 | 0.70013 | 0.70014 | 0.70014 | 0.70012 | 0.098874 | 0.10378 | 0.10822 | 0.11222 | 0.11565 | 0.11685 | 0.11891 | 0.12129 | 0.12371 | 0.12618 | 0.15081 | 0.15382 | 0.1569 | 0.16004 | 0.16324 | 0.1665 | 0.16983 | 0.17323 | 0.1767 | 0.18023 | -0.051935 | -0.050045 | -0.048679 | -0.047824 | -0.047591 | -0.04965 | -0.050928 | -0.051945 | -0.052985 | -0.054047 | 358.8799 | 357.0855 | 355.3001 | 353.5236 | 351.756 | 349.9972 | 348.2472 | 346.506 | 344.7735 | 343.0496 | 0 | 0 | 0 | 0 | 0 | 0 | 0 | 0 | 0 | 0 | 0 | 0 | 0 | 0 | 0 | 0 | 0 | 0 | 0 | 0 | 0 | 0 | 0 | 0 | 0 | 0 | 0 | 0 | 0 | 0
Ind ¦ Boiler right sizing and load management | ROB | I_Asphalt | Ottawa and Surrounding | Process - Boiler/Steam | Industrial | NA | End Use Consumption (m^3/year) | 25 | INF | INF | INF | INF | INF | INF | INF | INF | INF | INF | 0.35266 | 0.36513 | 0.37655 | 0.38712 | 0.39671 | 0.40459 | 0.41215 | 0.4204 | 0.42883 | 0.43741 | 0 | 0 | 0 | 0 | 0 | 0 | 0 | 0 | 0 | 0 | 0.35266 | 0.36513 | 0.37655 | 0.38712 | 0.39671 | 0.40459 | 0.41215 | 0.4204 | 0.42883 | 0.43741 | 4140.9224 | 4120.2178 | 4099.6167 | 4079.1186 | 4058.723 | 4038.4294 | 4018.2373 | 3998.1461 | 3978.1553 | 3958.2646 | 4140.9224 | 4120.2178 | 4099.6167 | 4079.1186 | 4058.723 | 4038.4294 | 4018.2373 | 3998.1461 | 3978.1553 | 3958.2646 | 124.2809 | 246.4634 | 366.4682 | 484.2166 | 599.6331 | 712.6475 | 823.1962 | 931.2235 | 1036.6827 | 1139.5364 | 124.2809 | 122.1825 | 120.0048 | 117.7484 | 115.4165 | 113.0144 | 110.5487 | 108.0273 | 105.4592 | 102.8537
Ind ¦ Advanced heating and process control ¦ New | NEW | I_Cement | Ottawa and Surrounding | Process Heat | Industrial | NA | End Use Consumption (m^3/year) | 15 | 5.3148 | 5.4254 | 5.5077 | 5.5672 | 5.6027 | 5.6015 | 5.5915 | 5.5916 | 5.5916 | 5.5916 | 0.31919 | 0.33235 | 0.34413 | 0.35481 | 0.36422 | 0.37142 | 0.37817 | 0.38574 | 0.39346 | 0.40132 | 0.060056 | 0.061257 | 0.062483 | 0.063732 | 0.065007 | 0.066307 | 0.067633 | 0.068986 | 0.070366 | 0.071773 | 0.25913 | 0.27109 | 0.28165 | 0.29108 | 0.29921 | 0.30511 | 0.31054 | 0.31675 | 0.32309 | 0.32955 | 6685.0342 | 13583.9895 | 20704.948 | 28056.2903 | 35646.706 | 43485.2054 | 51581.1314 | 59944.1717 | 68584.3719 | 77512.1482 | 6685.0342 | 13583.9895 | 20704.948 | 28056.2903 | 35646.706 | 43485.2054 | 51581.1314 | 59944.1717 | 68584.3719 | 77512.1482 | 4309.1055 | 8756.1024 | 13463.1712 | 18423.3718 | 23671.5506 | 29204.8319 | 35014.6812 | 41096.0994 | 47457.6418 | 54101.0737 | 4309.1055 | 4446.9969 | 4707.0688 | 4960.2006 | 5248.1788 | 5533.2813 | 5809.8493 | 6081.4182 | 6361.5424 | 6643.4318
Ind ¦ Air compressor heat recovery ¦ New | NEW | I_Cement | Ottawa and Surrounding | Space Heating/Ventilation | Industrial | NA | End Use Consumption (m^3/year) | 25 | 2.502 | 2.5404 | 2.5708 | 2.5939 | 2.6085 | 2.5951 | 2.5917 | 2.5918 | 2.5917 | 2.5917 | 0.78535 | 0.81335 | 0.83956 | 0.86403 | 0.8863 | 0.89938 | 0.91617 | 0.9345 | 0.95318 | 0.97223 | 0.31389 | 0.32017 | 0.32658 | 0.33311 | 0.33977 | 0.34656 | 0.3535 | 0.36057 | 0.36778 | 0.37513 | 0.47146 | 0.49318 | 0.51299 | 0.53092 | 0.54653 | 0.55281 | 0.56267 | 0.57393 | 0.58541 | 0.5971 | 3045.8687 | 6189.2052 | 9433.692 | 12783.1473 | 16241.5304 | 19812.9467 | 23501.653 | 27312.0633 | 31248.7545 | 35316.4725 | 3045.8687 | 6189.2052 | 9433.692 | 12783.1473 | 16241.5304 | 19812.9467 | 23501.653 | 27312.0633 | 31248.7545 | 35316.4725 | 893.3064 | 1815.1986 | 2767.8456 | 3741.4406 | 4801.527 | 5941.9259 | 7145.0882 | 8399.0285 | 9715.3612 | 11092.2328 | 893.3064 | 921.8922 | 952.647 | 973.595 | 1060.0865 | 1140.3989 | 1203.1623 | 1253.9403 | 1316.3327 | 1376.8717
Ind ¦ Air curtains ¦ New | NEW | I_Cement | Ottawa and Surrounding | Space Heating/Ventilation | Industrial | NA | End Use Consumption (m^3/year) | 15 | 0.92289 | 0.94244 | 0.95793 | 0.96967 | 0.97714 | 0.97032 | 0.9686 | 0.96861 | 0.96861 | 0.96859 | 0.13548 | 0.14112 | 0.14631 | 0.15106 | 0.15527 | 0.15727 | 0.16013 | 0.16334 | 0.16661 | 0.16993 | 0.1468 | 0.14974 | 0.15274 | 0.15579 | 0.15891 | 0.16208 | 0.16533 | 0.16863 | 0.172 | 0.17544 | -0.01132 | -0.0086192 | -0.0064252 | -0.0047254 | -0.0036321 | -0.0048103 | -0.0051917 | -0.0052929 | -0.0053996 | -0.0055101 | 1813.0171 | 3684.0507 | 5615.2928 | 7609.0162 | 9667.5776 | 11793.4207 | 13989.0792 | 16257.1805 | 18600.4491 | 21021.7098 | 0 | 0 | 0 | 0 | 0 | 0 | 0 | 0 | 0 | 0 | 0 | 0 | 0 | 0 | 0 | 0 | 0 | 0 | 0 | 0 | 0 | 0 | 0 | 0 | 0 | 0 | 0 | 0 | 0 | 0
Ind ¦ Automated temperature control ¦ New | NEW | I_Cement | Ottawa and Surrounding | Space Heating/Ventilation | Industrial | NA | End Use Consumption (m^3/year) | 25 | 1.1676 | 1.1855 | 1.1997 | 1.2105 | 1.2173 | 1.2111 | 1.2095 | 1.2095 | 1.2095 | 1.2095 | 0.26178 | 0.27112 | 0.27985 | 0.28801 | 0.29543 | 0.29979 | 0.30539 | 0.3115 | 0.31773 | 0.32408 | 0.22421 | 0.22869 | 0.23327 | 0.23793 | 0.24269 | 0.24755 | 0.2525 | 0.25755 | 0.2627 | 0.26795 | 0.037574 | 0.042423 | 0.046585 | 0.050076 | 0.052741 | 0.052247 | 0.052892 | 0.053952 | 0.055029 | 0.056126 | 2350.2073 | 4775.6213 | 7279.0833 | 9863.5396 | 12532.0451 | 15287.7675 | 18133.9915 | 21074.1229 | 24111.6933 | 27250.3646 | 2350.2073 | 4775.6213 | 7279.0833 | 9863.5396 | 12532.0451 | 15287.7675 | 18133.9915 | 21074.1229 | 24111.6933 | 27250.3646 | 20.9505 | 42.5715 | 62.503 | 79.8623 | 103.0114 | 131.5919 | 162.8448 | 194.8339 | 229.1514 | 265.3604 | 20.9505 | 21.6209 | 19.9315 | 17.3593 | 23.1492 | 28.5805 | 31.2529 | 31.9891 | 34.3175 | 36.209
Ind ¦ De-stratification fans ¦ New | NEW | I_Cement | Ottawa and Surrounding | Space Heating/Ventilation | Industrial | NA | End Use Consumption (m^3/year) | 25 | 1.4153 | 1.437 | 1.4542 | 1.4672 | 1.4755 | 1.468 | 1.466 | 1.466 | 1.466 | 1.466 | 0.29918 | 0.30985 | 0.31983 | 0.32915 | 0.33764 | 0.34262 | 0.34902 | 0.356 | 0.36312 | 0.37037 | 0.2114 | 0.21563 | 0.21994 | 0.22434 | 0.22882 | 0.2334 | 0.23807 | 0.24283 | 0.24769 | 0.25264 | 0.087784 | 0.094223 | 0.099894 | 0.10482 | 0.10881 | 0.10922 | 0.11095 | 0.11317 | 0.11543 | 0.11773 | 1719.0088 | 3493.0259 | 5324.1295 | 7214.4747 | 9166.2958 | 11181.91 | 13263.7195 | 15414.2156 | 17635.9814 | 19931.6953 | 1719.0088 | 3493.0259 | 5324.1295 | 7214.4747 | 9166.2958 | 11181.91 | 13263.7195 | 15414.2156 | 17635.9814 | 19931.6953 | 68.7398 | 139.6792 | 208.8949 | 273.4149 | 351.9746 | 442.6004 | 540.0221 | 640.5582 | 747.3086 | 859.4776 | 68.7398 | 70.9394 | 69.2158 | 64.52 | 78.5597 | 90.6258 | 97.4218 | 100.5361 | 106.7503 | 112.169
Ind ¦ Energy Management and Process Improvement ¦ New | NEW | I_Cement | Ottawa and Surrounding | Cross Cutting/Behavioural | Industrial | NA | End Use Consumption (m^3/year) | 15 | 3.6479 | 3.7238 | 3.7802 | 3.8211 | 3.8455 | 3.8447 | 3.8378 | 3.8378 | 3.8379 | 3.8378 | 0.25535 | 0.26588 | 0.27531 | 0.28385 | 0.29137 | 0.29714 | 0.30254 | 0.30859 | 0.31477 | 0.32106 | 0.07 | 0.0714 | 0.072828 | 0.074285 | 0.07577 | 0.077286 | 0.078831 | 0.080408 | 0.082016 | 0.083656 | 0.18535 | 0.19448 | 0.20248 | 0.20956 | 0.2156 | 0.21985 | 0.22371 | 0.22818 | 0.23275 | 0.2374 | 21263.7806 | 43208.0022 | 65858.3727 | 89241.5485 | 113385.1697 | 138317.8965 | 164069.4468 | 190670.6356 | 218153.4152 | 246550.9179 | 21263.7806 | 43208.0022 | 65858.3727 | 89241.5485 | 113385.1697 | 138317.8965 | 164069.4468 | 190670.6356 | 218153.4152 | 246550.9179 | 12350.2826 | 25095.7742 | 38551.222 | 52679.8235 | 67684.9426 | 83547.7242 | 100214.4649 | 117650.076 | 135896.1065 | 154952.6597 | 12350.2826 | 12745.4916 | 13455.4478 | 14128.6015 | 15005.1191 | 15862.7816 | 16666.7407 | 17435.6112 | 18246.0305 | 19056.5532
Ind ¦ Exhaust gas heat recovery ¦ New | NEW | I_Cement | Ottawa and Surrounding | Process Heat | Industrial | NA | End Use Consumption (m^3/year) | 15 | 5.3148 | 5.4254 | 5.5077 | 5.5672 | 5.6027 | 5.6015 | 5.5915 | 5.5916 | 5.5916 | 5.5916 | 0.44687 | 0.46529 | 0.48179 | 0.49674 | 0.5099 | 0.51999 | 0.52944 | 0.54003 | 0.55084 | 0.56185 | 0.084079 | 0.08576 | 0.087476 | 0.089225 | 0.09101 | 0.09283 | 0.094686 | 0.09658 | 0.098512 | 0.10048 | 0.36279 | 0.37953 | 0.39431 | 0.40751 | 0.41889 | 0.42716 | 0.43475 | 0.44345 | 0.45233 | 0.46137 | 11698.8098 | 23771.9816 | 36233.6591 | 49098.5081 | 62381.7355 | 76099.1094 | 90266.9799 | 104902.3006 | 120022.6509 | 135646.2594 | 11698.8098 | 23771.9816 | 36233.6591 | 49098.5081 | 62381.7355 | 76099.1094 | 90266.9799 | 104902.3006 | 120022.6509 | 135646.2594 | 7540.9346 | 15323.1792 | 23568.3096 | 32262.8142 | 41466.5637 | 51173.467 | 61367.6115 | 72039.3973 | 83203.1221 | 94861.2724 | 7540.9346 | 7782.2446 | 8245.1304 | 8694.5046 | 9203.7495 | 9706.9034 | 10194.1445 | 10671.7858 | 11163.7249 | 11658.1502
Ind ¦ High-efficiency burners ¦ New | NEW | I_Cement | Ottawa and Surrounding | Process Heat | Industrial | NA | End Use Consumption (m^3/year) | 20 | 8.928 | 9.0812 | 9.1951 | 9.2776 | 9.3267 | 9.3252 | 9.3113 | 9.3113 | 9.3115 | 9.3115 | 0.61959 | 0.64282 | 0.66391 | 0.68326 | 0.70062 | 0.71451 | 0.72771 | 0.74227 | 0.75713 | 0.77227 | 0.069398 | 0.070786 | 0.072202 | 0.073646 | 0.075119 | 0.076621 | 0.078154 | 0.079717 | 0.081311 | 0.082938 | 0.55019 | 0.57204 | 0.59171 | 0.60961 | 0.6255 | 0.63789 | 0.64956 | 0.66256 | 0.67582 | 0.68934 | 4011.0205 | 8150.3937 | 12422.9688 | 16833.7742 | 21388.0236 | 26091.1232 | 30948.6788 | 35966.503 | 41150.6232 | 46507.2889 | 4011.0205 | 8150.3937 | 12422.9688 | 16833.7742 | 21388.0236 | 26091.1232 | 30948.6788 | 35966.503 | 41150.6232 | 46507.2889 | 2714.2923 | 5515.442 | 8474.2587 | 11589.7904 | 14874.0666 | 18327.5631 | 21949.125 | 25738.8136 | 29701.01 | 33838.1283 | 2714.2923 | 2801.1497 | 2958.8167 | 3115.5316 | 3284.2763 | 3453.4965 | 3621.5619 | 3789.6886 | 3962.1964 | 4137.1183
Ind ¦ Insulation ¦ New | NEW | I_Cement | Ottawa and Surrounding | Process Heat | Industrial | NA | End Use Consumption (m^3/year) | 15 | 5.3148 | 5.4254 | 5.5077 | 5.5672 | 5.6027 | 5.6015 | 5.5915 | 5.5916 | 5.5916 | 5.5916 | 0.12768 | 0.13294 | 0.13765 | 0.14192 | 0.14569 | 0.14857 | 0.15127 | 0.1543 | 0.15738 | 0.16053 | 0.024023 | 0.024503 | 0.024993 | 0.025493 | 0.026003 | 0.026523 | 0.027053 | 0.027594 | 0.028146 | 0.028709 | 0.10365 | 0.10844 | 0.11266 | 0.11643 | 0.11968 | 0.12205 | 0.12422 | 0.1267 | 0.12924 | 0.13182 | 564.0498 | 1146.1491 | 1746.98 | 2367.2495 | 3007.6908 | 3669.0642 | 4352.158 | 5057.7895 | 5786.8064 | 6540.0875 | 564.0498 | 1146.1491 | 1746.98 | 2367.2495 | 3007.6908 | 3669.0642 | 4352.158 | 5057.7895 | 5786.8064 | 6540.0875 | 363.5808 | 738.7961 | 1137.9154 | 1559.9287 | 2007.4499 | 2479.961 | 2976.5019 | 3496.4457 | 4040.3544 | 4608.2368 | 363.5808 | 375.2154 | 399.1193 | 422.0133 | 447.5211 | 472.5111 | 496.5409 | 519.9437 | 543.9087 | 567.8825
Ind ¦ Radiant heaters ¦ New | NEW | I_Cement | Ottawa and Surrounding | Space Heating/Ventilation | Industrial | NA | End Use Consumption (m^3/year) | 20 | 1.4656 | 1.4912 | 1.5115 | 1.5269 | 1.5367 | 1.5277 | 1.5255 | 1.5255 | 1.5255 | 1.5255 | 0.98582 | 1.0231 | 1.0578 | 1.0899 | 1.1188 | 1.1346 | 1.1555 | 1.1787 | 1.2022 | 1.2263 | 0.67263 | 0.68608 | 0.69981 | 0.7138 | 0.72808 | 0.74264 | 0.75749 | 0.77264 | 0.78809 | 0.80386 | 0.31319 | 0.33701 | 0.35795 | 0.37608 | 0.39073 | 0.39191 | 0.39804 | 0.40601 | 0.41413 | 0.42239 | 2739.6703 | 5567.01 | 8485.3314 | 11498.069 | 14608.784 | 17821.169 | 21139.0529 | 24566.4061 | 28107.3453 | 31766.1393 | 2739.6703 | 5567.01 | 8485.3314 | 11498.069 | 14608.784 | 17821.169 | 21139.0529 | 24566.4061 | 28107.3453 | 31766.1393 | 252.0369 | 512.139 | 774.2429 | 1032.2244 | 1325.6858 | 1651.2258 | 1999.5548 | 2359.6968 | 2741.0274 | 3141.2382 | 252.0369 | 260.1021 | 262.1038 | 257.9816 | 293.4613 | 325.54 | 348.329 | 360.142 | 381.3306 | 400.2108
Ind ¦ Ventilation heat recovery ¦ New | NEW | I_Cement | Ottawa and Surrounding | Space Heating/Ventilation | Industrial | NA | End Use Consumption (m^3/year) | 20 | 4.3968 | 4.4736 | 4.5345 | 4.5806 | 4.61 | 4.5832 | 4.5764 | 4.5765 | 4.5764 | 4.5764 | 0.49291 | 0.51155 | 0.52888 | 0.54494 | 0.5594 | 0.56728 | 0.57777 | 0.58933 | 0.60111 | 0.61313 | 0.11211 | 0.11435 | 0.11663 | 0.11897 | 0.12135 | 0.12377 | 0.12625 | 0.12877 | 0.13135 | 0.13398 | 0.3808 | 0.3972 | 0.41225 | 0.42598 | 0.43806 | 0.4435 | 0.45152 | 0.46055 | 0.46976 | 0.47915 | 2796.7467 | 5682.9893 | 8662.1091 | 11737.6121 | 14913.1336 | 18192.4433 | 21579.4499 | 25078.2062 | 28692.915 | 32427.9339 | 2796.7467 | 5682.9893 | 8662.1091 | 11737.6121 | 14913.1336 | 18192.4433 | 21579.4499 | 25078.2062 | 28692.915 | 32427.9339 | 1578.7175 | 3207.954 | 4923.2337 | 6720.0482 | 8627.4804 | 10643.2467 | 12760.1177 | 14973.4347 | 17289.2332 | 19707.6886 | 1578.7175 | 1629.2365 | 1715.2797 | 1796.8146 | 1907.4321 | 2015.7663 | 2116.8711 | 2213.317 | 2315.7984 | 2418.4554
Ind ¦ Ventilation optimization ¦ New | NEW | I_Cement | Ottawa and Surrounding | Space Heating/Ventilation | Industrial | NA | End Use Consumption (m^3/year) | 15 | 2.256 | 2.3037 | 2.3416 | 2.3703 | 2.3886 | 2.3719 | 2.3677 | 2.3677 | 2.3677 | 2.3677 | 0.54194 | 0.56449 | 0.58524 | 0.60426 | 0.62109 | 0.62909 | 0.64054 | 0.65336 | 0.66642 | 0.67974 | 0.24023 | 0.24503 | 0.24993 | 0.25493 | 0.26003 | 0.26523 | 0.27053 | 0.27594 | 0.28146 | 0.28709 | 0.30171 | 0.31946 | 0.33531 | 0.34933 | 0.36107 | 0.36387 | 0.37 | 0.37741 | 0.38496 | 0.39265 | 3223.1415 | 6549.4235 | 9982.7428 | 13527.14 | 17186.8047 | 20966.0812 | 24869.474 | 28901.6542 | 33067.465 | 37371.9286 | 3223.1415 | 6549.4235 | 9982.7428 | 13527.14 | 17186.8047 | 20966.0812 | 24869.474 | 28901.6542 | 33067.465 | 37371.9286 | 1285.1673 | 2611.46 | 3993.6435 | 5423.5236 | 6962.5687 | 8605.2343 | 10335.4083 | 12142.1866 | 14036.745 | 16017.7461 | 1285.1673 | 1326.2927 | 1382.1835 | 1429.8801 | 1539.0451 | 1642.6657 | 1730.174 | 1806.7782 | 1894.5585 | 1981.0011
Ind ¦ Warehouse loading dock seals ¦ New | NEW | I_Cement | Ottawa and Surrounding | Space Heating/Ventilation | Industrial | NA | End Use Consumption (m^3/year) | 10 | 0.65563 | 0.67466 | 0.68975 | 0.70118 | 0.70846 | 0.70181 | 0.70013 | 0.70014 | 0.70014 | 0.70012 | 0.098874 | 0.10378 | 0.10822 | 0.11222 | 0.11565 | 0.11685 | 0.11891 | 0.12129 | 0.12371 | 0.12618 | 0.15081 | 0.15382 | 0.1569 | 0.16004 | 0.16324 | 0.1665 | 0.16983 | 0.17323 | 0.1767 | 0.18023 | -0.051935 | -0.050045 | -0.048679 | -0.047824 | -0.047591 | -0.04965 | -0.050928 | -0.051945 | -0.052985 | -0.054047 | 1018.4232 | 2069.4359 | 3154.2694 | 4274.2005 | 5430.5529 | 6624.6993 | 7858.063 | 9132.1199 | 10448.4004 | 11808.4913 | 0 | 0 | 0 | 0 | 0 | 0 | 0 | 0 | 0 | 0 | 0 | 0 | 0 | 0 | 0 | 0 | 0 | 0 | 0 | 0 | 0 | 0 | 0 | 0 | 0 | 0 | 0 | 0 | 0 | 0
Ind ¦ Advanced heating and process control | RET | I_Cement | Ottawa and Surrounding | Process Heat | Industrial | NA | End Use Consumption (m^3/year) | 15 | 5.3148 | 5.4254 | 5.5077 | 5.5672 | 5.6027 | 5.6015 | 5.5915 | 5.5916 | 5.5916 | 5.5916 | 0.31919 | 0.33235 | 0.34413 | 0.35481 | 0.36422 | 0.37142 | 0.37817 | 0.38574 | 0.39346 | 0.40132 | 0.060056 | 0.061257 | 0.062483 | 0.063732 | 0.065007 | 0.066307 | 0.067633 | 0.068986 | 0.070366 | 0.071773 | 0.25913 | 0.27109 | 0.28165 | 0.29108 | 0.29921 | 0.30511 | 0.31054 | 0.31675 | 0.32309 | 0.32955 | 158371.6432 | 157579.785 | 156791.886 | 156007.9266 | 155227.887 | 154451.7475 | 153679.4888 | 152911.0914 | 152146.5359 | 151385.8032 | 158371.6432 | 157579.785 | 156791.886 | 156007.9266 | 155227.887 | 154451.7475 | 153679.4888 | 152911.0914 | 152146.5359 | 151385.8032 | 6094.4603 | 12376.6689 | 18806.2826 | 25390.3622 | 32082.1176 | 38824.1528 | 45561.3625 | 52252.6583 | 58849.2493 | 65310.4741 | 6094.4603 | 6282.2086 | 6429.6137 | 6584.0796 | 6691.7554 | 6742.0352 | 6737.2097 | 6691.2958 | 6596.591 | 6461.2248
Ind ¦ Air compressor heat recovery | RET | I_Cement | Ottawa and Surrounding | Space Heating/Ventilation | Industrial | NA | End Use Consumption (m^3/year) | 25 | 2.502 | 2.5404 | 2.5708 | 2.5939 | 2.6085 | 2.5951 | 2.5917 | 2.5918 | 2.5917 | 2.5917 | 0.78535 | 0.81335 | 0.83956 | 0.86403 | 0.8863 | 0.89938 | 0.91617 | 0.9345 | 0.95318 | 0.97223 | 0.31389 | 0.32017 | 0.32658 | 0.33311 | 0.33977 | 0.34656 | 0.3535 | 0.36057 | 0.36778 | 0.37513 | 0.47146 | 0.49318 | 0.51299 | 0.53092 | 0.54653 | 0.55281 | 0.56267 | 0.57393 | 0.58541 | 0.5971 | 72158.0799 | 71797.2895 | 71438.3031 | 71081.1116 | 70725.706 | 70372.0775 | 70020.2171 | 69670.116 | 69321.7654 | 68975.1566 | 72158.0799 | 71797.2895 | 71438.3031 | 71081.1116 | 70725.706 | 70372.0775 | 70020.2171 | 69670.116 | 69321.7654 | 68975.1566 | 1263.4224 | 2518.5781 | 3752.1835 | 5043.9297 | 6381.3479 | 7739.7909 | 9102.5778 | 10479.0135 | 11863.5699 | 13261.9945 | 1263.4224 | 1255.1557 | 1233.6053 | 1291.7462 | 1337.4182 | 1358.443 | 1362.787 | 1376.4356 | 1384.5565 | 1398.4246
Ind ¦ Air curtains | RET | I_Cement | Ottawa and Surrounding | Space Heating/Ventilation | Industrial | NA | End Use Consumption (m^3/year) | 15 | 0.92289 | 0.94244 | 0.95793 | 0.96967 | 0.97714 | 0.97032 | 0.9686 | 0.96861 | 0.96861 | 0.96859 | 0.13548 | 0.14112 | 0.14631 | 0.15106 | 0.15527 | 0.15727 | 0.16013 | 0.16334 | 0.16661 | 0.16993 | 0.1468 | 0.14974 | 0.15274 | 0.15579 | 0.15891 | 0.16208 | 0.16533 | 0.16863 | 0.172 | 0.17544 | -0.01132 | -0.0086192 | -0.0064252 | -0.0047254 | -0.0036321 | -0.0048103 | -0.0051917 | -0.0052929 | -0.0053996 | -0.0055101 | 42951.238 | 42736.4819 | 42522.7994 | 42310.1855 | 42098.6345 | 41888.1414 | 41678.7006 | 41470.3071 | 41262.9556 | 41056.6408 | 0 | 0 | 0 | 0 | 0 | 0 | 0 | 0 | 0 | 0 | 0 | 0 | 0 | 0 | 0 | 0 | 0 | 0 | 0 | 0 | 0 | 0 | 0 | 0 | 0 | 0 | 0 | 0 | 0 | 0
Ind ¦ Automated temperature control | RET | I_Cement | Ottawa and Surrounding | Space Heating/Ventilation | Industrial | NA | End Use Consumption (m^3/year) | 25 | 1.1676 | 1.1855 | 1.1997 | 1.2105 | 1.2173 | 1.2111 | 1.2095 | 1.2095 | 1.2095 | 1.2095 | 0.26178 | 0.27112 | 0.27985 | 0.28801 | 0.29543 | 0.29979 | 0.30539 | 0.3115 | 0.31773 | 0.32408 | 0.22421 | 0.22869 | 0.23327 | 0.23793 | 0.24269 | 0.24755 | 0.2525 | 0.25755 | 0.2627 | 0.26795 | 0.037574 | 0.042423 | 0.046585 | 0.050076 | 0.052741 | 0.052247 | 0.052892 | 0.053952 | 0.055029 | 0.056126 | 55677.5308 | 55399.1431 | 55122.1474 | 54846.5367 | 54572.304 | 54299.4425 | 54027.9453 | 53757.8056 | 53489.0165 | 53221.5714 | 55677.5308 | 55399.1431 | 55122.1474 | 54846.5367 | 54572.304 | 54299.4425 | 54027.9453 | 53757.8056 | 53489.0165 | 53221.5714 | 29.6308 | 55.4323 | 76.6974 | 103.5753 | 135.0781 | 167.8276 | 199.7334 | 232.3457 | 265.1621 | 299.22 | 29.6308 | 25.8015 | 21.2652 | 26.8779 | 31.5029 | 32.7495 | 31.9058 | 32.6123 | 32.8164 | 34.0578
Ind ¦ De-stratification fans | RET | I_Cement | Ottawa and Surrounding | Space Heating/Ventilation | Industrial | NA | End Use Consumption (m^3/year) | 25 | 1.4153 | 1.437 | 1.4542 | 1.4672 | 1.4755 | 1.468 | 1.466 | 1.466 | 1.466 | 1.466 | 0.29918 | 0.30985 | 0.31983 | 0.32915 | 0.33764 | 0.34262 | 0.34902 | 0.356 | 0.36312 | 0.37037 | 0.2114 | 0.21563 | 0.21994 | 0.22434 | 0.22882 | 0.2334 | 0.23807 | 0.24283 | 0.24769 | 0.25264 | 0.087784 | 0.094223 | 0.099894 | 0.10482 | 0.10881 | 0.10922 | 0.11095 | 0.11317 | 0.11543 | 0.11773 | 40724.1368 | 40520.5161 | 40317.9136 | 40116.324 | 39915.7424 | 39716.1637 | 39517.5828 | 39319.9949 | 39123.3949 | 38927.778 | 40724.1368 | 40520.5161 | 40317.9136 | 40116.324 | 39915.7424 | 39716.1637 | 39517.5828 | 39319.9949 | 39123.3949 | 38927.778 | 97.2201 | 187.0664 | 266.5151 | 358.4004 | 459.2545 | 562.5595 | 664.2556 | 767.3575 | 870.8889 | 976.8833 | 97.2201 | 89.8462 | 79.4487 | 91.8853 | 100.8541 | 103.305 | 101.6961 | 103.1019 | 103.5314 | 105.9944
Ind ¦ Energy Management and Process Improvement | RET | I_Cement | Ottawa and Surrounding | Cross Cutting/Behavioural | Industrial | NA | End Use Consumption (m^3/year) | 15 | 3.6479 | 3.7238 | 3.7802 | 3.8211 | 3.8455 | 3.8447 | 3.8378 | 3.8378 | 3.8379 | 3.8378 | 0.25535 | 0.26588 | 0.27531 | 0.28385 | 0.29137 | 0.29714 | 0.30254 | 0.30859 | 0.31477 | 0.32106 | 0.07 | 0.0714 | 0.072828 | 0.074285 | 0.07577 | 0.077286 | 0.078831 | 0.080408 | 0.082016 | 0.083656 | 0.18535 | 0.19448 | 0.20248 | 0.20956 | 0.2156 | 0.21985 | 0.22371 | 0.22818 | 0.23275 | 0.2374 | 503749.0882 | 501230.3428 | 498724.1911 | 496230.5701 | 493749.4173 | 491280.6702 | 488824.2668 | 486380.1455 | 483948.2448 | 481528.5035 | 503749.0882 | 501230.3428 | 498724.1911 | 496230.5701 | 493749.4173 | 491280.6702 | 488824.2668 | 486380.1455 | 483948.2448 | 481528.5035 | 17467.2693 | 35367.5672 | 53582.7726 | 72285.5666 | 91350.4505 | 110602.1913 | 129885.1764 | 149126.0432 | 168203.0637 | 187032.902 | 17467.2693 | 17900.2979 | 18215.2055 | 18702.794 | 19064.884 | 19251.7408 | 19282.9851 | 19240.8669 | 19077.0204 | 18829.8383
Ind ¦ Exhaust gas heat recovery | RET | I_Cement | Ottawa and Surrounding | Process Heat | Industrial | NA | End Use Consumption (m^3/year) | 15 | 5.3148 | 5.4254 | 5.5077 | 5.5672 | 5.6027 | 5.6015 | 5.5915 | 5.5916 | 5.5916 | 5.5916 | 0.44687 | 0.46529 | 0.48179 | 0.49674 | 0.5099 | 0.51999 | 0.52944 | 0.54003 | 0.55084 | 0.56185 | 0.084079 | 0.08576 | 0.087476 | 0.089225 | 0.09101 | 0.09283 | 0.094686 | 0.09658 | 0.098512 | 0.10048 | 0.36279 | 0.37953 | 0.39431 | 0.40751 | 0.41889 | 0.42716 | 0.43475 | 0.44345 | 0.45233 | 0.46137 | 277150.3756 | 275764.6237 | 274385.8006 | 273013.8716 | 271648.8022 | 270290.5582 | 268939.1054 | 267594.4099 | 266256.4378 | 264925.1556 | 277150.3756 | 275764.6237 | 274385.8006 | 273013.8716 | 271648.8022 | 270290.5582 | 268939.1054 | 267594.4099 | 266256.4378 | 264925.1556 | 10665.3055 | 21659.1705 | 32910.9945 | 44433.1338 | 56143.7058 | 67942.2674 | 79732.3844 | 91442.152 | 102986.1863 | 114293.3297 | 10665.3055 | 10993.8651 | 11251.824 | 11522.1393 | 11710.572 | 11798.5617 | 11790.1169 | 11709.7676 | 11544.0343 | 11307.1434
Ind ¦ High-efficiency burners | RET | I_Cement | Ottawa and Surrounding | Process Heat | Industrial | NA | End Use Consumption (m^3/year) | 20 | 8.928 | 9.0812 | 9.1951 | 9.2776 | 9.3267 | 9.3252 | 9.3113 | 9.3113 | 9.3115 | 9.3115 | 0.61959 | 0.64282 | 0.66391 | 0.68326 | 0.70062 | 0.71451 | 0.72771 | 0.74227 | 0.75713 | 0.77227 | 0.069398 | 0.070786 | 0.072202 | 0.073646 | 0.075119 | 0.076621 | 0.078154 | 0.079717 | 0.081311 | 0.082938 | 0.55019 | 0.57204 | 0.59171 | 0.60961 | 0.6255 | 0.63789 | 0.64956 | 0.66256 | 0.67582 | 0.68934 | 95022.9859 | 94547.871 | 94075.1316 | 93604.756 | 93136.7322 | 92671.0485 | 92207.6933 | 91746.6548 | 91287.9215 | 90831.4819 | 95022.9859 | 94547.871 | 94075.1316 | 93604.756 | 93136.7322 | 92671.0485 | 92207.6933 | 91746.6548 | 91287.9215 | 90831.4819 | 3838.8818 | 7807.6986 | 11881.1649 | 16046.8778 | 20274.0463 | 24527.3554 | 28771.5444 | 32975.6679 | 37106.8998 | 41136.0626 | 3838.8818 | 3968.8168 | 4073.4663 | 4165.713 | 4227.1684 | 4253.3092 | 4244.1889 | 4204.1236 | 4131.2319 | 4029.1627
Ind ¦ Insulation | RET | I_Cement | Ottawa and Surrounding | Process Heat | Industrial | NA | End Use Consumption (m^3/year) | 15 | 5.3148 | 5.4254 | 5.5077 | 5.5672 | 5.6027 | 5.6015 | 5.5915 | 5.5916 | 5.5916 | 5.5916 | 0.12768 | 0.13294 | 0.13765 | 0.14192 | 0.14569 | 0.14857 | 0.15127 | 0.1543 | 0.15738 | 0.16053 | 0.024023 | 0.024503 | 0.024993 | 0.025493 | 0.026003 | 0.026523 | 0.027053 | 0.027594 | 0.028146 | 0.028709 | 0.10365 | 0.10844 | 0.11266 | 0.11643 | 0.11968 | 0.12205 | 0.12422 | 0.1267 | 0.12924 | 0.13182 | 13362.6074 | 13295.7944 | 13229.3154 | 13163.1688 | 13097.353 | 13031.8662 | 12966.7069 | 12901.8733 | 12837.364 | 12773.1771 | 13362.6074 | 13295.7944 | 13229.3154 | 13163.1688 | 13097.353 | 13031.8662 | 12966.7069 | 12901.8733 | 12837.364 | 12773.1771 | 514.2201 | 1044.2814 | 1586.7801 | 2142.3118 | 2706.9287 | 3275.7879 | 3844.24 | 4408.818 | 4965.4054 | 5510.5713 | 514.2201 | 530.0614 | 542.4987 | 555.5317 | 564.6169 | 568.8592 | 568.4521 | 564.5781 | 556.5874 | 545.1658
Ind ¦ Radiant heaters | RET | I_Cement | Ottawa and Surrounding | Space Heating/Ventilation | Industrial | NA | End Use Consumption (m^3/year) | 20 | 1.4656 | 1.4912 | 1.5115 | 1.5269 | 1.5367 | 1.5277 | 1.5255 | 1.5255 | 1.5255 | 1.5255 | 0.98582 | 1.0231 | 1.0578 | 1.0899 | 1.1188 | 1.1346 | 1.1555 | 1.1787 | 1.2022 | 1.2263 | 0.67263 | 0.68608 | 0.69981 | 0.7138 | 0.72808 | 0.74264 | 0.75749 | 0.77264 | 0.78809 | 0.80386 | 0.31319 | 0.33701 | 0.35795 | 0.37608 | 0.39073 | 0.39191 | 0.39804 | 0.40601 | 0.41413 | 0.42239 | 64904.0931 | 64579.5726 | 64256.6747 | 63935.3913 | 63615.7144 | 63297.6358 | 62981.1476 | 62666.2419 | 62352.9107 | 62041.1461 | 64904.0931 | 64579.5726 | 64256.6747 | 63935.3913 | 63615.7144 | 63297.6358 | 62981.1476 | 62666.2419 | 62352.9107 | 62041.1461 | 356.4612 | 698.1238 | 1018.3805 | 1365.649 | 1733.4481 | 2109.6818 | 2481.9314 | 2859.3822 | 3239.0196 | 3627.0944 | 356.4612 | 341.6626 | 320.2567 | 347.2685 | 367.7992 | 376.2336 | 372.2496 | 377.4508 | 379.6373 | 388.0749
Ind ¦ Ventilation heat recovery | RET | I_Cement | Ottawa and Surrounding | Space Heating/Ventilation | Industrial | NA | End Use Consumption (m^3/year) | 20 | 4.3968 | 4.4736 | 4.5345 | 4.5806 | 4.61 | 4.5832 | 4.5764 | 4.5765 | 4.5764 | 4.5764 | 0.49291 | 0.51155 | 0.52888 | 0.54494 | 0.5594 | 0.56728 | 0.57777 | 0.58933 | 0.60111 | 0.61313 | 0.11211 | 0.11435 | 0.11663 | 0.11897 | 0.12135 | 0.12377 | 0.12625 | 0.12877 | 0.13135 | 0.13398 | 0.3808 | 0.3972 | 0.41225 | 0.42598 | 0.43806 | 0.4435 | 0.45152 | 0.46055 | 0.46976 | 0.47915 | 66256.2617 | 65924.9803 | 65595.3554 | 65267.3787 | 64941.0418 | 64616.3366 | 64293.2549 | 63971.7886 | 63651.9297 | 63333.67 | 66256.2617 | 65924.9803 | 65595.3554 | 65267.3787 | 64941.0418 | 64616.3366 | 64293.2549 | 63971.7886 | 63651.9297 | 63333.67 | 2232.814 | 4517.8383 | 6840.0018 | 9225.4453 | 11658.4296 | 14116.3816 | 16579.5897 | 19039.9619 | 21482.548 | 23897.7145 | 2232.814 | 2285.0243 | 2322.1636 | 2385.4435 | 2432.9842 | 2457.952 | 2463.2081 | 2460.3722 | 2442.5861 | 2415.1665
Ind ¦ Ventilation optimization | RET | I_Cement | Ottawa and Surrounding | Space Heating/Ventilation | Industrial | NA | End Use Consumption (m^3/year) | 15 | 2.256 | 2.3037 | 2.3416 | 2.3703 | 2.3886 | 2.3719 | 2.3677 | 2.3677 | 2.3677 | 2.3677 | 0.54194 | 0.56449 | 0.58524 | 0.60426 | 0.62109 | 0.62909 | 0.64054 | 0.65336 | 0.66642 | 0.67974 | 0.24023 | 0.24503 | 0.24993 | 0.25493 | 0.26003 | 0.26523 | 0.27053 | 0.27594 | 0.28146 | 0.28709 | 0.30171 | 0.31946 | 0.33531 | 0.34933 | 0.36107 | 0.36387 | 0.37 | 0.37741 | 0.38496 | 0.39265 | 76357.7565 | 75975.9677 | 75596.0879 | 75218.1075 | 74842.0169 | 74467.8068 | 74095.4678 | 73724.9905 | 73356.3655 | 72989.5837 | 76357.7565 | 75975.9677 | 75596.0879 | 75218.1075 | 74842.0169 | 74467.8068 | 74095.4678 | 73724.9905 | 73356.3655 | 72989.5837 | 1817.6397 | 3645.3993 | 5469.5081 | 7362.5017 | 9310.3082 | 11286.8044 | 13272.9717 | 15274.1621 | 17281.6092 | 19297.0822 | 1817.6397 | 1827.7596 | 1824.1088 | 1892.9936 | 1947.8066 | 1976.4962 | 1986.1673 | 2001.1903 | 2007.4471 | 2015.473
Ind ¦ Warehouse loading dock seals | RET | I_Cement | Ottawa and Surrounding | Space Heating/Ventilation | Industrial | NA | End Use Consumption (m^3/year) | 10 | 0.65563 | 0.67466 | 0.68975 | 0.70118 | 0.70846 | 0.70181 | 0.70013 | 0.70014 | 0.70014 | 0.70012 | 0.098874 | 0.10378 | 0.10822 | 0.11222 | 0.11565 | 0.11685 | 0.11891 | 0.12129 | 0.12371 | 0.12618 | 0.15081 | 0.15382 | 0.1569 | 0.16004 | 0.16324 | 0.1665 | 0.16983 | 0.17323 | 0.1767 | 0.18023 | -0.051935 | -0.050045 | -0.048679 | -0.047824 | -0.047591 | -0.04965 | -0.050928 | -0.051945 | -0.052985 | -0.054047 | 24126.93 | 24006.2954 | 23886.2639 | 23766.8326 | 23647.9984 | 23529.7584 | 23412.1096 | 23295.0491 | 23178.5738 | 23062.681 | 0 | 0 | 0 | 0 | 0 | 0 | 0 | 0 | 0 | 0 | 0 | 0 | 0 | 0 | 0 | 0 | 0 | 0 | 0 | 0 | 0 | 0 | 0 | 0 | 0 | 0 | 0 | 0 | 0 | 0
Ind ¦ Advanced boiler controls including air/fuel mix control ¦ New | NEW | I_Chemicals / Pharmaceutical | Ottawa and Surrounding | Process - Boiler/Steam | Industrial | NA | End Use Consumption (m^3/year) | 15 | 4.1594 | 4.246 | 4.3104 | 4.357 | 4.3847 | 4.3838 | 4.376 | 4.376 | 4.3761 | 4.376 | 0.12768 | 0.13294 | 0.13765 | 0.14192 | 0.14569 | 0.14857 | 0.15127 | 0.1543 | 0.15738 | 0.16053 | 0.030695 | 0.031309 | 0.031936 | 0.032574 | 0.033226 | 0.03389 | 0.034568 | 0.035259 | 0.035965 | 0.036684 | 0.09698 | 0.10163 | 0.10572 | 0.10935 | 0.11246 | 0.11468 | 0.1167 | 0.11904 | 0.12142 | 0.12384 | 3187.3274 | 6393.7788 | 9619.6443 | 12865.2165 | 16130.7913 | 19416.6671 | 22723.1454 | 26050.5304 | 29399.1296 | 32769.2531 | 3187.3274 | 6393.7788 | 9619.6443 | 12865.2165 | 16130.7913 | 19416.6671 | 22723.1454 | 26050.5304 | 29399.1296 | 32769.2531 | 1932.7499 | 3877.0962 | 5876.1706 | 7922.684 | 10032.9993 | 12201.1312 | 14418.2108 | 16677.5891 | 18979.6894 | 21321.2885 | 1932.7499 | 1944.3463 | 1999.0744 | 2046.5134 | 2110.3154 | 2168.1318 | 2217.0796 | 2259.3783 | 2302.1003 | 2341.5992
Ind ¦ Advanced heating and process control ¦ New | NEW | I_Chemicals / Pharmaceutical | Ottawa and Surrounding | Process Heat | Industrial | NA | End Use Consumption (m^3/year) | 15 | 5.3148 | 5.4254 | 5.5077 | 5.5672 | 5.6027 | 5.6015 | 5.5915 | 5.5916 | 5.5916 | 5.5916 | 0.31919 | 0.33235 | 0.34413 | 0.35481 | 0.36422 | 0.37142 | 0.37817 | 0.38574 | 0.39346 | 0.40132 | 0.060056 | 0.061257 | 0.062483 | 0.063732 | 0.065007 | 0.066307 | 0.067633 | 0.068986 | 0.070366 | 0.071773 | 0.25913 | 0.27109 | 0.28165 | 0.29108 | 0.29921 | 0.30511 | 0.31054 | 0.31675 | 0.32309 | 0.32955 | 5060.292 | 10150.9457 | 15272.4217 | 20425.1848 | 25609.7045 | 30826.4547 | 36075.9139 | 41358.5653 | 46674.8968 | 52025.4011 | 5060.292 | 10150.9457 | 15272.4217 | 20425.1848 | 25609.7045 | 30826.4547 | 36075.9139 | 41358.5653 | 46674.8968 | 52025.4011 | 3261.8131 | 6543.1971 | 9928.5755 | 13405.32 | 16990.0051 | 20672.5509 | 24439.6707 | 28281.0478 | 32195.243 | 36176.6181 | 3261.8131 | 3281.384 | 3385.3785 | 3476.7444 | 3584.6852 | 3682.5457 | 3767.1199 | 3841.3771 | 3914.1952 | 3981.3751
Ind ¦ Air compressor heat recovery ¦ New | NEW | I_Chemicals / Pharmaceutical | Ottawa and Surrounding | Space Heating/Ventilation | Industrial | NA | End Use Consumption (m^3/year) | 25 | 2.502 | 2.5404 | 2.5708 | 2.5939 | 2.6085 | 2.5951 | 2.5917 | 2.5918 | 2.5917 | 2.5917 | 0.78535 | 0.81335 | 0.83956 | 0.86403 | 0.8863 | 0.89938 | 0.91617 | 0.9345 | 0.95318 | 0.97223 | 0.31389 | 0.32017 | 0.32658 | 0.33311 | 0.33977 | 0.34656 | 0.3535 | 0.36057 | 0.36778 | 0.37513 | 0.47146 | 0.49318 | 0.51299 | 0.53092 | 0.54653 | 0.55281 | 0.56267 | 0.57393 | 0.58541 | 0.5971 | 232.9652 | 467.3281 | 703.1101 | 940.3324 | 1179.0168 | 1419.185 | 1660.859 | 1904.0611 | 2148.8138 | 2395.1398 | 232.9652 | 467.3281 | 703.1101 | 940.3324 | 1179.0168 | 1419.185 | 1660.859 | 1904.0611 | 2148.8138 | 2395.1398 | 68.3251 | 137.0601 | 206.2905 | 275.2445 | 348.4076 | 425.0964 | 503.9243 | 583.9577 | 665.7965 | 749.1739 | 68.3251 | 68.7351 | 69.2304 | 68.954 | 73.1631 | 76.6888 | 78.8279 | 80.0334 | 81.8388 | 83.3774
Ind ¦ Air curtains ¦ New | NEW | I_Chemicals / Pharmaceutical | Ottawa and Surrounding | Space Heating/Ventilation | Industrial | NA | End Use Consumption (m^3/year) | 15 | 0.92289 | 0.94244 | 0.95793 | 0.96967 | 0.97714 | 0.97032 | 0.9686 | 0.96861 | 0.96861 | 0.96859 | 0.13548 | 0.14112 | 0.14631 | 0.15106 | 0.15527 | 0.15727 | 0.16013 | 0.16334 | 0.16661 | 0.16993 | 0.1468 | 0.14974 | 0.15274 | 0.15579 | 0.15891 | 0.16208 | 0.16533 | 0.16863 | 0.172 | 0.17544 | -0.01132 | -0.0086192 | -0.0064252 | -0.0047254 | -0.0036321 | -0.0048103 | -0.0051917 | -0.0052929 | -0.0053996 | -0.0055101 | 138.6697 | 278.1715 | 418.5179 | 559.7217 | 701.7957 | 844.753 | 988.6065 | 1133.3697 | 1279.0558 | 1425.6784 | 0 | 0 | 0 | 0 | 0 | 0 | 0 | 0 | 0 | 0 | 0 | 0 | 0 | 0 | 0 | 0 | 0 | 0 | 0 | 0 | 0 | 0 | 0 | 0 | 0 | 0 | 0 | 0 | 0 | 0
Ind ¦ Automated temperature control ¦ New | NEW | I_Chemicals / Pharmaceutical | Ottawa and Surrounding | Space Heating/Ventilation | Industrial | NA | End Use Consumption (m^3/year) | 25 | 1.1676 | 1.1855 | 1.1997 | 1.2105 | 1.2173 | 1.2111 | 1.2095 | 1.2095 | 1.2095 | 1.2095 | 0.26178 | 0.27112 | 0.27985 | 0.28801 | 0.29543 | 0.29979 | 0.30539 | 0.3115 | 0.31773 | 0.32408 | 0.22421 | 0.22869 | 0.23327 | 0.23793 | 0.24269 | 0.24755 | 0.2525 | 0.25755 | 0.2627 | 0.26795 | 0.037574 | 0.042423 | 0.046585 | 0.050076 | 0.052741 | 0.052247 | 0.052892 | 0.053952 | 0.055029 | 0.056126 | 179.7571 | 360.5927 | 542.5232 | 725.5652 | 909.7352 | 1095.0501 | 1281.527 | 1469.183 | 1658.0354 | 1848.1017 | 179.7571 | 360.5927 | 542.5232 | 725.5652 | 909.7352 | 1095.0501 | 1281.527 | 1469.183 | 1658.0354 | 1848.1017 | 1.6024 | 3.2144 | 4.6629 | 5.8924 | 7.49 | 9.412 | 11.4596 | 13.5013 | 15.6349 | 17.8276 | 1.6024 | 1.612 | 1.4485 | 1.2295 | 1.5977 | 1.922 | 2.0476 | 2.0417 | 2.1336 | 2.1927
Ind ¦ Blow down heat recovery and control ¦ New | NEW | I_Chemicals / Pharmaceutical | Ottawa and Surrounding | Process - Boiler/Steam | Industrial | NA | End Use Consumption (m^3/year) | 20 | 1.9672 | 2.0009 | 2.026 | 2.0442 | 2.055 | 2.0547 | 2.0516 | 2.0517 | 2.0517 | 2.0517 | 0.061959 | 0.064282 | 0.066391 | 0.068326 | 0.070062 | 0.071451 | 0.072771 | 0.074227 | 0.075713 | 0.077227 | 0.031496 | 0.032126 | 0.032769 | 0.033424 | 0.034093 | 0.034774 | 0.03547 | 0.036179 | 0.036903 | 0.037641 | 0.030463 | 0.032156 | 0.033622 | 0.034902 | 0.035969 | 0.036676 | 0.037301 | 0.038048 | 0.03881 | 0.039587 | 1821.33 | 3653.5879 | 5496.9396 | 7351.5523 | 9217.595 | 11095.2384 | 12984.6545 | 14886.0174 | 16799.5026 | 18725.2875 | 1821.33 | 3653.5879 | 5496.9396 | 7351.5523 | 9217.595 | 11095.2384 | 12984.6545 | 14886.0174 | 16799.5026 | 18725.2875 | 485.5949 | 974.1033 | 1466.5811 | 1956.3119 | 2480.3234 | 3032.843 | 3602.2034 | 4180.4923 | 4772.6165 | 5376.2639 | 485.5949 | 488.5085 | 492.4777 | 489.7309 | 524.0114 | 552.5197 | 569.3604 | 578.289 | 592.1241 | 603.6474
Ind ¦ Boiler combustion air preheat ¦ New | NEW | I_Chemicals / Pharmaceutical | Ottawa and Surrounding | Process - Boiler/Steam | Industrial | NA | End Use Consumption (m^3/year) | 20 | 68.9876 | 69.0887 | 69.1845 | 69.2782 | 69.3709 | 69.4563 | 69.5363 | 69.6241 | 69.7143 | 69.809 | 2.0992 | 2.1443 | 2.1902 | 2.2371 | 2.2849 | 2.3334 | 2.3828 | 2.4336 | 2.4854 | 2.5386 | 0.030429 | 0.031037 | 0.031658 | 0.032291 | 0.032937 | 0.033596 | 0.034267 | 0.034953 | 0.035652 | 0.036365 | 2.0688 | 2.1133 | 2.1586 | 2.2048 | 2.2519 | 2.2998 | 2.3486 | 2.3986 | 2.4498 | 2.5022 | 2341.71 | 4697.4702 | 7067.4937 | 9451.9958 | 11851.1936 | 14265.3065 | 16694.5558 | 19139.1652 | 21599.3605 | 24075.3696 | 2341.71 | 4697.4702 | 7067.4937 | 9451.9958 | 11851.1936 | 14265.3065 | 16694.5558 | 19139.1652 | 21599.3605 | 24075.3696 | 1729.5097 | 3469.3965 | 5272.3109 | 7132.9132 | 9046.6333 | 11009.3699 | 13017.444 | 15067.5665 | 17156.8115 | 19282.5746 | 1729.5097 | 1739.8868 | 1802.9144 | 1860.6023 | 1913.7201 | 1962.7365 | 2008.0742 | 2050.1225 | 2089.245 | 2125.7631
Ind ¦ Boiler right sizing and load management | NEW | I_Chemicals / Pharmaceutical | Ottawa and Surrounding | Process - Boiler/Steam | Industrial | NA | End Use Consumption (m^3/year) | 25 | INF | INF | INF | INF | INF | INF | INF | INF | INF | INF | 0.35266 | 0.36513 | 0.37655 | 0.38712 | 0.39671 | 0.40459 | 0.41215 | 0.4204 | 0.42883 | 0.43741 | 0 | 0 | 0 | 0 | 0 | 0 | 0 | 0 | 0 | 0 | 0.35266 | 0.36513 | 0.37655 | 0.38712 | 0.39671 | 0.40459 | 0.41215 | 0.4204 | 0.42883 | 0.43741 | 7588.8749 | 15223.283 | 22903.9149 | 30631.4679 | 38406.646 | 46230.1598 | 54102.7271 | 62025.0725 | 69997.9276 | 78022.0312 | 7588.8749 | 15223.283 | 22903.9149 | 30631.4679 | 38406.646 | 46230.1598 | 54102.7271 | 62025.0725 | 69997.9276 | 78022.0312 | 5685.2541 | 11404.6198 | 17280.1645 | 23306.2812 | 29477.3433 | 35787.7675 | 42232.0691 | 48804.9088 | 55501.1325 | 62315.8034 | 5685.2541 | 5719.3657 | 5875.5447 | 6026.1167 | 6171.0621 | 6310.4242 | 6444.3015 | 6572.8397 | 6696.2237 | 6814.6708
Ind ¦ Condensate return ¦ New | NEW | I_Chemicals / Pharmaceutical | Ottawa and Surrounding | Process - Boiler/Steam | Industrial | NA | End Use Consumption (m^3/year) | 25 | 1.6724 | 1.6976 | 1.7164 | 1.73 | 1.7381 | 1.7378 | 1.7356 | 1.7356 | 1.7357 | 1.7357 | 0.070532 | 0.073026 | 0.07531 | 0.077423 | 0.079342 | 0.080918 | 0.082429 | 0.08408 | 0.085765 | 0.087483 | 0.042173 | 0.043016 | 0.043877 | 0.044754 | 0.045649 | 0.046562 | 0.047494 | 0.048443 | 0.049412 | 0.050401 | 0.028359 | 0.03001 | 0.031433 | 0.032669 | 0.033693 | 0.034355 | 0.034936 | 0.035637 | 0.036353 | 0.037082 | 2197.16 | 4407.5029 | 6631.2287 | 8868.5393 | 11119.6385 | 13384.732 | 15664.0277 | 17957.7353 | 20266.0666 | 22589.2357 | 2197.16 | 4407.5029 | 6631.2287 | 8868.5393 | 11119.6385 | 13384.732 | 15664.0277 | 17957.7353 | 20266.0666 | 22589.2357 | 263.0627 | 527.7037 | 787.2306 | 1035.6068 | 1311.6231 | 1609.8401 | 1918.8147 | 2230.9562 | 2551.7057 | 2879.0977 | 263.0627 | 264.641 | 259.5269 | 248.3763 | 276.0163 | 298.217 | 308.9746 | 312.1415 | 320.7495 | 327.3921
Ind ¦ Condensing boiler ¦ New | NEW | I_Chemicals / Pharmaceutical | Ottawa and Surrounding | Process - Boiler/Steam | Industrial | NA | End Use Consumption (m^3/year) | 20 | 3.224 | 3.2793 | 3.3205 | 3.3502 | 3.368 | 3.3674 | 3.3624 | 3.3624 | 3.3625 | 3.3625 | 0.3098 | 0.32141 | 0.33195 | 0.34163 | 0.35031 | 0.35725 | 0.36386 | 0.37114 | 0.37856 | 0.38614 | 0.09609 | 0.098012 | 0.099972 | 0.10197 | 0.10401 | 0.10609 | 0.10821 | 0.11038 | 0.11258 | 0.11484 | 0.21371 | 0.2234 | 0.23198 | 0.23966 | 0.2463 | 0.25116 | 0.25564 | 0.26076 | 0.26598 | 0.2713 | 4914.6999 | 9858.888 | 14833.0116 | 19837.5221 | 24872.8755 | 29939.5321 | 35037.9566 | 40168.6184 | 45331.9912 | 50528.5535 | 4914.6999 | 9858.888 | 14833.0116 | 19837.5221 | 24872.8755 | 29939.5321 | 35037.9566 | 40168.6184 | 45331.9912 | 50528.5535 | 2407.7511 | 4829.9488 | 7298.8314 | 9800.6032 | 12398.1759 | 15079.6658 | 17823.0333 | 20612.93 | 23456.5673 | 26348.627 | 2407.7511 | 2422.1976 | 2468.8827 | 2501.7718 | 2597.5727 | 2681.4898 | 2743.3676 | 2789.8967 | 2843.6372 | 2892.0597
Ind ¦ Condensing Economizer ¦ New | NEW | I_Chemicals / Pharmaceutical | Ottawa and Surrounding | Process - Boiler/Steam | Industrial | NA | End Use Consumption (m^3/year) | 15 | 3.7008 | 3.7778 | 3.835 | 3.8765 | 3.9012 | 3.9004 | 3.8934 | 3.8934 | 3.8935 | 3.8934 | 0.25535 | 0.26588 | 0.27531 | 0.28385 | 0.29137 | 0.29714 | 0.30254 | 0.30859 | 0.31477 | 0.32106 | 0.069 | 0.07038 | 0.071788 | 0.073223 | 0.074688 | 0.076182 | 0.077705 | 0.079259 | 0.080844 | 0.082461 | 0.18635 | 0.1955 | 0.20352 | 0.21063 | 0.21668 | 0.22096 | 0.22483 | 0.22933 | 0.23392 | 0.2386 | 3902.8499 | 7829.117 | 11779.1562 | 15753.3264 | 19751.9894 | 23775.5108 | 27824.2597 | 31898.6087 | 35998.9342 | 40125.616 | 3902.8499 | 7829.117 | 11779.1562 | 15753.3264 | 19751.9894 | 23775.5108 | 27824.2597 | 31898.6087 | 35998.9342 | 40125.616 | 2280.2811 | 4574.244 | 6919.1253 | 9306.7152 | 11767.5421 | 14294.5365 | 16875.5942 | 19502.0528 | 22176.684 | 24896.0127 | 2280.2811 | 2293.9628 | 2344.8813 | 2387.5899 | 2460.827 | 2526.9944 | 2581.0577 | 2626.4586 | 2674.6311 | 2719.3287
Ind ¦ De-stratification fans ¦ New | NEW | I_Chemicals / Pharmaceutical | Ottawa and Surrounding | Space Heating/Ventilation | Industrial | NA | End Use Consumption (m^3/year) | 25 | 1.4153 | 1.437 | 1.4542 | 1.4672 | 1.4755 | 1.468 | 1.466 | 1.466 | 1.466 | 1.466 | 0.29918 | 0.30985 | 0.31983 | 0.32915 | 0.33764 | 0.34262 | 0.34902 | 0.356 | 0.36312 | 0.37037 | 0.2114 | 0.21563 | 0.21994 | 0.22434 | 0.22882 | 0.2334 | 0.23807 | 0.24283 | 0.24769 | 0.25264 | 0.087784 | 0.094223 | 0.099894 | 0.10482 | 0.10881 | 0.10922 | 0.11095 | 0.11317 | 0.11543 | 0.11773 | 131.4795 | 263.7478 | 396.817 | 530.6991 | 665.4063 | 800.951 | 937.3455 | 1074.6024 | 1212.7344 | 1351.7544 | 131.4795 | 263.7478 | 396.817 | 530.6991 | 665.4063 | 800.951 | 937.3455 | 1074.6024 | 1212.7344 | 1351.7544 | 5.2576 | 10.5468 | 15.5768 | 20.1463 | 25.5682 | 31.6626 | 38.0454 | 44.4622 | 51.0991 | 57.8916 | 5.2576 | 5.2891 | 5.03 | 4.5696 | 5.4219 | 6.0943 | 6.3828 | 6.4168 | 6.6369 | 6.7925
Ind ¦ Direct contact hot water heaters ¦ New | NEW | I_Chemicals / Pharmaceutical | Ottawa and Surrounding | Process - Boiler/Steam | Industrial | NA | End Use Consumption (m^3/year) | 20 | 11.6065 | 11.8055 | 11.9537 | 12.0609 | 12.1248 | 12.1227 | 12.1047 | 12.1048 | 12.1049 | 12.105 | 0.46469 | 0.48212 | 0.49793 | 0.51244 | 0.52546 | 0.53588 | 0.54579 | 0.5567 | 0.56785 | 0.57921 | 0.040038 | 0.040838 | 0.041655 | 0.042488 | 0.043338 | 0.044205 | 0.045089 | 0.045991 | 0.04691 | 0.047849 | 0.42466 | 0.44128 | 0.45628 | 0.46996 | 0.48212 | 0.49168 | 0.5007 | 0.51071 | 0.52094 | 0.53136 | 4163.0399 | 8351.0581 | 12564.4333 | 16803.5481 | 21068.7886 | 25360.5448 | 29679.2103 | 34025.1826 | 38398.8631 | 42800.6571 | 4163.0399 | 8351.0581 | 12564.4333 | 16803.5481 | 21068.7886 | 25360.5448 | 29679.2103 | 34025.1826 | 38398.8631 | 42800.6571 | 2889.5745 | 5796.4865 | 8795.5997 | 11878.8505 | 15047.6107 | 18295.4293 | 21615.1677 | 25000.8769 | 28449.6175 | 31957.3956 | 2889.5745 | 2906.912 | 2999.1131 | 3083.2508 | 3168.7602 | 3247.8186 | 3319.7384 | 3385.7093 | 3448.7406 | 3507.7781
Ind ¦ Energy Management and Process Improvement ¦ New | NEW | I_Chemicals / Pharmaceutical | Ottawa and Surrounding | Cross Cutting/Behavioural | Industrial | NA | End Use Consumption (m^3/year) | 15 | 3.6479 | 3.7238 | 3.7802 | 3.8211 | 3.8455 | 3.8447 | 3.8378 | 3.8378 | 3.8379 | 3.8378 | 0.25535 | 0.26588 | 0.27531 | 0.28385 | 0.29137 | 0.29714 | 0.30254 | 0.30859 | 0.31477 | 0.32106 | 0.07 | 0.0714 | 0.072828 | 0.074285 | 0.07577 | 0.077286 | 0.078831 | 0.080408 | 0.082016 | 0.083656 | 0.18535 | 0.19448 | 0.20248 | 0.20956 | 0.2156 | 0.21985 | 0.22371 | 0.22818 | 0.23275 | 0.2374 | 24522.8847 | 49192.9067 | 74012.2976 | 98983.3105 | 124108.2201 | 149389.3233 | 174828.939 | 200429.4088 | 226193.0971 | 252122.3911 | 24522.8847 | 49192.9067 | 74012.2976 | 98983.3105 | 124108.2201 | 149389.3233 | 174828.939 | 200429.4088 | 226193.0971 | 252122.3911 | 14243.213 | 28571.8852 | 43315.8391 | 58403.8448 | 74018.8042 | 90103.1564 | 106567.848 | 123347.2631 | 140451.5536 | 157851.2061 | 14243.213 | 14328.6722 | 14743.9539 | 15088.0057 | 15614.9594 | 16084.3522 | 16464.6916 | 16779.4151 | 17104.2905 | 17399.6525
Ind ¦ Exhaust gas heat recovery ¦ New | NEW | I_Chemicals / Pharmaceutical | Ottawa and Surrounding | Process Heat | Industrial | NA | End Use Consumption (m^3/year) | 15 | 5.3148 | 5.4254 | 5.5077 | 5.5672 | 5.6027 | 5.6015 | 5.5915 | 5.5916 | 5.5916 | 5.5916 | 0.44687 | 0.46529 | 0.48179 | 0.49674 | 0.5099 | 0.51999 | 0.52944 | 0.54003 | 0.55084 | 0.56185 | 0.084079 | 0.08576 | 0.087476 | 0.089225 | 0.09101 | 0.09283 | 0.094686 | 0.09658 | 0.098512 | 0.10048 | 0.36279 | 0.37953 | 0.39431 | 0.40751 | 0.41889 | 0.42716 | 0.43475 | 0.44345 | 0.45233 | 0.46137 | 8855.511 | 17764.155 | 26726.7379 | 35744.0734 | 44816.9828 | 53946.2957 | 63132.8493 | 72377.4893 | 81681.0695 | 91044.4519 | 8855.511 | 17764.155 | 26726.7379 | 35744.0734 | 44816.9828 | 53946.2957 | 63132.8493 | 72377.4893 | 81681.0695 | 91044.4519 | 5708.1729 | 11450.5949 | 17380.5882 | 23474.8117 | 29761.2874 | 36221.4922 | 42831.4053 | 49572.3357 | 56441.2832 | 63427.9762 | 5708.1729 | 5742.422 | 5929.9934 | 6094.2235 | 6286.4757 | 6460.2048 | 6609.9131 | 6740.9304 | 6868.9475 | 6986.693
Ind ¦ Feedwater Economizers ¦ New | NEW | I_Chemicals / Pharmaceutical | Ottawa and Surrounding | Process - Boiler/Steam | Industrial | NA | End Use Consumption (m^3/year) | 20 | 2.418 | 2.4595 | 2.4903 | 2.5127 | 2.526 | 2.5256 | 2.5218 | 2.5218 | 2.5219 | 2.5219 | 0.12392 | 0.12856 | 0.13278 | 0.13665 | 0.14012 | 0.1429 | 0.14554 | 0.14845 | 0.15143 | 0.15445 | 0.051248 | 0.052273 | 0.053318 | 0.054385 | 0.055473 | 0.056582 | 0.057714 | 0.058868 | 0.060045 | 0.061246 | 0.07267 | 0.076292 | 0.079463 | 0.082267 | 0.084651 | 0.086319 | 0.087829 | 0.089587 | 0.091381 | 0.093209 | 2601.9 | 5219.4113 | 7852.7708 | 10502.2176 | 13167.9929 | 15850.3405 | 18549.5064 | 21265.7391 | 23999.2894 | 26750.4107 | 2601.9 | 5219.4113 | 7852.7708 | 10502.2176 | 13167.9929 | 15850.3405 | 18549.5064 | 21265.7391 | 23999.2894 | 26750.4107 | 960.4018 | 1926.5661 | 2912.5419 | 3908.18 | 4959.3258 | 6057.5464 | 7186.9474 | 8336.5169 | 9511.7556 | 10709.0283 | 960.4018 | 966.1643 | 985.9758 | 995.6382 | 1051.1458 | 1098.2207 | 1129.4009 | 1149.5695 | 1175.2387 | 1197.2726
Ind ¦ Heat recovery to preheat make-up water ¦ New | NEW | I_Chemicals / Pharmaceutical | Ottawa and Surrounding | Process - Boiler/Steam | Industrial | NA | End Use Consumption (m^3/year) | 25 | 3.4769 | 3.5293 | 3.5683 | 3.5965 | 3.6134 | 3.6129 | 3.6082 | 3.6083 | 3.6084 | 3.6085 | 0.2116 | 0.21908 | 0.22593 | 0.23227 | 0.23803 | 0.24275 | 0.24729 | 0.25224 | 0.2573 | 0.26245 | 0.060857 | 0.062074 | 0.063316 | 0.064582 | 0.065874 | 0.067191 | 0.068535 | 0.069906 | 0.071304 | 0.07273 | 0.15074 | 0.157 | 0.16261 | 0.16769 | 0.17215 | 0.17556 | 0.17875 | 0.18234 | 0.18599 | 0.18972 | 5463.9899 | 10960.7637 | 16490.8187 | 22054.6569 | 27652.7851 | 33285.7151 | 38953.9635 | 44658.0522 | 50398.5078 | 56175.8624 | 5463.9899 | 10960.7637 | 16490.8187 | 22054.6569 | 27652.7851 | 33285.7151 | 38953.9635 | 44658.0522 | 50398.5078 | 56175.8624 | 2566.1931 | 5147.7834 | 7780.858 | 10448.8055 | 13225.7353 | 16097.5102 | 19037.9946 | 22028.964 | 25078.9045 | 28181.4857 | 2566.1931 | 2581.5903 | 2633.0746 | 2667.9475 | 2776.9298 | 2871.775 | 2940.4844 | 2990.9694 | 3049.9405 | 3102.5812
Ind ¦ High-efficiency burner ¦ New | NEW | I_Chemicals / Pharmaceutical | Ottawa and Surrounding | Process - Boiler/Steam | Industrial | NA | End Use Consumption (m^3/year) | 20 | 2.5792 | 2.6234 | 2.6564 | 2.6802 | 2.6944 | 2.6939 | 2.6899 | 2.6899 | 2.69 | 2.69 | 0.1549 | 0.16071 | 0.16598 | 0.17081 | 0.17515 | 0.17863 | 0.18193 | 0.18557 | 0.18928 | 0.19307 | 0.060056 | 0.061257 | 0.062483 | 0.063732 | 0.065007 | 0.066307 | 0.067633 | 0.068986 | 0.070366 | 0.071773 | 0.094842 | 0.099448 | 0.10349 | 0.10708 | 0.11015 | 0.11232 | 0.1143 | 0.11658 | 0.11892 | 0.1213 | 1474.41 | 2957.6664 | 4449.9035 | 5951.2566 | 7461.8626 | 8981.8596 | 10511.387 | 12050.5855 | 13599.5974 | 15158.5661 | 1474.41 | 2957.6664 | 4449.9035 | 5951.2566 | 7461.8626 | 8981.8596 | 10511.387 | 12050.5855 | 13599.5974 | 15158.5661 | 587.8934 | 1179.3141 | 1778.4688 | 2381.2819 | 3012.5196 | 3668.1632 | 4340.3192 | 5023.6175 | 5721.1884 | 6431.3842 | 587.8934 | 591.4207 | 599.1546 | 602.8131 | 631.2377 | 655.6436 | 672.156 | 683.2984 | 697.5708 | 710.1958
Ind ¦ High-efficiency burners ¦ New | NEW | I_Chemicals / Pharmaceutical | Ottawa and Surrounding | Process Heat | Industrial | NA | End Use Consumption (m^3/year) | 20 | 8.928 | 9.0812 | 9.1951 | 9.2776 | 9.3267 | 9.3252 | 9.3113 | 9.3113 | 9.3115 | 9.3115 | 0.61959 | 0.64282 | 0.66391 | 0.68326 | 0.70062 | 0.71451 | 0.72771 | 0.74227 | 0.75713 | 0.77227 | 0.069398 | 0.070786 | 0.072202 | 0.073646 | 0.075119 | 0.076621 | 0.078154 | 0.079717 | 0.081311 | 0.082938 | 0.55019 | 0.57204 | 0.59171 | 0.60961 | 0.6255 | 0.63789 | 0.64956 | 0.66256 | 0.67582 | 0.68934 | 3036.1752 | 6090.5674 | 9163.453 | 12255.1109 | 15365.8227 | 18495.8728 | 21645.5483 | 24815.1392 | 28004.9381 | 31215.2406 | 3036.1752 | 6090.5674 | 9163.453 | 12255.1109 | 15365.8227 | 18495.8728 | 21645.5483 | 24815.1392 | 28004.9381 | 31215.2406 | 2054.6061 | 4121.5397 | 6249.555 | 8433.319 | 10676.5937 | 12974.9934 | 15323.235 | 17717.0431 | 20154.9741 | 22634.3681 | 2054.6061 | 2066.9337 | 2128.0153 | 2183.764 | 2243.2747 | 2298.3996 | 2348.2416 | 2393.8081 | 2437.931 | 2479.394
Ind ¦ Insulation ¦ New | NEW | I_Chemicals / Pharmaceutical | Ottawa and Surrounding | Process - Boiler/Steam | Industrial | NA | End Use Consumption (m^3/year) | 15 | 5.3148 | 5.4254 | 5.5077 | 5.5672 | 5.6027 | 5.6015 | 5.5915 | 5.5916 | 5.5916 | 5.5916 | 0.12768 | 0.13294 | 0.13765 | 0.14192 | 0.14569 | 0.14857 | 0.15127 | 0.1543 | 0.15738 | 0.16053 | 0.024023 | 0.024503 | 0.024993 | 0.025493 | 0.026003 | 0.026523 | 0.027053 | 0.027594 | 0.028146 | 0.028709 | 0.10365 | 0.10844 | 0.11266 | 0.11643 | 0.11968 | 0.12205 | 0.12422 | 0.1267 | 0.12924 | 0.13182 | 3758.2999 | 7539.1497 | 11342.8912 | 15169.8698 | 19020.4342 | 22894.9363 | 26793.7315 | 30717.1788 | 34665.6403 | 38639.4821 | 3758.2999 | 7539.1497 | 11342.8912 | 15169.8698 | 19020.4342 | 22894.9363 | 26793.7315 | 30717.1788 | 34665.6403 | 38639.4821 | 2422.5622 | 4859.6597 | 7377.5473 | 9966.0485 | 12636.8421 | 15381.8763 | 18190.7919 | 21055.5213 | 23974.6897 | 26943.8534 | 2422.5622 | 2437.0975 | 2517.8876 | 2588.5012 | 2670.7936 | 2745.0342 | 2808.9156 | 2864.7294 | 2919.1684 | 2969.1637
Ind ¦ Radiant heaters ¦ New | NEW | I_Chemicals / Pharmaceutical | Ottawa and Surrounding | Space Heating/Ventilation | Industrial | NA | End Use Consumption (m^3/year) | 20 | 1.4656 | 1.4912 | 1.5115 | 1.5269 | 1.5367 | 1.5277 | 1.5255 | 1.5255 | 1.5255 | 1.5255 | 0.98582 | 1.0231 | 1.0578 | 1.0899 | 1.1188 | 1.1346 | 1.1555 | 1.1787 | 1.2022 | 1.2263 | 0.67263 | 0.68608 | 0.69981 | 0.7138 | 0.72808 | 0.74264 | 0.75749 | 0.77264 | 0.78809 | 0.80386 | 0.31319 | 0.33701 | 0.35795 | 0.37608 | 0.39073 | 0.39191 | 0.39804 | 0.40601 | 0.41413 | 0.42239 | 209.5454 | 420.3481 | 632.4271 | 845.8017 | 1060.4913 | 1276.5156 | 1493.8943 | 1712.6476 | 1932.7955 | 2154.3585 | 209.5454 | 420.3481 | 632.4271 | 845.8017 | 1060.4913 | 1276.5156 | 1493.8943 | 1712.6476 | 1932.7955 | 2154.3585 | 19.2772 | 38.6701 | 57.7176 | 75.9889 | 96.2425 | 118.1342 | 140.9558 | 163.9421 | 187.6502 | 211.8855 | 19.2772 | 19.3929 | 19.0475 | 18.2713 | 20.2536 | 21.8917 | 22.8216 | 22.9863 | 23.7081 | 24.2352
Ind ¦ Reduce Steam Pressure ¦ New | NEW | I_Chemicals / Pharmaceutical | Ottawa and Surrounding | Process - Boiler/Steam | Industrial | NA | End Use Consumption (m^3/year) | 20 | 29.9803 | 30.4945 | 30.8771 | 31.154 | 31.3191 | 31.3138 | 31.2672 | 31.2674 | 31.2679 | 31.268 | 0.092939 | 0.096423 | 0.099586 | 0.10249 | 0.10509 | 0.10718 | 0.10916 | 0.11134 | 0.11357 | 0.11584 | 0.0031 | 0.003162 | 0.0032252 | 0.0032897 | 0.0033555 | 0.0034227 | 0.0034911 | 0.0035609 | 0.0036321 | 0.0037048 | 0.089839 | 0.093261 | 0.096361 | 0.099199 | 0.10174 | 0.10375 | 0.10567 | 0.10778 | 0.10994 | 0.11214 | 1561.14 | 3131.6468 | 4711.6625 | 6301.3305 | 7900.7957 | 9510.2043 | 11129.7039 | 12759.4435 | 14399.5737 | 16050.2464 | 1561.14 | 3131.6468 | 4711.6625 | 6301.3305 | 7900.7957 | 9510.2043 | 11129.7039 | 12759.4435 | 14399.5737 | 16050.2464 | 1149.9189 | 2306.7372 | 3496.851 | 4718.097 | 5969.4795 | 7249.2451 | 8555.6328 | 9887.0812 | 11242.4487 | 12620.5353 | 1149.9189 | 1156.8184 | 1190.1137 | 1221.246 | 1251.3825 | 1279.7656 | 1306.3877 | 1331.4484 | 1355.3675 | 1378.0865
Ind ¦ Steam trap survey and repair ¦ New | NEW | I_Chemicals / Pharmaceutical | Ottawa and Surrounding | Process - Boiler/Steam | Industrial | NA | End Use Consumption (m^3/year) | 3 | 0.74751 | 0.79708 | 0.84877 | 0.8911 | 0.91312 | 0.91238 | 0.90622 | 0.90625 | 0.90632 | 0.90624 | 0.023145 | 0.025173 | 0.027342 | 0.029279 | 0.030603 | 0.03119 | 0.031599 | 0.032232 | 0.032879 | 0.033534 | 0.030962 | 0.031582 | 0.032213 | 0.032858 | 0.033515 | 0.034185 | 0.034869 | 0.035566 | 0.036277 | 0.037003 | -0.0078176 | -0.0064086 | -0.0048715 | -0.0035782 | -0.0029118 | -0.0029954 | -0.00327 | -0.0033344 | -0.0033984 | -0.0034693 | 3469.1999 | 6959.2151 | 10470.3611 | 14002.9568 | 17557.3239 | 21133.7873 | 24732.6753 | 28354.3188 | 31999.0526 | 35667.2142 | 0 | 0 | 0 | 0 | 0 | 0 | 0 | 0 | 0 | 0 | 0 | 0 | 0 | 0 | 0 | 0 | 0 | 0 | 0 | 0 | 0 | 0 | 0 | 0 | 0 | 0 | 0 | 0 | 0 | 0
Ind ¦ Ventilation heat recovery ¦ New | NEW | I_Chemicals / Pharmaceutical | Ottawa and Surrounding | Space Heating/Ventilation | Industrial | NA | End Use Consumption (m^3/year) | 20 | 4.3968 | 4.4736 | 4.5345 | 4.5806 | 4.61 | 4.5832 | 4.5764 | 4.5765 | 4.5764 | 4.5764 | 0.49291 | 0.51155 | 0.52888 | 0.54494 | 0.5594 | 0.56728 | 0.57777 | 0.58933 | 0.60111 | 0.61313 | 0.11211 | 0.11435 | 0.11663 | 0.11897 | 0.12135 | 0.12377 | 0.12625 | 0.12877 | 0.13135 | 0.13398 | 0.3808 | 0.3972 | 0.41225 | 0.42598 | 0.43806 | 0.4435 | 0.45152 | 0.46055 | 0.46976 | 0.47915 | 213.9109 | 429.1053 | 645.6026 | 863.4225 | 1082.5849 | 1303.1097 | 1525.0171 | 1748.3277 | 1973.0621 | 2199.241 | 213.9109 | 429.1053 | 645.6026 | 863.4225 | 1082.5849 | 1303.1097 | 1525.0171 | 1748.3277 | 1973.0621 | 2199.241 | 120.7492 | 242.2229 | 366.875 | 494.1328 | 625.7764 | 761.3309 | 900.0218 | 1041.2869 | 1185.263 | 1331.7128 | 120.7492 | 121.4737 | 124.6521 | 127.2579 | 131.6435 | 135.5545 | 138.6909 | 141.2651 | 143.9761 | 146.4497
Ind ¦ Ventilation optimization ¦ New | NEW | I_Chemicals / Pharmaceutical | Ottawa and Surrounding | Space Heating/Ventilation | Industrial | NA | End Use Consumption (m^3/year) | 15 | 2.256 | 2.3037 | 2.3416 | 2.3703 | 2.3886 | 2.3719 | 2.3677 | 2.3677 | 2.3677 | 2.3677 | 0.54194 | 0.56449 | 0.58524 | 0.60426 | 0.62109 | 0.62909 | 0.64054 | 0.65336 | 0.66642 | 0.67974 | 0.24023 | 0.24503 | 0.24993 | 0.25493 | 0.26003 | 0.26523 | 0.27053 | 0.27594 | 0.28146 | 0.28709 | 0.30171 | 0.31946 | 0.33531 | 0.34933 | 0.36107 | 0.36387 | 0.37 | 0.37741 | 0.38496 | 0.39265 | 246.524 | 494.5271 | 744.0318 | 995.0608 | 1247.6368 | 1501.783 | 1757.5228 | 2014.8795 | 2273.8771 | 2534.5394 | 246.524 | 494.5271 | 744.0318 | 995.0608 | 1247.6368 | 1501.783 | 1757.5228 | 2014.8795 | 2273.8771 | 2534.5394 | 98.2968 | 197.1834 | 297.6289 | 398.8989 | 505.1179 | 615.5827 | 728.9386 | 844.2567 | 962.0442 | 1082.0041 | 98.2968 | 98.8866 | 100.4454 | 101.27 | 106.219 | 110.4648 | 113.356 | 115.3181 | 117.7874 | 119.96
Ind ¦ Warehouse loading dock seals ¦ New | NEW | I_Chemicals / Pharmaceutical | Ottawa and Surrounding | Space Heating/Ventilation | Industrial | NA | End Use Consumption (m^3/year) | 10 | 0.65563 | 0.67466 | 0.68975 | 0.70118 | 0.70846 | 0.70181 | 0.70013 | 0.70014 | 0.70014 | 0.70012 | 0.098874 | 0.10378 | 0.10822 | 0.11222 | 0.11565 | 0.11685 | 0.11891 | 0.12129 | 0.12371 | 0.12618 | 0.15081 | 0.15382 | 0.1569 | 0.16004 | 0.16324 | 0.1665 | 0.16983 | 0.17323 | 0.1767 | 0.18023 | -0.051935 | -0.050045 | -0.048679 | -0.047824 | -0.047591 | -0.04965 | -0.050928 | -0.051945 | -0.052985 | -0.054047 | 77.8947 | 156.2568 | 235.0934 | 314.4116 | 394.2186 | 474.5217 | 555.3284 | 636.646 | 718.482 | 800.8441 | 0 | 0 | 0 | 0 | 0 | 0 | 0 | 0 | 0 | 0 | 0 | 0 | 0 | 0 | 0 | 0 | 0 | 0 | 0 | 0 | 0 | 0 | 0 | 0 | 0 | 0 | 0 | 0 | 0 | 0
Ind ¦ Advanced boiler controls including air/fuel mix control | RET | I_Chemicals / Pharmaceutical | Ottawa and Surrounding | Process - Boiler/Steam | Industrial | NA | End Use Consumption (m^3/year) | 15 | 4.1594 | 4.246 | 4.3104 | 4.357 | 4.3847 | 4.3838 | 4.376 | 4.376 | 4.3761 | 4.376 | 0.12768 | 0.13294 | 0.13765 | 0.14192 | 0.14569 | 0.14857 | 0.15127 | 0.1543 | 0.15738 | 0.16053 | 0.030695 | 0.031309 | 0.031936 | 0.032574 | 0.033226 | 0.03389 | 0.034568 | 0.035259 | 0.035965 | 0.036684 | 0.09698 | 0.10163 | 0.10572 | 0.10935 | 0.11246 | 0.11468 | 0.1167 | 0.11904 | 0.12142 | 0.12384 | 198211.9252 | 197220.8656 | 196234.7612 | 195253.5874 | 194277.3195 | 193305.9329 | 192339.4032 | 191377.7062 | 190420.8177 | 189468.7136 | 198211.9252 | 197220.8656 | 196234.7612 | 195253.5874 | 194277.3195 | 193305.9329 | 192339.4032 | 191377.7062 | 190420.8177 | 189468.7136 | 7175.515 | 14550.3104 | 22078.192 | 29793.7116 | 37645.4183 | 45566.4702 | 53494.8286 | 61391.5312 | 69204.1336 | 76891.798 | 7175.515 | 7374.7954 | 7527.8816 | 7715.5196 | 7851.7067 | 7921.0519 | 7928.3584 | 7896.7026 | 7812.6024 | 7687.6644
Ind ¦ Advanced heating and process control | RET | I_Chemicals / Pharmaceutical | Ottawa and Surrounding | Process Heat | Industrial | NA | End Use Consumption (m^3/year) | 15 | 5.3148 | 5.4254 | 5.5077 | 5.5672 | 5.6027 | 5.6015 | 5.5915 | 5.5916 | 5.5916 | 5.5916 | 0.31919 | 0.33235 | 0.34413 | 0.35481 | 0.36422 | 0.37142 | 0.37817 | 0.38574 | 0.39346 | 0.40132 | 0.060056 | 0.061257 | 0.062483 | 0.063732 | 0.065007 | 0.066307 | 0.067633 | 0.068986 | 0.070366 | 0.071773 | 0.25913 | 0.27109 | 0.28165 | 0.29108 | 0.29921 | 0.30511 | 0.31054 | 0.31675 | 0.32309 | 0.32955 | 314686.9072 | 313113.4727 | 311547.9053 | 309990.1658 | 308440.2149 | 306898.0139 | 305363.5238 | 303836.7062 | 302317.5227 | 300805.935 | 314686.9072 | 313113.4727 | 311547.9053 | 309990.1658 | 308440.2149 | 306898.0139 | 305363.5238 | 303836.7062 | 302317.5227 | 300805.935 | 12109.7869 | 24592.6327 | 37368.3747 | 50451.0428 | 63747.6644 | 77144.1928 | 90531.1328 | 103826.8411 | 116934.3697 | 129772.9234 | 12109.7869 | 12482.8458 | 12775.742 | 13082.6681 | 13296.6217 | 13396.5284 | 13386.94 | 13295.7083 | 13107.5286 | 12838.5537
Ind ¦ Air compressor heat recovery | RET | I_Chemicals / Pharmaceutical | Ottawa and Surrounding | Space Heating/Ventilation | Industrial | NA | End Use Consumption (m^3/year) | 25 | 2.502 | 2.5404 | 2.5708 | 2.5939 | 2.6085 | 2.5951 | 2.5917 | 2.5918 | 2.5917 | 2.5917 | 0.78535 | 0.81335 | 0.83956 | 0.86403 | 0.8863 | 0.89938 | 0.91617 | 0.9345 | 0.95318 | 0.97223 | 0.31389 | 0.32017 | 0.32658 | 0.33311 | 0.33977 | 0.34656 | 0.3535 | 0.36057 | 0.36778 | 0.37513 | 0.47146 | 0.49318 | 0.51299 | 0.53092 | 0.54653 | 0.55281 | 0.56267 | 0.57393 | 0.58541 | 0.5971 | 14487.5216 | 14415.084 | 14343.0086 | 14271.2935 | 14199.9371 | 14128.9374 | 14058.2927 | 13988.0012 | 13918.0612 | 13848.4709 | 14487.5216 | 14415.084 | 14343.0086 | 14271.2935 | 14199.9371 | 14128.9374 | 14058.2927 | 13988.0012 | 13918.0612 | 13848.4709 | 253.6633 | 505.6669 | 753.3438 | 1012.6938 | 1281.2136 | 1553.9547 | 1827.5679 | 2103.9215 | 2381.9055 | 2662.6738 | 253.6633 | 252.0036 | 247.6768 | 259.35 | 268.5198 | 272.7411 | 273.6132 | 276.3535 | 277.984 | 280.7684
Ind ¦ Air curtains | RET | I_Chemicals / Pharmaceutical | Ottawa and Surrounding | Space Heating/Ventilation | Industrial | NA | End Use Consumption (m^3/year) | 15 | 0.92289 | 0.94244 | 0.95793 | 0.96967 | 0.97714 | 0.97032 | 0.9686 | 0.96861 | 0.96861 | 0.96859 | 0.13548 | 0.14112 | 0.14631 | 0.15106 | 0.15527 | 0.15727 | 0.16013 | 0.16334 | 0.16661 | 0.16993 | 0.1468 | 0.14974 | 0.15274 | 0.15579 | 0.15891 | 0.16208 | 0.16533 | 0.16863 | 0.172 | 0.17544 | -0.01132 | -0.0086192 | -0.0064252 | -0.0047254 | -0.0036321 | -0.0048103 | -0.0051917 | -0.0052929 | -0.0053996 | -0.0055101 | 8623.5248 | 8580.4071 | 8537.5051 | 8494.8176 | 8452.3435 | 8410.0818 | 8368.0314 | 8326.1912 | 8284.5603 | 8243.1375 | 0 | 0 | 0 | 0 | 0 | 0 | 0 | 0 | 0 | 0 | 0 | 0 | 0 | 0 | 0 | 0 | 0 | 0 | 0 | 0 | 0 | 0 | 0 | 0 | 0 | 0 | 0 | 0 | 0 | 0
Ind ¦ Automated temperature control | RET | I_Chemicals / Pharmaceutical | Ottawa and Surrounding | Space Heating/Ventilation | Industrial | NA | End Use Consumption (m^3/year) | 25 | 1.1676 | 1.1855 | 1.1997 | 1.2105 | 1.2173 | 1.2111 | 1.2095 | 1.2095 | 1.2095 | 1.2095 | 0.26178 | 0.27112 | 0.27985 | 0.28801 | 0.29543 | 0.29979 | 0.30539 | 0.3115 | 0.31773 | 0.32408 | 0.22421 | 0.22869 | 0.23327 | 0.23793 | 0.24269 | 0.24755 | 0.2525 | 0.25755 | 0.2627 | 0.26795 | 0.037574 | 0.042423 | 0.046585 | 0.050076 | 0.052741 | 0.052247 | 0.052892 | 0.053952 | 0.055029 | 0.056126 | 11178.6432 | 11122.75 | 11067.1363 | 11011.8006 | 10956.7416 | 10901.9579 | 10847.4481 | 10793.2108 | 10739.2448 | 10685.5486 | 11178.6432 | 11122.75 | 11067.1363 | 11011.8006 | 10956.7416 | 10901.9579 | 10847.4481 | 10793.2108 | 10739.2448 | 10685.5486 | 5.9491 | 11.1294 | 15.3989 | 20.7953 | 27.1203 | 33.6956 | 40.1014 | 46.6492 | 53.2379 | 60.0758 | 5.9491 | 5.1803 | 4.2695 | 5.3964 | 6.325 | 6.5753 | 6.4059 | 6.5477 | 6.5887 | 6.838
Ind ¦ Blow down heat recovery and control | RET | I_Chemicals / Pharmaceutical | Ottawa and Surrounding | Process - Boiler/Steam | Industrial | NA | End Use Consumption (m^3/year) | 20 | 1.9672 | 2.0009 | 2.026 | 2.0442 | 2.055 | 2.0547 | 2.0516 | 2.0517 | 2.0517 | 2.0517 | 0.061959 | 0.064282 | 0.066391 | 0.068326 | 0.070062 | 0.071451 | 0.072771 | 0.074227 | 0.075713 | 0.077227 | 0.031496 | 0.032126 | 0.032769 | 0.033424 | 0.034093 | 0.034774 | 0.03547 | 0.036179 | 0.036903 | 0.037641 | 0.030463 | 0.032156 | 0.033622 | 0.034902 | 0.035969 | 0.036676 | 0.037301 | 0.038048 | 0.03881 | 0.039587 | 113263.9573 | 112697.6375 | 112134.1493 | 111573.4785 | 111015.6111 | 110460.5331 | 109908.2304 | 109358.6893 | 108811.8958 | 108267.8363 | 113263.9573 | 112697.6375 | 112134.1493 | 111573.4785 | 111015.6111 | 110460.5331 | 109908.2304 | 109358.6893 | 108811.8958 | 108267.8363 | 1802.8166 | 3585.3006 | 5326.378 | 7158.1797 | 9060.6784 | 10994.0239 | 12931.6386 | 14889.7193 | 16860.1121 | 18853.2283 | 1802.8166 | 1782.484 | 1741.0774 | 1831.8017 | 1902.4987 | 1933.3455 | 1937.6147 | 1958.0807 | 1970.3928 | 1993.1163
Ind ¦ Boiler combustion air preheat | RET | I_Chemicals / Pharmaceutical | Ottawa and Surrounding | Process - Boiler/Steam | Industrial | NA | End Use Consumption (m^3/year) | 20 | 68.9876 | 69.0887 | 69.1845 | 69.2782 | 69.3709 | 69.4563 | 69.5363 | 69.6241 | 69.7143 | 69.809 | 2.0992 | 2.1443 | 2.1902 | 2.2371 | 2.2849 | 2.3334 | 2.3828 | 2.4336 | 2.4854 | 2.5386 | 0.030429 | 0.031037 | 0.031658 | 0.032291 | 0.032937 | 0.033596 | 0.034267 | 0.034953 | 0.035652 | 0.036365 | 2.0688 | 2.1133 | 2.1586 | 2.2048 | 2.2519 | 2.2998 | 2.3486 | 2.3986 | 2.4498 | 2.5022 | 145625.0879 | 144896.9625 | 144172.4776 | 143451.6153 | 142734.3572 | 142020.6854 | 141310.582 | 140604.0291 | 139901.0089 | 139201.5039 | 145625.0879 | 144896.9625 | 144172.4776 | 143451.6153 | 142734.3572 | 142020.6854 | 141310.582 | 140604.0291 | 139901.0089 | 139201.5039 | 6420.967 | 13090.557 | 19962.898 | 26984.7943 | 34096.8533 | 41235.345 | 48334.3783 | 55328.3031 | 62154.1 | 68753.7077 | 6420.967 | 6669.59 | 6872.3411 | 7021.8963 | 7112.059 | 7138.4917 | 7099.0333 | 6993.9248 | 6825.797 | 6599.6077
Ind ¦ Condensate return | RET | I_Chemicals / Pharmaceutical | Ottawa and Surrounding | Process - Boiler/Steam | Industrial | NA | End Use Consumption (m^3/year) | 25 | 1.6724 | 1.6976 | 1.7164 | 1.73 | 1.7381 | 1.7378 | 1.7356 | 1.7356 | 1.7357 | 1.7357 | 0.070532 | 0.073026 | 0.07531 | 0.077423 | 0.079342 | 0.080918 | 0.082429 | 0.08408 | 0.085765 | 0.087483 | 0.042173 | 0.043016 | 0.043877 | 0.044754 | 0.045649 | 0.046562 | 0.047494 | 0.048443 | 0.049412 | 0.050401 | 0.028359 | 0.03001 | 0.031433 | 0.032669 | 0.033693 | 0.034355 | 0.034936 | 0.035637 | 0.036353 | 0.037082 | 136635.8849 | 135952.7055 | 135272.942 | 134596.5773 | 133923.5944 | 133253.9764 | 132587.7065 | 131924.768 | 131265.1442 | 130608.8184 | 136635.8849 | 135952.7055 | 135272.942 | 134596.5773 | 133923.5944 | 133253.9764 | 132587.7065 | 131924.768 | 131265.1442 | 130608.8184 | 976.6448 | 1913.1117 | 2790.4017 | 3745.5469 | 4758.3433 | 5789.5825 | 6814.389 | 7850.965 | 8893.1691 | 9953.4006 | 976.6448 | 936.4669 | 877.2901 | 955.1451 | 1012.7964 | 1031.2392 | 1024.8065 | 1036.576 | 1042.2041 | 1060.2315
Ind ¦ Condensing boiler | RET | I_Chemicals / Pharmaceutical | Ottawa and Surrounding | Process - Boiler/Steam | Industrial | NA | End Use Consumption (m^3/year) | 20 | 3.224 | 3.2793 | 3.3205 | 3.3502 | 3.368 | 3.3674 | 3.3624 | 3.3624 | 3.3625 | 3.3625 | 0.3098 | 0.32141 | 0.33195 | 0.34163 | 0.35031 | 0.35725 | 0.36386 | 0.37114 | 0.37856 | 0.38614 | 0.09609 | 0.098012 | 0.099972 | 0.10197 | 0.10401 | 0.10609 | 0.10821 | 0.11038 | 0.11258 | 0.11484 | 0.21371 | 0.2234 | 0.23198 | 0.23966 | 0.2463 | 0.25116 | 0.25564 | 0.26076 | 0.26598 | 0.2713 | 305632.9005 | 304104.736 | 302584.2123 | 301071.2913 | 299565.9348 | 298068.1051 | 296577.7646 | 295094.8758 | 293619.4014 | 292151.3044 | 305632.9005 | 304104.736 | 302584.2123 | 301071.2913 | 299565.9348 | 298068.1051 | 296577.7646 | 295094.8758 | 293619.4014 | 292151.3044 | 8939.0018 | 18018.1575 | 27171.957 | 36610.7172 | 46271.3942 | 56049.9178 | 65863.3683 | 75706.2785 | 85527.7891 | 95310.8966 | 8939.0018 | 9079.1557 | 9153.7995 | 9438.7602 | 9660.677 | 9778.5236 | 9813.4505 | 9842.9101 | 9821.5106 | 9783.1075
Ind ¦ Condensing Economizer | RET | I_Chemicals / Pharmaceutical | Ottawa and Surrounding | Process - Boiler/Steam | Industrial | NA | End Use Consumption (m^3/year) | 15 | 3.7008 | 3.7778 | 3.835 | 3.8765 | 3.9012 | 3.9004 | 3.8934 | 3.8934 | 3.8935 | 3.8934 | 0.25535 | 0.26588 | 0.27531 | 0.28385 | 0.29137 | 0.29714 | 0.30254 | 0.30859 | 0.31477 | 0.32106 | 0.069 | 0.07038 | 0.071788 | 0.073223 | 0.074688 | 0.076182 | 0.077705 | 0.079259 | 0.080844 | 0.082461 | 0.18635 | 0.1955 | 0.20352 | 0.21063 | 0.21668 | 0.22096 | 0.22483 | 0.22933 | 0.23392 | 0.2386 | 242708.4798 | 241494.9374 | 240287.4627 | 239086.0254 | 237890.5953 | 236701.1423 | 235517.6366 | 234340.0484 | 233168.3482 | 232002.5064 | 242708.4798 | 241494.9374 | 240287.4627 | 239086.0254 | 237890.5953 | 236701.1423 | 235517.6366 | 234340.0484 | 233168.3482 | 232002.5064 | 8465.7575 | 17143.8709 | 25977.0484 | 35045.8041 | 44289.0453 | 53621.9431 | 62968.9055 | 72293.35 | 81535.7817 | 90655.0044 | 8465.7575 | 8678.1134 | 8833.1774 | 9068.7558 | 9243.2412 | 9332.8978 | 9346.9624 | 9324.4445 | 9242.4317 | 9119.2227
Ind ¦ De-stratification fans | RET | I_Chemicals / Pharmaceutical | Ottawa and Surrounding | Space Heating/Ventilation | Industrial | NA | End Use Consumption (m^3/year) | 25 | 1.4153 | 1.437 | 1.4542 | 1.4672 | 1.4755 | 1.468 | 1.466 | 1.466 | 1.466 | 1.466 | 0.29918 | 0.30985 | 0.31983 | 0.32915 | 0.33764 | 0.34262 | 0.34902 | 0.356 | 0.36312 | 0.37037 | 0.2114 | 0.21563 | 0.21994 | 0.22434 | 0.22882 | 0.2334 | 0.23807 | 0.24283 | 0.24769 | 0.25264 | 0.087784 | 0.094223 | 0.099894 | 0.10482 | 0.10881 | 0.10922 | 0.11095 | 0.11317 | 0.11543 | 0.11773 | 8176.379 | 8135.4971 | 8094.8197 | 8054.3456 | 8014.0738 | 7974.0035 | 7934.1334 | 7894.4628 | 7854.9905 | 7815.7155 | 8176.379 | 8135.4971 | 8094.8197 | 8054.3456 | 8014.0738 | 7974.0035 | 7934.1334 | 7894.4628 | 7854.9905 | 7815.7155 | 19.5193 | 37.5582 | 53.5095 | 71.9578 | 92.2067 | 112.9478 | 133.3658 | 154.066 | 174.8525 | 196.1335 | 19.5193 | 18.0389 | 15.9513 | 18.4483 | 20.249 | 20.741 | 20.418 | 20.7003 | 20.7865 | 21.281
Ind ¦ Direct contact hot water heaters | RET | I_Chemicals / Pharmaceutical | Ottawa and Surrounding | Process - Boiler/Steam | Industrial | NA | End Use Consumption (m^3/year) | 20 | 11.6065 | 11.8055 | 11.9537 | 12.0609 | 12.1248 | 12.1227 | 12.1047 | 12.1048 | 12.1049 | 12.105 | 0.46469 | 0.48212 | 0.49793 | 0.51244 | 0.52546 | 0.53588 | 0.54579 | 0.5567 | 0.56785 | 0.57921 | 0.040038 | 0.040838 | 0.041655 | 0.042488 | 0.043338 | 0.044205 | 0.045089 | 0.045991 | 0.04691 | 0.047849 | 0.42466 | 0.44128 | 0.45628 | 0.46996 | 0.48212 | 0.49168 | 0.5007 | 0.51071 | 0.52094 | 0.53136 | 258889.0451 | 257594.5999 | 256306.6269 | 255025.0938 | 253749.9683 | 252481.2185 | 251218.8124 | 249962.7183 | 248712.9047 | 247469.3402 | 258889.0451 | 257594.5999 | 256306.6269 | 255025.0938 | 253749.9683 | 252481.2185 | 251218.8124 | 249962.7183 | 248712.9047 | 247469.3402 | 10727.8164 | 21832.5048 | 33241.8171 | 44905.4119 | 56733.8822 | 68626.8029 | 80482.7961 | 92209.0966 | 103710.4228 | 114900.9946 | 10727.8164 | 11104.6884 | 11409.3124 | 11663.5948 | 11828.4703 | 11892.9207 | 11855.9932 | 11726.3004 | 11501.3262 | 11190.5718
Ind ¦ Energy Management and Process Improvement | RET | I_Chemicals / Pharmaceutical | Ottawa and Surrounding | Cross Cutting/Behavioural | Industrial | NA | End Use Consumption (m^3/year) | 15 | 3.6479 | 3.7238 | 3.7802 | 3.8211 | 3.8455 | 3.8447 | 3.8378 | 3.8378 | 3.8379 | 3.8378 | 0.25535 | 0.26588 | 0.27531 | 0.28385 | 0.29137 | 0.29714 | 0.30254 | 0.30859 | 0.31477 | 0.32106 | 0.07 | 0.0714 | 0.072828 | 0.074285 | 0.07577 | 0.077286 | 0.078831 | 0.080408 | 0.082016 | 0.083656 | 0.18535 | 0.19448 | 0.20248 | 0.20956 | 0.2156 | 0.21985 | 0.22371 | 0.22818 | 0.23275 | 0.2374 | 1525016.8929 | 1517391.8084 | 1509804.8494 | 1502255.8251 | 1494744.546 | 1487270.8233 | 1479834.4692 | 1472435.2968 | 1465073.1203 | 1457747.7547 | 1525016.8929 | 1517391.8084 | 1509804.8494 | 1502255.8251 | 1494744.546 | 1487270.8233 | 1479834.4692 | 1472435.2968 | 1465073.1203 | 1457747.7547 | 52879.2634 | 107069.4491 | 162212.9654 | 218832.575 | 276548.3522 | 334829.8073 | 393205.8494 | 451454.3856 | 509206.9038 | 566211.1192 | 52879.2634 | 54190.1857 | 55143.5163 | 56619.6096 | 57715.7771 | 58281.4552 | 58376.0421 | 58248.5362 | 57752.5182 | 57004.2154
Ind ¦ Exhaust gas heat recovery | RET | I_Chemicals / Pharmaceutical | Ottawa and Surrounding | Process Heat | Industrial | NA | End Use Consumption (m^3/year) | 15 | 5.3148 | 5.4254 | 5.5077 | 5.5672 | 5.6027 | 5.6015 | 5.5915 | 5.5916 | 5.5916 | 5.5916 | 0.44687 | 0.46529 | 0.48179 | 0.49674 | 0.5099 | 0.51999 | 0.52944 | 0.54003 | 0.55084 | 0.56185 | 0.084079 | 0.08576 | 0.087476 | 0.089225 | 0.09101 | 0.09283 | 0.094686 | 0.09658 | 0.098512 | 0.10048 | 0.36279 | 0.37953 | 0.39431 | 0.40751 | 0.41889 | 0.42716 | 0.43475 | 0.44345 | 0.45233 | 0.46137 | 550702.0876 | 547948.5772 | 545208.8343 | 542482.7901 | 539770.3762 | 537071.5243 | 534386.1667 | 531714.2358 | 529055.6646 | 526410.3863 | 550702.0876 | 547948.5772 | 545208.8343 | 542482.7901 | 539770.3762 | 537071.5243 | 534386.1667 | 531714.2358 | 529055.6646 | 526410.3863 | 21192.1271 | 43037.1072 | 65394.6557 | 88289.3248 | 111558.4127 | 135002.3374 | 158429.4824 | 181696.9719 | 204635.1469 | 227102.6159 | 21192.1271 | 21844.9801 | 22357.5485 | 22894.6691 | 23269.0879 | 23443.9247 | 23427.1449 | 23267.4896 | 22938.175 | 22467.469
Ind ¦ Feedwater Economizers | RET | I_Chemicals / Pharmaceutical | Ottawa and Surrounding | Process - Boiler/Steam | Industrial | NA | End Use Consumption (m^3/year) | 20 | 2.418 | 2.4595 | 2.4903 | 2.5127 | 2.526 | 2.5256 | 2.5218 | 2.5218 | 2.5219 | 2.5219 | 0.12392 | 0.12856 | 0.13278 | 0.13665 | 0.14012 | 0.1429 | 0.14554 | 0.14845 | 0.15143 | 0.15445 | 0.051248 | 0.052273 | 0.053318 | 0.054385 | 0.055473 | 0.056582 | 0.057714 | 0.058868 | 0.060045 | 0.061246 | 0.07267 | 0.076292 | 0.079463 | 0.082267 | 0.084651 | 0.086319 | 0.087829 | 0.089587 | 0.091381 | 0.093209 | 161805.6532 | 160996.6249 | 160191.6418 | 159390.6836 | 158593.7302 | 157800.7615 | 157011.7577 | 156226.6989 | 155445.5655 | 154668.3376 | 161805.6532 | 160996.6249 | 160191.6418 | 159390.6836 | 158593.7302 | 157800.7615 | 157011.7577 | 156226.6989 | 155445.5655 | 154668.3376 | 3565.5819 | 7142.089 | 10697.6333 | 14396.6071 | 18209.5609 | 22080.3525 | 25969.0986 | 29890.8477 | 33828.9875 | 37790.6808 | 3565.5819 | 3576.5072 | 3555.5443 | 3698.9738 | 3812.9538 | 3870.7916 | 3888.7461 | 3921.7491 | 3938.1398 | 3961.6933
Ind ¦ Heat recovery to preheat make-up water | RET | I_Chemicals / Pharmaceutical | Ottawa and Surrounding | Process - Boiler/Steam | Industrial | NA | End Use Consumption (m^3/year) | 25 | 3.4769 | 3.5293 | 3.5683 | 3.5965 | 3.6134 | 3.6129 | 3.6082 | 3.6083 | 3.6084 | 3.6085 | 0.2116 | 0.21908 | 0.22593 | 0.23227 | 0.23803 | 0.24275 | 0.24729 | 0.25224 | 0.2573 | 0.26245 | 0.060857 | 0.062074 | 0.063316 | 0.064582 | 0.065874 | 0.067191 | 0.068535 | 0.069906 | 0.071304 | 0.07273 | 0.15074 | 0.157 | 0.16261 | 0.16769 | 0.17215 | 0.17556 | 0.17875 | 0.18234 | 0.18599 | 0.18972 | 339791.8718 | 338092.9124 | 336402.4478 | 334720.4356 | 333046.8334 | 331381.5992 | 329724.6913 | 328076.0678 | 326435.6875 | 324803.509 | 339791.8718 | 338092.9124 | 336402.4478 | 334720.4356 | 333046.8334 | 331381.5992 | 329724.6913 | 328076.0678 | 326435.6875 | 324803.509 | 9527.2326 | 19184.2043 | 28899.628 | 38926.8106 | 49198.1578 | 59598.6809 | 70038.6834 | 80519.6084 | 90989.6511 | 101436.7039 | 9527.2326 | 9656.9718 | 9715.4237 | 10027.1826 | 10271.3472 | 10400.5231 | 10440.0025 | 10480.925 | 10470.0427 | 10447.0528
Ind ¦ High-efficiency burner | RET | I_Chemicals / Pharmaceutical | Ottawa and Surrounding | Process - Boiler/Steam | Industrial | NA | End Use Consumption (m^3/year) | 20 | 2.5792 | 2.6234 | 2.6564 | 2.6802 | 2.6944 | 2.6939 | 2.6899 | 2.6899 | 2.69 | 2.69 | 0.1549 | 0.16071 | 0.16598 | 0.17081 | 0.17515 | 0.17863 | 0.18193 | 0.18557 | 0.18928 | 0.19307 | 0.060056 | 0.061257 | 0.062483 | 0.063732 | 0.065007 | 0.066307 | 0.067633 | 0.068986 | 0.070366 | 0.071773 | 0.094842 | 0.099448 | 0.10349 | 0.10708 | 0.11015 | 0.11232 | 0.1143 | 0.11658 | 0.11892 | 0.1213 | 91689.8702 | 91231.4208 | 90775.2637 | 90321.3874 | 89869.7804 | 89420.4315 | 88973.3294 | 88528.4627 | 88085.8204 | 87645.3913 | 91689.8702 | 91231.4208 | 90775.2637 | 90321.3874 | 89869.7804 | 89420.4315 | 88973.3294 | 88528.4627 | 88085.8204 | 87645.3913 | 2182.6093 | 4377.3704 | 6567.7478 | 8840.8415 | 11179.7542 | 13553.1173 | 15938.0934 | 18341.109 | 20751.6377 | 23171.8039 | 2182.6093 | 2194.7612 | 2190.3774 | 2273.0937 | 2338.9127 | 2373.363 | 2384.9761 | 2403.0156 | 2410.5287 | 2420.1662
Ind ¦ High-efficiency burners | RET | I_Chemicals / Pharmaceutical | Ottawa and Surrounding | Process Heat | Industrial | NA | End Use Consumption (m^3/year) | 20 | 8.928 | 9.0812 | 9.1951 | 9.2776 | 9.3267 | 9.3252 | 9.3113 | 9.3113 | 9.3115 | 9.3115 | 0.61959 | 0.64282 | 0.66391 | 0.68326 | 0.70062 | 0.71451 | 0.72771 | 0.74227 | 0.75713 | 0.77227 | 0.069398 | 0.070786 | 0.072202 | 0.073646 | 0.075119 | 0.076621 | 0.078154 | 0.079717 | 0.081311 | 0.082938 | 0.55019 | 0.57204 | 0.59171 | 0.60961 | 0.6255 | 0.63789 | 0.64956 | 0.66256 | 0.67582 | 0.68934 | 188812.1443 | 187868.0836 | 186928.7432 | 185994.0995 | 185064.129 | 184138.8083 | 183218.1143 | 182302.0237 | 181390.5136 | 180483.561 | 188812.1443 | 187868.0836 | 186928.7432 | 185994.0995 | 185064.129 | 184138.8083 | 183218.1143 | 182302.0237 | 181390.5136 | 180483.561 | 7627.9176 | 15514.018 | 23608.0585 | 31885.3947 | 40284.8438 | 48736.235 | 57169.5041 | 65523.1628 | 73731.9845 | 81737.9933 | 7627.9176 | 7886.1004 | 8094.0405 | 8277.3362 | 8399.4491 | 8451.3912 | 8433.2691 | 8353.6587 | 8208.8217 | 8006.0088
Ind ¦ Insulation | RET | I_Chemicals / Pharmaceutical | Ottawa and Surrounding | Process - Boiler/Steam | Industrial | NA | End Use Consumption (m^3/year) | 15 | 5.3148 | 5.4254 | 5.5077 | 5.5672 | 5.6027 | 5.6015 | 5.5915 | 5.5916 | 5.5916 | 5.5916 | 0.12768 | 0.13294 | 0.13765 | 0.14192 | 0.14569 | 0.14857 | 0.15127 | 0.1543 | 0.15738 | 0.16053 | 0.024023 | 0.024503 | 0.024993 | 0.025493 | 0.026003 | 0.026523 | 0.027053 | 0.027594 | 0.028146 | 0.028709 | 0.10365 | 0.10844 | 0.11266 | 0.11643 | 0.11968 | 0.12205 | 0.12422 | 0.1267 | 0.12924 | 0.13182 | 233719.2769 | 232550.6805 | 231387.9271 | 230230.9874 | 229079.8325 | 227934.4333 | 226794.7612 | 225660.7874 | 224532.4834 | 223409.821 | 233719.2769 | 232550.6805 | 231387.9271 | 230230.9874 | 229079.8325 | 227934.4333 | 226794.7612 | 225660.7874 | 224532.4834 | 223409.821 | 8993.9892 | 18265.0508 | 27753.6476 | 37470.1996 | 47345.6559 | 57295.3134 | 67237.8494 | 77112.6274 | 86847.6435 | 96382.8908 | 8993.9892 | 9271.0616 | 9488.5968 | 9716.5521 | 9875.4563 | 9949.6575 | 9942.5361 | 9874.778 | 9735.0161 | 9535.2473
Ind ¦ Radiant heaters | RET | I_Chemicals / Pharmaceutical | Ottawa and Surrounding | Space Heating/Ventilation | Industrial | NA | End Use Consumption (m^3/year) | 20 | 1.4656 | 1.4912 | 1.5115 | 1.5269 | 1.5367 | 1.5277 | 1.5255 | 1.5255 | 1.5255 | 1.5255 | 0.98582 | 1.0231 | 1.0578 | 1.0899 | 1.1188 | 1.1346 | 1.1555 | 1.1787 | 1.2022 | 1.2263 | 0.67263 | 0.68608 | 0.69981 | 0.7138 | 0.72808 | 0.74264 | 0.75749 | 0.77264 | 0.78809 | 0.80386 | 0.31319 | 0.33701 | 0.35795 | 0.37608 | 0.39073 | 0.39191 | 0.39804 | 0.40601 | 0.41413 | 0.42239 | 13031.1041 | 12965.9486 | 12901.1188 | 12836.6132 | 12772.4302 | 12708.568 | 12645.0252 | 12581.8001 | 12518.8911 | 12456.2966 | 13031.1041 | 12965.9486 | 12901.1188 | 12836.6132 | 12772.4302 | 12708.568 | 12645.0252 | 12581.8001 | 12518.8911 | 12456.2966 | 71.5684 | 140.1656 | 204.4651 | 274.1879 | 348.0326 | 423.5709 | 498.3092 | 574.0918 | 650.3134 | 728.229 | 71.5684 | 68.5972 | 64.2995 | 69.7227 | 73.8448 | 75.5382 | 74.7383 | 75.7826 | 76.2216 | 77.9156
Ind ¦ Reduce Steam Pressure | RET | I_Chemicals / Pharmaceutical | Ottawa and Surrounding | Process - Boiler/Steam | Industrial | NA | End Use Consumption (m^3/year) | 20 | 29.9803 | 30.4945 | 30.8771 | 31.154 | 31.3191 | 31.3138 | 31.2672 | 31.2674 | 31.2679 | 31.268 | 0.092939 | 0.096423 | 0.099586 | 0.10249 | 0.10509 | 0.10718 | 0.10916 | 0.11134 | 0.11357 | 0.11584 | 0.0031 | 0.003162 | 0.0032252 | 0.0032897 | 0.0033555 | 0.0034227 | 0.0034911 | 0.0035609 | 0.0036321 | 0.0037048 | 0.089839 | 0.093261 | 0.096361 | 0.099199 | 0.10174 | 0.10375 | 0.10567 | 0.10778 | 0.10994 | 0.11214 | 97083.3919 | 96597.975 | 96114.9851 | 95634.4102 | 95156.2381 | 94680.4569 | 94207.0546 | 93736.0194 | 93267.3393 | 92801.0026 | 97083.3919 | 96597.975 | 96114.9851 | 95634.4102 | 95156.2381 | 94680.4569 | 94207.0546 | 93736.0194 | 93267.3393 | 92801.0026 | 4269.1816 | 8700.0213 | 13261.4885 | 17921.375 | 22640.2272 | 27375.2715 | 32082.6701 | 36719.8845 | 41245.5626 | 45622.0955 | 4269.1816 | 4430.8397 | 4561.4672 | 4659.8865 | 4718.8522 | 4735.0443 | 4707.3985 | 4637.2144 | 4525.6781 | 4376.533
Ind ¦ Steam trap survey and repair | RET | I_Chemicals / Pharmaceutical | Ottawa and Surrounding | Process - Boiler/Steam | Industrial | NA | End Use Consumption (m^3/year) | 3 | 0.74751 | 0.79708 | 0.84877 | 0.8911 | 0.91312 | 0.91238 | 0.90622 | 0.90625 | 0.90632 | 0.90624 | 0.023145 | 0.025173 | 0.027342 | 0.029279 | 0.030603 | 0.03119 | 0.031599 | 0.032232 | 0.032879 | 0.033534 | 0.030962 | 0.031582 | 0.032213 | 0.032858 | 0.033515 | 0.034185 | 0.034869 | 0.035566 | 0.036277 | 0.037003 | -0.0078176 | -0.0064086 | -0.0048715 | -0.0035782 | -0.0029118 | -0.0029954 | -0.00327 | -0.0033344 | -0.0033984 | -0.0034693 | 215740.871 | 214662.1666 | 213588.8558 | 212520.9115 | 211458.3069 | 210401.0154 | 209349.0103 | 208302.2653 | 207260.7539 | 206224.4502 | 0 | 0 | 0 | 0 | 0 | 0 | 0 | 0 | 0 | 0 | 0 | 0 | 0 | 0 | 0 | 0 | 0 | 0 | 0 | 0 | 0 | 0 | 0 | 0 | 0 | 0 | 0 | 0 | 0 | 0
Ind ¦ Ventilation heat recovery | RET | I_Chemicals / Pharmaceutical | Ottawa and Surrounding | Space Heating/Ventilation | Industrial | NA | End Use Consumption (m^3/year) | 20 | 4.3968 | 4.4736 | 4.5345 | 4.5806 | 4.61 | 4.5832 | 4.5764 | 4.5765 | 4.5764 | 4.5764 | 0.49291 | 0.51155 | 0.52888 | 0.54494 | 0.5594 | 0.56728 | 0.57777 | 0.58933 | 0.60111 | 0.61313 | 0.11211 | 0.11435 | 0.11663 | 0.11897 | 0.12135 | 0.12377 | 0.12625 | 0.12877 | 0.13135 | 0.13398 | 0.3808 | 0.3972 | 0.41225 | 0.42598 | 0.43806 | 0.4435 | 0.45152 | 0.46055 | 0.46976 | 0.47915 | 13302.5854 | 13236.0725 | 13169.8921 | 13104.0427 | 13038.5225 | 12973.3299 | 12908.4632 | 12843.9209 | 12779.7013 | 12715.8028 | 13302.5854 | 13236.0725 | 13169.8921 | 13104.0427 | 13038.5225 | 12973.3299 | 12908.4632 | 12843.9209 | 12779.7013 | 12715.8028 | 448.2927 | 907.0679 | 1373.2998 | 1852.2366 | 2340.7185 | 2834.2132 | 3328.7632 | 3822.7439 | 4313.1535 | 4798.058 | 448.2927 | 458.7752 | 466.2318 | 478.9369 | 488.4818 | 493.4947 | 494.55 | 493.9806 | 490.4097 | 484.9045
Ind ¦ Ventilation optimization | RET | I_Chemicals / Pharmaceutical | Ottawa and Surrounding | Space Heating/Ventilation | Industrial | NA | End Use Consumption (m^3/year) | 15 | 2.256 | 2.3037 | 2.3416 | 2.3703 | 2.3886 | 2.3719 | 2.3677 | 2.3677 | 2.3677 | 2.3677 | 0.54194 | 0.56449 | 0.58524 | 0.60426 | 0.62109 | 0.62909 | 0.64054 | 0.65336 | 0.66642 | 0.67974 | 0.24023 | 0.24503 | 0.24993 | 0.25493 | 0.26003 | 0.26523 | 0.27053 | 0.27594 | 0.28146 | 0.28709 | 0.30171 | 0.31946 | 0.33531 | 0.34933 | 0.36107 | 0.36387 | 0.37 | 0.37741 | 0.38496 | 0.39265 | 15330.7107 | 15254.0572 | 15177.7869 | 15101.8979 | 15026.3884 | 14951.2565 | 14876.5002 | 14802.1177 | 14728.1071 | 14654.4666 | 15330.7107 | 15254.0572 | 15177.7869 | 15101.8979 | 15026.3884 | 14951.2565 | 14876.5002 | 14802.1177 | 14728.1071 | 14654.4666 | 364.9362 | 731.9042 | 1098.1392 | 1478.2046 | 1869.275 | 2266.1055 | 2664.8778 | 3066.6663 | 3469.711 | 3874.3672 | 364.9362 | 366.968 | 366.235 | 380.0653 | 391.0704 | 396.8306 | 398.7723 | 401.7885 | 403.0447 | 404.6561
Ind ¦ Warehouse loading dock seals | RET | I_Chemicals / Pharmaceutical | Ottawa and Surrounding | Space Heating/Ventilation | Industrial | NA | End Use Consumption (m^3/year) | 10 | 0.65563 | 0.67466 | 0.68975 | 0.70118 | 0.70846 | 0.70181 | 0.70013 | 0.70014 | 0.70014 | 0.70012 | 0.098874 | 0.10378 | 0.10822 | 0.11222 | 0.11565 | 0.11685 | 0.11891 | 0.12129 | 0.12371 | 0.12618 | 0.15081 | 0.15382 | 0.1569 | 0.16004 | 0.16324 | 0.1665 | 0.16983 | 0.17323 | 0.1767 | 0.18023 | -0.051935 | -0.050045 | -0.048679 | -0.047824 | -0.047591 | -0.04965 | -0.050928 | -0.051945 | -0.052985 | -0.054047 | 4844.0787 | 4819.8583 | 4795.759 | 4771.7802 | 4747.9213 | 4724.1817 | 4700.5608 | 4677.058 | 4653.6727 | 4630.4044 | 0 | 0 | 0 | 0 | 0 | 0 | 0 | 0 | 0 | 0 | 0 | 0 | 0 | 0 | 0 | 0 | 0 | 0 | 0 | 0 | 0 | 0 | 0 | 0 | 0 | 0 | 0 | 0 | 0 | 0
Ind ¦ Boiler right sizing and load management | ROB | I_Chemicals / Pharmaceutical | Ottawa and Surrounding | Process - Boiler/Steam | Industrial | NA | End Use Consumption (m^3/year) | 25 | INF | INF | INF | INF | INF | INF | INF | INF | INF | INF | 0.35266 | 0.36513 | 0.37655 | 0.38712 | 0.39671 | 0.40459 | 0.41215 | 0.4204 | 0.42883 | 0.43741 | 0 | 0 | 0 | 0 | 0 | 0 | 0 | 0 | 0 | 0 | 0.35266 | 0.36513 | 0.37655 | 0.38712 | 0.39671 | 0.40459 | 0.41215 | 0.4204 | 0.42883 | 0.43741 | 471933.1552 | 469573.4894 | 467225.622 | 464889.4939 | 462565.0464 | 460252.2212 | 457950.9601 | 455661.2053 | 453382.8992 | 451115.9847 | 471933.1552 | 469573.4894 | 467225.622 | 464889.4939 | 462565.0464 | 460252.2212 | 457950.9601 | 455661.2053 | 453382.8992 | 451115.9847 | 14128.4037 | 27979.6939 | 41545.5259 | 54818.094 | 67790.3008 | 80455.8886 | 92809.5386 | 104846.9365 | 116564.8119 | 127960.9513 | 14128.4037 | 13851.2902 | 13565.832 | 13272.5682 | 12972.2067 | 12665.5879 | 12353.6499 | 12037.398 | 11717.8754 | 11396.1394
Ind ¦ Advanced boiler controls including air/fuel mix control ¦ New | NEW | I_Food & Beverage | Ottawa and Surrounding | Process - Boiler/Steam | Industrial | NA | End Use Consumption (m^3/year) | 15 | 4.1594 | 4.246 | 4.3104 | 4.357 | 4.3847 | 4.3838 | 4.376 | 4.376 | 4.3761 | 4.376 | 0.12768 | 0.13294 | 0.13765 | 0.14192 | 0.14569 | 0.14857 | 0.15127 | 0.1543 | 0.15738 | 0.16053 | 0.030695 | 0.031309 | 0.031936 | 0.032574 | 0.033226 | 0.03389 | 0.034568 | 0.035259 | 0.035965 | 0.036684 | 0.09698 | 0.10163 | 0.10572 | 0.10935 | 0.11246 | 0.11468 | 0.1167 | 0.11904 | 0.12142 | 0.12384 | 1213.0992 | 2445.6079 | 3697.9642 | 4970.6149 | 6264.0164 | 7578.6342 | 8914.9436 | 10273.4297 | 11654.5876 | 13058.9228 | 1213.0992 | 2445.6079 | 3697.9642 | 4970.6149 | 6264.0164 | 7578.6342 | 8914.9436 | 10273.4297 | 11654.5876 | 13058.9228 | 735.606 | 1482.9817 | 2259.0691 | 3061.546 | 3897.3823 | 4764.8126 | 5660.8452 | 6583.2956 | 7532.8226 | 8508.5791 | 735.606 | 747.3757 | 776.0874 | 802.4769 | 835.8363 | 867.4303 | 896.0325 | 922.4505 | 949.527 | 975.7564
Ind ¦ Advanced heating and process control ¦ New | NEW | I_Food & Beverage | Ottawa and Surrounding | Process Heat | Industrial | NA | End Use Consumption (m^3/year) | 15 | 5.3148 | 5.4254 | 5.5077 | 5.5672 | 5.6027 | 5.6015 | 5.5915 | 5.5916 | 5.5916 | 5.5916 | 0.31919 | 0.33235 | 0.34413 | 0.35481 | 0.36422 | 0.37142 | 0.37817 | 0.38574 | 0.39346 | 0.40132 | 0.060056 | 0.061257 | 0.062483 | 0.063732 | 0.065007 | 0.066307 | 0.067633 | 0.068986 | 0.070366 | 0.071773 | 0.25913 | 0.27109 | 0.28165 | 0.29108 | 0.29921 | 0.30511 | 0.31054 | 0.31675 | 0.32309 | 0.32955 | 1571.3405 | 3167.8225 | 4790.0132 | 6438.4915 | 8113.8485 | 9816.6872 | 11547.6232 | 13307.2851 | 15096.3139 | 16915.3646 | 1571.3405 | 3167.8225 | 4790.0132 | 6438.4915 | 8113.8485 | 9816.6872 | 11547.6232 | 13307.2851 | 15096.3139 | 16915.3646 | 1012.8702 | 2041.9464 | 3114.2407 | 4226.525 | 5384.9024 | 6586.9517 | 7829.1109 | 9108.6878 | 10425.8855 | 11779.4761 | 1012.8702 | 1029.0762 | 1072.2943 | 1112.2844 | 1158.3774 | 1202.0493 | 1242.1591 | 1279.5769 | 1317.1977 | 1353.5907
Ind ¦ Air compressor heat recovery ¦ New | NEW | I_Food & Beverage | Ottawa and Surrounding | Space Heating/Ventilation | Industrial | NA | End Use Consumption (m^3/year) | 25 | 2.502 | 2.5404 | 2.5708 | 2.5939 | 2.6085 | 2.5951 | 2.5917 | 2.5918 | 2.5917 | 2.5917 | 0.78535 | 0.81335 | 0.83956 | 0.86403 | 0.8863 | 0.89938 | 0.91617 | 0.9345 | 0.95318 | 0.97223 | 0.31389 | 0.32017 | 0.32658 | 0.33311 | 0.33977 | 0.34656 | 0.3535 | 0.36057 | 0.36778 | 0.37513 | 0.47146 | 0.49318 | 0.51299 | 0.53092 | 0.54653 | 0.55281 | 0.56267 | 0.57393 | 0.58541 | 0.5971 | 375.4003 | 756.807 | 1144.3557 | 1538.1846 | 1938.4349 | 2345.2507 | 2758.7791 | 3179.1702 | 3606.5773 | 4041.1566 | 375.4003 | 756.807 | 1144.3557 | 1538.1846 | 1938.4349 | 2345.2507 | 2758.7791 | 3179.1702 | 3606.5773 | 4041.1566 | 110.0991 | 221.9599 | 335.752 | 450.2273 | 572.9146 | 702.8161 | 837.6985 | 976.0417 | 1118.9556 | 1266.0544 | 110.0991 | 111.8607 | 113.7921 | 114.4753 | 122.6874 | 129.9015 | 134.8824 | 138.3432 | 142.9139 | 147.0988
Ind ¦ Air curtains ¦ New | NEW | I_Food & Beverage | Ottawa and Surrounding | Space Heating/Ventilation | Industrial | NA | End Use Consumption (m^3/year) | 15 | 0.92289 | 0.94244 | 0.95793 | 0.96967 | 0.97714 | 0.97032 | 0.9686 | 0.96861 | 0.96861 | 0.96859 | 0.13548 | 0.14112 | 0.14631 | 0.15106 | 0.15527 | 0.15727 | 0.16013 | 0.16334 | 0.16661 | 0.16993 | 0.1468 | 0.14974 | 0.15274 | 0.15579 | 0.15891 | 0.16208 | 0.16533 | 0.16863 | 0.172 | 0.17544 | -0.01132 | -0.0086192 | -0.0064252 | -0.0047254 | -0.0036321 | -0.0048103 | -0.0051917 | -0.0052929 | -0.0053996 | -0.0055101 | 223.4526 | 450.4804 | 681.1641 | 915.586 | 1153.8303 | 1395.9826 | 1642.1304 | 1892.3632 | 2146.7722 | 2405.4504 | 0 | 0 | 0 | 0 | 0 | 0 | 0 | 0 | 0 | 0 | 0 | 0 | 0 | 0 | 0 | 0 | 0 | 0 | 0 | 0 | 0 | 0 | 0 | 0 | 0 | 0 | 0 | 0 | 0 | 0
Ind ¦ Automated temperature control ¦ New | NEW | I_Food & Beverage | Ottawa and Surrounding | Space Heating/Ventilation | Industrial | NA | End Use Consumption (m^3/year) | 25 | 1.1676 | 1.1855 | 1.1997 | 1.2105 | 1.2173 | 1.2111 | 1.2095 | 1.2095 | 1.2095 | 1.2095 | 0.26178 | 0.27112 | 0.27985 | 0.28801 | 0.29543 | 0.29979 | 0.30539 | 0.3115 | 0.31773 | 0.32408 | 0.22421 | 0.22869 | 0.23327 | 0.23793 | 0.24269 | 0.24755 | 0.2525 | 0.25755 | 0.2627 | 0.26795 | 0.037574 | 0.042423 | 0.046585 | 0.050076 | 0.052741 | 0.052247 | 0.052892 | 0.053952 | 0.055029 | 0.056126 | 289.6607 | 583.956 | 882.9905 | 1186.8708 | 1495.7059 | 1809.607 | 2128.6876 | 2453.0634 | 2782.8528 | 3118.1764 | 289.6607 | 583.956 | 882.9905 | 1186.8708 | 1495.7059 | 1809.607 | 2128.6876 | 2453.0634 | 2782.8528 | 3118.1764 | 2.5821 | 5.2056 | 7.5864 | 9.6275 | 12.3066 | 15.5622 | 19.0658 | 22.5951 | 26.3209 | 30.1894 | 2.5821 | 2.6234 | 2.3808 | 2.0411 | 2.6791 | 3.2556 | 3.5037 | 3.5293 | 3.7259 | 3.8684
Ind ¦ Blow down heat recovery and control ¦ New | NEW | I_Food & Beverage | Ottawa and Surrounding | Process - Boiler/Steam | Industrial | NA | End Use Consumption (m^3/year) | 20 | 1.9672 | 2.0009 | 2.026 | 2.0442 | 2.055 | 2.0547 | 2.0516 | 2.0517 | 2.0517 | 2.0517 | 0.061959 | 0.064282 | 0.066391 | 0.068326 | 0.070062 | 0.071451 | 0.072771 | 0.074227 | 0.075713 | 0.077227 | 0.031496 | 0.032126 | 0.032769 | 0.033424 | 0.034093 | 0.034774 | 0.03547 | 0.036179 | 0.036903 | 0.037641 | 0.030463 | 0.032156 | 0.033622 | 0.034902 | 0.035969 | 0.036676 | 0.037301 | 0.038048 | 0.03881 | 0.039587 | 693.1995 | 1397.4902 | 2113.1224 | 2840.3514 | 3579.4379 | 4330.6481 | 5094.2535 | 5870.5312 | 6659.7643 | 7462.2416 | 693.1995 | 1397.4902 | 2113.1224 | 2840.3514 | 3579.4379 | 4330.6481 | 5094.2535 | 5870.5312 | 6659.7643 | 7462.2416 | 184.8178 | 372.5926 | 563.784 | 755.8168 | 963.3628 | 1184.4157 | 1414.5221 | 1650.6229 | 1894.8502 | 2146.3919 | 184.8178 | 187.7749 | 191.1913 | 192.0328 | 207.546 | 221.0528 | 230.1064 | 236.1009 | 244.2272 | 251.5417
Ind ¦ Boiler combustion air preheat ¦ New | NEW | I_Food & Beverage | Ottawa and Surrounding | Process - Boiler/Steam | Industrial | NA | End Use Consumption (m^3/year) | 20 | 68.9876 | 69.0887 | 69.1845 | 69.2782 | 69.3709 | 69.4563 | 69.5363 | 69.6241 | 69.7143 | 69.809 | 2.0992 | 2.1443 | 2.1902 | 2.2371 | 2.2849 | 2.3334 | 2.3828 | 2.4336 | 2.4854 | 2.5386 | 0.030429 | 0.031037 | 0.031658 | 0.032291 | 0.032937 | 0.033596 | 0.034267 | 0.034953 | 0.035652 | 0.036365 | 2.0688 | 2.1133 | 2.1586 | 2.2048 | 2.2519 | 2.2998 | 2.3486 | 2.3986 | 2.4498 | 2.5022 | 891.2565 | 1796.7732 | 2716.8716 | 3651.8803 | 4602.1345 | 5567.9761 | 6549.7544 | 7547.8259 | 8562.5542 | 9594.3106 | 891.2565 | 1796.7732 | 2716.8716 | 3651.8803 | 4602.1345 | 5567.9761 | 6549.7544 | 7547.8259 | 8562.5542 | 9594.3106 | 658.2527 | 1327.0374 | 2026.9709 | 2756.5485 | 3514.5193 | 4299.7757 | 5111.3406 | 5948.3597 | 6810.0959 | 7695.9169 | 658.2527 | 668.7847 | 699.9335 | 729.5776 | 757.9708 | 785.2564 | 811.5649 | 837.0191 | 861.7362 | 885.821
Ind ¦ Boiler right sizing and load management | NEW | I_Food & Beverage | Ottawa and Surrounding | Process - Boiler/Steam | Industrial | NA | End Use Consumption (m^3/year) | 25 | INF | INF | INF | INF | INF | INF | INF | INF | INF | INF | 0.35266 | 0.36513 | 0.37655 | 0.38712 | 0.39671 | 0.40459 | 0.41215 | 0.4204 | 0.42883 | 0.43741 | 0 | 0 | 0 | 0 | 0 | 0 | 0 | 0 | 0 | 0 | 0.35266 | 0.36513 | 0.37655 | 0.38712 | 0.39671 | 0.40459 | 0.41215 | 0.4204 | 0.42883 | 0.43741 | 2888.3313 | 5822.876 | 8804.6766 | 11834.7974 | 14914.3247 | 18044.367 | 21226.0561 | 24460.5468 | 27749.0181 | 31092.6733 | 2888.3313 | 5822.876 | 8804.6766 | 11834.7974 | 14914.3247 | 18044.367 | 21226.0561 | 24460.5468 | 27749.0181 | 31092.6733 | 2163.8119 | 4362.2448 | 6643.4378 | 9006.8486 | 11451.8491 | 13977.7555 | 16583.8558 | 19269.435 | 22033.797 | 24876.2843 | 2163.8119 | 2198.4329 | 2281.193 | 2363.4108 | 2445.0005 | 2525.9064 | 2606.1003 | 2685.5792 | 2764.362 | 2842.4873
Ind ¦ Condensate return ¦ New | NEW | I_Food & Beverage | Ottawa and Surrounding | Process - Boiler/Steam | Industrial | NA | End Use Consumption (m^3/year) | 25 | 1.6724 | 1.6976 | 1.7164 | 1.73 | 1.7381 | 1.7378 | 1.7356 | 1.7356 | 1.7357 | 1.7357 | 0.070532 | 0.073026 | 0.07531 | 0.077423 | 0.079342 | 0.080918 | 0.082429 | 0.08408 | 0.085765 | 0.087483 | 0.042173 | 0.043016 | 0.043877 | 0.044754 | 0.045649 | 0.046562 | 0.047494 | 0.048443 | 0.049412 | 0.050401 | 0.028359 | 0.03001 | 0.031433 | 0.032669 | 0.033693 | 0.034355 | 0.034936 | 0.035637 | 0.036353 | 0.037082 | 836.2407 | 1685.8612 | 2549.1635 | 3426.4556 | 4318.0521 | 5224.2739 | 6145.4486 | 7081.9107 | 8034.0014 | 9002.0692 | 836.2407 | 1685.8612 | 2549.1635 | 3426.4556 | 4318.0521 | 5224.2739 | 6145.4486 | 7081.9107 | 8034.0014 | 9002.0692 | 100.1218 | 201.8456 | 302.6 | 399.9931 | 509.3153 | 628.6263 | 753.4979 | 880.9373 | 1013.2333 | 1149.6584 | 100.1218 | 101.7238 | 100.7544 | 97.3931 | 109.3222 | 119.311 | 124.8716 | 127.4394 | 132.296 | 136.4251
Ind ¦ Condensing boiler ¦ New | NEW | I_Food & Beverage | Ottawa and Surrounding | Process - Boiler/Steam | Industrial | NA | End Use Consumption (m^3/year) | 20 | 3.224 | 3.2793 | 3.3205 | 3.3502 | 3.368 | 3.3674 | 3.3624 | 3.3624 | 3.3625 | 3.3625 | 0.3098 | 0.32141 | 0.33195 | 0.34163 | 0.35031 | 0.35725 | 0.36386 | 0.37114 | 0.37856 | 0.38614 | 0.09609 | 0.098012 | 0.099972 | 0.10197 | 0.10401 | 0.10609 | 0.10821 | 0.11038 | 0.11258 | 0.11484 | 0.21371 | 0.2234 | 0.23198 | 0.23966 | 0.2463 | 0.25116 | 0.25564 | 0.26076 | 0.26598 | 0.2713 | 1870.5384 | 3771.0054 | 5702.0763 | 7664.4402 | 9658.8008 | 11685.8758 | 13746.3982 | 15841.116 | 17970.7927 | 20136.2075 | 1870.5384 | 3771.0054 | 5702.0763 | 7664.4402 | 9658.8008 | 11685.8758 | 13746.3982 | 15841.116 | 17970.7927 | 20136.2075 | 916.3918 | 1847.446 | 2805.9238 | 3786.9163 | 4815.7412 | 5888.5557 | 6997.2855 | 8136.3307 | 9309.216 | 10514.3459 | 916.3918 | 931.0541 | 958.4779 | 980.9924 | 1028.8249 | 1072.8145 | 1108.7298 | 1139.0452 | 1172.8853 | 1205.1299
Ind ¦ Condensing Economizer ¦ New | NEW | I_Food & Beverage | Ottawa and Surrounding | Process - Boiler/Steam | Industrial | NA | End Use Consumption (m^3/year) | 15 | 3.7008 | 3.7778 | 3.835 | 3.8765 | 3.9012 | 3.9004 | 3.8934 | 3.8934 | 3.8935 | 3.8934 | 0.25535 | 0.26588 | 0.27531 | 0.28385 | 0.29137 | 0.29714 | 0.30254 | 0.30859 | 0.31477 | 0.32106 | 0.069 | 0.07038 | 0.071788 | 0.073223 | 0.074688 | 0.076182 | 0.077705 | 0.079259 | 0.080844 | 0.082461 | 0.18635 | 0.1955 | 0.20352 | 0.21063 | 0.21668 | 0.22096 | 0.22483 | 0.22933 | 0.23392 | 0.2386 | 1485.4275 | 2994.6219 | 4528.1194 | 6086.4672 | 7670.2241 | 9279.9602 | 10916.2574 | 12579.7098 | 14270.9236 | 15990.5177 | 1485.4275 | 2994.6219 | 4528.1194 | 6086.4672 | 7670.2241 | 9279.9602 | 10916.2574 | 12579.7098 | 14270.9236 | 15990.5177 | 867.8767 | 1749.6394 | 2659.977 | 3596.1965 | 4570.8604 | 5581.8642 | 6624.9967 | 7697.3142 | 8800.4913 | 9933.6435 | 867.8767 | 881.7627 | 910.3377 | 936.2195 | 974.6638 | 1011.0038 | 1043.1325 | 1072.3176 | 1103.177 | 1133.1522
Ind ¦ De-stratification fans ¦ New | NEW | I_Food & Beverage | Ottawa and Surrounding | Space Heating/Ventilation | Industrial | NA | End Use Consumption (m^3/year) | 25 | 1.4153 | 1.437 | 1.4542 | 1.4672 | 1.4755 | 1.468 | 1.466 | 1.466 | 1.466 | 1.466 | 0.29918 | 0.30985 | 0.31983 | 0.32915 | 0.33764 | 0.34262 | 0.34902 | 0.356 | 0.36312 | 0.37037 | 0.2114 | 0.21563 | 0.21994 | 0.22434 | 0.22882 | 0.2334 | 0.23807 | 0.24283 | 0.24769 | 0.25264 | 0.087784 | 0.094223 | 0.099894 | 0.10482 | 0.10881 | 0.10922 | 0.11095 | 0.11317 | 0.11543 | 0.11773 | 211.8661 | 427.1221 | 645.8445 | 868.1112 | 1094.002 | 1323.5983 | 1556.9829 | 1794.2407 | 2035.4581 | 2280.7233 | 211.8661 | 427.1221 | 645.8445 | 868.1112 | 1094.002 | 1323.5983 | 1556.9829 | 1794.2407 | 2035.4581 | 2280.7233 | 8.4721 | 17.0798 | 25.3475 | 32.9337 | 42.0257 | 52.3488 | 63.2704 | 74.3623 | 85.9522 | 97.9359 | 8.4721 | 8.6077 | 8.2677 | 7.5863 | 9.092 | 10.3231 | 10.9216 | 11.0918 | 11.5899 | 11.9837
Ind ¦ Digester Gas ¦ New | NEW | I_Food & Beverage | Ottawa and Surrounding | Process - Boiler/Steam | Industrial | NA | End Use Consumption (m^3/year) | 20 | 11.9533 | 12.1583 | 12.3108 | 12.4213 | 12.4871 | 12.4849 | 12.4664 | 12.4665 | 12.4667 | 12.4667 | 0.92939 | 0.96423 | 0.99586 | 1.0249 | 1.0509 | 1.0718 | 1.0916 | 1.1134 | 1.1357 | 1.1584 | 0.077752 | 0.079307 | 0.080893 | 0.082511 | 0.084161 | 0.085844 | 0.087561 | 0.089312 | 0.091099 | 0.092921 | 0.85164 | 0.88493 | 0.91497 | 0.94238 | 0.96676 | 0.98592 | 1.004 | 1.0241 | 1.0446 | 1.0655 | 1980.5701 | 3992.8292 | 6037.4925 | 8115.2897 | 10226.9655 | 12373.2803 | 14555.0099 | 16772.9464 | 19027.8981 | 21320.6903 | 1980.5701 | 3992.8292 | 6037.4925 | 8115.2897 | 10226.9655 | 12373.2803 | 14555.0099 | 16772.9464 | 19027.8981 | 21320.6903 | 1378.0494 | 2778.1476 | 4230.0306 | 5732.0242 | 7286.6427 | 8892.5988 | 10548.1215 | 12251.8587 | 14003.7902 | 15803.2845 | 1378.0494 | 1400.0982 | 1451.883 | 1501.9936 | 1554.6184 | 1605.9561 | 1655.5228 | 1703.7372 | 1751.9315 | 1799.4943
Ind ¦ Direct contact hot water heaters ¦ New | NEW | I_Food & Beverage | Ottawa and Surrounding | Process - Boiler/Steam | Industrial | NA | End Use Consumption (m^3/year) | 20 | 11.6065 | 11.8055 | 11.9537 | 12.0609 | 12.1248 | 12.1227 | 12.1047 | 12.1048 | 12.1049 | 12.105 | 0.46469 | 0.48212 | 0.49793 | 0.51244 | 0.52546 | 0.53588 | 0.54579 | 0.5567 | 0.56785 | 0.57921 | 0.040038 | 0.040838 | 0.041655 | 0.042488 | 0.043338 | 0.044205 | 0.045089 | 0.045991 | 0.04691 | 0.047849 | 0.42466 | 0.44128 | 0.45628 | 0.46996 | 0.48212 | 0.49168 | 0.5007 | 0.51071 | 0.52094 | 0.53136 | 1584.456 | 3194.2634 | 4829.994 | 6492.2317 | 8181.5724 | 9898.6242 | 11644.0079 | 13418.3571 | 15222.3185 | 17056.5522 | 1584.456 | 3194.2634 | 4829.994 | 6492.2317 | 8181.5724 | 9898.6242 | 11644.0079 | 13418.3571 | 15222.3185 | 17056.5522 | 1099.7742 | 2217.1448 | 3381.4705 | 4590.4719 | 5845.5284 | 7144.9219 | 8486.5938 | 9868.8979 | 11291.3686 | 12753.0762 | 1099.7742 | 1117.3706 | 1164.3257 | 1209.0014 | 1255.0565 | 1299.3935 | 1341.6719 | 1382.3042 | 1422.4707 | 1461.7076
Ind ¦ Energy Management and Process Improvement ¦ New | NEW | I_Food & Beverage | Ottawa and Surrounding | Cross Cutting/Behavioural | Industrial | NA | End Use Consumption (m^3/year) | 15 | 3.6479 | 3.7238 | 3.7802 | 3.8211 | 3.8455 | 3.8447 | 3.8378 | 3.8378 | 3.8379 | 3.8378 | 0.25535 | 0.26588 | 0.27531 | 0.28385 | 0.29137 | 0.29714 | 0.30254 | 0.30859 | 0.31477 | 0.32106 | 0.07 | 0.0714 | 0.072828 | 0.074285 | 0.07577 | 0.077286 | 0.078831 | 0.080408 | 0.082016 | 0.083656 | 0.18535 | 0.19448 | 0.20248 | 0.20956 | 0.2156 | 0.21985 | 0.22371 | 0.22818 | 0.23275 | 0.2374 | 8985.3942 | 18114.5548 | 27390.7254 | 36817.2167 | 46397.408 | 56134.7481 | 66032.7573 | 76095.0289 | 86325.2302 | 96727.1048 | 8985.3942 | 18114.5548 | 27390.7254 | 36817.2167 | 46397.408 | 56134.7481 | 66032.7573 | 76095.0289 | 86325.2302 | 96727.1048 | 5218.8348 | 10521.1709 | 16031.6781 | 21727.3604 | 27681.3873 | 33876.4923 | 40282.5752 | 46877.7714 | 53669.5787 | 60649.7655 | 5218.8348 | 5302.3361 | 5510.5072 | 5695.6823 | 5954.0269 | 6195.105 | 6406.0829 | 6595.1962 | 6791.8073 | 6980.1868
Ind ¦ Exhaust gas heat recovery ¦ New | NEW | I_Food & Beverage | Ottawa and Surrounding | Process Heat | Industrial | NA | End Use Consumption (m^3/year) | 15 | 5.3148 | 5.4254 | 5.5077 | 5.5672 | 5.6027 | 5.6015 | 5.5915 | 5.5916 | 5.5916 | 5.5916 | 0.44687 | 0.46529 | 0.48179 | 0.49674 | 0.5099 | 0.51999 | 0.52944 | 0.54003 | 0.55084 | 0.56185 | 0.084079 | 0.08576 | 0.087476 | 0.089225 | 0.09101 | 0.09283 | 0.094686 | 0.09658 | 0.098512 | 0.10048 | 0.36279 | 0.37953 | 0.39431 | 0.40751 | 0.41889 | 0.42716 | 0.43475 | 0.44345 | 0.45233 | 0.46137 | 2749.8459 | 5543.6894 | 8382.523 | 11267.3602 | 14199.2348 | 17179.2025 | 20208.3407 | 23287.7488 | 26418.5494 | 29601.888 | 2749.8459 | 5543.6894 | 8382.523 | 11267.3602 | 14199.2348 | 17179.2025 | 20208.3407 | 23287.7488 | 26418.5494 | 29601.888 | 1772.5229 | 3573.4062 | 5451.6889 | 7401.3604 | 9432.811 | 11541.538 | 13721.0707 | 15966.4982 | 18278.0215 | 20653.3593 | 1772.5229 | 1800.8833 | 1878.2827 | 1949.6715 | 2031.4506 | 2108.727 | 2179.5328 | 2245.4275 | 2311.5233 | 2375.3378
Ind ¦ Feedwater Economizers ¦ New | NEW | I_Food & Beverage | Ottawa and Surrounding | Process - Boiler/Steam | Industrial | NA | End Use Consumption (m^3/year) | 20 | 2.418 | 2.4595 | 2.4903 | 2.5127 | 2.526 | 2.5256 | 2.5218 | 2.5218 | 2.5219 | 2.5219 | 0.12392 | 0.12856 | 0.13278 | 0.13665 | 0.14012 | 0.1429 | 0.14554 | 0.14845 | 0.15143 | 0.15445 | 0.051248 | 0.052273 | 0.053318 | 0.054385 | 0.055473 | 0.056582 | 0.057714 | 0.058868 | 0.060045 | 0.061246 | 0.07267 | 0.076292 | 0.079463 | 0.082267 | 0.084651 | 0.086319 | 0.087829 | 0.089587 | 0.091381 | 0.093209 | 990.285 | 1996.4146 | 3018.7463 | 4057.6448 | 5113.4828 | 6186.6401 | 7277.5049 | 8386.4732 | 9513.9491 | 10660.3451 | 990.285 | 1996.4146 | 3018.7463 | 4057.6448 | 5113.4828 | 6186.6401 | 7277.5049 | 8386.4732 | 9513.9491 | 10660.3451 | 365.5296 | 736.9078 | 1119.6866 | 1510.0953 | 1926.4243 | 2365.8021 | 2822.2485 | 3291.5891 | 3776.3276 | 4275.2348 | 365.5296 | 371.3781 | 382.7788 | 390.4087 | 416.329 | 439.3778 | 456.4465 | 469.3406 | 484.7385 | 498.9072
Ind ¦ Heat recovery to preheat make-up water ¦ New | NEW | I_Food & Beverage | Ottawa and Surrounding | Process - Boiler/Steam | Industrial | NA | End Use Consumption (m^3/year) | 25 | 3.4769 | 3.5293 | 3.5683 | 3.5965 | 3.6134 | 3.6129 | 3.6082 | 3.6083 | 3.6084 | 3.6085 | 0.2116 | 0.21908 | 0.22593 | 0.23227 | 0.23803 | 0.24275 | 0.24729 | 0.25224 | 0.2573 | 0.26245 | 0.060857 | 0.062074 | 0.063316 | 0.064582 | 0.065874 | 0.067191 | 0.068535 | 0.069906 | 0.071304 | 0.07273 | 0.15074 | 0.157 | 0.16261 | 0.16769 | 0.17215 | 0.17556 | 0.17875 | 0.18234 | 0.18599 | 0.18972 | 2079.5986 | 4192.4707 | 6339.3671 | 8521.0541 | 10738.3138 | 12991.9443 | 15282.7604 | 17611.5937 | 19979.293 | 22386.7248 | 2079.5986 | 4192.4707 | 6339.3671 | 8521.0541 | 10738.3138 | 12991.9443 | 15282.7604 | 17611.5937 | 19979.293 | 22386.7248 | 976.695 | 1969.0171 | 2991.2381 | 4037.3912 | 5137.2544 | 6286.1988 | 7474.594 | 8695.7338 | 9953.7134 | 11246.5722 | 976.695 | 992.3221 | 1022.221 | 1046.1531 | 1099.8633 | 1148.9444 | 1188.3951 | 1221.1398 | 1257.9797 | 1292.8587
Ind ¦ High-efficiency burner ¦ New | NEW | I_Food & Beverage | Ottawa and Surrounding | Process - Boiler/Steam | Industrial | NA | End Use Consumption (m^3/year) | 20 | 2.5792 | 2.6234 | 2.6564 | 2.6802 | 2.6944 | 2.6939 | 2.6899 | 2.6899 | 2.69 | 2.69 | 0.1549 | 0.16071 | 0.16598 | 0.17081 | 0.17515 | 0.17863 | 0.18193 | 0.18557 | 0.18928 | 0.19307 | 0.060056 | 0.061257 | 0.062483 | 0.063732 | 0.065007 | 0.066307 | 0.067633 | 0.068986 | 0.070366 | 0.071773 | 0.094842 | 0.099448 | 0.10349 | 0.10708 | 0.11015 | 0.11232 | 0.1143 | 0.11658 | 0.11892 | 0.1213 | 561.1615 | 1131.3016 | 1710.6229 | 2299.3321 | 2897.6402 | 3505.7627 | 4123.9195 | 4752.3348 | 5391.2378 | 6040.8622 | 561.1615 | 1131.3016 | 1710.6229 | 2299.3321 | 2897.6402 | 3505.7627 | 4123.9195 | 4752.3348 | 5391.2378 | 6040.8622 | 223.7526 | 451.0853 | 683.6912 | 920.0657 | 1170.081 | 1432.3919 | 1704.043 | 1983.0165 | 2270.7359 | 2566.6762 | 223.7526 | 227.3327 | 232.6058 | 236.3745 | 250.0153 | 262.3108 | 271.6512 | 278.9735 | 287.7194 | 295.9403
Ind ¦ High-efficiency burners ¦ New | NEW | I_Food & Beverage | Ottawa and Surrounding | Process Heat | Industrial | NA | End Use Consumption (m^3/year) | 20 | 8.928 | 9.0812 | 9.1951 | 9.2776 | 9.3267 | 9.3252 | 9.3113 | 9.3113 | 9.3115 | 9.3115 | 0.61959 | 0.64282 | 0.66391 | 0.68326 | 0.70062 | 0.71451 | 0.72771 | 0.74227 | 0.75713 | 0.77227 | 0.069398 | 0.070786 | 0.072202 | 0.073646 | 0.075119 | 0.076621 | 0.078154 | 0.079717 | 0.081311 | 0.082938 | 0.55019 | 0.57204 | 0.59171 | 0.60961 | 0.6255 | 0.63789 | 0.64956 | 0.66256 | 0.67582 | 0.68934 | 942.8043 | 1900.6935 | 2874.0079 | 3863.0949 | 4868.3091 | 5890.0123 | 6928.5739 | 7984.371 | 9057.7884 | 10149.2187 | 942.8043 | 1900.6935 | 2874.0079 | 3863.0949 | 4868.3091 | 5890.0123 | 6928.5739 | 7984.371 | 9057.7884 | 10149.2187 | 638.0038 | 1286.2158 | 1960.2493 | 2658.8818 | 3383.7872 | 4134.0255 | 4908.3263 | 5705.71 | 6526.1141 | 7369.0549 | 638.0038 | 648.2119 | 674.0335 | 698.6325 | 724.9054 | 750.2383 | 774.3008 | 797.3837 | 820.4041 | 842.9408
Ind ¦ Insulation ¦ New | NEW | I_Food & Beverage | Ottawa and Surrounding | Process - Boiler/Steam | Industrial | NA | End Use Consumption (m^3/year) | 15 | 5.3148 | 5.4254 | 5.5077 | 5.5672 | 5.6027 | 5.6015 | 5.5915 | 5.5916 | 5.5916 | 5.5916 | 0.12768 | 0.13294 | 0.13765 | 0.14192 | 0.14569 | 0.14857 | 0.15127 | 0.1543 | 0.15738 | 0.16053 | 0.024023 | 0.024503 | 0.024993 | 0.025493 | 0.026003 | 0.026523 | 0.027053 | 0.027594 | 0.028146 | 0.028709 | 0.10365 | 0.10844 | 0.11266 | 0.11643 | 0.11968 | 0.12205 | 0.12422 | 0.1267 | 0.12924 | 0.13182 | 1430.4117 | 2883.71 | 4360.4113 | 5861.0425 | 7386.1418 | 8936.258 | 10511.9516 | 12113.7946 | 13742.3709 | 15398.2763 | 1430.4117 | 2883.71 | 4360.4113 | 5861.0425 | 7386.1418 | 8936.258 | 10511.9516 | 12113.7946 | 13742.3709 | 15398.2763 | 922.0289 | 1858.8103 | 2836.3131 | 3851.3137 | 4909.1397 | 6007.3782 | 7142.6011 | 8312.2017 | 9516.2445 | 10753.5087 | 922.0289 | 936.7814 | 977.5027 | 1015.0007 | 1057.826 | 1098.2385 | 1135.2229 | 1169.6005 | 1204.0428 | 1237.2643
Ind ¦ Radiant heaters ¦ New | NEW | I_Food & Beverage | Ottawa and Surrounding | Space Heating/Ventilation | Industrial | NA | End Use Consumption (m^3/year) | 20 | 1.4656 | 1.4912 | 1.5115 | 1.5269 | 1.5367 | 1.5277 | 1.5255 | 1.5255 | 1.5255 | 1.5255 | 0.98582 | 1.0231 | 1.0578 | 1.0899 | 1.1188 | 1.1346 | 1.1555 | 1.1787 | 1.2022 | 1.2263 | 0.67263 | 0.68608 | 0.69981 | 0.7138 | 0.72808 | 0.74264 | 0.75749 | 0.77264 | 0.78809 | 0.80386 | 0.31319 | 0.33701 | 0.35795 | 0.37608 | 0.39073 | 0.39191 | 0.39804 | 0.40601 | 0.41413 | 0.42239 | 337.6617 | 680.7259 | 1029.3146 | 1383.5522 | 1743.5658 | 2109.4847 | 2481.4415 | 2859.5711 | 3244.0113 | 3634.9028 | 337.6617 | 680.7259 | 1029.3146 | 1383.5522 | 1743.5658 | 2109.4847 | 2481.4415 | 2859.5711 | 3244.0113 | 3634.9028 | 31.0633 | 62.6236 | 93.9315 | 124.265 | 158.2282 | 195.3101 | 234.3601 | 274.0935 | 315.4946 | 358.2515 | 31.0633 | 31.5603 | 31.3079 | 30.3335 | 33.9633 | 37.0819 | 39.05 | 39.7334 | 41.4011 | 42.7569
Ind ¦ Reduce Steam Pressure ¦ New | NEW | I_Food & Beverage | Ottawa and Surrounding | Process - Boiler/Steam | Industrial | NA | End Use Consumption (m^3/year) | 20 | 29.9803 | 30.4945 | 30.8771 | 31.154 | 31.3191 | 31.3138 | 31.2672 | 31.2674 | 31.2679 | 31.268 | 0.092939 | 0.096423 | 0.099586 | 0.10249 | 0.10509 | 0.10718 | 0.10916 | 0.11134 | 0.11357 | 0.11584 | 0.0031 | 0.003162 | 0.0032252 | 0.0032897 | 0.0033555 | 0.0034227 | 0.0034911 | 0.0035609 | 0.0036321 | 0.0037048 | 0.089839 | 0.093261 | 0.096361 | 0.099199 | 0.10174 | 0.10375 | 0.10567 | 0.10778 | 0.10994 | 0.11214 | 594.171 | 1197.8488 | 1811.2478 | 2434.5869 | 3068.0897 | 3711.9841 | 4366.503 | 5031.8839 | 5708.3694 | 6396.2071 | 594.171 | 1197.8488 | 1811.2478 | 2434.5869 | 3068.0897 | 3711.9841 | 4366.503 | 5031.8839 | 5708.3694 | 6396.2071 | 437.66 | 882.3225 | 1344.3524 | 1823.2263 | 2318.8635 | 2830.8744 | 3358.8505 | 3902.4486 | 4461.4839 | 5035.7381 | 437.66 | 444.6625 | 462.0299 | 478.8739 | 495.6372 | 512.0109 | 527.9761 | 543.598 | 559.0354 | 574.2542
Ind ¦ Steam trap survey and repair ¦ New | NEW | I_Food & Beverage | Ottawa and Surrounding | Process - Boiler/Steam | Industrial | NA | End Use Consumption (m^3/year) | 3 | 0.74751 | 0.79708 | 0.84877 | 0.8911 | 0.91312 | 0.91238 | 0.90622 | 0.90625 | 0.90632 | 0.90624 | 0.023145 | 0.025173 | 0.027342 | 0.029279 | 0.030603 | 0.03119 | 0.031599 | 0.032232 | 0.032879 | 0.033534 | 0.030962 | 0.031582 | 0.032213 | 0.032858 | 0.033515 | 0.034185 | 0.034869 | 0.035566 | 0.036277 | 0.037003 | -0.0078176 | -0.0064086 | -0.0048715 | -0.0035782 | -0.0029118 | -0.0029954 | -0.00327 | -0.0033344 | -0.0033984 | -0.0034693 | 1320.38 | 2661.8862 | 4024.995 | 5410.1931 | 6817.977 | 8248.8535 | 9703.3399 | 11181.9642 | 12685.2654 | 14213.7935 | 0 | 0 | 0 | 0 | 0 | 0 | 0 | 0 | 0 | 0 | 0 | 0 | 0 | 0 | 0 | 0 | 0 | 0 | 0 | 0 | 0 | 0 | 0 | 0 | 0 | 0 | 0 | 0 | 0 | 0
Ind ¦ Ventilation heat recovery ¦ New | NEW | I_Food & Beverage | Ottawa and Surrounding | Space Heating/Ventilation | Industrial | NA | End Use Consumption (m^3/year) | 20 | 4.3968 | 4.4736 | 4.5345 | 4.5806 | 4.61 | 4.5832 | 4.5764 | 4.5765 | 4.5764 | 4.5764 | 0.49291 | 0.51155 | 0.52888 | 0.54494 | 0.5594 | 0.56728 | 0.57777 | 0.58933 | 0.60111 | 0.61313 | 0.11211 | 0.11435 | 0.11663 | 0.11897 | 0.12135 | 0.12377 | 0.12625 | 0.12877 | 0.13135 | 0.13398 | 0.3808 | 0.3972 | 0.41225 | 0.42598 | 0.43806 | 0.4435 | 0.45152 | 0.46055 | 0.46976 | 0.47915 | 344.6963 | 694.9077 | 1050.7587 | 1412.3763 | 1779.89 | 2153.4323 | 2533.1382 | 2919.1455 | 3311.5949 | 3710.6299 | 344.6963 | 694.9077 | 1050.7587 | 1412.3763 | 1779.89 | 2153.4323 | 2533.1382 | 2919.1455 | 3311.5949 | 3710.6299 | 194.5754 | 392.264 | 597.1513 | 808.4207 | 1029.1741 | 1258.7874 | 1496.1018 | 1740.289 | 1991.7132 | 2250.0885 | 194.5754 | 197.6886 | 204.8874 | 211.2694 | 220.7534 | 229.6132 | 237.3145 | 244.1871 | 251.4242 | 258.3753
Ind ¦ Ventilation optimization ¦ New | NEW | I_Food & Beverage | Ottawa and Surrounding | Space Heating/Ventilation | Industrial | NA | End Use Consumption (m^3/year) | 15 | 2.256 | 2.3037 | 2.3416 | 2.3703 | 2.3886 | 2.3719 | 2.3677 | 2.3677 | 2.3677 | 2.3677 | 0.54194 | 0.56449 | 0.58524 | 0.60426 | 0.62109 | 0.62909 | 0.64054 | 0.65336 | 0.66642 | 0.67974 | 0.24023 | 0.24503 | 0.24993 | 0.25493 | 0.26003 | 0.26523 | 0.27053 | 0.27594 | 0.28146 | 0.28709 | 0.30171 | 0.31946 | 0.33531 | 0.34933 | 0.36107 | 0.36387 | 0.37 | 0.37741 | 0.38496 | 0.39265 | 397.249 | 800.854 | 1210.9584 | 1627.7085 | 2051.2538 | 2481.7468 | 2919.343 | 3364.2013 | 3816.4839 | 4276.3562 | 397.249 | 800.854 | 1210.9584 | 1627.7085 | 2051.2538 | 2481.7468 | 2919.343 | 3364.2013 | 3816.4839 | 4276.3562 | 158.3956 | 319.3255 | 484.4251 | 652.5504 | 830.6692 | 1017.7832 | 1211.7468 | 1411.0824 | 1616.7733 | 1828.4136 | 158.3956 | 160.9299 | 165.0996 | 168.1253 | 178.1188 | 187.114 | 193.9636 | 199.3356 | 205.6909 | 211.6403
Ind ¦ Warehouse loading dock seals ¦ New | NEW | I_Food & Beverage | Ottawa and Surrounding | Space Heating/Ventilation | Industrial | NA | End Use Consumption (m^3/year) | 10 | 0.65563 | 0.67466 | 0.68975 | 0.70118 | 0.70846 | 0.70181 | 0.70013 | 0.70014 | 0.70014 | 0.70012 | 0.098874 | 0.10378 | 0.10822 | 0.11222 | 0.11565 | 0.11685 | 0.11891 | 0.12129 | 0.12371 | 0.12618 | 0.15081 | 0.15382 | 0.1569 | 0.16004 | 0.16324 | 0.1665 | 0.16983 | 0.17323 | 0.1767 | 0.18023 | -0.051935 | -0.050045 | -0.048679 | -0.047824 | -0.047591 | -0.04965 | -0.050928 | -0.051945 | -0.052985 | -0.054047 | 125.5197 | 253.0476 | 382.6292 | 514.3107 | 648.1392 | 784.163 | 922.4313 | 1062.9942 | 1205.9029 | 1351.2098 | 0 | 0 | 0 | 0 | 0 | 0 | 0 | 0 | 0 | 0 | 0 | 0 | 0 | 0 | 0 | 0 | 0 | 0 | 0 | 0 | 0 | 0 | 0 | 0 | 0 | 0 | 0 | 0 | 0 | 0
Ind ¦ Advanced boiler controls including air/fuel mix control | RET | I_Food & Beverage | Ottawa and Surrounding | Process - Boiler/Steam | Industrial | NA | End Use Consumption (m^3/year) | 15 | 4.1594 | 4.246 | 4.3104 | 4.357 | 4.3847 | 4.3838 | 4.376 | 4.376 | 4.3761 | 4.376 | 0.12768 | 0.13294 | 0.13765 | 0.14192 | 0.14569 | 0.14857 | 0.15127 | 0.1543 | 0.15738 | 0.16053 | 0.030695 | 0.031309 | 0.031936 | 0.032574 | 0.033226 | 0.03389 | 0.034568 | 0.035259 | 0.035965 | 0.036684 | 0.09698 | 0.10163 | 0.10572 | 0.10935 | 0.11246 | 0.11468 | 0.1167 | 0.11904 | 0.12142 | 0.12384 | 46424.3717 | 46192.2498 | 45961.2886 | 45731.4822 | 45502.8247 | 45275.3106 | 45048.9341 | 44823.6894 | 44599.571 | 44376.5731 | 46424.3717 | 46192.2498 | 45961.2886 | 45731.4822 | 45502.8247 | 45275.3106 | 45048.9341 | 44823.6894 | 44599.571 | 44376.5731 | 1680.6192 | 3407.9131 | 5171.0622 | 6978.1591 | 8817.1531 | 10672.3889 | 12529.336 | 14378.8688 | 16208.704 | 18009.2767 | 1680.6192 | 1727.2939 | 1763.1491 | 1807.0969 | 1838.994 | 1855.2358 | 1856.9471 | 1849.5328 | 1829.8352 | 1800.5727
Ind ¦ Advanced heating and process control | RET | I_Food & Beverage | Ottawa and Surrounding | Process Heat | Industrial | NA | End Use Consumption (m^3/year) | 15 | 5.3148 | 5.4254 | 5.5077 | 5.5672 | 5.6027 | 5.6015 | 5.5915 | 5.5916 | 5.5916 | 5.5916 | 0.31919 | 0.33235 | 0.34413 | 0.35481 | 0.36422 | 0.37142 | 0.37817 | 0.38574 | 0.39346 | 0.40132 | 0.060056 | 0.061257 | 0.062483 | 0.063732 | 0.065007 | 0.066307 | 0.067633 | 0.068986 | 0.070366 | 0.071773 | 0.25913 | 0.27109 | 0.28165 | 0.29108 | 0.29921 | 0.30511 | 0.31054 | 0.31675 | 0.32309 | 0.32955 | 60133.9931 | 59833.3231 | 59534.1565 | 59236.4857 | 58940.3033 | 58645.6018 | 58352.3738 | 58060.6119 | 57770.3089 | 57481.4573 | 60133.9931 | 59833.3231 | 59534.1565 | 59236.4857 | 58940.3033 | 58645.6018 | 58352.3738 | 58060.6119 | 57770.3089 | 57481.4573 | 2314.0773 | 4699.4431 | 7140.7788 | 9640.7654 | 12181.6368 | 14741.5995 | 17299.73 | 19840.4268 | 22345.1641 | 24798.5026 | 2314.0773 | 2385.3657 | 2441.3357 | 2499.9867 | 2540.8714 | 2559.9627 | 2558.1304 | 2540.6968 | 2504.7373 | 2453.3385
Ind ¦ Air compressor heat recovery | RET | I_Food & Beverage | Ottawa and Surrounding | Space Heating/Ventilation | Industrial | NA | End Use Consumption (m^3/year) | 25 | 2.502 | 2.5404 | 2.5708 | 2.5939 | 2.6085 | 2.5951 | 2.5917 | 2.5918 | 2.5917 | 2.5917 | 0.78535 | 0.81335 | 0.83956 | 0.86403 | 0.8863 | 0.89938 | 0.91617 | 0.9345 | 0.95318 | 0.97223 | 0.31389 | 0.32017 | 0.32658 | 0.33311 | 0.33977 | 0.34656 | 0.3535 | 0.36057 | 0.36778 | 0.37513 | 0.47146 | 0.49318 | 0.51299 | 0.53092 | 0.54653 | 0.55281 | 0.56267 | 0.57393 | 0.58541 | 0.5971 | 14366.2812 | 14294.4498 | 14222.9776 | 14151.8627 | 14081.1034 | 14010.6978 | 13940.6444 | 13870.9411 | 13801.5864 | 13732.5785 | 14366.2812 | 14294.4498 | 14222.9776 | 14151.8627 | 14081.1034 | 14010.6978 | 13940.6444 | 13870.9411 | 13801.5864 | 13732.5785 | 251.5405 | 501.4352 | 747.0393 | 1004.219 | 1270.4916 | 1540.9503 | 1812.2737 | 2086.3146 | 2361.9722 | 2640.391 | 251.5405 | 249.8947 | 245.6041 | 257.1796 | 266.2727 | 270.4586 | 271.3235 | 274.0408 | 275.6577 | 278.4187
Ind ¦ Air curtains | RET | I_Food & Beverage | Ottawa and Surrounding | Space Heating/Ventilation | Industrial | NA | End Use Consumption (m^3/year) | 15 | 0.92289 | 0.94244 | 0.95793 | 0.96967 | 0.97714 | 0.97032 | 0.9686 | 0.96861 | 0.96861 | 0.96859 | 0.13548 | 0.14112 | 0.14631 | 0.15106 | 0.15527 | 0.15727 | 0.16013 | 0.16334 | 0.16661 | 0.16993 | 0.1468 | 0.14974 | 0.15274 | 0.15579 | 0.15891 | 0.16208 | 0.16533 | 0.16863 | 0.172 | 0.17544 | -0.01132 | -0.0086192 | -0.0064252 | -0.0047254 | -0.0036321 | -0.0048103 | -0.0051917 | -0.0052929 | -0.0053996 | -0.0055101 | 8551.3579 | 8508.6011 | 8466.0581 | 8423.7278 | 8381.6091 | 8339.7011 | 8298.0026 | 8256.5126 | 8215.23 | 8174.1539 | 0 | 0 | 0 | 0 | 0 | 0 | 0 | 0 | 0 | 0 | 0 | 0 | 0 | 0 | 0 | 0 | 0 | 0 | 0 | 0 | 0 | 0 | 0 | 0 | 0 | 0 | 0 | 0 | 0 | 0
Ind ¦ Automated temperature control | RET | I_Food & Beverage | Ottawa and Surrounding | Space Heating/Ventilation | Industrial | NA | End Use Consumption (m^3/year) | 25 | 1.1676 | 1.1855 | 1.1997 | 1.2105 | 1.2173 | 1.2111 | 1.2095 | 1.2095 | 1.2095 | 1.2095 | 0.26178 | 0.27112 | 0.27985 | 0.28801 | 0.29543 | 0.29979 | 0.30539 | 0.3115 | 0.31773 | 0.32408 | 0.22421 | 0.22869 | 0.23327 | 0.23793 | 0.24269 | 0.24755 | 0.2525 | 0.25755 | 0.2627 | 0.26795 | 0.037574 | 0.042423 | 0.046585 | 0.050076 | 0.052741 | 0.052247 | 0.052892 | 0.053952 | 0.055029 | 0.056126 | 11085.0935 | 11029.6681 | 10974.5197 | 10919.6471 | 10865.0489 | 10810.7236 | 10756.67 | 10702.8867 | 10649.3722 | 10596.1254 | 11085.0935 | 11029.6681 | 10974.5197 | 10919.6471 | 10865.0489 | 10810.7236 | 10756.67 | 10702.8867 | 10649.3722 | 10596.1254 | 5.8993 | 11.0363 | 15.27 | 20.6213 | 26.8933 | 33.4136 | 39.7658 | 46.2588 | 52.7923 | 59.5731 | 5.8993 | 5.1369 | 4.2338 | 5.3512 | 6.272 | 6.5202 | 6.3523 | 6.4929 | 6.5336 | 6.7807
Ind ¦ Blow down heat recovery and control | RET | I_Food & Beverage | Ottawa and Surrounding | Process - Boiler/Steam | Industrial | NA | End Use Consumption (m^3/year) | 20 | 1.9672 | 2.0009 | 2.026 | 2.0442 | 2.055 | 2.0547 | 2.0516 | 2.0517 | 2.0517 | 2.0517 | 0.061959 | 0.064282 | 0.066391 | 0.068326 | 0.070062 | 0.071451 | 0.072771 | 0.074227 | 0.075713 | 0.077227 | 0.031496 | 0.032126 | 0.032769 | 0.033424 | 0.034093 | 0.034774 | 0.03547 | 0.036179 | 0.036903 | 0.037641 | 0.030463 | 0.032156 | 0.033622 | 0.034902 | 0.035969 | 0.036676 | 0.037301 | 0.038048 | 0.03881 | 0.039587 | 26528.2124 | 26395.5713 | 26263.5935 | 26132.2755 | 26001.6141 | 25871.6061 | 25742.248 | 25613.5368 | 25485.4691 | 25358.0418 | 26528.2124 | 26395.5713 | 26263.5935 | 26132.2755 | 26001.6141 | 25871.6061 | 25742.248 | 25613.5368 | 25485.4691 | 25358.0418 | 422.2482 | 839.7342 | 1247.5221 | 1676.559 | 2122.1544 | 2574.9745 | 3028.7945 | 3487.408 | 3948.9052 | 4415.7246 | 422.2482 | 417.486 | 407.7879 | 429.037 | 445.5953 | 452.8201 | 453.8201 | 458.6135 | 461.4972 | 466.8194
Ind ¦ Boiler combustion air preheat | RET | I_Food & Beverage | Ottawa and Surrounding | Process - Boiler/Steam | Industrial | NA | End Use Consumption (m^3/year) | 20 | 68.9876 | 69.0887 | 69.1845 | 69.2782 | 69.3709 | 69.4563 | 69.5363 | 69.6241 | 69.7143 | 69.809 | 2.0992 | 2.1443 | 2.1902 | 2.2371 | 2.2849 | 2.3334 | 2.3828 | 2.4336 | 2.4854 | 2.5386 | 0.030429 | 0.031037 | 0.031658 | 0.032291 | 0.032937 | 0.033596 | 0.034267 | 0.034953 | 0.035652 | 0.036365 | 2.0688 | 2.1133 | 2.1586 | 2.2048 | 2.2519 | 2.2998 | 2.3486 | 2.3986 | 2.4498 | 2.5022 | 34107.7017 | 33937.1632 | 33767.4773 | 33598.64 | 33430.6468 | 33263.4935 | 33097.1761 | 32931.6902 | 32767.0317 | 32603.1966 | 34107.7017 | 33937.1632 | 33767.4773 | 33598.64 | 33430.6468 | 33263.4935 | 33097.1761 | 32931.6902 | 32767.0317 | 32603.1966 | 1503.8922 | 3066.0157 | 4675.6268 | 6320.2661 | 7986.023 | 9657.9708 | 11320.6768 | 12958.7647 | 14557.4745 | 16103.2071 | 1503.8922 | 1562.1236 | 1609.6111 | 1644.6393 | 1665.7568 | 1671.9478 | 1662.706 | 1638.0879 | 1598.7097 | 1545.7326
Ind ¦ Condensate return | RET | I_Food & Beverage | Ottawa and Surrounding | Process - Boiler/Steam | Industrial | NA | End Use Consumption (m^3/year) | 25 | 1.6724 | 1.6976 | 1.7164 | 1.73 | 1.7381 | 1.7378 | 1.7356 | 1.7356 | 1.7357 | 1.7357 | 0.070532 | 0.073026 | 0.07531 | 0.077423 | 0.079342 | 0.080918 | 0.082429 | 0.08408 | 0.085765 | 0.087483 | 0.042173 | 0.043016 | 0.043877 | 0.044754 | 0.045649 | 0.046562 | 0.047494 | 0.048443 | 0.049412 | 0.050401 | 0.028359 | 0.03001 | 0.031433 | 0.032669 | 0.033693 | 0.034355 | 0.034936 | 0.035637 | 0.036353 | 0.037082 | 32002.288 | 31842.2765 | 31683.0652 | 31524.6498 | 31367.0266 | 31210.1914 | 31054.1405 | 30898.8698 | 30744.3754 | 30590.6536 | 32002.288 | 31842.2765 | 31683.0652 | 31524.6498 | 31367.0266 | 31210.1914 | 31054.1405 | 30898.8698 | 30744.3754 | 30590.6536 | 228.7457 | 448.0811 | 653.5563 | 877.2664 | 1114.4793 | 1356.0119 | 1596.0378 | 1838.8203 | 2082.921 | 2331.244 | 228.7457 | 219.3354 | 205.4752 | 223.7101 | 237.213 | 241.5326 | 240.0259 | 242.7825 | 244.1007 | 248.323
Ind ¦ Condensing boiler | RET | I_Food & Beverage | Ottawa and Surrounding | Process - Boiler/Steam | Industrial | NA | End Use Consumption (m^3/year) | 20 | 3.224 | 3.2793 | 3.3205 | 3.3502 | 3.368 | 3.3674 | 3.3624 | 3.3624 | 3.3625 | 3.3625 | 0.3098 | 0.32141 | 0.33195 | 0.34163 | 0.35031 | 0.35725 | 0.36386 | 0.37114 | 0.37856 | 0.38614 | 0.09609 | 0.098012 | 0.099972 | 0.10197 | 0.10401 | 0.10609 | 0.10821 | 0.11038 | 0.11258 | 0.11484 | 0.21371 | 0.2234 | 0.23198 | 0.23966 | 0.2463 | 0.25116 | 0.25564 | 0.26076 | 0.26598 | 0.2713 | 71584.0652 | 71226.1449 | 70870.0142 | 70515.6641 | 70163.0858 | 69812.2703 | 69463.209 | 69115.893 | 68770.3135 | 68426.4619 | 71584.0652 | 71226.1449 | 70870.0142 | 70515.6641 | 70163.0858 | 69812.2703 | 69463.209 | 69115.893 | 68770.3135 | 68426.4619 | 2093.6558 | 4220.1378 | 6364.1026 | 8574.8097 | 10837.4933 | 13127.7783 | 15426.2439 | 17731.6093 | 20031.9626 | 22323.3213 | 2093.6558 | 2126.482 | 2143.9648 | 2210.7071 | 2262.6835 | 2290.2851 | 2298.4655 | 2305.3654 | 2300.3533 | 2291.3587
Ind ¦ Condensing Economizer | RET | I_Food & Beverage | Ottawa and Surrounding | Process - Boiler/Steam | Industrial | NA | End Use Consumption (m^3/year) | 15 | 3.7008 | 3.7778 | 3.835 | 3.8765 | 3.9012 | 3.9004 | 3.8934 | 3.8934 | 3.8935 | 3.8934 | 0.25535 | 0.26588 | 0.27531 | 0.28385 | 0.29137 | 0.29714 | 0.30254 | 0.30859 | 0.31477 | 0.32106 | 0.069 | 0.07038 | 0.071788 | 0.073223 | 0.074688 | 0.076182 | 0.077705 | 0.079259 | 0.080844 | 0.082461 | 0.18635 | 0.1955 | 0.20352 | 0.21063 | 0.21668 | 0.22096 | 0.22483 | 0.22933 | 0.23392 | 0.2386 | 56846.1694 | 56561.9386 | 56279.1289 | 55997.7333 | 55717.7446 | 55439.1559 | 55161.9601 | 54886.1503 | 54611.7195 | 54338.6609 | 56846.1694 | 56561.9386 | 56279.1289 | 55997.7333 | 55717.7446 | 55439.1559 | 55161.9601 | 54886.1503 | 54611.7195 | 54338.6609 | 1982.8145 | 4015.3661 | 6084.2361 | 8208.2823 | 10373.1958 | 12559.1082 | 14748.3148 | 16932.2474 | 19096.9712 | 21232.8376 | 1982.8145 | 2032.5516 | 2068.87 | 2124.0462 | 2164.9135 | 2185.9125 | 2189.2066 | 2183.9326 | 2164.7239 | 2135.8664
Ind ¦ De-stratification fans | RET | I_Food & Beverage | Ottawa and Surrounding | Space Heating/Ventilation | Industrial | NA | End Use Consumption (m^3/year) | 25 | 1.4153 | 1.437 | 1.4542 | 1.4672 | 1.4755 | 1.468 | 1.466 | 1.466 | 1.466 | 1.466 | 0.29918 | 0.30985 | 0.31983 | 0.32915 | 0.33764 | 0.34262 | 0.34902 | 0.356 | 0.36312 | 0.37037 | 0.2114 | 0.21563 | 0.21994 | 0.22434 | 0.22882 | 0.2334 | 0.23807 | 0.24283 | 0.24769 | 0.25264 | 0.087784 | 0.094223 | 0.099894 | 0.10482 | 0.10881 | 0.10922 | 0.11095 | 0.11317 | 0.11543 | 0.11773 | 8107.9541 | 8067.4144 | 8027.0773 | 7986.9419 | 7947.0072 | 7907.2722 | 7867.7358 | 7828.3971 | 7789.2551 | 7750.3089 | 8107.9541 | 8067.4144 | 8027.0773 | 7986.9419 | 7947.0072 | 7907.2722 | 7867.7358 | 7828.3971 | 7789.2551 | 7750.3089 | 19.356 | 37.2439 | 53.0617 | 71.3556 | 91.4351 | 112.0025 | 132.2497 | 152.7767 | 173.3892 | 194.4922 | 19.356 | 17.8879 | 15.8178 | 18.2939 | 20.0795 | 20.5675 | 20.2471 | 20.527 | 20.6125 | 21.1029
Ind ¦ Digester Gas | RET | I_Food & Beverage | Ottawa and Surrounding | Process - Boiler/Steam | Industrial | NA | End Use Consumption (m^3/year) | 20 | 11.9533 | 12.1583 | 12.3108 | 12.4213 | 12.4871 | 12.4849 | 12.4664 | 12.4665 | 12.4667 | 12.4667 | 0.92939 | 0.96423 | 0.99586 | 1.0249 | 1.0509 | 1.0718 | 1.0916 | 1.1134 | 1.1357 | 1.1584 | 0.077752 | 0.079307 | 0.080893 | 0.082511 | 0.084161 | 0.085844 | 0.087561 | 0.089312 | 0.091099 | 0.092921 | 0.85164 | 0.88493 | 0.91497 | 0.94238 | 0.96676 | 0.98592 | 1.004 | 1.0241 | 1.0446 | 1.0655 | 75794.8926 | 75415.9181 | 75038.8385 | 74663.6443 | 74290.3261 | 73918.8745 | 73549.2801 | 73181.5337 | 72815.626 | 72451.5479 | 75794.8926 | 75415.9181 | 75038.8385 | 74663.6443 | 74290.3261 | 73918.8745 | 73549.2801 | 73181.5337 | 72815.626 | 72451.5479 | 3148.3924 | 6407.7762 | 9756.9004 | 13180.552 | 16652.393 | 20142.8969 | 23622.2274 | 27062.9817 | 30437.0958 | 33719.2771 | 3148.3924 | 3259.3838 | 3349.1242 | 3423.6516 | 3471.841 | 3490.5039 | 3479.3305 | 3440.7542 | 3374.1141 | 3282.1814
Ind ¦ Direct contact hot water heaters | RET | I_Food & Beverage | Ottawa and Surrounding | Process - Boiler/Steam | Industrial | NA | End Use Consumption (m^3/year) | 20 | 11.6065 | 11.8055 | 11.9537 | 12.0609 | 12.1248 | 12.1227 | 12.1047 | 12.1048 | 12.1049 | 12.105 | 0.46469 | 0.48212 | 0.49793 | 0.51244 | 0.52546 | 0.53588 | 0.54579 | 0.5567 | 0.56785 | 0.57921 | 0.040038 | 0.040838 | 0.041655 | 0.042488 | 0.043338 | 0.044205 | 0.045089 | 0.045991 | 0.04691 | 0.047849 | 0.42466 | 0.44128 | 0.45628 | 0.46996 | 0.48212 | 0.49168 | 0.5007 | 0.51071 | 0.52094 | 0.53136 | 60635.9141 | 60332.7345 | 60031.0708 | 59730.9155 | 59432.2609 | 59135.0996 | 58839.4241 | 58545.227 | 58252.5008 | 57961.2383 | 60635.9141 | 60332.7345 | 60031.0708 | 59730.9155 | 59432.2609 | 59135.0996 | 58839.4241 | 58545.227 | 58252.5008 | 57961.2383 | 2512.6245 | 5113.5183 | 7785.76 | 10517.5586 | 13287.9736 | 16073.484 | 18850.3454 | 21596.8306 | 24290.6233 | 26911.6325 | 2512.6245 | 2600.8939 | 2672.2416 | 2731.7986 | 2770.4151 | 2785.5104 | 2776.8614 | 2746.4853 | 2693.7927 | 2621.0091
Ind ¦ Energy Management and Process Improvement | RET | I_Food & Beverage | Ottawa and Surrounding | Cross Cutting/Behavioural | Industrial | NA | End Use Consumption (m^3/year) | 15 | 3.6479 | 3.7238 | 3.7802 | 3.8211 | 3.8455 | 3.8447 | 3.8378 | 3.8378 | 3.8379 | 3.8378 | 0.25535 | 0.26588 | 0.27531 | 0.28385 | 0.29137 | 0.29714 | 0.30254 | 0.30859 | 0.31477 | 0.32106 | 0.07 | 0.0714 | 0.072828 | 0.074285 | 0.07577 | 0.077286 | 0.078831 | 0.080408 | 0.082016 | 0.083656 | 0.18535 | 0.19448 | 0.20248 | 0.20956 | 0.2156 | 0.21985 | 0.22371 | 0.22818 | 0.23275 | 0.2374 | 343864.1259 | 342144.8052 | 340434.0812 | 338731.9108 | 337038.2512 | 335353.06 | 333676.2947 | 332007.9132 | 330347.8736 | 328696.1343 | 343864.1259 | 342144.8052 | 340434.0812 | 338731.9108 | 337038.2512 | 335353.06 | 333676.2947 | 332007.9132 | 330347.8736 | 328696.1343 | 11923.3313 | 24142.2523 | 36576.1322 | 49342.845 | 62356.7239 | 75498.1532 | 88660.9101 | 101794.9168 | 114817.0802 | 127670.5146 | 11923.3313 | 12218.9209 | 12433.88 | 12766.7127 | 13013.879 | 13141.4293 | 13162.7569 | 13134.0066 | 13022.1634 | 12853.4345
Ind ¦ Exhaust gas heat recovery | RET | I_Food & Beverage | Ottawa and Surrounding | Process Heat | Industrial | NA | End Use Consumption (m^3/year) | 15 | 5.3148 | 5.4254 | 5.5077 | 5.5672 | 5.6027 | 5.6015 | 5.5915 | 5.5916 | 5.5916 | 5.5916 | 0.44687 | 0.46529 | 0.48179 | 0.49674 | 0.5099 | 0.51999 | 0.52944 | 0.54003 | 0.55084 | 0.56185 | 0.084079 | 0.08576 | 0.087476 | 0.089225 | 0.09101 | 0.09283 | 0.094686 | 0.09658 | 0.098512 | 0.10048 | 0.36279 | 0.37953 | 0.39431 | 0.40751 | 0.41889 | 0.42716 | 0.43475 | 0.44345 | 0.45233 | 0.46137 | 105234.4879 | 104708.3155 | 104184.7739 | 103663.85 | 103145.5308 | 102629.8031 | 102116.6541 | 101606.0708 | 101098.0405 | 100592.5503 | 105234.4879 | 104708.3155 | 104184.7739 | 103663.85 | 103145.5308 | 102629.8031 | 102116.6541 | 101606.0708 | 101098.0405 | 100592.5503 | 4049.6354 | 8224.0254 | 12496.3628 | 16871.3395 | 21317.8644 | 25797.7992 | 30274.5274 | 34720.7469 | 39104.0372 | 43397.3795 | 4049.6354 | 4174.39 | 4272.3375 | 4374.9767 | 4446.5249 | 4479.9347 | 4476.7283 | 4446.2195 | 4383.2903 | 4293.3423
Ind ¦ Feedwater Economizers | RET | I_Food & Beverage | Ottawa and Surrounding | Process - Boiler/Steam | Industrial | NA | End Use Consumption (m^3/year) | 20 | 2.418 | 2.4595 | 2.4903 | 2.5127 | 2.526 | 2.5256 | 2.5218 | 2.5218 | 2.5219 | 2.5219 | 0.12392 | 0.12856 | 0.13278 | 0.13665 | 0.14012 | 0.1429 | 0.14554 | 0.14845 | 0.15143 | 0.15445 | 0.051248 | 0.052273 | 0.053318 | 0.054385 | 0.055473 | 0.056582 | 0.057714 | 0.058868 | 0.060045 | 0.061246 | 0.07267 | 0.076292 | 0.079463 | 0.082267 | 0.084651 | 0.086319 | 0.087829 | 0.089587 | 0.091381 | 0.093209 | 37897.4463 | 37707.9591 | 37519.4193 | 37331.8222 | 37145.1631 | 36959.4372 | 36774.6401 | 36590.7669 | 36407.813 | 36225.774 | 37897.4463 | 37707.9591 | 37519.4193 | 37331.8222 | 37145.1631 | 36959.4372 | 36774.6401 | 36590.7669 | 36407.813 | 36225.774 | 835.1157 | 1672.7904 | 2505.5551 | 3371.9134 | 4264.9675 | 5171.5682 | 6082.3741 | 7000.9099 | 7923.2846 | 8851.1759 | 835.1157 | 837.6746 | 832.7648 | 866.3582 | 893.0542 | 906.6007 | 910.8059 | 918.5358 | 922.3747 | 927.8913
Ind ¦ Heat recovery to preheat make-up water | RET | I_Food & Beverage | Ottawa and Surrounding | Process - Boiler/Steam | Industrial | NA | End Use Consumption (m^3/year) | 25 | 3.4769 | 3.5293 | 3.5683 | 3.5965 | 3.6134 | 3.6129 | 3.6082 | 3.6083 | 3.6084 | 3.6085 | 0.2116 | 0.21908 | 0.22593 | 0.23227 | 0.23803 | 0.24275 | 0.24729 | 0.25224 | 0.2573 | 0.26245 | 0.060857 | 0.062074 | 0.063316 | 0.064582 | 0.065874 | 0.067191 | 0.068535 | 0.069906 | 0.071304 | 0.07273 | 0.15074 | 0.157 | 0.16261 | 0.16769 | 0.17215 | 0.17556 | 0.17875 | 0.18234 | 0.18599 | 0.18972 | 79584.6372 | 79186.714 | 78790.7805 | 78396.8266 | 78004.8424 | 77614.8182 | 77226.7441 | 76840.6104 | 76456.4073 | 76074.1253 | 79584.6372 | 79186.714 | 78790.7805 | 78396.8266 | 78004.8424 | 77614.8182 | 77226.7441 | 76840.6104 | 76456.4073 | 76074.1253 | 2231.4287 | 4493.2445 | 6768.7505 | 9117.2755 | 11522.9876 | 13958.9549 | 16404.1688 | 18858.9674 | 21311.2172 | 23758.0824 | 2231.4287 | 2261.8157 | 2275.5061 | 2348.5249 | 2405.7122 | 2435.9672 | 2445.2139 | 2454.7986 | 2452.2498 | 2446.8652
Ind ¦ High-efficiency burner | RET | I_Food & Beverage | Ottawa and Surrounding | Process - Boiler/Steam | Industrial | NA | End Use Consumption (m^3/year) | 20 | 2.5792 | 2.6234 | 2.6564 | 2.6802 | 2.6944 | 2.6939 | 2.6899 | 2.6899 | 2.69 | 2.69 | 0.1549 | 0.16071 | 0.16598 | 0.17081 | 0.17515 | 0.17863 | 0.18193 | 0.18557 | 0.18928 | 0.19307 | 0.060056 | 0.061257 | 0.062483 | 0.063732 | 0.065007 | 0.066307 | 0.067633 | 0.068986 | 0.070366 | 0.071773 | 0.094842 | 0.099448 | 0.10349 | 0.10708 | 0.11015 | 0.11232 | 0.1143 | 0.11658 | 0.11892 | 0.1213 | 21475.2196 | 21367.8435 | 21261.0043 | 21154.6992 | 21048.9257 | 20943.6811 | 20838.9627 | 20734.7679 | 20631.094 | 20527.9386 | 21475.2196 | 21367.8435 | 21261.0043 | 21154.6992 | 21048.9257 | 20943.6811 | 20838.9627 | 20734.7679 | 20631.094 | 20527.9386 | 511.2017 | 1025.2495 | 1538.2705 | 2070.6651 | 2618.4755 | 3174.3547 | 3732.9539 | 4295.7782 | 4860.3622 | 5427.2034 | 511.2017 | 514.0478 | 513.0211 | 532.3945 | 547.8104 | 555.8792 | 558.5992 | 562.8243 | 564.584 | 566.8412
Ind ¦ High-efficiency burners | RET | I_Food & Beverage | Ottawa and Surrounding | Process Heat | Industrial | NA | End Use Consumption (m^3/year) | 20 | 8.928 | 9.0812 | 9.1951 | 9.2776 | 9.3267 | 9.3252 | 9.3113 | 9.3113 | 9.3115 | 9.3115 | 0.61959 | 0.64282 | 0.66391 | 0.68326 | 0.70062 | 0.71451 | 0.72771 | 0.74227 | 0.75713 | 0.77227 | 0.069398 | 0.070786 | 0.072202 | 0.073646 | 0.075119 | 0.076621 | 0.078154 | 0.079717 | 0.081311 | 0.082938 | 0.55019 | 0.57204 | 0.59171 | 0.60961 | 0.6255 | 0.63789 | 0.64956 | 0.66256 | 0.67582 | 0.68934 | 36080.3959 | 35899.9939 | 35720.4939 | 35541.8914 | 35364.182 | 35187.3611 | 35011.4243 | 34836.3671 | 34662.1853 | 34488.8744 | 36080.3959 | 35899.9939 | 35720.4939 | 35541.8914 | 35364.182 | 35187.3611 | 35011.4243 | 34836.3671 | 34662.1853 | 34488.8744 | 1457.6302 | 2964.597 | 4511.2993 | 6093.0279 | 7698.0912 | 9313.0802 | 10924.6063 | 12520.9195 | 14089.5555 | 15619.4357 | 1457.6302 | 1506.9668 | 1546.7023 | 1581.7286 | 1605.0633 | 1614.989 | 1611.526 | 1596.3132 | 1568.6361 | 1529.8802
Ind ¦ Insulation | RET | I_Food & Beverage | Ottawa and Surrounding | Process - Boiler/Steam | Industrial | NA | End Use Consumption (m^3/year) | 15 | 5.3148 | 5.4254 | 5.5077 | 5.5672 | 5.6027 | 5.6015 | 5.5915 | 5.5916 | 5.5916 | 5.5916 | 0.12768 | 0.13294 | 0.13765 | 0.14192 | 0.14569 | 0.14857 | 0.15127 | 0.1543 | 0.15738 | 0.16053 | 0.024023 | 0.024503 | 0.024993 | 0.025493 | 0.026003 | 0.026523 | 0.027053 | 0.027594 | 0.028146 | 0.028709 | 0.10365 | 0.10844 | 0.11266 | 0.11643 | 0.11968 | 0.12205 | 0.12422 | 0.1267 | 0.12924 | 0.13182 | 54740.7558 | 54467.052 | 54194.7167 | 53923.7431 | 53654.1244 | 53385.8538 | 53118.9245 | 52853.3299 | 52589.0633 | 52326.1179 | 54740.7558 | 54467.052 | 54194.7167 | 53923.7431 | 53654.1244 | 53385.8538 | 53118.9245 | 52853.3299 | 52589.0633 | 52326.1179 | 2106.5347 | 4277.9641 | 6500.3438 | 8776.1141 | 11089.1024 | 13419.4697 | 15748.1691 | 18060.9985 | 20341.0934 | 22574.3993 | 2106.5347 | 2171.4294 | 2222.3796 | 2275.7704 | 2312.9882 | 2330.3673 | 2328.6994 | 2312.8294 | 2280.0949 | 2233.3059
Ind ¦ Radiant heaters | RET | I_Food & Beverage | Ottawa and Surrounding | Space Heating/Ventilation | Industrial | NA | End Use Consumption (m^3/year) | 20 | 1.4656 | 1.4912 | 1.5115 | 1.5269 | 1.5367 | 1.5277 | 1.5255 | 1.5255 | 1.5255 | 1.5255 | 0.98582 | 1.0231 | 1.0578 | 1.0899 | 1.1188 | 1.1346 | 1.1555 | 1.1787 | 1.2022 | 1.2263 | 0.67263 | 0.68608 | 0.69981 | 0.7138 | 0.72808 | 0.74264 | 0.75749 | 0.77264 | 0.78809 | 0.80386 | 0.31319 | 0.33701 | 0.35795 | 0.37608 | 0.39073 | 0.39191 | 0.39804 | 0.40601 | 0.41413 | 0.42239 | 12922.0519 | 12857.4416 | 12793.1544 | 12729.1886 | 12665.5427 | 12602.215 | 12539.2039 | 12476.5079 | 12414.1254 | 12352.0547 | 12922.0519 | 12857.4416 | 12793.1544 | 12729.1886 | 12665.5427 | 12602.215 | 12539.2039 | 12476.5079 | 12414.1254 | 12352.0547 | 70.9695 | 138.9927 | 202.754 | 271.8933 | 345.1201 | 420.0262 | 494.139 | 569.2874 | 644.8712 | 722.1348 | 70.9695 | 68.0232 | 63.7614 | 69.1393 | 73.2268 | 74.9061 | 74.1129 | 75.1484 | 75.5837 | 77.2636
Ind ¦ Reduce Steam Pressure | RET | I_Food & Beverage | Ottawa and Surrounding | Process - Boiler/Steam | Industrial | NA | End Use Consumption (m^3/year) | 20 | 29.9803 | 30.4945 | 30.8771 | 31.154 | 31.3191 | 31.3138 | 31.2672 | 31.2674 | 31.2679 | 31.268 | 0.092939 | 0.096423 | 0.099586 | 0.10249 | 0.10509 | 0.10718 | 0.10916 | 0.11134 | 0.11357 | 0.11584 | 0.0031 | 0.003162 | 0.0032252 | 0.0032897 | 0.0033555 | 0.0034227 | 0.0034911 | 0.0035609 | 0.0036321 | 0.0037048 | 0.089839 | 0.093261 | 0.096361 | 0.099199 | 0.10174 | 0.10375 | 0.10567 | 0.10778 | 0.10994 | 0.11214 | 22738.4678 | 22624.7754 | 22511.6516 | 22399.0933 | 22287.0978 | 22175.6623 | 22064.784 | 21954.4601 | 21844.6878 | 21735.4644 | 22738.4678 | 22624.7754 | 22511.6516 | 22399.0933 | 22287.0978 | 22175.6623 | 22064.784 | 21954.4601 | 21844.6878 | 21735.4644 | 999.9099 | 2037.6828 | 3106.0506 | 4197.4698 | 5302.6997 | 6411.7221 | 7514.2694 | 8600.3784 | 9660.3639 | 10685.4172 | 999.9099 | 1037.7728 | 1068.3679 | 1091.4192 | 1105.2299 | 1109.0224 | 1102.5473 | 1086.1091 | 1059.9855 | 1025.0533
Ind ¦ Steam trap survey and repair | RET | I_Food & Beverage | Ottawa and Surrounding | Process - Boiler/Steam | Industrial | NA | End Use Consumption (m^3/year) | 3 | 0.74751 | 0.79708 | 0.84877 | 0.8911 | 0.91312 | 0.91238 | 0.90622 | 0.90625 | 0.90632 | 0.90624 | 0.023145 | 0.025173 | 0.027342 | 0.029279 | 0.030603 | 0.03119 | 0.031599 | 0.032232 | 0.032879 | 0.033534 | 0.030962 | 0.031582 | 0.032213 | 0.032858 | 0.033515 | 0.034185 | 0.034869 | 0.035566 | 0.036277 | 0.037003 | -0.0078176 | -0.0064086 | -0.0048715 | -0.0035782 | -0.0029118 | -0.0029954 | -0.00327 | -0.0033344 | -0.0033984 | -0.0034693 | 50529.9284 | 50277.2787 | 50025.8924 | 49775.7629 | 49526.8841 | 49279.2497 | 49032.8534 | 48787.6891 | 48543.7507 | 48301.0319 | 0 | 0 | 0 | 0 | 0 | 0 | 0 | 0 | 0 | 0 | 0 | 0 | 0 | 0 | 0 | 0 | 0 | 0 | 0 | 0 | 0 | 0 | 0 | 0 | 0 | 0 | 0 | 0 | 0 | 0
Ind ¦ Ventilation heat recovery | RET | I_Food & Beverage | Ottawa and Surrounding | Space Heating/Ventilation | Industrial | NA | End Use Consumption (m^3/year) | 20 | 4.3968 | 4.4736 | 4.5345 | 4.5806 | 4.61 | 4.5832 | 4.5764 | 4.5765 | 4.5764 | 4.5764 | 0.49291 | 0.51155 | 0.52888 | 0.54494 | 0.5594 | 0.56728 | 0.57777 | 0.58933 | 0.60111 | 0.61313 | 0.11211 | 0.11435 | 0.11663 | 0.11897 | 0.12135 | 0.12377 | 0.12625 | 0.12877 | 0.13135 | 0.13398 | 0.3808 | 0.3972 | 0.41225 | 0.42598 | 0.43806 | 0.4435 | 0.45152 | 0.46055 | 0.46976 | 0.47915 | 13191.2613 | 13125.305 | 13059.6785 | 12994.3801 | 12929.4082 | 12864.7611 | 12800.4373 | 12736.4351 | 12672.753 | 12609.3892 | 13191.2613 | 13125.305 | 13059.6785 | 12994.3801 | 12929.4082 | 12864.7611 | 12800.4373 | 12736.4351 | 12672.753 | 12609.3892 | 444.5411 | 899.477 | 1361.8072 | 1836.736 | 2321.1299 | 2810.4948 | 3300.9061 | 3790.7528 | 4277.0585 | 4757.905 | 444.5411 | 454.9359 | 462.3301 | 474.9288 | 484.3939 | 489.3649 | 490.4113 | 489.8467 | 486.3056 | 480.8465
Ind ¦ Ventilation optimization | RET | I_Food & Beverage | Ottawa and Surrounding | Space Heating/Ventilation | Industrial | NA | End Use Consumption (m^3/year) | 15 | 2.256 | 2.3037 | 2.3416 | 2.3703 | 2.3886 | 2.3719 | 2.3677 | 2.3677 | 2.3677 | 2.3677 | 0.54194 | 0.56449 | 0.58524 | 0.60426 | 0.62109 | 0.62909 | 0.64054 | 0.65336 | 0.66642 | 0.67974 | 0.24023 | 0.24503 | 0.24993 | 0.25493 | 0.26003 | 0.26523 | 0.27053 | 0.27594 | 0.28146 | 0.28709 | 0.30171 | 0.31946 | 0.33531 | 0.34933 | 0.36107 | 0.36387 | 0.37 | 0.37741 | 0.38496 | 0.39265 | 15202.414 | 15126.4019 | 15050.7699 | 14975.5161 | 14900.6385 | 14826.1353 | 14752.0046 | 14678.2446 | 14604.8534 | 14531.8291 | 15202.414 | 15126.4019 | 15050.7699 | 14975.5161 | 14900.6385 | 14826.1353 | 14752.0046 | 14678.2446 | 14604.8534 | 14531.8291 | 361.8822 | 725.7792 | 1088.9493 | 1465.834 | 1853.6317 | 2247.1414 | 2642.5765 | 3041.0026 | 3440.6744 | 3841.9441 | 361.8822 | 363.897 | 363.1701 | 376.8847 | 387.7977 | 393.5096 | 395.4351 | 398.4261 | 399.6718 | 401.2697
Ind ¦ Warehouse loading dock seals | RET | I_Food & Beverage | Ottawa and Surrounding | Space Heating/Ventilation | Industrial | NA | End Use Consumption (m^3/year) | 10 | 0.65563 | 0.67466 | 0.68975 | 0.70118 | 0.70846 | 0.70181 | 0.70013 | 0.70014 | 0.70014 | 0.70012 | 0.098874 | 0.10378 | 0.10822 | 0.11222 | 0.11565 | 0.11685 | 0.11891 | 0.12129 | 0.12371 | 0.12618 | 0.15081 | 0.15382 | 0.1569 | 0.16004 | 0.16324 | 0.1665 | 0.16983 | 0.17323 | 0.1767 | 0.18023 | -0.051935 | -0.050045 | -0.048679 | -0.047824 | -0.047591 | -0.04965 | -0.050928 | -0.051945 | -0.052985 | -0.054047 | 4803.5405 | 4779.5228 | 4755.6252 | 4731.8471 | 4708.1879 | 4684.6469 | 4661.2237 | 4637.9176 | 4614.728 | 4591.6543 | 0 | 0 | 0 | 0 | 0 | 0 | 0 | 0 | 0 | 0 | 0 | 0 | 0 | 0 | 0 | 0 | 0 | 0 | 0 | 0 | 0 | 0 | 0 | 0 | 0 | 0 | 0 | 0 | 0 | 0
Ind ¦ Boiler right sizing and load management | ROB | I_Food & Beverage | Ottawa and Surrounding | Process - Boiler/Steam | Industrial | NA | End Use Consumption (m^3/year) | 25 | INF | INF | INF | INF | INF | INF | INF | INF | INF | INF | 0.35266 | 0.36513 | 0.37655 | 0.38712 | 0.39671 | 0.40459 | 0.41215 | 0.4204 | 0.42883 | 0.43741 | 0 | 0 | 0 | 0 | 0 | 0 | 0 | 0 | 0 | 0 | 0.35266 | 0.36513 | 0.37655 | 0.38712 | 0.39671 | 0.40459 | 0.41215 | 0.4204 | 0.42883 | 0.43741 | 110534.2184 | 109981.5473 | 109431.6395 | 108884.4813 | 108340.0589 | 107798.3586 | 107259.3668 | 106723.07 | 106189.4546 | 105658.5074 | 110534.2184 | 109981.5473 | 109431.6395 | 108884.4813 | 108340.0589 | 107798.3586 | 107259.3668 | 106723.07 | 106189.4546 | 105658.5074 | 3317.4463 | 6578.8819 | 9782.1865 | 12925.2608 | 16006.0907 | 19022.7993 | 21973.6901 | 24857.2788 | 27672.3164 | 30417.8048 | 3317.4463 | 3261.4356 | 3203.3046 | 3143.0744 | 3080.8298 | 3016.7086 | 2950.8908 | 2883.5886 | 2815.0377 | 2745.4883
Ind ¦ Advanced boiler controls including air/fuel mix control ¦ New | NEW | I_Green House / Agriculture | Ottawa and Surrounding | Process - Boiler/Steam | Industrial | NA | End Use Consumption (m^3/year) | 15 | 4.1594 | 4.246 | 4.3104 | 4.357 | 4.3847 | 4.3838 | 4.376 | 4.376 | 4.3761 | 4.376 | 0.12768 | 0.13294 | 0.13765 | 0.14192 | 0.14569 | 0.14857 | 0.15127 | 0.1543 | 0.15738 | 0.16053 | 0.030695 | 0.031309 | 0.031936 | 0.032574 | 0.033226 | 0.03389 | 0.034568 | 0.035259 | 0.035965 | 0.036684 | 0.09698 | 0.10163 | 0.10572 | 0.10935 | 0.11246 | 0.11468 | 0.1167 | 0.11904 | 0.12142 | 0.12384 | 2463.9739 | 4967.3715 | 7511.0821 | 10096.0136 | 12723.0927 | 15393.2652 | 18107.4963 | 20866.7715 | 23672.0963 | 26524.4973 | 2463.9739 | 4967.3715 | 7511.0821 | 10096.0136 | 12723.0927 | 15393.2652 | 18107.4963 | 20866.7715 | 23672.0963 | 26524.4973 | 1494.1186 | 3012.1431 | 4588.485 | 6218.4278 | 7916.1282 | 9678.0004 | 11497.9677 | 13371.5935 | 15300.2156 | 17282.1133 | 1494.1186 | 1518.0245 | 1576.3419 | 1629.9427 | 1697.7004 | 1761.8722 | 1819.9673 | 1873.6258 | 1928.6221 | 1981.8977
Ind ¦ Advanced heating and process control ¦ New | NEW | I_Green House / Agriculture | Ottawa and Surrounding | Process Heat | Industrial | NA | End Use Consumption (m^3/year) | 15 | 5.3148 | 5.4254 | 5.5077 | 5.5672 | 5.6027 | 5.6015 | 5.5915 | 5.5916 | 5.5916 | 5.5916 | 0.31919 | 0.33235 | 0.34413 | 0.35481 | 0.36422 | 0.37142 | 0.37817 | 0.38574 | 0.39346 | 0.40132 | 0.060056 | 0.061257 | 0.062483 | 0.063732 | 0.065007 | 0.066307 | 0.067633 | 0.068986 | 0.070366 | 0.071773 | 0.25913 | 0.27109 | 0.28165 | 0.29108 | 0.29921 | 0.30511 | 0.31054 | 0.31675 | 0.32309 | 0.32955 | 1251.5423 | 2523.1093 | 3815.1528 | 5128.1339 | 6462.5233 | 7818.8014 | 9197.4585 | 10598.995 | 12023.9219 | 13472.7605 | 1251.5423 | 2523.1093 | 3815.1528 | 5128.1339 | 6462.5233 | 7818.8014 | 9197.4585 | 10598.995 | 12023.9219 | 13472.7605 | 806.7315 | 1626.3708 | 2480.4324 | 3366.3454 | 4288.9706 | 5246.3796 | 6235.7353 | 7254.8936 | 8304.016 | 9382.1248 | 806.7315 | 819.6392 | 854.0616 | 885.913 | 922.6252 | 957.409 | 989.3557 | 1019.1583 | 1049.1225 | 1078.1088
Ind ¦ Air compressor heat recovery ¦ New | NEW | I_Green House / Agriculture | Ottawa and Surrounding | Space Heating/Ventilation | Industrial | NA | End Use Consumption (m^3/year) | 25 | 2.502 | 2.5404 | 2.5708 | 2.5939 | 2.6085 | 2.5951 | 2.5917 | 2.5918 | 2.5917 | 2.5917 | 0.78535 | 0.81335 | 0.83956 | 0.86403 | 0.8863 | 0.89938 | 0.91617 | 0.9345 | 0.95318 | 0.97223 | 0.31389 | 0.32017 | 0.32658 | 0.33311 | 0.33977 | 0.34656 | 0.3535 | 0.36057 | 0.36778 | 0.37513 | 0.47146 | 0.49318 | 0.51299 | 0.53092 | 0.54653 | 0.55281 | 0.56267 | 0.57393 | 0.58541 | 0.5971 | 1013.7493 | 2043.7185 | 3090.2738 | 4153.7885 | 5234.6439 | 6333.2291 | 7449.9413 | 8585.186 | 9739.3768 | 10912.936 | 1013.7493 | 2043.7185 | 3090.2738 | 4153.7885 | 5234.6439 | 6333.2291 | 7449.9413 | 8585.186 | 9739.3768 | 10912.936 | 297.3171 | 599.3912 | 906.681 | 1215.8156 | 1547.1265 | 1897.9189 | 2262.1619 | 2635.7506 | 3021.6822 | 3418.9149 | 297.3171 | 302.0741 | 307.2898 | 309.1346 | 331.3109 | 350.7923 | 364.243 | 373.5888 | 385.9315 | 397.2327
Ind ¦ Air curtains ¦ New | NEW | I_Green House / Agriculture | Ottawa and Surrounding | Space Heating/Ventilation | Industrial | NA | End Use Consumption (m^3/year) | 15 | 0.92289 | 0.94244 | 0.95793 | 0.96967 | 0.97714 | 0.97032 | 0.9686 | 0.96861 | 0.96861 | 0.96859 | 0.13548 | 0.14112 | 0.14631 | 0.15106 | 0.15527 | 0.15727 | 0.16013 | 0.16334 | 0.16661 | 0.16993 | 0.1468 | 0.14974 | 0.15274 | 0.15579 | 0.15891 | 0.16208 | 0.16533 | 0.16863 | 0.172 | 0.17544 | -0.01132 | -0.0086192 | -0.0064252 | -0.0047254 | -0.0036321 | -0.0048103 | -0.0051917 | -0.0052929 | -0.0053996 | -0.0055101 | 603.4222 | 1216.4991 | 1839.4487 | 2472.4931 | 3115.8594 | 3769.7792 | 4434.4889 | 5110.2297 | 5797.2481 | 6495.7953 | 0 | 0 | 0 | 0 | 0 | 0 | 0 | 0 | 0 | 0 | 0 | 0 | 0 | 0 | 0 | 0 | 0 | 0 | 0 | 0 | 0 | 0 | 0 | 0 | 0 | 0 | 0 | 0 | 0 | 0
Ind ¦ Automated temperature control ¦ New | NEW | I_Green House / Agriculture | Ottawa and Surrounding | Space Heating/Ventilation | Industrial | NA | End Use Consumption (m^3/year) | 25 | 1.1676 | 1.1855 | 1.1997 | 1.2105 | 1.2173 | 1.2111 | 1.2095 | 1.2095 | 1.2095 | 1.2095 | 0.26178 | 0.27112 | 0.27985 | 0.28801 | 0.29543 | 0.29979 | 0.30539 | 0.3115 | 0.31773 | 0.32408 | 0.22421 | 0.22869 | 0.23327 | 0.23793 | 0.24269 | 0.24755 | 0.2525 | 0.25755 | 0.2627 | 0.26795 | 0.037574 | 0.042423 | 0.046585 | 0.050076 | 0.052741 | 0.052247 | 0.052892 | 0.053952 | 0.055029 | 0.056126 | 782.2139 | 1576.9433 | 2384.4705 | 3205.0837 | 4039.0771 | 4886.7509 | 5748.4115 | 6624.3719 | 7514.9512 | 8420.4753 | 782.2139 | 1576.9433 | 2384.4705 | 3205.0837 | 4039.0771 | 4886.7509 | 5748.4115 | 6624.3719 | 7514.9512 | 8420.4753 | 6.9729 | 14.0574 | 20.4866 | 25.9985 | 33.2333 | 42.0248 | 51.4863 | 61.0169 | 71.0783 | 81.5249 | 6.9729 | 7.0845 | 6.4292 | 5.5119 | 7.2349 | 8.7915 | 9.4614 | 9.5306 | 10.0615 | 10.4465
Ind ¦ Blow down heat recovery and control ¦ New | NEW | I_Green House / Agriculture | Ottawa and Surrounding | Process - Boiler/Steam | Industrial | NA | End Use Consumption (m^3/year) | 20 | 1.9672 | 2.0009 | 2.026 | 2.0442 | 2.055 | 2.0547 | 2.0516 | 2.0517 | 2.0517 | 2.0517 | 0.061959 | 0.064282 | 0.066391 | 0.068326 | 0.070062 | 0.071451 | 0.072771 | 0.074227 | 0.075713 | 0.077227 | 0.031496 | 0.032126 | 0.032769 | 0.033424 | 0.034093 | 0.034774 | 0.03547 | 0.036179 | 0.036903 | 0.037641 | 0.030463 | 0.032156 | 0.033622 | 0.034902 | 0.035969 | 0.036676 | 0.037301 | 0.038048 | 0.03881 | 0.039587 | 1407.9851 | 2838.498 | 4292.0469 | 5769.1506 | 7270.3387 | 8796.1515 | 10347.1408 | 11923.8694 | 13526.9122 | 15156.8556 | 1407.9851 | 2838.498 | 4292.0469 | 5769.1506 | 7270.3387 | 8796.1515 | 10347.1408 | 11923.8694 | 13526.9122 | 15156.8556 | 375.3907 | 756.7877 | 1145.124 | 1535.1695 | 1956.7245 | 2405.7137 | 2873.092 | 3352.6459 | 3848.7055 | 4359.6219 | 375.3907 | 381.397 | 388.3364 | 390.0455 | 421.555 | 448.9892 | 467.3783 | 479.5539 | 496.0596 | 510.9164
Ind ¦ Boiler combustion air preheat ¦ New | NEW | I_Green House / Agriculture | Ottawa and Surrounding | Process - Boiler/Steam | Industrial | NA | End Use Consumption (m^3/year) | 20 | 68.9876 | 69.0887 | 69.1845 | 69.2782 | 69.3709 | 69.4563 | 69.5363 | 69.6241 | 69.7143 | 69.809 | 2.0992 | 2.1443 | 2.1902 | 2.2371 | 2.2849 | 2.3334 | 2.3828 | 2.4336 | 2.4854 | 2.5386 | 0.030429 | 0.031037 | 0.031658 | 0.032291 | 0.032937 | 0.033596 | 0.034267 | 0.034953 | 0.035652 | 0.036365 | 2.0688 | 2.1133 | 2.1586 | 2.2048 | 2.2519 | 2.2998 | 2.3486 | 2.3986 | 2.4498 | 2.5022 | 1810.2666 | 3649.4974 | 5518.346 | 7417.4794 | 9347.5783 | 11309.3377 | 13303.4667 | 15330.6892 | 17391.7442 | 19487.3858 | 1810.2666 | 3649.4974 | 5518.346 | 7417.4794 | 9347.5783 | 11309.3377 | 13303.4667 | 15330.6892 | 17391.7442 | 19487.3858 | 1337.0032 | 2695.3984 | 4117.0611 | 5598.9352 | 7138.4799 | 8733.4454 | 10381.8472 | 12081.95 | 13832.2565 | 15631.4828 | 1337.0032 | 1358.3952 | 1421.6627 | 1481.8741 | 1539.5447 | 1594.9655 | 1648.4018 | 1700.1028 | 1750.3066 | 1799.2262
Ind ¦ Boiler right sizing and load management | NEW | I_Green House / Agriculture | Ottawa and Surrounding | Process - Boiler/Steam | Industrial | NA | End Use Consumption (m^3/year) | 25 | INF | INF | INF | INF | INF | INF | INF | INF | INF | INF | 0.35266 | 0.36513 | 0.37655 | 0.38712 | 0.39671 | 0.40459 | 0.41215 | 0.4204 | 0.42883 | 0.43741 | 0 | 0 | 0 | 0 | 0 | 0 | 0 | 0 | 0 | 0 | 0.35266 | 0.36513 | 0.37655 | 0.38712 | 0.39671 | 0.40459 | 0.41215 | 0.4204 | 0.42883 | 0.43741 | 5866.6046 | 11827.0749 | 17883.5287 | 24038.1277 | 30293.0779 | 36650.6314 | 43113.0865 | 49682.7892 | 56362.134 | 63153.5651 | 5866.6046 | 11827.0749 | 17883.5287 | 24038.1277 | 30293.0779 | 36650.6314 | 43113.0865 | 49682.7892 | 56362.134 | 63153.5651 | 4395.0044 | 8860.3288 | 13493.7506 | 18294.1683 | 23260.3061 | 28390.775 | 33684.1289 | 39138.9156 | 44753.7213 | 50527.2102 | 4395.0044 | 4465.3244 | 4633.4218 | 4800.4177 | 4966.1378 | 5130.4689 | 5293.354 | 5454.7867 | 5614.8057 | 5773.4889
Ind ¦ Condensate return ¦ New | NEW | I_Green House / Agriculture | Ottawa and Surrounding | Process - Boiler/Steam | Industrial | NA | End Use Consumption (m^3/year) | 25 | 1.6724 | 1.6976 | 1.7164 | 1.73 | 1.7381 | 1.7378 | 1.7356 | 1.7356 | 1.7357 | 1.7357 | 0.070532 | 0.073026 | 0.07531 | 0.077423 | 0.079342 | 0.080918 | 0.082429 | 0.08408 | 0.085765 | 0.087483 | 0.042173 | 0.043016 | 0.043877 | 0.044754 | 0.045649 | 0.046562 | 0.047494 | 0.048443 | 0.049412 | 0.050401 | 0.028359 | 0.03001 | 0.031433 | 0.032669 | 0.033693 | 0.034355 | 0.034936 | 0.035637 | 0.036353 | 0.037082 | 1698.5217 | 3424.2198 | 5177.7074 | 6959.6103 | 8770.5673 | 10611.2304 | 12482.265 | 14384.3504 | 16318.1798 | 18284.4607 | 1698.5217 | 3424.2198 | 5177.7074 | 6959.6103 | 8770.5673 | 10611.2304 | 12482.265 | 14384.3504 | 16318.1798 | 18284.4607 | 203.3614 | 409.9767 | 614.623 | 812.4419 | 1034.4905 | 1276.8278 | 1530.4596 | 1789.3068 | 2058.0184 | 2335.1168 | 203.3614 | 206.6152 | 204.6463 | 197.8189 | 222.0486 | 242.3373 | 253.6318 | 258.8472 | 268.7117 | 277.0984
Ind ¦ Condensing boiler ¦ New | NEW | I_Green House / Agriculture | Ottawa and Surrounding | Process - Boiler/Steam | Industrial | NA | End Use Consumption (m^3/year) | 20 | 3.224 | 3.2793 | 3.3205 | 3.3502 | 3.368 | 3.3674 | 3.3624 | 3.3624 | 3.3625 | 3.3625 | 0.3098 | 0.32141 | 0.33195 | 0.34163 | 0.35031 | 0.35725 | 0.36386 | 0.37114 | 0.37856 | 0.38614 | 0.09609 | 0.098012 | 0.099972 | 0.10197 | 0.10401 | 0.10609 | 0.10821 | 0.11038 | 0.11258 | 0.11484 | 0.21371 | 0.2234 | 0.23198 | 0.23966 | 0.2463 | 0.25116 | 0.25564 | 0.26076 | 0.26598 | 0.2713 | 3799.3249 | 7659.439 | 11581.7138 | 15567.5493 | 19618.3743 | 23735.647 | 27920.856 | 32175.5206 | 36501.1916 | 40899.4517 | 3799.3249 | 7659.439 | 11581.7138 | 15567.5493 | 19618.3743 | 23735.647 | 27920.856 | 32175.5206 | 36501.1916 | 40899.4517 | 1861.3199 | 3752.4209 | 5699.2235 | 7691.7562 | 9781.4434 | 11960.4796 | 14212.4647 | 16526.0248 | 18908.3187 | 21356.106 | 1861.3199 | 1891.101 | 1946.8026 | 1992.5327 | 2089.6872 | 2179.0363 | 2251.9851 | 2313.5601 | 2382.2939 | 2447.7873
Ind ¦ Condensing Economizer ¦ New | NEW | I_Green House / Agriculture | Ottawa and Surrounding | Process - Boiler/Steam | Industrial | NA | End Use Consumption (m^3/year) | 15 | 3.7008 | 3.7778 | 3.835 | 3.8765 | 3.9012 | 3.9004 | 3.8934 | 3.8934 | 3.8935 | 3.8934 | 0.25535 | 0.26588 | 0.27531 | 0.28385 | 0.29137 | 0.29714 | 0.30254 | 0.30859 | 0.31477 | 0.32106 | 0.069 | 0.07038 | 0.071788 | 0.073223 | 0.074688 | 0.076182 | 0.077705 | 0.079259 | 0.080844 | 0.082461 | 0.18635 | 0.1955 | 0.20352 | 0.21063 | 0.21668 | 0.22096 | 0.22483 | 0.22933 | 0.23392 | 0.2386 | 3017.1109 | 6082.4957 | 9197.2433 | 12362.4656 | 15579.2972 | 18848.8962 | 22172.4445 | 25551.1487 | 28986.2404 | 32478.9763 | 3017.1109 | 6082.4957 | 9197.2433 | 12362.4656 | 15579.2972 | 18848.8962 | 22172.4445 | 25551.1487 | 28986.2404 | 32478.9763 | 1762.7788 | 3553.7621 | 5402.7851 | 7304.3778 | 9284.0562 | 11337.5463 | 13456.2942 | 15634.321 | 17875.0278 | 20176.6183 | 1762.7788 | 1790.9833 | 1849.023 | 1901.5927 | 1979.6784 | 2053.4901 | 2118.7478 | 2178.0268 | 2240.7067 | 2301.5905
Ind ¦ De-stratification fans ¦ New | NEW | I_Green House / Agriculture | Ottawa and Surrounding | Space Heating/Ventilation | Industrial | NA | End Use Consumption (m^3/year) | 25 | 1.4153 | 1.437 | 1.4542 | 1.4672 | 1.4755 | 1.468 | 1.466 | 1.466 | 1.466 | 1.466 | 0.29918 | 0.30985 | 0.31983 | 0.32915 | 0.33764 | 0.34262 | 0.34902 | 0.356 | 0.36312 | 0.37037 | 0.2114 | 0.21563 | 0.21994 | 0.22434 | 0.22882 | 0.2334 | 0.23807 | 0.24283 | 0.24769 | 0.25264 | 0.087784 | 0.094223 | 0.099894 | 0.10482 | 0.10881 | 0.10922 | 0.11095 | 0.11317 | 0.11543 | 0.11773 | 572.1336 | 1153.4214 | 1744.0698 | 2344.2898 | 2954.2964 | 3574.3092 | 4204.5524 | 4845.2549 | 5496.65 | 6158.9763 | 572.1336 | 1153.4214 | 1744.0698 | 2344.2898 | 2954.2964 | 3574.3092 | 4204.5524 | 4845.2549 | 5496.65 | 6158.9763 | 22.8785 | 46.123 | 68.4496 | 88.9359 | 113.4883 | 141.3652 | 170.8585 | 200.8115 | 232.1094 | 264.4708 | 22.8785 | 23.2445 | 22.3265 | 20.4863 | 24.5524 | 27.8769 | 29.4933 | 29.953 | 31.2979 | 32.3614
Ind ¦ Digester Gas ¦ New | NEW | I_Green House / Agriculture | Ottawa and Surrounding | Process - Boiler/Steam | Industrial | NA | End Use Consumption (m^3/year) | 20 | 11.9533 | 12.1583 | 12.3108 | 12.4213 | 12.4871 | 12.4849 | 12.4664 | 12.4665 | 12.4667 | 12.4667 | 0.92939 | 0.96423 | 0.99586 | 1.0249 | 1.0509 | 1.0718 | 1.0916 | 1.1134 | 1.1357 | 1.1584 | 0.077752 | 0.079307 | 0.080893 | 0.082511 | 0.084161 | 0.085844 | 0.087561 | 0.089312 | 0.091099 | 0.092921 | 0.85164 | 0.88493 | 0.91497 | 0.94238 | 0.96676 | 0.98592 | 1.004 | 1.0241 | 1.0446 | 1.0655 | 6704.691 | 13516.6571 | 20438.3186 | 27472.1459 | 34620.6605 | 41886.4359 | 49272.0989 | 56780.3305 | 64413.8675 | 72175.5029 | 6704.691 | 13516.6571 | 20438.3186 | 27472.1459 | 34620.6605 | 41886.4359 | 49272.0989 | 56780.3305 | 64413.8675 | 72175.5029 | 4665.0183 | 9404.6769 | 14324.9945 | 19419.5136 | 24696.1035 | 30149.8137 | 35774.1056 | 41563.9122 | 47518.7395 | 53636.0615 | 4665.0183 | 4739.6586 | 4920.3176 | 5094.5191 | 5276.5899 | 5453.7102 | 5624.292 | 5789.8065 | 5954.8273 | 6117.3219
Ind ¦ Direct contact hot water heaters ¦ New | NEW | I_Green House / Agriculture | Ottawa and Surrounding | Process - Boiler/Steam | Industrial | NA | End Use Consumption (m^3/year) | 20 | 11.6065 | 11.8055 | 11.9537 | 12.0609 | 12.1248 | 12.1227 | 12.1047 | 12.1048 | 12.1049 | 12.105 | 0.46469 | 0.48212 | 0.49793 | 0.51244 | 0.52546 | 0.53588 | 0.54579 | 0.5567 | 0.56785 | 0.57921 | 0.040038 | 0.040838 | 0.041655 | 0.042488 | 0.043338 | 0.044205 | 0.045089 | 0.045991 | 0.04691 | 0.047849 | 0.42466 | 0.44128 | 0.45628 | 0.46996 | 0.48212 | 0.49168 | 0.5007 | 0.51071 | 0.52094 | 0.53136 | 3218.2517 | 6487.9954 | 9810.3929 | 13186.63 | 16617.917 | 20105.4892 | 23650.6075 | 27254.5587 | 30918.6564 | 34644.2414 | 3218.2517 | 6487.9954 | 9810.3929 | 13186.63 | 16617.917 | 20105.4892 | 23650.6075 | 27254.5587 | 30918.6564 | 34644.2414 | 2233.7951 | 4503.3309 | 6868.2392 | 9323.8901 | 11873.0852 | 14512.3349 | 17237.458 | 20045.111 | 22934.3477 | 25903.2802 | 2233.7951 | 2269.5358 | 2364.9083 | 2455.6509 | 2549.1951 | 2639.2497 | 2725.1231 | 2807.6529 | 2889.2367 | 2968.9325
Ind ¦ Energy Management and Process Improvement ¦ New | NEW | I_Green House / Agriculture | Ottawa and Surrounding | Cross Cutting/Behavioural | Industrial | NA | End Use Consumption (m^3/year) | 15 | 3.6479 | 3.7238 | 3.7802 | 3.8211 | 3.8455 | 3.8447 | 3.8378 | 3.8378 | 3.8379 | 3.8378 | 0.25535 | 0.26588 | 0.27531 | 0.28385 | 0.29137 | 0.29714 | 0.30254 | 0.30859 | 0.31477 | 0.32106 | 0.07 | 0.0714 | 0.072828 | 0.074285 | 0.07577 | 0.077286 | 0.078831 | 0.080408 | 0.082016 | 0.083656 | 0.18535 | 0.19448 | 0.20248 | 0.20956 | 0.2156 | 0.21985 | 0.22371 | 0.22818 | 0.23275 | 0.2374 | 14154.3477 | 28535.1649 | 43147.5614 | 57996.7524 | 73088.061 | 88426.9202 | 104018.8754 | 119869.5867 | 135984.8313 | 152370.5062 | 14154.3477 | 28535.1649 | 43147.5614 | 57996.7524 | 73088.061 | 88426.9202 | 104018.8754 | 119869.5867 | 135984.8313 | 152370.5062 | 8221.0307 | 16573.5979 | 25254.089 | 34226.2792 | 43605.43 | 53364.3418 | 63455.5989 | 73844.7591 | 84543.6333 | 95539.2544 | 8221.0307 | 8352.5672 | 8680.4911 | 8972.1903 | 9379.1507 | 9758.9118 | 10091.2572 | 10389.1602 | 10698.8742 | 10995.6211
Ind ¦ Exhaust gas heat recovery ¦ New | NEW | I_Green House / Agriculture | Ottawa and Surrounding | Process Heat | Industrial | NA | End Use Consumption (m^3/year) | 15 | 5.3148 | 5.4254 | 5.5077 | 5.5672 | 5.6027 | 5.6015 | 5.5915 | 5.5916 | 5.5916 | 5.5916 | 0.44687 | 0.46529 | 0.48179 | 0.49674 | 0.5099 | 0.51999 | 0.52944 | 0.54003 | 0.55084 | 0.56185 | 0.084079 | 0.08576 | 0.087476 | 0.089225 | 0.09101 | 0.09283 | 0.094686 | 0.09658 | 0.098512 | 0.10048 | 0.36279 | 0.37953 | 0.39431 | 0.40751 | 0.41889 | 0.42716 | 0.43475 | 0.44345 | 0.45233 | 0.46137 | 2190.1991 | 4415.4413 | 6676.5174 | 8974.2343 | 11309.4158 | 13682.9024 | 16095.5523 | 18548.2413 | 21041.8634 | 23577.331 | 2190.1991 | 4415.4413 | 6676.5174 | 8974.2343 | 11309.4158 | 13682.9024 | 16095.5523 | 18548.2413 | 21041.8634 | 23577.331 | 1411.7802 | 2846.1489 | 4342.1647 | 5895.0403 | 7513.0514 | 9192.6117 | 10928.5673 | 12717.0069 | 14558.0905 | 16450.001 | 1411.7802 | 1434.3687 | 1496.0159 | 1552.8756 | 1618.0111 | 1679.5602 | 1735.9557 | 1788.4396 | 1841.0836 | 1891.9106
Ind ¦ Feedwater Economizers ¦ New | NEW | I_Green House / Agriculture | Ottawa and Surrounding | Process - Boiler/Steam | Industrial | NA | End Use Consumption (m^3/year) | 20 | 2.418 | 2.4595 | 2.4903 | 2.5127 | 2.526 | 2.5256 | 2.5218 | 2.5218 | 2.5219 | 2.5219 | 0.12392 | 0.12856 | 0.13278 | 0.13665 | 0.14012 | 0.1429 | 0.14554 | 0.14845 | 0.15143 | 0.15445 | 0.051248 | 0.052273 | 0.053318 | 0.054385 | 0.055473 | 0.056582 | 0.057714 | 0.058868 | 0.060045 | 0.061246 | 0.07267 | 0.076292 | 0.079463 | 0.082267 | 0.084651 | 0.086319 | 0.087829 | 0.089587 | 0.091381 | 0.093209 | 2011.4073 | 4054.9971 | 6131.4956 | 8241.6438 | 10386.1981 | 12565.9308 | 14781.6297 | 17034.0992 | 19324.1602 | 21652.6509 | 2011.4073 | 4054.9971 | 6131.4956 | 8241.6438 | 10386.1981 | 12565.9308 | 14781.6297 | 17034.0992 | 19324.1602 | 21652.6509 | 742.4418 | 1496.7627 | 2274.2399 | 3067.2146 | 3912.837 | 4805.2747 | 5732.3813 | 6685.6776 | 7670.2491 | 8683.5993 | 742.4418 | 754.3209 | 777.4773 | 792.9746 | 845.6225 | 892.4377 | 927.1066 | 953.2963 | 984.5716 | 1013.3502
Ind ¦ Heat recovery to preheat make-up water ¦ New | NEW | I_Green House / Agriculture | Ottawa and Surrounding | Process - Boiler/Steam | Industrial | NA | End Use Consumption (m^3/year) | 25 | 3.4769 | 3.5293 | 3.5683 | 3.5965 | 3.6134 | 3.6129 | 3.6082 | 3.6083 | 3.6084 | 3.6085 | 0.2116 | 0.21908 | 0.22593 | 0.23227 | 0.23803 | 0.24275 | 0.24729 | 0.25224 | 0.2573 | 0.26245 | 0.060857 | 0.062074 | 0.063316 | 0.064582 | 0.065874 | 0.067191 | 0.068535 | 0.069906 | 0.071304 | 0.07273 | 0.15074 | 0.157 | 0.16261 | 0.16769 | 0.17215 | 0.17556 | 0.17875 | 0.18234 | 0.18599 | 0.18972 | 4223.9553 | 8515.4939 | 12876.1407 | 17307.4519 | 21811.0161 | 26388.4546 | 31041.4223 | 35771.6082 | 40580.7365 | 45470.5669 | 4223.9553 | 8515.4939 | 12876.1407 | 17307.4519 | 21811.0161 | 26388.4546 | 31041.4223 | 35771.6082 | 40580.7365 | 45470.5669 | 1983.804 | 3999.3489 | 6075.6227 | 8200.5058 | 10434.4818 | 12768.1484 | 15181.9451 | 17662.2506 | 20217.3831 | 22843.3599 | 1983.804 | 2015.5449 | 2076.2737 | 2124.8831 | 2233.976 | 2333.6666 | 2413.7966 | 2480.3055 | 2555.1325 | 2625.9768
Ind ¦ High-efficiency burner ¦ New | NEW | I_Green House / Agriculture | Ottawa and Surrounding | Process - Boiler/Steam | Industrial | NA | End Use Consumption (m^3/year) | 20 | 2.5792 | 2.6234 | 2.6564 | 2.6802 | 2.6944 | 2.6939 | 2.6899 | 2.6899 | 2.69 | 2.69 | 0.1549 | 0.16071 | 0.16598 | 0.17081 | 0.17515 | 0.17863 | 0.18193 | 0.18557 | 0.18928 | 0.19307 | 0.060056 | 0.061257 | 0.062483 | 0.063732 | 0.065007 | 0.066307 | 0.067633 | 0.068986 | 0.070366 | 0.071773 | 0.094842 | 0.099448 | 0.10349 | 0.10708 | 0.11015 | 0.11232 | 0.1143 | 0.11658 | 0.11892 | 0.1213 | 1139.7975 | 2297.8317 | 3474.5142 | 4670.2648 | 5885.5123 | 7120.6941 | 8376.2568 | 9652.6562 | 10950.3575 | 12269.8355 | 1139.7975 | 2297.8317 | 3474.5142 | 4670.2648 | 5885.5123 | 7120.6941 | 8376.2568 | 9652.6562 | 10950.3575 | 12269.8355 | 454.4729 | 916.2174 | 1388.6723 | 1868.782 | 2376.5981 | 2909.388 | 3461.1495 | 4027.7836 | 4612.182 | 5213.2781 | 454.4729 | 461.7445 | 472.4549 | 480.1097 | 507.8161 | 532.79 | 551.7615 | 566.6341 | 584.3984 | 601.0961
Ind ¦ High-efficiency burners ¦ New | NEW | I_Green House / Agriculture | Ottawa and Surrounding | Process Heat | Industrial | NA | End Use Consumption (m^3/year) | 20 | 8.928 | 9.0812 | 9.1951 | 9.2776 | 9.3267 | 9.3252 | 9.3113 | 9.3113 | 9.3115 | 9.3115 | 0.61959 | 0.64282 | 0.66391 | 0.68326 | 0.70062 | 0.71451 | 0.72771 | 0.74227 | 0.75713 | 0.77227 | 0.069398 | 0.070786 | 0.072202 | 0.073646 | 0.075119 | 0.076621 | 0.078154 | 0.079717 | 0.081311 | 0.082938 | 0.55019 | 0.57204 | 0.59171 | 0.60961 | 0.6255 | 0.63789 | 0.64956 | 0.66256 | 0.67582 | 0.68934 | 750.9254 | 1513.8656 | 2289.0917 | 3076.8803 | 3877.514 | 4691.2808 | 5518.4751 | 6359.397 | 7214.3532 | 8083.6563 | 750.9254 | 1513.8656 | 2289.0917 | 3076.8803 | 3877.514 | 4691.2808 | 5518.4751 | 6359.397 | 7214.3532 | 8083.6563 | 508.1577 | 1024.446 | 1561.3006 | 2117.7479 | 2695.121 | 3292.6713 | 3909.3869 | 4544.4876 | 5197.9236 | 5869.3096 | 508.1577 | 516.2882 | 536.8547 | 556.4472 | 577.3732 | 597.5503 | 616.7156 | 635.1007 | 653.436 | 671.3861
Ind ¦ Insulation ¦ New | NEW | I_Green House / Agriculture | Ottawa and Surrounding | Process - Boiler/Steam | Industrial | NA | End Use Consumption (m^3/year) | 15 | 5.3148 | 5.4254 | 5.5077 | 5.5672 | 5.6027 | 5.6015 | 5.5915 | 5.5916 | 5.5916 | 5.5916 | 0.12768 | 0.13294 | 0.13765 | 0.14192 | 0.14569 | 0.14857 | 0.15127 | 0.1543 | 0.15738 | 0.16053 | 0.024023 | 0.024503 | 0.024993 | 0.025493 | 0.026003 | 0.026523 | 0.027053 | 0.027594 | 0.028146 | 0.028709 | 0.10365 | 0.10844 | 0.11266 | 0.11643 | 0.11968 | 0.12205 | 0.12422 | 0.1267 | 0.12924 | 0.13182 | 2905.3661 | 5857.2181 | 8856.6047 | 11904.5966 | 15002.2862 | 18150.7889 | 21351.2428 | 24604.8099 | 27912.6759 | 31276.0513 | 2905.3661 | 5857.2181 | 8856.6047 | 11904.5966 | 15002.2862 | 18150.7889 | 21351.2428 | 24604.8099 | 27912.6759 | 31276.0513 | 1872.7696 | 3775.5036 | 5760.9483 | 7822.5565 | 9971.1489 | 12201.8248 | 14507.6212 | 16883.2433 | 19328.8225 | 21841.8792 | 1872.7696 | 1902.734 | 1985.4447 | 2061.6082 | 2148.5924 | 2230.6759 | 2305.7964 | 2375.6221 | 2445.5792 | 2513.0567
Ind ¦ Radiant heaters ¦ New | NEW | I_Green House / Agriculture | Ottawa and Surrounding | Space Heating/Ventilation | Industrial | NA | End Use Consumption (m^3/year) | 20 | 1.4656 | 1.4912 | 1.5115 | 1.5269 | 1.5367 | 1.5277 | 1.5255 | 1.5255 | 1.5255 | 1.5255 | 0.98582 | 1.0231 | 1.0578 | 1.0899 | 1.1188 | 1.1346 | 1.1555 | 1.1787 | 1.2022 | 1.2263 | 0.67263 | 0.68608 | 0.69981 | 0.7138 | 0.72808 | 0.74264 | 0.75749 | 0.77264 | 0.78809 | 0.80386 | 0.31319 | 0.33701 | 0.35795 | 0.37608 | 0.39073 | 0.39191 | 0.39804 | 0.40601 | 0.41413 | 0.42239 | 911.838 | 1838.2654 | 2779.6113 | 3736.2118 | 4708.4098 | 5696.5553 | 6701.0054 | 7722.125 | 8760.286 | 9815.8684 | 911.838 | 1838.2654 | 2779.6113 | 3736.2118 | 4708.4098 | 5696.5553 | 6701.0054 | 7722.125 | 8760.286 | 9815.8684 | 83.8849 | 169.1119 | 253.6572 | 335.5711 | 427.2872 | 527.4249 | 632.8775 | 740.1754 | 851.9769 | 967.4399 | 83.8849 | 85.227 | 84.5453 | 81.914 | 91.7161 | 100.1377 | 105.4525 | 107.298 | 111.8015 | 115.4629
Ind ¦ Steam trap survey and repair ¦ New | NEW | I_Green House / Agriculture | Ottawa and Surrounding | Process - Boiler/Steam | Industrial | NA | End Use Consumption (m^3/year) | 3 | 0.74751 | 0.79708 | 0.84877 | 0.8911 | 0.91312 | 0.91238 | 0.90622 | 0.90625 | 0.90632 | 0.90624 | 0.023145 | 0.025173 | 0.027342 | 0.029279 | 0.030603 | 0.03119 | 0.031599 | 0.032232 | 0.032879 | 0.033534 | 0.030962 | 0.031582 | 0.032213 | 0.032858 | 0.033515 | 0.034185 | 0.034869 | 0.035566 | 0.036277 | 0.037003 | -0.0078176 | -0.0064086 | -0.0048715 | -0.0035782 | -0.0029118 | -0.0029954 | -0.00327 | -0.0033344 | -0.0033984 | -0.0034693 | 2681.8764 | 5406.6628 | 8175.3274 | 10988.8584 | 13848.2642 | 16754.5744 | 19708.8395 | 22712.1322 | 25765.547 | 28870.2012 | 0 | 0 | 0 | 0 | 0 | 0 | 0 | 0 | 0 | 0 | 0 | 0 | 0 | 0 | 0 | 0 | 0 | 0 | 0 | 0 | 0 | 0 | 0 | 0 | 0 | 0 | 0 | 0 | 0 | 0
Ind ¦ Ventilation heat recovery ¦ New | NEW | I_Green House / Agriculture | Ottawa and Surrounding | Space Heating/Ventilation | Industrial | NA | End Use Consumption (m^3/year) | 20 | 4.3968 | 4.4736 | 4.5345 | 4.5806 | 4.61 | 4.5832 | 4.5764 | 4.5765 | 4.5764 | 4.5764 | 0.49291 | 0.51155 | 0.52888 | 0.54494 | 0.5594 | 0.56728 | 0.57777 | 0.58933 | 0.60111 | 0.61313 | 0.11211 | 0.11435 | 0.11663 | 0.11897 | 0.12135 | 0.12377 | 0.12625 | 0.12877 | 0.13135 | 0.13398 | 0.3808 | 0.3972 | 0.41225 | 0.42598 | 0.43806 | 0.4435 | 0.45152 | 0.46055 | 0.46976 | 0.47915 | 930.8346 | 1876.5626 | 2837.5199 | 3814.0496 | 4806.5017 | 5815.2335 | 6840.6097 | 7883.0026 | 8942.7919 | 10020.3657 | 930.8346 | 1876.5626 | 2837.5199 | 3814.0496 | 4806.5017 | 5815.2335 | 6840.6097 | 7883.0026 | 8942.7919 | 10020.3657 | 525.4408 | 1059.2887 | 1612.5765 | 2183.0987 | 2779.232 | 3399.2906 | 4040.1462 | 4699.561 | 5378.5192 | 6076.2484 | 525.4408 | 533.8479 | 553.2878 | 570.5222 | 596.1333 | 620.0587 | 640.8555 | 659.4149 | 678.9582 | 697.7292
Ind ¦ Ventilation optimization ¦ New | NEW | I_Green House / Agriculture | Ottawa and Surrounding | Space Heating/Ventilation | Industrial | NA | End Use Consumption (m^3/year) | 15 | 2.256 | 2.3037 | 2.3416 | 2.3703 | 2.3886 | 2.3719 | 2.3677 | 2.3677 | 2.3677 | 2.3677 | 0.54194 | 0.56449 | 0.58524 | 0.60426 | 0.62109 | 0.62909 | 0.64054 | 0.65336 | 0.66642 | 0.67974 | 0.24023 | 0.24503 | 0.24993 | 0.25493 | 0.26003 | 0.26523 | 0.27053 | 0.27594 | 0.28146 | 0.28709 | 0.30171 | 0.31946 | 0.33531 | 0.34933 | 0.36107 | 0.36387 | 0.37 | 0.37741 | 0.38496 | 0.39265 | 1072.7506 | 2162.6651 | 3270.131 | 4395.5433 | 5539.3057 | 6701.8297 | 7883.5358 | 9084.8529 | 10306.2188 | 11548.0805 | 1072.7506 | 2162.6651 | 3270.131 | 4395.5433 | 5539.3057 | 6701.8297 | 7883.5358 | 9084.8529 | 10306.2188 | 11548.0805 | 427.7392 | 862.3222 | 1308.1651 | 1762.1788 | 2243.1795 | 2748.4713 | 3272.2601 | 3810.5555 | 4366.0134 | 4937.537 | 427.7392 | 434.583 | 445.8429 | 454.0137 | 481.0007 | 505.2918 | 523.7888 | 538.2955 | 555.4578 | 571.5237
Ind ¦ Warehouse loading dock seals ¦ New | NEW | I_Green House / Agriculture | Ottawa and Surrounding | Space Heating/Ventilation | Industrial | NA | End Use Consumption (m^3/year) | 10 | 0.65563 | 0.67466 | 0.68975 | 0.70118 | 0.70846 | 0.70181 | 0.70013 | 0.70014 | 0.70014 | 0.70012 | 0.098874 | 0.10378 | 0.10822 | 0.11222 | 0.11565 | 0.11685 | 0.11891 | 0.12129 | 0.12371 | 0.12618 | 0.15081 | 0.15382 | 0.1569 | 0.16004 | 0.16324 | 0.1665 | 0.16983 | 0.17323 | 0.1767 | 0.18023 | -0.051935 | -0.050045 | -0.048679 | -0.047824 | -0.047591 | -0.04965 | -0.050928 | -0.051945 | -0.052985 | -0.054047 | 338.9594 | 683.3421 | 1033.2705 | 1388.8696 | 1750.2667 | 2117.592 | 2490.9783 | 2870.5612 | 3256.4789 | 3648.8726 | 0 | 0 | 0 | 0 | 0 | 0 | 0 | 0 | 0 | 0 | 0 | 0 | 0 | 0 | 0 | 0 | 0 | 0 | 0 | 0 | 0 | 0 | 0 | 0 | 0 | 0 | 0 | 0 | 0 | 0
Ind ¦ Advanced boiler controls including air/fuel mix control | RET | I_Green House / Agriculture | Ottawa and Surrounding | Process - Boiler/Steam | Industrial | NA | End Use Consumption (m^3/year) | 15 | 4.1594 | 4.246 | 4.3104 | 4.357 | 4.3847 | 4.3838 | 4.376 | 4.376 | 4.3761 | 4.376 | 0.12768 | 0.13294 | 0.13765 | 0.14192 | 0.14569 | 0.14857 | 0.15127 | 0.1543 | 0.15738 | 0.16053 | 0.030695 | 0.031309 | 0.031936 | 0.032574 | 0.033226 | 0.03389 | 0.034568 | 0.035259 | 0.035965 | 0.036684 | 0.09698 | 0.10163 | 0.10572 | 0.10935 | 0.11246 | 0.11468 | 0.1167 | 0.11904 | 0.12142 | 0.12384 | 94294.3874 | 93822.9154 | 93353.8009 | 92887.0319 | 92422.5967 | 91960.4837 | 91500.6813 | 91043.1779 | 90587.962 | 90135.0222 | 94294.3874 | 93822.9154 | 93353.8009 | 92887.0319 | 92422.5967 | 91960.4837 | 91500.6813 | 91043.1779 | 90587.962 | 90135.0222 | 3413.5726 | 6921.9478 | 10503.15 | 14173.6163 | 17908.8703 | 21677.1135 | 25448.8325 | 29205.4922 | 32922.1432 | 36579.3581 | 3413.5726 | 3508.3752 | 3581.2022 | 3670.4663 | 3735.2539 | 3768.2432 | 3771.7191 | 3756.6596 | 3716.651 | 3657.2149
Ind ¦ Advanced heating and process control | RET | I_Green House / Agriculture | Ottawa and Surrounding | Process Heat | Industrial | NA | End Use Consumption (m^3/year) | 15 | 5.3148 | 5.4254 | 5.5077 | 5.5672 | 5.6027 | 5.6015 | 5.5915 | 5.5916 | 5.5916 | 5.5916 | 0.31919 | 0.33235 | 0.34413 | 0.35481 | 0.36422 | 0.37142 | 0.37817 | 0.38574 | 0.39346 | 0.40132 | 0.060056 | 0.061257 | 0.062483 | 0.063732 | 0.065007 | 0.066307 | 0.067633 | 0.068986 | 0.070366 | 0.071773 | 0.25913 | 0.27109 | 0.28165 | 0.29108 | 0.29921 | 0.30511 | 0.31054 | 0.31675 | 0.32309 | 0.32955 | 47895.5618 | 47656.084 | 47417.8036 | 47180.7146 | 46944.811 | 46710.087 | 46476.5365 | 46244.1538 | 46012.9331 | 45782.8684 | 47895.5618 | 47656.084 | 47417.8036 | 47180.7146 | 46944.811 | 46710.087 | 46476.5365 | 46244.1538 | 46012.9331 | 45782.8684 | 1843.1178 | 3743.0155 | 5687.4921 | 7678.6831 | 9702.438 | 11741.3987 | 13778.9001 | 15802.516 | 17797.4908 | 19751.5274 | 1843.1178 | 1899.8976 | 1944.4766 | 1991.191 | 2023.7549 | 2038.9608 | 2037.5014 | 2023.6159 | 1994.9748 | 1954.0366
Ind ¦ Air compressor heat recovery | RET | I_Green House / Agriculture | Ottawa and Surrounding | Space Heating/Ventilation | Industrial | NA | End Use Consumption (m^3/year) | 25 | 2.502 | 2.5404 | 2.5708 | 2.5939 | 2.6085 | 2.5951 | 2.5917 | 2.5918 | 2.5917 | 2.5917 | 0.78535 | 0.81335 | 0.83956 | 0.86403 | 0.8863 | 0.89938 | 0.91617 | 0.9345 | 0.95318 | 0.97223 | 0.31389 | 0.32017 | 0.32658 | 0.33311 | 0.33977 | 0.34656 | 0.3535 | 0.36057 | 0.36778 | 0.37513 | 0.47146 | 0.49318 | 0.51299 | 0.53092 | 0.54653 | 0.55281 | 0.56267 | 0.57393 | 0.58541 | 0.5971 | 38795.4051 | 38601.4281 | 38408.4209 | 38216.3788 | 38025.2969 | 37835.1704 | 37645.9946 | 37457.7646 | 37270.4758 | 37084.1234 | 38795.4051 | 38601.4281 | 38408.4209 | 38216.3788 | 38025.2969 | 37835.1704 | 37645.9946 | 37457.7646 | 37270.4758 | 37084.1234 | 679.2723 | 1354.1 | 2017.3413 | 2711.8418 | 3430.8975 | 4161.2571 | 4893.9522 | 5633.9854 | 6378.3848 | 7130.2403 | 679.2723 | 674.8278 | 663.2413 | 694.5004 | 719.0557 | 730.3596 | 732.6951 | 740.0332 | 744.3994 | 751.8555
Ind ¦ Air curtains | RET | I_Green House / Agriculture | Ottawa and Surrounding | Space Heating/Ventilation | Industrial | NA | End Use Consumption (m^3/year) | 15 | 0.92289 | 0.94244 | 0.95793 | 0.96967 | 0.97714 | 0.97032 | 0.9686 | 0.96861 | 0.96861 | 0.96859 | 0.13548 | 0.14112 | 0.14631 | 0.15106 | 0.15527 | 0.15727 | 0.16013 | 0.16334 | 0.16661 | 0.16993 | 0.1468 | 0.14974 | 0.15274 | 0.15579 | 0.15891 | 0.16208 | 0.16533 | 0.16863 | 0.172 | 0.17544 | -0.01132 | -0.0086192 | -0.0064252 | -0.0047254 | -0.0036321 | -0.0048103 | -0.0051917 | -0.0052929 | -0.0053996 | -0.0055101 | 23092.503 | 22977.0405 | 22862.1553 | 22747.8445 | 22634.1053 | 22520.9348 | 22408.3301 | 22296.2885 | 22184.807 | 22073.883 | 0 | 0 | 0 | 0 | 0 | 0 | 0 | 0 | 0 | 0 | 0 | 0 | 0 | 0 | 0 | 0 | 0 | 0 | 0 | 0 | 0 | 0 | 0 | 0 | 0 | 0 | 0 | 0 | 0 | 0
Ind ¦ Automated temperature control | RET | I_Green House / Agriculture | Ottawa and Surrounding | Space Heating/Ventilation | Industrial | NA | End Use Consumption (m^3/year) | 25 | 1.1676 | 1.1855 | 1.1997 | 1.2105 | 1.2173 | 1.2111 | 1.2095 | 1.2095 | 1.2095 | 1.2095 | 0.26178 | 0.27112 | 0.27985 | 0.28801 | 0.29543 | 0.29979 | 0.30539 | 0.3115 | 0.31773 | 0.32408 | 0.22421 | 0.22869 | 0.23327 | 0.23793 | 0.24269 | 0.24755 | 0.2525 | 0.25755 | 0.2627 | 0.26795 | 0.037574 | 0.042423 | 0.046585 | 0.050076 | 0.052741 | 0.052247 | 0.052892 | 0.053952 | 0.055029 | 0.056126 | 29934.7262 | 29785.0525 | 29636.1273 | 29487.9466 | 29340.5069 | 29193.8044 | 29047.8353 | 28902.5962 | 28758.0832 | 28614.2928 | 29934.7262 | 29785.0525 | 29636.1273 | 29487.9466 | 29340.5069 | 29193.8044 | 29047.8353 | 28902.5962 | 28758.0832 | 28614.2928 | 15.9308 | 29.8029 | 41.236 | 55.6867 | 72.624 | 90.2316 | 107.3856 | 124.9194 | 142.563 | 160.874 | 15.9308 | 13.872 | 11.4331 | 14.4507 | 16.9373 | 17.6076 | 17.154 | 17.5338 | 17.6436 | 18.311
Ind ¦ Blow down heat recovery and control | RET | I_Green House / Agriculture | Ottawa and Surrounding | Process - Boiler/Steam | Industrial | NA | End Use Consumption (m^3/year) | 20 | 1.9672 | 2.0009 | 2.026 | 2.0442 | 2.055 | 2.0547 | 2.0516 | 2.0517 | 2.0517 | 2.0517 | 0.061959 | 0.064282 | 0.066391 | 0.068326 | 0.070062 | 0.071451 | 0.072771 | 0.074227 | 0.075713 | 0.077227 | 0.031496 | 0.032126 | 0.032769 | 0.033424 | 0.034093 | 0.034774 | 0.03547 | 0.036179 | 0.036903 | 0.037641 | 0.030463 | 0.032156 | 0.033622 | 0.034902 | 0.035969 | 0.036676 | 0.037301 | 0.038048 | 0.03881 | 0.039587 | 53882.5071 | 53613.0945 | 53345.0291 | 53078.3039 | 52812.9124 | 52548.8478 | 52286.1036 | 52024.6731 | 51764.5497 | 51505.727 | 53882.5071 | 53613.0945 | 53345.0291 | 53078.3039 | 52812.9124 | 52548.8478 | 52286.1036 | 52024.6731 | 51764.5497 | 51505.727 | 857.6451 | 1705.6175 | 2533.8917 | 3405.3257 | 4310.3921 | 5230.1331 | 6151.905 | 7083.4131 | 8020.7785 | 8968.9539 | 857.6451 | 847.9724 | 828.2742 | 871.434 | 905.0664 | 919.741 | 921.772 | 931.5081 | 937.3653 | 948.1754
Ind ¦ Boiler combustion air preheat | RET | I_Green House / Agriculture | Ottawa and Surrounding | Process - Boiler/Steam | Industrial | NA | End Use Consumption (m^3/year) | 20 | 68.9876 | 69.0887 | 69.1845 | 69.2782 | 69.3709 | 69.4563 | 69.5363 | 69.6241 | 69.7143 | 69.809 | 2.0992 | 2.1443 | 2.1902 | 2.2371 | 2.2849 | 2.3334 | 2.3828 | 2.4336 | 2.4854 | 2.5386 | 0.030429 | 0.031037 | 0.031658 | 0.032291 | 0.032937 | 0.033596 | 0.034267 | 0.034953 | 0.035652 | 0.036365 | 2.0688 | 2.1133 | 2.1586 | 2.2048 | 2.2519 | 2.2998 | 2.3486 | 2.3986 | 2.4498 | 2.5022 | 69277.5091 | 68931.1215 | 68586.4659 | 68243.5336 | 67902.3159 | 67562.8044 | 67224.9903 | 66888.8654 | 66554.4211 | 66221.649 | 69277.5091 | 68931.1215 | 68586.4659 | 68243.5336 | 67902.3159 | 67562.8044 | 67224.9903 | 66888.8654 | 66554.4211 | 66221.649 | 3054.6152 | 6227.5065 | 9496.8516 | 12837.3439 | 16220.7288 | 19616.6885 | 22993.8768 | 26321.0624 | 29568.2653 | 32707.8643 | 3054.6152 | 3172.8913 | 3269.3451 | 3340.4923 | 3383.3849 | 3395.9597 | 3377.1883 | 3327.1855 | 3247.2029 | 3139.599
Ind ¦ Condensate return | RET | I_Green House / Agriculture | Ottawa and Surrounding | Process - Boiler/Steam | Industrial | NA | End Use Consumption (m^3/year) | 25 | 1.6724 | 1.6976 | 1.7164 | 1.73 | 1.7381 | 1.7378 | 1.7356 | 1.7356 | 1.7357 | 1.7357 | 0.070532 | 0.073026 | 0.07531 | 0.077423 | 0.079342 | 0.080918 | 0.082429 | 0.08408 | 0.085765 | 0.087483 | 0.042173 | 0.043016 | 0.043877 | 0.044754 | 0.045649 | 0.046562 | 0.047494 | 0.048443 | 0.049412 | 0.050401 | 0.028359 | 0.03001 | 0.031433 | 0.032669 | 0.033693 | 0.034355 | 0.034936 | 0.035637 | 0.036353 | 0.037082 | 65001.1196 | 64676.114 | 64352.7335 | 64030.9698 | 63710.815 | 63392.2609 | 63075.2996 | 62759.9231 | 62446.1235 | 62133.8928 | 65001.1196 | 64676.114 | 64352.7335 | 64030.9698 | 63710.815 | 63392.2609 | 63075.2996 | 62759.9231 | 62446.1235 | 62133.8928 | 464.6144 | 910.1152 | 1327.4641 | 1781.8506 | 2263.6633 | 2754.2497 | 3241.7759 | 3734.9011 | 4230.7037 | 4735.0825 | 464.6144 | 445.5008 | 417.3489 | 454.3865 | 481.8127 | 490.5864 | 487.5262 | 493.1252 | 495.8027 | 504.3787
Ind ¦ Condensing boiler | RET | I_Green House / Agriculture | Ottawa and Surrounding | Process - Boiler/Steam | Industrial | NA | End Use Consumption (m^3/year) | 20 | 3.224 | 3.2793 | 3.3205 | 3.3502 | 3.368 | 3.3674 | 3.3624 | 3.3624 | 3.3625 | 3.3625 | 0.3098 | 0.32141 | 0.33195 | 0.34163 | 0.35031 | 0.35725 | 0.36386 | 0.37114 | 0.37856 | 0.38614 | 0.09609 | 0.098012 | 0.099972 | 0.10197 | 0.10401 | 0.10609 | 0.10821 | 0.11038 | 0.11258 | 0.11484 | 0.21371 | 0.2234 | 0.23198 | 0.23966 | 0.2463 | 0.25116 | 0.25564 | 0.26076 | 0.26598 | 0.2713 | 145397.2413 | 144670.2551 | 143946.9038 | 143227.1693 | 142511.0335 | 141798.4783 | 141089.4859 | 140384.0385 | 139682.1183 | 138983.7077 | 145397.2413 | 144670.2551 | 143946.9038 | 143227.1693 | 142511.0335 | 141798.4783 | 141089.4859 | 140384.0385 | 139682.1183 | 138983.7077 | 4252.5075 | 8571.6897 | 12926.3819 | 17416.637 | 22012.4635 | 26664.3526 | 31332.8573 | 36015.3767 | 40687.7158 | 45341.7855 | 4252.5075 | 4319.1822 | 4354.6921 | 4490.2551 | 4595.8265 | 4651.8891 | 4668.5047 | 4682.5194 | 4672.3391 | 4654.0698
Ind ¦ Condensing Economizer | RET | I_Green House / Agriculture | Ottawa and Surrounding | Process - Boiler/Steam | Industrial | NA | End Use Consumption (m^3/year) | 15 | 3.7008 | 3.7778 | 3.835 | 3.8765 | 3.9012 | 3.9004 | 3.8934 | 3.8934 | 3.8935 | 3.8934 | 0.25535 | 0.26588 | 0.27531 | 0.28385 | 0.29137 | 0.29714 | 0.30254 | 0.30859 | 0.31477 | 0.32106 | 0.069 | 0.07038 | 0.071788 | 0.073223 | 0.074688 | 0.076182 | 0.077705 | 0.079259 | 0.080844 | 0.082461 | 0.18635 | 0.1955 | 0.20352 | 0.21063 | 0.21668 | 0.22096 | 0.22483 | 0.22933 | 0.23392 | 0.2386 | 115462.5152 | 114885.2026 | 114310.7766 | 113739.2227 | 113170.5266 | 112604.6739 | 112041.6506 | 111481.4423 | 110924.0351 | 110369.4149 | 115462.5152 | 114885.2026 | 114310.7766 | 113739.2227 | 113170.5266 | 112604.6739 | 112041.6506 | 111481.4423 | 110924.0351 | 110369.4149 | 4027.3733 | 8155.7697 | 12357.9339 | 16672.1686 | 21069.4104 | 25509.3041 | 29955.8887 | 34391.7609 | 38788.6177 | 43126.8608 | 4027.3733 | 4128.3964 | 4202.1642 | 4314.2347 | 4397.2418 | 4439.8937 | 4446.5846 | 4435.8723 | 4396.8567 | 4338.2431
Ind ¦ De-stratification fans | RET | I_Green House / Agriculture | Ottawa and Surrounding | Space Heating/Ventilation | Industrial | NA | End Use Consumption (m^3/year) | 25 | 1.4153 | 1.437 | 1.4542 | 1.4672 | 1.4755 | 1.468 | 1.466 | 1.466 | 1.466 | 1.466 | 0.29918 | 0.30985 | 0.31983 | 0.32915 | 0.33764 | 0.34262 | 0.34902 | 0.356 | 0.36312 | 0.37037 | 0.2114 | 0.21563 | 0.21994 | 0.22434 | 0.22882 | 0.2334 | 0.23807 | 0.24283 | 0.24769 | 0.25264 | 0.087784 | 0.094223 | 0.099894 | 0.10482 | 0.10881 | 0.10922 | 0.11095 | 0.11317 | 0.11543 | 0.11773 | 21895.114 | 21785.6384 | 21676.7102 | 21568.3267 | 21460.485 | 21353.1826 | 21246.4167 | 21140.1846 | 21034.4837 | 20929.3113 | 21895.114 | 21785.6384 | 21676.7102 | 21568.3267 | 21460.485 | 21353.1826 | 21246.4167 | 21140.1846 | 21034.4837 | 20929.3113 | 52.2699 | 100.5752 | 143.2904 | 192.6921 | 246.9157 | 302.4571 | 357.1335 | 412.5656 | 468.2288 | 525.2161 | 52.2699 | 48.3054 | 42.7152 | 49.4016 | 54.2237 | 55.5414 | 54.6764 | 55.4322 | 55.6631 | 56.9873
Ind ¦ Digester Gas | RET | I_Green House / Agriculture | Ottawa and Surrounding | Process - Boiler/Steam | Industrial | NA | End Use Consumption (m^3/year) | 20 | 11.9533 | 12.1583 | 12.3108 | 12.4213 | 12.4871 | 12.4849 | 12.4664 | 12.4665 | 12.4667 | 12.4667 | 0.92939 | 0.96423 | 0.99586 | 1.0249 | 1.0509 | 1.0718 | 1.0916 | 1.1134 | 1.1357 | 1.1584 | 0.077752 | 0.079307 | 0.080893 | 0.082511 | 0.084161 | 0.085844 | 0.087561 | 0.089312 | 0.091099 | 0.092921 | 0.85164 | 0.88493 | 0.91497 | 0.94238 | 0.96676 | 0.98592 | 1.004 | 1.0241 | 1.0446 | 1.0655 | 256583.367 | 255300.4502 | 254023.9479 | 252753.8282 | 251490.059 | 250232.6087 | 248981.4457 | 247736.5385 | 246497.8558 | 245265.3665 | 256583.367 | 255300.4502 | 254023.9479 | 252753.8282 | 251490.059 | 250232.6087 | 248981.4457 | 247736.5385 | 246497.8558 | 245265.3665 | 10658.0417 | 21691.8152 | 33029.3808 | 44619.2389 | 56372.2294 | 68188.3981 | 79966.7423 | 91614.497 | 103036.6591 | 114147.6076 | 10658.0417 | 11033.7735 | 11337.5656 | 11589.8581 | 11752.9906 | 11816.1687 | 11778.3442 | 11647.7546 | 11422.1622 | 11110.9485
Ind ¦ Direct contact hot water heaters | RET | I_Green House / Agriculture | Ottawa and Surrounding | Process - Boiler/Steam | Industrial | NA | End Use Consumption (m^3/year) | 20 | 11.6065 | 11.8055 | 11.9537 | 12.0609 | 12.1248 | 12.1227 | 12.1047 | 12.1048 | 12.1049 | 12.105 | 0.46469 | 0.48212 | 0.49793 | 0.51244 | 0.52546 | 0.53588 | 0.54579 | 0.5567 | 0.56785 | 0.57921 | 0.040038 | 0.040838 | 0.041655 | 0.042488 | 0.043338 | 0.044205 | 0.045089 | 0.045991 | 0.04691 | 0.047849 | 0.42466 | 0.44128 | 0.45628 | 0.46996 | 0.48212 | 0.49168 | 0.5007 | 0.51071 | 0.52094 | 0.53136 | 123160.0162 | 122544.2161 | 121931.495 | 121321.8375 | 120715.2283 | 120111.6522 | 119511.0939 | 118913.5385 | 118318.9708 | 117727.3759 | 123160.0162 | 122544.2161 | 121931.495 | 121321.8375 | 120715.2283 | 120111.6522 | 119511.0939 | 118913.5385 | 118318.9708 | 117727.3759 | 5103.4915 | 10386.2704 | 15813.9667 | 21362.6314 | 26989.7316 | 32647.4925 | 38287.686 | 43866.1814 | 49337.651 | 54661.2868 | 5103.4915 | 5282.779 | 5427.6962 | 5548.6648 | 5627.1002 | 5657.7609 | 5640.1935 | 5578.4954 | 5471.4695 | 5323.6358
Ind ¦ Energy Management and Process Improvement | RET | I_Green House / Agriculture | Ottawa and Surrounding | Cross Cutting/Behavioural | Industrial | NA | End Use Consumption (m^3/year) | 15 | 3.6479 | 3.7238 | 3.7802 | 3.8211 | 3.8455 | 3.8447 | 3.8378 | 3.8378 | 3.8379 | 3.8378 | 0.25535 | 0.26588 | 0.27531 | 0.28385 | 0.29137 | 0.29714 | 0.30254 | 0.30859 | 0.31477 | 0.32106 | 0.07 | 0.0714 | 0.072828 | 0.074285 | 0.07577 | 0.077286 | 0.078831 | 0.080408 | 0.082016 | 0.083656 | 0.18535 | 0.19448 | 0.20248 | 0.20956 | 0.2156 | 0.21985 | 0.22371 | 0.22818 | 0.23275 | 0.2374 | 541675.997 | 538967.617 | 536272.7789 | 533591.415 | 530923.458 | 528268.8407 | 525627.4965 | 522999.359 | 520384.3622 | 517782.4404 | 541675.997 | 538967.617 | 536272.7789 | 533591.415 | 530923.458 | 528268.8407 | 525627.4965 | 522999.359 | 520384.3622 | 517782.4404 | 18782.3675 | 38030.366 | 57616.9813 | 77727.8952 | 98228.1607 | 118929.3512 | 139664.1385 | 160353.6364 | 180866.9521 | 201114.4755 | 18782.3675 | 19247.9985 | 19586.6153 | 20110.9139 | 20500.2655 | 20701.1906 | 20734.7872 | 20689.498 | 20513.3157 | 20247.5234
Ind ¦ Exhaust gas heat recovery | RET | I_Green House / Agriculture | Ottawa and Surrounding | Process Heat | Industrial | NA | End Use Consumption (m^3/year) | 15 | 5.3148 | 5.4254 | 5.5077 | 5.5672 | 5.6027 | 5.6015 | 5.5915 | 5.5916 | 5.5916 | 5.5916 | 0.44687 | 0.46529 | 0.48179 | 0.49674 | 0.5099 | 0.51999 | 0.52944 | 0.54003 | 0.55084 | 0.56185 | 0.084079 | 0.08576 | 0.087476 | 0.089225 | 0.09101 | 0.09283 | 0.094686 | 0.09658 | 0.098512 | 0.10048 | 0.36279 | 0.37953 | 0.39431 | 0.40751 | 0.41889 | 0.42716 | 0.43475 | 0.44345 | 0.45233 | 0.46137 | 83817.2332 | 83398.1471 | 82981.1563 | 82566.2505 | 82153.4193 | 81742.6522 | 81333.9389 | 80927.2692 | 80522.6329 | 80120.0197 | 83817.2332 | 83398.1471 | 82981.1563 | 82566.2505 | 82153.4193 | 81742.6522 | 81333.9389 | 80927.2692 | 80522.6329 | 80120.0197 | 3225.4562 | 6550.2771 | 9953.1112 | 13437.6954 | 16979.2665 | 20547.4478 | 24113.0752 | 27654.403 | 31145.6089 | 34565.173 | 3225.4562 | 3324.8209 | 3402.8341 | 3484.5842 | 3541.571 | 3568.1813 | 3565.6274 | 3541.3278 | 3491.2059 | 3419.5641
Ind ¦ Feedwater Economizers | RET | I_Green House / Agriculture | Ottawa and Surrounding | Process - Boiler/Steam | Industrial | NA | End Use Consumption (m^3/year) | 20 | 2.418 | 2.4595 | 2.4903 | 2.5127 | 2.526 | 2.5256 | 2.5218 | 2.5218 | 2.5219 | 2.5219 | 0.12392 | 0.12856 | 0.13278 | 0.13665 | 0.14012 | 0.1429 | 0.14554 | 0.14845 | 0.15143 | 0.15445 | 0.051248 | 0.052273 | 0.053318 | 0.054385 | 0.055473 | 0.056582 | 0.057714 | 0.058868 | 0.060045 | 0.061246 | 0.07267 | 0.076292 | 0.079463 | 0.082267 | 0.084651 | 0.086319 | 0.087829 | 0.089587 | 0.091381 | 0.093209 | 76975.0101 | 76590.1351 | 76207.1844 | 75826.1485 | 75447.0177 | 75069.7826 | 74694.4337 | 74320.9615 | 73949.3567 | 73579.6099 | 76975.0101 | 76590.1351 | 76207.1844 | 75826.1485 | 75447.0177 | 75069.7826 | 74694.4337 | 74320.9615 | 73949.3567 | 73579.6099 | 1696.2368 | 3397.671 | 5089.1327 | 6848.8273 | 8662.7451 | 10504.1779 | 12354.152 | 14219.8264 | 16093.2984 | 17977.9753 | 1696.2368 | 1701.4342 | 1691.4617 | 1759.6947 | 1813.9178 | 1841.4327 | 1849.9741 | 1865.6745 | 1873.4719 | 1884.6769
Ind ¦ Heat recovery to preheat make-up water | RET | I_Green House / Agriculture | Ottawa and Surrounding | Process - Boiler/Steam | Industrial | NA | End Use Consumption (m^3/year) | 25 | 3.4769 | 3.5293 | 3.5683 | 3.5965 | 3.6134 | 3.6129 | 3.6082 | 3.6083 | 3.6084 | 3.6085 | 0.2116 | 0.21908 | 0.22593 | 0.23227 | 0.23803 | 0.24275 | 0.24729 | 0.25224 | 0.2573 | 0.26245 | 0.060857 | 0.062074 | 0.063316 | 0.064582 | 0.065874 | 0.067191 | 0.068535 | 0.069906 | 0.071304 | 0.07273 | 0.15074 | 0.157 | 0.16261 | 0.16769 | 0.17215 | 0.17556 | 0.17875 | 0.18234 | 0.18599 | 0.18972 | 161647.5212 | 160839.2836 | 160035.0872 | 159234.9118 | 158438.7372 | 157646.5435 | 156858.3108 | 156074.0192 | 155293.6491 | 154517.1809 | 161647.5212 | 160839.2836 | 160035.0872 | 159234.9118 | 158438.7372 | 157646.5435 | 156858.3108 | 156074.0192 | 155293.6491 | 154517.1809 | 4532.3436 | 9126.4075 | 13748.2783 | 18518.4607 | 23404.7984 | 28352.5883 | 33319.1595 | 38305.1985 | 43286.0606 | 48255.9858 | 4532.3436 | 4594.0638 | 4621.8709 | 4770.1824 | 4886.3376 | 4947.7899 | 4966.5712 | 4986.0391 | 4980.8621 | 4969.9252
Ind ¦ High-efficiency burner | RET | I_Green House / Agriculture | Ottawa and Surrounding | Process - Boiler/Steam | Industrial | NA | End Use Consumption (m^3/year) | 20 | 2.5792 | 2.6234 | 2.6564 | 2.6802 | 2.6944 | 2.6939 | 2.6899 | 2.6899 | 2.69 | 2.69 | 0.1549 | 0.16071 | 0.16598 | 0.17081 | 0.17515 | 0.17863 | 0.18193 | 0.18557 | 0.18928 | 0.19307 | 0.060056 | 0.061257 | 0.062483 | 0.063732 | 0.065007 | 0.066307 | 0.067633 | 0.068986 | 0.070366 | 0.071773 | 0.094842 | 0.099448 | 0.10349 | 0.10708 | 0.11015 | 0.11232 | 0.1143 | 0.11658 | 0.11892 | 0.1213 | 43619.1724 | 43401.0765 | 43184.0711 | 42968.1508 | 42753.31 | 42539.5435 | 42326.8458 | 42115.2115 | 41904.6355 | 41695.1123 | 43619.1724 | 43401.0765 | 43184.0711 | 42968.1508 | 42753.31 | 42539.5435 | 42326.8458 | 42115.2115 | 41904.6355 | 41695.1123 | 1038.322 | 2082.425 | 3124.4424 | 4205.8102 | 5318.4897 | 6447.558 | 7582.151 | 8725.3259 | 9872.0749 | 11023.4087 | 1038.322 | 1044.103 | 1042.0175 | 1081.3677 | 1112.6795 | 1129.0684 | 1134.593 | 1143.1748 | 1146.749 | 1151.3338
Ind ¦ High-efficiency burners | RET | I_Green House / Agriculture | Ottawa and Surrounding | Process Heat | Industrial | NA | End Use Consumption (m^3/year) | 20 | 8.928 | 9.0812 | 9.1951 | 9.2776 | 9.3267 | 9.3252 | 9.3113 | 9.3113 | 9.3115 | 9.3115 | 0.61959 | 0.64282 | 0.66391 | 0.68326 | 0.70062 | 0.71451 | 0.72771 | 0.74227 | 0.75713 | 0.77227 | 0.069398 | 0.070786 | 0.072202 | 0.073646 | 0.075119 | 0.076621 | 0.078154 | 0.079717 | 0.081311 | 0.082938 | 0.55019 | 0.57204 | 0.59171 | 0.60961 | 0.6255 | 0.63789 | 0.64956 | 0.66256 | 0.67582 | 0.68934 | 28737.3371 | 28593.6504 | 28450.6822 | 28308.4288 | 28166.8866 | 28026.0522 | 27885.9219 | 27746.4923 | 27607.7598 | 27469.721 | 28737.3371 | 28593.6504 | 28450.6822 | 28308.4288 | 28166.8866 | 28026.0522 | 27885.9219 | 27746.4923 | 27607.7598 | 27469.721 | 1160.9743 | 2361.2441 | 3593.1626 | 4852.9788 | 6131.3807 | 7417.6882 | 8701.2375 | 9972.6701 | 11222.0583 | 12440.5783 | 1160.9743 | 1200.2699 | 1231.9185 | 1259.8162 | 1278.4019 | 1286.3075 | 1283.5493 | 1271.4325 | 1249.3883 | 1218.52
Ind ¦ Insulation | RET | I_Green House / Agriculture | Ottawa and Surrounding | Process - Boiler/Steam | Industrial | NA | End Use Consumption (m^3/year) | 15 | 5.3148 | 5.4254 | 5.5077 | 5.5672 | 5.6027 | 5.6015 | 5.5915 | 5.5916 | 5.5916 | 5.5916 | 0.12768 | 0.13294 | 0.13765 | 0.14192 | 0.14569 | 0.14857 | 0.15127 | 0.1543 | 0.15738 | 0.16053 | 0.024023 | 0.024503 | 0.024993 | 0.025493 | 0.026003 | 0.026523 | 0.027053 | 0.027594 | 0.028146 | 0.028709 | 0.10365 | 0.10844 | 0.11266 | 0.11643 | 0.11968 | 0.12205 | 0.12422 | 0.1267 | 0.12924 | 0.13182 | 111186.1257 | 110630.1951 | 110077.0441 | 109526.6589 | 108979.0256 | 108434.1305 | 107891.9598 | 107352.5 | 106815.7375 | 106281.6588 | 111186.1257 | 110630.1951 | 110077.0441 | 109526.6589 | 108979.0256 | 108434.1305 | 107891.9598 | 107352.5 | 106815.7375 | 106281.6588 | 4278.6664 | 8689.143 | 13203.1067 | 17825.5144 | 22523.5168 | 27256.8185 | 31986.7325 | 36684.4122 | 41315.6036 | 45851.7601 | 4278.6664 | 4410.4767 | 4513.9636 | 4622.4077 | 4698.0024 | 4733.3018 | 4729.9139 | 4697.6797 | 4631.1915 | 4536.1565
Ind ¦ Radiant heaters | RET | I_Green House / Agriculture | Ottawa and Surrounding | Space Heating/Ventilation | Industrial | NA | End Use Consumption (m^3/year) | 20 | 1.4656 | 1.4912 | 1.5115 | 1.5269 | 1.5367 | 1.5277 | 1.5255 | 1.5255 | 1.5255 | 1.5255 | 0.98582 | 1.0231 | 1.0578 | 1.0899 | 1.1188 | 1.1346 | 1.1555 | 1.1787 | 1.2022 | 1.2263 | 0.67263 | 0.68608 | 0.69981 | 0.7138 | 0.72808 | 0.74264 | 0.75749 | 0.77264 | 0.78809 | 0.80386 | 0.31319 | 0.33701 | 0.35795 | 0.37608 | 0.39073 | 0.39191 | 0.39804 | 0.40601 | 0.41413 | 0.42239 | 34895.3379 | 34720.8612 | 34547.2569 | 34374.5206 | 34202.648 | 34031.6348 | 33861.4766 | 33692.1692 | 33523.7084 | 33356.0898 | 34895.3379 | 34720.8612 | 34547.2569 | 34374.5206 | 34202.648 | 34031.6348 | 33861.4766 | 33692.1692 | 33523.7084 | 33356.0898 | 191.6495 | 375.3425 | 547.5268 | 734.2339 | 931.9791 | 1134.2591 | 1334.3971 | 1537.3315 | 1741.4415 | 1950.0879 | 191.6495 | 183.6931 | 172.1843 | 186.707 | 197.7452 | 202.28 | 200.138 | 202.9344 | 204.11 | 208.6464
Ind ¦ Steam trap survey and repair | RET | I_Green House / Agriculture | Ottawa and Surrounding | Process - Boiler/Steam | Industrial | NA | End Use Consumption (m^3/year) | 3 | 0.74751 | 0.79708 | 0.84877 | 0.8911 | 0.91312 | 0.91238 | 0.90622 | 0.90625 | 0.90632 | 0.90624 | 0.023145 | 0.025173 | 0.027342 | 0.029279 | 0.030603 | 0.03119 | 0.031599 | 0.032232 | 0.032879 | 0.033534 | 0.030962 | 0.031582 | 0.032213 | 0.032858 | 0.033515 | 0.034185 | 0.034869 | 0.035566 | 0.036277 | 0.037003 | -0.0078176 | -0.0064086 | -0.0048715 | -0.0035782 | -0.0029118 | -0.0029954 | -0.00327 | -0.0033344 | -0.0033984 | -0.0034693 | 102633.3468 | 102120.1801 | 101609.5792 | 101101.5313 | 100596.0236 | 100093.0435 | 99592.5783 | 99094.6154 | 98599.1423 | 98106.1466 | 0 | 0 | 0 | 0 | 0 | 0 | 0 | 0 | 0 | 0 | 0 | 0 | 0 | 0 | 0 | 0 | 0 | 0 | 0 | 0 | 0 | 0 | 0 | 0 | 0 | 0 | 0 | 0 | 0 | 0
Ind ¦ Ventilation heat recovery | RET | I_Green House / Agriculture | Ottawa and Surrounding | Space Heating/Ventilation | Industrial | NA | End Use Consumption (m^3/year) | 20 | 4.3968 | 4.4736 | 4.5345 | 4.5806 | 4.61 | 4.5832 | 4.5764 | 4.5765 | 4.5764 | 4.5764 | 0.49291 | 0.51155 | 0.52888 | 0.54494 | 0.5594 | 0.56728 | 0.57777 | 0.58933 | 0.60111 | 0.61313 | 0.11211 | 0.11435 | 0.11663 | 0.11897 | 0.12135 | 0.12377 | 0.12625 | 0.12877 | 0.13135 | 0.13398 | 0.3808 | 0.3972 | 0.41225 | 0.42598 | 0.43806 | 0.4435 | 0.45152 | 0.46055 | 0.46976 | 0.47915 | 35622.3241 | 35444.2125 | 35266.9914 | 35090.6565 | 34915.2032 | 34740.6272 | 34566.924 | 34394.0894 | 34222.119 | 34051.0084 | 35622.3241 | 35444.2125 | 35266.9914 | 35090.6565 | 34915.2032 | 34740.6272 | 34566.924 | 34394.0894 | 34222.119 | 34051.0084 | 1200.4605 | 2428.9915 | 3677.4903 | 4960.0113 | 6268.0922 | 7589.5969 | 8913.9276 | 10236.7335 | 11549.9768 | 12848.4782 | 1200.4605 | 1228.5311 | 1248.4988 | 1282.5209 | 1308.0809 | 1321.5047 | 1324.3306 | 1322.8059 | 1313.2433 | 1298.5013
Ind ¦ Ventilation optimization | RET | I_Green House / Agriculture | Ottawa and Surrounding | Space Heating/Ventilation | Industrial | NA | End Use Consumption (m^3/year) | 15 | 2.256 | 2.3037 | 2.3416 | 2.3703 | 2.3886 | 2.3719 | 2.3677 | 2.3677 | 2.3677 | 2.3677 | 0.54194 | 0.56449 | 0.58524 | 0.60426 | 0.62109 | 0.62909 | 0.64054 | 0.65336 | 0.66642 | 0.67974 | 0.24023 | 0.24503 | 0.24993 | 0.25493 | 0.26003 | 0.26523 | 0.27053 | 0.27594 | 0.28146 | 0.28709 | 0.30171 | 0.31946 | 0.33531 | 0.34933 | 0.36107 | 0.36387 | 0.37 | 0.37741 | 0.38496 | 0.39265 | 41053.3387 | 40848.072 | 40643.8317 | 40440.6125 | 40238.4094 | 40037.2174 | 39837.0313 | 39637.8462 | 39439.6569 | 39242.4586 | 41053.3387 | 40848.072 | 40643.8317 | 40440.6125 | 40238.4094 | 40037.2174 | 39837.0313 | 39637.8462 | 39439.6569 | 39242.4586 | 977.2442 | 1959.9294 | 2940.6517 | 3958.4096 | 5005.6373 | 6068.2899 | 7136.1421 | 8212.0714 | 9291.3646 | 10374.9729 | 977.2442 | 982.6851 | 980.7223 | 1017.7579 | 1047.2278 | 1062.6526 | 1067.8522 | 1075.9293 | 1079.2932 | 1083.6083
Ind ¦ Warehouse loading dock seals | RET | I_Green House / Agriculture | Ottawa and Surrounding | Space Heating/Ventilation | Industrial | NA | End Use Consumption (m^3/year) | 10 | 0.65563 | 0.67466 | 0.68975 | 0.70118 | 0.70846 | 0.70181 | 0.70013 | 0.70014 | 0.70014 | 0.70012 | 0.098874 | 0.10378 | 0.10822 | 0.11222 | 0.11565 | 0.11685 | 0.11891 | 0.12129 | 0.12371 | 0.12618 | 0.15081 | 0.15382 | 0.1569 | 0.16004 | 0.16324 | 0.1665 | 0.16983 | 0.17323 | 0.1767 | 0.18023 | -0.051935 | -0.050045 | -0.048679 | -0.047824 | -0.047591 | -0.04965 | -0.050928 | -0.051945 | -0.052985 | -0.054047 | 12971.7147 | 12906.8561 | 12842.3218 | 12778.1102 | 12714.2197 | 12650.6486 | 12587.3953 | 12524.4583 | 12461.836 | 12399.5269 | 0 | 0 | 0 | 0 | 0 | 0 | 0 | 0 | 0 | 0 | 0 | 0 | 0 | 0 | 0 | 0 | 0 | 0 | 0 | 0 | 0 | 0 | 0 | 0 | 0 | 0 | 0 | 0 | 0 | 0
Ind ¦ Boiler right sizing and load management | ROB | I_Green House / Agriculture | Ottawa and Surrounding | Process - Boiler/Steam | Industrial | NA | End Use Consumption (m^3/year) | 25 | INF | INF | INF | INF | INF | INF | INF | INF | INF | INF | 0.35266 | 0.36513 | 0.37655 | 0.38712 | 0.39671 | 0.40459 | 0.41215 | 0.4204 | 0.42883 | 0.43741 | 0 | 0 | 0 | 0 | 0 | 0 | 0 | 0 | 0 | 0 | 0.35266 | 0.36513 | 0.37655 | 0.38712 | 0.39671 | 0.40459 | 0.41215 | 0.4204 | 0.42883 | 0.43741 | 224510.4461 | 223387.8939 | 222270.9544 | 221159.5997 | 220053.8017 | 218953.5326 | 217858.765 | 216769.4712 | 215685.6238 | 214607.1957 | 224510.4461 | 223387.8939 | 222270.9544 | 221159.5997 | 220053.8017 | 218953.5326 | 217858.765 | 216769.4712 | 215685.6238 | 214607.1957 | 6738.1971 | 13362.6286 | 19868.9879 | 26253.0112 | 32510.6072 | 38637.9641 | 44631.6357 | 50488.6073 | 56206.3423 | 61782.8128 | 6738.1971 | 6624.4315 | 6506.3593 | 6384.0233 | 6257.596 | 6127.3569 | 5993.6716 | 5856.9715 | 5717.735 | 5576.4705
Ind ¦ Advanced heating and process control ¦ New | NEW | I_Other (including mining, construction, etc.) | Ottawa and Surrounding | Process Heat | Industrial | NA | End Use Consumption (m^3/year) | 15 | 5.3148 | 5.4254 | 5.5077 | 5.5672 | 5.6027 | 5.6015 | 5.5915 | 5.5916 | 5.5916 | 5.5916 | 0.31919 | 0.33235 | 0.34413 | 0.35481 | 0.36422 | 0.37142 | 0.37817 | 0.38574 | 0.39346 | 0.40132 | 0.060056 | 0.061257 | 0.062483 | 0.063732 | 0.065007 | 0.066307 | 0.067633 | 0.068986 | 0.070366 | 0.071773 | 0.25913 | 0.27109 | 0.28165 | 0.29108 | 0.29921 | 0.30511 | 0.31054 | 0.31675 | 0.32309 | 0.32955 | 1441.6729 | 2906.4126 | 4394.7394 | 5907.1847 | 7444.2906 | 9006.6104 | 10594.7089 | 12209.1628 | 13850.5603 | 15519.5022 | 1441.6729 | 2906.4126 | 4394.7394 | 5907.1847 | 7444.2906 | 9006.6104 | 10594.7089 | 12209.1628 | 13850.5603 | 15519.5022 | 929.2878 | 1873.4442 | 2857.2523 | 3877.7506 | 4940.5382 | 6043.3939 | 7183.0496 | 8357.0354 | 9565.5374 | 10807.4292 | 929.2878 | 944.1564 | 983.8081 | 1020.4982 | 1062.7876 | 1102.8557 | 1139.6557 | 1173.9857 | 1208.502 | 1241.8919
Ind ¦ Air compressor heat recovery ¦ New | NEW | I_Other (including mining, construction, etc.) | Ottawa and Surrounding | Space Heating/Ventilation | Industrial | NA | End Use Consumption (m^3/year) | 25 | 2.502 | 2.5404 | 2.5708 | 2.5939 | 2.6085 | 2.5951 | 2.5917 | 2.5918 | 2.5917 | 2.5917 | 0.78535 | 0.81335 | 0.83956 | 0.86403 | 0.8863 | 0.89938 | 0.91617 | 0.9345 | 0.95318 | 0.97223 | 0.31389 | 0.32017 | 0.32658 | 0.33311 | 0.33977 | 0.34656 | 0.3535 | 0.36057 | 0.36778 | 0.37513 | 0.47146 | 0.49318 | 0.51299 | 0.53092 | 0.54653 | 0.55281 | 0.56267 | 0.57393 | 0.58541 | 0.5971 | 114.7358 | 231.3073 | 349.756 | 470.1242 | 592.455 | 716.7925 | 843.1815 | 971.6681 | 1102.299 | 1235.122 | 114.7358 | 231.3073 | 349.756 | 470.1242 | 592.455 | 716.7925 | 843.1815 | 971.6681 | 1102.299 | 1235.122 | 33.6502 | 67.8389 | 102.6178 | 137.6055 | 175.1032 | 214.8057 | 256.0306 | 298.3133 | 341.9928 | 386.9515 | 33.6502 | 34.1886 | 34.7789 | 34.9877 | 37.4976 | 39.7025 | 41.2249 | 42.2826 | 43.6796 | 44.9587
Ind ¦ Air curtains ¦ New | NEW | I_Other (including mining, construction, etc.) | Ottawa and Surrounding | Space Heating/Ventilation | Industrial | NA | End Use Consumption (m^3/year) | 15 | 0.92289 | 0.94244 | 0.95793 | 0.96967 | 0.97714 | 0.97032 | 0.9686 | 0.96861 | 0.96861 | 0.96859 | 0.13548 | 0.14112 | 0.14631 | 0.15106 | 0.15527 | 0.15727 | 0.16013 | 0.16334 | 0.16661 | 0.16993 | 0.1468 | 0.14974 | 0.15274 | 0.15579 | 0.15891 | 0.16208 | 0.16533 | 0.16863 | 0.172 | 0.17544 | -0.01132 | -0.0086192 | -0.0064252 | -0.0047254 | -0.0036321 | -0.0048103 | -0.0051917 | -0.0052929 | -0.0053996 | -0.0055101 | 68.2951 | 137.6829 | 208.1881 | 279.8358 | 352.6518 | 426.6622 | 501.8938 | 578.3739 | 656.1303 | 735.1916 | 0 | 0 | 0 | 0 | 0 | 0 | 0 | 0 | 0 | 0 | 0 | 0 | 0 | 0 | 0 | 0 | 0 | 0 | 0 | 0 | 0 | 0 | 0 | 0 | 0 | 0 | 0 | 0 | 0 | 0
Ind ¦ Automated temperature control ¦ New | NEW | I_Other (including mining, construction, etc.) | Ottawa and Surrounding | Space Heating/Ventilation | Industrial | NA | End Use Consumption (m^3/year) | 25 | 1.1676 | 1.1855 | 1.1997 | 1.2105 | 1.2173 | 1.2111 | 1.2095 | 1.2095 | 1.2095 | 1.2095 | 0.26178 | 0.27112 | 0.27985 | 0.28801 | 0.29543 | 0.29979 | 0.30539 | 0.3115 | 0.31773 | 0.32408 | 0.22421 | 0.22869 | 0.23327 | 0.23793 | 0.24269 | 0.24755 | 0.2525 | 0.25755 | 0.2627 | 0.26795 | 0.037574 | 0.042423 | 0.046585 | 0.050076 | 0.052741 | 0.052247 | 0.052892 | 0.053952 | 0.055029 | 0.056126 | 88.5307 | 178.4778 | 269.8735 | 362.7502 | 457.1412 | 553.0806 | 650.603 | 749.7439 | 850.5393 | 953.0262 | 88.5307 | 178.4778 | 269.8735 | 362.7502 | 457.1412 | 553.0806 | 650.603 | 749.7439 | 850.5393 | 953.0262 | 0.78919 | 1.591 | 2.3187 | 2.9425 | 3.7613 | 4.7564 | 5.8272 | 6.9059 | 8.0446 | 9.227 | 0.78919 | 0.80182 | 0.72765 | 0.62384 | 0.81884 | 0.99502 | 1.0708 | 1.0787 | 1.1388 | 1.1823
Ind ¦ De-stratification fans ¦ New | NEW | I_Other (including mining, construction, etc.) | Ottawa and Surrounding | Space Heating/Ventilation | Industrial | NA | End Use Consumption (m^3/year) | 25 | 1.4153 | 1.437 | 1.4542 | 1.4672 | 1.4755 | 1.468 | 1.466 | 1.466 | 1.466 | 1.466 | 0.29918 | 0.30985 | 0.31983 | 0.32915 | 0.33764 | 0.34262 | 0.34902 | 0.356 | 0.36312 | 0.37037 | 0.2114 | 0.21563 | 0.21994 | 0.22434 | 0.22882 | 0.2334 | 0.23807 | 0.24283 | 0.24769 | 0.25264 | 0.087784 | 0.094223 | 0.099894 | 0.10482 | 0.10881 | 0.10922 | 0.11095 | 0.11317 | 0.11543 | 0.11773 | 64.7539 | 130.5438 | 197.3932 | 265.3258 | 334.3661 | 404.539 | 475.8696 | 548.3841 | 622.1088 | 697.0706 | 64.7539 | 130.5438 | 197.3932 | 265.3258 | 334.3661 | 404.539 | 475.8696 | 548.3841 | 622.1088 | 697.0706 | 2.5894 | 5.2202 | 7.7471 | 10.0657 | 12.8446 | 15.9997 | 19.3377 | 22.7278 | 26.2701 | 29.9327 | 2.5894 | 2.6308 | 2.5269 | 2.3186 | 2.7788 | 3.1551 | 3.338 | 3.3901 | 3.5423 | 3.6626
Ind ¦ Energy Management and Process Improvement ¦ New | NEW | I_Other (including mining, construction, etc.) | Ottawa and Surrounding | Cross Cutting/Behavioural | Industrial | NA | End Use Consumption (m^3/year) | 15 | 3.6479 | 3.7238 | 3.7802 | 3.8211 | 3.8455 | 3.8447 | 3.8378 | 3.8378 | 3.8379 | 3.8378 | 0.25535 | 0.26588 | 0.27531 | 0.28385 | 0.29137 | 0.29714 | 0.30254 | 0.30859 | 0.31477 | 0.32106 | 0.07 | 0.0714 | 0.072828 | 0.074285 | 0.07577 | 0.077286 | 0.078831 | 0.080408 | 0.082016 | 0.083656 | 0.18535 | 0.19448 | 0.20248 | 0.20956 | 0.2156 | 0.21985 | 0.22371 | 0.22818 | 0.23275 | 0.2374 | 2830.1712 | 5705.6251 | 8627.3835 | 11596.489 | 14614.0062 | 17681.0212 | 20798.643 | 23968.0032 | 27190.257 | 30466.5836 | 2830.1712 | 5705.6251 | 8627.3835 | 11596.489 | 14614.0062 | 17681.0212 | 20798.643 | 23968.0032 | 27190.257 | 30466.5836 | 1643.8005 | 3313.9019 | 5049.5718 | 6843.5672 | 8718.9346 | 10670.2355 | 12687.989 | 14765.3085 | 16904.5554 | 19103.1371 | 1643.8005 | 1670.1013 | 1735.6699 | 1793.9954 | 1875.3674 | 1951.3009 | 2017.7536 | 2077.3195 | 2139.247 | 2198.5817
Ind ¦ Exhaust gas heat recovery ¦ New | NEW | I_Other (including mining, construction, etc.) | Ottawa and Surrounding | Process Heat | Industrial | NA | End Use Consumption (m^3/year) | 15 | 5.3148 | 5.4254 | 5.5077 | 5.5672 | 5.6027 | 5.6015 | 5.5915 | 5.5916 | 5.5916 | 5.5916 | 0.44687 | 0.46529 | 0.48179 | 0.49674 | 0.5099 | 0.51999 | 0.52944 | 0.54003 | 0.55084 | 0.56185 | 0.084079 | 0.08576 | 0.087476 | 0.089225 | 0.09101 | 0.09283 | 0.094686 | 0.09658 | 0.098512 | 0.10048 | 0.36279 | 0.37953 | 0.39431 | 0.40751 | 0.41889 | 0.42716 | 0.43475 | 0.44345 | 0.45233 | 0.46137 | 2522.9276 | 5086.222 | 7690.794 | 10337.5733 | 13027.5085 | 15761.5682 | 18540.7406 | 21366.0349 | 24238.4806 | 27159.1288 | 2522.9276 | 5086.222 | 7690.794 | 10337.5733 | 13027.5085 | 15761.5682 | 18540.7406 | 21366.0349 | 24238.4806 | 27159.1288 | 1626.2536 | 3278.5273 | 5001.8135 | 6790.5973 | 8654.4118 | 10589.1258 | 12588.8027 | 14648.9367 | 16769.7122 | 18949.0362 | 1626.2536 | 1652.2737 | 1723.2861 | 1788.7839 | 1863.8145 | 1934.714 | 1999.6769 | 2060.134 | 2120.7755 | 2179.324
Ind ¦ High-efficiency burners ¦ New | NEW | I_Other (including mining, construction, etc.) | Ottawa and Surrounding | Process Heat | Industrial | NA | End Use Consumption (m^3/year) | 20 | 8.928 | 9.0812 | 9.1951 | 9.2776 | 9.3267 | 9.3252 | 9.3113 | 9.3113 | 9.3115 | 9.3115 | 0.61959 | 0.64282 | 0.66391 | 0.68326 | 0.70062 | 0.71451 | 0.72771 | 0.74227 | 0.75713 | 0.77227 | 0.069398 | 0.070786 | 0.072202 | 0.073646 | 0.075119 | 0.076621 | 0.078154 | 0.079717 | 0.081311 | 0.082938 | 0.55019 | 0.57204 | 0.59171 | 0.60961 | 0.6255 | 0.63789 | 0.64956 | 0.66256 | 0.67582 | 0.68934 | 865.0037 | 1743.8475 | 2636.8437 | 3544.3108 | 4466.5743 | 5403.9662 | 6356.8254 | 7325.4977 | 8310.3362 | 9311.7013 | 865.0037 | 1743.8475 | 2636.8437 | 3544.3108 | 4466.5743 | 5403.9662 | 6356.8254 | 7325.4977 | 8310.3362 | 9311.7013 | 585.3555 | 1180.0767 | 1798.4888 | 2439.4698 | 3104.5558 | 3792.8842 | 4503.2893 | 5234.8726 | 5987.5766 | 6760.9577 | 585.3555 | 594.7212 | 618.412 | 640.9811 | 665.086 | 688.3284 | 710.4052 | 731.5833 | 752.704 | 773.381
Ind ¦ High-efficiency furnaces ¦ New | NEW | I_Other (including mining, construction, etc.) | Ottawa and Surrounding | Process Heat | Industrial | NA | End Use Consumption (m^3/year) | 20 | 3.8688 | 3.9352 | 3.9846 | 4.0203 | 4.0416 | 4.0409 | 4.0349 | 4.0349 | 4.035 | 4.035 | 0.61959 | 0.64282 | 0.66391 | 0.68326 | 0.70062 | 0.71451 | 0.72771 | 0.74227 | 0.75713 | 0.77227 | 0.16015 | 0.16335 | 0.16662 | 0.16995 | 0.17335 | 0.17682 | 0.18036 | 0.18396 | 0.18764 | 0.19139 | 0.45944 | 0.47947 | 0.49729 | 0.51331 | 0.52726 | 0.53769 | 0.54736 | 0.55831 | 0.56949 | 0.58088 | 1647.6262 | 3321.6144 | 5022.5594 | 6751.0683 | 8507.7607 | 10293.269 | 12108.2388 | 13953.3289 | 15829.2118 | 17736.5739 | 1647.6262 | 3321.6144 | 5022.5594 | 6751.0683 | 8507.7607 | 10293.269 | 12108.2388 | 13953.3289 | 15829.2118 | 17736.5739 | 899.7358 | 1813.8675 | 2758.6851 | 3730.5046 | 4745.6474 | 5801.2548 | 6891.7009 | 8013.0231 | 9167.3265 | 10353.3628 | 899.7358 | 914.1316 | 944.8177 | 971.8194 | 1015.1428 | 1055.6074 | 1090.4462 | 1121.3221 | 1154.3035 | 1186.0363
Ind ¦ High-efficiency ovens & dryers ¦ New | NEW | I_Other (including mining, construction, etc.) | Ottawa and Surrounding | Process Heat | Industrial | NA | End Use Consumption (m^3/year) | 20 | 3.3161 | 3.373 | 3.4153 | 3.446 | 3.4642 | 3.4636 | 3.4585 | 3.4585 | 3.4586 | 3.4586 | 0.37176 | 0.38569 | 0.39834 | 0.40996 | 0.42037 | 0.4287 | 0.43663 | 0.44536 | 0.45428 | 0.46336 | 0.11211 | 0.11435 | 0.11663 | 0.11897 | 0.12135 | 0.12377 | 0.12625 | 0.12877 | 0.13135 | 0.13398 | 0.25965 | 0.27135 | 0.28171 | 0.29099 | 0.29902 | 0.30493 | 0.31038 | 0.31659 | 0.32293 | 0.32939 | 1730.0075 | 3487.6951 | 5273.6873 | 7088.6217 | 8933.1487 | 10807.9324 | 12713.6507 | 14650.9953 | 16620.6724 | 18623.4026 | 1730.0075 | 3487.6951 | 5273.6873 | 7088.6217 | 8933.1487 | 10807.9324 | 12713.6507 | 14650.9953 | 16620.6724 | 18623.4026 | 865.0631 | 1743.9673 | 2654.1584 | 3590.2329 | 4574.3896 | 5602.471 | 6666.4296 | 7761.0789 | 8888.8704 | 10048.0647 | 865.0631 | 878.9041 | 910.1912 | 936.0745 | 984.1567 | 1028.0814 | 1063.9586 | 1094.6493 | 1127.7915 | 1159.1943
Ind ¦ Insulation ¦ New | NEW | I_Other (including mining, construction, etc.) | Ottawa and Surrounding | Process Heat | Industrial | NA | End Use Consumption (m^3/year) | 15 | 5.3148 | 5.4254 | 5.5077 | 5.5672 | 5.6027 | 5.6015 | 5.5915 | 5.5916 | 5.5916 | 5.5916 | 0.12768 | 0.13294 | 0.13765 | 0.14192 | 0.14569 | 0.14857 | 0.15127 | 0.1543 | 0.15738 | 0.16053 | 0.024023 | 0.024503 | 0.024993 | 0.025493 | 0.026003 | 0.026523 | 0.027053 | 0.027594 | 0.028146 | 0.028709 | 0.10365 | 0.10844 | 0.11266 | 0.11643 | 0.11968 | 0.12205 | 0.12422 | 0.1267 | 0.12924 | 0.13182 | 14.1649 | 28.5565 | 43.1798 | 58.04 | 73.1426 | 88.4929 | 104.0965 | 119.959 | 136.0863 | 152.4842 | 14.1649 | 28.5565 | 43.1798 | 58.04 | 73.1426 | 88.4929 | 104.0965 | 119.959 | 136.0863 | 152.4842 | 9.1306 | 18.4072 | 28.1212 | 38.2316 | 48.7849 | 59.7517 | 71.0939 | 82.7822 | 94.8144 | 107.1764 | 9.1306 | 9.2766 | 9.7139 | 10.1105 | 10.5532 | 10.9668 | 11.3422 | 11.6882 | 12.0322 | 12.3619
Ind ¦ Radiant heaters ¦ New | NEW | I_Other (including mining, construction, etc.) | Ottawa and Surrounding | Space Heating/Ventilation | Industrial | NA | End Use Consumption (m^3/year) | 20 | 1.4656 | 1.4912 | 1.5115 | 1.5269 | 1.5367 | 1.5277 | 1.5255 | 1.5255 | 1.5255 | 1.5255 | 0.98582 | 1.0231 | 1.0578 | 1.0899 | 1.1188 | 1.1346 | 1.1555 | 1.1787 | 1.2022 | 1.2263 | 0.67263 | 0.68608 | 0.69981 | 0.7138 | 0.72808 | 0.74264 | 0.75749 | 0.77264 | 0.78809 | 0.80386 | 0.31319 | 0.33701 | 0.35795 | 0.37608 | 0.39073 | 0.39191 | 0.39804 | 0.40601 | 0.41413 | 0.42239 | 103.2015 | 208.0542 | 314.5954 | 422.863 | 532.896 | 644.734 | 758.4172 | 873.9872 | 991.4858 | 1110.9563 | 103.2015 | 208.0542 | 314.5954 | 422.863 | 532.896 | 644.734 | 758.4172 | 873.9872 | 991.4858 | 1110.9563 | 9.4941 | 19.14 | 28.7088 | 37.9798 | 48.3602 | 59.6938 | 71.6288 | 83.7728 | 96.4264 | 109.4945 | 9.4941 | 9.646 | 9.5688 | 9.271 | 10.3804 | 11.3336 | 11.9351 | 12.1439 | 12.6537 | 13.0681
Ind ¦ Ventilation heat recovery ¦ New | NEW | I_Other (including mining, construction, etc.) | Ottawa and Surrounding | Space Heating/Ventilation | Industrial | NA | End Use Consumption (m^3/year) | 20 | 4.3968 | 4.4736 | 4.5345 | 4.5806 | 4.61 | 4.5832 | 4.5764 | 4.5765 | 4.5764 | 4.5764 | 0.49291 | 0.51155 | 0.52888 | 0.54494 | 0.5594 | 0.56728 | 0.57777 | 0.58933 | 0.60111 | 0.61313 | 0.11211 | 0.11435 | 0.11663 | 0.11897 | 0.12135 | 0.12377 | 0.12625 | 0.12877 | 0.13135 | 0.13398 | 0.3808 | 0.3972 | 0.41225 | 0.42598 | 0.43806 | 0.4435 | 0.45152 | 0.46055 | 0.46976 | 0.47915 | 105.3515 | 212.3886 | 321.1494 | 431.6727 | 543.998 | 658.1659 | 774.2176 | 892.1952 | 1012.1418 | 1134.1012 | 105.3515 | 212.3886 | 321.1494 | 431.6727 | 543.998 | 658.1659 | 774.2176 | 892.1952 | 1012.1418 | 1134.1012 | 59.4692 | 119.8899 | 182.5108 | 247.0823 | 314.5524 | 384.7304 | 457.2622 | 531.8945 | 608.7388 | 687.7075 | 59.4692 | 60.4207 | 62.6209 | 64.5715 | 67.4701 | 70.178 | 72.5318 | 74.6323 | 76.8442 | 78.9687
Ind ¦ Ventilation optimization ¦ New | NEW | I_Other (including mining, construction, etc.) | Ottawa and Surrounding | Space Heating/Ventilation | Industrial | NA | End Use Consumption (m^3/year) | 15 | 2.256 | 2.3037 | 2.3416 | 2.3703 | 2.3886 | 2.3719 | 2.3677 | 2.3677 | 2.3677 | 2.3677 | 0.54194 | 0.56449 | 0.58524 | 0.60426 | 0.62109 | 0.62909 | 0.64054 | 0.65336 | 0.66642 | 0.67974 | 0.24023 | 0.24503 | 0.24993 | 0.25493 | 0.26003 | 0.26523 | 0.27053 | 0.27594 | 0.28146 | 0.28709 | 0.30171 | 0.31946 | 0.33531 | 0.34933 | 0.36107 | 0.36387 | 0.37 | 0.37741 | 0.38496 | 0.39265 | 121.4135 | 244.7696 | 370.1122 | 497.4859 | 626.9365 | 758.5105 | 892.2556 | 1028.2202 | 1166.4539 | 1307.0074 | 121.4135 | 244.7696 | 370.1122 | 497.4859 | 626.9365 | 758.5105 | 892.2556 | 1028.2202 | 1166.4539 | 1307.0074 | 48.4114 | 97.5973 | 148.0576 | 199.4427 | 253.8822 | 311.0709 | 370.3532 | 431.2772 | 494.1437 | 558.8286 | 48.4114 | 49.1859 | 50.4603 | 51.3851 | 54.4395 | 57.1887 | 59.2822 | 60.9241 | 62.8665 | 64.6848
Ind ¦ Warehouse loading dock seals ¦ New | NEW | I_Other (including mining, construction, etc.) | Ottawa and Surrounding | Space Heating/Ventilation | Industrial | NA | End Use Consumption (m^3/year) | 10 | 0.65563 | 0.67466 | 0.68975 | 0.70118 | 0.70846 | 0.70181 | 0.70013 | 0.70014 | 0.70014 | 0.70012 | 0.098874 | 0.10378 | 0.10822 | 0.11222 | 0.11565 | 0.11685 | 0.11891 | 0.12129 | 0.12371 | 0.12618 | 0.15081 | 0.15382 | 0.1569 | 0.16004 | 0.16324 | 0.1665 | 0.16983 | 0.17323 | 0.1767 | 0.18023 | -0.051935 | -0.050045 | -0.048679 | -0.047824 | -0.047591 | -0.04965 | -0.050928 | -0.051945 | -0.052985 | -0.054047 | 38.3633 | 77.3404 | 116.9452 | 157.1917 | 198.0945 | 239.6683 | 281.928 | 324.889 | 368.567 | 412.978 | 0 | 0 | 0 | 0 | 0 | 0 | 0 | 0 | 0 | 0 | 0 | 0 | 0 | 0 | 0 | 0 | 0 | 0 | 0 | 0 | 0 | 0 | 0 | 0 | 0 | 0 | 0 | 0 | 0 | 0
Ind ¦ Advanced heating and process control | RET | I_Other (including mining, construction, etc.) | Ottawa and Surrounding | Process Heat | Industrial | NA | End Use Consumption (m^3/year) | 15 | 5.3148 | 5.4254 | 5.5077 | 5.5672 | 5.6027 | 5.6015 | 5.5915 | 5.5916 | 5.5916 | 5.5916 | 0.31919 | 0.33235 | 0.34413 | 0.35481 | 0.36422 | 0.37142 | 0.37817 | 0.38574 | 0.39346 | 0.40132 | 0.060056 | 0.061257 | 0.062483 | 0.063732 | 0.065007 | 0.066307 | 0.067633 | 0.068986 | 0.070366 | 0.071773 | 0.25913 | 0.27109 | 0.28165 | 0.29108 | 0.29921 | 0.30511 | 0.31054 | 0.31675 | 0.32309 | 0.32955 | 55171.7129 | 54895.8543 | 54621.3751 | 54348.2682 | 54076.5268 | 53806.1442 | 53537.1135 | 53269.4279 | 53003.0808 | 52738.0654 | 55171.7129 | 54895.8543 | 54621.3751 | 54348.2682 | 54076.5268 | 53806.1442 | 53537.1135 | 53269.4279 | 53003.0808 | 52738.0654 | 2123.1188 | 4311.6432 | 6551.519 | 8845.2058 | 11176.4035 | 13525.1171 | 15872.1496 | 18203.1872 | 20501.2326 | 22752.1206 | 2123.1188 | 2188.5244 | 2239.8757 | 2293.6868 | 2331.1977 | 2348.7136 | 2347.0325 | 2331.0376 | 2298.0454 | 2250.8881
Ind ¦ Air compressor heat recovery | RET | I_Other (including mining, construction, etc.) | Ottawa and Surrounding | Space Heating/Ventilation | Industrial | NA | End Use Consumption (m^3/year) | 25 | 2.502 | 2.5404 | 2.5708 | 2.5939 | 2.6085 | 2.5951 | 2.5917 | 2.5918 | 2.5917 | 2.5917 | 0.78535 | 0.81335 | 0.83956 | 0.86403 | 0.8863 | 0.89938 | 0.91617 | 0.9345 | 0.95318 | 0.97223 | 0.31389 | 0.32017 | 0.32658 | 0.33311 | 0.33977 | 0.34656 | 0.3535 | 0.36057 | 0.36778 | 0.37513 | 0.47146 | 0.49318 | 0.51299 | 0.53092 | 0.54653 | 0.55281 | 0.56267 | 0.57393 | 0.58541 | 0.5971 | 4390.8492 | 4368.895 | 4347.0505 | 4325.3152 | 4303.6887 | 4282.1702 | 4260.7594 | 4239.4556 | 4218.2583 | 4197.167 | 4390.8492 | 4368.895 | 4347.0505 | 4325.3152 | 4303.6887 | 4282.1702 | 4260.7594 | 4239.4556 | 4218.2583 | 4197.167 | 76.8798 | 153.2565 | 228.3219 | 306.9252 | 388.3077 | 470.9695 | 553.8957 | 637.6523 | 721.9032 | 806.9979 | 76.8798 | 76.3767 | 75.0654 | 78.6033 | 81.3825 | 82.6618 | 82.9262 | 83.7567 | 84.2508 | 85.0947
Ind ¦ Air curtains | RET | I_Other (including mining, construction, etc.) | Ottawa and Surrounding | Space Heating/Ventilation | Industrial | NA | End Use Consumption (m^3/year) | 15 | 0.92289 | 0.94244 | 0.95793 | 0.96967 | 0.97714 | 0.97032 | 0.9686 | 0.96861 | 0.96861 | 0.96859 | 0.13548 | 0.14112 | 0.14631 | 0.15106 | 0.15527 | 0.15727 | 0.16013 | 0.16334 | 0.16661 | 0.16993 | 0.1468 | 0.14974 | 0.15274 | 0.15579 | 0.15891 | 0.16208 | 0.16533 | 0.16863 | 0.172 | 0.17544 | -0.01132 | -0.0086192 | -0.0064252 | -0.0047254 | -0.0036321 | -0.0048103 | -0.0051917 | -0.0052929 | -0.0053996 | -0.0055101 | 2613.6007 | 2600.5327 | 2587.53 | 2574.5924 | 2561.7194 | 2548.9108 | 2536.1663 | 2523.4855 | 2510.868 | 2498.3137 | 0 | 0 | 0 | 0 | 0 | 0 | 0 | 0 | 0 | 0 | 0 | 0 | 0 | 0 | 0 | 0 | 0 | 0 | 0 | 0 | 0 | 0 | 0 | 0 | 0 | 0 | 0 | 0 | 0 | 0
Ind ¦ Automated temperature control | RET | I_Other (including mining, construction, etc.) | Ottawa and Surrounding | Space Heating/Ventilation | Industrial | NA | End Use Consumption (m^3/year) | 25 | 1.1676 | 1.1855 | 1.1997 | 1.2105 | 1.2173 | 1.2111 | 1.2095 | 1.2095 | 1.2095 | 1.2095 | 0.26178 | 0.27112 | 0.27985 | 0.28801 | 0.29543 | 0.29979 | 0.30539 | 0.3115 | 0.31773 | 0.32408 | 0.22421 | 0.22869 | 0.23327 | 0.23793 | 0.24269 | 0.24755 | 0.2525 | 0.25755 | 0.2627 | 0.26795 | 0.037574 | 0.042423 | 0.046585 | 0.050076 | 0.052741 | 0.052247 | 0.052892 | 0.053952 | 0.055029 | 0.056126 | 3388.0009 | 3371.0609 | 3354.2056 | 3337.4346 | 3320.7474 | 3304.1437 | 3287.623 | 3271.1848 | 3254.8289 | 3238.5548 | 3388.0009 | 3371.0609 | 3354.2056 | 3337.4346 | 3320.7474 | 3304.1437 | 3287.623 | 3271.1848 | 3254.8289 | 3238.5548 | 1.803 | 3.3731 | 4.6671 | 6.3026 | 8.2196 | 10.2124 | 12.1539 | 14.1383 | 16.1352 | 18.2077 | 1.803 | 1.57 | 1.294 | 1.6355 | 1.917 | 1.9928 | 1.9415 | 1.9845 | 1.9969 | 2.0724
Ind ¦ De-stratification fans | RET | I_Other (including mining, construction, etc.) | Ottawa and Surrounding | Space Heating/Ventilation | Industrial | NA | End Use Consumption (m^3/year) | 25 | 1.4153 | 1.437 | 1.4542 | 1.4672 | 1.4755 | 1.468 | 1.466 | 1.466 | 1.466 | 1.466 | 0.29918 | 0.30985 | 0.31983 | 0.32915 | 0.33764 | 0.34262 | 0.34902 | 0.356 | 0.36312 | 0.37037 | 0.2114 | 0.21563 | 0.21994 | 0.22434 | 0.22882 | 0.2334 | 0.23807 | 0.24283 | 0.24769 | 0.25264 | 0.087784 | 0.094223 | 0.099894 | 0.10482 | 0.10881 | 0.10922 | 0.11095 | 0.11317 | 0.11543 | 0.11773 | 2478.0807 | 2465.6903 | 2453.3618 | 2441.095 | 2428.8895 | 2416.7451 | 2404.6614 | 2392.6381 | 2380.6749 | 2368.7715 | 2478.0807 | 2465.6903 | 2453.3618 | 2441.095 | 2428.8895 | 2416.7451 | 2404.6614 | 2392.6381 | 2380.6749 | 2368.7715 | 5.9159 | 11.3831 | 16.2176 | 21.8088 | 27.9458 | 34.232 | 40.4202 | 46.694 | 52.994 | 59.4438 | 5.9159 | 5.4672 | 4.8345 | 5.5913 | 6.137 | 6.2862 | 6.1883 | 6.2738 | 6.2999 | 6.4498
Ind ¦ Energy Management and Process Improvement | RET | I_Other (including mining, construction, etc.) | Ottawa and Surrounding | Cross Cutting/Behavioural | Industrial | NA | End Use Consumption (m^3/year) | 15 | 3.6479 | 3.7238 | 3.7802 | 3.8211 | 3.8455 | 3.8447 | 3.8378 | 3.8378 | 3.8379 | 3.8378 | 0.25535 | 0.26588 | 0.27531 | 0.28385 | 0.29137 | 0.29714 | 0.30254 | 0.30859 | 0.31477 | 0.32106 | 0.07 | 0.0714 | 0.072828 | 0.074285 | 0.07577 | 0.077286 | 0.078831 | 0.080408 | 0.082016 | 0.083656 | 0.18535 | 0.19448 | 0.20248 | 0.20956 | 0.2156 | 0.21985 | 0.22371 | 0.22818 | 0.23275 | 0.2374 | 108308.4741 | 107766.9317 | 107228.0971 | 106691.9566 | 106158.4968 | 105627.7043 | 105099.5658 | 104574.068 | 104051.1976 | 103530.9417 | 108308.4741 | 107766.9317 | 107228.0971 | 106691.9566 | 106158.4968 | 105627.7043 | 105099.5658 | 104574.068 | 104051.1976 | 103530.9417 | 3755.5468 | 7604.1969 | 11520.5535 | 15541.7441 | 19640.7857 | 23780.0025 | 27925.9369 | 32062.8157 | 36164.4668 | 40212.9725 | 3755.5468 | 3848.65 | 3916.3567 | 4021.1906 | 4099.0416 | 4139.2168 | 4145.9344 | 4136.8788 | 4101.651 | 4048.5057
Ind ¦ Exhaust gas heat recovery | RET | I_Other (including mining, construction, etc.) | Ottawa and Surrounding | Process Heat | Industrial | NA | End Use Consumption (m^3/year) | 15 | 5.3148 | 5.4254 | 5.5077 | 5.5672 | 5.6027 | 5.6015 | 5.5915 | 5.5916 | 5.5916 | 5.5916 | 0.44687 | 0.46529 | 0.48179 | 0.49674 | 0.5099 | 0.51999 | 0.52944 | 0.54003 | 0.55084 | 0.56185 | 0.084079 | 0.08576 | 0.087476 | 0.089225 | 0.09101 | 0.09283 | 0.094686 | 0.09658 | 0.098512 | 0.10048 | 0.36279 | 0.37953 | 0.39431 | 0.40751 | 0.41889 | 0.42716 | 0.43475 | 0.44345 | 0.45233 | 0.46137 | 96550.4976 | 96067.7451 | 95587.4064 | 95109.4693 | 94633.922 | 94160.7524 | 93689.9486 | 93221.4989 | 92755.3914 | 92291.6144 | 96550.4976 | 96067.7451 | 95587.4064 | 95109.4693 | 94633.922 | 94160.7524 | 93689.9486 | 93221.4989 | 92755.3914 | 92291.6144 | 3715.4579 | 7545.3756 | 11465.1582 | 15479.1101 | 19558.7061 | 23668.9549 | 27776.2618 | 31855.5775 | 35877.157 | 39816.2111 | 3715.4579 | 3829.9178 | 3919.7825 | 4013.9519 | 4079.596 | 4110.2488 | 4107.3069 | 4079.3157 | 4021.5795 | 3939.0541
Ind ¦ High-efficiency burners | RET | I_Other (including mining, construction, etc.) | Ottawa and Surrounding | Process Heat | Industrial | NA | End Use Consumption (m^3/year) | 20 | 8.928 | 9.0812 | 9.1951 | 9.2776 | 9.3267 | 9.3252 | 9.3113 | 9.3113 | 9.3115 | 9.3115 | 0.61959 | 0.64282 | 0.66391 | 0.68326 | 0.70062 | 0.71451 | 0.72771 | 0.74227 | 0.75713 | 0.77227 | 0.069398 | 0.070786 | 0.072202 | 0.073646 | 0.075119 | 0.076621 | 0.078154 | 0.079717 | 0.081311 | 0.082938 | 0.55019 | 0.57204 | 0.59171 | 0.60961 | 0.6255 | 0.63789 | 0.64956 | 0.66256 | 0.67582 | 0.68934 | 33103.0277 | 32937.5126 | 32772.825 | 32608.9609 | 32445.9161 | 32283.6865 | 32122.2681 | 31961.6568 | 31801.8485 | 31642.8392 | 33103.0277 | 32937.5126 | 32772.825 | 32608.9609 | 32445.9161 | 32283.6865 | 32122.2681 | 31961.6568 | 31801.8485 | 31642.8392 | 1337.346 | 2719.9573 | 4139.0252 | 5590.2289 | 7062.8418 | 8544.5613 | 10023.1036 | 11487.6884 | 12926.88 | 14330.5139 | 1337.346 | 1382.6113 | 1419.0679 | 1451.2037 | 1472.6129 | 1481.7195 | 1478.5423 | 1464.5848 | 1439.1916 | 1403.6339
Ind ¦ High-efficiency furnaces | RET | I_Other (including mining, construction, etc.) | Ottawa and Surrounding | Process Heat | Industrial | NA | End Use Consumption (m^3/year) | 20 | 3.8688 | 3.9352 | 3.9846 | 4.0203 | 4.0416 | 4.0409 | 4.0349 | 4.0349 | 4.035 | 4.035 | 0.61959 | 0.64282 | 0.66391 | 0.68326 | 0.70062 | 0.71451 | 0.72771 | 0.74227 | 0.75713 | 0.77227 | 0.16015 | 0.16335 | 0.16662 | 0.16995 | 0.17335 | 0.17682 | 0.18036 | 0.18396 | 0.18764 | 0.19139 | 0.45944 | 0.47947 | 0.49729 | 0.51331 | 0.52726 | 0.53769 | 0.54736 | 0.55831 | 0.56949 | 0.58088 | 63053.3862 | 62738.1192 | 62424.4286 | 62112.3065 | 61801.745 | 61492.7362 | 61185.2726 | 60879.3462 | 60574.9495 | 60272.0747 | 63053.3862 | 62738.1192 | 62424.4286 | 62112.3065 | 61801.745 | 61492.7362 | 61185.2726 | 60879.3462 | 60574.9495 | 60272.0747 | 2055.6023 | 4155.9293 | 6287.0877 | 8477.5542 | 10713.0926 | 12972.6511 | 15238.2021 | 17503.6376 | 19755.8041 | 21986.9105 | 2055.6023 | 2100.3271 | 2131.1583 | 2190.4665 | 2235.5384 | 2259.5584 | 2265.5511 | 2265.4354 | 2252.1665 | 2231.1064
Ind ¦ High-efficiency ovens & dryers | RET | I_Other (including mining, construction, etc.) | Ottawa and Surrounding | Process Heat | Industrial | NA | End Use Consumption (m^3/year) | 20 | 3.3161 | 3.373 | 3.4153 | 3.446 | 3.4642 | 3.4636 | 3.4585 | 3.4585 | 3.4586 | 3.4586 | 0.37176 | 0.38569 | 0.39834 | 0.40996 | 0.42037 | 0.4287 | 0.43663 | 0.44536 | 0.45428 | 0.46336 | 0.11211 | 0.11435 | 0.11663 | 0.11897 | 0.12135 | 0.12377 | 0.12625 | 0.12877 | 0.13135 | 0.13398 | 0.25965 | 0.27135 | 0.28171 | 0.29099 | 0.29902 | 0.30493 | 0.31038 | 0.31659 | 0.32293 | 0.32939 | 66206.0555 | 65875.0252 | 65545.6501 | 65217.9218 | 64891.8322 | 64567.373 | 64244.5362 | 63923.3135 | 63603.6969 | 63285.6784 | 66206.0555 | 65875.0252 | 65545.6501 | 65217.9218 | 64891.8322 | 64567.373 | 64244.5362 | 63923.3135 | 63603.6969 | 63285.6784 | 1976.3864 | 3985.7399 | 6013.6984 | 8103.8894 | 10242.2446 | 12405.836 | 14577.291 | 16754.0081 | 18924.6865 | 21084.51 | 1976.3864 | 2009.3534 | 2027.9585 | 2090.191 | 2138.3552 | 2163.5913 | 2171.4551 | 2176.7171 | 2170.6784 | 2159.8236
Ind ¦ Insulation | RET | I_Other (including mining, construction, etc.) | Ottawa and Surrounding | Process Heat | Industrial | NA | End Use Consumption (m^3/year) | 15 | 5.3148 | 5.4254 | 5.5077 | 5.5672 | 5.6027 | 5.6015 | 5.5915 | 5.5916 | 5.5916 | 5.5916 | 0.12768 | 0.13294 | 0.13765 | 0.14192 | 0.14569 | 0.14857 | 0.15127 | 0.1543 | 0.15738 | 0.16053 | 0.024023 | 0.024503 | 0.024993 | 0.025493 | 0.026003 | 0.026523 | 0.027053 | 0.027594 | 0.028146 | 0.028709 | 0.10365 | 0.10844 | 0.11266 | 0.11643 | 0.11968 | 0.12205 | 0.12422 | 0.1267 | 0.12924 | 0.13182 | 542.0801 | 539.3697 | 536.6729 | 533.9895 | 531.3196 | 528.663 | 526.0197 | 523.3896 | 520.7726 | 518.1688 | 542.0801 | 539.3697 | 536.6729 | 533.9895 | 531.3196 | 528.663 | 526.0197 | 523.3896 | 520.7726 | 518.1688 | 20.8603 | 42.3633 | 64.3708 | 86.907 | 109.8118 | 132.8887 | 155.9491 | 178.8523 | 201.4313 | 223.547 | 20.8603 | 21.503 | 22.0075 | 22.5362 | 22.9048 | 23.0769 | 23.0604 | 22.9032 | 22.579 | 22.1157
Ind ¦ Radiant heaters | RET | I_Other (including mining, construction, etc.) | Ottawa and Surrounding | Space Heating/Ventilation | Industrial | NA | End Use Consumption (m^3/year) | 20 | 1.4656 | 1.4912 | 1.5115 | 1.5269 | 1.5367 | 1.5277 | 1.5255 | 1.5255 | 1.5255 | 1.5255 | 0.98582 | 1.0231 | 1.0578 | 1.0899 | 1.1188 | 1.1346 | 1.1555 | 1.1787 | 1.2022 | 1.2263 | 0.67263 | 0.68608 | 0.69981 | 0.7138 | 0.72808 | 0.74264 | 0.75749 | 0.77264 | 0.78809 | 0.80386 | 0.31319 | 0.33701 | 0.35795 | 0.37608 | 0.39073 | 0.39191 | 0.39804 | 0.40601 | 0.41413 | 0.42239 | 3949.4411 | 3929.6939 | 3910.0454 | 3890.4952 | 3871.0427 | 3851.6875 | 3832.4291 | 3813.2669 | 3794.2006 | 3775.2296 | 3949.4411 | 3929.6939 | 3910.0454 | 3890.4952 | 3871.0427 | 3851.6875 | 3832.4291 | 3813.2669 | 3794.2006 | 3775.2296 | 21.6908 | 42.4811 | 61.9689 | 83.1003 | 105.481 | 128.375 | 151.0266 | 173.9946 | 197.0957 | 220.7102 | 21.6908 | 20.7903 | 19.4878 | 21.1314 | 22.3807 | 22.894 | 22.6515 | 22.968 | 23.1011 | 23.6145
Ind ¦ Ventilation heat recovery | RET | I_Other (including mining, construction, etc.) | Ottawa and Surrounding | Space Heating/Ventilation | Industrial | NA | End Use Consumption (m^3/year) | 20 | 4.3968 | 4.4736 | 4.5345 | 4.5806 | 4.61 | 4.5832 | 4.5764 | 4.5765 | 4.5764 | 4.5764 | 0.49291 | 0.51155 | 0.52888 | 0.54494 | 0.5594 | 0.56728 | 0.57777 | 0.58933 | 0.60111 | 0.61313 | 0.11211 | 0.11435 | 0.11663 | 0.11897 | 0.12135 | 0.12377 | 0.12625 | 0.12877 | 0.13135 | 0.13398 | 0.3808 | 0.3972 | 0.41225 | 0.42598 | 0.43806 | 0.4435 | 0.45152 | 0.46055 | 0.46976 | 0.47915 | 4031.7211 | 4011.5625 | 3991.5047 | 3971.5472 | 3951.6894 | 3931.931 | 3912.2713 | 3892.71 | 3873.2464 | 3853.8802 | 4031.7211 | 4011.5625 | 3991.5047 | 3971.5472 | 3951.6894 | 3931.931 | 3912.2713 | 3892.71 | 3873.2464 | 3853.8802 | 135.8677 | 274.9123 | 416.217 | 561.3722 | 709.4203 | 858.9877 | 1008.8749 | 1158.5896 | 1307.222 | 1454.1859 | 135.8677 | 139.0447 | 141.3046 | 145.1552 | 148.0481 | 149.5674 | 149.8872 | 149.7147 | 148.6324 | 146.9639
Ind ¦ Ventilation optimization | RET | I_Other (including mining, construction, etc.) | Ottawa and Surrounding | Space Heating/Ventilation | Industrial | NA | End Use Consumption (m^3/year) | 15 | 2.256 | 2.3037 | 2.3416 | 2.3703 | 2.3886 | 2.3719 | 2.3677 | 2.3677 | 2.3677 | 2.3677 | 0.54194 | 0.56449 | 0.58524 | 0.60426 | 0.62109 | 0.62909 | 0.64054 | 0.65336 | 0.66642 | 0.67974 | 0.24023 | 0.24503 | 0.24993 | 0.25493 | 0.26003 | 0.26523 | 0.27053 | 0.27594 | 0.28146 | 0.28709 | 0.30171 | 0.31946 | 0.33531 | 0.34933 | 0.36107 | 0.36387 | 0.37 | 0.37741 | 0.38496 | 0.39265 | 4646.4013 | 4623.1693 | 4600.0534 | 4577.0532 | 4554.1679 | 4531.397 | 4508.7401 | 4486.1964 | 4463.7654 | 4441.4466 | 4646.4013 | 4623.1693 | 4600.0534 | 4577.0532 | 4554.1679 | 4531.397 | 4508.7401 | 4486.1964 | 4463.7654 | 4441.4466 | 110.6041 | 221.8241 | 332.8218 | 448.0113 | 566.5361 | 686.8067 | 807.6659 | 929.4391 | 1051.5931 | 1174.2355 | 110.6041 | 111.2199 | 110.9978 | 115.1894 | 118.5248 | 120.2706 | 120.8591 | 121.7733 | 122.154 | 122.6424
Ind ¦ Warehouse loading dock seals | RET | I_Other (including mining, construction, etc.) | Ottawa and Surrounding | Space Heating/Ventilation | Industrial | NA | End Use Consumption (m^3/year) | 10 | 0.65563 | 0.67466 | 0.68975 | 0.70118 | 0.70846 | 0.70181 | 0.70013 | 0.70014 | 0.70014 | 0.70012 | 0.098874 | 0.10378 | 0.10822 | 0.11222 | 0.11565 | 0.11685 | 0.11891 | 0.12129 | 0.12371 | 0.12618 | 0.15081 | 0.15382 | 0.1569 | 0.16004 | 0.16324 | 0.1665 | 0.16983 | 0.17323 | 0.1767 | 0.18023 | -0.051935 | -0.050045 | -0.048679 | -0.047824 | -0.047591 | -0.04965 | -0.050928 | -0.051945 | -0.052985 | -0.054047 | 1468.1337 | 1460.7931 | 1453.4891 | 1446.2217 | 1438.9905 | 1431.7956 | 1424.6366 | 1417.5134 | 1410.4259 | 1403.3737 | 0 | 0 | 0 | 0 | 0 | 0 | 0 | 0 | 0 | 0 | 0 | 0 | 0 | 0 | 0 | 0 | 0 | 0 | 0 | 0 | 0 | 0 | 0 | 0 | 0 | 0 | 0 | 0 | 0 | 0
Ind ¦ Advanced boiler controls including air/fuel mix control ¦ New | NEW | I_Other Manufacturing <0.5 million m3/year | Ottawa and Surrounding | Process - Boiler/Steam | Industrial | NA | End Use Consumption (m^3/year) | 15 | 4.1594 | 4.246 | 4.3104 | 4.357 | 4.3847 | 4.3838 | 4.376 | 4.376 | 4.3761 | 4.376 | 0.12768 | 0.13294 | 0.13765 | 0.14192 | 0.14569 | 0.14857 | 0.15127 | 0.1543 | 0.15738 | 0.16053 | 0.030695 | 0.031309 | 0.031936 | 0.032574 | 0.033226 | 0.03389 | 0.034568 | 0.035259 | 0.035965 | 0.036684 | 0.09698 | 0.10163 | 0.10572 | 0.10935 | 0.11246 | 0.11468 | 0.1167 | 0.11904 | 0.12142 | 0.12384 | 1832.0394 | 3693.3913 | 5584.7173 | 7506.6923 | 9460.0053 | 11445.3595 | 13463.4727 | 15515.0774 | 17600.9215 | 19721.7682 | 1832.0394 | 3693.3913 | 5584.7173 | 7506.6923 | 9460.0053 | 11445.3595 | 13463.4727 | 15515.0774 | 17600.9215 | 19721.7682 | 1110.9225 | 2239.6198 | 3411.6778 | 4623.5896 | 5885.8814 | 7195.8868 | 8549.0877 | 9942.1853 | 11376.1743 | 12849.7754 | 1110.9225 | 1128.6973 | 1172.058 | 1211.9119 | 1262.2918 | 1310.0054 | 1353.2009 | 1393.0976 | 1433.989 | 1473.601
Ind ¦ Advanced heating and process control ¦ New | NEW | I_Other Manufacturing <0.5 million m3/year | Ottawa and Surrounding | Process Heat | Industrial | NA | End Use Consumption (m^3/year) | 15 | 5.3148 | 5.4254 | 5.5077 | 5.5672 | 5.6027 | 5.6015 | 5.5915 | 5.5916 | 5.5916 | 5.5916 | 0.31919 | 0.33235 | 0.34413 | 0.35481 | 0.36422 | 0.37142 | 0.37817 | 0.38574 | 0.39346 | 0.40132 | 0.060056 | 0.061257 | 0.062483 | 0.063732 | 0.065007 | 0.066307 | 0.067633 | 0.068986 | 0.070366 | 0.071773 | 0.25913 | 0.27109 | 0.28165 | 0.29108 | 0.29921 | 0.30511 | 0.31054 | 0.31675 | 0.32309 | 0.32955 | 12407.4623 | 25013.4439 | 37822.4241 | 50838.9744 | 64067.7608 | 77513.5459 | 91181.1906 | 105075.6567 | 119202.0081 | 133565.4142 | 12407.4623 | 25013.4439 | 37822.4241 | 50838.9744 | 64067.7608 | 77513.5459 | 91181.1906 | 105075.6567 | 119202.0081 | 133565.4142 | 7997.7249 | 16123.4133 | 24590.3564 | 33373.0654 | 42519.7292 | 52011.231 | 61819.4442 | 71923.1118 | 82323.8366 | 93011.9243 | 7997.7249 | 8125.6885 | 8466.9431 | 8782.709 | 9146.6638 | 9491.5018 | 9808.2131 | 10103.6676 | 10400.7248 | 10688.0877
Ind ¦ Air compressor heat recovery ¦ New | NEW | I_Other Manufacturing <0.5 million m3/year | Ottawa and Surrounding | Space Heating/Ventilation | Industrial | NA | End Use Consumption (m^3/year) | 25 | 2.502 | 2.5404 | 2.5708 | 2.5939 | 2.6085 | 2.5951 | 2.5917 | 2.5918 | 2.5917 | 2.5917 | 0.78535 | 0.81335 | 0.83956 | 0.86403 | 0.8863 | 0.89938 | 0.91617 | 0.9345 | 0.95318 | 0.97223 | 0.31389 | 0.32017 | 0.32658 | 0.33311 | 0.33977 | 0.34656 | 0.3535 | 0.36057 | 0.36778 | 0.37513 | 0.47146 | 0.49318 | 0.51299 | 0.53092 | 0.54653 | 0.55281 | 0.56267 | 0.57393 | 0.58541 | 0.5971 | 5653.15 | 11396.7504 | 17232.842 | 23163.5077 | 29190.8735 | 35317.1093 | 41544.43 | 47875.0961 | 54311.415 | 60855.7418 | 5653.15 | 11396.7504 | 17232.842 | 23163.5077 | 29190.8735 | 35317.1093 | 41544.43 | 47875.0961 | 54311.415 | 60855.7418 | 1657.9819 | 3342.4915 | 5056.0861 | 6779.9682 | 8627.5163 | 10583.7018 | 12614.8947 | 14698.204 | 16850.3425 | 19065.502 | 1657.9819 | 1684.5096 | 1713.5946 | 1723.8822 | 1847.548 | 1956.1856 | 2031.1929 | 2083.3093 | 2152.1385 | 2215.1595
Ind ¦ Air curtains ¦ New | NEW | I_Other Manufacturing <0.5 million m3/year | Ottawa and Surrounding | Space Heating/Ventilation | Industrial | NA | End Use Consumption (m^3/year) | 15 | 0.92289 | 0.94244 | 0.95793 | 0.96967 | 0.97714 | 0.97032 | 0.9686 | 0.96861 | 0.96861 | 0.96859 | 0.13548 | 0.14112 | 0.14631 | 0.15106 | 0.15527 | 0.15727 | 0.16013 | 0.16334 | 0.16661 | 0.16993 | 0.1468 | 0.14974 | 0.15274 | 0.15579 | 0.15891 | 0.16208 | 0.16533 | 0.16863 | 0.172 | 0.17544 | -0.01132 | -0.0086192 | -0.0064252 | -0.0047254 | -0.0036321 | -0.0048103 | -0.0051917 | -0.0052929 | -0.0053996 | -0.0055101 | 3364.9702 | 6783.78 | 10257.644 | 13787.8022 | 17375.5199 | 21022.0889 | 24728.8274 | 28497.081 | 32328.2232 | 36223.6559 | 0 | 0 | 0 | 0 | 0 | 0 | 0 | 0 | 0 | 0 | 0 | 0 | 0 | 0 | 0 | 0 | 0 | 0 | 0 | 0 | 0 | 0 | 0 | 0 | 0 | 0 | 0 | 0 | 0 | 0
Ind ¦ Automated temperature control ¦ New | NEW | I_Other Manufacturing <0.5 million m3/year | Ottawa and Surrounding | Space Heating/Ventilation | Industrial | NA | End Use Consumption (m^3/year) | 25 | 1.1676 | 1.1855 | 1.1997 | 1.2105 | 1.2173 | 1.2111 | 1.2095 | 1.2095 | 1.2095 | 1.2095 | 0.26178 | 0.27112 | 0.27985 | 0.28801 | 0.29543 | 0.29979 | 0.30539 | 0.3115 | 0.31773 | 0.32408 | 0.22421 | 0.22869 | 0.23327 | 0.23793 | 0.24269 | 0.24755 | 0.2525 | 0.25755 | 0.2627 | 0.26795 | 0.037574 | 0.042423 | 0.046585 | 0.050076 | 0.052741 | 0.052247 | 0.052892 | 0.053952 | 0.055029 | 0.056126 | 4361.9985 | 8793.7889 | 13296.946 | 17873.0769 | 22523.8222 | 27250.856 | 32055.8873 | 36940.6605 | 41906.956 | 46956.5909 | 4361.9985 | 8793.7889 | 13296.946 | 17873.0769 | 22523.8222 | 27250.856 | 32055.8873 | 36940.6605 | 41906.956 | 46956.5909 | 38.8843 | 78.3907 | 114.2429 | 144.98 | 185.325 | 234.3505 | 287.112 | 340.2592 | 396.3668 | 454.6215 | 38.8843 | 39.5064 | 35.8522 | 30.7371 | 40.345 | 49.0256 | 52.7615 | 53.1472 | 56.1076 | 58.2547
Ind ¦ Boiler right sizing and load management | NEW | I_Other Manufacturing <0.5 million m3/year | Ottawa and Surrounding | Process - Boiler/Steam | Industrial | NA | End Use Consumption (m^3/year) | 25 | INF | INF | INF | INF | INF | INF | INF | INF | INF | INF | 0.35266 | 0.36513 | 0.37655 | 0.38712 | 0.39671 | 0.40459 | 0.41215 | 0.4204 | 0.42883 | 0.43741 | 0 | 0 | 0 | 0 | 0 | 0 | 0 | 0 | 0 | 0 | 0.35266 | 0.36513 | 0.37655 | 0.38712 | 0.39671 | 0.40459 | 0.41215 | 0.4204 | 0.42883 | 0.43741 | 4361.9985 | 8793.7889 | 13296.946 | 17873.0769 | 22523.8222 | 27250.856 | 32055.8873 | 36940.6605 | 41906.956 | 46956.5909 | 4361.9985 | 8793.7889 | 13296.946 | 17873.0769 | 22523.8222 | 27250.856 | 32055.8873 | 36940.6605 | 41906.956 | 46956.5909 | 3267.819 | 6587.9232 | 10033.0128 | 13602.269 | 17294.743 | 21109.4022 | 25045.1714 | 29100.9707 | 33275.749 | 37568.5131 | 3267.819 | 3320.1041 | 3445.0896 | 3569.2562 | 3692.474 | 3814.6592 | 3935.7692 | 4055.7993 | 4174.7783 | 4292.7641
Ind ¦ Condensing boiler ¦ New | NEW | I_Other Manufacturing <0.5 million m3/year | Ottawa and Surrounding | Process - Boiler/Steam | Industrial | NA | End Use Consumption (m^3/year) | 20 | 3.224 | 3.2793 | 3.3205 | 3.3502 | 3.368 | 3.3674 | 3.3624 | 3.3624 | 3.3625 | 3.3625 | 0.3098 | 0.32141 | 0.33195 | 0.34163 | 0.35031 | 0.35725 | 0.36386 | 0.37114 | 0.37856 | 0.38614 | 0.09609 | 0.098012 | 0.099972 | 0.10197 | 0.10401 | 0.10609 | 0.10821 | 0.11038 | 0.11258 | 0.11484 | 0.21371 | 0.2234 | 0.23198 | 0.23966 | 0.2463 | 0.25116 | 0.25564 | 0.26076 | 0.26598 | 0.2713 | 2824.9133 | 5695.0252 | 8611.3555 | 11574.9451 | 14586.8563 | 17648.1734 | 20760.0032 | 23923.4754 | 27139.7429 | 30409.9827 | 2824.9133 | 5695.0252 | 8611.3555 | 11574.9451 | 14586.8563 | 17648.1734 | 20760.0032 | 23923.4754 | 27139.7429 | 30409.9827 | 1383.9478 | 2790.0388 | 4237.5455 | 5719.054 | 7272.7998 | 8892.9793 | 10567.3985 | 12287.6006 | 14058.9084 | 15878.9125 | 1383.9478 | 1406.091 | 1447.5067 | 1481.5085 | 1553.7458 | 1620.1796 | 1674.4192 | 1720.2021 | 1771.3078 | 1820.0041
Ind ¦ De-stratification fans ¦ New | NEW | I_Other Manufacturing <0.5 million m3/year | Ottawa and Surrounding | Space Heating/Ventilation | Industrial | NA | End Use Consumption (m^3/year) | 25 | 1.4153 | 1.437 | 1.4542 | 1.4672 | 1.4755 | 1.468 | 1.466 | 1.466 | 1.466 | 1.466 | 0.29918 | 0.30985 | 0.31983 | 0.32915 | 0.33764 | 0.34262 | 0.34902 | 0.356 | 0.36312 | 0.37037 | 0.2114 | 0.21563 | 0.21994 | 0.22434 | 0.22882 | 0.2334 | 0.23807 | 0.24283 | 0.24769 | 0.25264 | 0.087784 | 0.094223 | 0.099894 | 0.10482 | 0.10881 | 0.10922 | 0.11095 | 0.11317 | 0.11543 | 0.11773 | 3190.4903 | 6432.0284 | 9725.7662 | 13072.8791 | 16474.5671 | 19932.0547 | 23446.5919 | 27019.4546 | 30651.9449 | 34345.3922 | 3190.4903 | 6432.0284 | 9725.7662 | 13072.8791 | 16474.5671 | 19932.0547 | 23446.5919 | 27019.4546 | 30651.9449 | 34345.3922 | 127.5814 | 257.2041 | 381.7074 | 495.9488 | 632.8648 | 788.32 | 952.7887 | 1119.8207 | 1294.3528 | 1474.8153 | 127.5814 | 129.6227 | 124.5034 | 114.2414 | 136.916 | 155.4551 | 164.4687 | 167.032 | 174.5321 | 180.4625
Ind ¦ Direct contact hot water heaters ¦ New | NEW | I_Other Manufacturing <0.5 million m3/year | Ottawa and Surrounding | Process - Boiler/Steam | Industrial | NA | End Use Consumption (m^3/year) | 20 | 11.6065 | 11.8055 | 11.9537 | 12.0609 | 12.1248 | 12.1227 | 12.1047 | 12.1048 | 12.1049 | 12.105 | 0.46469 | 0.48212 | 0.49793 | 0.51244 | 0.52546 | 0.53588 | 0.54579 | 0.5567 | 0.56785 | 0.57921 | 0.040038 | 0.040838 | 0.041655 | 0.042488 | 0.043338 | 0.044205 | 0.045089 | 0.045991 | 0.04691 | 0.047849 | 0.42466 | 0.44128 | 0.45628 | 0.46996 | 0.48212 | 0.49168 | 0.5007 | 0.51071 | 0.52094 | 0.53136 | 2392.8677 | 4824.0213 | 7294.3247 | 9804.6593 | 12355.9253 | 14949.041 | 17584.9439 | 20264.5909 | 22988.9587 | 25759.0442 | 2392.8677 | 4824.0213 | 7294.3247 | 9804.6593 | 12355.9253 | 14949.041 | 17584.9439 | 20264.5909 | 22988.9587 | 25759.0442 | 1660.8944 | 3348.3631 | 5106.7441 | 6932.595 | 8827.9989 | 10790.3611 | 12816.5728 | 14904.1479 | 17052.3831 | 19259.8744 | 1660.8944 | 1687.4687 | 1758.381 | 1825.8509 | 1895.4039 | 1962.3622 | 2026.2117 | 2087.5751 | 2148.2351 | 2207.4913
Ind ¦ Energy Management and Process Improvement ¦ New | NEW | I_Other Manufacturing <0.5 million m3/year | Ottawa and Surrounding | Cross Cutting/Behavioural | Industrial | NA | End Use Consumption (m^3/year) | 15 | 3.6479 | 3.7238 | 3.7802 | 3.8211 | 3.8455 | 3.8447 | 3.8378 | 3.8378 | 3.8379 | 3.8378 | 0.25535 | 0.26588 | 0.27531 | 0.28385 | 0.29137 | 0.29714 | 0.30254 | 0.30859 | 0.31477 | 0.32106 | 0.07 | 0.0714 | 0.072828 | 0.074285 | 0.07577 | 0.077286 | 0.078831 | 0.080408 | 0.082016 | 0.083656 | 0.18535 | 0.19448 | 0.20248 | 0.20956 | 0.2156 | 0.21985 | 0.22371 | 0.22818 | 0.23275 | 0.2374 | 39465.7003 | 79562.8518 | 120305.7017 | 161708.7912 | 203786.9623 | 246555.3636 | 290029.4569 | 334225.0239 | 379158.1732 | 424845.3465 | 39465.7003 | 79562.8518 | 120305.7017 | 161708.7912 | 203786.9623 | 246555.3636 | 290029.4569 | 334225.0239 | 379158.1732 | 424845.3465 | 22922.1962 | 46211.1475 | 70414.4289 | 95431.0373 | 121582.3486 | 148792.5244 | 176929.3585 | 205896.8173 | 235727.8326 | 266386.2491 | 22922.1962 | 23288.9513 | 24203.2814 | 25016.6084 | 26151.3113 | 27210.1758 | 28136.8341 | 28967.4588 | 29831.0153 | 30658.4165
Ind ¦ Exhaust gas heat recovery ¦ New | NEW | I_Other Manufacturing <0.5 million m3/year | Ottawa and Surrounding | Process Heat | Industrial | NA | End Use Consumption (m^3/year) | 15 | 5.3148 | 5.4254 | 5.5077 | 5.5672 | 5.6027 | 5.6015 | 5.5915 | 5.5916 | 5.5916 | 5.5916 | 0.44687 | 0.46529 | 0.48179 | 0.49674 | 0.5099 | 0.51999 | 0.52944 | 0.54003 | 0.55084 | 0.56185 | 0.084079 | 0.08576 | 0.087476 | 0.089225 | 0.09101 | 0.09283 | 0.094686 | 0.09658 | 0.098512 | 0.10048 | 0.36279 | 0.37953 | 0.39431 | 0.40751 | 0.41889 | 0.42716 | 0.43475 | 0.44345 | 0.45233 | 0.46137 | 21713.059 | 43773.5269 | 66189.2422 | 88968.2051 | 112118.5814 | 135648.7053 | 159567.0836 | 183882.3991 | 208603.5142 | 233739.4748 | 21713.059 | 43773.5269 | 66189.2422 | 88968.2051 | 112118.5814 | 135648.7053 | 159567.0836 | 183882.3991 | 208603.5142 | 233739.4748 | 13996.0185 | 28215.9733 | 43047.0821 | 58441.8837 | 74482.4213 | 91133.1408 | 108342.9499 | 126073.0706 | 144325.0903 | 163080.9956 | 13996.0185 | 14219.9548 | 14831.1088 | 15394.8016 | 16040.5376 | 16650.7195 | 17209.8091 | 17730.1206 | 18252.0197 | 18755.9053
Ind ¦ Feedwater Economizers ¦ New | NEW | I_Other Manufacturing <0.5 million m3/year | Ottawa and Surrounding | Process - Boiler/Steam | Industrial | NA | End Use Consumption (m^3/year) | 20 | 2.418 | 2.4595 | 2.4903 | 2.5127 | 2.526 | 2.5256 | 2.5218 | 2.5218 | 2.5219 | 2.5219 | 0.12392 | 0.12856 | 0.13278 | 0.13665 | 0.14012 | 0.1429 | 0.14554 | 0.14845 | 0.15143 | 0.15445 | 0.051248 | 0.052273 | 0.053318 | 0.054385 | 0.055473 | 0.056582 | 0.057714 | 0.058868 | 0.060045 | 0.061246 | 0.07267 | 0.076292 | 0.079463 | 0.082267 | 0.084651 | 0.086319 | 0.087829 | 0.089587 | 0.091381 | 0.093209 | 1495.5423 | 3015.0133 | 4558.9529 | 6127.9121 | 7722.4533 | 9343.1506 | 10990.5899 | 12665.3693 | 14368.0992 | 16099.4026 | 1495.5423 | 3015.0133 | 4558.9529 | 6127.9121 | 7722.4533 | 9343.1506 | 10990.5899 | 12665.3693 | 14368.0992 | 16099.4026 | 552.028 | 1112.8884 | 1690.9664 | 2280.5671 | 2909.313 | 3572.8675 | 4262.1993 | 4971.004 | 5703.0629 | 6456.5194 | 552.028 | 560.8604 | 578.0779 | 589.6007 | 628.7459 | 663.5545 | 689.3318 | 708.8047 | 732.0588 | 753.4566
Ind ¦ High-efficiency burner ¦ New | NEW | I_Other Manufacturing <0.5 million m3/year | Ottawa and Surrounding | Process - Boiler/Steam | Industrial | NA | End Use Consumption (m^3/year) | 20 | 2.5792 | 2.6234 | 2.6564 | 2.6802 | 2.6944 | 2.6939 | 2.6899 | 2.6899 | 2.69 | 2.69 | 0.1549 | 0.16071 | 0.16598 | 0.17081 | 0.17515 | 0.17863 | 0.18193 | 0.18557 | 0.18928 | 0.19307 | 0.060056 | 0.061257 | 0.062483 | 0.063732 | 0.065007 | 0.066307 | 0.067633 | 0.068986 | 0.070366 | 0.071773 | 0.094842 | 0.099448 | 0.10349 | 0.10708 | 0.11015 | 0.11232 | 0.1143 | 0.11658 | 0.11892 | 0.1213 | 847.474 | 1708.5076 | 2583.4066 | 3472.4835 | 4376.0569 | 5294.452 | 6228.001 | 7177.0426 | 8141.9229 | 9122.9948 | 847.474 | 1708.5076 | 2583.4066 | 3472.4835 | 4376.0569 | 5294.452 | 6228.001 | 7177.0426 | 8141.9229 | 9122.9948 | 337.9144 | 681.2354 | 1032.52 | 1389.4961 | 1767.0728 | 2163.2182 | 2573.4696 | 2994.7793 | 3429.2972 | 3876.2304 | 337.9144 | 343.321 | 351.2846 | 356.9761 | 377.5767 | 396.1455 | 410.2514 | 421.3096 | 434.5179 | 446.9332
Ind ¦ High-efficiency burners ¦ New | NEW | I_Other Manufacturing <0.5 million m3/year | Ottawa and Surrounding | Process Heat | Industrial | NA | End Use Consumption (m^3/year) | 20 | 8.928 | 9.0812 | 9.1951 | 9.2776 | 9.3267 | 9.3252 | 9.3113 | 9.3113 | 9.3115 | 9.3115 | 0.61959 | 0.64282 | 0.66391 | 0.68326 | 0.70062 | 0.71451 | 0.72771 | 0.74227 | 0.75713 | 0.77227 | 0.069398 | 0.070786 | 0.072202 | 0.073646 | 0.075119 | 0.076621 | 0.078154 | 0.079717 | 0.081311 | 0.082938 | 0.55019 | 0.57204 | 0.59171 | 0.60961 | 0.6255 | 0.63789 | 0.64956 | 0.66256 | 0.67582 | 0.68934 | 7444.4774 | 15008.0664 | 22693.4545 | 30503.3846 | 38440.6565 | 46508.1275 | 54708.7144 | 63045.394 | 71521.2049 | 80139.2485 | 7444.4774 | 15008.0664 | 22693.4545 | 30503.3846 | 38440.6565 | 46508.1275 | 54708.7144 | 63045.394 | 71521.2049 | 80139.2485 | 5037.7423 | 10156.0885 | 15478.3249 | 20994.797 | 26718.723 | 32642.6799 | 38756.6364 | 45052.858 | 51530.8507 | 58186.7961 | 5037.7423 | 5118.3462 | 5322.2364 | 5516.472 | 5723.926 | 5923.957 | 6113.9565 | 6296.2215 | 6477.9928 | 6655.9454
Ind ¦ High-efficiency furnaces ¦ New | NEW | I_Other Manufacturing <0.5 million m3/year | Ottawa and Surrounding | Process Heat | Industrial | NA | End Use Consumption (m^3/year) | 20 | 3.8688 | 3.9352 | 3.9846 | 4.0203 | 4.0416 | 4.0409 | 4.0349 | 4.0349 | 4.035 | 4.035 | 0.61959 | 0.64282 | 0.66391 | 0.68326 | 0.70062 | 0.71451 | 0.72771 | 0.74227 | 0.75713 | 0.77227 | 0.16015 | 0.16335 | 0.16662 | 0.16995 | 0.17335 | 0.17682 | 0.18036 | 0.18396 | 0.18764 | 0.19139 | 0.45944 | 0.47947 | 0.49729 | 0.51331 | 0.52726 | 0.53769 | 0.54736 | 0.55831 | 0.56949 | 0.58088 | 14179.9569 | 28586.7931 | 43225.6276 | 58101.685 | 73220.298 | 88586.9096 | 104207.075 | 120086.4647 | 136230.8664 | 152646.1876 | 14179.9569 | 28586.7931 | 43225.6276 | 58101.685 | 73220.298 | 88586.9096 | 104207.075 | 120086.4647 | 136230.8664 | 152646.1876 | 7743.3921 | 15610.6785 | 23742.0579 | 32105.8227 | 40842.4413 | 49927.3101 | 59312.0114 | 68962.4404 | 78896.7166 | 89104.0945 | 7743.3921 | 7867.2864 | 8131.3794 | 8363.7648 | 8736.6186 | 9084.8688 | 9384.7014 | 9650.4289 | 9934.2762 | 10207.3779
Ind ¦ High-efficiency ovens & dryers ¦ New | NEW | I_Other Manufacturing <0.5 million m3/year | Ottawa and Surrounding | Process Heat | Industrial | NA | End Use Consumption (m^3/year) | 20 | 3.3161 | 3.373 | 3.4153 | 3.446 | 3.4642 | 3.4636 | 3.4585 | 3.4585 | 3.4586 | 3.4586 | 0.37176 | 0.38569 | 0.39834 | 0.40996 | 0.42037 | 0.4287 | 0.43663 | 0.44536 | 0.45428 | 0.46336 | 0.11211 | 0.11435 | 0.11663 | 0.11897 | 0.12135 | 0.12377 | 0.12625 | 0.12877 | 0.13135 | 0.13398 | 0.25965 | 0.27135 | 0.28171 | 0.29099 | 0.29902 | 0.30493 | 0.31038 | 0.31659 | 0.32293 | 0.32939 | 14888.9547 | 30016.1327 | 45386.9089 | 61006.7692 | 76881.3129 | 93016.2551 | 109417.4288 | 126090.788 | 143042.4098 | 160278.497 | 14888.9547 | 30016.1327 | 45386.9089 | 61006.7692 | 76881.3129 | 93016.2551 | 109417.4288 | 126090.788 | 143042.4098 | 160278.497 | 7444.9885 | 15009.0968 | 22842.4705 | 30898.6034 | 39368.5466 | 48216.5185 | 57373.2597 | 66794.1342 | 76500.2409 | 86476.609 | 7444.9885 | 7564.1083 | 7833.3737 | 8056.1329 | 8469.9432 | 8847.9718 | 9156.7412 | 9420.8744 | 9706.1067 | 9976.3682
Ind ¦ Insulation ¦ New | NEW | I_Other Manufacturing <0.5 million m3/year | Ottawa and Surrounding | Process - Boiler/Steam | Industrial | NA | End Use Consumption (m^3/year) | 15 | 5.3148 | 5.4254 | 5.5077 | 5.5672 | 5.6027 | 5.6015 | 5.5915 | 5.5916 | 5.5916 | 5.5916 | 0.12768 | 0.13294 | 0.13765 | 0.14192 | 0.14569 | 0.14857 | 0.15127 | 0.1543 | 0.15738 | 0.16053 | 0.024023 | 0.024503 | 0.024993 | 0.025493 | 0.026003 | 0.026523 | 0.027053 | 0.027594 | 0.028146 | 0.028709 | 0.10365 | 0.10844 | 0.11266 | 0.11643 | 0.11968 | 0.12205 | 0.12422 | 0.1267 | 0.12924 | 0.13182 | 2160.2278 | 4355.0193 | 6585.1542 | 8851.4286 | 11154.6548 | 13495.662 | 15875.2966 | 18294.4224 | 20753.9211 | 23254.6926 | 2160.2278 | 4355.0193 | 6585.1542 | 8851.4286 | 11154.6548 | 13495.662 | 15875.2966 | 18294.4224 | 20753.9211 | 23254.6926 | 1392.461 | 2807.2014 | 4283.4398 | 5816.308 | 7413.8516 | 9072.4268 | 10786.8563 | 12553.2034 | 14371.5657 | 16240.0996 | 1392.461 | 1414.7404 | 1476.2383 | 1532.8682 | 1597.5436 | 1658.5752 | 1714.4296 | 1766.3471 | 1818.3623 | 1868.5338
Ind ¦ Radiant heaters ¦ New | NEW | I_Other Manufacturing <0.5 million m3/year | Ottawa and Surrounding | Space Heating/Ventilation | Industrial | NA | End Use Consumption (m^3/year) | 20 | 1.4656 | 1.4912 | 1.5115 | 1.5269 | 1.5367 | 1.5277 | 1.5255 | 1.5255 | 1.5255 | 1.5255 | 0.98582 | 1.0231 | 1.0578 | 1.0899 | 1.1188 | 1.1346 | 1.1555 | 1.1787 | 1.2022 | 1.2263 | 0.67263 | 0.68608 | 0.69981 | 0.7138 | 0.72808 | 0.74264 | 0.75749 | 0.77264 | 0.78809 | 0.80386 | 0.31319 | 0.33701 | 0.35795 | 0.37608 | 0.39073 | 0.39191 | 0.39804 | 0.40601 | 0.41413 | 0.42239 | 5084.8439 | 10251.0453 | 15500.4399 | 20834.9011 | 26256.3413 | 31766.7121 | 37368.0058 | 43062.2557 | 48851.5373 | 54737.9689 | 5084.8439 | 10251.0453 | 15500.4399 | 20834.9011 | 26256.3413 | 31766.7121 | 37368.0058 | 43062.2557 | 48851.5373 | 54737.9689 | 467.782 | 943.0485 | 1414.5135 | 1871.3049 | 2382.7575 | 2941.1733 | 3529.2269 | 4127.5715 | 4751.0302 | 5394.9066 | 467.782 | 475.2665 | 471.465 | 456.7914 | 511.4526 | 558.4158 | 588.0535 | 598.3446 | 623.4587 | 643.8764
Ind ¦ Ventilation heat recovery ¦ New | NEW | I_Other Manufacturing <0.5 million m3/year | Ottawa and Surrounding | Space Heating/Ventilation | Industrial | NA | End Use Consumption (m^3/year) | 20 | 4.3968 | 4.4736 | 4.5345 | 4.5806 | 4.61 | 4.5832 | 4.5764 | 4.5765 | 4.5764 | 4.5764 | 0.49291 | 0.51155 | 0.52888 | 0.54494 | 0.5594 | 0.56728 | 0.57777 | 0.58933 | 0.60111 | 0.61313 | 0.11211 | 0.11435 | 0.11663 | 0.11897 | 0.12135 | 0.12377 | 0.12625 | 0.12877 | 0.13135 | 0.13398 | 0.3808 | 0.3972 | 0.41225 | 0.42598 | 0.43806 | 0.4435 | 0.45152 | 0.46055 | 0.46976 | 0.47915 | 5190.7782 | 10464.6088 | 15823.3657 | 21268.9615 | 26803.3484 | 32428.5186 | 38146.5059 | 43959.386 | 49869.2776 | 55878.3432 | 5190.7782 | 10464.6088 | 15823.3657 | 21268.9615 | 26803.3484 | 32428.5186 | 38146.5059 | 43959.386 | 49869.2776 | 55878.3432 | 2930.1089 | 5907.0995 | 8992.4964 | 12174.0007 | 15498.3244 | 18956.0677 | 22529.784 | 26206.996 | 29993.1912 | 33884.0623 | 2930.1089 | 2976.9906 | 3085.3969 | 3181.5043 | 3324.3237 | 3457.7432 | 3573.7163 | 3677.2121 | 3786.1952 | 3890.8711
Ind ¦ Ventilation optimization ¦ New | NEW | I_Other Manufacturing <0.5 million m3/year | Ottawa and Surrounding | Space Heating/Ventilation | Industrial | NA | End Use Consumption (m^3/year) | 15 | 2.256 | 2.3037 | 2.3416 | 2.3703 | 2.3886 | 2.3719 | 2.3677 | 2.3677 | 2.3677 | 2.3677 | 0.54194 | 0.56449 | 0.58524 | 0.60426 | 0.62109 | 0.62909 | 0.64054 | 0.65336 | 0.66642 | 0.67974 | 0.24023 | 0.24503 | 0.24993 | 0.25493 | 0.26003 | 0.26523 | 0.27053 | 0.27594 | 0.28146 | 0.28709 | 0.30171 | 0.31946 | 0.33531 | 0.34933 | 0.36107 | 0.36387 | 0.37 | 0.37741 | 0.38496 | 0.39265 | 5982.1693 | 12060.0533 | 18235.8116 | 24511.6484 | 30889.8132 | 37372.6025 | 43962.3598 | 50661.4773 | 57472.3968 | 64397.6104 | 5982.1693 | 12060.0533 | 18235.8116 | 24511.6484 | 30889.8132 | 37372.6025 | 43962.3598 | 50661.4773 | 57472.3968 | 64397.6104 | 2385.278 | 4808.7205 | 7294.9533 | 9826.7503 | 12509.04 | 15326.7882 | 18247.6845 | 21249.4771 | 24346.9751 | 27534.0639 | 2385.278 | 2423.4425 | 2486.2329 | 2531.7969 | 2682.2898 | 2817.7482 | 2920.8963 | 3001.7926 | 3097.498 | 3187.0888
Ind ¦ Warehouse loading dock seals ¦ New | NEW | I_Other Manufacturing <0.5 million m3/year | Ottawa and Surrounding | Space Heating/Ventilation | Industrial | NA | End Use Consumption (m^3/year) | 10 | 0.65563 | 0.67466 | 0.68975 | 0.70118 | 0.70846 | 0.70181 | 0.70013 | 0.70014 | 0.70014 | 0.70012 | 0.098874 | 0.10378 | 0.10822 | 0.11222 | 0.11565 | 0.11685 | 0.11891 | 0.12129 | 0.12371 | 0.12618 | 0.15081 | 0.15382 | 0.1569 | 0.16004 | 0.16324 | 0.1665 | 0.16983 | 0.17323 | 0.1767 | 0.18023 | -0.051935 | -0.050045 | -0.048679 | -0.047824 | -0.047591 | -0.04965 | -0.050928 | -0.051945 | -0.052985 | -0.054047 | 1890.1993 | 3810.6419 | 5762.0099 | 7745 | 9760.3229 | 11808.7043 | 13890.8845 | 16007.6196 | 18159.6809 | 20347.8561 | 0 | 0 | 0 | 0 | 0 | 0 | 0 | 0 | 0 | 0 | 0 | 0 | 0 | 0 | 0 | 0 | 0 | 0 | 0 | 0 | 0 | 0 | 0 | 0 | 0 | 0 | 0 | 0 | 0 | 0
Ind ¦ Advanced boiler controls including air/fuel mix control | RET | I_Other Manufacturing <0.5 million m3/year | Ottawa and Surrounding | Process - Boiler/Steam | Industrial | NA | End Use Consumption (m^3/year) | 15 | 4.1594 | 4.246 | 4.3104 | 4.357 | 4.3847 | 4.3838 | 4.376 | 4.376 | 4.3761 | 4.376 | 0.12768 | 0.13294 | 0.13765 | 0.14192 | 0.14569 | 0.14857 | 0.15127 | 0.1543 | 0.15738 | 0.16053 | 0.030695 | 0.031309 | 0.031936 | 0.032574 | 0.033226 | 0.03389 | 0.034568 | 0.035259 | 0.035965 | 0.036684 | 0.09698 | 0.10163 | 0.10572 | 0.10935 | 0.11246 | 0.11468 | 0.1167 | 0.11904 | 0.12142 | 0.12384 | 70110.7367 | 69760.183 | 69411.3821 | 69064.3252 | 68719.0036 | 68375.4086 | 68033.5315 | 67693.3639 | 67354.8971 | 67018.1226 | 70110.7367 | 69760.183 | 69411.3821 | 69064.3252 | 68719.0036 | 68375.4086 | 68033.5315 | 67693.3639 | 67354.8971 | 67018.1226 | 2538.0947 | 5146.6781 | 7809.4106 | 10538.5136 | 13315.7882 | 16117.5913 | 18921.9788 | 21715.1691 | 24478.6119 | 27197.8621 | 2538.0947 | 2608.5834 | 2662.7324 | 2729.103 | 2777.2746 | 2801.8031 | 2804.3875 | 2793.1904 | 2763.4428 | 2719.2502
Ind ¦ Advanced heating and process control | RET | I_Other Manufacturing <0.5 million m3/year | Ottawa and Surrounding | Process Heat | Industrial | NA | End Use Consumption (m^3/year) | 15 | 5.3148 | 5.4254 | 5.5077 | 5.5672 | 5.6027 | 5.6015 | 5.5915 | 5.5916 | 5.5916 | 5.5916 | 0.31919 | 0.33235 | 0.34413 | 0.35481 | 0.36422 | 0.37142 | 0.37817 | 0.38574 | 0.39346 | 0.40132 | 0.060056 | 0.061257 | 0.062483 | 0.063732 | 0.065007 | 0.066307 | 0.067633 | 0.068986 | 0.070366 | 0.071773 | 0.25913 | 0.27109 | 0.28165 | 0.29108 | 0.29921 | 0.30511 | 0.31054 | 0.31675 | 0.32309 | 0.32955 | 474824.0371 | 472449.9169 | 470087.6674 | 467737.229 | 465398.5429 | 463071.5502 | 460756.1924 | 458452.4114 | 456160.1494 | 453879.3486 | 474824.0371 | 472449.9169 | 470087.6674 | 467737.229 | 465398.5429 | 463071.5502 | 460756.1924 | 458452.4114 | 456160.1494 | 453879.3486 | 18272.1867 | 37107.2735 | 56384.3049 | 76124.4502 | 96187.4253 | 116401.1474 | 136600.4018 | 156661.9987 | 176439.6554 | 195811.462 | 18272.1867 | 18835.0869 | 19277.0314 | 19740.1453 | 20062.9751 | 20213.7221 | 20199.2543 | 20061.597 | 19777.6567 | 19371.8066
Ind ¦ Air compressor heat recovery | RET | I_Other Manufacturing <0.5 million m3/year | Ottawa and Surrounding | Space Heating/Ventilation | Industrial | NA | End Use Consumption (m^3/year) | 25 | 2.502 | 2.5404 | 2.5708 | 2.5939 | 2.6085 | 2.5951 | 2.5917 | 2.5918 | 2.5917 | 2.5917 | 0.78535 | 0.81335 | 0.83956 | 0.86403 | 0.8863 | 0.89938 | 0.91617 | 0.9345 | 0.95318 | 0.97223 | 0.31389 | 0.32017 | 0.32658 | 0.33311 | 0.33977 | 0.34656 | 0.3535 | 0.36057 | 0.36778 | 0.37513 | 0.47146 | 0.49318 | 0.51299 | 0.53092 | 0.54653 | 0.55281 | 0.56267 | 0.57393 | 0.58541 | 0.5971 | 216341.7019 | 215259.9934 | 214183.6934 | 213112.775 | 212047.2111 | 210986.975 | 209932.0402 | 208882.38 | 207837.9681 | 206798.7782 | 216341.7019 | 215259.9934 | 214183.6934 | 213112.775 | 212047.2111 | 210986.975 | 209932.0402 | 208882.38 | 207837.9681 | 206798.7782 | 3787.9466 | 7551.1083 | 11249.6585 | 15122.5244 | 19132.3225 | 23205.1564 | 27291.0142 | 31417.7929 | 35568.9192 | 39761.6242 | 3787.9466 | 3763.1618 | 3698.5502 | 3872.8659 | 4009.7981 | 4072.8339 | 4085.8577 | 4126.7787 | 4151.1263 | 4192.7051
Ind ¦ Air curtains | RET | I_Other Manufacturing <0.5 million m3/year | Ottawa and Surrounding | Space Heating/Ventilation | Industrial | NA | End Use Consumption (m^3/year) | 15 | 0.92289 | 0.94244 | 0.95793 | 0.96967 | 0.97714 | 0.97032 | 0.9686 | 0.96861 | 0.96861 | 0.96859 | 0.13548 | 0.14112 | 0.14631 | 0.15106 | 0.15527 | 0.15727 | 0.16013 | 0.16334 | 0.16661 | 0.16993 | 0.1468 | 0.14974 | 0.15274 | 0.15579 | 0.15891 | 0.16208 | 0.16533 | 0.16863 | 0.172 | 0.17544 | -0.01132 | -0.0086192 | -0.0064252 | -0.0047254 | -0.0036321 | -0.0048103 | -0.0051917 | -0.0052929 | -0.0053996 | -0.0055101 | 128774.8226 | 128130.9485 | 127490.2937 | 126852.8422 | 126218.578 | 125587.4851 | 124959.5477 | 124334.75 | 123713.0762 | 123094.5108 | 0 | 0 | 0 | 0 | 0 | 0 | 0 | 0 | 0 | 0 | 0 | 0 | 0 | 0 | 0 | 0 | 0 | 0 | 0 | 0 | 0 | 0 | 0 | 0 | 0 | 0 | 0 | 0 | 0 | 0
Ind ¦ Automated temperature control | RET | I_Other Manufacturing <0.5 million m3/year | Ottawa and Surrounding | Space Heating/Ventilation | Industrial | NA | End Use Consumption (m^3/year) | 25 | 1.1676 | 1.1855 | 1.1997 | 1.2105 | 1.2173 | 1.2111 | 1.2095 | 1.2095 | 1.2095 | 1.2095 | 0.26178 | 0.27112 | 0.27985 | 0.28801 | 0.29543 | 0.29979 | 0.30539 | 0.3115 | 0.31773 | 0.32408 | 0.22421 | 0.22869 | 0.23327 | 0.23793 | 0.24269 | 0.24755 | 0.2525 | 0.25755 | 0.2627 | 0.26795 | 0.037574 | 0.042423 | 0.046585 | 0.050076 | 0.052741 | 0.052247 | 0.052892 | 0.053952 | 0.055029 | 0.056126 | 166930.3256 | 166095.6739 | 165265.1956 | 164438.8696 | 163616.6752 | 162798.5919 | 161984.5989 | 161174.6759 | 160368.8025 | 159566.9585 | 166930.3256 | 166095.6739 | 165265.1956 | 164438.8696 | 163616.6752 | 162798.5919 | 161984.5989 | 161174.6759 | 160368.8025 | 159566.9585 | 88.8379 | 166.195 | 229.9514 | 310.5356 | 404.9863 | 503.1746 | 598.8335 | 696.6104 | 794.9994 | 897.1103 | 88.8379 | 77.3571 | 63.7564 | 80.5842 | 94.4507 | 98.1883 | 95.6589 | 97.7769 | 98.3889 | 102.1109
Ind ¦ Condensing boiler | RET | I_Other Manufacturing <0.5 million m3/year | Ottawa and Surrounding | Process - Boiler/Steam | Industrial | NA | End Use Consumption (m^3/year) | 20 | 3.224 | 3.2793 | 3.3205 | 3.3502 | 3.368 | 3.3674 | 3.3624 | 3.3624 | 3.3625 | 3.3625 | 0.3098 | 0.32141 | 0.33195 | 0.34163 | 0.35031 | 0.35725 | 0.36386 | 0.37114 | 0.37856 | 0.38614 | 0.09609 | 0.098012 | 0.099972 | 0.10197 | 0.10401 | 0.10609 | 0.10821 | 0.11038 | 0.11258 | 0.11484 | 0.21371 | 0.2234 | 0.23198 | 0.23966 | 0.2463 | 0.25116 | 0.25564 | 0.26076 | 0.26598 | 0.2713 | 108107.2585 | 107566.7222 | 107028.8885 | 106493.7441 | 105961.2754 | 105431.469 | 104904.3117 | 104379.7901 | 103857.8912 | 103338.6017 | 108107.2585 | 107566.7222 | 107028.8885 | 106493.7441 | 105961.2754 | 105431.469 | 104904.3117 | 104379.7901 | 103857.8912 | 103338.6017 | 3161.8683 | 6373.3113 | 9611.1569 | 12949.7978 | 16366.9342 | 19825.7548 | 23296.9297 | 26778.5248 | 30252.5506 | 33712.9927 | 3161.8683 | 3211.443 | 3237.8457 | 3338.6409 | 3417.1364 | 3458.8206 | 3471.1748 | 3481.5952 | 3474.0258 | 3460.442
Ind ¦ De-stratification fans | RET | I_Other Manufacturing <0.5 million m3/year | Ottawa and Surrounding | Space Heating/Ventilation | Industrial | NA | End Use Consumption (m^3/year) | 25 | 1.4153 | 1.437 | 1.4542 | 1.4672 | 1.4755 | 1.468 | 1.466 | 1.466 | 1.466 | 1.466 | 0.29918 | 0.30985 | 0.31983 | 0.32915 | 0.33764 | 0.34262 | 0.34902 | 0.356 | 0.36312 | 0.37037 | 0.2114 | 0.21563 | 0.21994 | 0.22434 | 0.22882 | 0.2334 | 0.23807 | 0.24283 | 0.24769 | 0.25264 | 0.087784 | 0.094223 | 0.099894 | 0.10482 | 0.10881 | 0.10922 | 0.11095 | 0.11317 | 0.11543 | 0.11773 | 122097.6095 | 121487.1215 | 120879.6859 | 120275.2875 | 119673.911 | 119075.5415 | 118480.1638 | 117887.7629 | 117298.3241 | 116711.8325 | 122097.6095 | 121487.1215 | 120879.6859 | 120275.2875 | 119673.911 | 119075.5415 | 118480.1638 | 117887.7629 | 117298.3241 | 116711.8325 | 291.4818 | 560.8555 | 799.0558 | 1074.5429 | 1376.92 | 1686.6452 | 1991.5468 | 2300.663 | 2611.0672 | 2928.8557 | 291.4818 | 269.3737 | 238.2003 | 275.4872 | 302.3771 | 309.7252 | 304.9016 | 309.1162 | 310.4041 | 317.7886
Ind ¦ Direct contact hot water heaters | RET | I_Other Manufacturing <0.5 million m3/year | Ottawa and Surrounding | Process - Boiler/Steam | Industrial | NA | End Use Consumption (m^3/year) | 20 | 11.6065 | 11.8055 | 11.9537 | 12.0609 | 12.1248 | 12.1227 | 12.1047 | 12.1048 | 12.1049 | 12.105 | 0.46469 | 0.48212 | 0.49793 | 0.51244 | 0.52546 | 0.53588 | 0.54579 | 0.5567 | 0.56785 | 0.57921 | 0.040038 | 0.040838 | 0.041655 | 0.042488 | 0.043338 | 0.044205 | 0.045089 | 0.045991 | 0.04691 | 0.047849 | 0.42466 | 0.44128 | 0.45628 | 0.46996 | 0.48212 | 0.49168 | 0.5007 | 0.51071 | 0.52094 | 0.53136 | 91573.2072 | 91115.3411 | 90659.7644 | 90206.4656 | 89755.4333 | 89306.6561 | 88860.1228 | 88415.8222 | 87973.7431 | 87533.8744 | 91573.2072 | 91115.3411 | 90659.7644 | 90206.4656 | 89755.4333 | 89306.6561 | 88860.1228 | 88415.8222 | 87973.7431 | 87533.8744 | 3794.6007 | 7722.5071 | 11758.1638 | 15883.7643 | 20067.684 | 24274.4008 | 28468.0557 | 32615.8362 | 36684.0398 | 40642.3245 | 3794.6007 | 3927.9064 | 4035.6568 | 4125.6005 | 4183.9196 | 4206.7168 | 4193.6549 | 4147.7805 | 4068.2035 | 3958.2847
Ind ¦ Energy Management and Process Improvement | RET | I_Other Manufacturing <0.5 million m3/year | Ottawa and Surrounding | Cross Cutting/Behavioural | Industrial | NA | End Use Consumption (m^3/year) | 15 | 3.6479 | 3.7238 | 3.7802 | 3.8211 | 3.8455 | 3.8447 | 3.8378 | 3.8378 | 3.8379 | 3.8378 | 0.25535 | 0.26588 | 0.27531 | 0.28385 | 0.29137 | 0.29714 | 0.30254 | 0.30859 | 0.31477 | 0.32106 | 0.07 | 0.0714 | 0.072828 | 0.074285 | 0.07577 | 0.077286 | 0.078831 | 0.080408 | 0.082016 | 0.083656 | 0.18535 | 0.19448 | 0.20248 | 0.20956 | 0.2156 | 0.21985 | 0.22371 | 0.22818 | 0.23275 | 0.2374 | 1510321.9931 | 1502770.3831 | 1495256.5312 | 1487780.2485 | 1480341.3473 | 1472939.6406 | 1465574.9424 | 1458247.0676 | 1450955.8323 | 1443701.0531 | 1510321.9931 | 1502770.3831 | 1495256.5312 | 1487780.2485 | 1480341.3473 | 1472939.6406 | 1465574.9424 | 1458247.0676 | 1450955.8323 | 1443701.0531 | 52369.7245 | 106037.7394 | 160649.8986 | 216723.9277 | 273883.5618 | 331603.4231 | 389416.9598 | 447104.2193 | 504300.2405 | 560755.1693 | 52369.7245 | 53668.0149 | 54612.1592 | 56074.0291 | 57159.6341 | 57719.8613 | 57813.5367 | 57687.2595 | 57196.0212 | 56454.9288
Ind ¦ Exhaust gas heat recovery | RET | I_Other Manufacturing <0.5 million m3/year | Ottawa and Surrounding | Process Heat | Industrial | NA | End Use Consumption (m^3/year) | 15 | 5.3148 | 5.4254 | 5.5077 | 5.5672 | 5.6027 | 5.6015 | 5.5915 | 5.5916 | 5.5916 | 5.5916 | 0.44687 | 0.46529 | 0.48179 | 0.49674 | 0.5099 | 0.51999 | 0.52944 | 0.54003 | 0.55084 | 0.56185 | 0.084079 | 0.08576 | 0.087476 | 0.089225 | 0.09101 | 0.09283 | 0.094686 | 0.09658 | 0.098512 | 0.10048 | 0.36279 | 0.37953 | 0.39431 | 0.40751 | 0.41889 | 0.42716 | 0.43475 | 0.44345 | 0.45233 | 0.46137 | 830942.065 | 826787.3546 | 822653.4179 | 818540.1508 | 814447.45 | 810375.2128 | 806323.3367 | 802291.72 | 798280.2614 | 794288.8601 | 830942.065 | 826787.3546 | 822653.4179 | 818540.1508 | 814447.45 | 810375.2128 | 806323.3367 | 802291.72 | 798280.2614 | 794288.8601 | 31976.3267 | 64937.7287 | 98672.5336 | 133217.7879 | 168327.9942 | 203702.008 | 239050.7031 | 274158.4977 | 308769.397 | 342670.0585 | 31976.3267 | 32961.402 | 33734.8049 | 34545.2542 | 35110.2064 | 35374.0137 | 35348.6951 | 35107.7947 | 34610.8993 | 33900.6615
Ind ¦ Feedwater Economizers | RET | I_Other Manufacturing <0.5 million m3/year | Ottawa and Surrounding | Process - Boiler/Steam | Industrial | NA | End Use Consumption (m^3/year) | 20 | 2.418 | 2.4595 | 2.4903 | 2.5127 | 2.526 | 2.5256 | 2.5218 | 2.5218 | 2.5219 | 2.5219 | 0.12392 | 0.12856 | 0.13278 | 0.13665 | 0.14012 | 0.1429 | 0.14554 | 0.14845 | 0.15143 | 0.15445 | 0.051248 | 0.052273 | 0.053318 | 0.054385 | 0.055473 | 0.056582 | 0.057714 | 0.058868 | 0.060045 | 0.061246 | 0.07267 | 0.076292 | 0.079463 | 0.082267 | 0.084651 | 0.086319 | 0.087829 | 0.089587 | 0.091381 | 0.093209 | 57233.2545 | 56947.0882 | 56662.3528 | 56379.041 | 56097.1458 | 55816.6601 | 55537.5768 | 55259.8889 | 54983.5894 | 54708.6715 | 57233.2545 | 56947.0882 | 56662.3528 | 56379.041 | 56097.1458 | 55816.6601 | 55537.5768 | 55259.8889 | 54983.5894 | 54708.6715 | 1261.2035 | 2526.2714 | 3783.9245 | 5092.3108 | 6441.0137 | 7810.1748 | 9185.6866 | 10572.8722 | 11965.8554 | 13367.1698 | 1261.2035 | 1265.0679 | 1257.653 | 1308.3863 | 1348.7029 | 1369.1611 | 1375.5118 | 1387.1856 | 1392.9832 | 1401.3144
Ind ¦ High-efficiency burner | RET | I_Other Manufacturing <0.5 million m3/year | Ottawa and Surrounding | Process - Boiler/Steam | Industrial | NA | End Use Consumption (m^3/year) | 20 | 2.5792 | 2.6234 | 2.6564 | 2.6802 | 2.6944 | 2.6939 | 2.6899 | 2.6899 | 2.69 | 2.69 | 0.1549 | 0.16071 | 0.16598 | 0.17081 | 0.17515 | 0.17863 | 0.18193 | 0.18557 | 0.18928 | 0.19307 | 0.060056 | 0.061257 | 0.062483 | 0.063732 | 0.065007 | 0.066307 | 0.067633 | 0.068986 | 0.070366 | 0.071773 | 0.094842 | 0.099448 | 0.10349 | 0.10708 | 0.11015 | 0.11232 | 0.1143 | 0.11658 | 0.11892 | 0.1213 | 32432.1775 | 32270.0166 | 32108.6666 | 31948.1232 | 31788.3826 | 31629.4407 | 31471.2935 | 31313.937 | 31157.3673 | 31001.5805 | 32432.1775 | 32270.0166 | 32108.6666 | 31948.1232 | 31788.3826 | 31629.4407 | 31471.2935 | 31313.937 | 31157.3673 | 31001.5805 | 772.0239 | 1548.3461 | 2323.1177 | 3127.1474 | 3954.4584 | 4793.9549 | 5637.5592 | 6487.5444 | 7340.1871 | 8196.2386 | 772.0239 | 776.3222 | 774.7716 | 804.0297 | 827.3109 | 839.4966 | 843.6043 | 849.9852 | 852.6427 | 856.0516
Ind ¦ High-efficiency burners | RET | I_Other Manufacturing <0.5 million m3/year | Ottawa and Surrounding | Process Heat | Industrial | NA | End Use Consumption (m^3/year) | 20 | 8.928 | 9.0812 | 9.1951 | 9.2776 | 9.3267 | 9.3252 | 9.3113 | 9.3113 | 9.3115 | 9.3115 | 0.61959 | 0.64282 | 0.66391 | 0.68326 | 0.70062 | 0.71451 | 0.72771 | 0.74227 | 0.75713 | 0.77227 | 0.069398 | 0.070786 | 0.072202 | 0.073646 | 0.075119 | 0.076621 | 0.078154 | 0.079717 | 0.081311 | 0.082938 | 0.55019 | 0.57204 | 0.59171 | 0.60961 | 0.6255 | 0.63789 | 0.64956 | 0.66256 | 0.67582 | 0.68934 | 284894.4223 | 283469.9502 | 282052.6004 | 280642.3374 | 279239.1257 | 277842.9301 | 276453.7154 | 275071.4469 | 273696.0896 | 272327.6092 | 284894.4223 | 283469.9502 | 282052.6004 | 280642.3374 | 279239.1257 | 277842.9301 | 276453.7154 | 275071.4469 | 273696.0896 | 272327.6092 | 11509.5943 | 23408.7548 | 35621.6716 | 48111.159 | 60784.9 | 73537.0151 | 86261.7863 | 98866.4351 | 111252.5426 | 123332.6302 | 11509.5943 | 11899.1606 | 12212.9167 | 12489.4875 | 12673.7409 | 12752.1151 | 12724.7712 | 12604.6488 | 12386.1075 | 12080.0876
Ind ¦ High-efficiency furnaces | RET | I_Other Manufacturing <0.5 million m3/year | Ottawa and Surrounding | Process Heat | Industrial | NA | End Use Consumption (m^3/year) | 20 | 3.8688 | 3.9352 | 3.9846 | 4.0203 | 4.0416 | 4.0409 | 4.0349 | 4.0349 | 4.035 | 4.035 | 0.61959 | 0.64282 | 0.66391 | 0.68326 | 0.70062 | 0.71451 | 0.72771 | 0.74227 | 0.75713 | 0.77227 | 0.16015 | 0.16335 | 0.16662 | 0.16995 | 0.17335 | 0.17682 | 0.18036 | 0.18396 | 0.18764 | 0.19139 | 0.45944 | 0.47947 | 0.49729 | 0.51331 | 0.52726 | 0.53769 | 0.54736 | 0.55831 | 0.56949 | 0.58088 | 542656.0424 | 539942.7622 | 537243.0484 | 534556.8332 | 531884.049 | 529224.6287 | 526578.5056 | 523945.6131 | 521325.885 | 518719.2556 | 542656.0424 | 539942.7622 | 537243.0484 | 534556.8332 | 531884.049 | 529224.6287 | 526578.5056 | 523945.6131 | 521325.885 | 518719.2556 | 17691.1195 | 35767.1537 | 54108.5312 | 72960.3324 | 92200.0355 | 111646.4621 | 131144.4629 | 150641.4685 | 170024.2782 | 189225.838 | 17691.1195 | 18076.0343 | 18341.3775 | 18851.8012 | 19239.7031 | 19446.4265 | 19498.0008 | 19497.0056 | 19382.8097 | 19201.5598
Ind ¦ High-efficiency ovens & dryers | RET | I_Other Manufacturing <0.5 million m3/year | Ottawa and Surrounding | Process Heat | Industrial | NA | End Use Consumption (m^3/year) | 20 | 3.3161 | 3.373 | 3.4153 | 3.446 | 3.4642 | 3.4636 | 3.4585 | 3.4585 | 3.4586 | 3.4586 | 0.37176 | 0.38569 | 0.39834 | 0.40996 | 0.42037 | 0.4287 | 0.43663 | 0.44536 | 0.45428 | 0.46336 | 0.11211 | 0.11435 | 0.11663 | 0.11897 | 0.12135 | 0.12377 | 0.12625 | 0.12877 | 0.13135 | 0.13398 | 0.25965 | 0.27135 | 0.28171 | 0.29099 | 0.29902 | 0.30493 | 0.31038 | 0.31659 | 0.32293 | 0.32939 | 569788.8445 | 566939.9003 | 564105.2008 | 561284.6748 | 558478.2514 | 555685.8602 | 552907.4309 | 550142.8937 | 547392.1793 | 544655.2184 | 569788.8445 | 566939.9003 | 564105.2008 | 561284.6748 | 558478.2514 | 555685.8602 | 552907.4309 | 550142.8937 | 547392.1793 | 544655.2184 | 17009.3647 | 34302.453 | 51755.6623 | 69744.4628 | 88147.7787 | 106768.284 | 125456.4668 | 144189.9362 | 162871.4347 | 181459.5134 | 17009.3647 | 17293.0883 | 17453.2093 | 17988.8005 | 18403.3159 | 18620.5053 | 18688.1828 | 18733.4694 | 18681.4985 | 18588.0787
Ind ¦ Insulation | RET | I_Other Manufacturing <0.5 million m3/year | Ottawa and Surrounding | Process - Boiler/Steam | Industrial | NA | End Use Consumption (m^3/year) | 15 | 5.3148 | 5.4254 | 5.5077 | 5.5672 | 5.6027 | 5.6015 | 5.5915 | 5.5916 | 5.5916 | 5.5916 | 0.12768 | 0.13294 | 0.13765 | 0.14192 | 0.14569 | 0.14857 | 0.15127 | 0.1543 | 0.15738 | 0.16053 | 0.024023 | 0.024503 | 0.024993 | 0.025493 | 0.026003 | 0.026523 | 0.027053 | 0.027594 | 0.028146 | 0.028709 | 0.10365 | 0.10844 | 0.11266 | 0.11643 | 0.11968 | 0.12205 | 0.12422 | 0.1267 | 0.12924 | 0.13182 | 82670.2565 | 82256.9052 | 81845.6207 | 81436.3926 | 81029.2106 | 80624.0645 | 80220.9442 | 79819.8395 | 79420.7403 | 79023.6366 | 82670.2565 | 82256.9052 | 81845.6207 | 81436.3926 | 81029.2106 | 80624.0645 | 80220.9442 | 79819.8395 | 79420.7403 | 79023.6366 | 3181.3182 | 6460.6414 | 9816.9102 | 13253.8105 | 16746.9178 | 20266.2712 | 23783.1057 | 27275.973 | 30719.4043 | 34092.1742 | 3181.3182 | 3279.3232 | 3356.2689 | 3436.9003 | 3493.1073 | 3519.3534 | 3516.8345 | 3492.8673 | 3443.4313 | 3372.7699
Ind ¦ Radiant heaters | RET | I_Other Manufacturing <0.5 million m3/year | Ottawa and Surrounding | Space Heating/Ventilation | Industrial | NA | End Use Consumption (m^3/year) | 20 | 1.4656 | 1.4912 | 1.5115 | 1.5269 | 1.5367 | 1.5277 | 1.5255 | 1.5255 | 1.5255 | 1.5255 | 0.98582 | 1.0231 | 1.0578 | 1.0899 | 1.1188 | 1.1346 | 1.1555 | 1.1787 | 1.2022 | 1.2263 | 0.67263 | 0.68608 | 0.69981 | 0.7138 | 0.72808 | 0.74264 | 0.75749 | 0.77264 | 0.78809 | 0.80386 | 0.31319 | 0.33701 | 0.35795 | 0.37608 | 0.39073 | 0.39191 | 0.39804 | 0.40601 | 0.41413 | 0.42239 | 194593.0652 | 193620.0999 | 192651.9994 | 191688.7394 | 190730.2957 | 189776.6442 | 188827.761 | 187883.6222 | 186944.2041 | 186009.4831 | 194593.0652 | 193620.0999 | 192651.9994 | 191688.7394 | 190730.2957 | 189776.6442 | 188827.761 | 187883.6222 | 186944.2041 | 186009.4831 | 1068.7289 | 2093.0892 | 3053.2711 | 4094.4386 | 5197.1605 | 6325.1703 | 7441.2355 | 8572.8947 | 9711.1093 | 10874.6212 | 1068.7289 | 1024.3602 | 960.1819 | 1041.1675 | 1102.7219 | 1128.0098 | 1116.0652 | 1131.6591 | 1138.2147 | 1163.5118
Ind ¦ Ventilation heat recovery | RET | I_Other Manufacturing <0.5 million m3/year | Ottawa and Surrounding | Space Heating/Ventilation | Industrial | NA | End Use Consumption (m^3/year) | 20 | 4.3968 | 4.4736 | 4.5345 | 4.5806 | 4.61 | 4.5832 | 4.5764 | 4.5765 | 4.5764 | 4.5764 | 0.49291 | 0.51155 | 0.52888 | 0.54494 | 0.5594 | 0.56728 | 0.57777 | 0.58933 | 0.60111 | 0.61313 | 0.11211 | 0.11435 | 0.11663 | 0.11897 | 0.12135 | 0.12377 | 0.12625 | 0.12877 | 0.13135 | 0.13398 | 0.3808 | 0.3972 | 0.41225 | 0.42598 | 0.43806 | 0.4435 | 0.45152 | 0.46055 | 0.46976 | 0.47915 | 198647.0874 | 197653.852 | 196665.5827 | 195682.2548 | 194703.8435 | 193730.3243 | 192761.6727 | 191797.8643 | 190838.875 | 189884.6806 | 198647.0874 | 197653.852 | 196665.5827 | 195682.2548 | 194703.8435 | 193730.3243 | 192761.6727 | 191797.8643 | 190838.875 | 189884.6806 | 6694.3408 | 13545.2166 | 20507.442 | 27659.391 | 34953.8749 | 42323.2163 | 49708.3162 | 57084.9136 | 64408.1854 | 71649.2488 | 6694.3408 | 6850.8758 | 6962.2254 | 7151.949 | 7294.4839 | 7369.3414 | 7385.1 | 7376.5974 | 7323.2719 | 7241.0634
Ind ¦ Ventilation optimization | RET | I_Other Manufacturing <0.5 million m3/year | Ottawa and Surrounding | Space Heating/Ventilation | Industrial | NA | End Use Consumption (m^3/year) | 15 | 2.256 | 2.3037 | 2.3416 | 2.3703 | 2.3886 | 2.3719 | 2.3677 | 2.3677 | 2.3677 | 2.3677 | 0.54194 | 0.56449 | 0.58524 | 0.60426 | 0.62109 | 0.62909 | 0.64054 | 0.65336 | 0.66642 | 0.67974 | 0.24023 | 0.24503 | 0.24993 | 0.25493 | 0.26003 | 0.26523 | 0.27053 | 0.27594 | 0.28146 | 0.28709 | 0.30171 | 0.31946 | 0.33531 | 0.34933 | 0.36107 | 0.36387 | 0.37 | 0.37741 | 0.38496 | 0.39265 | 228933.0179 | 227788.3528 | 226649.411 | 225516.164 | 224388.5832 | 223266.6403 | 222150.3071 | 221039.5555 | 219934.3577 | 218834.686 | 228933.0179 | 227788.3528 | 226649.411 | 225516.164 | 224388.5832 | 223266.6403 | 222150.3071 | 221039.5555 | 219934.3577 | 218834.686 | 5449.5805 | 10929.502 | 16398.478 | 22073.9818 | 27913.8238 | 33839.6819 | 39794.5357 | 45794.431 | 51813.0851 | 57855.8022 | 5449.5805 | 5479.9215 | 5468.976 | 5675.5038 | 5839.842 | 5925.8581 | 5954.8538 | 5999.8953 | 6018.6541 | 6042.7171
Ind ¦ Warehouse loading dock seals | RET | I_Other Manufacturing <0.5 million m3/year | Ottawa and Surrounding | Space Heating/Ventilation | Industrial | NA | End Use Consumption (m^3/year) | 10 | 0.65563 | 0.67466 | 0.68975 | 0.70118 | 0.70846 | 0.70181 | 0.70013 | 0.70014 | 0.70014 | 0.70012 | 0.098874 | 0.10378 | 0.10822 | 0.11222 | 0.11565 | 0.11685 | 0.11891 | 0.12129 | 0.12371 | 0.12618 | 0.15081 | 0.15382 | 0.1569 | 0.16004 | 0.16324 | 0.1665 | 0.16983 | 0.17323 | 0.1767 | 0.18023 | -0.051935 | -0.050045 | -0.048679 | -0.047824 | -0.047591 | -0.04965 | -0.050928 | -0.051945 | -0.052985 | -0.054047 | 72336.4744 | 71974.792 | 71614.9181 | 71256.8435 | 70900.5593 | 70546.0565 | 70193.3262 | 69842.3596 | 69493.1478 | 69145.682 | 0 | 0 | 0 | 0 | 0 | 0 | 0 | 0 | 0 | 0 | 0 | 0 | 0 | 0 | 0 | 0 | 0 | 0 | 0 | 0 | 0 | 0 | 0 | 0 | 0 | 0 | 0 | 0 | 0 | 0
Ind ¦ Boiler right sizing and load management | ROB | I_Other Manufacturing <0.5 million m3/year | Ottawa and Surrounding | Process - Boiler/Steam | Industrial | NA | End Use Consumption (m^3/year) | 25 | INF | INF | INF | INF | INF | INF | INF | INF | INF | INF | 0.35266 | 0.36513 | 0.37655 | 0.38712 | 0.39671 | 0.40459 | 0.41215 | 0.4204 | 0.42883 | 0.43741 | 0 | 0 | 0 | 0 | 0 | 0 | 0 | 0 | 0 | 0 | 0.35266 | 0.36513 | 0.37655 | 0.38712 | 0.39671 | 0.40459 | 0.41215 | 0.4204 | 0.42883 | 0.43741 | 166930.3256 | 166095.6739 | 165265.1956 | 164438.8696 | 163616.6752 | 162798.5919 | 161984.5989 | 161174.6759 | 160368.8025 | 159566.9585 | 166930.3256 | 166095.6739 | 165265.1956 | 164438.8696 | 163616.6752 | 162798.5919 | 161984.5989 | 161174.6759 | 160368.8025 | 159566.9585 | 5010.0539 | 9935.5196 | 14773.1951 | 19519.9101 | 24172.6224 | 28728.4981 | 33184.9747 | 37539.8107 | 41791.1201 | 45937.395 | 5010.0539 | 4925.4657 | 4837.6755 | 4746.715 | 4652.7124 | 4555.8757 | 4456.4766 | 4354.836 | 4251.3094 | 4146.275
Ind ¦ Advanced boiler controls including air/fuel mix control ¦ New | NEW | I_Other Manufacturing >0.5 million m3/year | Ottawa and Surrounding | Process - Boiler/Steam | Industrial | NA | End Use Consumption (m^3/year) | 15 | 4.1594 | 4.246 | 4.3104 | 4.357 | 4.3847 | 4.3838 | 4.376 | 4.376 | 4.3761 | 4.376 | 0.12768 | 0.13294 | 0.13765 | 0.14192 | 0.14569 | 0.14857 | 0.15127 | 0.1543 | 0.15738 | 0.16053 | 0.030695 | 0.031309 | 0.031936 | 0.032574 | 0.033226 | 0.03389 | 0.034568 | 0.035259 | 0.035965 | 0.036684 | 0.09698 | 0.10163 | 0.10572 | 0.10935 | 0.11246 | 0.11468 | 0.1167 | 0.11904 | 0.12142 | 0.12384 | 1065.5232 | 2148.0947 | 3248.0992 | 4365.9294 | 5501.9859 | 6656.6777 | 7830.4223 | 9023.6458 | 10236.7831 | 11470.278 | 1065.5232 | 2148.0947 | 3248.0992 | 4365.9294 | 5501.9859 | 6656.6777 | 7830.4223 | 9023.6458 | 10236.7831 | 11470.278 | 646.118 | 1302.5739 | 1984.2487 | 2689.1026 | 3423.2577 | 4185.1634 | 4972.1917 | 5782.4242 | 6616.4393 | 7473.4929 | 646.118 | 656.4559 | 681.6747 | 704.8539 | 734.1551 | 761.9056 | 787.0283 | 810.2325 | 834.0151 | 857.0537
Ind ¦ Advanced heating and process control ¦ New | NEW | I_Other Manufacturing >0.5 million m3/year | Ottawa and Surrounding | Process Heat | Industrial | NA | End Use Consumption (m^3/year) | 15 | 5.3148 | 5.4254 | 5.5077 | 5.5672 | 5.6027 | 5.6015 | 5.5915 | 5.5916 | 5.5916 | 5.5916 | 0.31919 | 0.33235 | 0.34413 | 0.35481 | 0.36422 | 0.37142 | 0.37817 | 0.38574 | 0.39346 | 0.40132 | 0.060056 | 0.061257 | 0.062483 | 0.063732 | 0.065007 | 0.066307 | 0.067633 | 0.068986 | 0.070366 | 0.071773 | 0.25913 | 0.27109 | 0.28165 | 0.29108 | 0.29921 | 0.30511 | 0.31054 | 0.31675 | 0.32309 | 0.32955 | 7216.2415 | 14547.9428 | 21997.709 | 29568.1991 | 37262.1267 | 45082.2619 | 53031.4317 | 61112.5219 | 69328.4778 | 77682.3058 | 7216.2415 | 14547.9428 | 21997.709 | 29568.1991 | 37262.1267 | 45082.2619 | 53031.4317 | 61112.5219 | 69328.4778 | 77682.3058 | 4651.5164 | 9377.457 | 14301.873 | 19409.94 | 24729.6849 | 30249.9893 | 35954.4946 | 41830.8377 | 47879.9507 | 54096.1954 | 4651.5164 | 4725.9406 | 4924.416 | 5108.067 | 5319.7449 | 5520.3044 | 5704.5053 | 5876.3431 | 6049.113 | 6216.2447
Ind ¦ Air compressor heat recovery ¦ New | NEW | I_Other Manufacturing >0.5 million m3/year | Ottawa and Surrounding | Space Heating/Ventilation | Industrial | NA | End Use Consumption (m^3/year) | 25 | 2.502 | 2.5404 | 2.5708 | 2.5939 | 2.6085 | 2.5951 | 2.5917 | 2.5918 | 2.5917 | 2.5917 | 0.78535 | 0.81335 | 0.83956 | 0.86403 | 0.8863 | 0.89938 | 0.91617 | 0.9345 | 0.95318 | 0.97223 | 0.31389 | 0.32017 | 0.32658 | 0.33311 | 0.33977 | 0.34656 | 0.3535 | 0.36057 | 0.36778 | 0.37513 | 0.47146 | 0.49318 | 0.51299 | 0.53092 | 0.54653 | 0.55281 | 0.56267 | 0.57393 | 0.58541 | 0.5971 | 3287.9 | 6628.4064 | 10022.7062 | 13472.0107 | 16977.5565 | 20540.6056 | 24162.4461 | 27844.3928 | 31587.7877 | 35394.0006 | 3287.9 | 6628.4064 | 10022.7062 | 13472.0107 | 16977.5565 | 20540.6056 | 24162.4461 | 27844.3928 | 31587.7877 | 35394.0006 | 964.2905 | 1944.0096 | 2940.6447 | 3943.2631 | 5017.8061 | 6155.5334 | 7336.8852 | 8548.5482 | 9800.2426 | 11088.5903 | 964.2905 | 979.7191 | 996.6351 | 1002.6184 | 1074.5431 | 1137.7272 | 1181.3519 | 1211.663 | 1251.6944 | 1288.3477
Ind ¦ Air curtains ¦ New | NEW | I_Other Manufacturing >0.5 million m3/year | Ottawa and Surrounding | Space Heating/Ventilation | Industrial | NA | End Use Consumption (m^3/year) | 15 | 0.92289 | 0.94244 | 0.95793 | 0.96967 | 0.97714 | 0.97032 | 0.9686 | 0.96861 | 0.96861 | 0.96859 | 0.13548 | 0.14112 | 0.14631 | 0.15106 | 0.15527 | 0.15727 | 0.16013 | 0.16334 | 0.16661 | 0.16993 | 0.1468 | 0.14974 | 0.15274 | 0.15579 | 0.15891 | 0.16208 | 0.16533 | 0.16863 | 0.172 | 0.17544 | -0.01132 | -0.0086192 | -0.0064252 | -0.0047254 | -0.0036321 | -0.0048103 | -0.0051917 | -0.0052929 | -0.0053996 | -0.0055101 | 1957.0833 | 3945.48 | 5965.8965 | 8019.054 | 10105.6884 | 12226.5509 | 14382.4084 | 16574.0433 | 18802.2546 | 21067.8575 | 0 | 0 | 0 | 0 | 0 | 0 | 0 | 0 | 0 | 0 | 0 | 0 | 0 | 0 | 0 | 0 | 0 | 0 | 0 | 0 | 0 | 0 | 0 | 0 | 0 | 0 | 0 | 0 | 0 | 0
Ind ¦ Automated temperature control ¦ New | NEW | I_Other Manufacturing >0.5 million m3/year | Ottawa and Surrounding | Space Heating/Ventilation | Industrial | NA | End Use Consumption (m^3/year) | 25 | 1.1676 | 1.1855 | 1.1997 | 1.2105 | 1.2173 | 1.2111 | 1.2095 | 1.2095 | 1.2095 | 1.2095 | 0.26178 | 0.27112 | 0.27985 | 0.28801 | 0.29543 | 0.29979 | 0.30539 | 0.3115 | 0.31773 | 0.32408 | 0.22421 | 0.22869 | 0.23327 | 0.23793 | 0.24269 | 0.24755 | 0.2525 | 0.25755 | 0.2627 | 0.26795 | 0.037574 | 0.042423 | 0.046585 | 0.050076 | 0.052741 | 0.052247 | 0.052892 | 0.053952 | 0.055029 | 0.056126 | 2536.9599 | 5114.5111 | 7733.5696 | 10395.07 | 13099.9664 | 15849.2327 | 18643.8627 | 21484.871 | 24373.293 | 27310.1856 | 2536.9599 | 5114.5111 | 7733.5696 | 10395.07 | 13099.9664 | 15849.2327 | 18643.8627 | 21484.871 | 24373.293 | 27310.1856 | 22.6153 | 45.5924 | 66.4443 | 84.3211 | 107.7859 | 136.2994 | 166.9858 | 197.8965 | 230.5289 | 264.4101 | 22.6153 | 22.9771 | 20.8518 | 17.8768 | 23.4648 | 28.5135 | 30.6864 | 30.9107 | 32.6324 | 33.8812
Ind ¦ Blow down heat recovery and control ¦ New | NEW | I_Other Manufacturing >0.5 million m3/year | Ottawa and Surrounding | Process - Boiler/Steam | Industrial | NA | End Use Consumption (m^3/year) | 20 | 1.9672 | 2.0009 | 2.026 | 2.0442 | 2.055 | 2.0547 | 2.0516 | 2.0517 | 2.0517 | 2.0517 | 0.061959 | 0.064282 | 0.066391 | 0.068326 | 0.070062 | 0.071451 | 0.072771 | 0.074227 | 0.075713 | 0.077227 | 0.031496 | 0.032126 | 0.032769 | 0.033424 | 0.034093 | 0.034774 | 0.03547 | 0.036179 | 0.036903 | 0.037641 | 0.030463 | 0.032156 | 0.033622 | 0.034902 | 0.035969 | 0.036676 | 0.037301 | 0.038048 | 0.03881 | 0.039587 | 608.8704 | 1227.4827 | 1856.0567 | 2494.8168 | 3143.9919 | 3803.8158 | 4474.527 | 5156.369 | 5849.5903 | 6554.4446 | 608.8704 | 1227.4827 | 1856.0567 | 2494.8168 | 3143.9919 | 3803.8158 | 4474.527 | 5156.369 | 5849.5903 | 6554.4446 | 162.3343 | 327.266 | 495.1985 | 663.8701 | 846.1678 | 1040.3291 | 1242.4426 | 1449.8213 | 1664.3377 | 1885.2789 | 162.3343 | 164.9317 | 167.9325 | 168.6716 | 182.2976 | 194.1613 | 202.1135 | 207.3787 | 214.5165 | 220.9412
Ind ¦ Boiler combustion air preheat ¦ New | NEW | I_Other Manufacturing >0.5 million m3/year | Ottawa and Surrounding | Process - Boiler/Steam | Industrial | NA | End Use Consumption (m^3/year) | 20 | 68.9876 | 69.0887 | 69.1845 | 69.2782 | 69.3709 | 69.4563 | 69.5363 | 69.6241 | 69.7143 | 69.809 | 2.0992 | 2.1443 | 2.1902 | 2.2371 | 2.2849 | 2.3334 | 2.3828 | 2.4336 | 2.4854 | 2.5386 | 0.030429 | 0.031037 | 0.031658 | 0.032291 | 0.032937 | 0.033596 | 0.034267 | 0.034953 | 0.035652 | 0.036365 | 2.0688 | 2.1133 | 2.1586 | 2.2048 | 2.2519 | 2.2998 | 2.3486 | 2.3986 | 2.4498 | 2.5022 | 782.8333 | 1578.192 | 2386.3586 | 3207.6216 | 4042.2754 | 4890.6204 | 5752.9633 | 6629.6173 | 7520.9018 | 8427.143 | 782.8333 | 1578.192 | 2386.3586 | 3207.6216 | 4042.2754 | 4890.6204 | 5752.9633 | 6629.6173 | 7520.9018 | 8427.143 | 578.1749 | 1165.6006 | 1780.3857 | 2421.2087 | 3086.9708 | 3776.6992 | 4489.5355 | 5224.7295 | 5981.6337 | 6759.6928 | 578.1749 | 587.4257 | 614.7851 | 640.823 | 665.7621 | 689.7283 | 712.8364 | 735.194 | 756.9042 | 778.059
Ind ¦ Boiler right sizing and load management | NEW | I_Other Manufacturing >0.5 million m3/year | Ottawa and Surrounding | Process - Boiler/Steam | Industrial | NA | End Use Consumption (m^3/year) | 25 | INF | INF | INF | INF | INF | INF | INF | INF | INF | INF | 0.35266 | 0.36513 | 0.37655 | 0.38712 | 0.39671 | 0.40459 | 0.41215 | 0.4204 | 0.42883 | 0.43741 | 0 | 0 | 0 | 0 | 0 | 0 | 0 | 0 | 0 | 0 | 0.35266 | 0.36513 | 0.37655 | 0.38712 | 0.39671 | 0.40459 | 0.41215 | 0.4204 | 0.42883 | 0.43741 | 2536.9599 | 5114.5111 | 7733.5696 | 10395.07 | 13099.9664 | 15849.2327 | 18643.8627 | 21484.871 | 24373.293 | 27310.1856 | 2536.9599 | 5114.5111 | 7733.5696 | 10395.07 | 13099.9664 | 15849.2327 | 18643.8627 | 21484.871 | 24373.293 | 27310.1856 | 1900.5797 | 3831.5687 | 5835.2499 | 7911.1469 | 10058.7081 | 12277.3328 | 14566.3956 | 16925.2686 | 19353.3403 | 21850.0332 | 1900.5797 | 1930.989 | 2003.6812 | 2075.897 | 2147.5612 | 2218.6247 | 2289.0628 | 2358.873 | 2428.0717 | 2496.6928
Ind ¦ Condensate return ¦ New | NEW | I_Other Manufacturing >0.5 million m3/year | Ottawa and Surrounding | Process - Boiler/Steam | Industrial | NA | End Use Consumption (m^3/year) | 25 | 1.6724 | 1.6976 | 1.7164 | 1.73 | 1.7381 | 1.7378 | 1.7356 | 1.7356 | 1.7357 | 1.7357 | 0.070532 | 0.073026 | 0.07531 | 0.077423 | 0.079342 | 0.080918 | 0.082429 | 0.08408 | 0.085765 | 0.087483 | 0.042173 | 0.043016 | 0.043877 | 0.044754 | 0.045649 | 0.046562 | 0.047494 | 0.048443 | 0.049412 | 0.050401 | 0.028359 | 0.03001 | 0.031433 | 0.032669 | 0.033693 | 0.034355 | 0.034936 | 0.035637 | 0.036353 | 0.037082 | 734.5103 | 1480.7727 | 2239.0525 | 3009.6203 | 3792.7522 | 4588.7302 | 5397.8422 | 6220.3817 | 7056.6486 | 7906.949 | 734.5103 | 1480.7727 | 2239.0525 | 3009.6203 | 3792.7522 | 4588.7302 | 5397.8422 | 6220.3817 | 7056.6486 | 7906.949 | 87.9418 | 177.2907 | 265.7881 | 351.3331 | 447.356 | 552.1526 | 661.8334 | 773.7695 | 889.9714 | 1009.8001 | 87.9418 | 89.3489 | 88.4974 | 85.545 | 96.0229 | 104.7966 | 109.6808 | 111.9361 | 116.2019 | 119.8287
Ind ¦ Condensing boiler ¦ New | NEW | I_Other Manufacturing >0.5 million m3/year | Ottawa and Surrounding | Process - Boiler/Steam | Industrial | NA | End Use Consumption (m^3/year) | 20 | 3.224 | 3.2793 | 3.3205 | 3.3502 | 3.368 | 3.3674 | 3.3624 | 3.3624 | 3.3625 | 3.3625 | 0.3098 | 0.32141 | 0.33195 | 0.34163 | 0.35031 | 0.35725 | 0.36386 | 0.37114 | 0.37856 | 0.38614 | 0.09609 | 0.098012 | 0.099972 | 0.10197 | 0.10401 | 0.10609 | 0.10821 | 0.11038 | 0.11258 | 0.11484 | 0.21371 | 0.2234 | 0.23198 | 0.23966 | 0.2463 | 0.25116 | 0.25564 | 0.26076 | 0.26598 | 0.2713 | 1642.9835 | 3312.2548 | 5008.407 | 6732.0453 | 8483.7878 | 10264.265 | 12074.1206 | 13914.0117 | 15784.6088 | 17686.5964 | 1642.9835 | 3312.2548 | 5008.407 | 6732.0453 | 8483.7878 | 10264.265 | 12074.1206 | 13914.0117 | 15784.6088 | 17686.5964 | 804.9109 | 1622.7004 | 2464.5774 | 3326.2301 | 4229.8963 | 5172.2008 | 6146.0513 | 7146.5293 | 8176.7307 | 9235.2541 | 804.9109 | 817.7895 | 841.8771 | 861.6527 | 903.6662 | 942.3044 | 973.8505 | 1000.478 | 1030.2014 | 1058.5234
Ind ¦ Condensing Economizer ¦ New | NEW | I_Other Manufacturing >0.5 million m3/year | Ottawa and Surrounding | Process - Boiler/Steam | Industrial | NA | End Use Consumption (m^3/year) | 15 | 3.7008 | 3.7778 | 3.835 | 3.8765 | 3.9012 | 3.9004 | 3.8934 | 3.8934 | 3.8935 | 3.8934 | 0.25535 | 0.26588 | 0.27531 | 0.28385 | 0.29137 | 0.29714 | 0.30254 | 0.30859 | 0.31477 | 0.32106 | 0.069 | 0.07038 | 0.071788 | 0.073223 | 0.074688 | 0.076182 | 0.077705 | 0.079259 | 0.080844 | 0.082461 | 0.18635 | 0.1955 | 0.20352 | 0.21063 | 0.21668 | 0.22096 | 0.22483 | 0.22933 | 0.23392 | 0.2386 | 1304.7222 | 2630.32 | 3977.2644 | 5346.036 | 6737.1256 | 8151.034 | 9588.2722 | 11049.3622 | 12534.8364 | 14045.2383 | 1304.7222 | 2630.32 | 3977.2644 | 5346.036 | 6737.1256 | 8151.034 | 9588.2722 | 11049.3622 | 12534.8364 | 14045.2383 | 762.2977 | 1536.7921 | 2336.3854 | 3158.7118 | 4014.8058 | 4902.8189 | 5819.0522 | 6760.9201 | 7729.8934 | 8725.1953 | 762.2977 | 774.4945 | 799.5932 | 822.3265 | 856.094 | 888.0131 | 916.2333 | 941.8679 | 968.9733 | 995.3019
Ind ¦ De-stratification fans ¦ New | NEW | I_Other Manufacturing >0.5 million m3/year | Ottawa and Surrounding | Space Heating/Ventilation | Industrial | NA | End Use Consumption (m^3/year) | 25 | 1.4153 | 1.437 | 1.4542 | 1.4672 | 1.4755 | 1.468 | 1.466 | 1.466 | 1.466 | 1.466 | 0.29918 | 0.30985 | 0.31983 | 0.32915 | 0.33764 | 0.34262 | 0.34902 | 0.356 | 0.36312 | 0.37037 | 0.2114 | 0.21563 | 0.21994 | 0.22434 | 0.22882 | 0.2334 | 0.23807 | 0.24283 | 0.24769 | 0.25264 | 0.087784 | 0.094223 | 0.099894 | 0.10482 | 0.10881 | 0.10922 | 0.11095 | 0.11317 | 0.11543 | 0.11773 | 1855.6049 | 3740.8996 | 5656.5537 | 7603.2512 | 9581.6897 | 11592.5816 | 13636.6539 | 15714.6485 | 17827.3229 | 19975.4501 | 1855.6049 | 3740.8996 | 5656.5537 | 7603.2512 | 9581.6897 | 11592.5816 | 13636.6539 | 15714.6485 | 17827.3229 | 19975.4501 | 74.202 | 149.5912 | 222.0029 | 288.4463 | 368.0773 | 458.4908 | 554.1466 | 651.2933 | 752.802 | 857.7599 | 74.202 | 75.3892 | 72.4118 | 66.4434 | 79.631 | 90.4135 | 95.6558 | 97.1466 | 101.5088 | 104.9579
Ind ¦ Digester Gas ¦ New | NEW | I_Other Manufacturing >0.5 million m3/year | Ottawa and Surrounding | Process - Boiler/Steam | Industrial | NA | End Use Consumption (m^3/year) | 20 | 11.9533 | 12.1583 | 12.3108 | 12.4213 | 12.4871 | 12.4849 | 12.4664 | 12.4665 | 12.4667 | 12.4667 | 0.92939 | 0.96423 | 0.99586 | 1.0249 | 1.0509 | 1.0718 | 1.0916 | 1.1134 | 1.1357 | 1.1584 | 0.077752 | 0.079307 | 0.080893 | 0.082511 | 0.084161 | 0.085844 | 0.087561 | 0.089312 | 0.091099 | 0.092921 | 0.85164 | 0.88493 | 0.91497 | 0.94238 | 0.96676 | 0.98592 | 1.004 | 1.0241 | 1.0446 | 1.0655 | 1159.7531 | 2338.0622 | 3535.3461 | 4752.032 | 5988.5561 | 7245.3635 | 8522.9087 | 9821.6553 | 11142.0768 | 12484.6563 | 1159.7531 | 2338.0622 | 3535.3461 | 4752.032 | 5988.5561 | 7245.3635 | 8522.9087 | 9821.6553 | 11142.0768 | 12484.6563 | 806.9379 | 1626.7868 | 2476.4959 | 3355.1501 | 4264.2747 | 5203.1655 | 6170.8309 | 7166.5206 | 8190.2585 | 9241.7082 | 806.9379 | 819.8489 | 849.7091 | 878.6541 | 909.1246 | 938.8908 | 967.6655 | 995.6896 | 1023.738 | 1051.4497
Ind ¦ Direct contact hot water heaters ¦ New | NEW | I_Other Manufacturing >0.5 million m3/year | Ottawa and Surrounding | Process - Boiler/Steam | Industrial | NA | End Use Consumption (m^3/year) | 20 | 11.6065 | 11.8055 | 11.9537 | 12.0609 | 12.1248 | 12.1227 | 12.1047 | 12.1048 | 12.1049 | 12.105 | 0.46469 | 0.48212 | 0.49793 | 0.51244 | 0.52546 | 0.53588 | 0.54579 | 0.5567 | 0.56785 | 0.57921 | 0.040038 | 0.040838 | 0.041655 | 0.042488 | 0.043338 | 0.044205 | 0.045089 | 0.045991 | 0.04691 | 0.047849 | 0.42466 | 0.44128 | 0.45628 | 0.46996 | 0.48212 | 0.49168 | 0.5007 | 0.51071 | 0.52094 | 0.53136 | 1391.7037 | 2805.6747 | 4242.4153 | 5702.4384 | 7186.2673 | 8694.4362 | 10227.4904 | 11785.9864 | 13370.4921 | 14981.5876 | 1391.7037 | 2805.6747 | 4242.4153 | 5702.4384 | 7186.2673 | 8694.4362 | 10227.4904 | 11785.9864 | 13370.4921 | 14981.5876 | 965.9844 | 1947.4245 | 2970.1077 | 4032.0316 | 5134.4079 | 6275.7274 | 7454.1822 | 8668.3262 | 9917.7504 | 11201.6382 | 965.9844 | 981.4401 | 1022.6831 | 1061.9239 | 1102.3763 | 1141.3196 | 1178.4547 | 1214.144 | 1249.4242 | 1283.8879
Ind ¦ Energy Management and Process Improvement ¦ New | NEW | I_Other Manufacturing >0.5 million m3/year | Ottawa and Surrounding | Cross Cutting/Behavioural | Industrial | NA | End Use Consumption (m^3/year) | 15 | 3.6479 | 3.7238 | 3.7802 | 3.8211 | 3.8455 | 3.8447 | 3.8378 | 3.8378 | 3.8379 | 3.8378 | 0.25535 | 0.26588 | 0.27531 | 0.28385 | 0.29137 | 0.29714 | 0.30254 | 0.30859 | 0.31477 | 0.32106 | 0.07 | 0.0714 | 0.072828 | 0.074285 | 0.07577 | 0.077286 | 0.078831 | 0.080408 | 0.082016 | 0.083656 | 0.18535 | 0.19448 | 0.20248 | 0.20956 | 0.2156 | 0.21985 | 0.22371 | 0.22818 | 0.23275 | 0.2374 | 22953.4466 | 46274.1483 | 69970.3914 | 94050.6332 | 118523.5057 | 143397.8195 | 168682.5673 | 194386.9278 | 220520.2698 | 247092.1558 | 22953.4466 | 46274.1483 | 69970.3914 | 94050.6332 | 118523.5057 | 143397.8195 | 168682.5673 | 194386.9278 | 220520.2698 | 247092.1558 | 13331.6627 | 26876.6321 | 40953.3803 | 55503.1635 | 70712.8956 | 86538.4685 | 102902.9904 | 119750.6078 | 137100.4739 | 154931.5607 | 13331.6627 | 13544.9693 | 14076.7482 | 14549.7832 | 15209.7321 | 15825.5729 | 16364.5219 | 16847.6174 | 17349.8661 | 17831.0868
Ind ¦ Exhaust gas heat recovery ¦ New | NEW | I_Other Manufacturing >0.5 million m3/year | Ottawa and Surrounding | Process Heat | Industrial | NA | End Use Consumption (m^3/year) | 15 | 5.3148 | 5.4254 | 5.5077 | 5.5672 | 5.6027 | 5.6015 | 5.5915 | 5.5916 | 5.5916 | 5.5916 | 0.44687 | 0.46529 | 0.48179 | 0.49674 | 0.5099 | 0.51999 | 0.52944 | 0.54003 | 0.55084 | 0.56185 | 0.084079 | 0.08576 | 0.087476 | 0.089225 | 0.09101 | 0.09283 | 0.094686 | 0.09658 | 0.098512 | 0.10048 | 0.36279 | 0.37953 | 0.39431 | 0.40751 | 0.41889 | 0.42716 | 0.43475 | 0.44345 | 0.45233 | 0.46137 | 12628.4226 | 25458.8999 | 38495.9908 | 51744.3484 | 65208.7217 | 78893.9582 | 92805.0055 | 106946.9133 | 121324.8362 | 135944.0352 | 12628.4226 | 25458.8999 | 38495.9908 | 51744.3484 | 65208.7217 | 78893.9582 | 92805.0055 | 106946.9133 | 121324.8362 | 135944.0352 | 8140.1536 | 16410.5497 | 25036.396 | 33990.0888 | 43319.3448 | 53003.4856 | 63012.7958 | 73324.7217 | 83940.1867 | 94848.714 | 8140.1536 | 8270.3961 | 8625.8463 | 8953.6928 | 9329.256 | 9684.1408 | 10009.3102 | 10311.9259 | 10615.465 | 10908.5273
Ind ¦ Feedwater Economizers ¦ New | NEW | I_Other Manufacturing >0.5 million m3/year | Ottawa and Surrounding | Process - Boiler/Steam | Industrial | NA | End Use Consumption (m^3/year) | 20 | 2.418 | 2.4595 | 2.4903 | 2.5127 | 2.526 | 2.5256 | 2.5218 | 2.5218 | 2.5219 | 2.5219 | 0.12392 | 0.12856 | 0.13278 | 0.13665 | 0.14012 | 0.1429 | 0.14554 | 0.14845 | 0.15143 | 0.15445 | 0.051248 | 0.052273 | 0.053318 | 0.054385 | 0.055473 | 0.056582 | 0.057714 | 0.058868 | 0.060045 | 0.061246 | 0.07267 | 0.076292 | 0.079463 | 0.082267 | 0.084651 | 0.086319 | 0.087829 | 0.089587 | 0.091381 | 0.093209 | 869.8148 | 1753.5467 | 2651.5096 | 3564.024 | 4491.4171 | 5434.0226 | 6392.1815 | 7366.2415 | 8356.5576 | 9363.4922 | 869.8148 | 1753.5467 | 2651.5096 | 3564.024 | 4491.4171 | 5434.0226 | 6392.1815 | 7366.2415 | 8356.5576 | 9363.4922 | 321.0622 | 647.2614 | 983.4744 | 1326.3891 | 1692.0708 | 2077.9974 | 2478.9162 | 2891.1605 | 3316.9296 | 3755.1437 | 321.0622 | 326.1992 | 336.213 | 342.9147 | 365.6818 | 385.9266 | 400.9188 | 412.2443 | 425.769 | 438.2141
Ind ¦ Heat recovery to preheat make-up water ¦ New | NEW | I_Other Manufacturing >0.5 million m3/year | Ottawa and Surrounding | Process - Boiler/Steam | Industrial | NA | End Use Consumption (m^3/year) | 25 | 3.4769 | 3.5293 | 3.5683 | 3.5965 | 3.6134 | 3.6129 | 3.6082 | 3.6083 | 3.6084 | 3.6085 | 0.2116 | 0.21908 | 0.22593 | 0.23227 | 0.23803 | 0.24275 | 0.24729 | 0.25224 | 0.2573 | 0.26245 | 0.060857 | 0.062074 | 0.063316 | 0.064582 | 0.065874 | 0.067191 | 0.068535 | 0.069906 | 0.071304 | 0.07273 | 0.15074 | 0.157 | 0.16261 | 0.16769 | 0.17215 | 0.17556 | 0.17875 | 0.18234 | 0.18599 | 0.18972 | 1826.6111 | 3682.448 | 5568.1701 | 7484.4504 | 9431.9758 | 11411.4475 | 13423.5811 | 15469.1071 | 17548.7709 | 19663.3337 | 1826.6111 | 3682.448 | 5568.1701 | 7484.4504 | 9431.9758 | 11411.4475 | 13423.5811 | 15469.1071 | 17548.7709 | 19663.3337 | 857.878 | 1729.4821 | 2627.3478 | 3546.2342 | 4512.2969 | 5521.4698 | 6565.2943 | 7637.8799 | 8742.8237 | 9878.4035 | 857.878 | 871.6041 | 897.8657 | 918.8864 | 966.0626 | 1009.1729 | 1043.8244 | 1072.5856 | 1104.9439 | 1135.5798
Ind ¦ High-efficiency burner ¦ New | NEW | I_Other Manufacturing >0.5 million m3/year | Ottawa and Surrounding | Process - Boiler/Steam | Industrial | NA | End Use Consumption (m^3/year) | 20 | 2.5792 | 2.6234 | 2.6564 | 2.6802 | 2.6944 | 2.6939 | 2.6899 | 2.6899 | 2.69 | 2.69 | 0.1549 | 0.16071 | 0.16598 | 0.17081 | 0.17515 | 0.17863 | 0.18193 | 0.18557 | 0.18928 | 0.19307 | 0.060056 | 0.061257 | 0.062483 | 0.063732 | 0.065007 | 0.066307 | 0.067633 | 0.068986 | 0.070366 | 0.071773 | 0.094842 | 0.099448 | 0.10349 | 0.10708 | 0.11015 | 0.11232 | 0.1143 | 0.11658 | 0.11892 | 0.1213 | 492.8951 | 993.6764 | 1502.5221 | 2019.6136 | 2545.1363 | 3079.2795 | 3622.2362 | 4174.2035 | 4735.3826 | 5305.9789 | 492.8951 | 993.6764 | 1502.5221 | 2019.6136 | 2545.1363 | 3079.2795 | 3622.2362 | 4174.2035 | 4735.3826 | 5305.9789 | 196.5327 | 396.2099 | 600.5187 | 808.1378 | 1027.7383 | 1258.1384 | 1496.7427 | 1741.7784 | 1994.4962 | 2254.4348 | 196.5327 | 199.6772 | 204.3088 | 207.6191 | 219.6005 | 230.4002 | 238.6042 | 245.0358 | 252.7178 | 259.9386
Ind ¦ High-efficiency burners ¦ New | NEW | I_Other Manufacturing >0.5 million m3/year | Ottawa and Surrounding | Process Heat | Industrial | NA | End Use Consumption (m^3/year) | 20 | 8.928 | 9.0812 | 9.1951 | 9.2776 | 9.3267 | 9.3252 | 9.3113 | 9.3113 | 9.3115 | 9.3115 | 0.61959 | 0.64282 | 0.66391 | 0.68326 | 0.70062 | 0.71451 | 0.72771 | 0.74227 | 0.75713 | 0.77227 | 0.069398 | 0.070786 | 0.072202 | 0.073646 | 0.075119 | 0.076621 | 0.078154 | 0.079717 | 0.081311 | 0.082938 | 0.55019 | 0.57204 | 0.59171 | 0.60961 | 0.6255 | 0.63789 | 0.64956 | 0.66256 | 0.67582 | 0.68934 | 4329.7449 | 8728.7657 | 13198.6254 | 17740.9194 | 22357.276 | 27049.3571 | 31818.859 | 36667.5131 | 41597.0867 | 46609.3835 | 4329.7449 | 8728.7657 | 13198.6254 | 17740.9194 | 22357.276 | 27049.3571 | 31818.859 | 36667.5131 | 41597.0867 | 46609.3835 | 2929.9759 | 5906.8314 | 9002.2704 | 12210.6778 | 15539.7415 | 18985.1442 | 22541.0515 | 26202.9651 | 29970.5978 | 33841.7286 | 2929.9759 | 2976.8555 | 3095.439 | 3208.4074 | 3329.0637 | 3445.4027 | 3555.9074 | 3661.9136 | 3767.6327 | 3871.1308
Ind ¦ High-efficiency furnaces ¦ New | NEW | I_Other Manufacturing >0.5 million m3/year | Ottawa and Surrounding | Process Heat | Industrial | NA | End Use Consumption (m^3/year) | 20 | 3.8688 | 3.9352 | 3.9846 | 4.0203 | 4.0416 | 4.0409 | 4.0349 | 4.0349 | 4.035 | 4.035 | 0.61959 | 0.64282 | 0.66391 | 0.68326 | 0.70062 | 0.71451 | 0.72771 | 0.74227 | 0.75713 | 0.77227 | 0.16015 | 0.16335 | 0.16662 | 0.16995 | 0.17335 | 0.17682 | 0.18036 | 0.18396 | 0.18764 | 0.19139 | 0.45944 | 0.47947 | 0.49729 | 0.51331 | 0.52726 | 0.53769 | 0.54736 | 0.55831 | 0.56949 | 0.58088 | 8247.1331 | 16626.2203 | 25140.2389 | 33792.2275 | 42585.2877 | 51522.585 | 60607.3505 | 69842.8821 | 79232.5461 | 88779.7781 | 8247.1331 | 16626.2203 | 25140.2389 | 33792.2275 | 42585.2877 | 51522.585 | 60607.3505 | 69842.8821 | 79232.5461 | 88779.7781 | 4503.5952 | 9079.2479 | 13808.4984 | 18672.9054 | 23754.166 | 29037.9706 | 34496.1594 | 40108.8966 | 45886.7208 | 51823.3823 | 4503.5952 | 4575.6527 | 4729.2505 | 4864.407 | 5081.2606 | 5283.8046 | 5458.1888 | 5612.7372 | 5777.8242 | 5936.6615
Ind ¦ High-efficiency ovens & dryers ¦ New | NEW | I_Other Manufacturing >0.5 million m3/year | Ottawa and Surrounding | Process Heat | Industrial | NA | End Use Consumption (m^3/year) | 20 | 3.3161 | 3.373 | 3.4153 | 3.446 | 3.4642 | 3.4636 | 3.4585 | 3.4585 | 3.4586 | 3.4586 | 0.37176 | 0.38569 | 0.39834 | 0.40996 | 0.42037 | 0.4287 | 0.43663 | 0.44536 | 0.45428 | 0.46336 | 0.11211 | 0.11435 | 0.11663 | 0.11897 | 0.12135 | 0.12377 | 0.12625 | 0.12877 | 0.13135 | 0.13398 | 0.25965 | 0.27135 | 0.28171 | 0.29099 | 0.29902 | 0.30493 | 0.31038 | 0.31659 | 0.32293 | 0.32939 | 8659.4897 | 17457.5313 | 26397.2508 | 35481.8389 | 44714.5521 | 54098.7142 | 63637.718 | 73335.0262 | 83194.1734 | 93218.767 | 8659.4897 | 17457.5313 | 26397.2508 | 35481.8389 | 44714.5521 | 54098.7142 | 63637.718 | 73335.0262 | 83194.1734 | 93218.767 | 4330.0421 | 8729.365 | 13285.2939 | 17970.7806 | 22896.9415 | 28042.9657 | 33368.5718 | 38847.799 | 44492.9186 | 50295.2237 | 4330.0421 | 4399.3228 | 4555.9289 | 4685.4868 | 4926.1609 | 5146.0242 | 5325.606 | 5479.2272 | 5645.1197 | 5802.3051
Ind ¦ Insulation ¦ New | NEW | I_Other Manufacturing >0.5 million m3/year | Ottawa and Surrounding | Process - Boiler/Steam | Industrial | NA | End Use Consumption (m^3/year) | 15 | 5.3148 | 5.4254 | 5.5077 | 5.5672 | 5.6027 | 5.6015 | 5.5915 | 5.5916 | 5.5916 | 5.5916 | 0.12768 | 0.13294 | 0.13765 | 0.14192 | 0.14569 | 0.14857 | 0.15127 | 0.1543 | 0.15738 | 0.16053 | 0.024023 | 0.024503 | 0.024993 | 0.025493 | 0.026003 | 0.026523 | 0.027053 | 0.027594 | 0.028146 | 0.028709 | 0.10365 | 0.10844 | 0.11266 | 0.11643 | 0.11968 | 0.12205 | 0.12422 | 0.1267 | 0.12924 | 0.13182 | 1256.3992 | 2532.9008 | 3829.9583 | 5148.0347 | 6487.6024 | 7849.1438 | 9233.1511 | 10640.1266 | 12070.5832 | 13525.0443 | 1256.3992 | 2532.9008 | 3829.9583 | 5148.0347 | 6487.6024 | 7849.1438 | 9233.1511 | 10640.1266 | 12070.5832 | 13525.0443 | 809.8622 | 1632.6822 | 2491.2698 | 3382.7935 | 4311.9328 | 5276.5683 | 6273.689 | 7301.0052 | 8358.5738 | 9445.3223 | 809.8622 | 822.82 | 858.5875 | 891.5237 | 929.1393 | 964.6355 | 997.1207 | 1027.3162 | 1057.5685 | 1086.7485
Ind ¦ Optimize Combustion ¦ New | NEW | I_Other Manufacturing >0.5 million m3/year | Ottawa and Surrounding | Process Heat | Industrial | NA | End Use Consumption (m^3/year) | 7 | 3.0358 | 3.1544 | 3.2427 | 3.3066 | 3.3447 | 3.3434 | 3.3327 | 3.3328 | 3.3328 | 3.3327 | 0.068002 | 0.072072 | 0.075571 | 0.078601 | 0.081098 | 0.082688 | 0.08407 | 0.085754 | 0.087469 | 0.089216 | 0.0224 | 0.022848 | 0.023305 | 0.023771 | 0.024246 | 0.024731 | 0.025226 | 0.025731 | 0.026245 | 0.02677 | 0.045602 | 0.049224 | 0.052266 | 0.05483 | 0.056851 | 0.057957 | 0.058844 | 0.060023 | 0.061224 | 0.062445 | 3608.1207 | 7273.9714 | 10998.8545 | 14784.0995 | 18631.0634 | 22541.1309 | 26515.7158 | 30556.2609 | 34664.2389 | 38841.1529 | 3608.1207 | 7273.9714 | 10998.8545 | 14784.0995 | 18631.0634 | 22541.1309 | 26515.7158 | 30556.2609 | 34664.2389 | 38841.1529 | 2359.2754 | 4756.2993 | 7252.2448 | 9840.294 | 12533.3519 | 15326.2804 | 18211.5274 | 21183.3818 | 24242.2571 | 27385.5432 | 2359.2754 | 2397.0238 | 2495.9455 | 2588.0492 | 2693.0579 | 2792.9285 | 2885.247 | 2971.8543 | 3058.8753 | 3143.2861
Ind ¦ Radiant heaters ¦ New | NEW | I_Other Manufacturing >0.5 million m3/year | Ottawa and Surrounding | Space Heating/Ventilation | Industrial | NA | End Use Consumption (m^3/year) | 20 | 1.4656 | 1.4912 | 1.5115 | 1.5269 | 1.5367 | 1.5277 | 1.5255 | 1.5255 | 1.5255 | 1.5255 | 0.98582 | 1.0231 | 1.0578 | 1.0899 | 1.1188 | 1.1346 | 1.1555 | 1.1787 | 1.2022 | 1.2263 | 0.67263 | 0.68608 | 0.69981 | 0.7138 | 0.72808 | 0.74264 | 0.75749 | 0.77264 | 0.78809 | 0.80386 | 0.31319 | 0.33701 | 0.35795 | 0.37608 | 0.39073 | 0.39191 | 0.39804 | 0.40601 | 0.41413 | 0.42239 | 2957.3704 | 5962.0587 | 9015.1325 | 12117.6816 | 15270.818 | 18475.677 | 21733.4171 | 25045.221 | 28412.2958 | 31835.8736 | 2957.3704 | 5962.0587 | 9015.1325 | 12117.6816 | 15270.818 | 18475.677 | 21733.4171 | 25045.221 | 28412.2958 | 31835.8736 | 272.0643 | 548.4817 | 822.6881 | 1088.3602 | 1385.8235 | 1710.601 | 2052.6158 | 2400.616 | 2763.2227 | 3137.7044 | 272.0643 | 276.4174 | 274.2064 | 265.6722 | 297.4633 | 324.7774 | 342.0148 | 348.0002 | 362.6067 | 374.4817
Ind ¦ Reduce Steam Pressure ¦ New | NEW | I_Other Manufacturing >0.5 million m3/year | Ottawa and Surrounding | Process - Boiler/Steam | Industrial | NA | End Use Consumption (m^3/year) | 20 | 29.9803 | 30.4945 | 30.8771 | 31.154 | 31.3191 | 31.3138 | 31.2672 | 31.2674 | 31.2679 | 31.268 | 0.092939 | 0.096423 | 0.099586 | 0.10249 | 0.10509 | 0.10718 | 0.10916 | 0.11134 | 0.11357 | 0.11584 | 0.0031 | 0.003162 | 0.0032252 | 0.0032897 | 0.0033555 | 0.0034227 | 0.0034911 | 0.0035609 | 0.0036321 | 0.0037048 | 0.089839 | 0.093261 | 0.096361 | 0.099199 | 0.10174 | 0.10375 | 0.10567 | 0.10778 | 0.10994 | 0.11214 | 521.8889 | 1052.128 | 1590.9057 | 2138.4144 | 2694.8502 | 3260.4136 | 3835.3089 | 4419.7449 | 5013.9346 | 5618.0953 | 521.8889 | 1052.128 | 1590.9057 | 2138.4144 | 2694.8502 | 3260.4136 | 3835.3089 | 4419.7449 | 5013.9346 | 5618.0953 | 384.4177 | 774.9861 | 1180.8092 | 1601.427 | 2036.769 | 2486.4927 | 2950.2395 | 3427.7077 | 3918.7352 | 4423.1302 | 384.4177 | 390.5684 | 405.823 | 420.6179 | 435.342 | 449.7237 | 463.7467 | 477.4682 | 491.0276 | 504.395
Ind ¦ Regenerative Thermal Oxidizers ¦ New | NEW | I_Other Manufacturing >0.5 million m3/year | Ottawa and Surrounding | Process Heat | Industrial | NA | End Use Consumption (m^3/year) | 20 | 9.8324 | 10.0011 | 10.1266 | 10.2174 | 10.2715 | 10.2698 | 10.2545 | 10.2546 | 10.2547 | 10.2547 | 0.88198 | 0.91505 | 0.94507 | 0.97261 | 0.99732 | 1.0171 | 1.0359 | 1.0566 | 1.0778 | 1.0993 | 0.089702 | 0.091496 | 0.093325 | 0.095192 | 0.097096 | 0.099038 | 0.10102 | 0.10304 | 0.1051 | 0.1072 | 0.79228 | 0.82356 | 0.85174 | 0.87742 | 0.90022 | 0.91806 | 0.93487 | 0.95358 | 0.97267 | 0.99212 | 4585.8248 | 9245.0228 | 13979.2495 | 18790.1945 | 23679.5825 | 28649.1736 | 33700.7646 | 38836.1892 | 44057.3191 | 49366.065 | 4585.8248 | 9245.0228 | 13979.2495 | 18790.1945 | 23679.5825 | 28649.1736 | 33700.7646 | 38836.1892 | 44057.3191 | 49366.065 | 3135.0591 | 6320.2792 | 9642.0869 | 13093.0178 | 16678.4614 | 20392.6973 | 24228.7659 | 28181.1622 | 32248.5651 | 36427.9731 | 3135.0591 | 3185.2201 | 3321.8078 | 3450.9309 | 3585.4435 | 3714.236 | 3836.0685 | 3952.3964 | 4067.4029 | 4179.408
Ind ¦ Steam trap survey and repair ¦ New | NEW | I_Other Manufacturing >0.5 million m3/year | Ottawa and Surrounding | Process - Boiler/Steam | Industrial | NA | End Use Consumption (m^3/year) | 3 | 0.74751 | 0.79708 | 0.84877 | 0.8911 | 0.91312 | 0.91238 | 0.90622 | 0.90625 | 0.90632 | 0.90624 | 0.023145 | 0.025173 | 0.027342 | 0.029279 | 0.030603 | 0.03119 | 0.031599 | 0.032232 | 0.032879 | 0.033534 | 0.030962 | 0.031582 | 0.032213 | 0.032858 | 0.033515 | 0.034185 | 0.034869 | 0.035566 | 0.036277 | 0.037003 | -0.0078176 | -0.0064086 | -0.0048715 | -0.0035782 | -0.0029118 | -0.0029954 | -0.00327 | -0.0033344 | -0.0033984 | -0.0034693 | 1159.7531 | 2338.0622 | 3535.3461 | 4752.032 | 5988.5561 | 7245.3635 | 8522.9087 | 9821.6553 | 11142.0768 | 12484.6563 | 0 | 0 | 0 | 0 | 0 | 0 | 0 | 0 | 0 | 0 | 0 | 0 | 0 | 0 | 0 | 0 | 0 | 0 | 0 | 0 | 0 | 0 | 0 | 0 | 0 | 0 | 0 | 0 | 0 | 0
Ind ¦ Ventilation heat recovery ¦ New | NEW | I_Other Manufacturing >0.5 million m3/year | Ottawa and Surrounding | Space Heating/Ventilation | Industrial | NA | End Use Consumption (m^3/year) | 20 | 4.3968 | 4.4736 | 4.5345 | 4.5806 | 4.61 | 4.5832 | 4.5764 | 4.5765 | 4.5764 | 4.5764 | 0.49291 | 0.51155 | 0.52888 | 0.54494 | 0.5594 | 0.56728 | 0.57777 | 0.58933 | 0.60111 | 0.61313 | 0.11211 | 0.11435 | 0.11663 | 0.11897 | 0.12135 | 0.12377 | 0.12625 | 0.12877 | 0.13135 | 0.13398 | 0.3808 | 0.3972 | 0.41225 | 0.42598 | 0.43806 | 0.4435 | 0.45152 | 0.46055 | 0.46976 | 0.47915 | 3018.9823 | 6086.2682 | 9202.9478 | 12370.1333 | 15588.96 | 18860.5869 | 22186.1966 | 25566.9965 | 29004.2186 | 32499.1209 | 3018.9823 | 6086.2682 | 9202.9478 | 12370.1333 | 15588.96 | 18860.5869 | 22186.1966 | 25566.9965 | 29004.2186 | 32499.1209 | 1704.1658 | 3435.5983 | 5230.0804 | 7080.459 | 9013.9022 | 11024.9428 | 13103.4338 | 15242.1186 | 17444.1884 | 19707.1383 | 1704.1658 | 1731.4325 | 1794.4821 | 1850.3787 | 1933.4431 | 2011.0406 | 2078.4911 | 2138.6847 | 2202.0699 | 2262.9499
Ind ¦ Ventilation optimization ¦ New | NEW | I_Other Manufacturing >0.5 million m3/year | Ottawa and Surrounding | Space Heating/Ventilation | Industrial | NA | End Use Consumption (m^3/year) | 15 | 2.256 | 2.3037 | 2.3416 | 2.3703 | 2.3886 | 2.3719 | 2.3677 | 2.3677 | 2.3677 | 2.3677 | 0.54194 | 0.56449 | 0.58524 | 0.60426 | 0.62109 | 0.62909 | 0.64054 | 0.65336 | 0.66642 | 0.67974 | 0.24023 | 0.24503 | 0.24993 | 0.25493 | 0.26003 | 0.26523 | 0.27053 | 0.27594 | 0.28146 | 0.28709 | 0.30171 | 0.31946 | 0.33531 | 0.34933 | 0.36107 | 0.36387 | 0.37 | 0.37741 | 0.38496 | 0.39265 | 3479.2593 | 7014.1867 | 10606.0383 | 14256.096 | 17965.6682 | 21736.0905 | 25568.726 | 29464.9659 | 33426.2304 | 37453.9689 | 3479.2593 | 7014.1867 | 10606.0383 | 14256.096 | 17965.6682 | 21736.0905 | 25568.726 | 29464.9659 | 33426.2304 | 37453.9689 | 1387.2895 | 2796.7756 | 4242.781 | 5715.2866 | 7275.3196 | 8914.1359 | 10612.9436 | 12358.801 | 14160.3212 | 16013.9478 | 1387.2895 | 1409.4861 | 1446.0053 | 1472.5056 | 1560.033 | 1638.8163 | 1698.8077 | 1745.8574 | 1801.5202 | 1853.6266
Ind ¦ Warehouse loading dock seals ¦ New | NEW | I_Other Manufacturing >0.5 million m3/year | Ottawa and Surrounding | Space Heating/Ventilation | Industrial | NA | End Use Consumption (m^3/year) | 10 | 0.65563 | 0.67466 | 0.68975 | 0.70118 | 0.70846 | 0.70181 | 0.70013 | 0.70014 | 0.70014 | 0.70012 | 0.098874 | 0.10378 | 0.10822 | 0.11222 | 0.11565 | 0.11685 | 0.11891 | 0.12129 | 0.12371 | 0.12618 | 0.15081 | 0.15382 | 0.1569 | 0.16004 | 0.16324 | 0.1665 | 0.16983 | 0.17323 | 0.1767 | 0.18023 | -0.051935 | -0.050045 | -0.048679 | -0.047824 | -0.047591 | -0.04965 | -0.050928 | -0.051945 | -0.052985 | -0.054047 | 1099.3493 | 2216.2882 | 3351.2135 | 4504.5303 | 5676.6521 | 6868.0008 | 8079.0072 | 9310.1108 | 10561.7603 | 11834.4138 | 0 | 0 | 0 | 0 | 0 | 0 | 0 | 0 | 0 | 0 | 0 | 0 | 0 | 0 | 0 | 0 | 0 | 0 | 0 | 0 | 0 | 0 | 0 | 0 | 0 | 0 | 0 | 0 | 0 | 0
Ind ¦ Advanced boiler controls including air/fuel mix control | RET | I_Other Manufacturing >0.5 million m3/year | Ottawa and Surrounding | Process - Boiler/Steam | Industrial | NA | End Use Consumption (m^3/year) | 15 | 4.1594 | 4.246 | 4.3104 | 4.357 | 4.3847 | 4.3838 | 4.376 | 4.376 | 4.3761 | 4.376 | 0.12768 | 0.13294 | 0.13765 | 0.14192 | 0.14569 | 0.14857 | 0.15127 | 0.1543 | 0.15738 | 0.16053 | 0.030695 | 0.031309 | 0.031936 | 0.032574 | 0.033226 | 0.03389 | 0.034568 | 0.035259 | 0.035965 | 0.036684 | 0.09698 | 0.10163 | 0.10572 | 0.10935 | 0.11246 | 0.11468 | 0.1167 | 0.11904 | 0.12142 | 0.12384 | 40776.7514 | 40572.8677 | 40370.0033 | 40168.1533 | 39967.3125 | 39767.476 | 39568.6386 | 39370.7954 | 39173.9414 | 38978.0717 | 40776.7514 | 40572.8677 | 40370.0033 | 40168.1533 | 39967.3125 | 39767.476 | 39568.6386 | 39370.7954 | 39173.9414 | 38978.0717 | 1476.1685 | 2993.3335 | 4541.9918 | 6129.2517 | 7744.5283 | 9374.0708 | 11005.1165 | 12629.6498 | 14236.8818 | 15818.4112 | 1476.1685 | 1517.165 | 1548.6584 | 1587.2598 | 1615.2766 | 1629.5425 | 1631.0457 | 1624.5333 | 1607.232 | 1581.5294
Ind ¦ Advanced heating and process control | RET | I_Other Manufacturing >0.5 million m3/year | Ottawa and Surrounding | Process Heat | Industrial | NA | End Use Consumption (m^3/year) | 15 | 5.3148 | 5.4254 | 5.5077 | 5.5672 | 5.6027 | 5.6015 | 5.5915 | 5.5916 | 5.5916 | 5.5916 | 0.31919 | 0.33235 | 0.34413 | 0.35481 | 0.36422 | 0.37142 | 0.37817 | 0.38574 | 0.39346 | 0.40132 | 0.060056 | 0.061257 | 0.062483 | 0.063732 | 0.065007 | 0.066307 | 0.067633 | 0.068986 | 0.070366 | 0.071773 | 0.25913 | 0.27109 | 0.28165 | 0.29108 | 0.29921 | 0.30511 | 0.31054 | 0.31675 | 0.32309 | 0.32955 | 276160.0096 | 274779.2096 | 273405.3135 | 272038.287 | 270678.0955 | 269324.7051 | 267978.0815 | 266638.1911 | 265305.0002 | 263978.4752 | 276160.0096 | 274779.2096 | 273405.3135 | 272038.287 | 270678.0955 | 269324.7051 | 267978.0815 | 266638.1911 | 265305.0002 | 263978.4752 | 10627.1942 | 21581.7739 | 32793.3908 | 44274.3569 | 55943.0825 | 67699.4833 | 79447.4696 | 91115.3937 | 102618.1767 | 113884.9153 | 10627.1942 | 10954.5797 | 11211.6168 | 11480.9662 | 11668.7256 | 11756.4008 | 11747.9863 | 11667.9241 | 11502.783 | 11266.7386
Ind ¦ Air compressor heat recovery | RET | I_Other Manufacturing >0.5 million m3/year | Ottawa and Surrounding | Space Heating/Ventilation | Industrial | NA | End Use Consumption (m^3/year) | 25 | 2.502 | 2.5404 | 2.5708 | 2.5939 | 2.6085 | 2.5951 | 2.5917 | 2.5918 | 2.5917 | 2.5917 | 0.78535 | 0.81335 | 0.83956 | 0.86403 | 0.8863 | 0.89938 | 0.91617 | 0.9345 | 0.95318 | 0.97223 | 0.31389 | 0.32017 | 0.32658 | 0.33311 | 0.33977 | 0.34656 | 0.3535 | 0.36057 | 0.36778 | 0.37513 | 0.47146 | 0.49318 | 0.51299 | 0.53092 | 0.54653 | 0.55281 | 0.56267 | 0.57393 | 0.58541 | 0.5971 | 125825.4044 | 125196.2774 | 124570.296 | 123947.4445 | 123327.7073 | 122711.0687 | 122097.5134 | 121487.0258 | 120879.5907 | 120275.1928 | 125825.4044 | 125196.2774 | 124570.296 | 123947.4445 | 123327.7073 | 122711.0687 | 122097.5134 | 121487.0258 | 120879.5907 | 120275.1928 | 2203.0885 | 4391.762 | 6542.857 | 8795.335 | 11127.4534 | 13496.2338 | 15872.5889 | 18272.7438 | 20687.0594 | 23125.5574 | 2203.0885 | 2188.6735 | 2151.0951 | 2252.478 | 2332.1184 | 2368.7804 | 2376.3551 | 2400.1549 | 2414.3156 | 2438.498
Ind ¦ Air curtains | RET | I_Other Manufacturing >0.5 million m3/year | Ottawa and Surrounding | Space Heating/Ventilation | Industrial | NA | End Use Consumption (m^3/year) | 15 | 0.92289 | 0.94244 | 0.95793 | 0.96967 | 0.97714 | 0.97032 | 0.9686 | 0.96861 | 0.96861 | 0.96859 | 0.13548 | 0.14112 | 0.14631 | 0.15106 | 0.15527 | 0.15727 | 0.16013 | 0.16334 | 0.16661 | 0.16993 | 0.1468 | 0.14974 | 0.15274 | 0.15579 | 0.15891 | 0.16208 | 0.16533 | 0.16863 | 0.172 | 0.17544 | -0.01132 | -0.0086192 | -0.0064252 | -0.0047254 | -0.0036321 | -0.0048103 | -0.0051917 | -0.0052929 | -0.0053996 | -0.0055101 | 74896.074 | 74521.5937 | 74148.9857 | 73778.2408 | 73409.3496 | 73042.3028 | 72677.0913 | 72313.7059 | 71952.1373 | 71592.3766 | 0 | 0 | 0 | 0 | 0 | 0 | 0 | 0 | 0 | 0 | 0 | 0 | 0 | 0 | 0 | 0 | 0 | 0 | 0 | 0 | 0 | 0 | 0 | 0 | 0 | 0 | 0 | 0 | 0 | 0
Ind ¦ Automated temperature control | RET | I_Other Manufacturing >0.5 million m3/year | Ottawa and Surrounding | Space Heating/Ventilation | Industrial | NA | End Use Consumption (m^3/year) | 25 | 1.1676 | 1.1855 | 1.1997 | 1.2105 | 1.2173 | 1.2111 | 1.2095 | 1.2095 | 1.2095 | 1.2095 | 0.26178 | 0.27112 | 0.27985 | 0.28801 | 0.29543 | 0.29979 | 0.30539 | 0.3115 | 0.31773 | 0.32408 | 0.22421 | 0.22869 | 0.23327 | 0.23793 | 0.24269 | 0.24755 | 0.2525 | 0.25755 | 0.2627 | 0.26795 | 0.037574 | 0.042423 | 0.046585 | 0.050076 | 0.052741 | 0.052247 | 0.052892 | 0.053952 | 0.055029 | 0.056126 | 97087.5034 | 96602.0659 | 96119.0555 | 95638.4603 | 95160.268 | 94684.4666 | 94211.0443 | 93739.9891 | 93271.2891 | 92804.9327 | 97087.5034 | 96602.0659 | 96119.0555 | 95638.4603 | 95160.268 | 94684.4666 | 94211.0443 | 93739.9891 | 93271.2891 | 92804.9327 | 51.6686 | 96.6598 | 133.7409 | 180.609 | 235.542 | 292.6488 | 348.2845 | 405.1521 | 462.3756 | 521.7638 | 51.6686 | 44.9913 | 37.081 | 46.8682 | 54.933 | 57.1068 | 55.6357 | 56.8675 | 57.2235 | 59.3882
Ind ¦ Blow down heat recovery and control | RET | I_Other Manufacturing >0.5 million m3/year | Ottawa and Surrounding | Process - Boiler/Steam | Industrial | NA | End Use Consumption (m^3/year) | 20 | 1.9672 | 2.0009 | 2.026 | 2.0442 | 2.055 | 2.0547 | 2.0516 | 2.0517 | 2.0517 | 2.0517 | 0.061959 | 0.064282 | 0.066391 | 0.068326 | 0.070062 | 0.071451 | 0.072771 | 0.074227 | 0.075713 | 0.077227 | 0.031496 | 0.032126 | 0.032769 | 0.033424 | 0.034093 | 0.034774 | 0.03547 | 0.036179 | 0.036903 | 0.037641 | 0.030463 | 0.032156 | 0.033622 | 0.034902 | 0.035969 | 0.036676 | 0.037301 | 0.038048 | 0.03881 | 0.039587 | 23301.0008 | 23184.4958 | 23068.5733 | 22953.2305 | 22838.4643 | 22724.272 | 22610.6506 | 22497.5974 | 22385.1094 | 22273.1838 | 23301.0008 | 23184.4958 | 23068.5733 | 22953.2305 | 22838.4643 | 22724.272 | 22610.6506 | 22497.5974 | 22385.1094 | 22273.1838 | 370.8808 | 737.5788 | 1095.7584 | 1472.6022 | 1863.9899 | 2261.7236 | 2660.3355 | 3063.1577 | 3468.5128 | 3878.5426 | 370.8808 | 366.698 | 358.1797 | 376.8437 | 391.3877 | 397.7336 | 398.6119 | 402.8222 | 405.3551 | 410.0299
Ind ¦ Boiler combustion air preheat | RET | I_Other Manufacturing >0.5 million m3/year | Ottawa and Surrounding | Process - Boiler/Steam | Industrial | NA | End Use Consumption (m^3/year) | 20 | 68.9876 | 69.0887 | 69.1845 | 69.2782 | 69.3709 | 69.4563 | 69.5363 | 69.6241 | 69.7143 | 69.809 | 2.0992 | 2.1443 | 2.1902 | 2.2371 | 2.2849 | 2.3334 | 2.3828 | 2.4336 | 2.4854 | 2.5386 | 0.030429 | 0.031037 | 0.031658 | 0.032291 | 0.032937 | 0.033596 | 0.034267 | 0.034953 | 0.035652 | 0.036365 | 2.0688 | 2.1133 | 2.1586 | 2.2048 | 2.2519 | 2.2998 | 2.3486 | 2.3986 | 2.4498 | 2.5022 | 29958.4296 | 29808.6375 | 29659.5943 | 29511.2963 | 29363.7398 | 29216.9211 | 29070.8365 | 28925.4823 | 28780.8549 | 28636.9507 | 29958.4296 | 29808.6375 | 29659.5943 | 29511.2963 | 29363.7398 | 29216.9211 | 29070.8365 | 28925.4823 | 28780.8549 | 28636.9507 | 1320.9406 | 2693.0286 | 4106.8272 | 5551.3928 | 7014.5069 | 8483.0588 | 9943.4932 | 11382.3044 | 12786.5278 | 14144.2189 | 1320.9406 | 1372.088 | 1413.7986 | 1444.5655 | 1463.1141 | 1468.5519 | 1460.4344 | 1438.8112 | 1404.2234 | 1357.6911
Ind ¦ Condensate return | RET | I_Other Manufacturing >0.5 million m3/year | Ottawa and Surrounding | Process - Boiler/Steam | Industrial | NA | End Use Consumption (m^3/year) | 25 | 1.6724 | 1.6976 | 1.7164 | 1.73 | 1.7381 | 1.7378 | 1.7356 | 1.7356 | 1.7357 | 1.7357 | 0.070532 | 0.073026 | 0.07531 | 0.077423 | 0.079342 | 0.080918 | 0.082429 | 0.08408 | 0.085765 | 0.087483 | 0.042173 | 0.043016 | 0.043877 | 0.044754 | 0.045649 | 0.046562 | 0.047494 | 0.048443 | 0.049412 | 0.050401 | 0.028359 | 0.03001 | 0.031433 | 0.032669 | 0.033693 | 0.034355 | 0.034936 | 0.035637 | 0.036353 | 0.037082 | 28109.1438 | 27968.5981 | 27828.7551 | 27689.6114 | 27551.1633 | 27413.4075 | 27276.3404 | 27139.9587 | 27004.2589 | 26869.2377 | 28109.1438 | 27968.5981 | 27828.7551 | 27689.6114 | 27551.1633 | 27413.4075 | 27276.3404 | 27139.9587 | 27004.2589 | 26869.2377 | 200.9183 | 393.5711 | 574.0498 | 770.5451 | 978.9006 | 1191.0503 | 1401.8765 | 1615.124 | 1829.5294 | 2047.6434 | 200.9183 | 192.6528 | 180.4787 | 196.4953 | 208.3555 | 212.1496 | 210.8263 | 213.2475 | 214.4054 | 218.114
Ind ¦ Condensing boiler | RET | I_Other Manufacturing >0.5 million m3/year | Ottawa and Surrounding | Process - Boiler/Steam | Industrial | NA | End Use Consumption (m^3/year) | 20 | 3.224 | 3.2793 | 3.3205 | 3.3502 | 3.368 | 3.3674 | 3.3624 | 3.3624 | 3.3625 | 3.3625 | 0.3098 | 0.32141 | 0.33195 | 0.34163 | 0.35031 | 0.35725 | 0.36386 | 0.37114 | 0.37856 | 0.38614 | 0.09609 | 0.098012 | 0.099972 | 0.10197 | 0.10401 | 0.10609 | 0.10821 | 0.11038 | 0.11258 | 0.11484 | 0.21371 | 0.2234 | 0.23198 | 0.23966 | 0.2463 | 0.25116 | 0.25564 | 0.26076 | 0.26598 | 0.2713 | 62875.7165 | 62561.3379 | 62248.5312 | 61937.2886 | 61627.6021 | 61319.4641 | 61012.8668 | 60707.8024 | 60404.2634 | 60102.2421 | 62875.7165 | 62561.3379 | 62248.5312 | 61937.2886 | 61627.6021 | 61319.4641 | 61012.8668 | 60707.8024 | 60404.2634 | 60102.2421 | 1838.9582 | 3706.7494 | 5589.8964 | 7531.6665 | 9519.0899 | 11530.7571 | 13549.6096 | 15574.5225 | 17595.0331 | 19607.6434 | 1838.9582 | 1867.7911 | 1883.1471 | 1941.77 | 1987.4234 | 2011.6672 | 2018.8525 | 2024.913 | 2020.5106 | 2012.6102
Ind ¦ Condensing Economizer | RET | I_Other Manufacturing >0.5 million m3/year | Ottawa and Surrounding | Process - Boiler/Steam | Industrial | NA | End Use Consumption (m^3/year) | 15 | 3.7008 | 3.7778 | 3.835 | 3.8765 | 3.9012 | 3.9004 | 3.8934 | 3.8934 | 3.8935 | 3.8934 | 0.25535 | 0.26588 | 0.27531 | 0.28385 | 0.29137 | 0.29714 | 0.30254 | 0.30859 | 0.31477 | 0.32106 | 0.069 | 0.07038 | 0.071788 | 0.073223 | 0.074688 | 0.076182 | 0.077705 | 0.079259 | 0.080844 | 0.082461 | 0.18635 | 0.1955 | 0.20352 | 0.21063 | 0.21668 | 0.22096 | 0.22483 | 0.22933 | 0.23392 | 0.2386 | 49930.716 | 49681.0624 | 49432.6571 | 49185.4939 | 48939.5664 | 48694.8685 | 48451.3942 | 48209.1372 | 47968.0915 | 47728.2511 | 49930.716 | 49681.0624 | 49432.6571 | 49185.4939 | 48939.5664 | 48694.8685 | 48451.3942 | 48209.1372 | 47968.0915 | 47728.2511 | 1741.601 | 3526.8885 | 5344.0763 | 7209.7279 | 9111.2752 | 11031.2669 | 12954.152 | 14872.4047 | 16773.7854 | 18649.8193 | 1741.601 | 1785.2875 | 1817.1877 | 1865.6516 | 1901.5473 | 1919.9917 | 1922.8851 | 1918.2527 | 1901.3808 | 1876.0338
Ind ¦ De-stratification fans | RET | I_Other Manufacturing >0.5 million m3/year | Ottawa and Surrounding | Space Heating/Ventilation | Industrial | NA | End Use Consumption (m^3/year) | 25 | 1.4153 | 1.437 | 1.4542 | 1.4672 | 1.4755 | 1.468 | 1.466 | 1.466 | 1.466 | 1.466 | 0.29918 | 0.30985 | 0.31983 | 0.32915 | 0.33764 | 0.34262 | 0.34902 | 0.356 | 0.36312 | 0.37037 | 0.2114 | 0.21563 | 0.21994 | 0.22434 | 0.22882 | 0.2334 | 0.23807 | 0.24283 | 0.24769 | 0.25264 | 0.087784 | 0.094223 | 0.099894 | 0.10482 | 0.10881 | 0.10922 | 0.11095 | 0.11317 | 0.11543 | 0.11773 | 71012.5739 | 70657.511 | 70304.2235 | 69952.7024 | 69602.9389 | 69254.9242 | 68908.6495 | 68564.1063 | 68221.2858 | 67880.1793 | 71012.5739 | 70657.511 | 70304.2235 | 69952.7024 | 69602.9389 | 69254.9242 | 68908.6495 | 68564.1063 | 68221.2858 | 67880.1793 | 169.5272 | 326.1963 | 464.7348 | 624.9595 | 800.8235 | 980.9612 | 1158.2935 | 1338.077 | 1518.6096 | 1703.437 | 169.5272 | 156.6691 | 138.5385 | 160.2247 | 175.864 | 180.1377 | 177.3323 | 179.7835 | 180.5326 | 184.8274
Ind ¦ Digester Gas | RET | I_Other Manufacturing >0.5 million m3/year | Ottawa and Surrounding | Process - Boiler/Steam | Industrial | NA | End Use Consumption (m^3/year) | 20 | 11.9533 | 12.1583 | 12.3108 | 12.4213 | 12.4871 | 12.4849 | 12.4664 | 12.4665 | 12.4667 | 12.4667 | 0.92939 | 0.96423 | 0.99586 | 1.0249 | 1.0509 | 1.0718 | 1.0916 | 1.1134 | 1.1357 | 1.1584 | 0.077752 | 0.079307 | 0.080893 | 0.082511 | 0.084161 | 0.085844 | 0.087561 | 0.089312 | 0.091099 | 0.092921 | 0.85164 | 0.88493 | 0.91497 | 0.94238 | 0.96676 | 0.98592 | 1.004 | 1.0241 | 1.0446 | 1.0655 | 44382.8587 | 44160.9444 | 43940.1397 | 43720.439 | 43501.8368 | 43284.3276 | 43067.906 | 42852.5664 | 42638.3036 | 42425.1121 | 44382.8587 | 44160.9444 | 43940.1397 | 43720.439 | 43501.8368 | 43284.3276 | 43067.906 | 42852.5664 | 42638.3036 | 42425.1121 | 1843.5893 | 3752.1714 | 5713.3023 | 7718.0738 | 9751.0635 | 11794.9814 | 13832.3566 | 15847.1429 | 17822.907 | 19744.8385 | 1843.5893 | 1908.5821 | 1961.1309 | 2004.7715 | 2032.9896 | 2043.9179 | 2037.3752 | 2014.7863 | 1975.7641 | 1921.9315
Ind ¦ Direct contact hot water heaters | RET | I_Other Manufacturing >0.5 million m3/year | Ottawa and Surrounding | Process - Boiler/Steam | Industrial | NA | End Use Consumption (m^3/year) | 20 | 11.6065 | 11.8055 | 11.9537 | 12.0609 | 12.1248 | 12.1227 | 12.1047 | 12.1048 | 12.1049 | 12.105 | 0.46469 | 0.48212 | 0.49793 | 0.51244 | 0.52546 | 0.53588 | 0.54579 | 0.5567 | 0.56785 | 0.57921 | 0.040038 | 0.040838 | 0.041655 | 0.042488 | 0.043338 | 0.044205 | 0.045089 | 0.045991 | 0.04691 | 0.047849 | 0.42466 | 0.44128 | 0.45628 | 0.46996 | 0.48212 | 0.49168 | 0.5007 | 0.51071 | 0.52094 | 0.53136 | 53259.4304 | 52993.1333 | 52728.1676 | 52464.5268 | 52202.2041 | 51941.1931 | 51681.4872 | 51423.0797 | 51165.9643 | 50910.1345 | 53259.4304 | 52993.1333 | 52728.1676 | 52464.5268 | 52202.2041 | 51941.1931 | 51681.4872 | 51423.0797 | 51165.9643 | 50910.1345 | 2206.9585 | 4491.4483 | 6838.6063 | 9238.0759 | 11671.4643 | 14118.1116 | 16557.1621 | 18969.5318 | 21335.6191 | 23637.777 | 2206.9585 | 2284.4898 | 2347.1579 | 2399.4697 | 2433.3884 | 2446.6473 | 2439.0505 | 2412.3697 | 2366.0873 | 2302.158
Ind ¦ Energy Management and Process Improvement | RET | I_Other Manufacturing >0.5 million m3/year | Ottawa and Surrounding | Cross Cutting/Behavioural | Industrial | NA | End Use Consumption (m^3/year) | 15 | 3.6479 | 3.7238 | 3.7802 | 3.8211 | 3.8455 | 3.8447 | 3.8378 | 3.8378 | 3.8379 | 3.8378 | 0.25535 | 0.26588 | 0.27531 | 0.28385 | 0.29137 | 0.29714 | 0.30254 | 0.30859 | 0.31477 | 0.32106 | 0.07 | 0.0714 | 0.072828 | 0.074285 | 0.07577 | 0.077286 | 0.078831 | 0.080408 | 0.082016 | 0.083656 | 0.18535 | 0.19448 | 0.20248 | 0.20956 | 0.2156 | 0.21985 | 0.22371 | 0.22818 | 0.23275 | 0.2374 | 878410.7449 | 874018.6912 | 869648.5978 | 865300.3548 | 860973.853 | 856668.9837 | 852385.6388 | 848123.7106 | 843883.0921 | 839663.6766 | 878410.7449 | 874018.6912 | 869648.5978 | 865300.3548 | 860973.853 | 856668.9837 | 852385.6388 | 848123.7106 | 843883.0921 | 839663.6766 | 30458.4909 | 61672.0739 | 93434.776 | 126047.7088 | 159292.0348 | 192862.1918 | 226486.8309 | 260038.0265 | 293303.5154 | 326137.9814 | 30458.4909 | 31213.583 | 31762.7021 | 32612.9328 | 33244.326 | 33570.1569 | 33624.6391 | 33551.1956 | 33265.4889 | 32834.466
Ind ¦ Exhaust gas heat recovery | RET | I_Other Manufacturing >0.5 million m3/year | Ottawa and Surrounding | Process Heat | Industrial | NA | End Use Consumption (m^3/year) | 15 | 5.3148 | 5.4254 | 5.5077 | 5.5672 | 5.6027 | 5.6015 | 5.5915 | 5.5916 | 5.5916 | 5.5916 | 0.44687 | 0.46529 | 0.48179 | 0.49674 | 0.5099 | 0.51999 | 0.52944 | 0.54003 | 0.55084 | 0.56185 | 0.084079 | 0.08576 | 0.087476 | 0.089225 | 0.09101 | 0.09283 | 0.094686 | 0.09658 | 0.098512 | 0.10048 | 0.36279 | 0.37953 | 0.39431 | 0.40751 | 0.41889 | 0.42716 | 0.43475 | 0.44345 | 0.45233 | 0.46137 | 483280.0169 | 480863.6168 | 478459.2987 | 476067.0022 | 473686.6672 | 471318.2339 | 468961.6427 | 466616.8345 | 464283.7503 | 461962.3316 | 483280.0169 | 480863.6168 | 478459.2987 | 476067.0022 | 473686.6672 | 471318.2339 | 468961.6427 | 466616.8345 | 464283.7503 | 461962.3316 | 18597.5898 | 37768.1044 | 57388.4338 | 77480.1246 | 97900.3944 | 118474.0959 | 139033.0718 | 159451.939 | 179581.8092 | 199298.6017 | 18597.5898 | 19170.5145 | 19620.3295 | 20091.6908 | 20420.2698 | 20573.7014 | 20558.976 | 20418.8671 | 20129.8703 | 19716.7925
Ind ¦ Feedwater Economizers | RET | I_Other Manufacturing >0.5 million m3/year | Ottawa and Surrounding | Process - Boiler/Steam | Industrial | NA | End Use Consumption (m^3/year) | 20 | 2.418 | 2.4595 | 2.4903 | 2.5127 | 2.526 | 2.5256 | 2.5218 | 2.5218 | 2.5219 | 2.5219 | 0.12392 | 0.12856 | 0.13278 | 0.13665 | 0.14012 | 0.1429 | 0.14554 | 0.14845 | 0.15143 | 0.15445 | 0.051248 | 0.052273 | 0.053318 | 0.054385 | 0.055473 | 0.056582 | 0.057714 | 0.058868 | 0.060045 | 0.061246 | 0.07267 | 0.076292 | 0.079463 | 0.082267 | 0.084651 | 0.086319 | 0.087829 | 0.089587 | 0.091381 | 0.093209 | 33287.144 | 33120.7083 | 32955.1048 | 32790.3292 | 32626.3776 | 32463.2457 | 32300.9295 | 32139.4248 | 31978.7277 | 31818.8341 | 33287.144 | 33120.7083 | 32955.1048 | 32790.3292 | 32626.3776 | 32463.2457 | 32300.9295 | 32139.4248 | 31978.7277 | 31818.8341 | 733.5222 | 1469.292 | 2200.7492 | 2961.7132 | 3746.1255 | 4542.4363 | 5342.4408 | 6149.2348 | 6959.4007 | 7774.4121 | 733.5222 | 735.7698 | 731.4572 | 760.964 | 784.4123 | 796.3109 | 800.0045 | 806.794 | 810.1659 | 815.0114
Ind ¦ Heat recovery to preheat make-up water | RET | I_Other Manufacturing >0.5 million m3/year | Ottawa and Surrounding | Process - Boiler/Steam | Industrial | NA | End Use Consumption (m^3/year) | 25 | 3.4769 | 3.5293 | 3.5683 | 3.5965 | 3.6134 | 3.6129 | 3.6082 | 3.6083 | 3.6084 | 3.6085 | 0.2116 | 0.21908 | 0.22593 | 0.23227 | 0.23803 | 0.24275 | 0.24729 | 0.25224 | 0.2573 | 0.26245 | 0.060857 | 0.062074 | 0.063316 | 0.064582 | 0.065874 | 0.067191 | 0.068535 | 0.069906 | 0.071304 | 0.07273 | 0.15074 | 0.157 | 0.16261 | 0.16769 | 0.17215 | 0.17556 | 0.17875 | 0.18234 | 0.18599 | 0.18972 | 69903.0024 | 69553.4874 | 69205.72 | 68859.6914 | 68515.3929 | 68172.816 | 67831.9519 | 67492.7921 | 67155.3282 | 66819.5515 | 69903.0024 | 69553.4874 | 69205.72 | 68859.6914 | 68515.3929 | 68172.816 | 67831.9519 | 67492.7921 | 67155.3282 | 66819.5515 | 1959.9708 | 3946.632 | 5945.3181 | 8008.1402 | 10121.1925 | 12260.8193 | 14408.5679 | 16564.7352 | 18718.6638 | 20867.8628 | 1959.9708 | 1986.6612 | 1998.6861 | 2062.8221 | 2113.0523 | 2139.6268 | 2147.7486 | 2156.1673 | 2153.9286 | 2149.199
Ind ¦ High-efficiency burner | RET | I_Other Manufacturing >0.5 million m3/year | Ottawa and Surrounding | Process - Boiler/Steam | Industrial | NA | End Use Consumption (m^3/year) | 20 | 2.5792 | 2.6234 | 2.6564 | 2.6802 | 2.6944 | 2.6939 | 2.6899 | 2.6899 | 2.69 | 2.69 | 0.1549 | 0.16071 | 0.16598 | 0.17081 | 0.17515 | 0.17863 | 0.18193 | 0.18557 | 0.18928 | 0.19307 | 0.060056 | 0.061257 | 0.062483 | 0.063732 | 0.065007 | 0.066307 | 0.067633 | 0.068986 | 0.070366 | 0.071773 | 0.094842 | 0.099448 | 0.10349 | 0.10708 | 0.11015 | 0.11232 | 0.1143 | 0.11658 | 0.11892 | 0.1213 | 18862.7149 | 18768.4014 | 18674.5594 | 18581.1866 | 18488.2806 | 18395.8392 | 18303.86 | 18212.3407 | 18121.279 | 18030.6726 | 18862.7149 | 18768.4014 | 18674.5594 | 18581.1866 | 18488.2806 | 18395.8392 | 18303.86 | 18212.3407 | 18121.279 | 18030.6726 | 449.0129 | 900.5258 | 1351.1368 | 1818.7644 | 2299.9326 | 2788.1879 | 3278.8323 | 3773.1879 | 4269.0891 | 4766.973 | 449.0129 | 451.5128 | 450.611 | 467.6277 | 481.1681 | 488.2554 | 490.6444 | 494.3556 | 495.9012 | 497.8838
Ind ¦ High-efficiency burners | RET | I_Other Manufacturing >0.5 million m3/year | Ottawa and Surrounding | Process Heat | Industrial | NA | End Use Consumption (m^3/year) | 20 | 8.928 | 9.0812 | 9.1951 | 9.2776 | 9.3267 | 9.3252 | 9.3113 | 9.3113 | 9.3115 | 9.3115 | 0.61959 | 0.64282 | 0.66391 | 0.68326 | 0.70062 | 0.71451 | 0.72771 | 0.74227 | 0.75713 | 0.77227 | 0.069398 | 0.070786 | 0.072202 | 0.073646 | 0.075119 | 0.076621 | 0.078154 | 0.079717 | 0.081311 | 0.082938 | 0.55019 | 0.57204 | 0.59171 | 0.60961 | 0.6255 | 0.63789 | 0.64956 | 0.66256 | 0.67582 | 0.68934 | 165696.0058 | 164867.5258 | 164043.1881 | 163222.9722 | 162406.8573 | 161594.823 | 160786.8489 | 159982.9147 | 159183.0001 | 158387.0851 | 165696.0058 | 164867.5258 | 164043.1881 | 163222.9722 | 162406.8573 | 161594.823 | 160786.8489 | 159982.9147 | 159183.0001 | 158387.0851 | 6694.037 | 13614.6477 | 20717.7405 | 27981.6882 | 35352.7986 | 42769.4919 | 50170.2818 | 57501.2079 | 64705.0293 | 71730.868 | 6694.037 | 6920.6107 | 7103.0928 | 7263.9477 | 7371.1104 | 7416.6933 | 7400.7899 | 7330.9261 | 7203.8214 | 7025.8387
Ind ¦ High-efficiency furnaces | RET | I_Other Manufacturing >0.5 million m3/year | Ottawa and Surrounding | Process Heat | Industrial | NA | End Use Consumption (m^3/year) | 20 | 3.8688 | 3.9352 | 3.9846 | 4.0203 | 4.0416 | 4.0409 | 4.0349 | 4.0349 | 4.035 | 4.035 | 0.61959 | 0.64282 | 0.66391 | 0.68326 | 0.70062 | 0.71451 | 0.72771 | 0.74227 | 0.75713 | 0.77227 | 0.16015 | 0.16335 | 0.16662 | 0.16995 | 0.17335 | 0.17682 | 0.18036 | 0.18396 | 0.18764 | 0.19139 | 0.45944 | 0.47947 | 0.49729 | 0.51331 | 0.52726 | 0.53769 | 0.54736 | 0.55831 | 0.56949 | 0.58088 | 315611.4396 | 314033.3824 | 312463.2155 | 310900.8994 | 309346.3949 | 307799.6629 | 306260.6646 | 304729.3613 | 303205.7145 | 301689.6859 | 315611.4396 | 314033.3824 | 312463.2155 | 310900.8994 | 309346.3949 | 307799.6629 | 306260.6646 | 304729.3613 | 303205.7145 | 301689.6859 | 10289.2426 | 20802.3536 | 31469.7895 | 42434.0904 | 53623.9969 | 64934.1348 | 76274.2686 | 87613.8235 | 98886.9615 | 110054.6837 | 10289.2426 | 10513.111 | 10667.4359 | 10964.3009 | 11189.9065 | 11310.1379 | 11340.1338 | 11339.5549 | 11273.138 | 11167.7222
Ind ¦ High-efficiency ovens & dryers | RET | I_Other Manufacturing >0.5 million m3/year | Ottawa and Surrounding | Process Heat | Industrial | NA | End Use Consumption (m^3/year) | 20 | 3.3161 | 3.373 | 3.4153 | 3.446 | 3.4642 | 3.4636 | 3.4585 | 3.4585 | 3.4586 | 3.4586 | 0.37176 | 0.38569 | 0.39834 | 0.40996 | 0.42037 | 0.4287 | 0.43663 | 0.44536 | 0.45428 | 0.46336 | 0.11211 | 0.11435 | 0.11663 | 0.11897 | 0.12135 | 0.12377 | 0.12625 | 0.12877 | 0.13135 | 0.13398 | 0.25965 | 0.27135 | 0.28171 | 0.29099 | 0.29902 | 0.30493 | 0.31038 | 0.31659 | 0.32293 | 0.32939 | 331392.0116 | 329735.0515 | 328086.3763 | 326445.9444 | 324813.7146 | 323189.6461 | 321573.6978 | 319965.8294 | 318366.0002 | 316774.1702 | 331392.0116 | 329735.0515 | 328086.3763 | 326445.9444 | 324813.7146 | 323189.6461 | 321573.6978 | 319965.8294 | 318366.0002 | 316774.1702 | 9892.7307 | 19950.4764 | 30101.3493 | 40563.7247 | 51267.1843 | 62096.9623 | 72966.1019 | 83861.5804 | 94726.8324 | 105537.7509 | 9892.7307 | 10057.7457 | 10150.8729 | 10462.3754 | 10703.4596 | 10829.778 | 10869.1396 | 10895.4785 | 10865.252 | 10810.9186
Ind ¦ Insulation | RET | I_Other Manufacturing >0.5 million m3/year | Ottawa and Surrounding | Process - Boiler/Steam | Industrial | NA | End Use Consumption (m^3/year) | 15 | 5.3148 | 5.4254 | 5.5077 | 5.5672 | 5.6027 | 5.6015 | 5.5915 | 5.5916 | 5.5916 | 5.5916 | 0.12768 | 0.13294 | 0.13765 | 0.14192 | 0.14569 | 0.14857 | 0.15127 | 0.1543 | 0.15738 | 0.16053 | 0.024023 | 0.024503 | 0.024993 | 0.025493 | 0.026003 | 0.026523 | 0.027053 | 0.027594 | 0.028146 | 0.028709 | 0.10365 | 0.10844 | 0.11266 | 0.11643 | 0.11968 | 0.12205 | 0.12422 | 0.1267 | 0.12924 | 0.13182 | 48081.4302 | 47841.0231 | 47601.818 | 47363.8089 | 47126.9898 | 46891.3549 | 46656.8981 | 46423.6136 | 46191.4956 | 45960.5381 | 48081.4302 | 47841.0231 | 47601.818 | 47363.8089 | 47126.9898 | 46891.3549 | 46656.8981 | 46423.6136 | 46191.4956 | 45960.5381 | 1850.2704 | 3757.541 | 5709.5636 | 7708.4818 | 9740.0903 | 11786.9636 | 13832.3719 | 15863.8409 | 17866.5576 | 19828.1772 | 1850.2704 | 1907.2706 | 1952.0226 | 1998.9182 | 2031.6085 | 2046.8734 | 2045.4083 | 2031.4689 | 2002.7167 | 1961.6197
Ind ¦ Optimize Combustion | RET | I_Other Manufacturing >0.5 million m3/year | Ottawa and Surrounding | Process Heat | Industrial | NA | End Use Consumption (m^3/year) | 7 | 3.0358 | 3.1544 | 3.2427 | 3.3066 | 3.3447 | 3.3434 | 3.3327 | 3.3328 | 3.3328 | 3.3327 | 0.068002 | 0.072072 | 0.075571 | 0.078601 | 0.081098 | 0.082688 | 0.08407 | 0.085754 | 0.087469 | 0.089216 | 0.0224 | 0.022848 | 0.023305 | 0.023771 | 0.024246 | 0.024731 | 0.025226 | 0.025731 | 0.026245 | 0.02677 | 0.045602 | 0.049224 | 0.052266 | 0.05483 | 0.056851 | 0.057957 | 0.058844 | 0.060023 | 0.061224 | 0.062445 | 138080.0048 | 137389.6048 | 136702.6568 | 136019.1435 | 135339.0478 | 134662.3525 | 133989.0408 | 133319.0956 | 132652.5001 | 131989.2376 | 138080.0048 | 137389.6048 | 136702.6568 | 136019.1435 | 135339.0478 | 134662.3525 | 133989.0408 | 133319.0956 | 132652.5001 | 131989.2376 | 5390.1731 | 10950.2716 | 16644.3049 | 22473.9395 | 28397.0367 | 34362.5722 | 40321.1957 | 46234.8542 | 52059.4624 | 57757.821 | 5390.1731 | 5560.0985 | 5694.0333 | 5829.6346 | 5923.0972 | 5965.5354 | 5958.6235 | 5913.6585 | 5824.6082 | 5698.3586
Ind ¦ Radiant heaters | RET | I_Other Manufacturing >0.5 million m3/year | Ottawa and Surrounding | Space Heating/Ventilation | Industrial | NA | End Use Consumption (m^3/year) | 20 | 1.4656 | 1.4912 | 1.5115 | 1.5269 | 1.5367 | 1.5277 | 1.5255 | 1.5255 | 1.5255 | 1.5255 | 0.98582 | 1.0231 | 1.0578 | 1.0899 | 1.1188 | 1.1346 | 1.1555 | 1.1787 | 1.2022 | 1.2263 | 0.67263 | 0.68608 | 0.69981 | 0.7138 | 0.72808 | 0.74264 | 0.75749 | 0.77264 | 0.78809 | 0.80386 | 0.31319 | 0.33701 | 0.35795 | 0.37608 | 0.39073 | 0.39191 | 0.39804 | 0.40601 | 0.41413 | 0.42239 | 113176.2897 | 112610.4082 | 112047.3562 | 111487.1194 | 110929.6838 | 110375.0354 | 109823.1602 | 109274.0444 | 108727.6742 | 108184.0358 | 113176.2897 | 112610.4082 | 112047.3562 | 111487.1194 | 110929.6838 | 110375.0354 | 109823.1602 | 109274.0444 | 108727.6742 | 108184.0358 | 621.578 | 1217.351 | 1775.7976 | 2381.3457 | 3022.6943 | 3678.7504 | 4327.8594 | 4986.038 | 5648.0293 | 6324.7335 | 621.578 | 595.773 | 558.4465 | 605.5482 | 641.3485 | 656.0561 | 649.109 | 658.1786 | 661.9913 | 676.7042
Ind ¦ Reduce Steam Pressure | RET | I_Other Manufacturing >0.5 million m3/year | Ottawa and Surrounding | Process - Boiler/Steam | Industrial | NA | End Use Consumption (m^3/year) | 20 | 29.9803 | 30.4945 | 30.8771 | 31.154 | 31.3191 | 31.3138 | 31.2672 | 31.2674 | 31.2679 | 31.268 | 0.092939 | 0.096423 | 0.099586 | 0.10249 | 0.10509 | 0.10718 | 0.10916 | 0.11134 | 0.11357 | 0.11584 | 0.0031 | 0.003162 | 0.0032252 | 0.0032897 | 0.0033555 | 0.0034227 | 0.0034911 | 0.0035609 | 0.0036321 | 0.0037048 | 0.089839 | 0.093261 | 0.096361 | 0.099199 | 0.10174 | 0.10375 | 0.10567 | 0.10778 | 0.10994 | 0.11214 | 19972.2864 | 19872.425 | 19773.0629 | 19674.1975 | 19575.8266 | 19477.9474 | 19380.5577 | 19283.6549 | 19187.2366 | 19091.3004 | 19972.2864 | 19872.425 | 19773.0629 | 19674.1975 | 19575.8266 | 19477.9474 | 19380.5577 | 19283.6549 | 19187.2366 | 19091.3004 | 878.2688 | 1789.7945 | 2728.1932 | 3686.839 | 4657.6154 | 5631.7229 | 6600.1431 | 7554.1247 | 8485.1608 | 9385.5143 | 878.2688 | 911.5256 | 938.3987 | 958.6458 | 970.7764 | 974.1075 | 968.4201 | 953.9817 | 931.0361 | 900.3535
Ind ¦ Regenerative Thermal Oxidizers | RET | I_Other Manufacturing >0.5 million m3/year | Ottawa and Surrounding | Process Heat | Industrial | NA | End Use Consumption (m^3/year) | 20 | 9.8324 | 10.0011 | 10.1266 | 10.2174 | 10.2715 | 10.2698 | 10.2545 | 10.2546 | 10.2547 | 10.2547 | 0.88198 | 0.91505 | 0.94507 | 0.97261 | 0.99732 | 1.0171 | 1.0359 | 1.0566 | 1.0778 | 1.0993 | 0.089702 | 0.091496 | 0.093325 | 0.095192 | 0.097096 | 0.099038 | 0.10102 | 0.10304 | 0.1051 | 0.1072 | 0.79228 | 0.82356 | 0.85174 | 0.87742 | 0.90022 | 0.91806 | 0.93487 | 0.95358 | 0.97267 | 0.99212 | 175495.9876 | 174618.5076 | 173745.4151 | 172876.688 | 172012.3046 | 171152.243 | 170296.4818 | 169444.9994 | 168597.7744 | 167754.7855 | 175495.9876 | 174618.5076 | 173745.4151 | 172876.688 | 172012.3046 | 171152.243 | 170296.4818 | 169444.9994 | 168597.7744 | 167754.7855 | 7162.5851 | 14571.2846 | 22178.5121 | 29956.9203 | 37848.1825 | 45785.9699 | 53703.7539 | 61542.1219 | 69238.8832 | 76738.4561 | 7162.5851 | 7408.6994 | 7607.2276 | 7778.4082 | 7891.2622 | 7937.7874 | 7917.784 | 7838.368 | 7696.7613 | 7499.5728
Ind ¦ Steam trap survey and repair | RET | I_Other Manufacturing >0.5 million m3/year | Ottawa and Surrounding | Process - Boiler/Steam | Industrial | NA | End Use Consumption (m^3/year) | 3 | 0.74751 | 0.79708 | 0.84877 | 0.8911 | 0.91312 | 0.91238 | 0.90622 | 0.90625 | 0.90632 | 0.90624 | 0.023145 | 0.025173 | 0.027342 | 0.029279 | 0.030603 | 0.03119 | 0.031599 | 0.032232 | 0.032879 | 0.033534 | 0.030962 | 0.031582 | 0.032213 | 0.032858 | 0.033515 | 0.034185 | 0.034869 | 0.035566 | 0.036277 | 0.037003 | -0.0078176 | -0.0064086 | -0.0048715 | -0.0035782 | -0.0029118 | -0.0029954 | -0.00327 | -0.0033344 | -0.0033984 | -0.0034693 | 44382.8587 | 44160.9444 | 43940.1397 | 43720.439 | 43501.8368 | 43284.3276 | 43067.906 | 42852.5664 | 42638.3036 | 42425.1121 | 0 | 0 | 0 | 0 | 0 | 0 | 0 | 0 | 0 | 0 | 0 | 0 | 0 | 0 | 0 | 0 | 0 | 0 | 0 | 0 | 0 | 0 | 0 | 0 | 0 | 0 | 0 | 0 | 0 | 0
Ind ¦ Ventilation heat recovery | RET | I_Other Manufacturing >0.5 million m3/year | Ottawa and Surrounding | Space Heating/Ventilation | Industrial | NA | End Use Consumption (m^3/year) | 20 | 4.3968 | 4.4736 | 4.5345 | 4.5806 | 4.61 | 4.5832 | 4.5764 | 4.5765 | 4.5764 | 4.5764 | 0.49291 | 0.51155 | 0.52888 | 0.54494 | 0.5594 | 0.56728 | 0.57777 | 0.58933 | 0.60111 | 0.61313 | 0.11211 | 0.11435 | 0.11663 | 0.11897 | 0.12135 | 0.12377 | 0.12625 | 0.12877 | 0.13135 | 0.13398 | 0.3808 | 0.3972 | 0.41225 | 0.42598 | 0.43806 | 0.4435 | 0.45152 | 0.46055 | 0.46976 | 0.47915 | 115534.129 | 114956.4584 | 114381.6761 | 113809.7677 | 113240.7189 | 112674.5153 | 112111.1427 | 111550.587 | 110992.8341 | 110437.8699 | 115534.129 | 114956.4584 | 114381.6761 | 113809.7677 | 113240.7189 | 112674.5153 | 112111.1427 | 111550.587 | 110992.8341 | 110437.8699 | 3893.4618 | 7877.965 | 11927.2297 | 16086.8387 | 20329.3466 | 24615.392 | 28910.6027 | 33200.8682 | 37460.1194 | 41671.5577 | 3893.4618 | 3984.5032 | 4049.2647 | 4159.6089 | 4242.5079 | 4286.0454 | 4295.2107 | 4290.2655 | 4259.2512 | 4211.4383
Ind ¦ Ventilation optimization | RET | I_Other Manufacturing >0.5 million m3/year | Ottawa and Surrounding | Space Heating/Ventilation | Industrial | NA | End Use Consumption (m^3/year) | 15 | 2.256 | 2.3037 | 2.3416 | 2.3703 | 2.3886 | 2.3719 | 2.3677 | 2.3677 | 2.3677 | 2.3677 | 0.54194 | 0.56449 | 0.58524 | 0.60426 | 0.62109 | 0.62909 | 0.64054 | 0.65336 | 0.66642 | 0.67974 | 0.24023 | 0.24503 | 0.24993 | 0.25493 | 0.26003 | 0.26523 | 0.27053 | 0.27594 | 0.28146 | 0.28709 | 0.30171 | 0.31946 | 0.33531 | 0.34933 | 0.36107 | 0.36387 | 0.37 | 0.37741 | 0.38496 | 0.39265 | 133148.5761 | 132482.8332 | 131820.419 | 131161.3169 | 130505.5104 | 129852.9828 | 129203.7179 | 128557.6993 | 127914.9108 | 127275.3362 | 133148.5761 | 132482.8332 | 131820.419 | 131161.3169 | 130505.5104 | 129852.9828 | 129203.7179 | 128557.6993 | 127914.9108 | 127275.3362 | 3169.503 | 6356.6524 | 9537.4359 | 12838.337 | 16234.818 | 19681.3264 | 23144.6989 | 26634.2677 | 30134.7467 | 33649.2209 | 3169.503 | 3187.1495 | 3180.7835 | 3300.9011 | 3396.481 | 3446.5084 | 3463.3725 | 3489.5688 | 3500.479 | 3514.4742
Ind ¦ Warehouse loading dock seals | RET | I_Other Manufacturing >0.5 million m3/year | Ottawa and Surrounding | Space Heating/Ventilation | Industrial | NA | End Use Consumption (m^3/year) | 10 | 0.65563 | 0.67466 | 0.68975 | 0.70118 | 0.70846 | 0.70181 | 0.70013 | 0.70014 | 0.70014 | 0.70012 | 0.098874 | 0.10378 | 0.10822 | 0.11222 | 0.11565 | 0.11685 | 0.11891 | 0.12129 | 0.12371 | 0.12618 | 0.15081 | 0.15382 | 0.1569 | 0.16004 | 0.16324 | 0.1665 | 0.16983 | 0.17323 | 0.1767 | 0.18023 | -0.051935 | -0.050045 | -0.048679 | -0.047824 | -0.047591 | -0.04965 | -0.050928 | -0.051945 | -0.052985 | -0.054047 | 42071.2515 | 41860.8952 | 41651.5907 | 41443.3328 | 41236.1161 | 41029.9355 | 40824.7859 | 40620.6619 | 40417.5586 | 40215.4708 | 0 | 0 | 0 | 0 | 0 | 0 | 0 | 0 | 0 | 0 | 0 | 0 | 0 | 0 | 0 | 0 | 0 | 0 | 0 | 0 | 0 | 0 | 0 | 0 | 0 | 0 | 0 | 0 | 0 | 0
Ind ¦ Boiler right sizing and load management | ROB | I_Other Manufacturing >0.5 million m3/year | Ottawa and Surrounding | Process - Boiler/Steam | Industrial | NA | End Use Consumption (m^3/year) | 25 | INF | INF | INF | INF | INF | INF | INF | INF | INF | INF | 0.35266 | 0.36513 | 0.37655 | 0.38712 | 0.39671 | 0.40459 | 0.41215 | 0.4204 | 0.42883 | 0.43741 | 0 | 0 | 0 | 0 | 0 | 0 | 0 | 0 | 0 | 0 | 0.35266 | 0.36513 | 0.37655 | 0.38712 | 0.39671 | 0.40459 | 0.41215 | 0.4204 | 0.42883 | 0.43741 | 97087.5034 | 96602.0659 | 96119.0555 | 95638.4603 | 95160.268 | 94684.4666 | 94211.0443 | 93739.9891 | 93271.2891 | 92804.9327 | 97087.5034 | 96602.0659 | 96119.0555 | 95638.4603 | 95160.268 | 94684.4666 | 94211.0443 | 93739.9891 | 93271.2891 | 92804.9327 | 2913.8721 | 5778.5474 | 8592.1634 | 11352.8763 | 14058.9168 | 16708.6367 | 19300.5455 | 21833.3397 | 24305.9222 | 26717.4163 | 2913.8721 | 2864.6752 | 2813.616 | 2760.7129 | 2706.0405 | 2649.7198 | 2591.9089 | 2532.7942 | 2472.5826 | 2411.494
Ind ¦ Advanced heating and process control ¦ New | NEW | I_Petroleum Refining | Ottawa and Surrounding | Process Heat | Industrial | NA | End Use Consumption (m^3/year) | 15 | 5.3148 | 5.4254 | 5.5077 | 5.5672 | 5.6027 | 5.6015 | 5.5915 | 5.5916 | 5.5916 | 5.5916 | 0.31919 | 0.33235 | 0.34413 | 0.35481 | 0.36422 | 0.37142 | 0.37817 | 0.38574 | 0.39346 | 0.40132 | 0.060056 | 0.061257 | 0.062483 | 0.063732 | 0.065007 | 0.066307 | 0.067633 | 0.068986 | 0.070366 | 0.071773 | 0.25913 | 0.27109 | 0.28165 | 0.29108 | 0.29921 | 0.30511 | 0.31054 | 0.31675 | 0.32309 | 0.32955 | 0 | 0 | 0 | 0 | 0 | 0 | 0 | 0 | 0 | 0 | 0 | 0 | 0 | 0 | 0 | 0 | 0 | 0 | 0 | 0 | 0 | 0 | 0 | 0 | 0 | 0 | 0 | 0 | 0 | 0 | 0 | 0 | 0 | 0 | 0 | 0 | 0 | 0 | 0 | 0
Ind ¦ Air compressor heat recovery ¦ New | NEW | I_Petroleum Refining | Ottawa and Surrounding | Space Heating/Ventilation | Industrial | NA | End Use Consumption (m^3/year) | 25 | 2.502 | 2.5404 | 2.5708 | 2.5939 | 2.6085 | 2.5951 | 2.5917 | 2.5918 | 2.5917 | 2.5917 | 0.78535 | 0.81335 | 0.83956 | 0.86403 | 0.8863 | 0.89938 | 0.91617 | 0.9345 | 0.95318 | 0.97223 | 0.31389 | 0.32017 | 0.32658 | 0.33311 | 0.33977 | 0.34656 | 0.3535 | 0.36057 | 0.36778 | 0.37513 | 0.47146 | 0.49318 | 0.51299 | 0.53092 | 0.54653 | 0.55281 | 0.56267 | 0.57393 | 0.58541 | 0.5971 | 0 | 0 | 0 | 0 | 0 | 0 | 0 | 0 | 0 | 0 | 0 | 0 | 0 | 0 | 0 | 0 | 0 | 0 | 0 | 0 | 0 | 0 | 0 | 0 | 0 | 0 | 0 | 0 | 0 | 0 | 0 | 0 | 0 | 0 | 0 | 0 | 0 | 0 | 0 | 0
Ind ¦ Air curtains ¦ New | NEW | I_Petroleum Refining | Ottawa and Surrounding | Space Heating/Ventilation | Industrial | NA | End Use Consumption (m^3/year) | 15 | 0.92289 | 0.94244 | 0.95793 | 0.96967 | 0.97714 | 0.97032 | 0.9686 | 0.96861 | 0.96861 | 0.96859 | 0.13548 | 0.14112 | 0.14631 | 0.15106 | 0.15527 | 0.15727 | 0.16013 | 0.16334 | 0.16661 | 0.16993 | 0.1468 | 0.14974 | 0.15274 | 0.15579 | 0.15891 | 0.16208 | 0.16533 | 0.16863 | 0.172 | 0.17544 | -0.01132 | -0.0086192 | -0.0064252 | -0.0047254 | -0.0036321 | -0.0048103 | -0.0051917 | -0.0052929 | -0.0053996 | -0.0055101 | 0 | 0 | 0 | 0 | 0 | 0 | 0 | 0 | 0 | 0 | 0 | 0 | 0 | 0 | 0 | 0 | 0 | 0 | 0 | 0 | 0 | 0 | 0 | 0 | 0 | 0 | 0 | 0 | 0 | 0 | 0 | 0 | 0 | 0 | 0 | 0 | 0 | 0 | 0 | 0
Ind ¦ Automated temperature control ¦ New | NEW | I_Petroleum Refining | Ottawa and Surrounding | Space Heating/Ventilation | Industrial | NA | End Use Consumption (m^3/year) | 25 | 1.1676 | 1.1855 | 1.1997 | 1.2105 | 1.2173 | 1.2111 | 1.2095 | 1.2095 | 1.2095 | 1.2095 | 0.26178 | 0.27112 | 0.27985 | 0.28801 | 0.29543 | 0.29979 | 0.30539 | 0.3115 | 0.31773 | 0.32408 | 0.22421 | 0.22869 | 0.23327 | 0.23793 | 0.24269 | 0.24755 | 0.2525 | 0.25755 | 0.2627 | 0.26795 | 0.037574 | 0.042423 | 0.046585 | 0.050076 | 0.052741 | 0.052247 | 0.052892 | 0.053952 | 0.055029 | 0.056126 | 0 | 0 | 0 | 0 | 0 | 0 | 0 | 0 | 0 | 0 | 0 | 0 | 0 | 0 | 0 | 0 | 0 | 0 | 0 | 0 | 0 | 0 | 0 | 0 | 0 | 0 | 0 | 0 | 0 | 0 | 0 | 0 | 0 | 0 | 0 | 0 | 0 | 0 | 0 | 0
Ind ¦ Condensing Economizer ¦ New | NEW | I_Petroleum Refining | Ottawa and Surrounding | Process - Boiler/Steam | Industrial | NA | End Use Consumption (m^3/year) | 15 | 3.7008 | 3.7778 | 3.835 | 3.8765 | 3.9012 | 3.9004 | 3.8934 | 3.8934 | 3.8935 | 3.8934 | 0.25535 | 0.26588 | 0.27531 | 0.28385 | 0.29137 | 0.29714 | 0.30254 | 0.30859 | 0.31477 | 0.32106 | 0.069 | 0.07038 | 0.071788 | 0.073223 | 0.074688 | 0.076182 | 0.077705 | 0.079259 | 0.080844 | 0.082461 | 0.18635 | 0.1955 | 0.20352 | 0.21063 | 0.21668 | 0.22096 | 0.22483 | 0.22933 | 0.23392 | 0.2386 | 0 | 0 | 0 | 0 | 0 | 0 | 0 | 0 | 0 | 0 | 0 | 0 | 0 | 0 | 0 | 0 | 0 | 0 | 0 | 0 | 0 | 0 | 0 | 0 | 0 | 0 | 0 | 0 | 0 | 0 | 0 | 0 | 0 | 0 | 0 | 0 | 0 | 0 | 0 | 0
Ind ¦ De-stratification fans ¦ New | NEW | I_Petroleum Refining | Ottawa and Surrounding | Space Heating/Ventilation | Industrial | NA | End Use Consumption (m^3/year) | 25 | 1.4153 | 1.437 | 1.4542 | 1.4672 | 1.4755 | 1.468 | 1.466 | 1.466 | 1.466 | 1.466 | 0.29918 | 0.30985 | 0.31983 | 0.32915 | 0.33764 | 0.34262 | 0.34902 | 0.356 | 0.36312 | 0.37037 | 0.2114 | 0.21563 | 0.21994 | 0.22434 | 0.22882 | 0.2334 | 0.23807 | 0.24283 | 0.24769 | 0.25264 | 0.087784 | 0.094223 | 0.099894 | 0.10482 | 0.10881 | 0.10922 | 0.11095 | 0.11317 | 0.11543 | 0.11773 | 0 | 0 | 0 | 0 | 0 | 0 | 0 | 0 | 0 | 0 | 0 | 0 | 0 | 0 | 0 | 0 | 0 | 0 | 0 | 0 | 0 | 0 | 0 | 0 | 0 | 0 | 0 | 0 | 0 | 0 | 0 | 0 | 0 | 0 | 0 | 0 | 0 | 0 | 0 | 0
Ind ¦ Energy Management and Process Improvement ¦ New | NEW | I_Petroleum Refining | Ottawa and Surrounding | Cross Cutting/Behavioural | Industrial | NA | End Use Consumption (m^3/year) | 15 | 3.6479 | 3.7238 | 3.7802 | 3.8211 | 3.8455 | 3.8447 | 3.8378 | 3.8378 | 3.8379 | 3.8378 | 0.25535 | 0.26588 | 0.27531 | 0.28385 | 0.29137 | 0.29714 | 0.30254 | 0.30859 | 0.31477 | 0.32106 | 0.07 | 0.0714 | 0.072828 | 0.074285 | 0.07577 | 0.077286 | 0.078831 | 0.080408 | 0.082016 | 0.083656 | 0.18535 | 0.19448 | 0.20248 | 0.20956 | 0.2156 | 0.21985 | 0.22371 | 0.22818 | 0.23275 | 0.2374 | 0 | 0 | 0 | 0 | 0 | 0 | 0 | 0 | 0 | 0 | 0 | 0 | 0 | 0 | 0 | 0 | 0 | 0 | 0 | 0 | 0 | 0 | 0 | 0 | 0 | 0 | 0 | 0 | 0 | 0 | 0 | 0 | 0 | 0 | 0 | 0 | 0 | 0 | 0 | 0
Ind ¦ Exhaust gas heat recovery ¦ New | NEW | I_Petroleum Refining | Ottawa and Surrounding | Process Heat | Industrial | NA | End Use Consumption (m^3/year) | 15 | 5.3148 | 5.4254 | 5.5077 | 5.5672 | 5.6027 | 5.6015 | 5.5915 | 5.5916 | 5.5916 | 5.5916 | 0.44687 | 0.46529 | 0.48179 | 0.49674 | 0.5099 | 0.51999 | 0.52944 | 0.54003 | 0.55084 | 0.56185 | 0.084079 | 0.08576 | 0.087476 | 0.089225 | 0.09101 | 0.09283 | 0.094686 | 0.09658 | 0.098512 | 0.10048 | 0.36279 | 0.37953 | 0.39431 | 0.40751 | 0.41889 | 0.42716 | 0.43475 | 0.44345 | 0.45233 | 0.46137 | 0 | 0 | 0 | 0 | 0 | 0 | 0 | 0 | 0 | 0 | 0 | 0 | 0 | 0 | 0 | 0 | 0 | 0 | 0 | 0 | 0 | 0 | 0 | 0 | 0 | 0 | 0 | 0 | 0 | 0 | 0 | 0 | 0 | 0 | 0 | 0 | 0 | 0 | 0 | 0
Ind ¦ High-efficiency burners ¦ New | NEW | I_Petroleum Refining | Ottawa and Surrounding | Process Heat | Industrial | NA | End Use Consumption (m^3/year) | 20 | 8.928 | 9.0812 | 9.1951 | 9.2776 | 9.3267 | 9.3252 | 9.3113 | 9.3113 | 9.3115 | 9.3115 | 0.61959 | 0.64282 | 0.66391 | 0.68326 | 0.70062 | 0.71451 | 0.72771 | 0.74227 | 0.75713 | 0.77227 | 0.069398 | 0.070786 | 0.072202 | 0.073646 | 0.075119 | 0.076621 | 0.078154 | 0.079717 | 0.081311 | 0.082938 | 0.55019 | 0.57204 | 0.59171 | 0.60961 | 0.6255 | 0.63789 | 0.64956 | 0.66256 | 0.67582 | 0.68934 | 0 | 0 | 0 | 0 | 0 | 0 | 0 | 0 | 0 | 0 | 0 | 0 | 0 | 0 | 0 | 0 | 0 | 0 | 0 | 0 | 0 | 0 | 0 | 0 | 0 | 0 | 0 | 0 | 0 | 0 | 0 | 0 | 0 | 0 | 0 | 0 | 0 | 0 | 0 | 0
Ind ¦ Insulation ¦ New | NEW | I_Petroleum Refining | Ottawa and Surrounding | Process Heat | Industrial | NA | End Use Consumption (m^3/year) | 15 | 5.3148 | 5.4254 | 5.5077 | 5.5672 | 5.6027 | 5.6015 | 5.5915 | 5.5916 | 5.5916 | 5.5916 | 0.12768 | 0.13294 | 0.13765 | 0.14192 | 0.14569 | 0.14857 | 0.15127 | 0.1543 | 0.15738 | 0.16053 | 0.024023 | 0.024503 | 0.024993 | 0.025493 | 0.026003 | 0.026523 | 0.027053 | 0.027594 | 0.028146 | 0.028709 | 0.10365 | 0.10844 | 0.11266 | 0.11643 | 0.11968 | 0.12205 | 0.12422 | 0.1267 | 0.12924 | 0.13182 | 0 | 0 | 0 | 0 | 0 | 0 | 0 | 0 | 0 | 0 | 0 | 0 | 0 | 0 | 0 | 0 | 0 | 0 | 0 | 0 | 0 | 0 | 0 | 0 | 0 | 0 | 0 | 0 | 0 | 0 | 0 | 0 | 0 | 0 | 0 | 0 | 0 | 0 | 0 | 0
Ind ¦ Radiant heaters ¦ New | NEW | I_Petroleum Refining | Ottawa and Surrounding | Space Heating/Ventilation | Industrial | NA | End Use Consumption (m^3/year) | 20 | 1.4656 | 1.4912 | 1.5115 | 1.5269 | 1.5367 | 1.5277 | 1.5255 | 1.5255 | 1.5255 | 1.5255 | 0.98582 | 1.0231 | 1.0578 | 1.0899 | 1.1188 | 1.1346 | 1.1555 | 1.1787 | 1.2022 | 1.2263 | 0.67263 | 0.68608 | 0.69981 | 0.7138 | 0.72808 | 0.74264 | 0.75749 | 0.77264 | 0.78809 | 0.80386 | 0.31319 | 0.33701 | 0.35795 | 0.37608 | 0.39073 | 0.39191 | 0.39804 | 0.40601 | 0.41413 | 0.42239 | 0 | 0 | 0 | 0 | 0 | 0 | 0 | 0 | 0 | 0 | 0 | 0 | 0 | 0 | 0 | 0 | 0 | 0 | 0 | 0 | 0 | 0 | 0 | 0 | 0 | 0 | 0 | 0 | 0 | 0 | 0 | 0 | 0 | 0 | 0 | 0 | 0 | 0 | 0 | 0
Ind ¦ Reduce Steam Pressure ¦ New | NEW | I_Petroleum Refining | Ottawa and Surrounding | Process - Boiler/Steam | Industrial | NA | End Use Consumption (m^3/year) | 20 | 29.9803 | 30.4945 | 30.8771 | 31.154 | 31.3191 | 31.3138 | 31.2672 | 31.2674 | 31.2679 | 31.268 | 0.092939 | 0.096423 | 0.099586 | 0.10249 | 0.10509 | 0.10718 | 0.10916 | 0.11134 | 0.11357 | 0.11584 | 0.0031 | 0.003162 | 0.0032252 | 0.0032897 | 0.0033555 | 0.0034227 | 0.0034911 | 0.0035609 | 0.0036321 | 0.0037048 | 0.089839 | 0.093261 | 0.096361 | 0.099199 | 0.10174 | 0.10375 | 0.10567 | 0.10778 | 0.10994 | 0.11214 | 0 | 0 | 0 | 0 | 0 | 0 | 0 | 0 | 0 | 0 | 0 | 0 | 0 | 0 | 0 | 0 | 0 | 0 | 0 | 0 | 0 | 0 | 0 | 0 | 0 | 0 | 0 | 0 | 0 | 0 | 0 | 0 | 0 | 0 | 0 | 0 | 0 | 0 | 0 | 0
Ind ¦ Ventilation heat recovery ¦ New | NEW | I_Petroleum Refining | Ottawa and Surrounding | Space Heating/Ventilation | Industrial | NA | End Use Consumption (m^3/year) | 20 | 4.3968 | 4.4736 | 4.5345 | 4.5806 | 4.61 | 4.5832 | 4.5764 | 4.5765 | 4.5764 | 4.5764 | 0.49291 | 0.51155 | 0.52888 | 0.54494 | 0.5594 | 0.56728 | 0.57777 | 0.58933 | 0.60111 | 0.61313 | 0.11211 | 0.11435 | 0.11663 | 0.11897 | 0.12135 | 0.12377 | 0.12625 | 0.12877 | 0.13135 | 0.13398 | 0.3808 | 0.3972 | 0.41225 | 0.42598 | 0.43806 | 0.4435 | 0.45152 | 0.46055 | 0.46976 | 0.47915 | 0 | 0 | 0 | 0 | 0 | 0 | 0 | 0 | 0 | 0 | 0 | 0 | 0 | 0 | 0 | 0 | 0 | 0 | 0 | 0 | 0 | 0 | 0 | 0 | 0 | 0 | 0 | 0 | 0 | 0 | 0 | 0 | 0 | 0 | 0 | 0 | 0 | 0 | 0 | 0
Ind ¦ Ventilation optimization ¦ New | NEW | I_Petroleum Refining | Ottawa and Surrounding | Space Heating/Ventilation | Industrial | NA | End Use Consumption (m^3/year) | 15 | 2.256 | 2.3037 | 2.3416 | 2.3703 | 2.3886 | 2.3719 | 2.3677 | 2.3677 | 2.3677 | 2.3677 | 0.54194 | 0.56449 | 0.58524 | 0.60426 | 0.62109 | 0.62909 | 0.64054 | 0.65336 | 0.66642 | 0.67974 | 0.24023 | 0.24503 | 0.24993 | 0.25493 | 0.26003 | 0.26523 | 0.27053 | 0.27594 | 0.28146 | 0.28709 | 0.30171 | 0.31946 | 0.33531 | 0.34933 | 0.36107 | 0.36387 | 0.37 | 0.37741 | 0.38496 | 0.39265 | 0 | 0 | 0 | 0 | 0 | 0 | 0 | 0 | 0 | 0 | 0 | 0 | 0 | 0 | 0 | 0 | 0 | 0 | 0 | 0 | 0 | 0 | 0 | 0 | 0 | 0 | 0 | 0 | 0 | 0 | 0 | 0 | 0 | 0 | 0 | 0 | 0 | 0 | 0 | 0
Ind ¦ Warehouse loading dock seals ¦ New | NEW | I_Petroleum Refining | Ottawa and Surrounding | Space Heating/Ventilation | Industrial | NA | End Use Consumption (m^3/year) | 10 | 0.65563 | 0.67466 | 0.68975 | 0.70118 | 0.70846 | 0.70181 | 0.70013 | 0.70014 | 0.70014 | 0.70012 | 0.098874 | 0.10378 | 0.10822 | 0.11222 | 0.11565 | 0.11685 | 0.11891 | 0.12129 | 0.12371 | 0.12618 | 0.15081 | 0.15382 | 0.1569 | 0.16004 | 0.16324 | 0.1665 | 0.16983 | 0.17323 | 0.1767 | 0.18023 | -0.051935 | -0.050045 | -0.048679 | -0.047824 | -0.047591 | -0.04965 | -0.050928 | -0.051945 | -0.052985 | -0.054047 | 0 | 0 | 0 | 0 | 0 | 0 | 0 | 0 | 0 | 0 | 0 | 0 | 0 | 0 | 0 | 0 | 0 | 0 | 0 | 0 | 0 | 0 | 0 | 0 | 0 | 0 | 0 | 0 | 0 | 0 | 0 | 0 | 0 | 0 | 0 | 0 | 0 | 0 | 0 | 0
Ind ¦ Advanced heating and process control | RET | I_Petroleum Refining | Ottawa and Surrounding | Process Heat | Industrial | NA | End Use Consumption (m^3/year) | 15 | 5.3148 | 5.4254 | 5.5077 | 5.5672 | 5.6027 | 5.6015 | 5.5915 | 5.5916 | 5.5916 | 5.5916 | 0.31919 | 0.33235 | 0.34413 | 0.35481 | 0.36422 | 0.37142 | 0.37817 | 0.38574 | 0.39346 | 0.40132 | 0.060056 | 0.061257 | 0.062483 | 0.063732 | 0.065007 | 0.066307 | 0.067633 | 0.068986 | 0.070366 | 0.071773 | 0.25913 | 0.27109 | 0.28165 | 0.29108 | 0.29921 | 0.30511 | 0.31054 | 0.31675 | 0.32309 | 0.32955 | 1584.3077 | 1562.1274 | 1540.2576 | 1518.694 | 1497.4323 | 1476.4682 | 1455.7977 | 1435.4165 | 1415.3207 | 1395.5062 | 1584.3077 | 1562.1274 | 1540.2576 | 1518.694 | 1497.4323 | 1476.4682 | 1455.7977 | 1435.4165 | 1415.3207 | 1395.5062 | 60.4159 | 122.1297 | 184.7202 | 248.2346 | 312.2039 | 376.0708 | 439.3148 | 501.5596 | 562.3683 | 628.246 | 60.4159 | 61.7138 | 62.5905 | 63.5144 | 63.9693 | 63.8669 | 63.244 | 62.2448 | 60.8088 | 65.8777
Ind ¦ Air compressor heat recovery | RET | I_Petroleum Refining | Ottawa and Surrounding | Space Heating/Ventilation | Industrial | NA | End Use Consumption (m^3/year) | 25 | 2.502 | 2.5404 | 2.5708 | 2.5939 | 2.6085 | 2.5951 | 2.5917 | 2.5918 | 2.5917 | 2.5917 | 0.78535 | 0.81335 | 0.83956 | 0.86403 | 0.8863 | 0.89938 | 0.91617 | 0.9345 | 0.95318 | 0.97223 | 0.31389 | 0.32017 | 0.32658 | 0.33311 | 0.33977 | 0.34656 | 0.3535 | 0.36057 | 0.36778 | 0.37513 | 0.47146 | 0.49318 | 0.51299 | 0.53092 | 0.54653 | 0.55281 | 0.56267 | 0.57393 | 0.58541 | 0.5971 | 8.333 | 8.2164 | 8.1014 | 7.9879 | 7.8761 | 7.7658 | 7.6571 | 7.5499 | 7.4442 | 7.34 | 8.333 | 8.2164 | 8.1014 | 7.9879 | 7.8761 | 7.7658 | 7.6571 | 7.5499 | 7.4442 | 7.34 | 0.14458 | 0.28692 | 0.42555 | 0.5694 | 0.71699 | 0.86555 | 1.0132 | 1.161 | 1.3084 | 1.4681 | 0.14458 | 0.14234 | 0.13863 | 0.14385 | 0.14759 | 0.14855 | 0.14768 | 0.14781 | 0.14734 | 0.15974
Ind ¦ Air curtains | RET | I_Petroleum Refining | Ottawa and Surrounding | Space Heating/Ventilation | Industrial | NA | End Use Consumption (m^3/year) | 15 | 0.92289 | 0.94244 | 0.95793 | 0.96967 | 0.97714 | 0.97032 | 0.9686 | 0.96861 | 0.96861 | 0.96859 | 0.13548 | 0.14112 | 0.14631 | 0.15106 | 0.15527 | 0.15727 | 0.16013 | 0.16334 | 0.16661 | 0.16993 | 0.1468 | 0.14974 | 0.15274 | 0.15579 | 0.15891 | 0.16208 | 0.16533 | 0.16863 | 0.172 | 0.17544 | -0.01132 | -0.0086192 | -0.0064252 | -0.0047254 | -0.0036321 | -0.0048103 | -0.0051917 | -0.0052929 | -0.0053996 | -0.0055101 | 4.9601 | 4.8907 | 4.8222 | 4.7547 | 4.6882 | 4.6225 | 4.5578 | 4.494 | 4.4311 | 4.369 | 0 | 0 | 0 | 0 | 0 | 0 | 0 | 0 | 0 | 0 | 0 | 0 | 0 | 0 | 0 | 0 | 0 | 0 | 0 | 0 | 0 | 0 | 0 | 0 | 0 | 0 | 0 | 0 | 0 | 0
Ind ¦ Automated temperature control | RET | I_Petroleum Refining | Ottawa and Surrounding | Space Heating/Ventilation | Industrial | NA | End Use Consumption (m^3/year) | 25 | 1.1676 | 1.1855 | 1.1997 | 1.2105 | 1.2173 | 1.2111 | 1.2095 | 1.2095 | 1.2095 | 1.2095 | 0.26178 | 0.27112 | 0.27985 | 0.28801 | 0.29543 | 0.29979 | 0.30539 | 0.3115 | 0.31773 | 0.32408 | 0.22421 | 0.22869 | 0.23327 | 0.23793 | 0.24269 | 0.24755 | 0.2525 | 0.25755 | 0.2627 | 0.26795 | 0.037574 | 0.042423 | 0.046585 | 0.050076 | 0.052741 | 0.052247 | 0.052892 | 0.053952 | 0.055029 | 0.056126 | 6.4298 | 6.3398 | 6.251 | 6.1635 | 6.0772 | 5.9922 | 5.9083 | 5.8256 | 5.744 | 5.6636 | 6.4298 | 6.3398 | 6.251 | 6.1635 | 6.0772 | 5.9922 | 5.9083 | 5.8256 | 5.744 | 5.6636 | 0.0033909 | 0.0063169 | 0.0087066 | 0.0117 | 0.015176 | 0.018758 | 0.022215 | 0.025717 | 0.029209 | 0.033122 | 0.0033909 | 0.002926 | 0.0023897 | 0.0029932 | 0.0034765 | 0.0035813 | 0.0034575 | 0.0035021 | 0.0034922 | 0.0039126
Ind ¦ Condensing Economizer | RET | I_Petroleum Refining | Ottawa and Surrounding | Process - Boiler/Steam | Industrial | NA | End Use Consumption (m^3/year) | 15 | 3.7008 | 3.7778 | 3.835 | 3.8765 | 3.9012 | 3.9004 | 3.8934 | 3.8934 | 3.8935 | 3.8934 | 0.25535 | 0.26588 | 0.27531 | 0.28385 | 0.29137 | 0.29714 | 0.30254 | 0.30859 | 0.31477 | 0.32106 | 0.069 | 0.07038 | 0.071788 | 0.073223 | 0.074688 | 0.076182 | 0.077705 | 0.079259 | 0.080844 | 0.082461 | 0.18635 | 0.1955 | 0.20352 | 0.21063 | 0.21668 | 0.22096 | 0.22483 | 0.22933 | 0.23392 | 0.2386 | 459.6403 | 453.2053 | 446.8605 | 440.6044 | 434.4359 | 428.3538 | 422.3569 | 416.4439 | 410.6137 | 404.8651 | 459.6403 | 453.2053 | 446.8605 | 440.6044 | 434.4359 | 428.3538 | 422.3569 | 416.4439 | 410.6137 | 404.8651 | 15.8874 | 32.026 | 48.3044 | 64.8658 | 81.5931 | 98.3299 | 114.9403 | 131.3608 | 147.4897 | 164.9626 | 15.8874 | 16.1386 | 16.2784 | 16.5614 | 16.7273 | 16.7368 | 16.6104 | 16.4205 | 16.1289 | 17.4729
Ind ¦ De-stratification fans | RET | I_Petroleum Refining | Ottawa and Surrounding | Space Heating/Ventilation | Industrial | NA | End Use Consumption (m^3/year) | 25 | 1.4153 | 1.437 | 1.4542 | 1.4672 | 1.4755 | 1.468 | 1.466 | 1.466 | 1.466 | 1.466 | 0.29918 | 0.30985 | 0.31983 | 0.32915 | 0.33764 | 0.34262 | 0.34902 | 0.356 | 0.36312 | 0.37037 | 0.2114 | 0.21563 | 0.21994 | 0.22434 | 0.22882 | 0.2334 | 0.23807 | 0.24283 | 0.24769 | 0.25264 | 0.087784 | 0.094223 | 0.099894 | 0.10482 | 0.10881 | 0.10922 | 0.11095 | 0.11317 | 0.11543 | 0.11773 | 4.703 | 4.6371 | 4.5722 | 4.5082 | 4.4451 | 4.3828 | 4.3215 | 4.261 | 4.2013 | 4.1425 | 4.703 | 4.6371 | 4.5722 | 4.5082 | 4.4451 | 4.3828 | 4.3215 | 4.261 | 4.2013 | 4.1425 | 0.011126 | 0.021315 | 0.030243 | 0.040475 | 0.051605 | 0.062902 | 0.073922 | 0.084994 | 0.096012 | 0.10798 | 0.011126 | 0.010189 | 0.0089283 | 0.010232 | 0.01113 | 0.011297 | 0.01102 | 0.011072 | 0.011017 | 0.011968
Ind ¦ Energy Management and Process Improvement | RET | I_Petroleum Refining | Ottawa and Surrounding | Cross Cutting/Behavioural | Industrial | NA | End Use Consumption (m^3/year) | 15 | 3.6479 | 3.7238 | 3.7802 | 3.8211 | 3.8455 | 3.8447 | 3.8378 | 3.8378 | 3.8379 | 3.8378 | 0.25535 | 0.26588 | 0.27531 | 0.28385 | 0.29137 | 0.29714 | 0.30254 | 0.30859 | 0.31477 | 0.32106 | 0.07 | 0.0714 | 0.072828 | 0.074285 | 0.07577 | 0.077286 | 0.078831 | 0.080408 | 0.082016 | 0.083656 | 0.18535 | 0.19448 | 0.20248 | 0.20956 | 0.2156 | 0.21985 | 0.22371 | 0.22818 | 0.23275 | 0.2374 | 4857.5761 | 4789.5701 | 4722.5161 | 4656.4008 | 4591.2112 | 4526.9343 | 4463.5572 | 4401.0674 | 4339.4525 | 4278.7001 | 4857.5761 | 4789.5701 | 4722.5161 | 4656.4008 | 4591.2112 | 4526.9343 | 4463.5572 | 4401.0674 | 4339.4525 | 4278.7001 | 166.9107 | 336.4121 | 507.3353 | 681.2463 | 856.9208 | 1032.7125 | 1207.1968 | 1379.7252 | 1549.2372 | 1732.2071 | 166.9107 | 169.5014 | 170.9232 | 173.911 | 175.6745 | 175.7917 | 174.4843 | 172.5284 | 169.512 | 182.9699
Ind ¦ Exhaust gas heat recovery | RET | I_Petroleum Refining | Ottawa and Surrounding | Process Heat | Industrial | NA | End Use Consumption (m^3/year) | 15 | 5.3148 | 5.4254 | 5.5077 | 5.5672 | 5.6027 | 5.6015 | 5.5915 | 5.5916 | 5.5916 | 5.5916 | 0.44687 | 0.46529 | 0.48179 | 0.49674 | 0.5099 | 0.51999 | 0.52944 | 0.54003 | 0.55084 | 0.56185 | 0.084079 | 0.08576 | 0.087476 | 0.089225 | 0.09101 | 0.09283 | 0.094686 | 0.09658 | 0.098512 | 0.10048 | 0.36279 | 0.37953 | 0.39431 | 0.40751 | 0.41889 | 0.42716 | 0.43475 | 0.44345 | 0.45233 | 0.46137 | 2772.5385 | 2733.723 | 2695.4508 | 2657.7145 | 2620.5065 | 2583.8194 | 2547.646 | 2511.9789 | 2476.8112 | 2442.1359 | 2772.5385 | 2733.723 | 2695.4508 | 2657.7145 | 2620.5065 | 2583.8194 | 2547.646 | 2511.9789 | 2476.8112 | 2442.1359 | 105.7278 | 213.7269 | 323.2603 | 434.4106 | 546.3568 | 658.124 | 768.8009 | 877.7293 | 984.1446 | 1099.8618 | 105.7278 | 107.9991 | 109.5334 | 111.1503 | 111.9462 | 111.7672 | 110.6769 | 108.9284 | 106.4153 | 115.7171
Ind ¦ High-efficiency burners | RET | I_Petroleum Refining | Ottawa and Surrounding | Process Heat | Industrial | NA | End Use Consumption (m^3/year) | 20 | 8.928 | 9.0812 | 9.1951 | 9.2776 | 9.3267 | 9.3252 | 9.3113 | 9.3113 | 9.3115 | 9.3115 | 0.61959 | 0.64282 | 0.66391 | 0.68326 | 0.70062 | 0.71451 | 0.72771 | 0.74227 | 0.75713 | 0.77227 | 0.069398 | 0.070786 | 0.072202 | 0.073646 | 0.075119 | 0.076621 | 0.078154 | 0.079717 | 0.081311 | 0.082938 | 0.55019 | 0.57204 | 0.59171 | 0.60961 | 0.6255 | 0.63789 | 0.64956 | 0.66256 | 0.67582 | 0.68934 | 950.5846 | 937.2764 | 924.1546 | 911.2164 | 898.4594 | 885.8809 | 873.4786 | 861.2499 | 849.1924 | 837.3037 | 950.5846 | 937.2764 | 924.1546 | 911.2164 | 898.4594 | 885.8809 | 873.4786 | 861.2499 | 849.1924 | 837.3037 | 38.0558 | 77.0438 | 116.6978 | 156.8831 | 197.2924 | 237.5837 | 277.425 | 316.5333 | 354.6158 | 396.4308 | 38.0558 | 38.988 | 39.6541 | 40.1853 | 40.4093 | 40.2914 | 39.8413 | 39.1082 | 38.0826 | 41.8149
Ind ¦ Insulation | RET | I_Petroleum Refining | Ottawa and Surrounding | Process Heat | Industrial | NA | End Use Consumption (m^3/year) | 15 | 5.3148 | 5.4254 | 5.5077 | 5.5672 | 5.6027 | 5.6015 | 5.5915 | 5.5916 | 5.5916 | 5.5916 | 0.12768 | 0.13294 | 0.13765 | 0.14192 | 0.14569 | 0.14857 | 0.15127 | 0.1543 | 0.15738 | 0.16053 | 0.024023 | 0.024503 | 0.024993 | 0.025493 | 0.026003 | 0.026523 | 0.027053 | 0.027594 | 0.028146 | 0.028709 | 0.10365 | 0.10844 | 0.11266 | 0.11643 | 0.11968 | 0.12205 | 0.12422 | 0.1267 | 0.12924 | 0.13182 | 214.4988 | 211.4958 | 208.5349 | 205.6154 | 202.7368 | 199.8985 | 197.0999 | 194.3405 | 191.6197 | 188.937 | 214.4988 | 211.4958 | 208.5349 | 205.6154 | 202.7368 | 199.8985 | 197.0999 | 194.3405 | 191.6197 | 188.937 | 8.1797 | 16.5351 | 25.0092 | 33.6084 | 42.2692 | 50.9161 | 59.4787 | 67.906 | 76.1388 | 85.0488 | 8.1797 | 8.3554 | 8.4741 | 8.5992 | 8.6608 | 8.6469 | 8.5626 | 8.4273 | 8.2329 | 8.91
Ind ¦ Radiant heaters | RET | I_Petroleum Refining | Ottawa and Surrounding | Space Heating/Ventilation | Industrial | NA | End Use Consumption (m^3/year) | 20 | 1.4656 | 1.4912 | 1.5115 | 1.5269 | 1.5367 | 1.5277 | 1.5255 | 1.5255 | 1.5255 | 1.5255 | 0.98582 | 1.0231 | 1.0578 | 1.0899 | 1.1188 | 1.1346 | 1.1555 | 1.1787 | 1.2022 | 1.2263 | 0.67263 | 0.68608 | 0.69981 | 0.7138 | 0.72808 | 0.74264 | 0.75749 | 0.77264 | 0.78809 | 0.80386 | 0.31319 | 0.33701 | 0.35795 | 0.37608 | 0.39073 | 0.39191 | 0.39804 | 0.40601 | 0.41413 | 0.42239 | 7.4953 | 7.3904 | 7.2869 | 7.1849 | 7.0843 | 6.9851 | 6.8874 | 6.7909 | 6.6959 | 6.6021 | 7.4953 | 7.3904 | 7.2869 | 7.1849 | 7.0843 | 6.9851 | 6.8874 | 6.7909 | 6.6959 | 6.6021 | 0.040793 | 0.079539 | 0.11553 | 0.1542 | 0.19479 | 0.23593 | 0.27627 | 0.3168 | 0.3572 | 0.39993 | 0.040793 | 0.038746 | 0.03599 | 0.038672 | 0.040588 | 0.041143 | 0.040339 | 0.040533 | 0.040399 | 0.042728
Ind ¦ Reduce Steam Pressure | RET | I_Petroleum Refining | Ottawa and Surrounding | Process - Boiler/Steam | Industrial | NA | End Use Consumption (m^3/year) | 20 | 29.9803 | 30.4945 | 30.8771 | 31.154 | 31.3191 | 31.3138 | 31.2672 | 31.2674 | 31.2679 | 31.268 | 0.092939 | 0.096423 | 0.099586 | 0.10249 | 0.10509 | 0.10718 | 0.10916 | 0.11134 | 0.11357 | 0.11584 | 0.0031 | 0.003162 | 0.0032252 | 0.0032897 | 0.0033555 | 0.0034227 | 0.0034911 | 0.0035609 | 0.0036321 | 0.0037048 | 0.089839 | 0.093261 | 0.096361 | 0.099199 | 0.10174 | 0.10375 | 0.10567 | 0.10778 | 0.10994 | 0.11214 | 91.9281 | 90.6411 | 89.3721 | 88.1209 | 86.8872 | 85.6708 | 84.4714 | 83.2888 | 82.1227 | 80.973 | 91.9281 | 90.6411 | 89.3721 | 88.1209 | 86.8872 | 85.6708 | 84.4714 | 83.2888 | 82.1227 | 80.973 | 4.0059 | 8.1259 | 12.329 | 16.5839 | 20.8538 | 25.0995 | 29.2822 | 33.3653 | 37.3142 | 41.6292 | 4.0059 | 4.12 | 4.2031 | 4.2549 | 4.2698 | 4.2457 | 4.1827 | 4.0831 | 3.9489 | 4.315
Ind ¦ Ventilation heat recovery | RET | I_Petroleum Refining | Ottawa and Surrounding | Space Heating/Ventilation | Industrial | NA | End Use Consumption (m^3/year) | 20 | 4.3968 | 4.4736 | 4.5345 | 4.5806 | 4.61 | 4.5832 | 4.5764 | 4.5765 | 4.5764 | 4.5764 | 0.49291 | 0.51155 | 0.52888 | 0.54494 | 0.5594 | 0.56728 | 0.57777 | 0.58933 | 0.60111 | 0.61313 | 0.11211 | 0.11435 | 0.11663 | 0.11897 | 0.12135 | 0.12377 | 0.12625 | 0.12877 | 0.13135 | 0.13398 | 0.3808 | 0.3972 | 0.41225 | 0.42598 | 0.43806 | 0.4435 | 0.45152 | 0.46055 | 0.46976 | 0.47915 | 7.6515 | 7.5444 | 7.4387 | 7.3346 | 7.2319 | 7.1307 | 7.0308 | 6.9324 | 6.8354 | 6.7397 | 7.6515 | 7.5444 | 7.4387 | 7.3346 | 7.2319 | 7.1307 | 7.0308 | 6.9324 | 6.8354 | 6.7397 | 0.25552 | 0.51465 | 0.77561 | 1.0413 | 1.3097 | 1.5785 | 1.8455 | 2.1097 | 2.3696 | 2.6509 | 0.25552 | 0.25913 | 0.26096 | 0.26565 | 0.26849 | 0.26879 | 0.26693 | 0.26421 | 0.25993 | 0.28126
Ind ¦ Ventilation optimization | RET | I_Petroleum Refining | Ottawa and Surrounding | Space Heating/Ventilation | Industrial | NA | End Use Consumption (m^3/year) | 15 | 2.256 | 2.3037 | 2.3416 | 2.3703 | 2.3886 | 2.3719 | 2.3677 | 2.3677 | 2.3677 | 2.3677 | 0.54194 | 0.56449 | 0.58524 | 0.60426 | 0.62109 | 0.62909 | 0.64054 | 0.65336 | 0.66642 | 0.67974 | 0.24023 | 0.24503 | 0.24993 | 0.25493 | 0.26003 | 0.26523 | 0.27053 | 0.27594 | 0.28146 | 0.28709 | 0.30171 | 0.31946 | 0.33531 | 0.34933 | 0.36107 | 0.36387 | 0.37 | 0.37741 | 0.38496 | 0.39265 | 8.818 | 8.6946 | 8.5729 | 8.4528 | 8.3345 | 8.2178 | 8.1028 | 7.9893 | 7.8775 | 7.7672 | 8.818 | 8.6946 | 8.5729 | 8.4528 | 8.3345 | 8.2178 | 8.1028 | 7.9893 | 7.8775 | 7.7672 | 0.20801 | 0.41528 | 0.62027 | 0.83108 | 1.046 | 1.2622 | 1.4774 | 1.6923 | 1.9059 | 2.1376 | 0.20801 | 0.20727 | 0.20499 | 0.21081 | 0.21495 | 0.21614 | 0.21523 | 0.2149 | 0.21362 | 0.2317
Ind ¦ Warehouse loading dock seals | RET | I_Petroleum Refining | Ottawa and Surrounding | Space Heating/Ventilation | Industrial | NA | End Use Consumption (m^3/year) | 10 | 0.65563 | 0.67466 | 0.68975 | 0.70118 | 0.70846 | 0.70181 | 0.70013 | 0.70014 | 0.70014 | 0.70012 | 0.098874 | 0.10378 | 0.10822 | 0.11222 | 0.11565 | 0.11685 | 0.11891 | 0.12129 | 0.12371 | 0.12618 | 0.15081 | 0.15382 | 0.1569 | 0.16004 | 0.16324 | 0.1665 | 0.16983 | 0.17323 | 0.1767 | 0.18023 | -0.051935 | -0.050045 | -0.048679 | -0.047824 | -0.047591 | -0.04965 | -0.050928 | -0.051945 | -0.052985 | -0.054047 | 2.7863 | 2.7472 | 2.7088 | 2.6709 | 2.6335 | 2.5966 | 2.5603 | 2.5244 | 2.4891 | 2.4542 | 0 | 0 | 0 | 0 | 0 | 0 | 0 | 0 | 0 | 0 | 0 | 0 | 0 | 0 | 0 | 0 | 0 | 0 | 0 | 0 | 0 | 0 | 0 | 0 | 0 | 0 | 0 | 0 | 0 | 0
Ind ¦ Advanced heating and process control ¦ New | NEW | I_Power Generation | Ottawa and Surrounding | Process Heat | Industrial | NA | End Use Consumption (m^3/year) | 15 | 5.3148 | 5.4254 | 5.5077 | 5.5672 | 5.6027 | 5.6015 | 5.5915 | 5.5916 | 5.5916 | 5.5916 | 0.31919 | 0.33235 | 0.34413 | 0.35481 | 0.36422 | 0.37142 | 0.37817 | 0.38574 | 0.39346 | 0.40132 | 0.060056 | 0.061257 | 0.062483 | 0.063732 | 0.065007 | 0.066307 | 0.067633 | 0.068986 | 0.070366 | 0.071773 | 0.25913 | 0.27109 | 0.28165 | 0.29108 | 0.29921 | 0.30511 | 0.31054 | 0.31675 | 0.32309 | 0.32955 | 0 | 0 | 0 | 0 | 0 | 0 | 0 | 0 | 0 | 0 | 0 | 0 | 0 | 0 | 0 | 0 | 0 | 0 | 0 | 0 | 0 | 0 | 0 | 0 | 0 | 0 | 0 | 0 | 0 | 0 | 0 | 0 | 0 | 0 | 0 | 0 | 0 | 0 | 0 | 0
Ind ¦ Air compressor heat recovery ¦ New | NEW | I_Power Generation | Ottawa and Surrounding | Space Heating/Ventilation | Industrial | NA | End Use Consumption (m^3/year) | 25 | 2.502 | 2.5404 | 2.5708 | 2.5939 | 2.6085 | 2.5951 | 2.5917 | 2.5918 | 2.5917 | 2.5917 | 0.78535 | 0.81335 | 0.83956 | 0.86403 | 0.8863 | 0.89938 | 0.91617 | 0.9345 | 0.95318 | 0.97223 | 0.31389 | 0.32017 | 0.32658 | 0.33311 | 0.33977 | 0.34656 | 0.3535 | 0.36057 | 0.36778 | 0.37513 | 0.47146 | 0.49318 | 0.51299 | 0.53092 | 0.54653 | 0.55281 | 0.56267 | 0.57393 | 0.58541 | 0.5971 | 0 | 0 | 0 | 0 | 0 | 0 | 0 | 0 | 0 | 0 | 0 | 0 | 0 | 0 | 0 | 0 | 0 | 0 | 0 | 0 | 0 | 0 | 0 | 0 | 0 | 0 | 0 | 0 | 0 | 0 | 0 | 0 | 0 | 0 | 0 | 0 | 0 | 0 | 0 | 0
Ind ¦ Air curtains ¦ New | NEW | I_Power Generation | Ottawa and Surrounding | Space Heating/Ventilation | Industrial | NA | End Use Consumption (m^3/year) | 15 | 0.92289 | 0.94244 | 0.95793 | 0.96967 | 0.97714 | 0.97032 | 0.9686 | 0.96861 | 0.96861 | 0.96859 | 0.13548 | 0.14112 | 0.14631 | 0.15106 | 0.15527 | 0.15727 | 0.16013 | 0.16334 | 0.16661 | 0.16993 | 0.1468 | 0.14974 | 0.15274 | 0.15579 | 0.15891 | 0.16208 | 0.16533 | 0.16863 | 0.172 | 0.17544 | -0.01132 | -0.0086192 | -0.0064252 | -0.0047254 | -0.0036321 | -0.0048103 | -0.0051917 | -0.0052929 | -0.0053996 | -0.0055101 | 0 | 0 | 0 | 0 | 0 | 0 | 0 | 0 | 0 | 0 | 0 | 0 | 0 | 0 | 0 | 0 | 0 | 0 | 0 | 0 | 0 | 0 | 0 | 0 | 0 | 0 | 0 | 0 | 0 | 0 | 0 | 0 | 0 | 0 | 0 | 0 | 0 | 0 | 0 | 0
Ind ¦ Automated temperature control ¦ New | NEW | I_Power Generation | Ottawa and Surrounding | Space Heating/Ventilation | Industrial | NA | End Use Consumption (m^3/year) | 25 | 1.1676 | 1.1855 | 1.1997 | 1.2105 | 1.2173 | 1.2111 | 1.2095 | 1.2095 | 1.2095 | 1.2095 | 0.26178 | 0.27112 | 0.27985 | 0.28801 | 0.29543 | 0.29979 | 0.30539 | 0.3115 | 0.31773 | 0.32408 | 0.22421 | 0.22869 | 0.23327 | 0.23793 | 0.24269 | 0.24755 | 0.2525 | 0.25755 | 0.2627 | 0.26795 | 0.037574 | 0.042423 | 0.046585 | 0.050076 | 0.052741 | 0.052247 | 0.052892 | 0.053952 | 0.055029 | 0.056126 | 0 | 0 | 0 | 0 | 0 | 0 | 0 | 0 | 0 | 0 | 0 | 0 | 0 | 0 | 0 | 0 | 0 | 0 | 0 | 0 | 0 | 0 | 0 | 0 | 0 | 0 | 0 | 0 | 0 | 0 | 0 | 0 | 0 | 0 | 0 | 0 | 0 | 0 | 0 | 0
Ind ¦ De-stratification fans ¦ New | NEW | I_Power Generation | Ottawa and Surrounding | Space Heating/Ventilation | Industrial | NA | End Use Consumption (m^3/year) | 25 | 1.4153 | 1.437 | 1.4542 | 1.4672 | 1.4755 | 1.468 | 1.466 | 1.466 | 1.466 | 1.466 | 0.29918 | 0.30985 | 0.31983 | 0.32915 | 0.33764 | 0.34262 | 0.34902 | 0.356 | 0.36312 | 0.37037 | 0.2114 | 0.21563 | 0.21994 | 0.22434 | 0.22882 | 0.2334 | 0.23807 | 0.24283 | 0.24769 | 0.25264 | 0.087784 | 0.094223 | 0.099894 | 0.10482 | 0.10881 | 0.10922 | 0.11095 | 0.11317 | 0.11543 | 0.11773 | 0 | 0 | 0 | 0 | 0 | 0 | 0 | 0 | 0 | 0 | 0 | 0 | 0 | 0 | 0 | 0 | 0 | 0 | 0 | 0 | 0 | 0 | 0 | 0 | 0 | 0 | 0 | 0 | 0 | 0 | 0 | 0 | 0 | 0 | 0 | 0 | 0 | 0 | 0 | 0
Ind ¦ Energy Management and Process Improvement ¦ New | NEW | I_Power Generation | Ottawa and Surrounding | Cross Cutting/Behavioural | Industrial | NA | End Use Consumption (m^3/year) | 15 | 3.6479 | 3.7238 | 3.7802 | 3.8211 | 3.8455 | 3.8447 | 3.8378 | 3.8378 | 3.8379 | 3.8378 | 0.25535 | 0.26588 | 0.27531 | 0.28385 | 0.29137 | 0.29714 | 0.30254 | 0.30859 | 0.31477 | 0.32106 | 0.07 | 0.0714 | 0.072828 | 0.074285 | 0.07577 | 0.077286 | 0.078831 | 0.080408 | 0.082016 | 0.083656 | 0.18535 | 0.19448 | 0.20248 | 0.20956 | 0.2156 | 0.21985 | 0.22371 | 0.22818 | 0.23275 | 0.2374 | 0 | 0 | 0 | 0 | 0 | 0 | 0 | 0 | 0 | 0 | 0 | 0 | 0 | 0 | 0 | 0 | 0 | 0 | 0 | 0 | 0 | 0 | 0 | 0 | 0 | 0 | 0 | 0 | 0 | 0 | 0 | 0 | 0 | 0 | 0 | 0 | 0 | 0 | 0 | 0
Ind ¦ Exhaust gas heat recovery ¦ New | NEW | I_Power Generation | Ottawa and Surrounding | Process Heat | Industrial | NA | End Use Consumption (m^3/year) | 15 | 5.3148 | 5.4254 | 5.5077 | 5.5672 | 5.6027 | 5.6015 | 5.5915 | 5.5916 | 5.5916 | 5.5916 | 0.44687 | 0.46529 | 0.48179 | 0.49674 | 0.5099 | 0.51999 | 0.52944 | 0.54003 | 0.55084 | 0.56185 | 0.084079 | 0.08576 | 0.087476 | 0.089225 | 0.09101 | 0.09283 | 0.094686 | 0.09658 | 0.098512 | 0.10048 | 0.36279 | 0.37953 | 0.39431 | 0.40751 | 0.41889 | 0.42716 | 0.43475 | 0.44345 | 0.45233 | 0.46137 | 0 | 0 | 0 | 0 | 0 | 0 | 0 | 0 | 0 | 0 | 0 | 0 | 0 | 0 | 0 | 0 | 0 | 0 | 0 | 0 | 0 | 0 | 0 | 0 | 0 | 0 | 0 | 0 | 0 | 0 | 0 | 0 | 0 | 0 | 0 | 0 | 0 | 0 | 0 | 0
Ind ¦ High-efficiency burners ¦ New | NEW | I_Power Generation | Ottawa and Surrounding | Process Heat | Industrial | NA | End Use Consumption (m^3/year) | 20 | 8.928 | 9.0812 | 9.1951 | 9.2776 | 9.3267 | 9.3252 | 9.3113 | 9.3113 | 9.3115 | 9.3115 | 0.61959 | 0.64282 | 0.66391 | 0.68326 | 0.70062 | 0.71451 | 0.72771 | 0.74227 | 0.75713 | 0.77227 | 0.069398 | 0.070786 | 0.072202 | 0.073646 | 0.075119 | 0.076621 | 0.078154 | 0.079717 | 0.081311 | 0.082938 | 0.55019 | 0.57204 | 0.59171 | 0.60961 | 0.6255 | 0.63789 | 0.64956 | 0.66256 | 0.67582 | 0.68934 | 0 | 0 | 0 | 0 | 0 | 0 | 0 | 0 | 0 | 0 | 0 | 0 | 0 | 0 | 0 | 0 | 0 | 0 | 0 | 0 | 0 | 0 | 0 | 0 | 0 | 0 | 0 | 0 | 0 | 0 | 0 | 0 | 0 | 0 | 0 | 0 | 0 | 0 | 0 | 0
Ind ¦ Insulation ¦ New | NEW | I_Power Generation | Ottawa and Surrounding | Process Heat | Industrial | NA | End Use Consumption (m^3/year) | 15 | 5.3148 | 5.4254 | 5.5077 | 5.5672 | 5.6027 | 5.6015 | 5.5915 | 5.5916 | 5.5916 | 5.5916 | 0.12768 | 0.13294 | 0.13765 | 0.14192 | 0.14569 | 0.14857 | 0.15127 | 0.1543 | 0.15738 | 0.16053 | 0.024023 | 0.024503 | 0.024993 | 0.025493 | 0.026003 | 0.026523 | 0.027053 | 0.027594 | 0.028146 | 0.028709 | 0.10365 | 0.10844 | 0.11266 | 0.11643 | 0.11968 | 0.12205 | 0.12422 | 0.1267 | 0.12924 | 0.13182 | 0 | 0 | 0 | 0 | 0 | 0 | 0 | 0 | 0 | 0 | 0 | 0 | 0 | 0 | 0 | 0 | 0 | 0 | 0 | 0 | 0 | 0 | 0 | 0 | 0 | 0 | 0 | 0 | 0 | 0 | 0 | 0 | 0 | 0 | 0 | 0 | 0 | 0 | 0 | 0
Ind ¦ Radiant heaters ¦ New | NEW | I_Power Generation | Ottawa and Surrounding | Space Heating/Ventilation | Industrial | NA | End Use Consumption (m^3/year) | 20 | 1.4656 | 1.4912 | 1.5115 | 1.5269 | 1.5367 | 1.5277 | 1.5255 | 1.5255 | 1.5255 | 1.5255 | 0.98582 | 1.0231 | 1.0578 | 1.0899 | 1.1188 | 1.1346 | 1.1555 | 1.1787 | 1.2022 | 1.2263 | 0.67263 | 0.68608 | 0.69981 | 0.7138 | 0.72808 | 0.74264 | 0.75749 | 0.77264 | 0.78809 | 0.80386 | 0.31319 | 0.33701 | 0.35795 | 0.37608 | 0.39073 | 0.39191 | 0.39804 | 0.40601 | 0.41413 | 0.42239 | 0 | 0 | 0 | 0 | 0 | 0 | 0 | 0 | 0 | 0 | 0 | 0 | 0 | 0 | 0 | 0 | 0 | 0 | 0 | 0 | 0 | 0 | 0 | 0 | 0 | 0 | 0 | 0 | 0 | 0 | 0 | 0 | 0 | 0 | 0 | 0 | 0 | 0 | 0 | 0
Ind ¦ Ventilation heat recovery ¦ New | NEW | I_Power Generation | Ottawa and Surrounding | Space Heating/Ventilation | Industrial | NA | End Use Consumption (m^3/year) | 20 | 4.3968 | 4.4736 | 4.5345 | 4.5806 | 4.61 | 4.5832 | 4.5764 | 4.5765 | 4.5764 | 4.5764 | 0.49291 | 0.51155 | 0.52888 | 0.54494 | 0.5594 | 0.56728 | 0.57777 | 0.58933 | 0.60111 | 0.61313 | 0.11211 | 0.11435 | 0.11663 | 0.11897 | 0.12135 | 0.12377 | 0.12625 | 0.12877 | 0.13135 | 0.13398 | 0.3808 | 0.3972 | 0.41225 | 0.42598 | 0.43806 | 0.4435 | 0.45152 | 0.46055 | 0.46976 | 0.47915 | 0 | 0 | 0 | 0 | 0 | 0 | 0 | 0 | 0 | 0 | 0 | 0 | 0 | 0 | 0 | 0 | 0 | 0 | 0 | 0 | 0 | 0 | 0 | 0 | 0 | 0 | 0 | 0 | 0 | 0 | 0 | 0 | 0 | 0 | 0 | 0 | 0 | 0 | 0 | 0
Ind ¦ Ventilation optimization ¦ New | NEW | I_Power Generation | Ottawa and Surrounding | Space Heating/Ventilation | Industrial | NA | End Use Consumption (m^3/year) | 15 | 2.256 | 2.3037 | 2.3416 | 2.3703 | 2.3886 | 2.3719 | 2.3677 | 2.3677 | 2.3677 | 2.3677 | 0.54194 | 0.56449 | 0.58524 | 0.60426 | 0.62109 | 0.62909 | 0.64054 | 0.65336 | 0.66642 | 0.67974 | 0.24023 | 0.24503 | 0.24993 | 0.25493 | 0.26003 | 0.26523 | 0.27053 | 0.27594 | 0.28146 | 0.28709 | 0.30171 | 0.31946 | 0.33531 | 0.34933 | 0.36107 | 0.36387 | 0.37 | 0.37741 | 0.38496 | 0.39265 | 0 | 0 | 0 | 0 | 0 | 0 | 0 | 0 | 0 | 0 | 0 | 0 | 0 | 0 | 0 | 0 | 0 | 0 | 0 | 0 | 0 | 0 | 0 | 0 | 0 | 0 | 0 | 0 | 0 | 0 | 0 | 0 | 0 | 0 | 0 | 0 | 0 | 0 | 0 | 0
Ind ¦ Warehouse loading dock seals ¦ New | NEW | I_Power Generation | Ottawa and Surrounding | Space Heating/Ventilation | Industrial | NA | End Use Consumption (m^3/year) | 10 | 0.65563 | 0.67466 | 0.68975 | 0.70118 | 0.70846 | 0.70181 | 0.70013 | 0.70014 | 0.70014 | 0.70012 | 0.098874 | 0.10378 | 0.10822 | 0.11222 | 0.11565 | 0.11685 | 0.11891 | 0.12129 | 0.12371 | 0.12618 | 0.15081 | 0.15382 | 0.1569 | 0.16004 | 0.16324 | 0.1665 | 0.16983 | 0.17323 | 0.1767 | 0.18023 | -0.051935 | -0.050045 | -0.048679 | -0.047824 | -0.047591 | -0.04965 | -0.050928 | -0.051945 | -0.052985 | -0.054047 | 0 | 0 | 0 | 0 | 0 | 0 | 0 | 0 | 0 | 0 | 0 | 0 | 0 | 0 | 0 | 0 | 0 | 0 | 0 | 0 | 0 | 0 | 0 | 0 | 0 | 0 | 0 | 0 | 0 | 0 | 0 | 0 | 0 | 0 | 0 | 0 | 0 | 0 | 0 | 0
Ind ¦ Advanced heating and process control | RET | I_Power Generation | Ottawa and Surrounding | Process Heat | Industrial | NA | End Use Consumption (m^3/year) | 15 | 5.3148 | 5.4254 | 5.5077 | 5.5672 | 5.6027 | 5.6015 | 5.5915 | 5.5916 | 5.5916 | 5.5916 | 0.31919 | 0.33235 | 0.34413 | 0.35481 | 0.36422 | 0.37142 | 0.37817 | 0.38574 | 0.39346 | 0.40132 | 0.060056 | 0.061257 | 0.062483 | 0.063732 | 0.065007 | 0.066307 | 0.067633 | 0.068986 | 0.070366 | 0.071773 | 0.25913 | 0.27109 | 0.28165 | 0.29108 | 0.29921 | 0.30511 | 0.31054 | 0.31675 | 0.32309 | 0.32955 | 0 | 0 | 0 | 0 | 0 | 0 | 0 | 0 | 0 | 0 | 0 | 0 | 0 | 0 | 0 | 0 | 0 | 0 | 0 | 0 | 0 | 0 | 0 | 0 | 0 | 0 | 0 | 0 | 0 | 0 | 0 | 0 | 0 | 0 | 0 | 0 | 0 | 0 | 0 | 0
Ind ¦ Air compressor heat recovery | RET | I_Power Generation | Ottawa and Surrounding | Space Heating/Ventilation | Industrial | NA | End Use Consumption (m^3/year) | 25 | 2.502 | 2.5404 | 2.5708 | 2.5939 | 2.6085 | 2.5951 | 2.5917 | 2.5918 | 2.5917 | 2.5917 | 0.78535 | 0.81335 | 0.83956 | 0.86403 | 0.8863 | 0.89938 | 0.91617 | 0.9345 | 0.95318 | 0.97223 | 0.31389 | 0.32017 | 0.32658 | 0.33311 | 0.33977 | 0.34656 | 0.3535 | 0.36057 | 0.36778 | 0.37513 | 0.47146 | 0.49318 | 0.51299 | 0.53092 | 0.54653 | 0.55281 | 0.56267 | 0.57393 | 0.58541 | 0.5971 | 0 | 0 | 0 | 0 | 0 | 0 | 0 | 0 | 0 | 0 | 0 | 0 | 0 | 0 | 0 | 0 | 0 | 0 | 0 | 0 | 0 | 0 | 0 | 0 | 0 | 0 | 0 | 0 | 0 | 0 | 0 | 0 | 0 | 0 | 0 | 0 | 0 | 0 | 0 | 0
Ind ¦ Air curtains | RET | I_Power Generation | Ottawa and Surrounding | Space Heating/Ventilation | Industrial | NA | End Use Consumption (m^3/year) | 15 | 0.92289 | 0.94244 | 0.95793 | 0.96967 | 0.97714 | 0.97032 | 0.9686 | 0.96861 | 0.96861 | 0.96859 | 0.13548 | 0.14112 | 0.14631 | 0.15106 | 0.15527 | 0.15727 | 0.16013 | 0.16334 | 0.16661 | 0.16993 | 0.1468 | 0.14974 | 0.15274 | 0.15579 | 0.15891 | 0.16208 | 0.16533 | 0.16863 | 0.172 | 0.17544 | -0.01132 | -0.0086192 | -0.0064252 | -0.0047254 | -0.0036321 | -0.0048103 | -0.0051917 | -0.0052929 | -0.0053996 | -0.0055101 | 0 | 0 | 0 | 0 | 0 | 0 | 0 | 0 | 0 | 0 | 0 | 0 | 0 | 0 | 0 | 0 | 0 | 0 | 0 | 0 | 0 | 0 | 0 | 0 | 0 | 0 | 0 | 0 | 0 | 0 | 0 | 0 | 0 | 0 | 0 | 0 | 0 | 0 | 0 | 0
Ind ¦ Automated temperature control | RET | I_Power Generation | Ottawa and Surrounding | Space Heating/Ventilation | Industrial | NA | End Use Consumption (m^3/year) | 25 | 1.1676 | 1.1855 | 1.1997 | 1.2105 | 1.2173 | 1.2111 | 1.2095 | 1.2095 | 1.2095 | 1.2095 | 0.26178 | 0.27112 | 0.27985 | 0.28801 | 0.29543 | 0.29979 | 0.30539 | 0.3115 | 0.31773 | 0.32408 | 0.22421 | 0.22869 | 0.23327 | 0.23793 | 0.24269 | 0.24755 | 0.2525 | 0.25755 | 0.2627 | 0.26795 | 0.037574 | 0.042423 | 0.046585 | 0.050076 | 0.052741 | 0.052247 | 0.052892 | 0.053952 | 0.055029 | 0.056126 | 0 | 0 | 0 | 0 | 0 | 0 | 0 | 0 | 0 | 0 | 0 | 0 | 0 | 0 | 0 | 0 | 0 | 0 | 0 | 0 | 0 | 0 | 0 | 0 | 0 | 0 | 0 | 0 | 0 | 0 | 0 | 0 | 0 | 0 | 0 | 0 | 0 | 0 | 0 | 0
Ind ¦ De-stratification fans | RET | I_Power Generation | Ottawa and Surrounding | Space Heating/Ventilation | Industrial | NA | End Use Consumption (m^3/year) | 25 | 1.4153 | 1.437 | 1.4542 | 1.4672 | 1.4755 | 1.468 | 1.466 | 1.466 | 1.466 | 1.466 | 0.29918 | 0.30985 | 0.31983 | 0.32915 | 0.33764 | 0.34262 | 0.34902 | 0.356 | 0.36312 | 0.37037 | 0.2114 | 0.21563 | 0.21994 | 0.22434 | 0.22882 | 0.2334 | 0.23807 | 0.24283 | 0.24769 | 0.25264 | 0.087784 | 0.094223 | 0.099894 | 0.10482 | 0.10881 | 0.10922 | 0.11095 | 0.11317 | 0.11543 | 0.11773 | 0 | 0 | 0 | 0 | 0 | 0 | 0 | 0 | 0 | 0 | 0 | 0 | 0 | 0 | 0 | 0 | 0 | 0 | 0 | 0 | 0 | 0 | 0 | 0 | 0 | 0 | 0 | 0 | 0 | 0 | 0 | 0 | 0 | 0 | 0 | 0 | 0 | 0 | 0 | 0
Ind ¦ Energy Management and Process Improvement | RET | I_Power Generation | Ottawa and Surrounding | Cross Cutting/Behavioural | Industrial | NA | End Use Consumption (m^3/year) | 15 | 3.6479 | 3.7238 | 3.7802 | 3.8211 | 3.8455 | 3.8447 | 3.8378 | 3.8378 | 3.8379 | 3.8378 | 0.25535 | 0.26588 | 0.27531 | 0.28385 | 0.29137 | 0.29714 | 0.30254 | 0.30859 | 0.31477 | 0.32106 | 0.07 | 0.0714 | 0.072828 | 0.074285 | 0.07577 | 0.077286 | 0.078831 | 0.080408 | 0.082016 | 0.083656 | 0.18535 | 0.19448 | 0.20248 | 0.20956 | 0.2156 | 0.21985 | 0.22371 | 0.22818 | 0.23275 | 0.2374 | 0 | 0 | 0 | 0 | 0 | 0 | 0 | 0 | 0 | 0 | 0 | 0 | 0 | 0 | 0 | 0 | 0 | 0 | 0 | 0 | 0 | 0 | 0 | 0 | 0 | 0 | 0 | 0 | 0 | 0 | 0 | 0 | 0 | 0 | 0 | 0 | 0 | 0 | 0 | 0
Ind ¦ Exhaust gas heat recovery | RET | I_Power Generation | Ottawa and Surrounding | Process Heat | Industrial | NA | End Use Consumption (m^3/year) | 15 | 5.3148 | 5.4254 | 5.5077 | 5.5672 | 5.6027 | 5.6015 | 5.5915 | 5.5916 | 5.5916 | 5.5916 | 0.44687 | 0.46529 | 0.48179 | 0.49674 | 0.5099 | 0.51999 | 0.52944 | 0.54003 | 0.55084 | 0.56185 | 0.084079 | 0.08576 | 0.087476 | 0.089225 | 0.09101 | 0.09283 | 0.094686 | 0.09658 | 0.098512 | 0.10048 | 0.36279 | 0.37953 | 0.39431 | 0.40751 | 0.41889 | 0.42716 | 0.43475 | 0.44345 | 0.45233 | 0.46137 | 0 | 0 | 0 | 0 | 0 | 0 | 0 | 0 | 0 | 0 | 0 | 0 | 0 | 0 | 0 | 0 | 0 | 0 | 0 | 0 | 0 | 0 | 0 | 0 | 0 | 0 | 0 | 0 | 0 | 0 | 0 | 0 | 0 | 0 | 0 | 0 | 0 | 0 | 0 | 0
Ind ¦ High-efficiency burners | RET | I_Power Generation | Ottawa and Surrounding | Process Heat | Industrial | NA | End Use Consumption (m^3/year) | 20 | 8.928 | 9.0812 | 9.1951 | 9.2776 | 9.3267 | 9.3252 | 9.3113 | 9.3113 | 9.3115 | 9.3115 | 0.61959 | 0.64282 | 0.66391 | 0.68326 | 0.70062 | 0.71451 | 0.72771 | 0.74227 | 0.75713 | 0.77227 | 0.069398 | 0.070786 | 0.072202 | 0.073646 | 0.075119 | 0.076621 | 0.078154 | 0.079717 | 0.081311 | 0.082938 | 0.55019 | 0.57204 | 0.59171 | 0.60961 | 0.6255 | 0.63789 | 0.64956 | 0.66256 | 0.67582 | 0.68934 | 0 | 0 | 0 | 0 | 0 | 0 | 0 | 0 | 0 | 0 | 0 | 0 | 0 | 0 | 0 | 0 | 0 | 0 | 0 | 0 | 0 | 0 | 0 | 0 | 0 | 0 | 0 | 0 | 0 | 0 | 0 | 0 | 0 | 0 | 0 | 0 | 0 | 0 | 0 | 0
Ind ¦ Insulation | RET | I_Power Generation | Ottawa and Surrounding | Process Heat | Industrial | NA | End Use Consumption (m^3/year) | 15 | 5.3148 | 5.4254 | 5.5077 | 5.5672 | 5.6027 | 5.6015 | 5.5915 | 5.5916 | 5.5916 | 5.5916 | 0.12768 | 0.13294 | 0.13765 | 0.14192 | 0.14569 | 0.14857 | 0.15127 | 0.1543 | 0.15738 | 0.16053 | 0.024023 | 0.024503 | 0.024993 | 0.025493 | 0.026003 | 0.026523 | 0.027053 | 0.027594 | 0.028146 | 0.028709 | 0.10365 | 0.10844 | 0.11266 | 0.11643 | 0.11968 | 0.12205 | 0.12422 | 0.1267 | 0.12924 | 0.13182 | 0 | 0 | 0 | 0 | 0 | 0 | 0 | 0 | 0 | 0 | 0 | 0 | 0 | 0 | 0 | 0 | 0 | 0 | 0 | 0 | 0 | 0 | 0 | 0 | 0 | 0 | 0 | 0 | 0 | 0 | 0 | 0 | 0 | 0 | 0 | 0 | 0 | 0 | 0 | 0
Ind ¦ Radiant heaters | RET | I_Power Generation | Ottawa and Surrounding | Space Heating/Ventilation | Industrial | NA | End Use Consumption (m^3/year) | 20 | 1.4656 | 1.4912 | 1.5115 | 1.5269 | 1.5367 | 1.5277 | 1.5255 | 1.5255 | 1.5255 | 1.5255 | 0.98582 | 1.0231 | 1.0578 | 1.0899 | 1.1188 | 1.1346 | 1.1555 | 1.1787 | 1.2022 | 1.2263 | 0.67263 | 0.68608 | 0.69981 | 0.7138 | 0.72808 | 0.74264 | 0.75749 | 0.77264 | 0.78809 | 0.80386 | 0.31319 | 0.33701 | 0.35795 | 0.37608 | 0.39073 | 0.39191 | 0.39804 | 0.40601 | 0.41413 | 0.42239 | 0 | 0 | 0 | 0 | 0 | 0 | 0 | 0 | 0 | 0 | 0 | 0 | 0 | 0 | 0 | 0 | 0 | 0 | 0 | 0 | 0 | 0 | 0 | 0 | 0 | 0 | 0 | 0 | 0 | 0 | 0 | 0 | 0 | 0 | 0 | 0 | 0 | 0 | 0 | 0
Ind ¦ Ventilation heat recovery | RET | I_Power Generation | Ottawa and Surrounding | Space Heating/Ventilation | Industrial | NA | End Use Consumption (m^3/year) | 20 | 4.3968 | 4.4736 | 4.5345 | 4.5806 | 4.61 | 4.5832 | 4.5764 | 4.5765 | 4.5764 | 4.5764 | 0.49291 | 0.51155 | 0.52888 | 0.54494 | 0.5594 | 0.56728 | 0.57777 | 0.58933 | 0.60111 | 0.61313 | 0.11211 | 0.11435 | 0.11663 | 0.11897 | 0.12135 | 0.12377 | 0.12625 | 0.12877 | 0.13135 | 0.13398 | 0.3808 | 0.3972 | 0.41225 | 0.42598 | 0.43806 | 0.4435 | 0.45152 | 0.46055 | 0.46976 | 0.47915 | 0 | 0 | 0 | 0 | 0 | 0 | 0 | 0 | 0 | 0 | 0 | 0 | 0 | 0 | 0 | 0 | 0 | 0 | 0 | 0 | 0 | 0 | 0 | 0 | 0 | 0 | 0 | 0 | 0 | 0 | 0 | 0 | 0 | 0 | 0 | 0 | 0 | 0 | 0 | 0
Ind ¦ Ventilation optimization | RET | I_Power Generation | Ottawa and Surrounding | Space Heating/Ventilation | Industrial | NA | End Use Consumption (m^3/year) | 15 | 2.256 | 2.3037 | 2.3416 | 2.3703 | 2.3886 | 2.3719 | 2.3677 | 2.3677 | 2.3677 | 2.3677 | 0.54194 | 0.56449 | 0.58524 | 0.60426 | 0.62109 | 0.62909 | 0.64054 | 0.65336 | 0.66642 | 0.67974 | 0.24023 | 0.24503 | 0.24993 | 0.25493 | 0.26003 | 0.26523 | 0.27053 | 0.27594 | 0.28146 | 0.28709 | 0.30171 | 0.31946 | 0.33531 | 0.34933 | 0.36107 | 0.36387 | 0.37 | 0.37741 | 0.38496 | 0.39265 | 0 | 0 | 0 | 0 | 0 | 0 | 0 | 0 | 0 | 0 | 0 | 0 | 0 | 0 | 0 | 0 | 0 | 0 | 0 | 0 | 0 | 0 | 0 | 0 | 0 | 0 | 0 | 0 | 0 | 0 | 0 | 0 | 0 | 0 | 0 | 0 | 0 | 0 | 0 | 0
Ind ¦ Warehouse loading dock seals | RET | I_Power Generation | Ottawa and Surrounding | Space Heating/Ventilation | Industrial | NA | End Use Consumption (m^3/year) | 10 | 0.65563 | 0.67466 | 0.68975 | 0.70118 | 0.70846 | 0.70181 | 0.70013 | 0.70014 | 0.70014 | 0.70012 | 0.098874 | 0.10378 | 0.10822 | 0.11222 | 0.11565 | 0.11685 | 0.11891 | 0.12129 | 0.12371 | 0.12618 | 0.15081 | 0.15382 | 0.1569 | 0.16004 | 0.16324 | 0.1665 | 0.16983 | 0.17323 | 0.1767 | 0.18023 | -0.051935 | -0.050045 | -0.048679 | -0.047824 | -0.047591 | -0.04965 | -0.050928 | -0.051945 | -0.052985 | -0.054047 | 0 | 0 | 0 | 0 | 0 | 0 | 0 | 0 | 0 | 0 | 0 | 0 | 0 | 0 | 0 | 0 | 0 | 0 | 0 | 0 | 0 | 0 | 0 | 0 | 0 | 0 | 0 | 0 | 0 | 0 | 0 | 0 | 0 | 0 | 0 | 0 | 0 | 0 | 0 | 0
Ind ¦ Advanced heating and process control ¦ New | NEW | I_Primary Metals | Ottawa and Surrounding | Process Heat | Industrial | NA | End Use Consumption (m^3/year) | 15 | 5.3148 | 5.4254 | 5.5077 | 5.5672 | 5.6027 | 5.6015 | 5.5915 | 5.5916 | 5.5916 | 5.5916 | 0.31919 | 0.33235 | 0.34413 | 0.35481 | 0.36422 | 0.37142 | 0.37817 | 0.38574 | 0.39346 | 0.40132 | 0.060056 | 0.061257 | 0.062483 | 0.063732 | 0.065007 | 0.066307 | 0.067633 | 0.068986 | 0.070366 | 0.071773 | 0.25913 | 0.27109 | 0.28165 | 0.29108 | 0.29921 | 0.30511 | 0.31054 | 0.31675 | 0.32309 | 0.32955 | 0 | 0 | 0 | 0 | 0 | 0 | 0 | 0 | 0 | 0 | 0 | 0 | 0 | 0 | 0 | 0 | 0 | 0 | 0 | 0 | 0 | 0 | 0 | 0 | 0 | 0 | 0 | 0 | 0 | 0 | 0 | 0 | 0 | 0 | 0 | 0 | 0 | 0 | 0 | 0
Ind ¦ Air compressor heat recovery ¦ New | NEW | I_Primary Metals | Ottawa and Surrounding | Space Heating/Ventilation | Industrial | NA | End Use Consumption (m^3/year) | 25 | 2.502 | 2.5404 | 2.5708 | 2.5939 | 2.6085 | 2.5951 | 2.5917 | 2.5918 | 2.5917 | 2.5917 | 0.78535 | 0.81335 | 0.83956 | 0.86403 | 0.8863 | 0.89938 | 0.91617 | 0.9345 | 0.95318 | 0.97223 | 0.31389 | 0.32017 | 0.32658 | 0.33311 | 0.33977 | 0.34656 | 0.3535 | 0.36057 | 0.36778 | 0.37513 | 0.47146 | 0.49318 | 0.51299 | 0.53092 | 0.54653 | 0.55281 | 0.56267 | 0.57393 | 0.58541 | 0.5971 | 0 | 0 | 0 | 0 | 0 | 0 | 0 | 0 | 0 | 0 | 0 | 0 | 0 | 0 | 0 | 0 | 0 | 0 | 0 | 0 | 0 | 0 | 0 | 0 | 0 | 0 | 0 | 0 | 0 | 0 | 0 | 0 | 0 | 0 | 0 | 0 | 0 | 0 | 0 | 0
Ind ¦ Air curtains ¦ New | NEW | I_Primary Metals | Ottawa and Surrounding | Space Heating/Ventilation | Industrial | NA | End Use Consumption (m^3/year) | 15 | 0.92289 | 0.94244 | 0.95793 | 0.96967 | 0.97714 | 0.97032 | 0.9686 | 0.96861 | 0.96861 | 0.96859 | 0.13548 | 0.14112 | 0.14631 | 0.15106 | 0.15527 | 0.15727 | 0.16013 | 0.16334 | 0.16661 | 0.16993 | 0.1468 | 0.14974 | 0.15274 | 0.15579 | 0.15891 | 0.16208 | 0.16533 | 0.16863 | 0.172 | 0.17544 | -0.01132 | -0.0086192 | -0.0064252 | -0.0047254 | -0.0036321 | -0.0048103 | -0.0051917 | -0.0052929 | -0.0053996 | -0.0055101 | 0 | 0 | 0 | 0 | 0 | 0 | 0 | 0 | 0 | 0 | 0 | 0 | 0 | 0 | 0 | 0 | 0 | 0 | 0 | 0 | 0 | 0 | 0 | 0 | 0 | 0 | 0 | 0 | 0 | 0 | 0 | 0 | 0 | 0 | 0 | 0 | 0 | 0 | 0 | 0
Ind ¦ Automated temperature control ¦ New | NEW | I_Primary Metals | Ottawa and Surrounding | Space Heating/Ventilation | Industrial | NA | End Use Consumption (m^3/year) | 25 | 1.1676 | 1.1855 | 1.1997 | 1.2105 | 1.2173 | 1.2111 | 1.2095 | 1.2095 | 1.2095 | 1.2095 | 0.26178 | 0.27112 | 0.27985 | 0.28801 | 0.29543 | 0.29979 | 0.30539 | 0.3115 | 0.31773 | 0.32408 | 0.22421 | 0.22869 | 0.23327 | 0.23793 | 0.24269 | 0.24755 | 0.2525 | 0.25755 | 0.2627 | 0.26795 | 0.037574 | 0.042423 | 0.046585 | 0.050076 | 0.052741 | 0.052247 | 0.052892 | 0.053952 | 0.055029 | 0.056126 | 0 | 0 | 0 | 0 | 0 | 0 | 0 | 0 | 0 | 0 | 0 | 0 | 0 | 0 | 0 | 0 | 0 | 0 | 0 | 0 | 0 | 0 | 0 | 0 | 0 | 0 | 0 | 0 | 0 | 0 | 0 | 0 | 0 | 0 | 0 | 0 | 0 | 0 | 0 | 0
Ind ¦ De-stratification fans ¦ New | NEW | I_Primary Metals | Ottawa and Surrounding | Space Heating/Ventilation | Industrial | NA | End Use Consumption (m^3/year) | 25 | 1.4153 | 1.437 | 1.4542 | 1.4672 | 1.4755 | 1.468 | 1.466 | 1.466 | 1.466 | 1.466 | 0.29918 | 0.30985 | 0.31983 | 0.32915 | 0.33764 | 0.34262 | 0.34902 | 0.356 | 0.36312 | 0.37037 | 0.2114 | 0.21563 | 0.21994 | 0.22434 | 0.22882 | 0.2334 | 0.23807 | 0.24283 | 0.24769 | 0.25264 | 0.087784 | 0.094223 | 0.099894 | 0.10482 | 0.10881 | 0.10922 | 0.11095 | 0.11317 | 0.11543 | 0.11773 | 0 | 0 | 0 | 0 | 0 | 0 | 0 | 0 | 0 | 0 | 0 | 0 | 0 | 0 | 0 | 0 | 0 | 0 | 0 | 0 | 0 | 0 | 0 | 0 | 0 | 0 | 0 | 0 | 0 | 0 | 0 | 0 | 0 | 0 | 0 | 0 | 0 | 0 | 0 | 0
Ind ¦ Energy Management and Process Improvement ¦ New | NEW | I_Primary Metals | Ottawa and Surrounding | Cross Cutting/Behavioural | Industrial | NA | End Use Consumption (m^3/year) | 15 | 3.6479 | 3.7238 | 3.7802 | 3.8211 | 3.8455 | 3.8447 | 3.8378 | 3.8378 | 3.8379 | 3.8378 | 0.25535 | 0.26588 | 0.27531 | 0.28385 | 0.29137 | 0.29714 | 0.30254 | 0.30859 | 0.31477 | 0.32106 | 0.07 | 0.0714 | 0.072828 | 0.074285 | 0.07577 | 0.077286 | 0.078831 | 0.080408 | 0.082016 | 0.083656 | 0.18535 | 0.19448 | 0.20248 | 0.20956 | 0.2156 | 0.21985 | 0.22371 | 0.22818 | 0.23275 | 0.2374 | 0 | 0 | 0 | 0 | 0 | 0 | 0 | 0 | 0 | 0 | 0 | 0 | 0 | 0 | 0 | 0 | 0 | 0 | 0 | 0 | 0 | 0 | 0 | 0 | 0 | 0 | 0 | 0 | 0 | 0 | 0 | 0 | 0 | 0 | 0 | 0 | 0 | 0 | 0 | 0
Ind ¦ Exhaust gas heat recovery ¦ New | NEW | I_Primary Metals | Ottawa and Surrounding | Process Heat | Industrial | NA | End Use Consumption (m^3/year) | 15 | 5.3148 | 5.4254 | 5.5077 | 5.5672 | 5.6027 | 5.6015 | 5.5915 | 5.5916 | 5.5916 | 5.5916 | 0.44687 | 0.46529 | 0.48179 | 0.49674 | 0.5099 | 0.51999 | 0.52944 | 0.54003 | 0.55084 | 0.56185 | 0.084079 | 0.08576 | 0.087476 | 0.089225 | 0.09101 | 0.09283 | 0.094686 | 0.09658 | 0.098512 | 0.10048 | 0.36279 | 0.37953 | 0.39431 | 0.40751 | 0.41889 | 0.42716 | 0.43475 | 0.44345 | 0.45233 | 0.46137 | 0 | 0 | 0 | 0 | 0 | 0 | 0 | 0 | 0 | 0 | 0 | 0 | 0 | 0 | 0 | 0 | 0 | 0 | 0 | 0 | 0 | 0 | 0 | 0 | 0 | 0 | 0 | 0 | 0 | 0 | 0 | 0 | 0 | 0 | 0 | 0 | 0 | 0 | 0 | 0
Ind ¦ High-efficiency burners ¦ New | NEW | I_Primary Metals | Ottawa and Surrounding | Process Heat | Industrial | NA | End Use Consumption (m^3/year) | 20 | 8.928 | 9.0812 | 9.1951 | 9.2776 | 9.3267 | 9.3252 | 9.3113 | 9.3113 | 9.3115 | 9.3115 | 0.61959 | 0.64282 | 0.66391 | 0.68326 | 0.70062 | 0.71451 | 0.72771 | 0.74227 | 0.75713 | 0.77227 | 0.069398 | 0.070786 | 0.072202 | 0.073646 | 0.075119 | 0.076621 | 0.078154 | 0.079717 | 0.081311 | 0.082938 | 0.55019 | 0.57204 | 0.59171 | 0.60961 | 0.6255 | 0.63789 | 0.64956 | 0.66256 | 0.67582 | 0.68934 | 0 | 0 | 0 | 0 | 0 | 0 | 0 | 0 | 0 | 0 | 0 | 0 | 0 | 0 | 0 | 0 | 0 | 0 | 0 | 0 | 0 | 0 | 0 | 0 | 0 | 0 | 0 | 0 | 0 | 0 | 0 | 0 | 0 | 0 | 0 | 0 | 0 | 0 | 0 | 0
Ind ¦ High-efficiency furnaces ¦ New | NEW | I_Primary Metals | Ottawa and Surrounding | Process Heat | Industrial | NA | End Use Consumption (m^3/year) | 20 | 3.8688 | 3.9352 | 3.9846 | 4.0203 | 4.0416 | 4.0409 | 4.0349 | 4.0349 | 4.035 | 4.035 | 0.61959 | 0.64282 | 0.66391 | 0.68326 | 0.70062 | 0.71451 | 0.72771 | 0.74227 | 0.75713 | 0.77227 | 0.16015 | 0.16335 | 0.16662 | 0.16995 | 0.17335 | 0.17682 | 0.18036 | 0.18396 | 0.18764 | 0.19139 | 0.45944 | 0.47947 | 0.49729 | 0.51331 | 0.52726 | 0.53769 | 0.54736 | 0.55831 | 0.56949 | 0.58088 | 0 | 0 | 0 | 0 | 0 | 0 | 0 | 0 | 0 | 0 | 0 | 0 | 0 | 0 | 0 | 0 | 0 | 0 | 0 | 0 | 0 | 0 | 0 | 0 | 0 | 0 | 0 | 0 | 0 | 0 | 0 | 0 | 0 | 0 | 0 | 0 | 0 | 0 | 0 | 0
Ind ¦ Insulation ¦ New | NEW | I_Primary Metals | Ottawa and Surrounding | Process Heat | Industrial | NA | End Use Consumption (m^3/year) | 15 | 5.3148 | 5.4254 | 5.5077 | 5.5672 | 5.6027 | 5.6015 | 5.5915 | 5.5916 | 5.5916 | 5.5916 | 0.12768 | 0.13294 | 0.13765 | 0.14192 | 0.14569 | 0.14857 | 0.15127 | 0.1543 | 0.15738 | 0.16053 | 0.024023 | 0.024503 | 0.024993 | 0.025493 | 0.026003 | 0.026523 | 0.027053 | 0.027594 | 0.028146 | 0.028709 | 0.10365 | 0.10844 | 0.11266 | 0.11643 | 0.11968 | 0.12205 | 0.12422 | 0.1267 | 0.12924 | 0.13182 | 0 | 0 | 0 | 0 | 0 | 0 | 0 | 0 | 0 | 0 | 0 | 0 | 0 | 0 | 0 | 0 | 0 | 0 | 0 | 0 | 0 | 0 | 0 | 0 | 0 | 0 | 0 | 0 | 0 | 0 | 0 | 0 | 0 | 0 | 0 | 0 | 0 | 0 | 0 | 0
Ind ¦ Optimize Combustion ¦ New | NEW | I_Primary Metals | Ottawa and Surrounding | Process Heat | Industrial | NA | End Use Consumption (m^3/year) | 7 | 3.0358 | 3.1544 | 3.2427 | 3.3066 | 3.3447 | 3.3434 | 3.3327 | 3.3328 | 3.3328 | 3.3327 | 0.068002 | 0.072072 | 0.075571 | 0.078601 | 0.081098 | 0.082688 | 0.08407 | 0.085754 | 0.087469 | 0.089216 | 0.0224 | 0.022848 | 0.023305 | 0.023771 | 0.024246 | 0.024731 | 0.025226 | 0.025731 | 0.026245 | 0.02677 | 0.045602 | 0.049224 | 0.052266 | 0.05483 | 0.056851 | 0.057957 | 0.058844 | 0.060023 | 0.061224 | 0.062445 | 0 | 0 | 0 | 0 | 0 | 0 | 0 | 0 | 0 | 0 | 0 | 0 | 0 | 0 | 0 | 0 | 0 | 0 | 0 | 0 | 0 | 0 | 0 | 0 | 0 | 0 | 0 | 0 | 0 | 0 | 0 | 0 | 0 | 0 | 0 | 0 | 0 | 0 | 0 | 0
Ind ¦ Preheat Charge ¦ New | NEW | I_Primary Metals | Ottawa and Surrounding | Process Heat | Industrial | NA | End Use Consumption (m^3/year) | 20 | 2.5579 | 2.6018 | 2.6345 | 2.6581 | 2.6722 | 2.6717 | 2.6678 | 2.6678 | 2.6678 | 2.6678 | 0.27882 | 0.28927 | 0.29876 | 0.30747 | 0.31528 | 0.32153 | 0.32747 | 0.33402 | 0.34071 | 0.34752 | 0.109 | 0.11118 | 0.1134 | 0.11567 | 0.11799 | 0.12034 | 0.12275 | 0.12521 | 0.12771 | 0.13027 | 0.16982 | 0.17809 | 0.18535 | 0.19179 | 0.19729 | 0.20118 | 0.20472 | 0.20882 | 0.213 | 0.21726 | 0 | 0 | 0 | 0 | 0 | 0 | 0 | 0 | 0 | 0 | 0 | 0 | 0 | 0 | 0 | 0 | 0 | 0 | 0 | 0 | 0 | 0 | 0 | 0 | 0 | 0 | 0 | 0 | 0 | 0 | 0 | 0 | 0 | 0 | 0 | 0 | 0 | 0 | 0 | 0
Ind ¦ Radiant heaters ¦ New | NEW | I_Primary Metals | Ottawa and Surrounding | Space Heating/Ventilation | Industrial | NA | End Use Consumption (m^3/year) | 20 | 1.4656 | 1.4912 | 1.5115 | 1.5269 | 1.5367 | 1.5277 | 1.5255 | 1.5255 | 1.5255 | 1.5255 | 0.98582 | 1.0231 | 1.0578 | 1.0899 | 1.1188 | 1.1346 | 1.1555 | 1.1787 | 1.2022 | 1.2263 | 0.67263 | 0.68608 | 0.69981 | 0.7138 | 0.72808 | 0.74264 | 0.75749 | 0.77264 | 0.78809 | 0.80386 | 0.31319 | 0.33701 | 0.35795 | 0.37608 | 0.39073 | 0.39191 | 0.39804 | 0.40601 | 0.41413 | 0.42239 | 0 | 0 | 0 | 0 | 0 | 0 | 0 | 0 | 0 | 0 | 0 | 0 | 0 | 0 | 0 | 0 | 0 | 0 | 0 | 0 | 0 | 0 | 0 | 0 | 0 | 0 | 0 | 0 | 0 | 0 | 0 | 0 | 0 | 0 | 0 | 0 | 0 | 0 | 0 | 0
Ind ¦ Reduce Furnace Opening ¦ New | NEW | I_Primary Metals | Ottawa and Surrounding | Process Heat | Industrial | NA | End Use Consumption (m^3/year) | 18 | 7.2392 | 7.372 | 7.4708 | 7.5423 | 7.585 | 7.5836 | 7.5716 | 7.5717 | 7.5717 | 7.5716 | 0.043435 | 0.045117 | 0.046636 | 0.048024 | 0.049261 | 0.050238 | 0.051161 | 0.052185 | 0.053229 | 0.054293 | 0.006 | 0.00612 | 0.0062424 | 0.0063672 | 0.0064946 | 0.0066245 | 0.006757 | 0.0068921 | 0.00703 | 0.0071706 | 0.037435 | 0.038997 | 0.040394 | 0.041657 | 0.042767 | 0.043613 | 0.044404 | 0.045293 | 0.046199 | 0.047122 | 0 | 0 | 0 | 0 | 0 | 0 | 0 | 0 | 0 | 0 | 0 | 0 | 0 | 0 | 0 | 0 | 0 | 0 | 0 | 0 | 0 | 0 | 0 | 0 | 0 | 0 | 0 | 0 | 0 | 0 | 0 | 0 | 0 | 0 | 0 | 0 | 0 | 0 | 0 | 0
Ind ¦ Ventilation heat recovery ¦ New | NEW | I_Primary Metals | Ottawa and Surrounding | Space Heating/Ventilation | Industrial | NA | End Use Consumption (m^3/year) | 20 | 4.3968 | 4.4736 | 4.5345 | 4.5806 | 4.61 | 4.5832 | 4.5764 | 4.5765 | 4.5764 | 4.5764 | 0.49291 | 0.51155 | 0.52888 | 0.54494 | 0.5594 | 0.56728 | 0.57777 | 0.58933 | 0.60111 | 0.61313 | 0.11211 | 0.11435 | 0.11663 | 0.11897 | 0.12135 | 0.12377 | 0.12625 | 0.12877 | 0.13135 | 0.13398 | 0.3808 | 0.3972 | 0.41225 | 0.42598 | 0.43806 | 0.4435 | 0.45152 | 0.46055 | 0.46976 | 0.47915 | 0 | 0 | 0 | 0 | 0 | 0 | 0 | 0 | 0 | 0 | 0 | 0 | 0 | 0 | 0 | 0 | 0 | 0 | 0 | 0 | 0 | 0 | 0 | 0 | 0 | 0 | 0 | 0 | 0 | 0 | 0 | 0 | 0 | 0 | 0 | 0 | 0 | 0 | 0 | 0
Ind ¦ Ventilation optimization ¦ New | NEW | I_Primary Metals | Ottawa and Surrounding | Space Heating/Ventilation | Industrial | NA | End Use Consumption (m^3/year) | 15 | 2.256 | 2.3037 | 2.3416 | 2.3703 | 2.3886 | 2.3719 | 2.3677 | 2.3677 | 2.3677 | 2.3677 | 0.54194 | 0.56449 | 0.58524 | 0.60426 | 0.62109 | 0.62909 | 0.64054 | 0.65336 | 0.66642 | 0.67974 | 0.24023 | 0.24503 | 0.24993 | 0.25493 | 0.26003 | 0.26523 | 0.27053 | 0.27594 | 0.28146 | 0.28709 | 0.30171 | 0.31946 | 0.33531 | 0.34933 | 0.36107 | 0.36387 | 0.37 | 0.37741 | 0.38496 | 0.39265 | 0 | 0 | 0 | 0 | 0 | 0 | 0 | 0 | 0 | 0 | 0 | 0 | 0 | 0 | 0 | 0 | 0 | 0 | 0 | 0 | 0 | 0 | 0 | 0 | 0 | 0 | 0 | 0 | 0 | 0 | 0 | 0 | 0 | 0 | 0 | 0 | 0 | 0 | 0 | 0
Ind ¦ Warehouse loading dock seals ¦ New | NEW | I_Primary Metals | Ottawa and Surrounding | Space Heating/Ventilation | Industrial | NA | End Use Consumption (m^3/year) | 10 | 0.65563 | 0.67466 | 0.68975 | 0.70118 | 0.70846 | 0.70181 | 0.70013 | 0.70014 | 0.70014 | 0.70012 | 0.098874 | 0.10378 | 0.10822 | 0.11222 | 0.11565 | 0.11685 | 0.11891 | 0.12129 | 0.12371 | 0.12618 | 0.15081 | 0.15382 | 0.1569 | 0.16004 | 0.16324 | 0.1665 | 0.16983 | 0.17323 | 0.1767 | 0.18023 | -0.051935 | -0.050045 | -0.048679 | -0.047824 | -0.047591 | -0.04965 | -0.050928 | -0.051945 | -0.052985 | -0.054047 | 0 | 0 | 0 | 0 | 0 | 0 | 0 | 0 | 0 | 0 | 0 | 0 | 0 | 0 | 0 | 0 | 0 | 0 | 0 | 0 | 0 | 0 | 0 | 0 | 0 | 0 | 0 | 0 | 0 | 0 | 0 | 0 | 0 | 0 | 0 | 0 | 0 | 0 | 0 | 0
Ind ¦ Advanced heating and process control | RET | I_Primary Metals | Ottawa and Surrounding | Process Heat | Industrial | NA | End Use Consumption (m^3/year) | 15 | 5.3148 | 5.4254 | 5.5077 | 5.5672 | 5.6027 | 5.6015 | 5.5915 | 5.5916 | 5.5916 | 5.5916 | 0.31919 | 0.33235 | 0.34413 | 0.35481 | 0.36422 | 0.37142 | 0.37817 | 0.38574 | 0.39346 | 0.40132 | 0.060056 | 0.061257 | 0.062483 | 0.063732 | 0.065007 | 0.066307 | 0.067633 | 0.068986 | 0.070366 | 0.071773 | 0.25913 | 0.27109 | 0.28165 | 0.29108 | 0.29921 | 0.30511 | 0.31054 | 0.31675 | 0.32309 | 0.32955 | 1417102.2485 | 1368920.7721 | 1322377.4658 | 1277416.632 | 1233984.4665 | 1192028.9946 | 1151500.0088 | 1112349.0085 | 1074529.1422 | 1037995.1514 | 1417102.2485 | 1368920.7721 | 1322377.4658 | 1277416.632 | 1233984.4665 | 1192028.9946 | 1151500.0088 | 1112349.0085 | 1074529.1422 | 1037995.1514 | 52943.5502 | 105927.4852 | 158574.1402 | 210914.2969 | 262559.9832 | 313077.1582 | 362086.8699 | 409343.8927 | 454574.2206 | 513800.2156 | 52943.5502 | 52983.9351 | 52646.655 | 52340.1566 | 51645.6863 | 50517.175 | 49009.7118 | 47257.0228 | 45230.3279 | 59225.9949
Ind ¦ Air compressor heat recovery | RET | I_Primary Metals | Ottawa and Surrounding | Space Heating/Ventilation | Industrial | NA | End Use Consumption (m^3/year) | 25 | 2.502 | 2.5404 | 2.5708 | 2.5939 | 2.6085 | 2.5951 | 2.5917 | 2.5918 | 2.5917 | 2.5917 | 0.78535 | 0.81335 | 0.83956 | 0.86403 | 0.8863 | 0.89938 | 0.91617 | 0.9345 | 0.95318 | 0.97223 | 0.31389 | 0.32017 | 0.32658 | 0.33311 | 0.33977 | 0.34656 | 0.3535 | 0.36057 | 0.36778 | 0.37513 | 0.47146 | 0.49318 | 0.51299 | 0.53092 | 0.54653 | 0.55281 | 0.56267 | 0.57393 | 0.58541 | 0.5971 | 140553.4067 | 135774.5909 | 131158.2548 | 126698.8741 | 122391.1124 | 118229.8146 | 114210.0009 | 110326.8608 | 106575.7476 | 102952.1722 | 140553.4067 | 135774.5909 | 131158.2548 | 126698.8741 | 122391.1124 | 118229.8146 | 114210.0009 | 110326.8608 | 106575.7476 | 102952.1722 | 2389.2359 | 4693.6584 | 6892.5042 | 9127.8761 | 11374.8285 | 13590.5854 | 15748.6413 | 17864.7827 | 19931.3687 | 22544.4434 | 2389.2359 | 2304.4225 | 2198.8458 | 2235.3719 | 2246.9524 | 2215.7569 | 2158.0559 | 2116.1414 | 2066.5861 | 2613.0747
Ind ¦ Air curtains | RET | I_Primary Metals | Ottawa and Surrounding | Space Heating/Ventilation | Industrial | NA | End Use Consumption (m^3/year) | 15 | 0.92289 | 0.94244 | 0.95793 | 0.96967 | 0.97714 | 0.97032 | 0.9686 | 0.96861 | 0.96861 | 0.96859 | 0.13548 | 0.14112 | 0.14631 | 0.15106 | 0.15527 | 0.15727 | 0.16013 | 0.16334 | 0.16661 | 0.16993 | 0.1468 | 0.14974 | 0.15274 | 0.15579 | 0.15891 | 0.16208 | 0.16533 | 0.16863 | 0.172 | 0.17544 | -0.01132 | -0.0086192 | -0.0064252 | -0.0047254 | -0.0036321 | -0.0048103 | -0.0051917 | -0.0052929 | -0.0053996 | -0.0055101 | 83662.7421 | 80818.2088 | 78070.3897 | 75415.9965 | 72851.8526 | 70374.8896 | 67982.1434 | 65670.7505 | 63437.945 | 61281.0549 | 0 | 0 | 0 | 0 | 0 | 0 | 0 | 0 | 0 | 0 | 0 | 0 | 0 | 0 | 0 | 0 | 0 | 0 | 0 | 0 | 0 | 0 | 0 | 0 | 0 | 0 | 0 | 0 | 0 | 0
Ind ¦ Automated temperature control | RET | I_Primary Metals | Ottawa and Surrounding | Space Heating/Ventilation | Industrial | NA | End Use Consumption (m^3/year) | 25 | 1.1676 | 1.1855 | 1.1997 | 1.2105 | 1.2173 | 1.2111 | 1.2095 | 1.2095 | 1.2095 | 1.2095 | 0.26178 | 0.27112 | 0.27985 | 0.28801 | 0.29543 | 0.29979 | 0.30539 | 0.3115 | 0.31773 | 0.32408 | 0.22421 | 0.22869 | 0.23327 | 0.23793 | 0.24269 | 0.24755 | 0.2525 | 0.25755 | 0.2627 | 0.26795 | 0.037574 | 0.042423 | 0.046585 | 0.050076 | 0.052741 | 0.052247 | 0.052892 | 0.053952 | 0.055029 | 0.056126 | 108451.7027 | 104764.3448 | 101202.3571 | 97761.4769 | 94437.5867 | 91226.7088 | 88125.0007 | 85128.7507 | 82234.3731 | 79438.4044 | 108451.7027 | 104764.3448 | 101202.3571 | 97761.4769 | 94437.5867 | 91226.7088 | 88125.0007 | 85128.7507 | 82234.3731 | 79438.4044 | 56.0342 | 103.4049 | 141.3091 | 187.8213 | 240.7482 | 294.1659 | 344.6907 | 394.8291 | 443.8108 | 509.8042 | 56.0342 | 47.3706 | 37.9042 | 46.5122 | 52.9269 | 53.4177 | 50.5248 | 50.1383 | 48.9817 | 65.9934
Ind ¦ De-stratification fans | RET | I_Primary Metals | Ottawa and Surrounding | Space Heating/Ventilation | Industrial | NA | End Use Consumption (m^3/year) | 25 | 1.4153 | 1.437 | 1.4542 | 1.4672 | 1.4755 | 1.468 | 1.466 | 1.466 | 1.466 | 1.466 | 0.29918 | 0.30985 | 0.31983 | 0.32915 | 0.33764 | 0.34262 | 0.34902 | 0.356 | 0.36312 | 0.37037 | 0.2114 | 0.21563 | 0.21994 | 0.22434 | 0.22882 | 0.2334 | 0.23807 | 0.24283 | 0.24769 | 0.25264 | 0.087784 | 0.094223 | 0.099894 | 0.10482 | 0.10881 | 0.10922 | 0.11095 | 0.11317 | 0.11543 | 0.11773 | 79324.674 | 76627.6351 | 74022.2955 | 71505.5374 | 69074.3491 | 66725.8213 | 64457.1433 | 62265.6005 | 60148.5701 | 58103.5187 | 79324.674 | 76627.6351 | 74022.2955 | 71505.5374 | 69074.3491 | 66725.8213 | 64457.1433 | 62265.6005 | 60148.5701 | 58103.5187 | 183.8512 | 348.8058 | 490.4196 | 649.4275 | 818.8692 | 987.37 | 1148.412 | 1306.9215 | 1461.4523 | 1663.3174 | 183.8512 | 164.9546 | 141.6138 | 159.0079 | 169.4417 | 168.5008 | 161.042 | 158.5095 | 154.5308 | 201.8651
Ind ¦ Energy Management and Process Improvement | RET | I_Primary Metals | Ottawa and Surrounding | Cross Cutting/Behavioural | Industrial | NA | End Use Consumption (m^3/year) | 15 | 3.6479 | 3.7238 | 3.7802 | 3.8211 | 3.8455 | 3.8447 | 3.8378 | 3.8378 | 3.8379 | 3.8378 | 0.25535 | 0.26588 | 0.27531 | 0.28385 | 0.29137 | 0.29714 | 0.30254 | 0.30859 | 0.31477 | 0.32106 | 0.07 | 0.0714 | 0.072828 | 0.074285 | 0.07577 | 0.077286 | 0.078831 | 0.080408 | 0.082016 | 0.083656 | 0.18535 | 0.19448 | 0.20248 | 0.20956 | 0.2156 | 0.21985 | 0.22371 | 0.22818 | 0.23275 | 0.2374 | 3201261.8669 | 3092418.9635 | 2987276.7187 | 2885709.3103 | 2787595.1937 | 2692816.9571 | 2601261.1806 | 2512818.3005 | 2427382.4782 | 2344851.474 | 3201261.8669 | 3092418.9635 | 2987276.7187 | 2885709.3103 | 2787595.1937 | 2692816.9571 | 2601261.1806 | 2512818.3005 | 2427382.4782 | 2344851.474 | 107767.0487 | 214986.9191 | 320913.0573 | 426504.7132 | 531003.518 | 633450.9808 | 733073.9572 | 829582.0933 | 922479.5628 | 1043626.9309 | 107767.0487 | 107219.8704 | 105926.1383 | 105591.6558 | 104498.8048 | 102447.4629 | 99622.9764 | 96508.1361 | 92897.4695 | 121147.3681
Ind ¦ Exhaust gas heat recovery | RET | I_Primary Metals | Ottawa and Surrounding | Process Heat | Industrial | NA | End Use Consumption (m^3/year) | 15 | 5.3148 | 5.4254 | 5.5077 | 5.5672 | 5.6027 | 5.6015 | 5.5915 | 5.5916 | 5.5916 | 5.5916 | 0.44687 | 0.46529 | 0.48179 | 0.49674 | 0.5099 | 0.51999 | 0.52944 | 0.54003 | 0.55084 | 0.56185 | 0.084079 | 0.08576 | 0.087476 | 0.089225 | 0.09101 | 0.09283 | 0.094686 | 0.09658 | 0.098512 | 0.10048 | 0.36279 | 0.37953 | 0.39431 | 0.40751 | 0.41889 | 0.42716 | 0.43475 | 0.44345 | 0.45233 | 0.46137 | 2479928.9349 | 2395611.3511 | 2314160.5652 | 2235479.1059 | 2159472.8163 | 2086050.7406 | 2015125.0154 | 1946610.7649 | 1880425.9989 | 1816491.5149 | 2479928.9349 | 2395611.3511 | 2314160.5652 | 2235479.1059 | 2159472.8163 | 2086050.7406 | 2015125.0154 | 1946610.7649 | 1880425.9989 | 1816491.5149 | 92651.2128 | 185373.0992 | 277504.7454 | 369100.0195 | 459479.9705 | 547885.0268 | 633652.0224 | 716351.8122 | 795504.8861 | 897822.5195 | 92651.2128 | 92721.8864 | 92131.6462 | 91595.2741 | 90379.951 | 88405.0563 | 85766.9956 | 82699.7899 | 79153.0739 | 102317.6334
Ind ¦ High-efficiency burners | RET | I_Primary Metals | Ottawa and Surrounding | Process Heat | Industrial | NA | End Use Consumption (m^3/year) | 20 | 8.928 | 9.0812 | 9.1951 | 9.2776 | 9.3267 | 9.3252 | 9.3113 | 9.3113 | 9.3115 | 9.3115 | 0.61959 | 0.64282 | 0.66391 | 0.68326 | 0.70062 | 0.71451 | 0.72771 | 0.74227 | 0.75713 | 0.77227 | 0.069398 | 0.070786 | 0.072202 | 0.073646 | 0.075119 | 0.076621 | 0.078154 | 0.079717 | 0.081311 | 0.082938 | 0.55019 | 0.57204 | 0.59171 | 0.60961 | 0.6255 | 0.63789 | 0.64956 | 0.66256 | 0.67582 | 0.68934 | 850261.3491 | 821352.4632 | 793426.4795 | 766449.9792 | 740390.6799 | 715217.3968 | 690900.0053 | 667409.4051 | 644717.4853 | 622797.0908 | 850261.3491 | 821352.4632 | 793426.4795 | 766449.9792 | 740390.6799 | 715217.3968 | 690900.0053 | 667409.4051 | 644717.4853 | 622797.0908 | 33348.9797 | 66821.8463 | 100176.0076 | 133291.3531 | 165915.829 | 197785.31 | 228659.5867 | 258351.0503 | 286677.3435 | 319462.5632 | 33348.9797 | 33472.8666 | 33354.1613 | 33115.3455 | 32624.476 | 31869.481 | 30874.2767 | 29691.4635 | 28326.2932 | 32785.2197
Ind ¦ High-efficiency furnaces | RET | I_Primary Metals | Ottawa and Surrounding | Process Heat | Industrial | NA | End Use Consumption (m^3/year) | 20 | 3.8688 | 3.9352 | 3.9846 | 4.0203 | 4.0416 | 4.0409 | 4.0349 | 4.0349 | 4.035 | 4.035 | 0.61959 | 0.64282 | 0.66391 | 0.68326 | 0.70062 | 0.71451 | 0.72771 | 0.74227 | 0.75713 | 0.77227 | 0.16015 | 0.16335 | 0.16662 | 0.16995 | 0.17335 | 0.17682 | 0.18036 | 0.18396 | 0.18764 | 0.19139 | 0.45944 | 0.47947 | 0.49729 | 0.51331 | 0.52726 | 0.53769 | 0.54736 | 0.55831 | 0.56949 | 0.58088 | 1619545.4269 | 1564480.8823 | 1511288.5323 | 1459904.7222 | 1410267.9617 | 1362318.851 | 1316000.0101 | 1271256.0097 | 1228033.3054 | 1186280.173 | 1619545.4269 | 1564480.8823 | 1511288.5323 | 1459904.7222 | 1410267.9617 | 1362318.851 | 1316000.0101 | 1271256.0097 | 1228033.3054 | 1186280.173 | 51259.9114 | 102108.5979 | 152199.9294 | 202184.6795 | 251711.1166 | 300310.7028 | 347618.9541 | 393546.0276 | 437873.3638 | 492887.691 | 51259.9114 | 50848.6864 | 50091.3315 | 49984.7501 | 49526.437 | 48599.5863 | 47308.2512 | 45927.0735 | 44327.3362 | 55014.3272
Ind ¦ Insulation | RET | I_Primary Metals | Ottawa and Surrounding | Process Heat | Industrial | NA | End Use Consumption (m^3/year) | 15 | 5.3148 | 5.4254 | 5.5077 | 5.5672 | 5.6027 | 5.6015 | 5.5915 | 5.5916 | 5.5916 | 5.5916 | 0.12768 | 0.13294 | 0.13765 | 0.14192 | 0.14569 | 0.14857 | 0.15127 | 0.1543 | 0.15738 | 0.16053 | 0.024023 | 0.024503 | 0.024993 | 0.025493 | 0.026003 | 0.026523 | 0.027053 | 0.027594 | 0.028146 | 0.028709 | 0.10365 | 0.10844 | 0.11266 | 0.11643 | 0.11968 | 0.12205 | 0.12422 | 0.1267 | 0.12924 | 0.13182 | 50430.0418 | 48715.4203 | 47059.096 | 45459.0868 | 43913.4778 | 42420.4196 | 40978.1253 | 39584.8691 | 38238.9835 | 36938.8581 | 50430.0418 | 48715.4203 | 47059.096 | 45459.0868 | 43913.4778 | 42420.4196 | 40978.1253 | 39584.8691 | 38238.9835 | 36938.8581 | 1884.0881 | 3769.6133 | 5643.1359 | 7505.7511 | 9343.6525 | 11141.3938 | 12885.4894 | 14567.2125 | 16176.8122 | 18029.96 | 1884.0881 | 1885.5252 | 1873.5225 | 1862.6153 | 1837.9013 | 1797.7413 | 1744.0956 | 1681.7231 | 1609.5997 | 1853.1478
Ind ¦ Optimize Combustion | RET | I_Primary Metals | Ottawa and Surrounding | Process Heat | Industrial | NA | End Use Consumption (m^3/year) | 7 | 3.0358 | 3.1544 | 3.2427 | 3.3066 | 3.3447 | 3.3434 | 3.3327 | 3.3328 | 3.3328 | 3.3327 | 0.068002 | 0.072072 | 0.075571 | 0.078601 | 0.081098 | 0.082688 | 0.08407 | 0.085754 | 0.087469 | 0.089216 | 0.0224 | 0.022848 | 0.023305 | 0.023771 | 0.024246 | 0.024731 | 0.025226 | 0.025731 | 0.026245 | 0.02677 | 0.045602 | 0.049224 | 0.052266 | 0.05483 | 0.056851 | 0.057957 | 0.058844 | 0.060023 | 0.061224 | 0.062445 | 708551.1242 | 684460.386 | 661188.7329 | 638708.316 | 616992.2332 | 596014.4973 | 575750.0044 | 556174.5043 | 537264.5711 | 518997.5757 | 708551.1242 | 684460.386 | 661188.7329 | 638708.316 | 616992.2332 | 596014.4973 | 575750.0044 | 556174.5043 | 537264.5711 | 518997.5757 | 26853.2684 | 53745.7559 | 80483.3632 | 107059.8713 | 133275.4522 | 158909.3178 | 183767.2307 | 207718.5259 | 230621.5869 | 260624.1985 | 26853.2684 | 26892.4875 | 26737.6073 | 26576.508 | 26215.5809 | 25633.8656 | 24857.9129 | 23951.2952 | 22903.061 | 30002.6116
Ind ¦ Preheat Charge | RET | I_Primary Metals | Ottawa and Surrounding | Process Heat | Industrial | NA | End Use Consumption (m^3/year) | 20 | 2.5579 | 2.6018 | 2.6345 | 2.6581 | 2.6722 | 2.6717 | 2.6678 | 2.6678 | 2.6678 | 2.6678 | 0.27882 | 0.28927 | 0.29876 | 0.30747 | 0.31528 | 0.32153 | 0.32747 | 0.33402 | 0.34071 | 0.34752 | 0.109 | 0.11118 | 0.1134 | 0.11567 | 0.11799 | 0.12034 | 0.12275 | 0.12521 | 0.12771 | 0.13027 | 0.16982 | 0.17809 | 0.18535 | 0.19179 | 0.19729 | 0.20118 | 0.20472 | 0.20882 | 0.213 | 0.21726 | 1093193.1631 | 1056024.5956 | 1020119.7593 | 985435.6875 | 951930.8741 | 919565.2244 | 888300.0068 | 858097.8066 | 828922.4811 | 800739.1168 | 1093193.1631 | 1056024.5956 | 1020119.7593 | 985435.6875 | 951930.8741 | 919565.2244 | 888300.0068 | 858097.8066 | 828922.4811 | 800739.1168 | 25022.8448 | 49443.8773 | 73101.9111 | 96944.5749 | 120767.6325 | 144238.3482 | 167136.0576 | 189537.2841 | 211356.7203 | 238282.9863 | 25022.8448 | 24421.0325 | 23658.0337 | 23842.6639 | 23823.0576 | 23470.7157 | 22897.7094 | 22401.2265 | 21819.4362 | 26926.266
Ind ¦ Radiant heaters | RET | I_Primary Metals | Ottawa and Surrounding | Space Heating/Ventilation | Industrial | NA | End Use Consumption (m^3/year) | 20 | 1.4656 | 1.4912 | 1.5115 | 1.5269 | 1.5367 | 1.5277 | 1.5255 | 1.5255 | 1.5255 | 1.5255 | 0.98582 | 1.0231 | 1.0578 | 1.0899 | 1.1188 | 1.1346 | 1.1555 | 1.1787 | 1.2022 | 1.2263 | 0.67263 | 0.68608 | 0.69981 | 0.7138 | 0.72808 | 0.74264 | 0.75749 | 0.77264 | 0.78809 | 0.80386 | 0.31319 | 0.33701 | 0.35795 | 0.37608 | 0.39073 | 0.39191 | 0.39804 | 0.40601 | 0.41413 | 0.42239 | 126423.6991 | 122125.2934 | 117973.0334 | 113961.9503 | 110087.2439 | 106344.2777 | 102728.5722 | 99235.8008 | 95861.7835 | 92602.4829 | 126423.6991 | 122125.2934 | 117973.0334 | 113961.9503 | 110087.2439 | 106344.2777 | 102728.5722 | 99235.8008 | 95861.7835 | 92602.4829 | 674.0976 | 1301.3783 | 1872.2214 | 2473.1708 | 3091.0981 | 3704.7729 | 4294.2528 | 4874.5482 | 5441.1941 | 6161.1066 | 674.0976 | 627.2807 | 570.8431 | 600.9494 | 617.9273 | 613.6748 | 589.4799 | 580.2954 | 566.6459 | 719.9125
Ind ¦ Reduce Furnace Opening | RET | I_Primary Metals | Ottawa and Surrounding | Process Heat | Industrial | NA | End Use Consumption (m^3/year) | 18 | 7.2392 | 7.372 | 7.4708 | 7.5423 | 7.585 | 7.5836 | 7.5716 | 7.5717 | 7.5717 | 7.5716 | 0.043435 | 0.045117 | 0.046636 | 0.048024 | 0.049261 | 0.050238 | 0.051161 | 0.052185 | 0.053229 | 0.054293 | 0.006 | 0.00612 | 0.0062424 | 0.0063672 | 0.0064946 | 0.0066245 | 0.006757 | 0.0068921 | 0.00703 | 0.0071706 | 0.037435 | 0.038997 | 0.040394 | 0.041657 | 0.042767 | 0.043613 | 0.044404 | 0.045293 | 0.046199 | 0.047122 | 185994.6701 | 179670.8513 | 173562.0424 | 167660.9329 | 161960.4612 | 156453.8055 | 151134.3762 | 145995.8074 | 141031.9499 | 136236.8636 | 185994.6701 | 179670.8513 | 173562.0424 | 167660.9329 | 161960.4612 | 156453.8055 | 151134.3762 | 145995.8074 | 141031.9499 | 136236.8636 | 7170.9652 | 14362.573 | 21523.6098 | 28635.0427 | 35643.8275 | 42493.5762 | 49133.4344 | 55525.0924 | 61630.2144 | 69524.0149 | 7170.9652 | 7191.6078 | 7161.0367 | 7111.433 | 7008.7847 | 6849.7487 | 6639.8582 | 6391.658 | 6105.122 | 7893.8006
Ind ¦ Ventilation heat recovery | RET | I_Primary Metals | Ottawa and Surrounding | Space Heating/Ventilation | Industrial | NA | End Use Consumption (m^3/year) | 20 | 4.3968 | 4.4736 | 4.5345 | 4.5806 | 4.61 | 4.5832 | 4.5764 | 4.5765 | 4.5764 | 4.5764 | 0.49291 | 0.51155 | 0.52888 | 0.54494 | 0.5594 | 0.56728 | 0.57777 | 0.58933 | 0.60111 | 0.61313 | 0.11211 | 0.11435 | 0.11663 | 0.11897 | 0.12135 | 0.12377 | 0.12625 | 0.12877 | 0.13135 | 0.13398 | 0.3808 | 0.3972 | 0.41225 | 0.42598 | 0.43806 | 0.4435 | 0.45152 | 0.46055 | 0.46976 | 0.47915 | 129057.5262 | 124669.5703 | 120430.8049 | 116336.1576 | 112380.7282 | 108559.7834 | 104868.7508 | 101303.2133 | 97858.904 | 94531.7013 | 129057.5262 | 124669.5703 | 120430.8049 | 116336.1576 | 112380.7282 | 108559.7834 | 104868.7508 | 101303.2133 | 97858.904 | 94531.7013 | 4222.4353 | 8417.6608 | 12556.8126 | 16684.832 | 20772.4089 | 24781.5753 | 28682.2149 | 32464.8076 | 36110.6064 | 40825.1757 | 4222.4353 | 4195.2256 | 4139.1518 | 4128.0194 | 4087.5769 | 4009.1664 | 3900.6397 | 3782.5927 | 3645.7988 | 4714.5692
Ind ¦ Ventilation optimization | RET | I_Primary Metals | Ottawa and Surrounding | Space Heating/Ventilation | Industrial | NA | End Use Consumption (m^3/year) | 15 | 2.256 | 2.3037 | 2.3416 | 2.3703 | 2.3886 | 2.3719 | 2.3677 | 2.3677 | 2.3677 | 2.3677 | 0.54194 | 0.56449 | 0.58524 | 0.60426 | 0.62109 | 0.62909 | 0.64054 | 0.65336 | 0.66642 | 0.67974 | 0.24023 | 0.24503 | 0.24993 | 0.25493 | 0.26003 | 0.26523 | 0.27053 | 0.27594 | 0.28146 | 0.28709 | 0.30171 | 0.31946 | 0.33531 | 0.34933 | 0.36107 | 0.36387 | 0.37 | 0.37741 | 0.38496 | 0.39265 | 148733.7637 | 143676.8157 | 138791.804 | 134072.8827 | 129514.4046 | 125110.9149 | 120857.1438 | 116748.0009 | 112778.5689 | 108944.0975 | 148733.7637 | 143676.8157 | 138791.804 | 134072.8827 | 129514.4046 | 125110.9149 | 120857.1438 | 116748.0009 | 112778.5689 | 108944.0975 | 3437.3064 | 6793.0098 | 10044.4015 | 13320.2343 | 16592.6801 | 19816.5437 | 22961.7603 | 26038.4038 | 29034.7151 | 32871.9371 | 3437.3064 | 3355.7034 | 3251.3917 | 3275.8329 | 3272.4458 | 3223.8636 | 3145.2166 | 3076.6435 | 2996.3113 | 3837.222
Ind ¦ Warehouse loading dock seals | RET | I_Primary Metals | Ottawa and Surrounding | Space Heating/Ventilation | Industrial | NA | End Use Consumption (m^3/year) | 10 | 0.65563 | 0.67466 | 0.68975 | 0.70118 | 0.70846 | 0.70181 | 0.70013 | 0.70014 | 0.70014 | 0.70012 | 0.098874 | 0.10378 | 0.10822 | 0.11222 | 0.11565 | 0.11685 | 0.11891 | 0.12129 | 0.12371 | 0.12618 | 0.15081 | 0.15382 | 0.1569 | 0.16004 | 0.16324 | 0.1665 | 0.16983 | 0.17323 | 0.1767 | 0.18023 | -0.051935 | -0.050045 | -0.048679 | -0.047824 | -0.047591 | -0.04965 | -0.050928 | -0.051945 | -0.052985 | -0.054047 | 46995.7378 | 45397.8827 | 43854.3547 | 42363.3067 | 40922.9542 | 39531.5738 | 38187.5003 | 36889.1253 | 35634.895 | 34423.3086 | 0 | 0 | 0 | 0 | 0 | 0 | 0 | 0 | 0 | 0 | 0 | 0 | 0 | 0 | 0 | 0 | 0 | 0 | 0 | 0 | 0 | 0 | 0 | 0 | 0 | 0 | 0 | 0 | 0 | 0
Ind ¦ Advanced boiler controls including air/fuel mix control ¦ New | NEW | I_Pulp & Paper | Ottawa and Surrounding | Process - Boiler/Steam | Industrial | NA | End Use Consumption (m^3/year) | 15 | 4.1594 | 4.246 | 4.3104 | 4.357 | 4.3847 | 4.3838 | 4.376 | 4.376 | 4.3761 | 4.376 | 0.12768 | 0.13294 | 0.13765 | 0.14192 | 0.14569 | 0.14857 | 0.15127 | 0.1543 | 0.15738 | 0.16053 | 0.030695 | 0.031309 | 0.031936 | 0.032574 | 0.033226 | 0.03389 | 0.034568 | 0.035259 | 0.035965 | 0.036684 | 0.09698 | 0.10163 | 0.10572 | 0.10935 | 0.11246 | 0.11468 | 0.1167 | 0.11904 | 0.12142 | 0.12384 | 0 | 0 | 0 | 0 | 0 | 0 | 0 | 0 | 0 | 0 | 0 | 0 | 0 | 0 | 0 | 0 | 0 | 0 | 0 | 0 | 0 | 0 | 0 | 0 | 0 | 0 | 0 | 0 | 0 | 0 | 0 | 0 | 0 | 0 | 0 | 0 | 0 | 0 | 0 | 0
Ind ¦ Advanced heating and process control ¦ New | NEW | I_Pulp & Paper | Ottawa and Surrounding | Process Heat | Industrial | NA | End Use Consumption (m^3/year) | 15 | 5.3148 | 5.4254 | 5.5077 | 5.5672 | 5.6027 | 5.6015 | 5.5915 | 5.5916 | 5.5916 | 5.5916 | 0.31919 | 0.33235 | 0.34413 | 0.35481 | 0.36422 | 0.37142 | 0.37817 | 0.38574 | 0.39346 | 0.40132 | 0.060056 | 0.061257 | 0.062483 | 0.063732 | 0.065007 | 0.066307 | 0.067633 | 0.068986 | 0.070366 | 0.071773 | 0.25913 | 0.27109 | 0.28165 | 0.29108 | 0.29921 | 0.30511 | 0.31054 | 0.31675 | 0.32309 | 0.32955 | 0 | 0 | 0 | 0 | 0 | 0 | 0 | 0 | 0 | 0 | 0 | 0 | 0 | 0 | 0 | 0 | 0 | 0 | 0 | 0 | 0 | 0 | 0 | 0 | 0 | 0 | 0 | 0 | 0 | 0 | 0 | 0 | 0 | 0 | 0 | 0 | 0 | 0 | 0 | 0
Ind ¦ Air compressor heat recovery ¦ New | NEW | I_Pulp & Paper | Ottawa and Surrounding | Space Heating/Ventilation | Industrial | NA | End Use Consumption (m^3/year) | 25 | 2.502 | 2.5404 | 2.5708 | 2.5939 | 2.6085 | 2.5951 | 2.5917 | 2.5918 | 2.5917 | 2.5917 | 0.78535 | 0.81335 | 0.83956 | 0.86403 | 0.8863 | 0.89938 | 0.91617 | 0.9345 | 0.95318 | 0.97223 | 0.31389 | 0.32017 | 0.32658 | 0.33311 | 0.33977 | 0.34656 | 0.3535 | 0.36057 | 0.36778 | 0.37513 | 0.47146 | 0.49318 | 0.51299 | 0.53092 | 0.54653 | 0.55281 | 0.56267 | 0.57393 | 0.58541 | 0.5971 | 0 | 0 | 0 | 0 | 0 | 0 | 0 | 0 | 0 | 0 | 0 | 0 | 0 | 0 | 0 | 0 | 0 | 0 | 0 | 0 | 0 | 0 | 0 | 0 | 0 | 0 | 0 | 0 | 0 | 0 | 0 | 0 | 0 | 0 | 0 | 0 | 0 | 0 | 0 | 0
Ind ¦ Air curtains ¦ New | NEW | I_Pulp & Paper | Ottawa and Surrounding | Space Heating/Ventilation | Industrial | NA | End Use Consumption (m^3/year) | 15 | 0.92289 | 0.94244 | 0.95793 | 0.96967 | 0.97714 | 0.97032 | 0.9686 | 0.96861 | 0.96861 | 0.96859 | 0.13548 | 0.14112 | 0.14631 | 0.15106 | 0.15527 | 0.15727 | 0.16013 | 0.16334 | 0.16661 | 0.16993 | 0.1468 | 0.14974 | 0.15274 | 0.15579 | 0.15891 | 0.16208 | 0.16533 | 0.16863 | 0.172 | 0.17544 | -0.01132 | -0.0086192 | -0.0064252 | -0.0047254 | -0.0036321 | -0.0048103 | -0.0051917 | -0.0052929 | -0.0053996 | -0.0055101 | 0 | 0 | 0 | 0 | 0 | 0 | 0 | 0 | 0 | 0 | 0 | 0 | 0 | 0 | 0 | 0 | 0 | 0 | 0 | 0 | 0 | 0 | 0 | 0 | 0 | 0 | 0 | 0 | 0 | 0 | 0 | 0 | 0 | 0 | 0 | 0 | 0 | 0 | 0 | 0
Ind ¦ Automated temperature control ¦ New | NEW | I_Pulp & Paper | Ottawa and Surrounding | Space Heating/Ventilation | Industrial | NA | End Use Consumption (m^3/year) | 25 | 1.1676 | 1.1855 | 1.1997 | 1.2105 | 1.2173 | 1.2111 | 1.2095 | 1.2095 | 1.2095 | 1.2095 | 0.26178 | 0.27112 | 0.27985 | 0.28801 | 0.29543 | 0.29979 | 0.30539 | 0.3115 | 0.31773 | 0.32408 | 0.22421 | 0.22869 | 0.23327 | 0.23793 | 0.24269 | 0.24755 | 0.2525 | 0.25755 | 0.2627 | 0.26795 | 0.037574 | 0.042423 | 0.046585 | 0.050076 | 0.052741 | 0.052247 | 0.052892 | 0.053952 | 0.055029 | 0.056126 | 0 | 0 | 0 | 0 | 0 | 0 | 0 | 0 | 0 | 0 | 0 | 0 | 0 | 0 | 0 | 0 | 0 | 0 | 0 | 0 | 0 | 0 | 0 | 0 | 0 | 0 | 0 | 0 | 0 | 0 | 0 | 0 | 0 | 0 | 0 | 0 | 0 | 0 | 0 | 0
Ind ¦ Blow down heat recovery and control ¦ New | NEW | I_Pulp & Paper | Ottawa and Surrounding | Process - Boiler/Steam | Industrial | NA | End Use Consumption (m^3/year) | 20 | 1.9672 | 2.0009 | 2.026 | 2.0442 | 2.055 | 2.0547 | 2.0516 | 2.0517 | 2.0517 | 2.0517 | 0.061959 | 0.064282 | 0.066391 | 0.068326 | 0.070062 | 0.071451 | 0.072771 | 0.074227 | 0.075713 | 0.077227 | 0.031496 | 0.032126 | 0.032769 | 0.033424 | 0.034093 | 0.034774 | 0.03547 | 0.036179 | 0.036903 | 0.037641 | 0.030463 | 0.032156 | 0.033622 | 0.034902 | 0.035969 | 0.036676 | 0.037301 | 0.038048 | 0.03881 | 0.039587 | 0 | 0 | 0 | 0 | 0 | 0 | 0 | 0 | 0 | 0 | 0 | 0 | 0 | 0 | 0 | 0 | 0 | 0 | 0 | 0 | 0 | 0 | 0 | 0 | 0 | 0 | 0 | 0 | 0 | 0 | 0 | 0 | 0 | 0 | 0 | 0 | 0 | 0 | 0 | 0
Ind ¦ Boiler combustion air preheat ¦ New | NEW | I_Pulp & Paper | Ottawa and Surrounding | Process - Boiler/Steam | Industrial | NA | End Use Consumption (m^3/year) | 20 | 68.9876 | 69.0887 | 69.1845 | 69.2782 | 69.3709 | 69.4563 | 69.5363 | 69.6241 | 69.7143 | 69.809 | 2.0992 | 2.1443 | 2.1902 | 2.2371 | 2.2849 | 2.3334 | 2.3828 | 2.4336 | 2.4854 | 2.5386 | 0.030429 | 0.031037 | 0.031658 | 0.032291 | 0.032937 | 0.033596 | 0.034267 | 0.034953 | 0.035652 | 0.036365 | 2.0688 | 2.1133 | 2.1586 | 2.2048 | 2.2519 | 2.2998 | 2.3486 | 2.3986 | 2.4498 | 2.5022 | 0 | 0 | 0 | 0 | 0 | 0 | 0 | 0 | 0 | 0 | 0 | 0 | 0 | 0 | 0 | 0 | 0 | 0 | 0 | 0 | 0 | 0 | 0 | 0 | 0 | 0 | 0 | 0 | 0 | 0 | 0 | 0 | 0 | 0 | 0 | 0 | 0 | 0 | 0 | 0
Ind ¦ Boiler right sizing and load management | NEW | I_Pulp & Paper | Ottawa and Surrounding | Process - Boiler/Steam | Industrial | NA | End Use Consumption (m^3/year) | 25 | INF | INF | INF | INF | INF | INF | INF | INF | INF | INF | 0.35266 | 0.36513 | 0.37655 | 0.38712 | 0.39671 | 0.40459 | 0.41215 | 0.4204 | 0.42883 | 0.43741 | 0 | 0 | 0 | 0 | 0 | 0 | 0 | 0 | 0 | 0 | 0.35266 | 0.36513 | 0.37655 | 0.38712 | 0.39671 | 0.40459 | 0.41215 | 0.4204 | 0.42883 | 0.43741 | 0 | 0 | 0 | 0 | 0 | 0 | 0 | 0 | 0 | 0 | 0 | 0 | 0 | 0 | 0 | 0 | 0 | 0 | 0 | 0 | 0 | 0 | 0 | 0 | 0 | 0 | 0 | 0 | 0 | 0 | 0 | 0 | 0 | 0 | 0 | 0 | 0 | 0 | 0 | 0
Ind ¦ Condensate return ¦ New | NEW | I_Pulp & Paper | Ottawa and Surrounding | Process - Boiler/Steam | Industrial | NA | End Use Consumption (m^3/year) | 25 | 1.6724 | 1.6976 | 1.7164 | 1.73 | 1.7381 | 1.7378 | 1.7356 | 1.7356 | 1.7357 | 1.7357 | 0.070532 | 0.073026 | 0.07531 | 0.077423 | 0.079342 | 0.080918 | 0.082429 | 0.08408 | 0.085765 | 0.087483 | 0.042173 | 0.043016 | 0.043877 | 0.044754 | 0.045649 | 0.046562 | 0.047494 | 0.048443 | 0.049412 | 0.050401 | 0.028359 | 0.03001 | 0.031433 | 0.032669 | 0.033693 | 0.034355 | 0.034936 | 0.035637 | 0.036353 | 0.037082 | 0 | 0 | 0 | 0 | 0 | 0 | 0 | 0 | 0 | 0 | 0 | 0 | 0 | 0 | 0 | 0 | 0 | 0 | 0 | 0 | 0 | 0 | 0 | 0 | 0 | 0 | 0 | 0 | 0 | 0 | 0 | 0 | 0 | 0 | 0 | 0 | 0 | 0 | 0 | 0
Ind ¦ Condensing boiler ¦ New | NEW | I_Pulp & Paper | Ottawa and Surrounding | Process - Boiler/Steam | Industrial | NA | End Use Consumption (m^3/year) | 20 | 3.224 | 3.2793 | 3.3205 | 3.3502 | 3.368 | 3.3674 | 3.3624 | 3.3624 | 3.3625 | 3.3625 | 0.3098 | 0.32141 | 0.33195 | 0.34163 | 0.35031 | 0.35725 | 0.36386 | 0.37114 | 0.37856 | 0.38614 | 0.09609 | 0.098012 | 0.099972 | 0.10197 | 0.10401 | 0.10609 | 0.10821 | 0.11038 | 0.11258 | 0.11484 | 0.21371 | 0.2234 | 0.23198 | 0.23966 | 0.2463 | 0.25116 | 0.25564 | 0.26076 | 0.26598 | 0.2713 | 0 | 0 | 0 | 0 | 0 | 0 | 0 | 0 | 0 | 0 | 0 | 0 | 0 | 0 | 0 | 0 | 0 | 0 | 0 | 0 | 0 | 0 | 0 | 0 | 0 | 0 | 0 | 0 | 0 | 0 | 0 | 0 | 0 | 0 | 0 | 0 | 0 | 0 | 0 | 0
Ind ¦ Condensing Economizer ¦ New | NEW | I_Pulp & Paper | Ottawa and Surrounding | Process - Boiler/Steam | Industrial | NA | End Use Consumption (m^3/year) | 15 | 3.7008 | 3.7778 | 3.835 | 3.8765 | 3.9012 | 3.9004 | 3.8934 | 3.8934 | 3.8935 | 3.8934 | 0.25535 | 0.26588 | 0.27531 | 0.28385 | 0.29137 | 0.29714 | 0.30254 | 0.30859 | 0.31477 | 0.32106 | 0.069 | 0.07038 | 0.071788 | 0.073223 | 0.074688 | 0.076182 | 0.077705 | 0.079259 | 0.080844 | 0.082461 | 0.18635 | 0.1955 | 0.20352 | 0.21063 | 0.21668 | 0.22096 | 0.22483 | 0.22933 | 0.23392 | 0.2386 | 0 | 0 | 0 | 0 | 0 | 0 | 0 | 0 | 0 | 0 | 0 | 0 | 0 | 0 | 0 | 0 | 0 | 0 | 0 | 0 | 0 | 0 | 0 | 0 | 0 | 0 | 0 | 0 | 0 | 0 | 0 | 0 | 0 | 0 | 0 | 0 | 0 | 0 | 0 | 0
Ind ¦ De-stratification fans ¦ New | NEW | I_Pulp & Paper | Ottawa and Surrounding | Space Heating/Ventilation | Industrial | NA | End Use Consumption (m^3/year) | 25 | 1.4153 | 1.437 | 1.4542 | 1.4672 | 1.4755 | 1.468 | 1.466 | 1.466 | 1.466 | 1.466 | 0.29918 | 0.30985 | 0.31983 | 0.32915 | 0.33764 | 0.34262 | 0.34902 | 0.356 | 0.36312 | 0.37037 | 0.2114 | 0.21563 | 0.21994 | 0.22434 | 0.22882 | 0.2334 | 0.23807 | 0.24283 | 0.24769 | 0.25264 | 0.087784 | 0.094223 | 0.099894 | 0.10482 | 0.10881 | 0.10922 | 0.11095 | 0.11317 | 0.11543 | 0.11773 | 0 | 0 | 0 | 0 | 0 | 0 | 0 | 0 | 0 | 0 | 0 | 0 | 0 | 0 | 0 | 0 | 0 | 0 | 0 | 0 | 0 | 0 | 0 | 0 | 0 | 0 | 0 | 0 | 0 | 0 | 0 | 0 | 0 | 0 | 0 | 0 | 0 | 0 | 0 | 0
Ind ¦ Direct contact hot water heaters ¦ New | NEW | I_Pulp & Paper | Ottawa and Surrounding | Process - Boiler/Steam | Industrial | NA | End Use Consumption (m^3/year) | 20 | 11.6065 | 11.8055 | 11.9537 | 12.0609 | 12.1248 | 12.1227 | 12.1047 | 12.1048 | 12.1049 | 12.105 | 0.46469 | 0.48212 | 0.49793 | 0.51244 | 0.52546 | 0.53588 | 0.54579 | 0.5567 | 0.56785 | 0.57921 | 0.040038 | 0.040838 | 0.041655 | 0.042488 | 0.043338 | 0.044205 | 0.045089 | 0.045991 | 0.04691 | 0.047849 | 0.42466 | 0.44128 | 0.45628 | 0.46996 | 0.48212 | 0.49168 | 0.5007 | 0.51071 | 0.52094 | 0.53136 | 0 | 0 | 0 | 0 | 0 | 0 | 0 | 0 | 0 | 0 | 0 | 0 | 0 | 0 | 0 | 0 | 0 | 0 | 0 | 0 | 0 | 0 | 0 | 0 | 0 | 0 | 0 | 0 | 0 | 0 | 0 | 0 | 0 | 0 | 0 | 0 | 0 | 0 | 0 | 0
Ind ¦ Energy Management and Process Improvement ¦ New | NEW | I_Pulp & Paper | Ottawa and Surrounding | Cross Cutting/Behavioural | Industrial | NA | End Use Consumption (m^3/year) | 15 | 3.6479 | 3.7238 | 3.7802 | 3.8211 | 3.8455 | 3.8447 | 3.8378 | 3.8378 | 3.8379 | 3.8378 | 0.25535 | 0.26588 | 0.27531 | 0.28385 | 0.29137 | 0.29714 | 0.30254 | 0.30859 | 0.31477 | 0.32106 | 0.07 | 0.0714 | 0.072828 | 0.074285 | 0.07577 | 0.077286 | 0.078831 | 0.080408 | 0.082016 | 0.083656 | 0.18535 | 0.19448 | 0.20248 | 0.20956 | 0.2156 | 0.21985 | 0.22371 | 0.22818 | 0.23275 | 0.2374 | 0 | 0 | 0 | 0 | 0 | 0 | 0 | 0 | 0 | 0 | 0 | 0 | 0 | 0 | 0 | 0 | 0 | 0 | 0 | 0 | 0 | 0 | 0 | 0 | 0 | 0 | 0 | 0 | 0 | 0 | 0 | 0 | 0 | 0 | 0 | 0 | 0 | 0 | 0 | 0
Ind ¦ Exhaust gas heat recovery ¦ New | NEW | I_Pulp & Paper | Ottawa and Surrounding | Process Heat | Industrial | NA | End Use Consumption (m^3/year) | 15 | 5.3148 | 5.4254 | 5.5077 | 5.5672 | 5.6027 | 5.6015 | 5.5915 | 5.5916 | 5.5916 | 5.5916 | 0.44687 | 0.46529 | 0.48179 | 0.49674 | 0.5099 | 0.51999 | 0.52944 | 0.54003 | 0.55084 | 0.56185 | 0.084079 | 0.08576 | 0.087476 | 0.089225 | 0.09101 | 0.09283 | 0.094686 | 0.09658 | 0.098512 | 0.10048 | 0.36279 | 0.37953 | 0.39431 | 0.40751 | 0.41889 | 0.42716 | 0.43475 | 0.44345 | 0.45233 | 0.46137 | 0 | 0 | 0 | 0 | 0 | 0 | 0 | 0 | 0 | 0 | 0 | 0 | 0 | 0 | 0 | 0 | 0 | 0 | 0 | 0 | 0 | 0 | 0 | 0 | 0 | 0 | 0 | 0 | 0 | 0 | 0 | 0 | 0 | 0 | 0 | 0 | 0 | 0 | 0 | 0
Ind ¦ Feedwater Economizers ¦ New | NEW | I_Pulp & Paper | Ottawa and Surrounding | Process - Boiler/Steam | Industrial | NA | End Use Consumption (m^3/year) | 20 | 2.418 | 2.4595 | 2.4903 | 2.5127 | 2.526 | 2.5256 | 2.5218 | 2.5218 | 2.5219 | 2.5219 | 0.12392 | 0.12856 | 0.13278 | 0.13665 | 0.14012 | 0.1429 | 0.14554 | 0.14845 | 0.15143 | 0.15445 | 0.051248 | 0.052273 | 0.053318 | 0.054385 | 0.055473 | 0.056582 | 0.057714 | 0.058868 | 0.060045 | 0.061246 | 0.07267 | 0.076292 | 0.079463 | 0.082267 | 0.084651 | 0.086319 | 0.087829 | 0.089587 | 0.091381 | 0.093209 | 0 | 0 | 0 | 0 | 0 | 0 | 0 | 0 | 0 | 0 | 0 | 0 | 0 | 0 | 0 | 0 | 0 | 0 | 0 | 0 | 0 | 0 | 0 | 0 | 0 | 0 | 0 | 0 | 0 | 0 | 0 | 0 | 0 | 0 | 0 | 0 | 0 | 0 | 0 | 0
Ind ¦ Heat recovery to preheat make-up water ¦ New | NEW | I_Pulp & Paper | Ottawa and Surrounding | Process - Boiler/Steam | Industrial | NA | End Use Consumption (m^3/year) | 25 | 3.4769 | 3.5293 | 3.5683 | 3.5965 | 3.6134 | 3.6129 | 3.6082 | 3.6083 | 3.6084 | 3.6085 | 0.2116 | 0.21908 | 0.22593 | 0.23227 | 0.23803 | 0.24275 | 0.24729 | 0.25224 | 0.2573 | 0.26245 | 0.060857 | 0.062074 | 0.063316 | 0.064582 | 0.065874 | 0.067191 | 0.068535 | 0.069906 | 0.071304 | 0.07273 | 0.15074 | 0.157 | 0.16261 | 0.16769 | 0.17215 | 0.17556 | 0.17875 | 0.18234 | 0.18599 | 0.18972 | 0 | 0 | 0 | 0 | 0 | 0 | 0 | 0 | 0 | 0 | 0 | 0 | 0 | 0 | 0 | 0 | 0 | 0 | 0 | 0 | 0 | 0 | 0 | 0 | 0 | 0 | 0 | 0 | 0 | 0 | 0 | 0 | 0 | 0 | 0 | 0 | 0 | 0 | 0 | 0
Ind ¦ High-efficiency burner ¦ New | NEW | I_Pulp & Paper | Ottawa and Surrounding | Process - Boiler/Steam | Industrial | NA | End Use Consumption (m^3/year) | 20 | 2.5792 | 2.6234 | 2.6564 | 2.6802 | 2.6944 | 2.6939 | 2.6899 | 2.6899 | 2.69 | 2.69 | 0.1549 | 0.16071 | 0.16598 | 0.17081 | 0.17515 | 0.17863 | 0.18193 | 0.18557 | 0.18928 | 0.19307 | 0.060056 | 0.061257 | 0.062483 | 0.063732 | 0.065007 | 0.066307 | 0.067633 | 0.068986 | 0.070366 | 0.071773 | 0.094842 | 0.099448 | 0.10349 | 0.10708 | 0.11015 | 0.11232 | 0.1143 | 0.11658 | 0.11892 | 0.1213 | 0 | 0 | 0 | 0 | 0 | 0 | 0 | 0 | 0 | 0 | 0 | 0 | 0 | 0 | 0 | 0 | 0 | 0 | 0 | 0 | 0 | 0 | 0 | 0 | 0 | 0 | 0 | 0 | 0 | 0 | 0 | 0 | 0 | 0 | 0 | 0 | 0 | 0 | 0 | 0
Ind ¦ High-efficiency burners ¦ New | NEW | I_Pulp & Paper | Ottawa and Surrounding | Process Heat | Industrial | NA | End Use Consumption (m^3/year) | 20 | 8.928 | 9.0812 | 9.1951 | 9.2776 | 9.3267 | 9.3252 | 9.3113 | 9.3113 | 9.3115 | 9.3115 | 0.61959 | 0.64282 | 0.66391 | 0.68326 | 0.70062 | 0.71451 | 0.72771 | 0.74227 | 0.75713 | 0.77227 | 0.069398 | 0.070786 | 0.072202 | 0.073646 | 0.075119 | 0.076621 | 0.078154 | 0.079717 | 0.081311 | 0.082938 | 0.55019 | 0.57204 | 0.59171 | 0.60961 | 0.6255 | 0.63789 | 0.64956 | 0.66256 | 0.67582 | 0.68934 | 0 | 0 | 0 | 0 | 0 | 0 | 0 | 0 | 0 | 0 | 0 | 0 | 0 | 0 | 0 | 0 | 0 | 0 | 0 | 0 | 0 | 0 | 0 | 0 | 0 | 0 | 0 | 0 | 0 | 0 | 0 | 0 | 0 | 0 | 0 | 0 | 0 | 0 | 0 | 0
Ind ¦ High-efficiency ovens & dryers ¦ New | NEW | I_Pulp & Paper | Ottawa and Surrounding | Process Heat | Industrial | NA | End Use Consumption (m^3/year) | 20 | 3.3161 | 3.373 | 3.4153 | 3.446 | 3.4642 | 3.4636 | 3.4585 | 3.4585 | 3.4586 | 3.4586 | 0.37176 | 0.38569 | 0.39834 | 0.40996 | 0.42037 | 0.4287 | 0.43663 | 0.44536 | 0.45428 | 0.46336 | 0.11211 | 0.11435 | 0.11663 | 0.11897 | 0.12135 | 0.12377 | 0.12625 | 0.12877 | 0.13135 | 0.13398 | 0.25965 | 0.27135 | 0.28171 | 0.29099 | 0.29902 | 0.30493 | 0.31038 | 0.31659 | 0.32293 | 0.32939 | 0 | 0 | 0 | 0 | 0 | 0 | 0 | 0 | 0 | 0 | 0 | 0 | 0 | 0 | 0 | 0 | 0 | 0 | 0 | 0 | 0 | 0 | 0 | 0 | 0 | 0 | 0 | 0 | 0 | 0 | 0 | 0 | 0 | 0 | 0 | 0 | 0 | 0 | 0 | 0
Ind ¦ Insulation ¦ New | NEW | I_Pulp & Paper | Ottawa and Surrounding | Process - Boiler/Steam | Industrial | NA | End Use Consumption (m^3/year) | 15 | 5.3148 | 5.4254 | 5.5077 | 5.5672 | 5.6027 | 5.6015 | 5.5915 | 5.5916 | 5.5916 | 5.5916 | 0.12768 | 0.13294 | 0.13765 | 0.14192 | 0.14569 | 0.14857 | 0.15127 | 0.1543 | 0.15738 | 0.16053 | 0.024023 | 0.024503 | 0.024993 | 0.025493 | 0.026003 | 0.026523 | 0.027053 | 0.027594 | 0.028146 | 0.028709 | 0.10365 | 0.10844 | 0.11266 | 0.11643 | 0.11968 | 0.12205 | 0.12422 | 0.1267 | 0.12924 | 0.13182 | 0 | 0 | 0 | 0 | 0 | 0 | 0 | 0 | 0 | 0 | 0 | 0 | 0 | 0 | 0 | 0 | 0 | 0 | 0 | 0 | 0 | 0 | 0 | 0 | 0 | 0 | 0 | 0 | 0 | 0 | 0 | 0 | 0 | 0 | 0 | 0 | 0 | 0 | 0 | 0
Ind ¦ Radiant heaters ¦ New | NEW | I_Pulp & Paper | Ottawa and Surrounding | Space Heating/Ventilation | Industrial | NA | End Use Consumption (m^3/year) | 20 | 1.4656 | 1.4912 | 1.5115 | 1.5269 | 1.5367 | 1.5277 | 1.5255 | 1.5255 | 1.5255 | 1.5255 | 0.98582 | 1.0231 | 1.0578 | 1.0899 | 1.1188 | 1.1346 | 1.1555 | 1.1787 | 1.2022 | 1.2263 | 0.67263 | 0.68608 | 0.69981 | 0.7138 | 0.72808 | 0.74264 | 0.75749 | 0.77264 | 0.78809 | 0.80386 | 0.31319 | 0.33701 | 0.35795 | 0.37608 | 0.39073 | 0.39191 | 0.39804 | 0.40601 | 0.41413 | 0.42239 | 0 | 0 | 0 | 0 | 0 | 0 | 0 | 0 | 0 | 0 | 0 | 0 | 0 | 0 | 0 | 0 | 0 | 0 | 0 | 0 | 0 | 0 | 0 | 0 | 0 | 0 | 0 | 0 | 0 | 0 | 0 | 0 | 0 | 0 | 0 | 0 | 0 | 0 | 0 | 0
Ind ¦ Reduce Steam Pressure ¦ New | NEW | I_Pulp & Paper | Ottawa and Surrounding | Process - Boiler/Steam | Industrial | NA | End Use Consumption (m^3/year) | 20 | 29.9803 | 30.4945 | 30.8771 | 31.154 | 31.3191 | 31.3138 | 31.2672 | 31.2674 | 31.2679 | 31.268 | 0.092939 | 0.096423 | 0.099586 | 0.10249 | 0.10509 | 0.10718 | 0.10916 | 0.11134 | 0.11357 | 0.11584 | 0.0031 | 0.003162 | 0.0032252 | 0.0032897 | 0.0033555 | 0.0034227 | 0.0034911 | 0.0035609 | 0.0036321 | 0.0037048 | 0.089839 | 0.093261 | 0.096361 | 0.099199 | 0.10174 | 0.10375 | 0.10567 | 0.10778 | 0.10994 | 0.11214 | 0 | 0 | 0 | 0 | 0 | 0 | 0 | 0 | 0 | 0 | 0 | 0 | 0 | 0 | 0 | 0 | 0 | 0 | 0 | 0 | 0 | 0 | 0 | 0 | 0 | 0 | 0 | 0 | 0 | 0 | 0 | 0 | 0 | 0 | 0 | 0 | 0 | 0 | 0 | 0
Ind ¦ Steam trap survey and repair ¦ New | NEW | I_Pulp & Paper | Ottawa and Surrounding | Process - Boiler/Steam | Industrial | NA | End Use Consumption (m^3/year) | 3 | 0.74751 | 0.79708 | 0.84877 | 0.8911 | 0.91312 | 0.91238 | 0.90622 | 0.90625 | 0.90632 | 0.90624 | 0.023145 | 0.025173 | 0.027342 | 0.029279 | 0.030603 | 0.03119 | 0.031599 | 0.032232 | 0.032879 | 0.033534 | 0.030962 | 0.031582 | 0.032213 | 0.032858 | 0.033515 | 0.034185 | 0.034869 | 0.035566 | 0.036277 | 0.037003 | -0.0078176 | -0.0064086 | -0.0048715 | -0.0035782 | -0.0029118 | -0.0029954 | -0.00327 | -0.0033344 | -0.0033984 | -0.0034693 | 0 | 0 | 0 | 0 | 0 | 0 | 0 | 0 | 0 | 0 | 0 | 0 | 0 | 0 | 0 | 0 | 0 | 0 | 0 | 0 | 0 | 0 | 0 | 0 | 0 | 0 | 0 | 0 | 0 | 0 | 0 | 0 | 0 | 0 | 0 | 0 | 0 | 0 | 0 | 0
Ind ¦ Ventilation heat recovery ¦ New | NEW | I_Pulp & Paper | Ottawa and Surrounding | Space Heating/Ventilation | Industrial | NA | End Use Consumption (m^3/year) | 20 | 4.3968 | 4.4736 | 4.5345 | 4.5806 | 4.61 | 4.5832 | 4.5764 | 4.5765 | 4.5764 | 4.5764 | 0.49291 | 0.51155 | 0.52888 | 0.54494 | 0.5594 | 0.56728 | 0.57777 | 0.58933 | 0.60111 | 0.61313 | 0.11211 | 0.11435 | 0.11663 | 0.11897 | 0.12135 | 0.12377 | 0.12625 | 0.12877 | 0.13135 | 0.13398 | 0.3808 | 0.3972 | 0.41225 | 0.42598 | 0.43806 | 0.4435 | 0.45152 | 0.46055 | 0.46976 | 0.47915 | 0 | 0 | 0 | 0 | 0 | 0 | 0 | 0 | 0 | 0 | 0 | 0 | 0 | 0 | 0 | 0 | 0 | 0 | 0 | 0 | 0 | 0 | 0 | 0 | 0 | 0 | 0 | 0 | 0 | 0 | 0 | 0 | 0 | 0 | 0 | 0 | 0 | 0 | 0 | 0
Ind ¦ Ventilation optimization ¦ New | NEW | I_Pulp & Paper | Ottawa and Surrounding | Space Heating/Ventilation | Industrial | NA | End Use Consumption (m^3/year) | 15 | 2.256 | 2.3037 | 2.3416 | 2.3703 | 2.3886 | 2.3719 | 2.3677 | 2.3677 | 2.3677 | 2.3677 | 0.54194 | 0.56449 | 0.58524 | 0.60426 | 0.62109 | 0.62909 | 0.64054 | 0.65336 | 0.66642 | 0.67974 | 0.24023 | 0.24503 | 0.24993 | 0.25493 | 0.26003 | 0.26523 | 0.27053 | 0.27594 | 0.28146 | 0.28709 | 0.30171 | 0.31946 | 0.33531 | 0.34933 | 0.36107 | 0.36387 | 0.37 | 0.37741 | 0.38496 | 0.39265 | 0 | 0 | 0 | 0 | 0 | 0 | 0 | 0 | 0 | 0 | 0 | 0 | 0 | 0 | 0 | 0 | 0 | 0 | 0 | 0 | 0 | 0 | 0 | 0 | 0 | 0 | 0 | 0 | 0 | 0 | 0 | 0 | 0 | 0 | 0 | 0 | 0 | 0 | 0 | 0
Ind ¦ Warehouse loading dock seals ¦ New | NEW | I_Pulp & Paper | Ottawa and Surrounding | Space Heating/Ventilation | Industrial | NA | End Use Consumption (m^3/year) | 10 | 0.65563 | 0.67466 | 0.68975 | 0.70118 | 0.70846 | 0.70181 | 0.70013 | 0.70014 | 0.70014 | 0.70012 | 0.098874 | 0.10378 | 0.10822 | 0.11222 | 0.11565 | 0.11685 | 0.11891 | 0.12129 | 0.12371 | 0.12618 | 0.15081 | 0.15382 | 0.1569 | 0.16004 | 0.16324 | 0.1665 | 0.16983 | 0.17323 | 0.1767 | 0.18023 | -0.051935 | -0.050045 | -0.048679 | -0.047824 | -0.047591 | -0.04965 | -0.050928 | -0.051945 | -0.052985 | -0.054047 | 0 | 0 | 0 | 0 | 0 | 0 | 0 | 0 | 0 | 0 | 0 | 0 | 0 | 0 | 0 | 0 | 0 | 0 | 0 | 0 | 0 | 0 | 0 | 0 | 0 | 0 | 0 | 0 | 0 | 0 | 0 | 0 | 0 | 0 | 0 | 0 | 0 | 0 | 0 | 0
Ind ¦ Advanced boiler controls including air/fuel mix control | RET | I_Pulp & Paper | Ottawa and Surrounding | Process - Boiler/Steam | Industrial | NA | End Use Consumption (m^3/year) | 15 | 4.1594 | 4.246 | 4.3104 | 4.357 | 4.3847 | 4.3838 | 4.376 | 4.376 | 4.3761 | 4.376 | 0.12768 | 0.13294 | 0.13765 | 0.14192 | 0.14569 | 0.14857 | 0.15127 | 0.1543 | 0.15738 | 0.16053 | 0.030695 | 0.031309 | 0.031936 | 0.032574 | 0.033226 | 0.03389 | 0.034568 | 0.035259 | 0.035965 | 0.036684 | 0.09698 | 0.10163 | 0.10572 | 0.10935 | 0.11246 | 0.11468 | 0.1167 | 0.11904 | 0.12142 | 0.12384 | 139165.3747 | 137217.0595 | 135296.0206 | 133401.8764 | 131534.2501 | 129692.7706 | 127877.0718 | 126086.7928 | 124321.5777 | 122581.0756 | 139165.3747 | 137217.0595 | 135296.0206 | 133401.8764 | 131534.2501 | 129692.7706 | 127877.0718 | 126086.7928 | 124321.5777 | 122581.0756 | 4992.3879 | 10077.0144 | 15220.2415 | 20443.986 | 25711.8512 | 30978.1716 | 36201.6707 | 41357.2548 | 46411.7948 | 51872.7579 | 4992.3879 | 5084.6265 | 5143.227 | 5223.7445 | 5267.8652 | 5266.3204 | 5223.4991 | 5155.584 | 5054.5401 | 5460.963
Ind ¦ Advanced heating and process control | RET | I_Pulp & Paper | Ottawa and Surrounding | Process Heat | Industrial | NA | End Use Consumption (m^3/year) | 15 | 5.3148 | 5.4254 | 5.5077 | 5.5672 | 5.6027 | 5.6015 | 5.5915 | 5.5916 | 5.5916 | 5.5916 | 0.31919 | 0.33235 | 0.34413 | 0.35481 | 0.36422 | 0.37142 | 0.37817 | 0.38574 | 0.39346 | 0.40132 | 0.060056 | 0.061257 | 0.062483 | 0.063732 | 0.065007 | 0.066307 | 0.067633 | 0.068986 | 0.070366 | 0.071773 | 0.25913 | 0.27109 | 0.28165 | 0.29108 | 0.29921 | 0.30511 | 0.31054 | 0.31675 | 0.32309 | 0.32955 | 176717.9361 | 174243.885 | 171804.4707 | 169399.2081 | 167027.6192 | 164689.2325 | 162383.5832 | 160110.2131 | 157868.6701 | 155658.5087 | 176717.9361 | 174243.885 | 171804.4707 | 169399.2081 | 167027.6192 | 164689.2325 | 162383.5832 | 160110.2131 | 157868.6701 | 155658.5087 | 6738.9509 | 13622.6714 | 20604.1851 | 27688.7571 | 34824.0604 | 41947.9508 | 49002.3513 | 55945.3024 | 62728.0753 | 70076.2513 | 6738.9509 | 6883.7205 | 6981.5137 | 7084.572 | 7135.3033 | 7123.8904 | 7054.4005 | 6942.9511 | 6782.7729 | 7348.1759
Ind ¦ Air compressor heat recovery | RET | I_Pulp & Paper | Ottawa and Surrounding | Space Heating/Ventilation | Industrial | NA | End Use Consumption (m^3/year) | 25 | 2.502 | 2.5404 | 2.5708 | 2.5939 | 2.6085 | 2.5951 | 2.5917 | 2.5918 | 2.5917 | 2.5917 | 0.78535 | 0.81335 | 0.83956 | 0.86403 | 0.8863 | 0.89938 | 0.91617 | 0.9345 | 0.95318 | 0.97223 | 0.31389 | 0.32017 | 0.32658 | 0.33311 | 0.33977 | 0.34656 | 0.3535 | 0.36057 | 0.36778 | 0.37513 | 0.47146 | 0.49318 | 0.51299 | 0.53092 | 0.54653 | 0.55281 | 0.56267 | 0.57393 | 0.58541 | 0.5971 | 25692.0692 | 25332.3802 | 24977.7269 | 24628.0387 | 24283.2462 | 23943.2807 | 23608.0748 | 23277.5617 | 22951.6759 | 22630.3524 | 25692.0692 | 25332.3802 | 24977.7269 | 24628.0387 | 24283.2462 | 23943.2807 | 23608.0748 | 23277.5617 | 22951.6759 | 22630.3524 | 445.7758 | 884.6292 | 1312.0462 | 1755.5595 | 2210.6005 | 2668.6143 | 3123.9366 | 3579.6593 | 4033.9243 | 4526.4383 | 445.7758 | 438.8533 | 427.4171 | 443.5133 | 455.041 | 458.0138 | 455.3223 | 455.7227 | 454.265 | 492.514
Ind ¦ Air curtains | RET | I_Pulp & Paper | Ottawa and Surrounding | Space Heating/Ventilation | Industrial | NA | End Use Consumption (m^3/year) | 15 | 0.92289 | 0.94244 | 0.95793 | 0.96967 | 0.97714 | 0.97032 | 0.9686 | 0.96861 | 0.96861 | 0.96859 | 0.13548 | 0.14112 | 0.14631 | 0.15106 | 0.15527 | 0.15727 | 0.16013 | 0.16334 | 0.16661 | 0.16993 | 0.1468 | 0.14974 | 0.15274 | 0.15579 | 0.15891 | 0.16208 | 0.16533 | 0.16863 | 0.172 | 0.17544 | -0.01132 | -0.0086192 | -0.0064252 | -0.0047254 | -0.0036321 | -0.0048103 | -0.0051917 | -0.0052929 | -0.0053996 | -0.0055101 | 15292.8983 | 15078.7977 | 14867.6946 | 14659.5469 | 14454.3132 | 14251.9528 | 14052.4255 | 13855.6915 | 13661.7118 | 13470.4479 | 0 | 0 | 0 | 0 | 0 | 0 | 0 | 0 | 0 | 0 | 0 | 0 | 0 | 0 | 0 | 0 | 0 | 0 | 0 | 0 | 0 | 0 | 0 | 0 | 0 | 0 | 0 | 0 | 0 | 0
Ind ¦ Automated temperature control | RET | I_Pulp & Paper | Ottawa and Surrounding | Space Heating/Ventilation | Industrial | NA | End Use Consumption (m^3/year) | 25 | 1.1676 | 1.1855 | 1.1997 | 1.2105 | 1.2173 | 1.2111 | 1.2095 | 1.2095 | 1.2095 | 1.2095 | 0.26178 | 0.27112 | 0.27985 | 0.28801 | 0.29543 | 0.29979 | 0.30539 | 0.3115 | 0.31773 | 0.32408 | 0.22421 | 0.22869 | 0.23327 | 0.23793 | 0.24269 | 0.24755 | 0.2525 | 0.25755 | 0.2627 | 0.26795 | 0.037574 | 0.042423 | 0.046585 | 0.050076 | 0.052741 | 0.052247 | 0.052892 | 0.053952 | 0.055029 | 0.056126 | 19824.1275 | 19546.5897 | 19272.9374 | 19003.1163 | 18737.0727 | 18474.7536 | 18216.1071 | 17961.0816 | 17709.6265 | 17461.6917 | 19824.1275 | 19546.5897 | 19272.9374 | 19003.1163 | 18737.0727 | 18474.7536 | 18216.1071 | 17961.0816 | 17709.6265 | 17461.6917 | 10.4547 | 19.4759 | 26.8438 | 36.0722 | 46.7907 | 57.8325 | 68.4926 | 79.2902 | 90.057 | 102.1201 | 10.4547 | 9.0212 | 7.3679 | 9.2284 | 10.7185 | 11.0418 | 10.6601 | 10.7976 | 10.7669 | 12.0631
Ind ¦ Blow down heat recovery and control | RET | I_Pulp & Paper | Ottawa and Surrounding | Process - Boiler/Steam | Industrial | NA | End Use Consumption (m^3/year) | 20 | 1.9672 | 2.0009 | 2.026 | 2.0442 | 2.055 | 2.0547 | 2.0516 | 2.0517 | 2.0517 | 2.0517 | 0.061959 | 0.064282 | 0.066391 | 0.068326 | 0.070062 | 0.071451 | 0.072771 | 0.074227 | 0.075713 | 0.077227 | 0.031496 | 0.032126 | 0.032769 | 0.033424 | 0.034093 | 0.034774 | 0.03547 | 0.036179 | 0.036903 | 0.037641 | 0.030463 | 0.032156 | 0.033622 | 0.034902 | 0.035969 | 0.036676 | 0.037301 | 0.038048 | 0.03881 | 0.039587 | 79523.0713 | 78409.7483 | 77312.0118 | 76229.6436 | 75162.4286 | 74110.1546 | 73072.6125 | 72049.5959 | 71040.9015 | 70046.3289 | 79523.0713 | 78409.7483 | 77312.0118 | 76229.6436 | 75162.4286 | 74110.1546 | 73072.6125 | 72049.5959 | 71040.9015 | 70046.3289 | 1254.3155 | 2483.2669 | 3672.8122 | 4913.0222 | 6189.4462 | 7474.8332 | 8751.4062 | 10029.7942 | 11304.5844 | 12669.9355 | 1254.3155 | 1228.9514 | 1189.5453 | 1240.2099 | 1276.424 | 1285.387 | 1276.5731 | 1278.3879 | 1274.7902 | 1365.3511
Ind ¦ Boiler combustion air preheat | RET | I_Pulp & Paper | Ottawa and Surrounding | Process - Boiler/Steam | Industrial | NA | End Use Consumption (m^3/year) | 20 | 68.9876 | 69.0887 | 69.1845 | 69.2782 | 69.3709 | 69.4563 | 69.5363 | 69.6241 | 69.7143 | 69.809 | 2.0992 | 2.1443 | 2.1902 | 2.2371 | 2.2849 | 2.3334 | 2.3828 | 2.4336 | 2.4854 | 2.5386 | 0.030429 | 0.031037 | 0.031658 | 0.032291 | 0.032937 | 0.033596 | 0.034267 | 0.034953 | 0.035652 | 0.036365 | 2.0688 | 2.1133 | 2.1586 | 2.2048 | 2.2519 | 2.2998 | 2.3486 | 2.3986 | 2.4498 | 2.5022 | 102243.9488 | 100812.5335 | 99401.158 | 98009.5418 | 96637.4082 | 95284.4845 | 93950.5017 | 92635.1947 | 91338.302 | 90059.5657 | 102243.9488 | 100812.5335 | 99401.158 | 98009.5418 | 96637.4082 | 95284.4845 | 93950.5017 | 92635.1947 | 91338.302 | 90059.5657 | 4467.4087 | 9065.8243 | 13761.1705 | 18515.3017 | 23286.9226 | 28032.9569 | 32710.0657 | 37276.2458 | 41692.3498 | 46449.2408 | 4467.4087 | 4598.4156 | 4695.3462 | 4754.1312 | 4771.6209 | 4746.0344 | 4677.1087 | 4566.1802 | 4416.1039 | 4756.891
Ind ¦ Condensate return | RET | I_Pulp & Paper | Ottawa and Surrounding | Process - Boiler/Steam | Industrial | NA | End Use Consumption (m^3/year) | 25 | 1.6724 | 1.6976 | 1.7164 | 1.73 | 1.7381 | 1.7378 | 1.7356 | 1.7356 | 1.7357 | 1.7357 | 0.070532 | 0.073026 | 0.07531 | 0.077423 | 0.079342 | 0.080918 | 0.082429 | 0.08408 | 0.085765 | 0.087483 | 0.042173 | 0.043016 | 0.043877 | 0.044754 | 0.045649 | 0.046562 | 0.047494 | 0.048443 | 0.049412 | 0.050401 | 0.028359 | 0.03001 | 0.031433 | 0.032669 | 0.033693 | 0.034355 | 0.034936 | 0.035637 | 0.036353 | 0.037082 | 95932.5939 | 94589.5376 | 93265.2841 | 91959.5701 | 90672.1361 | 89402.7262 | 88151.088 | 86916.9728 | 85700.1352 | 84500.3333 | 95932.5939 | 94589.5376 | 93265.2841 | 91959.5701 | 90672.1361 | 89402.7262 | 88151.088 | 86916.9728 | 85700.1352 | 84500.3333 | 679.5038 | 1325.1603 | 1924.5456 | 2571.2207 | 3250.7258 | 3936.3464 | 4611.5272 | 5288.285 | 5962.5625 | 6701.541 | 679.5038 | 645.6565 | 599.3854 | 646.6751 | 679.5051 | 685.6206 | 675.1809 | 676.7577 | 674.2776 | 738.9784
Ind ¦ Condensing boiler | RET | I_Pulp & Paper | Ottawa and Surrounding | Process - Boiler/Steam | Industrial | NA | End Use Consumption (m^3/year) | 20 | 3.224 | 3.2793 | 3.3205 | 3.3502 | 3.368 | 3.3674 | 3.3624 | 3.3624 | 3.3625 | 3.3625 | 0.3098 | 0.32141 | 0.33195 | 0.34163 | 0.35031 | 0.35725 | 0.36386 | 0.37114 | 0.37856 | 0.38614 | 0.09609 | 0.098012 | 0.099972 | 0.10197 | 0.10401 | 0.10609 | 0.10821 | 0.11038 | 0.11258 | 0.11484 | 0.21371 | 0.2234 | 0.23198 | 0.23966 | 0.2463 | 0.25116 | 0.25564 | 0.26076 | 0.26598 | 0.2713 | 214586.0653 | 211581.8604 | 208619.7144 | 205699.0384 | 202819.2518 | 199979.7823 | 197180.0653 | 194419.5444 | 191697.6708 | 189013.9034 | 214586.0653 | 211581.8604 | 208619.7144 | 205699.0384 | 202819.2518 | 199979.7823 | 197180.0653 | 194419.5444 | 191697.6708 | 189013.9034 | 6219.3396 | 12479.0544 | 18733.147 | 25123.6009 | 31605.14 | 38106.4026 | 44571.871 | 50998.0912 | 57352.34 | 64218.9396 | 6219.3396 | 6259.7148 | 6254.0926 | 6390.4539 | 6481.5391 | 6501.2626 | 6465.4684 | 6426.2203 | 6354.2487 | 6866.5996
Ind ¦ Condensing Economizer | RET | I_Pulp & Paper | Ottawa and Surrounding | Process - Boiler/Steam | Industrial | NA | End Use Consumption (m^3/year) | 15 | 3.7008 | 3.7778 | 3.835 | 3.8765 | 3.9012 | 3.9004 | 3.8934 | 3.8934 | 3.8935 | 3.8934 | 0.25535 | 0.26588 | 0.27531 | 0.28385 | 0.29137 | 0.29714 | 0.30254 | 0.30859 | 0.31477 | 0.32106 | 0.069 | 0.07038 | 0.071788 | 0.073223 | 0.074688 | 0.076182 | 0.077705 | 0.079259 | 0.080844 | 0.082461 | 0.18635 | 0.1955 | 0.20352 | 0.21063 | 0.21668 | 0.22096 | 0.22483 | 0.22933 | 0.23392 | 0.2386 | 170406.5813 | 168020.8891 | 165668.5967 | 163349.2363 | 161062.347 | 158807.4742 | 156584.1695 | 154391.9912 | 152230.5033 | 150099.2762 | 170406.5813 | 168020.8891 | 165668.5967 | 163349.2363 | 161062.347 | 158807.4742 | 156584.1695 | 154391.9912 | 152230.5033 | 150099.2762 | 5890.0784 | 11873.2905 | 17908.3266 | 24048.2713 | 30249.7444 | 36454.7322 | 42612.8607 | 48700.5861 | 54680.1866 | 61158.0673 | 5890.0784 | 5983.2122 | 6035.0361 | 6139.9447 | 6201.4732 | 6204.9878 | 6158.1285 | 6087.7254 | 5979.6005 | 6477.8807
Ind ¦ De-stratification fans | RET | I_Pulp & Paper | Ottawa and Surrounding | Space Heating/Ventilation | Industrial | NA | End Use Consumption (m^3/year) | 25 | 1.4153 | 1.437 | 1.4542 | 1.4672 | 1.4755 | 1.468 | 1.466 | 1.466 | 1.466 | 1.466 | 0.29918 | 0.30985 | 0.31983 | 0.32915 | 0.33764 | 0.34262 | 0.34902 | 0.356 | 0.36312 | 0.37037 | 0.2114 | 0.21563 | 0.21994 | 0.22434 | 0.22882 | 0.2334 | 0.23807 | 0.24283 | 0.24769 | 0.25264 | 0.087784 | 0.094223 | 0.099894 | 0.10482 | 0.10881 | 0.10922 | 0.11095 | 0.11317 | 0.11543 | 0.11773 | 14499.9332 | 14296.9342 | 14096.7771 | 13899.4222 | 13704.8303 | 13512.9627 | 13323.7812 | 13137.2483 | 12953.3268 | 12771.9802 | 14499.9332 | 14296.9342 | 14096.7771 | 13899.4222 | 13704.8303 | 13512.9627 | 13323.7812 | 13137.2483 | 12953.3268 | 12771.9802 | 34.3024 | 65.7163 | 93.2435 | 124.7918 | 159.1062 | 193.9366 | 227.9144 | 262.0503 | 296.0184 | 332.9177 | 34.3024 | 31.4139 | 27.5272 | 31.5483 | 34.3144 | 34.8304 | 33.9778 | 34.1359 | 33.9681 | 36.8994
Ind ¦ Direct contact hot water heaters | RET | I_Pulp & Paper | Ottawa and Surrounding | Process - Boiler/Steam | Industrial | NA | End Use Consumption (m^3/year) | 20 | 11.6065 | 11.8055 | 11.9537 | 12.0609 | 12.1248 | 12.1227 | 12.1047 | 12.1048 | 12.1049 | 12.105 | 0.46469 | 0.48212 | 0.49793 | 0.51244 | 0.52546 | 0.53588 | 0.54579 | 0.5567 | 0.56785 | 0.57921 | 0.040038 | 0.040838 | 0.041655 | 0.042488 | 0.043338 | 0.044205 | 0.045089 | 0.045991 | 0.04691 | 0.047849 | 0.42466 | 0.44128 | 0.45628 | 0.46996 | 0.48212 | 0.49168 | 0.5007 | 0.51071 | 0.52094 | 0.53136 | 181767.02 | 179222.2818 | 176713.1698 | 174239.1854 | 171799.8368 | 169394.6391 | 167023.1142 | 164684.7906 | 162379.2035 | 160105.8947 | 181767.02 | 179222.2818 | 176713.1698 | 174239.1854 | 171799.8368 | 169394.6391 | 167023.1142 | 164684.7906 | 162379.2035 | 160105.8947 | 7463.9132 | 15120.1517 | 22915.2642 | 30812.0285 | 38747.983 | 46655.0049 | 54466.1768 | 62122.0213 | 69563.0648 | 77650.4354 | 7463.9132 | 7656.2386 | 7795.1125 | 7896.7643 | 7935.9545 | 7907.0219 | 7811.1719 | 7655.8445 | 7441.0435 | 8087.3707
Ind ¦ Energy Management and Process Improvement | RET | I_Pulp & Paper | Ottawa and Surrounding | Cross Cutting/Behavioural | Industrial | NA | End Use Consumption (m^3/year) | 15 | 3.6479 | 3.7238 | 3.7802 | 3.8211 | 3.8455 | 3.8447 | 3.8378 | 3.8378 | 3.8379 | 3.8378 | 0.25535 | 0.26588 | 0.27531 | 0.28385 | 0.29137 | 0.29714 | 0.30254 | 0.30859 | 0.31477 | 0.32106 | 0.07 | 0.0714 | 0.072828 | 0.074285 | 0.07577 | 0.077286 | 0.078831 | 0.080408 | 0.082016 | 0.083656 | 0.18535 | 0.19448 | 0.20248 | 0.20956 | 0.2156 | 0.21985 | 0.22371 | 0.22818 | 0.23275 | 0.2374 | 991610.9467 | 977728.3934 | 964040.1959 | 950543.6332 | 937236.0223 | 924114.718 | 911177.1119 | 898420.6324 | 885842.7435 | 873440.9451 | 991610.9467 | 977728.3934 | 964040.1959 | 950543.6332 | 937236.0223 | 924114.718 | 911177.1119 | 898420.6324 | 885842.7435 | 873440.9451 | 34072.6482 | 68674.1513 | 103565.8904 | 139067.5672 | 174929.2262 | 210814.8128 | 246433.5193 | 281652.9512 | 316256.6157 | 353607.5325 | 34072.6482 | 34601.5032 | 34891.7391 | 35501.6768 | 35861.659 | 35885.5866 | 35618.7065 | 35219.432 | 34603.6644 | 37350.9168
Ind ¦ Exhaust gas heat recovery | RET | I_Pulp & Paper | Ottawa and Surrounding | Process Heat | Industrial | NA | End Use Consumption (m^3/year) | 15 | 5.3148 | 5.4254 | 5.5077 | 5.5672 | 5.6027 | 5.6015 | 5.5915 | 5.5916 | 5.5916 | 5.5916 | 0.44687 | 0.46529 | 0.48179 | 0.49674 | 0.5099 | 0.51999 | 0.52944 | 0.54003 | 0.55084 | 0.56185 | 0.084079 | 0.08576 | 0.087476 | 0.089225 | 0.09101 | 0.09283 | 0.094686 | 0.09658 | 0.098512 | 0.10048 | 0.36279 | 0.37953 | 0.39431 | 0.40751 | 0.41889 | 0.42716 | 0.43475 | 0.44345 | 0.45233 | 0.46137 | 309256.3883 | 304926.7988 | 300657.8236 | 296448.6141 | 292298.3335 | 288206.1568 | 284171.2706 | 280192.8729 | 276270.1726 | 272402.3902 | 309256.3883 | 304926.7988 | 300657.8236 | 296448.6141 | 292298.3335 | 288206.1568 | 284171.2706 | 280192.8729 | 276270.1726 | 272402.3902 | 11793.1641 | 23839.675 | 36057.3239 | 48455.3248 | 60942.1056 | 73408.9139 | 85754.1148 | 97904.2793 | 109774.1319 | 122681.5332 | 11793.1641 | 12046.5109 | 12217.6489 | 12398.0009 | 12486.7808 | 12466.8083 | 12345.2009 | 12150.1645 | 11869.8526 | 12907.4013
Ind ¦ Feedwater Economizers | RET | I_Pulp & Paper | Ottawa and Surrounding | Process - Boiler/Steam | Industrial | NA | End Use Consumption (m^3/year) | 20 | 2.418 | 2.4595 | 2.4903 | 2.5127 | 2.526 | 2.5256 | 2.5218 | 2.5218 | 2.5219 | 2.5219 | 0.12392 | 0.12856 | 0.13278 | 0.13665 | 0.14012 | 0.1429 | 0.14554 | 0.14845 | 0.15143 | 0.15445 | 0.051248 | 0.052273 | 0.053318 | 0.054385 | 0.055473 | 0.056582 | 0.057714 | 0.058868 | 0.060045 | 0.061246 | 0.07267 | 0.076292 | 0.079463 | 0.082267 | 0.084651 | 0.086319 | 0.087829 | 0.089587 | 0.091381 | 0.093209 | 113604.3875 | 112013.9261 | 110445.7311 | 108899.4909 | 107374.898 | 105871.6495 | 104389.4464 | 102927.9941 | 101487.0022 | 100066.1842 | 113604.3875 | 112013.9261 | 110445.7311 | 108899.4909 | 107374.898 | 105871.6495 | 104389.4464 | 102927.9941 | 101487.0022 | 100066.1842 | 2480.7652 | 4946.6239 | 7375.856 | 9880.2231 | 12438.4092 | 15011.9094 | 17573.9608 | 20134.3849 | 22682.2536 | 25360.2352 | 2480.7652 | 2465.8587 | 2429.2321 | 2504.3672 | 2558.1861 | 2573.5002 | 2562.0514 | 2560.424 | 2547.8687 | 2677.9816
Ind ¦ Heat recovery to preheat make-up water | RET | I_Pulp & Paper | Ottawa and Surrounding | Process - Boiler/Steam | Industrial | NA | End Use Consumption (m^3/year) | 25 | 3.4769 | 3.5293 | 3.5683 | 3.5965 | 3.6134 | 3.6129 | 3.6082 | 3.6083 | 3.6084 | 3.6085 | 0.2116 | 0.21908 | 0.22593 | 0.23227 | 0.23803 | 0.24275 | 0.24729 | 0.25224 | 0.2573 | 0.26245 | 0.060857 | 0.062074 | 0.063316 | 0.064582 | 0.065874 | 0.067191 | 0.068535 | 0.069906 | 0.071304 | 0.07273 | 0.15074 | 0.157 | 0.16261 | 0.16769 | 0.17215 | 0.17556 | 0.17875 | 0.18234 | 0.18599 | 0.18972 | 238569.2138 | 235229.2448 | 231936.0354 | 228688.9309 | 225487.2859 | 222330.4639 | 219217.8374 | 216148.7876 | 213122.7046 | 210138.9867 | 238569.2138 | 235229.2448 | 231936.0354 | 228688.9309 | 225487.2859 | 222330.4639 | 219217.8374 | 216148.7876 | 213122.7046 | 210138.9867 | 6628.6031 | 13286.6989 | 19924.5066 | 26713.3481 | 33604.5979 | 40519.3976 | 47397.6618 | 54240.428 | 61014.2593 | 68347.0815 | 6628.6031 | 6658.0959 | 6637.8076 | 6788.8415 | 6891.2498 | 6914.7997 | 6878.2642 | 6842.7662 | 6773.8312 | 7332.8222
Ind ¦ High-efficiency burner | RET | I_Pulp & Paper | Ottawa and Surrounding | Process - Boiler/Steam | Industrial | NA | End Use Consumption (m^3/year) | 20 | 2.5792 | 2.6234 | 2.6564 | 2.6802 | 2.6944 | 2.6939 | 2.6899 | 2.6899 | 2.69 | 2.69 | 0.1549 | 0.16071 | 0.16598 | 0.17081 | 0.17515 | 0.17863 | 0.18193 | 0.18557 | 0.18928 | 0.19307 | 0.060056 | 0.061257 | 0.062483 | 0.063732 | 0.065007 | 0.066307 | 0.067633 | 0.068986 | 0.070366 | 0.071773 | 0.094842 | 0.099448 | 0.10349 | 0.10708 | 0.11015 | 0.11232 | 0.1143 | 0.11658 | 0.11892 | 0.1213 | 64375.8196 | 63474.5581 | 62585.9143 | 61709.7115 | 60845.7755 | 59993.9347 | 59154.0196 | 58325.8633 | 57509.3012 | 56704.171 | 64375.8196 | 63474.5581 | 62585.9143 | 61709.7115 | 60845.7755 | 59993.9347 | 59154.0196 | 58325.8633 | 57509.3012 | 56704.171 | 1518.5575 | 3031.7575 | 4528.2752 | 6067.2592 | 7636.482 | 9214.4151 | 10785.7266 | 12354.6028 | 13914.149 | 15589.3304 | 1518.5575 | 1513.2 | 1496.5177 | 1538.984 | 1569.2228 | 1577.9331 | 1571.3115 | 1568.8762 | 1559.5461 | 1675.1815
Ind ¦ High-efficiency burners | RET | I_Pulp & Paper | Ottawa and Surrounding | Process Heat | Industrial | NA | End Use Consumption (m^3/year) | 20 | 8.928 | 9.0812 | 9.1951 | 9.2776 | 9.3267 | 9.3252 | 9.3113 | 9.3113 | 9.3115 | 9.3115 | 0.61959 | 0.64282 | 0.66391 | 0.68326 | 0.70062 | 0.71451 | 0.72771 | 0.74227 | 0.75713 | 0.77227 | 0.069398 | 0.070786 | 0.072202 | 0.073646 | 0.075119 | 0.076621 | 0.078154 | 0.079717 | 0.081311 | 0.082938 | 0.55019 | 0.57204 | 0.59171 | 0.60961 | 0.6255 | 0.63789 | 0.64956 | 0.66256 | 0.67582 | 0.68934 | 106030.7617 | 104546.331 | 103082.6824 | 101639.5248 | 100216.5715 | 98813.5395 | 97430.1499 | 96066.1278 | 94721.202 | 93395.1052 | 106030.7617 | 104546.331 | 103082.6824 | 101639.5248 | 100216.5715 | 98813.5395 | 97430.1499 | 96066.1278 | 94721.202 | 93395.1052 | 4244.8445 | 8593.6694 | 13016.7906 | 17499.1625 | 22006.5192 | 26500.7272 | 30944.7344 | 35306.9724 | 39554.804 | 44218.9521 | 4244.8445 | 4348.825 | 4423.1211 | 4482.3719 | 4507.3567 | 4494.208 | 4444.0072 | 4362.238 | 4247.8316 | 4664.1481
Ind ¦ High-efficiency ovens & dryers | RET | I_Pulp & Paper | Ottawa and Surrounding | Process Heat | Industrial | NA | End Use Consumption (m^3/year) | 20 | 3.3161 | 3.373 | 3.4153 | 3.446 | 3.4642 | 3.4636 | 3.4585 | 3.4585 | 3.4586 | 3.4586 | 0.37176 | 0.38569 | 0.39834 | 0.40996 | 0.42037 | 0.4287 | 0.43663 | 0.44536 | 0.45428 | 0.46336 | 0.11211 | 0.11435 | 0.11663 | 0.11897 | 0.12135 | 0.12377 | 0.12625 | 0.12877 | 0.13135 | 0.13398 | 0.25965 | 0.27135 | 0.28171 | 0.29099 | 0.29902 | 0.30493 | 0.31038 | 0.31659 | 0.32293 | 0.32939 | 212061.5234 | 209092.6621 | 206165.3648 | 203279.0497 | 200433.143 | 197627.079 | 194860.2999 | 192132.2557 | 189442.4041 | 186790.2104 | 212061.5234 | 209092.6621 | 206165.3648 | 203279.0497 | 200433.143 | 197627.079 | 194860.2999 | 192132.2557 | 189442.4041 | 186790.2104 | 6273.2105 | 12593.3718 | 18914.3564 | 25370.3855 | 31915.4388 | 38477.8343 | 45004.5072 | 51487.8177 | 57894.6618 | 64825.5682 | 6273.2105 | 6320.1613 | 6320.9846 | 6456.0291 | 6545.0533 | 6562.3955 | 6526.6729 | 6483.3105 | 6406.844 | 6930.9064
Ind ¦ Insulation | RET | I_Pulp & Paper | Ottawa and Surrounding | Process - Boiler/Steam | Industrial | NA | End Use Consumption (m^3/year) | 15 | 5.3148 | 5.4254 | 5.5077 | 5.5672 | 5.6027 | 5.6015 | 5.5915 | 5.5916 | 5.5916 | 5.5916 | 0.12768 | 0.13294 | 0.13765 | 0.14192 | 0.14569 | 0.14857 | 0.15127 | 0.1543 | 0.15738 | 0.16053 | 0.024023 | 0.024503 | 0.024993 | 0.025493 | 0.026003 | 0.026523 | 0.027053 | 0.027594 | 0.028146 | 0.028709 | 0.10365 | 0.10844 | 0.11266 | 0.11643 | 0.11968 | 0.12205 | 0.12422 | 0.1267 | 0.12924 | 0.13182 | 164095.2264 | 161797.8933 | 159532.7227 | 157299.2646 | 155097.0749 | 152925.7159 | 150784.7559 | 148673.7693 | 146592.3365 | 144540.0438 | 164095.2264 | 161797.8933 | 159532.7227 | 157299.2646 | 155097.0749 | 152925.7159 | 150784.7559 | 148673.7693 | 146592.3365 | 144540.0438 | 6257.5973 | 12649.6235 | 19132.4576 | 25710.9887 | 32336.6275 | 38951.6686 | 45502.1833 | 51949.2094 | 58247.4985 | 65108.1912 | 6257.5973 | 6392.0262 | 6482.8341 | 6578.5311 | 6625.6388 | 6615.0411 | 6550.5147 | 6447.0261 | 6298.2891 | 6860.6927
Ind ¦ Radiant heaters | RET | I_Pulp & Paper | Ottawa and Surrounding | Space Heating/Ventilation | Industrial | NA | End Use Consumption (m^3/year) | 20 | 1.4656 | 1.4912 | 1.5115 | 1.5269 | 1.5367 | 1.5277 | 1.5255 | 1.5255 | 1.5255 | 1.5255 | 0.98582 | 1.0231 | 1.0578 | 1.0899 | 1.1188 | 1.1346 | 1.1555 | 1.1787 | 1.2022 | 1.2263 | 0.67263 | 0.68608 | 0.69981 | 0.7138 | 0.72808 | 0.74264 | 0.75749 | 0.77264 | 0.78809 | 0.80386 | 0.31319 | 0.33701 | 0.35795 | 0.37608 | 0.39073 | 0.39191 | 0.39804 | 0.40601 | 0.41413 | 0.42239 | 23109.2686 | 22785.7388 | 22466.7385 | 22152.2041 | 21842.0733 | 21536.2842 | 21234.7763 | 20937.4894 | 20644.3645 | 20355.3434 | 23109.2686 | 22785.7388 | 22466.7385 | 22152.2041 | 21842.0733 | 21536.2842 | 21234.7763 | 20937.4894 | 20644.3645 | 20355.3434 | 125.7709 | 245.23 | 356.1919 | 475.4244 | 600.5638 | 727.4151 | 851.7878 | 976.7576 | 1101.3145 | 1233.05 | 125.7709 | 119.4591 | 110.9619 | 119.2325 | 125.1394 | 126.8512 | 124.3728 | 124.9698 | 124.5568 | 131.7355
Ind ¦ Reduce Steam Pressure | RET | I_Pulp & Paper | Ottawa and Surrounding | Process - Boiler/Steam | Industrial | NA | End Use Consumption (m^3/year) | 20 | 29.9803 | 30.4945 | 30.8771 | 31.154 | 31.3191 | 31.3138 | 31.2672 | 31.2674 | 31.2679 | 31.268 | 0.092939 | 0.096423 | 0.099586 | 0.10249 | 0.10509 | 0.10718 | 0.10916 | 0.11134 | 0.11357 | 0.11584 | 0.0031 | 0.003162 | 0.0032252 | 0.0032897 | 0.0033555 | 0.0034227 | 0.0034911 | 0.0035609 | 0.0036321 | 0.0037048 | 0.089839 | 0.093261 | 0.096361 | 0.099199 | 0.10174 | 0.10375 | 0.10567 | 0.10778 | 0.10994 | 0.11214 | 68162.6325 | 67208.3557 | 66267.4387 | 65339.6945 | 64424.9388 | 63522.9897 | 62633.6678 | 61756.7965 | 60892.2013 | 60039.7105 | 68162.6325 | 67208.3557 | 66267.4387 | 65339.6945 | 64424.9388 | 63522.9897 | 62633.6678 | 61756.7965 | 60892.2013 | 60039.7105 | 2970.297 | 6025.1838 | 9141.6862 | 12296.6334 | 15462.6046 | 18610.7042 | 21712.1145 | 24739.6501 | 27667.6401 | 30838.8871 | 2970.297 | 3054.8868 | 3116.5024 | 3154.9472 | 3165.9712 | 3148.0996 | 3101.4103 | 3027.5357 | 2927.9899 | 3171.247
Ind ¦ Steam trap survey and repair | RET | I_Pulp & Paper | Ottawa and Surrounding | Process - Boiler/Steam | Industrial | NA | End Use Consumption (m^3/year) | 3 | 0.74751 | 0.79708 | 0.84877 | 0.8911 | 0.91312 | 0.91238 | 0.90622 | 0.90625 | 0.90632 | 0.90624 | 0.023145 | 0.025173 | 0.027342 | 0.029279 | 0.030603 | 0.03119 | 0.031599 | 0.032232 | 0.032879 | 0.033534 | 0.030962 | 0.031582 | 0.032213 | 0.032858 | 0.033515 | 0.034185 | 0.034869 | 0.035566 | 0.036277 | 0.037003 | -0.0078176 | -0.0064086 | -0.0048715 | -0.0035782 | -0.0029118 | -0.0029954 | -0.00327 | -0.0033344 | -0.0033984 | -0.0034693 | 151472.5167 | 149351.9015 | 147260.9748 | 145199.3212 | 143166.5307 | 141162.1993 | 139185.9285 | 137237.3255 | 135316.0029 | 133421.5789 | 0 | 0 | 0 | 0 | 0 | 0 | 0 | 0 | 0 | 0 | 0 | 0 | 0 | 0 | 0 | 0 | 0 | 0 | 0 | 0 | 0 | 0 | 0 | 0 | 0 | 0 | 0 | 0 | 0 | 0
Ind ¦ Ventilation heat recovery | RET | I_Pulp & Paper | Ottawa and Surrounding | Space Heating/Ventilation | Industrial | NA | End Use Consumption (m^3/year) | 20 | 4.3968 | 4.4736 | 4.5345 | 4.5806 | 4.61 | 4.5832 | 4.5764 | 4.5765 | 4.5764 | 4.5764 | 0.49291 | 0.51155 | 0.52888 | 0.54494 | 0.5594 | 0.56728 | 0.57777 | 0.58933 | 0.60111 | 0.61313 | 0.11211 | 0.11435 | 0.11663 | 0.11897 | 0.12135 | 0.12377 | 0.12625 | 0.12877 | 0.13135 | 0.13398 | 0.3808 | 0.3972 | 0.41225 | 0.42598 | 0.43806 | 0.4435 | 0.45152 | 0.46055 | 0.46976 | 0.47915 | 23590.7117 | 23260.4417 | 22934.7955 | 22613.7084 | 22297.1165 | 21984.9568 | 21677.1674 | 21373.6871 | 21074.4555 | 20779.4131 | 23590.7117 | 23260.4417 | 22934.7955 | 22613.7084 | 22297.1165 | 21984.9568 | 21677.1674 | 21373.6871 | 21074.4555 | 20779.4131 | 787.8082 | 1586.7453 | 2391.3238 | 3210.3515 | 4038.1461 | 4866.8713 | 5689.8565 | 6504.4587 | 7305.8572 | 8173.0152 | 787.8082 | 798.9371 | 804.5785 | 819.0277 | 827.7946 | 828.7252 | 822.9853 | 814.6022 | 801.3985 | 867.158
Ind ¦ Ventilation optimization | RET | I_Pulp & Paper | Ottawa and Surrounding | Space Heating/Ventilation | Industrial | NA | End Use Consumption (m^3/year) | 15 | 2.256 | 2.3037 | 2.3416 | 2.3703 | 2.3886 | 2.3719 | 2.3677 | 2.3677 | 2.3677 | 2.3677 | 0.54194 | 0.56449 | 0.58524 | 0.60426 | 0.62109 | 0.62909 | 0.64054 | 0.65336 | 0.66642 | 0.67974 | 0.24023 | 0.24503 | 0.24993 | 0.25493 | 0.26003 | 0.26523 | 0.27053 | 0.27594 | 0.28146 | 0.28709 | 0.30171 | 0.31946 | 0.33531 | 0.34933 | 0.36107 | 0.36387 | 0.37 | 0.37741 | 0.38496 | 0.39265 | 27187.3748 | 26806.7515 | 26431.457 | 26061.4166 | 25696.5568 | 25336.805 | 24982.0897 | 24632.3405 | 24287.4877 | 23947.4629 | 27187.3748 | 26806.7515 | 26431.457 | 26061.4166 | 25696.5568 | 25336.805 | 24982.0897 | 24632.3405 | 24287.4877 | 23947.4629 | 641.3214 | 1280.3803 | 1912.3938 | 2562.3417 | 3225.0603 | 3891.4574 | 4555.058 | 5217.6302 | 5876.262 | 6590.636 | 641.3214 | 639.0588 | 632.0135 | 649.948 | 662.7185 | 666.3971 | 663.6006 | 662.5722 | 658.6319 | 714.374
Ind ¦ Warehouse loading dock seals | RET | I_Pulp & Paper | Ottawa and Surrounding | Space Heating/Ventilation | Industrial | NA | End Use Consumption (m^3/year) | 10 | 0.65563 | 0.67466 | 0.68975 | 0.70118 | 0.70846 | 0.70181 | 0.70013 | 0.70014 | 0.70014 | 0.70012 | 0.098874 | 0.10378 | 0.10822 | 0.11222 | 0.11565 | 0.11685 | 0.11891 | 0.12129 | 0.12371 | 0.12618 | 0.15081 | 0.15382 | 0.1569 | 0.16004 | 0.16324 | 0.1665 | 0.16983 | 0.17323 | 0.1767 | 0.18023 | -0.051935 | -0.050045 | -0.048679 | -0.047824 | -0.047591 | -0.04965 | -0.050928 | -0.051945 | -0.052985 | -0.054047 | 8590.4552 | 8470.1889 | 8351.6062 | 8234.6837 | 8119.3982 | 8005.7266 | 7893.6464 | 7783.1354 | 7674.1715 | 7566.7331 | 0 | 0 | 0 | 0 | 0 | 0 | 0 | 0 | 0 | 0 | 0 | 0 | 0 | 0 | 0 | 0 | 0 | 0 | 0 | 0 | 0 | 0 | 0 | 0 | 0 | 0 | 0 | 0 | 0 | 0
Ind ¦ Boiler right sizing and load management | ROB | I_Pulp & Paper | Ottawa and Surrounding | Process - Boiler/Steam | Industrial | NA | End Use Consumption (m^3/year) | 25 | INF | INF | INF | INF | INF | INF | INF | INF | INF | INF | 0.35266 | 0.36513 | 0.37655 | 0.38712 | 0.39671 | 0.40459 | 0.41215 | 0.4204 | 0.42883 | 0.43741 | 0 | 0 | 0 | 0 | 0 | 0 | 0 | 0 | 0 | 0 | 0.35266 | 0.36513 | 0.37655 | 0.38712 | 0.39671 | 0.40459 | 0.41215 | 0.4204 | 0.42883 | 0.43741 | 142005.4844 | 140017.4076 | 138057.1639 | 136124.3636 | 134218.6225 | 132339.5618 | 130486.808 | 128659.9926 | 126858.7527 | 125082.7302 | 142005.4844 | 140017.4076 | 138057.1639 | 136124.3636 | 134218.6225 | 132339.5618 | 130486.808 | 128659.9926 | 126858.7527 | 125082.7302 | 4195.7974 | 8254.2497 | 12175.1022 | 15958.6715 | 19605.7888 | 23117.7461 | 26496.2439 | 29743.3417 | 32861.4112 | 35880.3995 | 4195.7974 | 4058.4522 | 3920.8525 | 3783.5693 | 3647.1173 | 3511.9573 | 3378.4978 | 3247.0978 | 3118.0695 | 3018.9883
Res ¦ Behavioural Mailed Reports | NEW | R_Detached | Ottawa and Surrounding | Cross Cutting/Behavioural | Residential | NA | Residential Households | 3 | 1.418 | 1.5078 | 1.6497 | 1.7391 | 1.7896 | 1.7471 | 1.7352 | 1.7352 | 1.7353 | 1.7354 | 10.9899 | 11.9188 | 13.3019 | 14.3033 | 15.0124 | 14.9493 | 15.1448 | 15.4475 | 15.7571 | 16.0734 | 7.75 | 7.905 | 8.0631 | 8.2244 | 8.3888 | 8.5566 | 8.7278 | 8.9023 | 9.0804 | 9.262 | 3.2399 | 4.0138 | 5.2388 | 6.079 | 6.6235 | 6.3927 | 6.417 | 6.5452 | 6.6768 | 6.8114 | 48430.5838 | 97248.6122 | 146460.3328 | 196072.0684 | 246090.2178 | 296521.257 | 347371.7404 | 398648.3016 | 450357.6544 | 502506.5942 | 48430.5838 | 97248.6122 | 146460.3328 | 196072.0684 | 246090.2178 | 296521.257 | 347371.7404 | 398648.3016 | 450357.6544 | 502506.5942 | 24215.2919 | 48624.3061 | 74012.8975 | 100708.0106 | 128909.9931 | 158735.0154 | 190243.6554 | 223459.3643 | 258380.2517 | 294986.6913 | 24215.2919 | 24409.0142 | 25388.5914 | 26695.1131 | 28201.9825 | 29825.0224 | 31508.64 | 33215.7089 | 34920.8874 | 36606.4396
Res ¦ Combination Space Water Heating | NEW | R_Detached | Ottawa and Surrounding | Water Heating | Residential | Res¦Water Heater | Residence | 20 | 2.6772 | 2.689 | 2.6985 | 2.7062 | 2.7119 | 2.7145 | 2.7162 | 2.719 | 2.7218 | 2.7248 | 1820.4984 | 1865.1199 | 1909.1392 | 1952.8393 | 1996.0701 | 2037.9941 | 2080.0704 | 2123.8276 | 2168.5586 | 2214.3586 | 680 | 693.6 | 707.472 | 721.6214 | 736.0539 | 750.7749 | 765.7904 | 781.1063 | 796.7284 | 812.6629 | 1140.4984 | 1171.5199 | 1201.6672 | 1231.2179 | 1260.0162 | 1287.2191 | 1314.2799 | 1342.7213 | 1371.8303 | 1401.6956 | 55530.7454 | 111505.7367 | 167932.1375 | 224817.1974 | 282168.2533 | 339992.7308 | 398298.145 | 457092.1021 | 516382.3002 | 576176.5309 | 55530.7454 | 111505.7367 | 167932.1375 | 224817.1974 | 282168.2533 | 339992.7308 | 398298.145 | 457092.1021 | 516382.3002 | 576176.5309 | 28375.2738 | 56977.5497 | 85835.8817 | 114917.2278 | 144412.6735 | 174253.5161 | 204414.708 | 234882.4503 | 265678.3413 | 296804.0566 | 28375.2738 | 28602.276 | 28858.3319 | 29081.3462 | 29495.4457 | 29840.8426 | 30161.1918 | 30467.7424 | 30795.891 | 31125.7153
Res ¦ Drain Water Heat Recovery ¦ New | NEW | R_Detached | Ottawa and Surrounding | Water Heating | Residential | NA | DHW tank | 20 | 0.48533 | 0.49358 | 0.49975 | 0.50423 | 0.50686 | 0.50684 | 0.50608 | 0.50608 | 0.50608 | 0.50609 | 339.7312 | 352.4182 | 363.9615 | 374.564 | 384.0487 | 391.7119 | 398.9512 | 406.9309 | 415.068 | 423.3786 | 700 | 714 | 728.28 | 742.8456 | 757.7025 | 772.8566 | 788.3137 | 804.08 | 820.1616 | 836.5648 | -360.2688 | -361.5818 | -364.3185 | -368.2816 | -373.6538 | -381.1447 | -389.3625 | -397.149 | -405.0935 | -413.1862 | 226700.2459 | 455214.0937 | 685570.7879 | 917799.9245 | 1151931.4563 | 1387995.6974 | 1626023.328 | 1866045.3993 | 2108093.3387 | 2352198.9545 | 0 | 0 | 0 | 0 | 0 | 0 | 0 | 0 | 0 | 0 | 0 | 0 | 0 | 0 | 0 | 0 | 0 | 0 | 0 | 0 | 0 | 0 | 0 | 0 | 0 | 0 | 0 | 0 | 0 | 0
Res ¦ Energy Star Home ¦ New | NEW | R_Detached | Ottawa and Surrounding | Space Heating/Ventilation | Residential | NA | Residential Households | 25 | 1.8786 | 1.8975 | 1.9126 | 1.9242 | 1.9319 | 1.9264 | 1.9255 | 1.9264 | 1.9272 | 1.9281 | 6011.5144 | 6193.3002 | 6367.453 | 6534.3348 | 6691.8073 | 6805.9401 | 6939.0456 | 7080.8741 | 7225.6205 | 7373.4446 | 3200 | 3264 | 3329.28 | 3395.8656 | 3463.7829 | 3533.0586 | 3603.7197 | 3675.7941 | 3749.31 | 3824.2962 | 2811.5144 | 2929.3002 | 3038.173 | 3138.4692 | 3228.0244 | 3272.8815 | 3335.3259 | 3405.08 | 3476.3105 | 3549.1484 | 0 | 0 | 0 | 0 | 0 | 0 | 0 | 0 | 0 | 0 | 0 | 0 | 0 | 0 | 0 | 0 | 0 | 0 | 0 | 0 | 0 | 0 | 0 | 0 | 0 | 0 | 0 | 0 | 0 | 0 | 0 | 0 | 0 | 0 | 0 | 0 | 0 | 0 | 0 | 0
Res ¦ HE Storage Water Heating | NEW | R_Detached | Ottawa and Surrounding | Water Heating | Residential | Res¦Water Heater | Water heater | 16 | 0.33577 | 0.34238 | 0.34733 | 0.35092 | 0.35302 | 0.35301 | 0.3524 | 0.3524 | 0.3524 | 0.3524 | 181.3135 | 188.5842 | 195.1372 | 201.0942 | 206.3476 | 210.4644 | 214.3046 | 218.5908 | 222.961 | 227.4234 | 540 | 550.8 | 561.816 | 573.0523 | 584.5134 | 596.2036 | 608.1277 | 620.2903 | 632.6961 | 645.35 | -358.6865 | -362.2158 | -366.6788 | -371.9581 | -378.1658 | -385.7393 | -393.8232 | -401.6995 | -409.7351 | -417.9265 | 134494.6777 | 270065.3127 | 406729.255 | 544504.0631 | 683407.5071 | 823457.5714 | 964672.4576 | 1107070.5878 | 1250670.6066 | 1395491.3852 | 0 | 0 | 0 | 0 | 0 | 0 | 0 | 0 | 0 | 0 | 0 | 0 | 0 | 0 | 0 | 0 | 0 | 0 | 0 | 0 | 0 | 0 | 0 | 0 | 0 | 0 | 0 | 0 | 0 | 0
Res ¦ Insulating Pool Covers ¦New | NEW | R_Detached | Ottawa and Surrounding | Appliances/Other | Residential | NA | Pool | 10 | 0.69261 | 0.71239 | 0.72709 | 0.73772 | 0.74407 | 0.74386 | 0.74207 | 0.74207 | 0.74208 | 0.74206 | 831.1313 | 871.9626 | 907.7563 | 939.4537 | 966.4916 | 985.5425 | 1002.8359 | 1022.8899 | 1043.3587 | 1064.2027 | 1200 | 1224 | 1248.48 | 1273.4496 | 1298.9186 | 1324.897 | 1351.3949 | 1378.4228 | 1405.9913 | 1434.1111 | -368.8687 | -352.0374 | -340.7237 | -333.9959 | -332.427 | -339.3545 | -348.559 | -355.5329 | -362.6325 | -369.9084 | 20663.0104 | 41491.3249 | 62487.609 | 83654.5603 | 104994.9089 | 126511.4178 | 148206.8835 | 170084.1361 | 192146.0402 | 214395.495 | 0 | 0 | 0 | 0 | 0 | 0 | 0 | 0 | 0 | 0 | 0 | 0 | 0 | 0 | 0 | 0 | 0 | 0 | 0 | 0 | 0 | 0 | 0 | 0 | 0 | 0 | 0 | 0 | 0 | 0
Res ¦ Low Flow Showerhead ¦ New | NEW | R_Detached | Ottawa and Surrounding | Water Heating | Residential | NA | Showers | 10 | 30.0259 | 30.1976 | 30.3333 | 30.4398 | 30.5146 | 30.5411 | 30.5569 | 30.5925 | 30.6333 | 30.6783 | 503.2341 | 516.2335 | 528.9258 | 541.3968 | 553.5832 | 565.1448 | 576.7461 | 588.9659 | 601.5469 | 614.4783 | 16.76 | 17.0952 | 17.4371 | 17.7858 | 18.1416 | 18.5044 | 18.8745 | 19.252 | 19.637 | 20.0298 | 486.4741 | 499.1383 | 511.4887 | 523.6109 | 535.4417 | 546.6404 | 557.8717 | 569.7139 | 581.9098 | 594.4485 | 73833.602 | 148257.8728 | 223282.3369 | 298916.6335 | 375170.5179 | 452053.8629 | 529576.6607 | 607749.0244 | 686581.1895 | 766083.5156 | 73833.602 | 148257.8728 | 223282.3369 | 298916.6335 | 375170.5179 | 452053.8629 | 529576.6607 | 607749.0244 | 686581.1895 | 766083.5156 | 59066.8816 | 118606.2982 | 180295.9141 | 243983.2034 | 309535.6444 | 376835.625 | 445778.4775 | 516271.1129 | 588230.8868 | 661584.6011 | 59066.8816 | 59539.4166 | 61689.6159 | 63687.2893 | 65552.441 | 67299.9806 | 68942.8525 | 70492.6354 | 71959.7739 | 73353.7142
Res ¦ Programmable Thermostat - NEW | NEW | R_Detached | Ottawa and Surrounding | Space Heating/Ventilation | Residential | NA | Thermostat | 15 | 3.4919 | 3.5272 | 3.5557 | 3.578 | 3.5933 | 3.5842 | 3.5841 | 3.5871 | 3.5901 | 3.5933 | 698.3894 | 719.5506 | 739.8666 | 759.3982 | 777.8997 | 791.4526 | 807.2453 | 824.0865 | 841.2846 | 858.8612 | 200 | 204 | 208.08 | 212.2416 | 216.4864 | 220.8162 | 225.2325 | 229.7371 | 234.3319 | 239.0185 | 498.3894 | 515.5506 | 531.7866 | 547.1566 | 561.4132 | 570.6364 | 582.0128 | 594.3493 | 606.9527 | 619.8427 | 149814.7604 | 300828.039 | 453059.1617 | 606527.6872 | 761253.4098 | 917256.3625 | 1074556.8202 | 1233175.3033 | 1393132.5804 | 1554449.6721 | 149814.7604 | 300828.039 | 453059.1617 | 606527.6872 | 761253.4098 | 917256.3625 | 1074556.8202 | 1233175.3033 | 1393132.5804 | 1554449.6721 | 87138.829 | 174974.7687 | 265505.5063 | 358410.6845 | 454197.5428 | 552468.3281 | 652986.1471 | 755561.8373 | 860153.1358 | 966651.3327 | 87138.829 | 87835.9397 | 90530.7376 | 92905.1782 | 95786.8583 | 98270.7853 | 100517.819 | 102575.6902 | 104591.2985 | 106498.1969
Res ¦ Tankless Water Heater | NEW | R_Detached | Ottawa and Surrounding | Water Heating | Residential | Res¦Water Heater | DHW tank | 18 | 0.54447 | 0.55437 | 0.56178 | 0.56715 | 0.5703 | 0.57028 | 0.56937 | 0.56937 | 0.56936 | 0.56937 | 408.3517 | 424.0931 | 438.3556 | 451.397 | 462.9848 | 472.2225 | 480.9035 | 490.5208 | 500.3261 | 510.3413 | 750 | 765 | 780.3 | 795.906 | 811.8241 | 828.0606 | 844.6218 | 861.5143 | 878.7445 | 896.3194 | -341.6483 | -340.9069 | -341.9444 | -344.509 | -348.8393 | -355.8381 | -363.7183 | -370.9934 | -378.4184 | -385.9782 | 279622.9023 | 561482.7878 | 845615.7279 | 1132058.2279 | 1420847.2329 | 1712020.1337 | 2005614.7728 | 2301669.4504 | 2600222.9303 | 2901314.4466 | 0 | 0 | 0 | 0 | 0 | 0 | 0 | 0 | 0 | 0 | 0 | 0 | 0 | 0 | 0 | 0 | 0 | 0 | 0 | 0 | 0 | 0 | 0 | 0 | 0 | 0 | 0 | 0 | 0 | 0
Res ¦ Triple Glazed Low-E Argon Windows ¦ New | NEW | R_Detached | Ottawa and Surrounding | Space Heating/Ventilation | Residential | NA | Residential Households | 30 | 1.127 | 1.1502 | 1.1685 | 1.1822 | 1.1906 | 1.1817 | 1.1791 | 1.1784 | 1.1778 | 1.1771 | 850.8796 | 885.7646 | 917.8338 | 947.1531 | 973.0204 | 985.0834 | 1002.4995 | 1022.015 | 1041.8783 | 1062.0877 | 755 | 770.1 | 785.502 | 801.212 | 817.2363 | 833.581 | 850.2526 | 867.2577 | 884.6028 | 902.2949 | 95.8796 | 115.6646 | 132.3318 | 145.9411 | 155.7841 | 151.5024 | 152.2469 | 154.7574 | 157.2755 | 159.7928 | 555830.2185 | 1116107.0787 | 1680902.2828 | 2250288.3955 | 2824338.8557 | 3403127.9884 | 3986731.0161 | 4575224.0714 | 5168684.2087 | 5767189.4166 | 555830.2185 | 1116107.0787 | 1680902.2828 | 2250288.3955 | 2824338.8557 | 3403127.9884 | 3986731.0161 | 4575224.0714 | 5168684.2087 | 5767189.4166 | 22154.02 | 44485.2722 | 67938.4017 | 91474.4424 | 118453.5373 | 147426.2078 | 177685.8292 | 208587.5927 | 240278.0822 | 272437.0281 | 22154.02 | 22331.2522 | 23453.1295 | 23536.0408 | 26979.0949 | 28972.6704 | 30259.6214 | 30901.7636 | 31690.4895 | 32158.9459
Res ¦ 90 AFUE Furnace Early Replcmnt. BA 60% AFUE | RET | R_Detached | Ottawa and Surrounding | Space Heating/Ventilation | Residential | NA | Furnace | 3 | 0.72898 | 0.77517 | 0.85082 | 0.89758 | 0.92396 | 0.89986 | 0.89381 | 0.89382 | 0.89384 | 0.89379 | 377.6093 | 409.5693 | 458.5322 | 493.4051 | 518.0661 | 514.6433 | 521.404 | 531.8376 | 542.4895 | 553.3103 | 518 | 528.36 | 538.9272 | 549.7057 | 560.6999 | 571.9139 | 583.3521 | 595.0192 | 606.9196 | 619.058 | -140.3907 | -118.7907 | -80.395 | -56.3006 | -42.6337 | -57.2705 | -61.9481 | -63.1815 | -64.4301 | -65.7477 | 5579172.8306 | 5551276.9664 | 5523520.5816 | 5495902.9787 | 5468423.4638 | 5441081.3464 | 5413875.9397 | 5386806.56 | 5359872.5272 | 5333073.1646 | 0 | 0 | 0 | 0 | 0 | 0 | 0 | 0 | 0 | 0 | 0 | 0 | 0 | 0 | 0 | 0 | 0 | 0 | 0 | 0 | 0 | 0 | 0 | 0 | 0 | 0 | 0 | 0 | 0 | 0
Res ¦ Above Grade Wall Insulation | RET | R_Detached | Ottawa and Surrounding | Space Heating/Ventilation | Residential | NA | Residential Households | 25 | 0.73171 | 0.7412 | 0.74876 | 0.75451 | 0.75824 | 0.75509 | 0.7544 | 0.75455 | 0.75469 | 0.75483 | 1170.7291 | 1209.6417 | 1246.4105 | 1281.1127 | 1313.1809 | 1333.8968 | 1359.3226 | 1386.7795 | 1414.7828 | 1443.3555 | 1600 | 1632 | 1664.64 | 1697.9328 | 1731.8915 | 1766.5293 | 1801.8599 | 1837.8971 | 1874.655 | 1912.1481 | -429.2709 | -422.3583 | -418.2295 | -416.8201 | -418.7105 | -432.6324 | -442.5373 | -451.1175 | -459.8722 | -468.7927 | 13505918.102 | 13438388.5114 | 13371196.5689 | 13304340.586 | 13237818.8831 | 13171629.7887 | 13105771.6398 | 13040242.7816 | 12975041.5676 | 12910166.3598 | 0 | 0 | 0 | 0 | 0 | 0 | 0 | 0 | 0 | 0 | 0 | 0 | 0 | 0 | 0 | 0 | 0 | 0 | 0 | 0 | 0 | 0 | 0 | 0 | 0 | 0 | 0 | 0 | 0 | 0
Res ¦ Air Sealing ¦ Retro | RET | R_Detached | Ottawa and Surrounding | Space Heating/Ventilation | Residential | NA | Residential Households | 1 | 2.4785 | 2.6439 | 2.7932 | 2.9527 | 3.4371 | 3.2579 | 3.1977 | 3.1983 | 3.1986 | 3.198 | 49.569 | 53.9359 | 58.1202 | 62.6696 | 74.4084 | 71.939 | 72.0221 | 73.4768 | 74.9544 | 76.4375 | 20 | 20.4 | 20.808 | 21.2242 | 21.6486 | 22.0816 | 22.5232 | 22.9737 | 23.4332 | 23.9019 | 29.569 | 33.5359 | 37.3122 | 41.4454 | 52.7598 | 49.8574 | 49.4988 | 50.5031 | 51.5212 | 52.5356 | 13802378.3932 | 13733366.5013 | 13664699.6688 | 13596376.1704 | 13528394.2896 | 13460752.3181 | 13393448.5565 | 13326481.3137 | 13259848.9072 | 13193549.6626 | 13802378.3932 | 13733366.5013 | 13664699.6688 | 13596376.1704 | 13528394.2896 | 13460752.3181 | 13393448.5565 | 13326481.3137 | 13259848.9072 | 13193549.6626 | 289774.0332 | 600239.6855 | 931520.7971 | 1283460.9002 | 1655584.0881 | 2047060.9939 | 2456682.8285 | 2882846.5343 | 3323553.9415 | 3776427.3125 | 289774.0332 | 310465.6523 | 331281.1117 | 351940.1031 | 372123.1879 | 391476.9058 | 409621.8345 | 426163.7058 | 440707.4072 | 452873.371
Res ¦ Attic Insulation | RET | R_Detached | Ottawa and Surrounding | Space Heating/Ventilation | Residential | NA | Residential Households | 25 | 1.597 | 1.6176 | 1.6339 | 1.6464 | 1.6544 | 1.6476 | 1.6462 | 1.6465 | 1.6468 | 1.6472 | 926.2846 | 956.9532 | 985.948 | 1013.3297 | 1038.6547 | 1055.0965 | 1075.2302 | 1096.9598 | 1119.1224 | 1141.7365 | 580 | 591.6 | 603.432 | 615.5006 | 627.8107 | 640.3669 | 653.1742 | 666.2377 | 679.5624 | 693.1537 | 346.2846 | 365.3532 | 382.516 | 397.8291 | 410.844 | 414.7296 | 422.056 | 430.7221 | 439.56 | 448.5828 | 4154311.2001 | 4133539.6441 | 4112871.9458 | 4092307.5861 | 4071846.0482 | 4051486.8179 | 4031229.3839 | 4011073.2369 | 3991017.8708 | 3971062.7814 | 4154311.2001 | 4133539.6441 | 4112871.9458 | 4092307.5861 | 4071846.0482 | 4051486.8179 | 4031229.3839 | 4011073.2369 | 3991017.8708 | 3971062.7814 | 22832.2184 | 45588.5297 | 67989.8874 | 91223.2068 | 114816.4186 | 138565.0299 | 162325.5599 | 186191.5281 | 210121.793 | 234184.4073 | 22832.2184 | 22756.3113 | 22401.3577 | 23233.3194 | 23593.2118 | 23748.6113 | 23760.53 | 23865.9682 | 23930.265 | 24062.6143
Res ¦ Basement Insulation | RET | R_Detached | Ottawa and Surrounding | Space Heating/Ventilation | Residential | NA | Residential Households | 25 | 1.3565 | 1.3754 | 1.3904 | 1.4018 | 1.4091 | 1.4027 | 1.4012 | 1.4014 | 1.4015 | 1.4017 | 2243.6609 | 2320.401 | 2392.6271 | 2460.4912 | 2522.8131 | 2561.5821 | 2610.0035 | 2662.5227 | 2716.0754 | 2770.7007 | 1654 | 1687.08 | 1720.8216 | 1755.238 | 1790.3428 | 1826.1496 | 1862.6726 | 1899.9261 | 1937.9246 | 1976.6831 | 589.6609 | 633.321 | 671.8055 | 705.2532 | 732.4703 | 735.4324 | 747.3308 | 762.5966 | 778.1508 | 794.0176 | 20289276.9206 | 20187830.536 | 20086891.3833 | 19986456.9264 | 19886524.6418 | 19787092.0185 | 19688156.5585 | 19589715.7757 | 19491767.1968 | 19394308.3608 | 20289276.9206 | 20187830.536 | 20086891.3833 | 19986456.9264 | 19886524.6418 | 19787092.0185 | 19688156.5585 | 19589715.7757 | 19491767.1968 | 19394308.3608 | 84501.8147 | 167817.6086 | 248631.354 | 332642.4171 | 417578.5309 | 502472.8544 | 586659.6801 | 670596.767 | 754104.5175 | 837640.307 | 84501.8147 | 83315.7939 | 80813.7454 | 84011.0631 | 84936.1138 | 84894.3235 | 84186.8257 | 83937.0869 | 83507.7504 | 83535.7896
Res ¦ Drain Water Heat Recovery ¦ Retro | RET | R_Detached | Ottawa and Surrounding | Water Heating | Residential | NA | DHW tank | 20 | 0.37748 | 0.3839 | 0.3887 | 0.39218 | 0.39422 | 0.39421 | 0.39362 | 0.39362 | 0.39362 | 0.39363 | 339.7312 | 352.4182 | 363.9615 | 374.564 | 384.0487 | 391.7119 | 398.9512 | 406.9309 | 415.068 | 423.3786 | 900 | 918 | 936.36 | 955.0872 | 974.1889 | 993.6727 | 1013.5462 | 1033.8171 | 1054.4934 | 1075.5833 | -560.2688 | -565.5818 | -572.3985 | -580.5232 | -590.1403 | -601.9608 | -614.5949 | -626.8862 | -639.4254 | -652.2047 | 12531485.8145 | 12468828.3854 | 12406484.2435 | 12344451.8223 | 12282729.5632 | 12221315.9153 | 12160209.3358 | 12099408.2891 | 12038911.2476 | 11978716.6914 | 0 | 0 | 0 | 0 | 0 | 0 | 0 | 0 | 0 | 0 | 0 | 0 | 0 | 0 | 0 | 0 | 0 | 0 | 0 | 0 | 0 | 0 | 0 | 0 | 0 | 0 | 0 | 0 | 0 | 0
Res ¦ HVAC Zone Control | RET | R_Detached | Ottawa and Surrounding | Space Heating/Ventilation | Residential | NA | Residence | 20 | 0.71458 | 0.72335 | 0.73037 | 0.73575 | 0.7393 | 0.7366 | 0.73613 | 0.73643 | 0.73673 | 0.73704 | 714.5787 | 737.8196 | 759.8742 | 780.7868 | 800.2387 | 813.2673 | 828.9971 | 845.922 | 863.1928 | 880.8288 | 1000 | 1020 | 1040.4 | 1061.208 | 1082.4322 | 1104.0808 | 1126.1624 | 1148.6857 | 1171.6594 | 1195.0926 | -285.4213 | -282.1804 | -280.5258 | -280.4212 | -282.1934 | -290.8135 | -297.1653 | -302.7637 | -308.4666 | -314.2638 | 10348128.504 | 10296387.8615 | 10244905.9222 | 10193681.3926 | 10142712.9856 | 10091999.4207 | 10041539.4236 | 9991331.7265 | 9941375.0678 | 9891668.1925 | 0 | 0 | 0 | 0 | 0 | 0 | 0 | 0 | 0 | 0 | 0 | 0 | 0 | 0 | 0 | 0 | 0 | 0 | 0 | 0 | 0 | 0 | 0 | 0 | 0 | 0 | 0 | 0 | 0 | 0
Res ¦ Insulating Pool Covers ¦Retro | RET | R_Detached | Ottawa and Surrounding | Appliances/Other | Residential | NA | Pool | 10 | 0.69261 | 0.71239 | 0.72709 | 0.73772 | 0.74407 | 0.74386 | 0.74207 | 0.74207 | 0.74208 | 0.74206 | 831.1313 | 871.9626 | 907.7563 | 939.4537 | 966.4916 | 985.5425 | 1002.8359 | 1022.8899 | 1043.3587 | 1064.2027 | 1200 | 1224 | 1248.48 | 1273.4496 | 1298.9186 | 1324.897 | 1351.3949 | 1378.4228 | 1405.9913 | 1434.1111 | -368.8687 | -352.0374 | -340.7237 | -333.9959 | -332.427 | -339.3545 | -348.559 | -355.5329 | -362.6325 | -369.9084 | 1142205.2967 | 1136494.2702 | 1130811.7989 | 1125157.7399 | 1119531.9512 | 1113934.2914 | 1108364.62 | 1102822.7969 | 1097308.6829 | 1091822.1395 | 0 | 0 | 0 | 0 | 0 | 0 | 0 | 0 | 0 | 0 | 0 | 0 | 0 | 0 | 0 | 0 | 0 | 0 | 0 | 0 | 0 | 0 | 0 | 0 | 0 | 0 | 0 | 0 | 0 | 0
Res ¦ Low Flow Showerhead ¦ Retro | RET | R_Detached | Ottawa and Surrounding | Water Heating | Residential | NA | Showers | 10 | 28.9127 | 29.0748 | 29.2032 | 29.304 | 29.3752 | 29.4008 | 29.4165 | 29.4509 | 29.4904 | 29.5339 | 484.5775 | 497.0402 | 509.2197 | 521.1966 | 532.912 | 544.0445 | 555.2211 | 566.9882 | 579.1037 | 591.5571 | 16.76 | 17.0952 | 17.4371 | 17.7858 | 18.1416 | 18.5044 | 18.8745 | 19.252 | 19.637 | 20.0298 | 467.8175 | 479.945 | 491.7826 | 503.4108 | 514.7704 | 525.5401 | 536.3466 | 547.7362 | 559.4666 | 571.5273 | 1760154.1531 | 1751353.3823 | 1742596.6154 | 1733883.6323 | 1725214.2141 | 1716588.1431 | 1708005.2024 | 1699465.1763 | 1690967.8505 | 1682513.0112 | 1760154.1531 | 1751353.3823 | 1742596.6154 | 1733883.6323 | 1725214.2141 | 1716588.1431 | 1708005.2024 | 1699465.1763 | 1690967.8505 | 1682513.0112 | 36953.5564 | 76545.8202 | 118792.5844 | 163673.8951 | 211129.0624 | 261052.3207 | 313289.5187 | 367636.2258 | 423837.6247 | 481590.4932 | 36953.5564 | 39592.2639 | 42246.7641 | 44881.3108 | 47455.1672 | 49923.2583 | 52237.198 | 54346.7072 | 56201.3988 | 57752.8685
Res ¦ Programmable Thermostat - RET | RET | R_Detached | Ottawa and Surrounding | Space Heating/Ventilation | Residential | NA | Thermostat | 15 | 2.7876 | 2.8233 | 2.8518 | 2.8739 | 2.8887 | 2.8782 | 2.8768 | 2.8787 | 2.8805 | 2.8824 | 836.2769 | 863.9156 | 890.1159 | 914.9534 | 938.0384 | 953.3224 | 971.9276 | 992.001 | 1012.489 | 1033.4155 | 300 | 306 | 312.12 | 318.3624 | 324.7296 | 331.2242 | 337.8487 | 344.6057 | 351.4978 | 358.5278 | 536.2769 | 557.9156 | 577.9959 | 596.591 | 613.3088 | 622.0981 | 634.0789 | 647.3953 | 660.9912 | 674.8877 | 8781470.8294 | 8737563.4753 | 8693875.6579 | 8650406.2796 | 8607154.2482 | 8564118.477 | 8521297.8846 | 8478691.3952 | 8436297.9382 | 8394116.4485 | 8781470.8294 | 8737563.4753 | 8693875.6579 | 8650406.2796 | 8607154.2482 | 8564118.477 | 8521297.8846 | 8478691.3952 | 8436297.9382 | 8394116.4485 | 121031.7192 | 246912.4424 | 377221.6231 | 513568.6624 | 655266.789 | 801926.9031 | 953192.5264 | 1109024.7977 | 1269145.7351 | 1433411.0558 | 121031.7192 | 125880.7232 | 130309.1807 | 136347.0393 | 141698.1266 | 146660.114 | 151265.6233 | 155832.2714 | 160120.9374 | 164265.3207
Res ¦ Solar Pool Heater ¦ Retro | RET | R_Detached | Ottawa and Surrounding | Appliances/Other | Residential | NA | Pool Heater | 20 | 2.3317 | 2.3726 | 2.4029 | 2.4249 | 2.438 | 2.4375 | 2.4337 | 2.4337 | 2.4336 | 2.4336 | 3381.0003 | 3509.0248 | 3625.0336 | 3731.3323 | 3826.4629 | 3902.2044 | 3974.0944 | 4053.4889 | 4134.5043 | 4217.0738 | 1450 | 1479 | 1508.58 | 1538.7516 | 1569.5266 | 1600.9172 | 1632.9355 | 1665.5942 | 1698.9061 | 1732.8842 | 1931.0003 | 2030.0248 | 2116.4536 | 2192.5807 | 2256.9363 | 2301.2873 | 2341.1589 | 2387.8947 | 2435.5982 | 2484.1896 | 5507061.2519 | 5479525.9457 | 5452128.3159 | 5424867.6743 | 5397743.336 | 5370754.6193 | 5343900.8462 | 5317181.342 | 5290595.4353 | 5264142.4581 | 5507061.2519 | 5479525.9457 | 5452128.3159 | 5424867.6743 | 5397743.336 | 5370754.6193 | 5343900.8462 | 5317181.342 | 5290595.4353 | 5264142.4581 | 64253.1776 | 130008.3669 | 196879.4855 | 266586.6049 | 338408.4002 | 411977.5033 | 486988.2784 | 563506.6342 | 641372.5073 | 720606.0257 | 64253.1776 | 65755.1893 | 66871.1187 | 69707.1193 | 71821.7953 | 73569.1031 | 75010.7752 | 76518.3557 | 77865.8731 | 79233.5184
Res ¦ Behavioural Mailed Reports | ROB | R_Detached | Ottawa and Surrounding | Cross Cutting/Behavioural | Residential | NA | Residential Households | 3 | 1.418 | 1.5078 | 1.6497 | 1.7391 | 1.7896 | 1.7471 | 1.7352 | 1.7352 | 1.7353 | 1.7354 | 10.9899 | 11.9188 | 13.3019 | 14.3033 | 15.0124 | 14.9493 | 15.1448 | 15.4475 | 15.7571 | 16.0734 | 7.75 | 7.905 | 8.0631 | 8.2244 | 8.3888 | 8.5566 | 8.7278 | 8.9023 | 9.0804 | 9.262 | 3.2399 | 4.0138 | 5.2388 | 6.079 | 6.6235 | 6.3927 | 6.417 | 6.5452 | 6.6768 | 6.8114 | 2677135.0464 | 2663749.3712 | 2650430.6243 | 2637178.4712 | 2623992.5788 | 2610872.6159 | 2597818.2529 | 2584829.1616 | 2571905.0158 | 2559045.4907 | 2677135.0464 | 2663749.3712 | 2650430.6243 | 2637178.4712 | 2623992.5788 | 2610872.6159 | 2597818.2529 | 2584829.1616 | 2571905.0158 | 2559045.4907 | 447994.1105 | 763551.1294 | 997014.163 | 1179360.2221 | 1329521.9154 | 1458982.5756 | 1574635.1889 | 1680554.6263 | 1779095.7417 | 1871574.6588 | 447994.1105 | 315557.0189 | 233463.0336 | 182346.0591 | 150161.6933 | 129460.6602 | 115652.6133 | 105919.4374 | 98541.1154 | 92478.9171
Res ¦ Combination Space Water Heating | ROB | R_Detached | Ottawa and Surrounding | Water Heating | Residential | Res¦Water Heater | Residence | 20 | 2.6772 | 2.689 | 2.6985 | 2.7062 | 2.7119 | 2.7145 | 2.7162 | 2.719 | 2.7218 | 2.7248 | 1820.4984 | 1865.1199 | 1909.1392 | 1952.8393 | 1996.0701 | 2037.9941 | 2080.0704 | 2123.8276 | 2168.5586 | 2214.3586 | 680 | 693.6 | 707.472 | 721.6214 | 736.0539 | 750.7749 | 765.7904 | 781.1063 | 796.7284 | 812.6629 | 1140.4984 | 1171.5199 | 1201.6672 | 1231.2179 | 1260.0162 | 1287.2191 | 1314.2799 | 1342.7213 | 1371.8303 | 1401.6956 | 3069616.2032 | 3054268.1222 | 3038996.7816 | 3023801.7977 | 3008682.7887 | 2993639.3748 | 2978671.1779 | 2963777.822 | 2948958.9329 | 2934214.1382 | 3069616.2032 | 3054268.1222 | 3038996.7816 | 3023801.7977 | 3008682.7887 | 2993639.3748 | 2978671.1779 | 2963777.822 | 2948958.9329 | 2934214.1382 | 88101.8155 | 172386.3403 | 252987.8562 | 330727.5029 | 405573.8734 | 477631.1094 | 547031.1614 | 614008.5283 | 678721.3182 | 741366.4666 | 88101.8155 | 84284.5249 | 80601.5159 | 77739.6467 | 74846.3705 | 72057.236 | 69400.052 | 66977.3669 | 64712.7899 | 62645.1484
Res ¦ HE Condensing Furnace | ROB | R_Detached | Ottawa and Surrounding | Space Heating/Ventilation | Residential | NA | Furnace | 18 | 0.22426 | 0.22845 | 0.23178 | 0.23429 | 0.23589 | 0.23443 | 0.23406 | 0.23407 | 0.23406 | 0.23406 | 396.2754 | 411.7523 | 426.0945 | 439.3335 | 451.1862 | 457.3564 | 465.7673 | 475.0893 | 484.5893 | 494.2744 | 1767 | 1802.34 | 1838.3868 | 1875.1545 | 1912.6576 | 1950.9108 | 1989.929 | 2029.7276 | 2070.3221 | 2111.7286 | -1370.7246 | -1390.5877 | -1412.2923 | -1435.8211 | -1461.4714 | -1493.5544 | -1524.1617 | -1554.6383 | -1585.7328 | -1617.4542 | 10541581.119 | 10488873.2134 | 10436428.8473 | 10384246.7031 | 10332325.4696 | 10280663.8422 | 10229260.523 | 10178114.2204 | 10127223.6493 | 10076587.5311 | 0 | 0 | 0 | 0 | 0 | 0 | 0 | 0 | 0 | 0 | 0 | 0 | 0 | 0 | 0 | 0 | 0 | 0 | 0 | 0 | 0 | 0 | 0 | 0 | 0 | 0 | 0 | 0 | 0 | 0
Res ¦ HE Storage Water Heating | ROB | R_Detached | Ottawa and Surrounding | Water Heating | Residential | Res¦Water Heater | Water heater | 16 | 0.33577 | 0.34238 | 0.34733 | 0.35092 | 0.35302 | 0.35301 | 0.3524 | 0.3524 | 0.3524 | 0.3524 | 181.3135 | 188.5842 | 195.1372 | 201.0942 | 206.3476 | 210.4644 | 214.3046 | 218.5908 | 222.961 | 227.4234 | 540 | 550.8 | 561.816 | 573.0523 | 584.5134 | 596.2036 | 608.1277 | 620.2903 | 632.6961 | 645.35 | -358.6865 | -362.2158 | -366.6788 | -371.9581 | -378.1658 | -385.7393 | -393.8232 | -401.6995 | -409.7351 | -417.9265 | 7434566.9036 | 7397394.0691 | 7360407.0987 | 7323605.0633 | 7286987.0379 | 7250552.1027 | 7214299.3422 | 7178227.8455 | 7142336.7063 | 7106625.0228 | 0 | 0 | 0 | 0 | 0 | 0 | 0 | 0 | 0 | 0 | 0 | 0 | 0 | 0 | 0 | 0 | 0 | 0 | 0 | 0 | 0 | 0 | 0 | 0 | 0 | 0 | 0 | 0 | 0 | 0
Res ¦ Tankless Water Heater | ROB | R_Detached | Ottawa and Surrounding | Water Heating | Residential | Res¦Water Heater | DHW tank | 18 | 0.54447 | 0.55437 | 0.56178 | 0.56715 | 0.5703 | 0.57028 | 0.56937 | 0.56937 | 0.56936 | 0.56937 | 408.3517 | 424.0931 | 438.3556 | 451.397 | 462.9848 | 472.2225 | 480.9035 | 490.5208 | 500.3261 | 510.3413 | 750 | 765 | 780.3 | 795.906 | 811.8241 | 828.0606 | 844.6218 | 861.5143 | 878.7445 | 896.3194 | -341.6483 | -340.9069 | -341.9444 | -344.509 | -348.8393 | -355.8381 | -363.7183 | -370.9934 | -378.4184 | -385.9782 | 15456932.6546 | 15379647.9914 | 15302749.7514 | 15226236.0027 | 15150104.8226 | 15074354.2985 | 14998982.527 | 14923987.6144 | 14849367.6763 | 14775120.8379 | 0 | 0 | 0 | 0 | 0 | 0 | 0 | 0 | 0 | 0 | 0 | 0 | 0 | 0 | 0 | 0 | 0 | 0 | 0 | 0 | 0 | 0 | 0 | 0 | 0 | 0 | 0 | 0 | 0 | 0
Res ¦ Triple Glazed Low-E Argon Windows ¦ ROB | ROB | R_Detached | Ottawa and Surrounding | Space Heating/Ventilation | Residential | NA | Residential Households | 30 | 0.5635 | 0.5751 | 0.58423 | 0.59108 | 0.59531 | 0.59087 | 0.58953 | 0.58922 | 0.5889 | 0.58855 | 850.8796 | 885.7646 | 917.8338 | 947.1531 | 973.0204 | 985.0834 | 1002.4995 | 1022.015 | 1041.8783 | 1062.0877 | 1510 | 1540.2 | 1571.004 | 1602.4241 | 1634.4726 | 1667.162 | 1700.5053 | 1734.5154 | 1769.2057 | 1804.5898 | -659.1204 | -654.4354 | -653.1702 | -655.271 | -661.4522 | -682.0786 | -698.0057 | -712.5003 | -727.3273 | -742.5021 | 30725059.3001 | 30571434.0036 | 30418576.8336 | 30266483.9494 | 30115151.5297 | 29964575.772 | 29814752.8932 | 29665679.1287 | 29517350.7331 | 29369763.9794 | 0 | 0 | 0 | 0 | 0 | 0 | 0 | 0 | 0 | 0 | 0 | 0 | 0 | 0 | 0 | 0 | 0 | 0 | 0 | 0 | 0 | 0 | 0 | 0 | 0 | 0 | 0 | 0 | 0 | 0
LI ¦ Behavioural Mailed Reports | NEW | R_Low Income Detached | Ottawa and Surrounding | Cross Cutting/Behavioural | Low Income | NA | Residential Households | 3 | 1.418 | 1.5078 | 1.6497 | 1.7391 | 1.7896 | 1.7471 | 1.7352 | 1.7352 | 1.7353 | 1.7354 | 10.9899 | 11.9188 | 13.3019 | 14.3033 | 15.0124 | 14.9493 | 15.1448 | 15.4475 | 15.7571 | 16.0734 | 7.75 | 7.905 | 8.0631 | 8.2244 | 8.3888 | 8.5566 | 8.7278 | 8.9023 | 9.0804 | 9.262 | 3.2399 | 4.0138 | 5.2388 | 6.079 | 6.6235 | 6.3927 | 6.417 | 6.5452 | 6.6768 | 6.8114 | 6541.702 | 13135.7376 | 19782.9507 | 26484.1954 | 33240.3359 | 40052.247 | 46920.814 | 53846.9329 | 60831.5106 | 67875.4651 | 6541.702 | 13135.7376 | 19782.9507 | 26484.1954 | 33240.3359 | 40052.247 | 46920.814 | 53846.9329 | 60831.5106 | 67875.4651 | 5233.3616 | 10508.5901 | 15874.6688 | 21359.6063 | 26979.0031 | 32740.0912 | 38644.7904 | 44691.8081 | 50878.0101 | 57199.2901 | 5233.3616 | 5275.2285 | 5366.0787 | 5484.9375 | 5619.3968 | 5761.0881 | 5904.6992 | 6047.0177 | 6186.202 | 6321.28
LI ¦ Combination Space Water Heating | NEW | R_Low Income Detached | Ottawa and Surrounding | Water Heating | Low Income | LI ¦Water Heater | Residence | 20 | 2.6772 | 2.689 | 2.6985 | 2.7062 | 2.7119 | 2.7145 | 2.7162 | 2.719 | 2.7218 | 2.7248 | 1820.4984 | 1865.1199 | 1909.1392 | 1952.8393 | 1996.0701 | 2037.9941 | 2080.0704 | 2123.8276 | 2168.5586 | 2214.3586 | 680 | 693.6 | 707.472 | 721.6214 | 736.0539 | 750.7749 | 765.7904 | 781.1063 | 796.7284 | 812.6629 | 1140.4984 | 1171.5199 | 1201.6672 | 1231.2179 | 1260.0162 | 1287.2191 | 1314.2799 | 1342.7213 | 1371.8303 | 1401.6956 | 7500.7477 | 15061.5013 | 22683.2286 | 30366.9086 | 38113.5325 | 45924.1032 | 53799.6359 | 61741.1579 | 69749.7091 | 77826.3419 | 7500.7477 | 15061.5013 | 22683.2286 | 30366.9086 | 38113.5325 | 45924.1032 | 53799.6359 | 61741.1579 | 69749.7091 | 77826.3419 | 6819.2226 | 13692.999 | 20541.6425 | 27363.5541 | 34176.9753 | 40977.7083 | 47764.9833 | 54538.8209 | 61302.7188 | 68058.1688 | 6819.2226 | 6873.7764 | 6848.6434 | 6821.9117 | 6813.4212 | 6800.733 | 6787.275 | 6773.8376 | 6763.898 | 6755.45
LI ¦ Drain Water Heat Recovery ¦ New | NEW | R_Low Income Detached | Ottawa and Surrounding | Water Heating | Low Income | NA | DHW tank | 20 | 0.48533 | 0.49358 | 0.49975 | 0.50423 | 0.50686 | 0.50684 | 0.50608 | 0.50608 | 0.50608 | 0.50609 | 339.7312 | 352.4182 | 363.9615 | 374.564 | 384.0487 | 391.7119 | 398.9512 | 406.9309 | 415.068 | 423.3786 | 700 | 714 | 728.28 | 742.8456 | 757.7025 | 772.8566 | 788.3137 | 804.08 | 820.1616 | 836.5648 | -360.2688 | -361.5818 | -364.3185 | -368.2816 | -373.6538 | -381.1447 | -389.3625 | -397.149 | -405.0935 | -413.1862 | 30621.2591 | 61487.4883 | 92602.6376 | 123970.7049 | 155595.7359 | 187481.8252 | 219633.1169 | 252053.8053 | 284748.1354 | 317720.4036 | 0 | 0 | 0 | 0 | 0 | 0 | 0 | 0 | 0 | 0 | 0 | 0 | 0 | 0 | 0 | 0 | 0 | 0 | 0 | 0 | 0 | 0 | 0 | 0 | 0 | 0 | 0 | 0 | 0 | 0
LI ¦ Energy Star Home ¦ New | NEW | R_Low Income Detached | Ottawa and Surrounding | Space Heating/Ventilation | Low Income | NA | Residential Households | 25 | 1.8786 | 1.8975 | 1.9126 | 1.9242 | 1.9319 | 1.9264 | 1.9255 | 1.9264 | 1.9272 | 1.9281 | 6011.5144 | 6193.3002 | 6367.453 | 6534.3348 | 6691.8073 | 6805.9401 | 6939.0456 | 7080.8741 | 7225.6205 | 7373.4446 | 3200 | 3264 | 3329.28 | 3395.8656 | 3463.7829 | 3533.0586 | 3603.7197 | 3675.7941 | 3749.31 | 3824.2962 | 2811.5144 | 2929.3002 | 3038.173 | 3138.4692 | 3228.0244 | 3272.8815 | 3335.3259 | 3405.08 | 3476.3105 | 3549.1484 | 0 | 0 | 0 | 0 | 0 | 0 | 0 | 0 | 0 | 0 | 0 | 0 | 0 | 0 | 0 | 0 | 0 | 0 | 0 | 0 | 0 | 0 | 0 | 0 | 0 | 0 | 0 | 0 | 0 | 0 | 0 | 0 | 0 | 0 | 0 | 0 | 0 | 0 | 0 | 0
LI ¦ HE Storage Water Heating | NEW | R_Low Income Detached | Ottawa and Surrounding | Water Heating | Low Income | LI ¦Water Heater | Water heater | 16 | 0.33577 | 0.34238 | 0.34733 | 0.35092 | 0.35302 | 0.35301 | 0.3524 | 0.3524 | 0.3524 | 0.3524 | 181.3135 | 188.5842 | 195.1372 | 201.0942 | 206.3476 | 210.4644 | 214.3046 | 218.5908 | 222.961 | 227.4234 | 540 | 550.8 | 561.816 | 573.0523 | 584.5134 | 596.2036 | 608.1277 | 620.2903 | 632.6961 | 645.35 | -358.6865 | -362.2158 | -366.6788 | -371.9581 | -378.1658 | -385.7393 | -393.8232 | -401.6995 | -409.7351 | -417.9265 | 18166.7045 | 36478.7426 | 54938.4578 | 73548.2219 | 92310.4351 | 111227.5267 | 130301.9551 | 149536.2088 | 168932.8061 | 188494.2961 | 0 | 0 | 0 | 0 | 0 | 0 | 0 | 0 | 0 | 0 | 0 | 0 | 0 | 0 | 0 | 0 | 0 | 0 | 0 | 0 | 0 | 0 | 0 | 0 | 0 | 0 | 0 | 0 | 0 | 0
LI ¦ Low Flow Showerhead ¦ New | NEW | R_Low Income Detached | Ottawa and Surrounding | Water Heating | Low Income | NA | Showers | 10 | 30.0259 | 30.1976 | 30.3333 | 30.4398 | 30.5146 | 30.5411 | 30.5569 | 30.5925 | 30.6333 | 30.6783 | 503.2341 | 516.2335 | 528.9258 | 541.3968 | 553.5832 | 565.1448 | 576.7461 | 588.9659 | 601.5469 | 614.4783 | 16.76 | 17.0952 | 17.4371 | 17.7858 | 18.1416 | 18.5044 | 18.8745 | 19.252 | 19.637 | 20.0298 | 486.4741 | 499.1383 | 511.4887 | 523.6109 | 535.4417 | 546.6404 | 557.8717 | 569.7139 | 581.9098 | 594.4485 | 9972.9837 | 20025.7513 | 30159.5892 | 40375.7995 | 50675.6999 | 61060.6239 | 71531.9213 | 82090.9579 | 92739.1164 | 103477.7961 | 9972.9837 | 20025.7513 | 30159.5892 | 40375.7995 | 50675.6999 | 61060.6239 | 71531.9213 | 82090.9579 | 92739.1164 | 103477.7961 | 7978.387 | 16020.601 | 24349.3997 | 32944.9751 | 41790.0927 | 50869.4294 | 60169.3222 | 69677.5961 | 79383.4204 | 89277.1832 | 7978.387 | 8042.2141 | 8328.7987 | 8595.5754 | 8845.1176 | 9079.3367 | 9299.8929 | 9508.2739 | 9705.8243 | 9893.7628
LI ¦ Programmable Thermostat - NEW | NEW | R_Low Income Detached | Ottawa and Surrounding | Space Heating/Ventilation | Low Income | NA | Thermostat | 15 | 3.4919 | 3.5272 | 3.5557 | 3.578 | 3.5933 | 3.5842 | 3.5841 | 3.5871 | 3.5901 | 3.5933 | 698.3894 | 719.5506 | 739.8666 | 759.3982 | 777.8997 | 791.4526 | 807.2453 | 824.0865 | 841.2846 | 858.8612 | 200 | 204 | 208.08 | 212.2416 | 216.4864 | 220.8162 | 225.2325 | 229.7371 | 234.3319 | 239.0185 | 498.3894 | 515.5506 | 531.7866 | 547.1566 | 561.4132 | 570.6364 | 582.0128 | 594.3493 | 606.9527 | 619.8427 | 20236.046 | 40633.9803 | 61196.4134 | 81925.9873 | 102825.3754 | 123897.2839 | 145144.4513 | 166569.6494 | 188175.6834 | 209965.3927 | 20236.046 | 40633.9803 | 61196.4134 | 81925.9873 | 102825.3754 | 123897.2839 | 145144.4513 | 166569.6494 | 188175.6834 | 209965.3927 | 16188.8368 | 32507.1842 | 49407.8593 | 66850.5015 | 84800.4022 | 103226.6901 | 122101.7676 | 141400.967 | 161102.2787 | 181186.1144 | 16188.8368 | 16318.3475 | 16900.6751 | 17442.6422 | 17949.9007 | 18426.2879 | 18875.0775 | 19299.1994 | 19701.3117 | 20083.8357
LI ¦ Tankless Water Heater | NEW | R_Low Income Detached | Ottawa and Surrounding | Water Heating | Low Income | LI ¦Water Heater | DHW tank | 18 | 0.54447 | 0.55437 | 0.56178 | 0.56715 | 0.5703 | 0.57028 | 0.56937 | 0.56937 | 0.56936 | 0.56937 | 408.3517 | 424.0931 | 438.3556 | 451.397 | 462.9848 | 472.2225 | 480.9035 | 490.5208 | 500.3261 | 510.3413 | 750 | 765 | 780.3 | 795.906 | 811.8241 | 828.0606 | 844.6218 | 861.5143 | 878.7445 | 896.3194 | -341.6483 | -340.9069 | -341.9444 | -344.509 | -348.8393 | -355.8381 | -363.7183 | -370.9934 | -378.4184 | -385.9782 | 37769.7223 | 75841.6024 | 114220.5126 | 152911.3838 | 191919.2063 | 231249.0305 | 270905.9682 | 310895.1925 | 351221.9395 | 391891.5087 | 0 | 0 | 0 | 0 | 0 | 0 | 0 | 0 | 0 | 0 | 0 | 0 | 0 | 0 | 0 | 0 | 0 | 0 | 0 | 0 | 0 | 0 | 0 | 0 | 0 | 0 | 0 | 0 | 0 | 0
LI ¦ Triple Glazed Low-E Argon Windows ¦ New | NEW | R_Low Income Detached | Ottawa and Surrounding | Space Heating/Ventilation | Low Income | NA | Residential Households | 30 | 1.7076 | 1.7427 | 1.7704 | 1.7911 | 1.804 | 1.7905 | 1.7865 | 1.7855 | 1.7845 | 1.7835 | 850.8796 | 885.7646 | 917.8338 | 947.1531 | 973.0204 | 985.0834 | 1002.4995 | 1022.015 | 1041.8783 | 1062.0877 | 498.3 | 508.266 | 518.4313 | 528.7999 | 539.3759 | 550.1635 | 561.1667 | 572.3901 | 583.8379 | 595.5146 | 352.5796 | 377.4986 | 399.4025 | 418.3532 | 433.6444 | 434.9199 | 441.3328 | 449.625 | 458.0405 | 466.5731 | 75078.0885 | 150756.8018 | 227045.8248 | 303954.9592 | 381494.1247 | 459673.3605 | 538502.8274 | 617992.8087 | 698153.7126 | 778996.0733 | 75078.0885 | 150756.8018 | 227045.8248 | 303954.9592 | 381494.1247 | 459673.3605 | 538502.8274 | 617992.8087 | 698153.7126 | 778996.0733 | 25376.3939 | 50955.799 | 80504.7447 | 113805.0243 | 150703.4191 | 191060.4658 | 234741.751 | 281615.8089 | 331553.7765 | 384429.6227 | 25376.3939 | 25579.4051 | 29548.9457 | 33300.2797 | 36898.3947 | 40357.0468 | 43681.2851 | 46874.058 | 49937.9676 | 52875.8462
LI ¦ 90 AFUE Furnace Early Replcmnt. BA 60% AFUE | RET | R_Low Income Detached | Ottawa and Surrounding | Space Heating/Ventilation | Low Income | NA | Furnace | 3 | 0.72898 | 0.77517 | 0.85082 | 0.89758 | 0.92396 | 0.89986 | 0.89381 | 0.89382 | 0.89384 | 0.89379 | 377.6093 | 409.5693 | 458.5322 | 493.4051 | 518.0661 | 514.6433 | 521.404 | 531.8376 | 542.4895 | 553.3103 | 518 | 528.36 | 538.9272 | 549.7057 | 560.6999 | 571.9139 | 583.3521 | 595.0192 | 606.9196 | 619.058 | -140.3907 | -118.7907 | -80.395 | -56.3006 | -42.6337 | -57.2705 | -61.9481 | -63.1815 | -64.4301 | -65.7477 | 753599.9624 | 749831.9625 | 746082.8027 | 742352.3887 | 738640.6268 | 734947.4236 | 731272.6865 | 727616.3231 | 723978.2415 | 720358.3503 | 753599.9624 | 749831.9625 | 746082.8027 | 742352.3887 | 738640.6268 | 734947.4236 | 731272.6865 | 727616.3231 | 723978.2415 | 720358.3503 | 14396.7737 | 29851.5029 | 46380.5539 | 63987.9199 | 82663.1779 | 102379.5839 | 123092.4395 | 144737.8701 | 167232.1628 | 190471.7996 | 14396.7737 | 15454.7292 | 16529.0509 | 17607.3661 | 18675.258 | 19716.406 | 20712.8556 | 21645.4306 | 22494.2927 | 23239.6368
LI ¦ Above Grade Wall Insulation | RET | R_Low Income Detached | Ottawa and Surrounding | Space Heating/Ventilation | Low Income | NA | Residential Households | 25 | 0.73171 | 0.7412 | 0.74876 | 0.75451 | 0.75824 | 0.75509 | 0.7544 | 0.75455 | 0.75469 | 0.75483 | 1170.7291 | 1209.6417 | 1246.4105 | 1281.1127 | 1313.1809 | 1333.8968 | 1359.3226 | 1386.7795 | 1414.7828 | 1443.3555 | 1600 | 1632 | 1664.64 | 1697.9328 | 1731.8915 | 1766.5293 | 1801.8599 | 1837.8971 | 1874.655 | 1912.1481 | -429.2709 | -422.3583 | -418.2295 | -416.8201 | -418.7105 | -432.6324 | -442.5373 | -451.1175 | -459.8722 | -468.7927 | 1824295.4076 | 1815173.9306 | 1806098.061 | 1797067.5706 | 1788082.2328 | 1779141.8216 | 1770246.1125 | 1761394.882 | 1752587.9075 | 1743824.968 | 1824295.4076 | 1815173.9306 | 1806098.061 | 1797067.5706 | 1788082.2328 | 1779141.8216 | 1770246.1125 | 1761394.882 | 1752587.9075 | 1743824.968 | 10227.2763 | 20081.3813 | 29429.0211 | 38727.8828 | 47782.5577 | 56569.2948 | 65073.3797 | 73318.0799 | 81283.2995 | 88987.6758 | 10227.2763 | 9854.1051 | 9347.6398 | 9298.8617 | 9054.6749 | 8786.7371 | 8504.0849 | 8244.7002 | 7965.2196 | 7704.3764
LI ¦ Air Sealing ¦ Retro | RET | R_Low Income Detached | Ottawa and Surrounding | Space Heating/Ventilation | Low Income | NA | Residential Households | 1 | 2.4785 | 2.6439 | 2.7932 | 2.9527 | 3.4371 | 3.2579 | 3.1977 | 3.1983 | 3.1986 | 3.198 | 49.569 | 53.9359 | 58.1202 | 62.6696 | 74.4084 | 71.939 | 72.0221 | 73.4768 | 74.9544 | 76.4375 | 20 | 20.4 | 20.808 | 21.2242 | 21.6486 | 22.0816 | 22.5232 | 22.9737 | 23.4332 | 23.9019 | 29.569 | 33.5359 | 37.3122 | 41.4454 | 52.7598 | 49.8574 | 49.4988 | 50.5031 | 51.5212 | 52.5356 | 1864339.4197 | 1855017.7226 | 1845742.634 | 1836513.9209 | 1827331.3513 | 1818194.6945 | 1809103.721 | 1800058.2024 | 1791057.9114 | 1782102.6219 | 1864339.4197 | 1855017.7226 | 1845742.634 | 1836513.9209 | 1827331.3513 | 1818194.6945 | 1809103.721 | 1800058.2024 | 1791057.9114 | 1782102.6219 | 35616.3403 | 73849.9687 | 114741.3737 | 158300.4345 | 204501.3652 | 253278.0038 | 304519.7701 | 358068.6441 | 413717.5277 | 471210.3265 | 35616.3403 | 38233.6284 | 40891.405 | 43559.0609 | 46200.9307 | 48776.6386 | 51241.7663 | 53548.8741 | 55648.8836 | 57492.7988
LI ¦ Attic Insulation | RET | R_Low Income Detached | Ottawa and Surrounding | Space Heating/Ventilation | Low Income | NA | Residential Households | 25 | 1.597 | 1.6176 | 1.6339 | 1.6464 | 1.6544 | 1.6476 | 1.6462 | 1.6465 | 1.6468 | 1.6472 | 926.2846 | 956.9532 | 985.948 | 1013.3297 | 1038.6547 | 1055.0965 | 1075.2302 | 1096.9598 | 1119.1224 | 1141.7365 | 580 | 591.6 | 603.432 | 615.5006 | 627.8107 | 640.3669 | 653.1742 | 666.2377 | 679.5624 | 693.1537 | 346.2846 | 365.3532 | 382.516 | 397.8291 | 410.844 | 414.7296 | 422.056 | 430.7221 | 439.56 | 448.5828 | 561138.5162 | 558332.8237 | 555541.1595 | 552763.4537 | 549999.6365 | 547249.6383 | 544513.3901 | 541790.8232 | 539081.869 | 536386.4597 | 561138.5162 | 558332.8237 | 555541.1595 | 552763.4537 | 549999.6365 | 547249.6383 | 544513.3901 | 541790.8232 | 539081.869 | 536386.4597 | 10719.9902 | 22227.7453 | 34535.4518 | 47646.0831 | 61551.8781 | 76232.9229 | 91655.9346 | 107773.3515 | 124522.8402 | 141827.32 | 10719.9902 | 11507.7551 | 12307.7065 | 13110.6313 | 13905.7949 | 14681.0448 | 15423.0117 | 16117.4169 | 16749.4887 | 17304.4798
LI ¦ Basement Insulation | RET | R_Low Income Detached | Ottawa and Surrounding | Space Heating/Ventilation | Low Income | NA | Residential Households | 25 | 1.3565 | 1.3754 | 1.3904 | 1.4018 | 1.4091 | 1.4027 | 1.4012 | 1.4014 | 1.4015 | 1.4017 | 2243.6609 | 2320.401 | 2392.6271 | 2460.4912 | 2522.8131 | 2561.5821 | 2610.0035 | 2662.5227 | 2716.0754 | 2770.7007 | 1654 | 1687.08 | 1720.8216 | 1755.238 | 1790.3428 | 1826.1496 | 1862.6726 | 1899.9261 | 1937.9246 | 1976.6831 | 589.6609 | 633.321 | 671.8055 | 705.2532 | 732.4703 | 735.4324 | 747.3308 | 762.5966 | 778.1508 | 794.0176 | 2740549.323 | 2726846.5764 | 2713212.3435 | 2699646.2818 | 2686148.0504 | 2672717.3101 | 2659353.7236 | 2646056.9549 | 2632826.6702 | 2619662.5368 | 2740549.323 | 2726846.5764 | 2713212.3435 | 2699646.2818 | 2686148.0504 | 2672717.3101 | 2659353.7236 | 2646056.9549 | 2632826.6702 | 2619662.5368 | 52355.4543 | 108558.2805 | 168667.9961 | 232699.1234 | 300613.7574 | 372314.641 | 447639.2232 | 526355.2172 | 608158.1919 | 692671.6925 | 52355.4543 | 56202.8262 | 60109.7155 | 64031.1274 | 67914.634 | 71700.8836 | 75324.5822 | 78715.994 | 81802.9747 | 84513.5006
LI ¦ Drain Water Heat Recovery ¦ Retro | RET | R_Low Income Detached | Ottawa and Surrounding | Water Heating | Low Income | NA | DHW tank | 20 | 0.37748 | 0.3839 | 0.3887 | 0.39218 | 0.39422 | 0.39421 | 0.39362 | 0.39362 | 0.39362 | 0.39363 | 339.7312 | 352.4182 | 363.9615 | 374.564 | 384.0487 | 391.7119 | 398.9512 | 406.9309 | 415.068 | 423.3786 | 900 | 918 | 936.36 | 955.0872 | 974.1889 | 993.6727 | 1013.5462 | 1033.8171 | 1054.4934 | 1075.5833 | -560.2688 | -565.5818 | -572.3985 | -580.5232 | -590.1403 | -601.9608 | -614.5949 | -626.8862 | -639.4254 | -652.2047 | 1692675.1554 | 1684211.7796 | 1675790.7207 | 1667411.7671 | 1659074.7083 | 1650779.3348 | 1642525.4381 | 1634312.8109 | 1626141.2468 | 1618010.5406 | 0 | 0 | 0 | 0 | 0 | 0 | 0 | 0 | 0 | 0 | 0 | 0 | 0 | 0 | 0 | 0 | 0 | 0 | 0 | 0 | 0 | 0 | 0 | 0 | 0 | 0 | 0 | 0 | 0 | 0
LI ¦ HVAC Zone Control | RET | R_Low Income Detached | Ottawa and Surrounding | Space Heating/Ventilation | Low Income | NA | Residence | 20 | 0.71458 | 0.72335 | 0.73037 | 0.73575 | 0.7393 | 0.7366 | 0.73613 | 0.73643 | 0.73673 | 0.73704 | 714.5787 | 737.8196 | 759.8742 | 780.7868 | 800.2387 | 813.2673 | 828.9971 | 845.922 | 863.1928 | 880.8288 | 1000 | 1020 | 1040.4 | 1061.208 | 1082.4322 | 1104.0808 | 1126.1624 | 1148.6857 | 1171.6594 | 1195.0926 | -285.4213 | -282.1804 | -280.5258 | -280.4212 | -282.1934 | -290.8135 | -297.1653 | -302.7637 | -308.4666 | -314.2638 | 1397760.8309 | 1390772.0267 | 1383818.1666 | 1376899.0757 | 1370014.5804 | 1363164.5074 | 1356348.6849 | 1349566.9415 | 1342819.1068 | 1336105.0112 | 1397760.8309 | 1390772.0267 | 1383818.1666 | 1376899.0757 | 1370014.5804 | 1363164.5074 | 1356348.6849 | 1349566.9415 | 1342819.1068 | 1336105.0112 | 7526.6772 | 14846.3798 | 21879.4805 | 28915.1107 | 35831.8501 | 42608.0432 | 49240.4037 | 55744.3358 | 62108.6649 | 68345.3176 | 7526.6772 | 7319.7026 | 7033.1007 | 7035.6302 | 6916.7394 | 6776.1931 | 6632.3605 | 6503.9321 | 6364.3291 | 6236.6527
LI ¦ Low Flow Showerhead ¦ Retro | RET | R_Low Income Detached | Ottawa and Surrounding | Water Heating | Low Income | NA | Showers | 10 | 28.9127 | 29.0748 | 29.2032 | 29.304 | 29.3752 | 29.4008 | 29.4165 | 29.4509 | 29.4904 | 29.5339 | 484.5775 | 497.0402 | 509.2197 | 521.1966 | 532.912 | 544.0445 | 555.2211 | 566.9882 | 579.1037 | 591.5571 | 16.76 | 17.0952 | 17.4371 | 17.7858 | 18.1416 | 18.5044 | 18.8745 | 19.252 | 19.637 | 20.0298 | 467.8175 | 479.945 | 491.7826 | 503.4108 | 514.7704 | 525.5401 | 536.3466 | 547.7362 | 559.4666 | 571.5273 | 237750.6745 | 236561.9211 | 235379.1115 | 234202.2159 | 233031.2049 | 231866.0488 | 230706.7186 | 229553.185 | 228405.4191 | 227263.392 | 237750.6745 | 236561.9211 | 235379.1115 | 234202.2159 | 233031.2049 | 231866.0488 | 230706.7186 | 229553.185 | 228405.4191 | 227263.392 | 4541.9889 | 9417.7485 | 14632.4423 | 20187.33 | 26079.1233 | 32299.3848 | 38834.0127 | 45662.8556 | 52759.503 | 60091.2966 | 4541.9889 | 4875.7597 | 5214.6937 | 5554.8877 | 5891.7933 | 6220.2615 | 6534.628 | 6828.8429 | 7096.6475 | 7331.7935
LI ¦ Programmable Thermostat - RET | RET | R_Low Income Detached | Ottawa and Surrounding | Space Heating/Ventilation | Low Income | NA | Thermostat | 15 | 2.7876 | 2.8233 | 2.8518 | 2.8739 | 2.8887 | 2.8782 | 2.8768 | 2.8787 | 2.8805 | 2.8824 | 836.2769 | 863.9156 | 890.1159 | 914.9534 | 938.0384 | 953.3224 | 971.9276 | 992.001 | 1012.489 | 1033.4155 | 300 | 306 | 312.12 | 318.3624 | 324.7296 | 331.2242 | 337.8487 | 344.6057 | 351.4978 | 358.5278 | 536.2769 | 557.9156 | 577.9959 | 596.591 | 613.3088 | 622.0981 | 634.0789 | 647.3953 | 660.9912 | 674.8877 | 1186146.4571 | 1180215.7248 | 1174314.6462 | 1168443.073 | 1162600.8576 | 1156787.8533 | 1151003.914 | 1145248.8945 | 1139522.65 | 1133825.0367 | 1186146.4571 | 1180215.7248 | 1174314.6462 | 1168443.073 | 1162600.8576 | 1156787.8533 | 1151003.914 | 1145248.8945 | 1139522.65 | 1133825.0367 | 22660.1419 | 46985.478 | 73001.768 | 100715.2977 | 130109.661 | 161142.7638 | 193744.252 | 227813.5886 | 263219.0118 | 299797.587 | 22660.1419 | 24325.336 | 26016.2901 | 27713.5296 | 29394.3633 | 31033.1029 | 32601.4882 | 34069.3366 | 35405.4232 | 36578.5751
LI ¦ Behavioural Mailed Reports | ROB | R_Low Income Detached | Ottawa and Surrounding | Cross Cutting/Behavioural | Low Income | NA | Residential Households | 3 | 1.418 | 1.5078 | 1.6497 | 1.7391 | 1.7896 | 1.7471 | 1.7352 | 1.7352 | 1.7353 | 1.7354 | 10.9899 | 11.9188 | 13.3019 | 14.3033 | 15.0124 | 14.9493 | 15.1448 | 15.4475 | 15.7571 | 16.0734 | 7.75 | 7.905 | 8.0631 | 8.2244 | 8.3888 | 8.5566 | 8.7278 | 8.9023 | 9.0804 | 9.262 | 3.2399 | 4.0138 | 5.2388 | 6.079 | 6.6235 | 6.3927 | 6.417 | 6.5452 | 6.6768 | 6.8114 | 361610.7497 | 359802.696 | 358003.6825 | 356213.6641 | 354432.5958 | 352660.4328 | 350897.1306 | 349142.645 | 347396.9318 | 345659.9471 | 361610.7497 | 359802.696 | 358003.6825 | 356213.6641 | 354432.5958 | 352660.4328 | 350897.1306 | 349142.645 | 347396.9318 | 345659.9471 | 96296.2764 | 161399.1199 | 206278.2693 | 237970.4314 | 260984.7244 | 278213.9555 | 291519.6701 | 302105.7265 | 310756.2512 | 317987.1062 | 96296.2764 | 65102.8435 | 44879.1494 | 31692.1622 | 23014.293 | 17229.2311 | 13305.7146 | 10586.0564 | 8650.5248 | 7230.855
LI ¦ Combination Space Water Heating | ROB | R_Low Income Detached | Ottawa and Surrounding | Water Heating | Low Income | LI ¦Water Heater | Residence | 20 | 2.6772 | 2.689 | 2.6985 | 2.7062 | 2.7119 | 2.7145 | 2.7162 | 2.719 | 2.7218 | 2.7248 | 1820.4984 | 1865.1199 | 1909.1392 | 1952.8393 | 1996.0701 | 2037.9941 | 2080.0704 | 2123.8276 | 2168.5586 | 2214.3586 | 680 | 693.6 | 707.472 | 721.6214 | 736.0539 | 750.7749 | 765.7904 | 781.1063 | 796.7284 | 812.6629 | 1140.4984 | 1171.5199 | 1201.6672 | 1231.2179 | 1260.0162 | 1287.2191 | 1314.2799 | 1342.7213 | 1371.8303 | 1401.6956 | 414624.6631 | 412551.5398 | 410488.7821 | 408436.3382 | 406394.1565 | 404362.1857 | 402340.3748 | 400328.6729 | 398327.0295 | 396335.3944 | 414624.6631 | 412551.5398 | 410488.7821 | 408436.3382 | 406394.1565 | 404362.1857 | 402340.3748 | 400328.6729 | 398327.0295 | 396335.3944 | 21139.3469 | 41062.4271 | 59837.5872 | 77590.2241 | 94369.0295 | 110230.2442 | 125229.1036 | 139428.2726 | 152880.4221 | 165640.1648 | 21139.3469 | 19923.0802 | 18775.1601 | 17752.6369 | 16778.8054 | 15861.2147 | 14998.8594 | 14199.169 | 13452.1494 | 12759.7427
LI ¦ HE Condensing Furnace | ROB | R_Low Income Detached | Ottawa and Surrounding | Space Heating/Ventilation | Low Income | NA | Furnace | 18 | 0.22426 | 0.22845 | 0.23178 | 0.23429 | 0.23589 | 0.23443 | 0.23406 | 0.23407 | 0.23406 | 0.23406 | 396.2754 | 411.7523 | 426.0945 | 439.3335 | 451.1862 | 457.3564 | 465.7673 | 475.0893 | 484.5893 | 494.2744 | 1767 | 1802.34 | 1838.3868 | 1875.1545 | 1912.6576 | 1950.9108 | 1989.929 | 2029.7276 | 2070.3221 | 2111.7286 | -1370.7246 | -1390.5877 | -1412.2923 | -1435.8211 | -1461.4714 | -1493.5544 | -1524.1617 | -1554.6383 | -1585.7328 | -1617.4542 | 1423891.2068 | 1416771.7507 | 1409687.892 | 1402639.4525 | 1395626.2553 | 1388648.124 | 1381704.8834 | 1374796.3589 | 1367922.3771 | 1361082.7653 | 0 | 0 | 0 | 0 | 0 | 0 | 0 | 0 | 0 | 0 | 0 | 0 | 0 | 0 | 0 | 0 | 0 | 0 | 0 | 0 | 0 | 0 | 0 | 0 | 0 | 0 | 0 | 0 | 0 | 0
LI ¦ HE Storage Water Heating | ROB | R_Low Income Detached | Ottawa and Surrounding | Water Heating | Low Income | LI ¦Water Heater | Water heater | 16 | 0.33577 | 0.34238 | 0.34733 | 0.35092 | 0.35302 | 0.35301 | 0.3524 | 0.3524 | 0.3524 | 0.3524 | 181.3135 | 188.5842 | 195.1372 | 201.0942 | 206.3476 | 210.4644 | 214.3046 | 218.5908 | 222.961 | 227.4234 | 540 | 550.8 | 561.816 | 573.0523 | 584.5134 | 596.2036 | 608.1277 | 620.2903 | 632.6961 | 645.35 | -358.6865 | -362.2158 | -366.6788 | -371.9581 | -378.1658 | -385.7393 | -393.8232 | -401.6995 | -409.7351 | -417.9265 | 1004215.0528 | 999193.9776 | 994198.0077 | 989227.0176 | 984280.8825 | 979359.4781 | 974462.6807 | 969590.3673 | 964742.4155 | 959918.7034 | 0 | 0 | 0 | 0 | 0 | 0 | 0 | 0 | 0 | 0 | 0 | 0 | 0 | 0 | 0 | 0 | 0 | 0 | 0 | 0 | 0 | 0 | 0 | 0 | 0 | 0 | 0 | 0 | 0 | 0
LI ¦ Tankless Water Heater | ROB | R_Low Income Detached | Ottawa and Surrounding | Water Heating | Low Income | LI ¦Water Heater | DHW tank | 18 | 0.54447 | 0.55437 | 0.56178 | 0.56715 | 0.5703 | 0.57028 | 0.56937 | 0.56937 | 0.56936 | 0.56937 | 408.3517 | 424.0931 | 438.3556 | 451.397 | 462.9848 | 472.2225 | 480.9035 | 490.5208 | 500.3261 | 510.3413 | 750 | 765 | 780.3 | 795.906 | 811.8241 | 828.0606 | 844.6218 | 861.5143 | 878.7445 | 896.3194 | -341.6483 | -340.9069 | -341.9444 | -344.509 | -348.8393 | -355.8381 | -363.7183 | -370.9934 | -378.4184 | -385.9782 | 2087826.3177 | 2077387.1861 | 2067000.2502 | 2056665.2489 | 2046381.9227 | 2036150.0131 | 2025969.263 | 2015839.4167 | 2005760.2196 | 1995731.4185 | 0 | 0 | 0 | 0 | 0 | 0 | 0 | 0 | 0 | 0 | 0 | 0 | 0 | 0 | 0 | 0 | 0 | 0 | 0 | 0 | 0 | 0 | 0 | 0 | 0 | 0 | 0 | 0 | 0 | 0
LI ¦ Triple Glazed Low-E Argon Windows ¦ ROB | ROB | R_Low Income Detached | Ottawa and Surrounding | Space Heating/Ventilation | Low Income | NA | Residential Households | 30 | 0.45731 | 0.46934 | 0.47879 | 0.48582 | 0.49012 | 0.48533 | 0.48379 | 0.48332 | 0.48282 | 0.4823 | 455.4855 | 476.8133 | 496.1356 | 513.4928 | 528.3948 | 533.7009 | 542.6413 | 552.957 | 563.442 | 574.0892 | 996 | 1015.92 | 1036.2384 | 1056.9632 | 1078.1024 | 1099.6645 | 1121.6578 | 1144.0909 | 1166.9727 | 1190.3122 | -540.5145 | -539.1067 | -540.1028 | -543.4703 | -549.7077 | -565.9636 | -579.0165 | -591.1339 | -603.5308 | -616.223 | 2863592.7623 | 2849274.7985 | 2835028.4245 | 2820853.2824 | 2806749.0159 | 2792715.2709 | 2778751.6945 | 2764857.936 | 2751033.6464 | 2737278.4781 | 0 | 0 | 0 | 0 | 0 | 0 | 0 | 0 | 0 | 0 | 0 | 0 | 0 | 0 | 0 | 0 | 0 | 0 | 0 | 0 | 0 | 0 | 0 | 0 | 0 | 0 | 0 | 0 | 0 | 0
LI ¦ Behavioural Mailed Reports | NEW | R_Low Income Multi-Residential | Ottawa and Surrounding | Cross Cutting/Behavioural | Low Income | NA | Residential Households | 3 | 1.418 | 1.5078 | 1.6497 | 1.7391 | 1.7896 | 1.7471 | 1.7352 | 1.7352 | 1.7353 | 1.7354 | 10.9899 | 11.9188 | 13.3019 | 14.3033 | 15.0124 | 14.9493 | 15.1448 | 15.4475 | 15.7571 | 16.0734 | 7.75 | 7.905 | 8.0631 | 8.2244 | 8.3888 | 8.5566 | 8.7278 | 8.9023 | 9.0804 | 9.262 | 3.2399 | 4.0138 | 5.2388 | 6.079 | 6.6235 | 6.3927 | 6.417 | 6.5452 | 6.6768 | 6.8114 | 5156.2998 | 10359.0062 | 15608.898 | 20906.7639 | 26253.4033 | 31649.6258 | 37096.2521 | 42594.1136 | 48144.0525 | 53746.9224 | 5156.2998 | 10359.0062 | 15608.898 | 20906.7639 | 26253.4033 | 31649.6258 | 37096.2521 | 42594.1136 | 48144.0525 | 53746.9224 | 4125.0398 | 8287.205 | 12525.3368 | 16861.7644 | 21309.0412 | 25873.1206 | 30555.7603 | 35356.1757 | 40272.1193 | 45300.5665 | 4125.0398 | 4162.1652 | 4238.1318 | 4336.4276 | 4447.2769 | 4564.0794 | 4682.6397 | 4800.4154 | 4915.9436 | 5028.4471
LI ¦ Combination Space Water Heating | NEW | R_Low Income Multi-Residential | Ottawa and Surrounding | Water Heating | Low Income | LI ¦Water Heater | Residence | 20 | 2.6772 | 2.689 | 2.6985 | 2.7062 | 2.7119 | 2.7145 | 2.7162 | 2.719 | 2.7218 | 2.7248 | 1820.4984 | 1865.1199 | 1909.1392 | 1952.8393 | 1996.0701 | 2037.9941 | 2080.0704 | 2123.8276 | 2168.5586 | 2214.3586 | 680 | 693.6 | 707.472 | 721.6214 | 736.0539 | 750.7749 | 765.7904 | 781.1063 | 796.7284 | 812.6629 | 1140.4984 | 1171.5199 | 1201.6672 | 1231.2179 | 1260.0162 | 1287.2191 | 1314.2799 | 1342.7213 | 1371.8303 | 1401.6956 | 5912.2387 | 11877.6875 | 17897.2392 | 23971.7983 | 30102.2812 | 36289.6165 | 42534.745 | 48838.62 | 55202.2072 | 61626.4854 | 5912.2387 | 11877.6875 | 17897.2392 | 23971.7983 | 30102.2812 | 36289.6165 | 42534.745 | 48838.62 | 55202.2072 | 61626.4854 | 5375.0471 | 10798.4695 | 16207.4486 | 21600.7114 | 26992.6812 | 32380.0488 | 37762.2123 | 43139.1948 | 48513.7817 | 53887.1708 | 5375.0471 | 5423.4225 | 5408.9791 | 5393.2628 | 5391.9699 | 5387.3676 | 5382.1635 | 5376.9825 | 5374.587 | 5373.3891
LI ¦ HE Storage Water Heating | NEW | R_Low Income Multi-Residential | Ottawa and Surrounding | Water Heating | Low Income | LI ¦Water Heater | Water heater | 16 | 0.33577 | 0.34238 | 0.34733 | 0.35092 | 0.35302 | 0.35301 | 0.3524 | 0.3524 | 0.3524 | 0.3524 | 181.3135 | 188.5842 | 195.1372 | 201.0942 | 206.3476 | 210.4644 | 214.3046 | 218.5908 | 222.961 | 227.4234 | 540 | 550.8 | 561.816 | 573.0523 | 584.5134 | 596.2036 | 608.1277 | 620.2903 | 632.6961 | 645.35 | -358.6865 | -362.2158 | -366.6788 | -371.9581 | -378.1658 | -385.7393 | -393.8232 | -401.6995 | -409.7351 | -417.9265 | 14319.3582 | 28767.5906 | 43346.8594 | 58059.3554 | 72907.2981 | 87892.9365 | 103018.5492 | 118286.4448 | 133698.9628 | 149258.4736 | 0 | 0 | 0 | 0 | 0 | 0 | 0 | 0 | 0 | 0 | 0 | 0 | 0 | 0 | 0 | 0 | 0 | 0 | 0 | 0 | 0 | 0 | 0 | 0 | 0 | 0 | 0 | 0 | 0 | 0
LI ¦ Low Flow Showerhead ¦ New | NEW | R_Low Income Multi-Residential | Ottawa and Surrounding | Water Heating | Low Income | NA | Showers | 10 | 30.0259 | 30.1976 | 30.3333 | 30.4398 | 30.5146 | 30.5411 | 30.5569 | 30.5925 | 30.6333 | 30.6783 | 503.2341 | 516.2335 | 528.9258 | 541.3968 | 553.5832 | 565.1448 | 576.7461 | 588.9659 | 601.5469 | 614.4783 | 16.76 | 17.0952 | 17.4371 | 17.7858 | 18.1416 | 18.5044 | 18.8745 | 19.252 | 19.637 | 20.0298 | 486.4741 | 499.1383 | 511.4887 | 523.6109 | 535.4417 | 546.6404 | 557.8717 | 569.7139 | 581.9098 | 594.4485 | 7860.9043 | 15792.5568 | 23796.1444 | 31872.8697 | 40023.9513 | 48250.6238 | 56554.138 | 64935.7613 | 73396.7781 | 81938.4895 | 7860.9043 | 15792.5568 | 23796.1444 | 31872.8697 | 40023.9513 | 48250.6238 | 56554.138 | 64935.7613 | 73396.7781 | 81938.4895 | 6288.7235 | 12634.0454 | 19212.034 | 26007.5187 | 33007.3222 | 40199.7425 | 47574.36 | 55121.9049 | 62834.1482 | 70703.8057 | 6288.7235 | 6345.322 | 6577.9886 | 6795.4848 | 6999.8035 | 7192.4203 | 7374.6175 | 7547.5449 | 7712.2433 | 7869.6575
LI ¦ Programmable Thermostat - NEW | NEW | R_Low Income Multi-Residential | Ottawa and Surrounding | Space Heating/Ventilation | Low Income | NA | Thermostat | 15 | 3.4919 | 3.5272 | 3.5557 | 3.578 | 3.5933 | 3.5842 | 3.5841 | 3.5871 | 3.5901 | 3.5933 | 698.3894 | 719.5506 | 739.8666 | 759.3982 | 777.8997 | 791.4526 | 807.2453 | 824.0865 | 841.2846 | 858.8612 | 200 | 204 | 208.08 | 212.2416 | 216.4864 | 220.8162 | 225.2325 | 229.7371 | 234.3319 | 239.0185 | 498.3894 | 515.5506 | 531.7866 | 547.1566 | 561.4132 | 570.6364 | 582.0128 | 594.3493 | 606.9527 | 619.8427 | 15950.4543 | 32044.4628 | 48284.4338 | 64672.8077 | 81212.0568 | 97904.6863 | 114753.2344 | 131760.2726 | 148928.407 | 166260.2777 | 15950.4543 | 32044.4628 | 48284.4338 | 64672.8077 | 81212.0568 | 97904.6863 | 114753.2344 | 131760.2726 | 148928.407 | 166260.2777 | 12760.3635 | 25635.5702 | 38983.5272 | 52773.3207 | 66978.4207 | 81575.2598 | 96542.7972 | 111862.2555 | 127516.9131 | 143491.9243 | 12760.3635 | 12875.2067 | 13347.957 | 13789.7935 | 14205.1 | 14596.8391 | 14967.5374 | 15319.4583 | 15654.6576 | 15975.0111
LI ¦ Tankless Water Heater | NEW | R_Low Income Multi-Residential | Ottawa and Surrounding | Water Heating | Low Income | LI ¦Water Heater | DHW tank | 18 | 0.54447 | 0.55437 | 0.56178 | 0.56715 | 0.5703 | 0.57028 | 0.56937 | 0.56937 | 0.56936 | 0.56937 | 408.3517 | 424.0931 | 438.3556 | 451.397 | 462.9848 | 472.2225 | 480.9035 | 490.5208 | 500.3261 | 510.3413 | 750 | 765 | 780.3 | 795.906 | 811.8241 | 828.0606 | 844.6218 | 861.5143 | 878.7445 | 896.3194 | -341.6483 | -340.9069 | -341.9444 | -344.509 | -348.8393 | -355.8381 | -363.7183 | -370.9934 | -378.4184 | -385.9782 | 29770.8472 | 59809.6319 | 90120.8497 | 120709.0552 | 151578.8629 | 182734.9486 | 214182.0495 | 245924.9658 | 277968.5611 | 310317.7635 | 0 | 0 | 0 | 0 | 0 | 0 | 0 | 0 | 0 | 0 | 0 | 0 | 0 | 0 | 0 | 0 | 0 | 0 | 0 | 0 | 0 | 0 | 0 | 0 | 0 | 0 | 0 | 0 | 0 | 0
LI ¦ 90 AFUE Furnace Early Replcmnt. BA 60% AFUE | RET | R_Low Income Multi-Residential | Ottawa and Surrounding | Space Heating/Ventilation | Low Income | NA | Furnace | 3 | 0.72898 | 0.77517 | 0.85082 | 0.89758 | 0.92396 | 0.89986 | 0.89381 | 0.89382 | 0.89384 | 0.89379 | 377.6093 | 409.5693 | 458.5322 | 493.4051 | 518.0661 | 514.6433 | 521.404 | 531.8376 | 542.4895 | 553.3103 | 518 | 528.36 | 538.9272 | 549.7057 | 560.6999 | 571.9139 | 583.3521 | 595.0192 | 606.9196 | 619.058 | -140.3907 | -118.7907 | -80.395 | -56.3006 | -42.6337 | -57.2705 | -61.9481 | -63.1815 | -64.4301 | -65.7477 | 562739.2057 | 559925.5096 | 557125.8821 | 554340.2527 | 551568.5514 | 548810.7087 | 546066.6551 | 543336.3218 | 540619.6402 | 537916.542 | 562739.2057 | 559925.5096 | 557125.8821 | 554340.2527 | 551568.5514 | 548810.7087 | 546066.6551 | 543336.3218 | 540619.6402 | 537916.542 | 10750.5698 | 22291.1516 | 34633.9667 | 47781.9971 | 61727.4594 | 76450.383 | 91917.39 | 108080.7831 | 124878.0509 | 142231.893 | 10750.5698 | 11540.5819 | 12342.8151 | 13148.0304 | 13945.4623 | 14722.9236 | 15467.007 | 16163.3931 | 16797.2678 | 17353.8421
LI ¦ HVAC Zone Control | RET | R_Low Income Multi-Residential | Ottawa and Surrounding | Space Heating/Ventilation | Low Income | NA | Residence | 20 | 0.71458 | 0.72335 | 0.73037 | 0.73575 | 0.7393 | 0.7366 | 0.73613 | 0.73643 | 0.73673 | 0.73704 | 714.5787 | 737.8196 | 759.8742 | 780.7868 | 800.2387 | 813.2673 | 828.9971 | 845.922 | 863.1928 | 880.8288 | 1000 | 1020 | 1040.4 | 1061.208 | 1082.4322 | 1104.0808 | 1126.1624 | 1148.6857 | 1171.6594 | 1195.0926 | -285.4213 | -282.1804 | -280.5258 | -280.4212 | -282.1934 | -290.8135 | -297.1653 | -302.7637 | -308.4666 | -314.2638 | 1043756.4476 | 1038537.6654 | 1033344.9771 | 1028178.2522 | 1023037.3609 | 1017922.1741 | 1012832.5633 | 1007768.4004 | 1002729.5584 | 997715.9107 | 1043756.4476 | 1038537.6654 | 1033344.9771 | 1028178.2522 | 1023037.3609 | 1017922.1741 | 1012832.5633 | 1007768.4004 | 1002729.5584 | 997715.9107 | 5620.4307 | 11086.3062 | 16338.1663 | 21591.9151 | 26756.8841 | 31816.9023 | 36769.5157 | 41626.2272 | 46378.6923 | 51035.817 | 5620.4307 | 5465.8756 | 5251.86 | 5253.7488 | 5164.969 | 5060.0182 | 4952.6134 | 4856.7115 | 4752.4651 | 4657.1247
LI ¦ Low Flow Showerhead ¦ Retro | RET | R_Low Income Multi-Residential | Ottawa and Surrounding | Water Heating | Low Income | NA | Showers | 10 | 28.9127 | 29.0748 | 29.2032 | 29.304 | 29.3752 | 29.4008 | 29.4165 | 29.4509 | 29.4904 | 29.5339 | 484.5775 | 497.0402 | 509.2197 | 521.1966 | 532.912 | 544.0445 | 555.2211 | 566.9882 | 579.1037 | 591.5571 | 16.76 | 17.0952 | 17.4371 | 17.7858 | 18.1416 | 18.5044 | 18.8745 | 19.252 | 19.637 | 20.0298 | 467.8175 | 479.945 | 491.7826 | 503.4108 | 514.7704 | 525.5401 | 536.3466 | 547.7362 | 559.4666 | 571.5273 | 177536.6672 | 176648.9838 | 175765.7389 | 174886.9102 | 174012.4757 | 173142.4133 | 172276.7012 | 171415.3177 | 170558.2411 | 169705.4499 | 177536.6672 | 176648.9838 | 175765.7389 | 174886.9102 | 174012.4757 | 173142.4133 | 172276.7012 | 171415.3177 | 170558.2411 | 169705.4499 | 3391.6605 | 7032.5592 | 10926.5517 | 15074.5788 | 19474.185 | 24119.0698 | 28998.703 | 34098.0366 | 39397.3491 | 44872.2534 | 3391.6605 | 3640.8987 | 3893.9925 | 4148.0271 | 4399.6062 | 4644.8848 | 4879.6331 | 5099.3336 | 5299.3126 | 5474.9043
LI ¦ Programmable Thermostat - RET | RET | R_Low Income Multi-Residential | Ottawa and Surrounding | Space Heating/Ventilation | Low Income | NA | Thermostat | 15 | 2.7876 | 2.8233 | 2.8518 | 2.8739 | 2.8887 | 2.8782 | 2.8768 | 2.8787 | 2.8805 | 2.8824 | 836.2769 | 863.9156 | 890.1159 | 914.9534 | 938.0384 | 953.3224 | 971.9276 | 992.001 | 1012.489 | 1033.4155 | 300 | 306 | 312.12 | 318.3624 | 324.7296 | 331.2242 | 337.8487 | 344.6057 | 351.4978 | 358.5278 | 536.2769 | 557.9156 | 577.9959 | 596.591 | 613.3088 | 622.0981 | 634.0789 | 647.3953 | 660.9912 | 674.8877 | 885736.6619 | 881307.9786 | 876901.4387 | 872516.9315 | 868154.3468 | 863813.5751 | 859494.5072 | 855197.0347 | 850921.0495 | 846666.4443 | 885736.6619 | 881307.9786 | 876901.4387 | 872516.9315 | 868154.3468 | 863813.5751 | 859494.5072 | 855197.0347 | 850921.0495 | 846666.4443 | 16921.1132 | 35085.6845 | 54512.9498 | 75207.6028 | 97157.3924 | 120330.8857 | 144675.5466 | 170116.3008 | 196554.7572 | 223869.2468 | 16921.1132 | 18164.5713 | 19427.2653 | 20694.6529 | 21949.7897 | 23173.4933 | 24344.6609 | 25440.7542 | 26438.4564 | 27314.4896
LI ¦ Behavioural Mailed Reports | ROB | R_Low Income Multi-Residential | Ottawa and Surrounding | Cross Cutting/Behavioural | Low Income | NA | Residential Households | 3 | 1.418 | 1.5078 | 1.6497 | 1.7391 | 1.7896 | 1.7471 | 1.7352 | 1.7352 | 1.7353 | 1.7354 | 10.9899 | 11.9188 | 13.3019 | 14.3033 | 15.0124 | 14.9493 | 15.1448 | 15.4475 | 15.7571 | 16.0734 | 7.75 | 7.905 | 8.0631 | 8.2244 | 8.3888 | 8.5566 | 8.7278 | 8.9023 | 9.0804 | 9.262 | 3.2399 | 4.0138 | 5.2388 | 6.079 | 6.6235 | 6.3927 | 6.417 | 6.5452 | 6.6768 | 6.8114 | 270027.2774 | 268677.141 | 267333.7553 | 265997.0865 | 264667.1011 | 263343.7656 | 262027.0467 | 260716.9115 | 259413.327 | 258116.2603 | 270027.2774 | 268677.141 | 267333.7553 | 265997.0865 | 264667.1011 | 263343.7656 | 262027.0467 | 260716.9115 | 259413.327 | 258116.2603 | 71922.2403 | 120562.6768 | 154109.5954 | 177814.7285 | 195042.9197 | 207952.6006 | 217932.5852 | 225880.9332 | 232382.5516 | 237822.2306 | 71922.2403 | 48640.4366 | 33546.9185 | 23705.1331 | 17228.1912 | 12909.6809 | 9979.9846 | 7948.348 | 6501.6184 | 5439.679
LI ¦ Combination Space Water Heating | ROB | R_Low Income Multi-Residential | Ottawa and Surrounding | Water Heating | Low Income | LI ¦Water Heater | Residence | 20 | 2.6772 | 2.689 | 2.6985 | 2.7062 | 2.7119 | 2.7145 | 2.7162 | 2.719 | 2.7218 | 2.7248 | 1820.4984 | 1865.1199 | 1909.1392 | 1952.8393 | 1996.0701 | 2037.9941 | 2080.0704 | 2123.8276 | 2168.5586 | 2214.3586 | 680 | 693.6 | 707.472 | 721.6214 | 736.0539 | 750.7749 | 765.7904 | 781.1063 | 796.7284 | 812.6629 | 1140.4984 | 1171.5199 | 1201.6672 | 1231.2179 | 1260.0162 | 1287.2191 | 1314.2799 | 1342.7213 | 1371.8303 | 1401.6956 | 309614.6035 | 308066.5305 | 306526.1978 | 304993.5669 | 303468.599 | 301951.256 | 300441.4998 | 298939.2923 | 297444.5958 | 295957.3728 | 309614.6035 | 308066.5305 | 306526.1978 | 304993.5669 | 303468.599 | 301951.256 | 300441.4998 | 298939.2923 | 297444.5958 | 295957.3728 | 15798.0242 | 30699.7047 | 44755.4851 | 58058.5806 | 70644.8361 | 82555.7779 | 93832.2133 | 104520.5741 | 114659.8336 | 124290.4745 | 15798.0242 | 14901.6805 | 14055.7804 | 13303.0955 | 12586.2555 | 11910.9418 | 11276.4354 | 10688.3609 | 10139.2595 | 9630.6409
LI ¦ HE Storage Water Heating | ROB | R_Low Income Multi-Residential | Ottawa and Surrounding | Water Heating | Low Income | LI ¦Water Heater | Water heater | 16 | 0.33577 | 0.34238 | 0.34733 | 0.35092 | 0.35302 | 0.35301 | 0.3524 | 0.3524 | 0.3524 | 0.3524 | 181.3135 | 188.5842 | 195.1372 | 201.0942 | 206.3476 | 210.4644 | 214.3046 | 218.5908 | 222.961 | 227.4234 | 540 | 550.8 | 561.816 | 573.0523 | 584.5134 | 596.2036 | 608.1277 | 620.2903 | 632.6961 | 645.35 | -358.6865 | -362.2158 | -366.6788 | -371.9581 | -378.1658 | -385.7393 | -393.8232 | -401.6995 | -409.7351 | -417.9265 | 749882.178 | 746132.7671 | 742402.1033 | 738690.0928 | 734996.6423 | 731321.6591 | 727665.0508 | 724026.7256 | 720406.5919 | 716804.559 | 0 | 0 | 0 | 0 | 0 | 0 | 0 | 0 | 0 | 0 | 0 | 0 | 0 | 0 | 0 | 0 | 0 | 0 | 0 | 0 | 0 | 0 | 0 | 0 | 0 | 0 | 0 | 0 | 0 | 0
LI ¦ Tankless Water Heater | ROB | R_Low Income Multi-Residential | Ottawa and Surrounding | Water Heating | Low Income | LI ¦Water Heater | DHW tank | 18 | 0.54447 | 0.55437 | 0.56178 | 0.56715 | 0.5703 | 0.57028 | 0.56937 | 0.56937 | 0.56936 | 0.56937 | 408.3517 | 424.0931 | 438.3556 | 451.397 | 462.9848 | 472.2225 | 480.9035 | 490.5208 | 500.3261 | 510.3413 | 750 | 765 | 780.3 | 795.906 | 811.8241 | 828.0606 | 844.6218 | 861.5143 | 878.7445 | 896.3194 | -341.6483 | -340.9069 | -341.9444 | -344.509 | -348.8393 | -355.8381 | -363.7183 | -370.9934 | -378.4184 | -385.9782 | 1559052.2589 | 1551256.9976 | 1543500.7126 | 1535783.209 | 1528104.293 | 1520463.7715 | 1512861.4526 | 1505297.1454 | 1497770.6597 | 1490281.8064 | 0 | 0 | 0 | 0 | 0 | 0 | 0 | 0 | 0 | 0 | 0 | 0 | 0 | 0 | 0 | 0 | 0 | 0 | 0 | 0 | 0 | 0 | 0 | 0 | 0 | 0 | 0 | 0 | 0 | 0
LI ¦ Behavioural Mailed Reports | NEW | R_Low IncomeTownhomes & Semi-detached | Ottawa and Surrounding | Cross Cutting/Behavioural | Low Income | NA | Residential Households | 3 | 1.418 | 1.5078 | 1.6497 | 1.7391 | 1.7896 | 1.7471 | 1.7352 | 1.7352 | 1.7353 | 1.7354 | 10.9899 | 11.9188 | 13.3019 | 14.3033 | 15.0124 | 14.9493 | 15.1448 | 15.4475 | 15.7571 | 16.0734 | 7.75 | 7.905 | 8.0631 | 8.2244 | 8.3888 | 8.5566 | 8.7278 | 8.9023 | 9.0804 | 9.262 | 3.2399 | 4.0138 | 5.2388 | 6.079 | 6.6235 | 6.3927 | 6.417 | 6.5452 | 6.6768 | 6.8114 | 4055.3937 | 8147.286 | 12276.2892 | 16443.0238 | 20648.1183 | 24892.2096 | 29175.9432 | 33499.9728 | 37864.9609 | 42271.579 | 4055.3937 | 8147.286 | 12276.2892 | 16443.0238 | 20648.1183 | 24892.2096 | 29175.9432 | 33499.9728 | 37864.9609 | 42271.579 | 3244.315 | 6517.8288 | 9851.0899 | 13261.6599 | 16759.4121 | 20349.0286 | 24031.8921 | 27807.3852 | 31673.7405 | 35628.5791 | 3244.315 | 3273.5138 | 3333.2611 | 3410.57 | 3497.7522 | 3589.6165 | 3682.8634 | 3775.4932 | 3866.3553 | 3954.8386
LI ¦ Combination Space Water Heating | NEW | R_Low IncomeTownhomes & Semi-detached | Ottawa and Surrounding | Water Heating | Low Income | LI ¦Water Heater | Residence | 20 | 2.6772 | 2.689 | 2.6985 | 2.7062 | 2.7119 | 2.7145 | 2.7162 | 2.719 | 2.7218 | 2.7248 | 1820.4984 | 1865.1199 | 1909.1392 | 1952.8393 | 1996.0701 | 2037.9941 | 2080.0704 | 2123.8276 | 2168.5586 | 2214.3586 | 680 | 693.6 | 707.472 | 721.6214 | 736.0539 | 750.7749 | 765.7904 | 781.1063 | 796.7284 | 812.6629 | 1140.4984 | 1171.5199 | 1201.6672 | 1231.2179 | 1260.0162 | 1287.2191 | 1314.2799 | 1342.7213 | 1371.8303 | 1401.6956 | 4649.9344 | 9341.7182 | 14076.0536 | 18853.6519 | 23675.2339 | 28541.5299 | 33453.2798 | 38411.2334 | 43416.1503 | 48468.8003 | 4649.9344 | 9341.7182 | 14076.0536 | 18853.6519 | 23675.2339 | 28541.5299 | 33453.2798 | 38411.2334 | 43416.1503 | 48468.8003 | 4227.437 | 8492.9208 | 12747.0451 | 16988.8086 | 21229.5552 | 25466.6822 | 29699.7162 | 33928.6753 | 38155.7504 | 42381.8834 | 4227.437 | 4265.4839 | 4254.1243 | 4241.7635 | 4240.7466 | 4237.1269 | 4233.034 | 4228.9592 | 4227.0751 | 4226.133
LI ¦ Drain Water Heat Recovery ¦ New | NEW | R_Low IncomeTownhomes & Semi-detached | Ottawa and Surrounding | Water Heating | Low Income | NA | DHW tank | 20 | 0.36426 | 0.37045 | 0.37509 | 0.37844 | 0.38042 | 0.3804 | 0.37983 | 0.37984 | 0.37983 | 0.37984 | 254.9818 | 264.5039 | 273.1676 | 281.1253 | 288.2439 | 293.9954 | 299.4288 | 305.4179 | 311.5251 | 317.7626 | 700 | 714 | 728.28 | 742.8456 | 757.7025 | 772.8566 | 788.3137 | 804.08 | 820.1616 | 836.5648 | -445.0182 | -449.4961 | -455.1124 | -461.7203 | -469.4586 | -478.8611 | -488.8848 | -498.662 | -508.6364 | -518.8022 | 14247.5153 | 28623.2583 | 43129.3802 | 57768.0609 | 72541.5088 | 87451.9615 | 102501.6861 | 117692.9799 | 133028.1705 | 148509.6163 | 0 | 0 | 0 | 0 | 0 | 0 | 0 | 0 | 0 | 0 | 0 | 0 | 0 | 0 | 0 | 0 | 0 | 0 | 0 | 0 | 0 | 0 | 0 | 0 | 0 | 0 | 0 | 0 | 0 | 0
LI ¦ Energy Star Home ¦ New | NEW | R_Low IncomeTownhomes & Semi-detached | Ottawa and Surrounding | Space Heating/Ventilation | Low Income | NA | Residential Households | 25 | 1.8786 | 1.8975 | 1.9126 | 1.9242 | 1.9319 | 1.9264 | 1.9255 | 1.9264 | 1.9272 | 1.9281 | 6011.5144 | 6193.3002 | 6367.453 | 6534.3348 | 6691.8073 | 6805.9401 | 6939.0456 | 7080.8741 | 7225.6205 | 7373.4446 | 3200 | 3264 | 3329.28 | 3395.8656 | 3463.7829 | 3533.0586 | 3603.7197 | 3675.7941 | 3749.31 | 3824.2962 | 2811.5144 | 2929.3002 | 3038.173 | 3138.4692 | 3228.0244 | 3272.8815 | 3335.3259 | 3405.08 | 3476.3105 | 3549.1484 | 0 | 0 | 0 | 0 | 0 | 0 | 0 | 0 | 0 | 0 | 0 | 0 | 0 | 0 | 0 | 0 | 0 | 0 | 0 | 0 | 0 | 0 | 0 | 0 | 0 | 0 | 0 | 0 | 0 | 0 | 0 | 0 | 0 | 0 | 0 | 0 | 0 | 0 | 0 | 0
LI ¦ HE Storage Water Heating | NEW | R_Low IncomeTownhomes & Semi-detached | Ottawa and Surrounding | Water Heating | Low Income | LI ¦Water Heater | Water heater | 16 | 0.33577 | 0.34238 | 0.34733 | 0.35092 | 0.35302 | 0.35301 | 0.3524 | 0.3524 | 0.3524 | 0.3524 | 181.3135 | 188.5842 | 195.1372 | 201.0942 | 206.3476 | 210.4644 | 214.3046 | 218.5908 | 222.961 | 227.4234 | 540 | 550.8 | 561.816 | 573.0523 | 584.5134 | 596.2036 | 608.1277 | 620.2903 | 632.6961 | 645.35 | -358.6865 | -362.2158 | -366.6788 | -371.9581 | -378.1658 | -385.7393 | -393.8232 | -401.6995 | -409.7351 | -417.9265 | 11262.0752 | 22625.509 | 34092.0021 | 45663.2774 | 57341.0807 | 69127.1806 | 81023.3692 | 93031.4625 | 105153.3003 | 117390.7468 | 0 | 0 | 0 | 0 | 0 | 0 | 0 | 0 | 0 | 0 | 0 | 0 | 0 | 0 | 0 | 0 | 0 | 0 | 0 | 0 | 0 | 0 | 0 | 0 | 0 | 0 | 0 | 0 | 0 | 0
LI ¦ Low Flow Showerhead ¦ New | NEW | R_Low IncomeTownhomes & Semi-detached | Ottawa and Surrounding | Water Heating | Low Income | NA | Showers | 10 | 30.0259 | 30.1976 | 30.3333 | 30.4398 | 30.5146 | 30.5411 | 30.5569 | 30.5925 | 30.6333 | 30.6783 | 503.2341 | 516.2335 | 528.9258 | 541.3968 | 553.5832 | 565.1448 | 576.7461 | 588.9659 | 601.5469 | 614.4783 | 16.76 | 17.0952 | 17.4371 | 17.7858 | 18.1416 | 18.5044 | 18.8745 | 19.252 | 19.637 | 20.0298 | 486.4741 | 499.1383 | 511.4887 | 523.6109 | 535.4417 | 546.6404 | 557.8717 | 569.7139 | 581.9098 | 594.4485 | 6182.5463 | 12420.7356 | 18715.5013 | 25067.7894 | 31478.5581 | 37948.7785 | 44479.4344 | 51071.5226 | 57726.0532 | 64444.0496 | 6182.5463 | 12420.7356 | 18715.5013 | 25067.7894 | 31478.5581 | 37948.7785 | 44479.4344 | 51071.5226 | 57726.0532 | 64444.0496 | 4946.0371 | 9936.5885 | 15110.1305 | 20454.7318 | 25960.0283 | 31616.8167 | 37416.9018 | 43352.9931 | 49418.6186 | 55608.0492 | 4946.0371 | 4990.5514 | 5173.5421 | 5344.6013 | 5505.2965 | 5656.7883 | 5800.0851 | 5936.0913 | 6065.6255 | 6189.4306
LI ¦ Programmable Thermostat - NEW | NEW | R_Low IncomeTownhomes & Semi-detached | Ottawa and Surrounding | Space Heating/Ventilation | Low Income | NA | Thermostat | 15 | 3.4919 | 3.5272 | 3.5557 | 3.578 | 3.5933 | 3.5842 | 3.5841 | 3.5871 | 3.5901 | 3.5933 | 698.3894 | 719.5506 | 739.8666 | 759.3982 | 777.8997 | 791.4526 | 807.2453 | 824.0865 | 841.2846 | 858.8612 | 200 | 204 | 208.08 | 212.2416 | 216.4864 | 220.8162 | 225.2325 | 229.7371 | 234.3319 | 239.0185 | 498.3894 | 515.5506 | 531.7866 | 547.1566 | 561.4132 | 570.6364 | 582.0128 | 594.3493 | 606.9527 | 619.8427 | 12544.9209 | 25202.7461 | 37975.3699 | 50864.7115 | 63872.7154 | 77001.3519 | 90252.6172 | 103628.534 | 117131.1517 | 130762.547 | 12544.9209 | 25202.7461 | 37975.3699 | 50864.7115 | 63872.7154 | 77001.3519 | 90252.6172 | 103628.534 | 117131.1517 | 130762.547 | 10035.9367 | 20162.1969 | 30660.2718 | 41505.848 | 52678.06 | 64158.372 | 75930.2356 | 87978.8825 | 100291.1614 | 112855.396 | 10035.9367 | 10126.2602 | 10498.0749 | 10845.5762 | 11172.2119 | 11480.312 | 11771.8636 | 12048.6469 | 12312.2789 | 12564.2347
LI ¦ Tankless Water Heater | NEW | R_Low IncomeTownhomes & Semi-detached | Ottawa and Surrounding | Water Heating | Low Income | LI ¦Water Heater | DHW tank | 18 | 0.54447 | 0.55437 | 0.56178 | 0.56715 | 0.5703 | 0.57028 | 0.56937 | 0.56937 | 0.56936 | 0.56937 | 408.3517 | 424.0931 | 438.3556 | 451.397 | 462.9848 | 472.2225 | 480.9035 | 490.5208 | 500.3261 | 510.3413 | 750 | 765 | 780.3 | 795.906 | 811.8241 | 828.0606 | 844.6218 | 861.5143 | 878.7445 | 896.3194 | -341.6483 | -340.9069 | -341.9444 | -344.509 | -348.8393 | -355.8381 | -363.7183 | -370.9934 | -378.4184 | -385.9782 | 23414.5633 | 47039.8577 | 70879.4188 | 94936.8286 | 119215.7168 | 143719.7605 | 168452.6857 | 193418.2676 | 218620.3315 | 244062.7532 | 0 | 0 | 0 | 0 | 0 | 0 | 0 | 0 | 0 | 0 | 0 | 0 | 0 | 0 | 0 | 0 | 0 | 0 | 0 | 0 | 0 | 0 | 0 | 0 | 0 | 0 | 0 | 0 | 0 | 0
LI ¦ Triple Glazed Low-E Argon Windows ¦ New | NEW | R_Low IncomeTownhomes & Semi-detached | Ottawa and Surrounding | Space Heating/Ventilation | Low Income | NA | Residential Households | 30 | 0.60329 | 0.61916 | 0.63162 | 0.6409 | 0.64656 | 0.64025 | 0.63821 | 0.63759 | 0.63694 | 0.63625 | 455.4855 | 476.8133 | 496.1356 | 513.4928 | 528.3948 | 533.7009 | 542.6413 | 552.957 | 563.442 | 574.0892 | 755 | 770.1 | 785.502 | 801.212 | 817.2363 | 833.581 | 850.2526 | 867.2577 | 884.6028 | 902.2949 | -299.5145 | -293.2867 | -289.3664 | -287.7192 | -288.8415 | -299.8801 | -307.6113 | -314.3007 | -321.1608 | -328.2057 | 32114.6321 | 64518.2958 | 97215.8406 | 130212.1796 | 163512.2907 | 197121.2176 | 231044.0708 | 265286.0281 | 299852.3362 | 334748.311 | 0 | 0 | 0 | 0 | 0 | 0 | 0 | 0 | 0 | 0 | 0 | 0 | 0 | 0 | 0 | 0 | 0 | 0 | 0 | 0 | 0 | 0 | 0 | 0 | 0 | 0 | 0 | 0 | 0 | 0
LI ¦ 90 AFUE Furnace Early Replcmnt. BA 60% AFUE | RET | R_Low IncomeTownhomes & Semi-detached | Ottawa and Surrounding | Space Heating/Ventilation | Low Income | NA | Furnace | 3 | 0.72898 | 0.77517 | 0.85082 | 0.89758 | 0.92396 | 0.89986 | 0.89381 | 0.89382 | 0.89384 | 0.89379 | 377.6093 | 409.5693 | 458.5322 | 493.4051 | 518.0661 | 514.6433 | 521.404 | 531.8376 | 542.4895 | 553.3103 | 518 | 528.36 | 538.9272 | 549.7057 | 560.6999 | 571.9139 | 583.3521 | 595.0192 | 606.9196 | 619.058 | -140.3907 | -118.7907 | -80.395 | -56.3006 | -42.6337 | -57.2705 | -61.9481 | -63.1815 | -64.4301 | -65.7477 | 442590.4541 | 440377.5018 | 438175.6143 | 435984.7362 | 433804.8126 | 431635.7885 | 429477.6095 | 427330.2215 | 425193.5704 | 423067.6025 | 442590.4541 | 440377.5018 | 438175.6143 | 435984.7362 | 433804.8126 | 431635.7885 | 429477.6095 | 427330.2215 | 425193.5704 | 423067.6025 | 8455.248 | 17531.835 | 27239.3729 | 37580.2069 | 48548.2156 | 60127.6922 | 72292.3851 | 85004.7808 | 98215.7147 | 111864.3902 | 8455.248 | 9076.587 | 9707.5379 | 10340.834 | 10968.0086 | 11579.4766 | 12164.693 | 12712.3957 | 13210.9338 | 13648.6756
LI ¦ Above Grade Wall Insulation | RET | R_Low IncomeTownhomes & Semi-detached | Ottawa and Surrounding | Space Heating/Ventilation | Low Income | NA | Residential Households | 25 | 0.77205 | 0.78159 | 0.78919 | 0.79499 | 0.79876 | 0.79566 | 0.79501 | 0.7952 | 0.7954 | 0.79559 | 926.4647 | 956.6684 | 985.2861 | 1012.3776 | 1037.5196 | 1054.1673 | 1074.3716 | 1096.1274 | 1118.3192 | 1140.9666 | 1200 | 1224 | 1248.48 | 1273.4496 | 1298.9186 | 1324.897 | 1351.3949 | 1378.4228 | 1405.9913 | 1434.1111 | -273.5353 | -267.3316 | -263.1939 | -261.072 | -261.399 | -270.7296 | -277.0233 | -282.2954 | -287.6721 | -293.1445 | 804137.2074 | 800116.5214 | 796115.9388 | 792135.3591 | 788174.6823 | 784233.8089 | 780312.6398 | 776411.0766 | 772529.0213 | 768666.3762 | 804137.2074 | 800116.5214 | 796115.9388 | 792135.3591 | 788174.6823 | 784233.8089 | 780312.6398 | 776411.0766 | 772529.0213 | 768666.3762 | 4816.7646 | 9500.234 | 13996.828 | 18485.9562 | 22889.8233 | 27169.9927 | 31296.7101 | 35312.0616 | 39224.032 | 43039.4242 | 4816.7646 | 4683.4694 | 4496.594 | 4489.1282 | 4403.8671 | 4280.1693 | 4126.7174 | 4015.3515 | 3911.9704 | 3815.3922
LI ¦ Air Sealing ¦ Retro | RET | R_Low IncomeTownhomes & Semi-detached | Ottawa and Surrounding | Space Heating/Ventilation | Low Income | NA | Residential Households | 1 | 2.4785 | 2.6439 | 2.7932 | 2.9527 | 3.4371 | 3.2579 | 3.1977 | 3.1983 | 3.1986 | 3.198 | 49.569 | 53.9359 | 58.1202 | 62.6696 | 74.4084 | 71.939 | 72.0221 | 73.4768 | 74.9544 | 76.4375 | 20 | 20.4 | 20.808 | 21.2242 | 21.6486 | 22.0816 | 22.5232 | 22.9737 | 23.4332 | 23.9019 | 29.569 | 33.5359 | 37.3122 | 41.4454 | 52.7598 | 49.8574 | 49.4988 | 50.5031 | 51.5212 | 52.5356 | 1094929.5005 | 1089454.853 | 1084007.5787 | 1078587.5408 | 1073194.6031 | 1067828.6301 | 1062489.487 | 1057177.0395 | 1051891.1543 | 1046631.6985 | 1094929.5005 | 1089454.853 | 1084007.5787 | 1078587.5408 | 1073194.6031 | 1067828.6301 | 1062489.487 | 1057177.0395 | 1051891.1543 | 1046631.6985 | 20917.5332 | 43372.2038 | 67387.7909 | 92970.0965 | 120103.9764 | 148750.5736 | 178844.9443 | 210294.283 | 242976.9607 | 276742.5727 | 20917.5332 | 22454.6707 | 24015.587 | 25582.3056 | 27133.8799 | 28646.5973 | 30094.3707 | 31449.3387 | 32682.6777 | 33765.612
LI ¦ Attic Insulation | RET | R_Low IncomeTownhomes & Semi-detached | Ottawa and Surrounding | Space Heating/Ventilation | Low Income | NA | Residential Households | 25 | 1.597 | 1.6176 | 1.6339 | 1.6464 | 1.6544 | 1.6476 | 1.6462 | 1.6465 | 1.6468 | 1.6472 | 926.2846 | 956.9532 | 985.948 | 1013.3297 | 1038.6547 | 1055.0965 | 1075.2302 | 1096.9598 | 1119.1224 | 1141.7365 | 580 | 591.6 | 603.432 | 615.5006 | 627.8107 | 640.3669 | 653.1742 | 666.2377 | 679.5624 | 693.1537 | 346.2846 | 365.3532 | 382.516 | 397.8291 | 410.844 | 414.7296 | 422.056 | 430.7221 | 439.56 | 448.5828 | 329557.5413 | 327909.7536 | 326270.2048 | 324638.8538 | 323015.6595 | 321400.5812 | 319793.5783 | 318194.6104 | 316603.6374 | 315020.6192 | 329557.5413 | 327909.7536 | 326270.2048 | 324638.8538 | 323015.6595 | 321400.5812 | 319793.5783 | 318194.6104 | 316603.6374 | 315020.6192 | 6295.8673 | 13054.3901 | 20282.7257 | 27982.6202 | 36149.5157 | 44771.7166 | 53829.6759 | 63295.4604 | 73132.4617 | 83295.4102 | 6295.8673 | 6758.5229 | 7228.3355 | 7699.8946 | 8166.8954 | 8622.2009 | 9057.9593 | 9465.7845 | 9837.0013 | 10162.9484
LI ¦ Basement Insulation | RET | R_Low IncomeTownhomes & Semi-detached | Ottawa and Surrounding | Space Heating/Ventilation | Low Income | NA | Residential Households | 25 | 1.2955 | 1.3134 | 1.3277 | 1.3385 | 1.3455 | 1.3394 | 1.338 | 1.3381 | 1.3383 | 1.3385 | 2142.687 | 2215.8269 | 2284.6835 | 2349.4016 | 2408.8603 | 2445.9476 | 2492.2105 | 2542.373 | 2593.5234 | 2645.6993 | 1654 | 1687.08 | 1720.8216 | 1755.238 | 1790.3428 | 1826.1496 | 1862.6726 | 1899.9261 | 1937.9246 | 1976.6831 | 488.687 | 528.7469 | 563.8619 | 594.1635 | 618.5175 | 619.7979 | 629.5379 | 642.4469 | 655.5988 | 669.0162 | 1529201.2741 | 1521555.2677 | 1513947.4914 | 1506377.7539 | 1498845.8651 | 1491351.6358 | 1483894.8776 | 1476475.4033 | 1469093.0262 | 1461747.5611 | 1529201.2741 | 1521555.2677 | 1513947.4914 | 1506377.7539 | 1498845.8651 | 1491351.6358 | 1483894.8776 | 1476475.4033 | 1469093.0262 | 1461747.5611 | 29213.8611 | 60574.5204 | 94115.1879 | 129843.9671 | 167739.7071 | 207748.1396 | 249778.5625 | 293701.362 | 339346.6682 | 386504.423 | 29213.8611 | 31360.6593 | 33540.6675 | 35728.7792 | 37895.7401 | 40008.4325 | 42030.4229 | 43922.7994 | 45645.3062 | 47157.7547
LI ¦ Drain Water Heat Recovery ¦ Retro | RET | R_Low IncomeTownhomes & Semi-detached | Ottawa and Surrounding | Water Heating | Low Income | NA | DHW tank | 20 | 0.28331 | 0.28813 | 0.29173 | 0.29435 | 0.29588 | 0.29587 | 0.29543 | 0.29543 | 0.29543 | 0.29543 | 254.9818 | 264.5039 | 273.1676 | 281.1253 | 288.2439 | 293.9954 | 299.4288 | 305.4179 | 311.5251 | 317.7626 | 900 | 918 | 936.36 | 955.0872 | 974.1889 | 993.6727 | 1013.5462 | 1033.8171 | 1054.4934 | 1075.5833 | -645.0182 | -653.4961 | -663.1924 | -673.9619 | -685.9451 | -699.6773 | -714.1173 | -728.3992 | -742.9683 | -757.8208 | 746119.8811 | 742389.2817 | 738677.3353 | 734983.9486 | 731309.0288 | 727652.4837 | 724014.2213 | 720394.1502 | 716792.1794 | 713208.2185 | 0 | 0 | 0 | 0 | 0 | 0 | 0 | 0 | 0 | 0 | 0 | 0 | 0 | 0 | 0 | 0 | 0 | 0 | 0 | 0 | 0 | 0 | 0 | 0 | 0 | 0 | 0 | 0 | 0 | 0
LI ¦ HVAC Zone Control | RET | R_Low IncomeTownhomes & Semi-detached | Ottawa and Surrounding | Space Heating/Ventilation | Low Income | NA | Residence | 20 | 0.71458 | 0.72335 | 0.73037 | 0.73575 | 0.7393 | 0.7366 | 0.73613 | 0.73643 | 0.73673 | 0.73704 | 714.5787 | 737.8196 | 759.8742 | 780.7868 | 800.2387 | 813.2673 | 828.9971 | 845.922 | 863.1928 | 880.8288 | 1000 | 1020 | 1040.4 | 1061.208 | 1082.4322 | 1104.0808 | 1126.1624 | 1148.6857 | 1171.6594 | 1195.0926 | -285.4213 | -282.1804 | -280.5258 | -280.4212 | -282.1934 | -290.8135 | -297.1653 | -302.7637 | -308.4666 | -314.2638 | 820907.1546 | 816802.6189 | 812718.6058 | 808655.0127 | 804611.7377 | 800588.679 | 796585.7356 | 792602.8069 | 788639.7929 | 784696.5939 | 820907.1546 | 816802.6189 | 812718.6058 | 808655.0127 | 804611.7377 | 800588.679 | 796585.7356 | 792602.8069 | 788639.7929 | 784696.5939 | 4420.4295 | 8719.3024 | 12849.8536 | 16981.8904 | 21044.1024 | 25023.7714 | 28918.9672 | 32738.7369 | 36476.5175 | 40139.3135 | 4420.4295 | 4298.8729 | 4130.5512 | 4132.0368 | 4062.212 | 3979.669 | 3895.1959 | 3819.7696 | 3737.7806 | 3662.796
LI ¦ Low Flow Showerhead ¦ Retro | RET | R_Low IncomeTownhomes & Semi-detached | Ottawa and Surrounding | Water Heating | Low Income | NA | Showers | 10 | 28.9127 | 29.0748 | 29.2032 | 29.304 | 29.3752 | 29.4008 | 29.4165 | 29.4509 | 29.4904 | 29.5339 | 484.5775 | 497.0402 | 509.2197 | 521.1966 | 532.912 | 544.0445 | 555.2211 | 566.9882 | 579.1037 | 591.5571 | 16.76 | 17.0952 | 17.4371 | 17.7858 | 18.1416 | 18.5044 | 18.8745 | 19.252 | 19.637 | 20.0298 | 467.8175 | 479.945 | 491.7826 | 503.4108 | 514.7704 | 525.5401 | 536.3466 | 547.7362 | 559.4666 | 571.5273 | 139631.3485 | 138933.1918 | 138238.5258 | 137547.3332 | 136859.5965 | 136175.2985 | 135494.422 | 134816.9499 | 134142.8652 | 133472.1508 | 139631.3485 | 138933.1918 | 138238.5258 | 137547.3332 | 136859.5965 | 136175.2985 | 135494.422 | 134816.9499 | 134142.8652 | 133472.1508 | 2667.5173 | 5531.0587 | 8593.6566 | 11856.0509 | 15316.3105 | 18969.4799 | 22807.2773 | 26817.8676 | 30985.7399 | 35291.7138 | 2667.5173 | 2863.5414 | 3062.5979 | 3262.3944 | 3460.2595 | 3653.1695 | 3837.7974 | 4010.5902 | 4167.8723 | 4305.974
LI ¦ Programmable Thermostat - RET | RET | R_Low IncomeTownhomes & Semi-detached | Ottawa and Surrounding | Space Heating/Ventilation | Low Income | NA | Thermostat | 15 | 2.7876 | 2.8233 | 2.8518 | 2.8739 | 2.8887 | 2.8782 | 2.8768 | 2.8787 | 2.8805 | 2.8824 | 836.2769 | 863.9156 | 890.1159 | 914.9534 | 938.0384 | 953.3224 | 971.9276 | 992.001 | 1012.489 | 1033.4155 | 300 | 306 | 312.12 | 318.3624 | 324.7296 | 331.2242 | 337.8487 | 344.6057 | 351.4978 | 358.5278 | 536.2769 | 557.9156 | 577.9959 | 596.591 | 613.3088 | 622.0981 | 634.0789 | 647.3953 | 660.9912 | 674.8877 | 696625.697 | 693142.5685 | 689676.8557 | 686228.4714 | 682797.3291 | 679383.3424 | 675986.4257 | 672606.4936 | 669243.4611 | 665897.2438 | 696625.697 | 693142.5685 | 689676.8557 | 686228.4714 | 682797.3291 | 679383.3424 | 675986.4257 | 672606.4936 | 669243.4611 | 665897.2438 | 13308.3373 | 27594.6458 | 42874.0542 | 59150.2542 | 76413.6104 | 94639.401 | 113786.3067 | 133795.2822 | 154588.9435 | 176071.5987 | 13308.3373 | 14286.3085 | 15279.4085 | 16276.1999 | 17263.3562 | 18225.7906 | 19146.9057 | 20008.9755 | 20793.6613 | 21482.6552
LI ¦ Behavioural Mailed Reports | ROB | R_Low IncomeTownhomes & Semi-detached | Ottawa and Surrounding | Cross Cutting/Behavioural | Low Income | NA | Residential Households | 3 | 1.418 | 1.5078 | 1.6497 | 1.7391 | 1.7896 | 1.7471 | 1.7352 | 1.7352 | 1.7353 | 1.7354 | 10.9899 | 11.9188 | 13.3019 | 14.3033 | 15.0124 | 14.9493 | 15.1448 | 15.4475 | 15.7571 | 16.0734 | 7.75 | 7.905 | 8.0631 | 8.2244 | 8.3888 | 8.5566 | 8.7278 | 8.9023 | 9.0804 | 9.262 | 3.2399 | 4.0138 | 5.2388 | 6.079 | 6.6235 | 6.3927 | 6.417 | 6.5452 | 6.6768 | 6.8114 | 212374.5673 | 211312.6945 | 210256.131 | 209204.8503 | 208158.8261 | 207118.032 | 206082.4418 | 205052.0296 | 204026.7694 | 203006.6356 | 212374.5673 | 211312.6945 | 210256.131 | 209204.8503 | 208158.8261 | 207118.032 | 206082.4418 | 205052.0296 | 204026.7694 | 203006.6356 | 56566.3395 | 94821.7031 | 121206.1202 | 139850.0418 | 153399.8938 | 163553.2677 | 171402.4558 | 177653.776 | 182767.2535 | 187045.523 | 56566.3395 | 38255.3636 | 26384.4171 | 18643.9216 | 13549.852 | 10153.3739 | 7849.1882 | 6251.3202 | 5113.4775 | 4278.2695
LI ¦ Combination Space Water Heating | ROB | R_Low IncomeTownhomes & Semi-detached | Ottawa and Surrounding | Water Heating | Low Income | LI ¦Water Heater | Residence | 20 | 2.6772 | 2.689 | 2.6985 | 2.7062 | 2.7119 | 2.7145 | 2.7162 | 2.719 | 2.7218 | 2.7248 | 1820.4984 | 1865.1199 | 1909.1392 | 1952.8393 | 1996.0701 | 2037.9941 | 2080.0704 | 2123.8276 | 2168.5586 | 2214.3586 | 680 | 693.6 | 707.472 | 721.6214 | 736.0539 | 750.7749 | 765.7904 | 781.1063 | 796.7284 | 812.6629 | 1140.4984 | 1171.5199 | 1201.6672 | 1231.2179 | 1260.0162 | 1287.2191 | 1314.2799 | 1342.7213 | 1371.8303 | 1401.6956 | 243509.7228 | 242292.1742 | 241080.7133 | 239875.3097 | 238675.9332 | 237482.5535 | 236295.1407 | 235113.665 | 233938.0967 | 232768.4062 | 243509.7228 | 242292.1742 | 241080.7133 | 239875.3097 | 238675.9332 | 237482.5535 | 236295.1407 | 235113.665 | 233938.0967 | 232768.4062 | 12425.0356 | 24145.1033 | 35199.8764 | 45662.6681 | 55561.6701 | 64929.5426 | 73798.3802 | 82204.7014 | 90179.1582 | 97753.5899 | 12425.0356 | 11720.0676 | 11054.7731 | 10462.7917 | 9899.002 | 9367.8725 | 8868.8377 | 8406.3212 | 7974.4568 | 7574.4318
LI ¦ HE Condensing Furnace | ROB | R_Low IncomeTownhomes & Semi-detached | Ottawa and Surrounding | Space Heating/Ventilation | Low Income | NA | Furnace | 18 | 0.22426 | 0.22845 | 0.23178 | 0.23429 | 0.23589 | 0.23443 | 0.23406 | 0.23407 | 0.23406 | 0.23406 | 396.2754 | 411.7523 | 426.0945 | 439.3335 | 451.1862 | 457.3564 | 465.7673 | 475.0893 | 484.5893 | 494.2744 | 1767 | 1802.34 | 1838.3868 | 1875.1545 | 1912.6576 | 1950.9108 | 1989.929 | 2029.7276 | 2070.3221 | 2111.7286 | -1370.7246 | -1390.5877 | -1412.2923 | -1435.8211 | -1461.4714 | -1493.5544 | -1524.1617 | -1554.6383 | -1585.7328 | -1617.4542 | 836253.5659 | 832072.298 | 827911.9366 | 823772.3769 | 819653.515 | 815555.2474 | 811477.4712 | 807420.0838 | 803382.9834 | 799366.0685 | 0 | 0 | 0 | 0 | 0 | 0 | 0 | 0 | 0 | 0 | 0 | 0 | 0 | 0 | 0 | 0 | 0 | 0 | 0 | 0 | 0 | 0 | 0 | 0 | 0 | 0 | 0 | 0 | 0 | 0
LI ¦ HE Storage Water Heating | ROB | R_Low IncomeTownhomes & Semi-detached | Ottawa and Surrounding | Water Heating | Low Income | LI ¦Water Heater | Water heater | 16 | 0.33577 | 0.34238 | 0.34733 | 0.35092 | 0.35302 | 0.35301 | 0.3524 | 0.3524 | 0.3524 | 0.3524 | 181.3135 | 188.5842 | 195.1372 | 201.0942 | 206.3476 | 210.4644 | 214.3046 | 218.5908 | 222.961 | 227.4234 | 540 | 550.8 | 561.816 | 573.0523 | 584.5134 | 596.2036 | 608.1277 | 620.2903 | 632.6961 | 645.35 | -358.6865 | -362.2158 | -366.6788 | -371.9581 | -378.1658 | -385.7393 | -393.8232 | -401.6995 | -409.7351 | -417.9265 | 589777.0945 | 586828.209 | 583894.068 | 580974.5977 | 578069.7247 | 575179.376 | 572303.4792 | 569441.9618 | 566594.752 | 563761.7782 | 0 | 0 | 0 | 0 | 0 | 0 | 0 | 0 | 0 | 0 | 0 | 0 | 0 | 0 | 0 | 0 | 0 | 0 | 0 | 0 | 0 | 0 | 0 | 0 | 0 | 0 | 0 | 0 | 0 | 0
LI ¦ Tankless Water Heater | ROB | R_Low IncomeTownhomes & Semi-detached | Ottawa and Surrounding | Water Heating | Low Income | LI ¦Water Heater | DHW tank | 18 | 0.54447 | 0.55437 | 0.56178 | 0.56715 | 0.5703 | 0.57028 | 0.56937 | 0.56937 | 0.56936 | 0.56937 | 408.3517 | 424.0931 | 438.3556 | 451.397 | 462.9848 | 472.2225 | 480.9035 | 490.5208 | 500.3261 | 510.3413 | 750 | 765 | 780.3 | 795.906 | 811.8241 | 828.0606 | 844.6218 | 861.5143 | 878.7445 | 896.3194 | -341.6483 | -340.9069 | -341.9444 | -344.509 | -348.8393 | -355.8381 | -363.7183 | -370.9934 | -378.4184 | -385.9782 | 1226183.7104 | 1220052.7918 | 1213952.5279 | 1207882.7653 | 1201843.3514 | 1195834.1347 | 1189854.964 | 1183905.6892 | 1177986.1607 | 1172096.2299 | 0 | 0 | 0 | 0 | 0 | 0 | 0 | 0 | 0 | 0 | 0 | 0 | 0 | 0 | 0 | 0 | 0 | 0 | 0 | 0 | 0 | 0 | 0 | 0 | 0 | 0 | 0 | 0 | 0 | 0
LI ¦ Triple Glazed Low-E Argon Windows ¦ ROB | ROB | R_Low IncomeTownhomes & Semi-detached | Ottawa and Surrounding | Space Heating/Ventilation | Low Income | NA | Residential Households | 30 | 0.30165 | 0.30958 | 0.31581 | 0.32045 | 0.32328 | 0.32013 | 0.31911 | 0.3188 | 0.31847 | 0.31813 | 455.4855 | 476.8133 | 496.1356 | 513.4928 | 528.3948 | 533.7009 | 542.6413 | 552.957 | 563.442 | 574.0892 | 1510 | 1540.2 | 1571.004 | 1602.4241 | 1634.4726 | 1667.162 | 1700.5053 | 1734.5154 | 1769.2057 | 1804.5898 | -1054.5145 | -1063.3867 | -1074.8684 | -1088.9313 | -1106.0778 | -1133.4611 | -1157.864 | -1181.5584 | -1205.7637 | -1230.5006 | 1681792.5747 | 1673383.6118 | 1665016.6937 | 1656691.6103 | 1648408.1522 | 1640166.1115 | 1631965.2809 | 1623805.4545 | 1615686.4272 | 1607607.9951 | 0 | 0 | 0 | 0 | 0 | 0 | 0 | 0 | 0 | 0 | 0 | 0 | 0 | 0 | 0 | 0 | 0 | 0 | 0 | 0 | 0 | 0 | 0 | 0 | 0 | 0 | 0 | 0 | 0 | 0
Res ¦ Behavioural Mailed Reports | NEW | R_Multi-Residential Low Rise | Ottawa and Surrounding | Cross Cutting/Behavioural | Residential | NA | Residential Households | 3 | 1.418 | 1.5078 | 1.6497 | 1.7391 | 1.7896 | 1.7471 | 1.7352 | 1.7352 | 1.7353 | 1.7354 | 10.9899 | 11.9188 | 13.3019 | 14.3033 | 15.0124 | 14.9493 | 15.1448 | 15.4475 | 15.7571 | 16.0734 | 7.75 | 7.905 | 8.0631 | 8.2244 | 8.3888 | 8.5566 | 8.7278 | 8.9023 | 9.0804 | 9.262 | 3.2399 | 4.0138 | 5.2388 | 6.079 | 6.6235 | 6.3927 | 6.417 | 6.5452 | 6.6768 | 6.8114 | 15269.5802 | 30676.5865 | 46223.3248 | 61912.1312 | 77745.3724 | 93725.4466 | 109854.7836 | 126135.8455 | 142571.1268 | 159163.1551 | 15269.5802 | 30676.5865 | 46223.3248 | 61912.1312 | 77745.3724 | 93725.4466 | 109854.7836 | 126135.8455 | 142571.1268 | 159163.1551 | 7634.7901 | 15338.2933 | 23359.2404 | 31801.8086 | 40730.3324 | 50182.6344 | 60179.0054 | 70728.0052 | 81830.1615 | 93480.3573 | 7634.7901 | 7703.5032 | 8020.9471 | 8442.5682 | 8928.5239 | 9452.3019 | 9996.371 | 10548.9998 | 11102.1563 | 11650.1959
Res ¦ Combination Space Water Heating | NEW | R_Multi-Residential Low Rise | Ottawa and Surrounding | Water Heating | Residential | Res¦Water Heater | Residence | 20 | 2.6772 | 2.689 | 2.6985 | 2.7062 | 2.7119 | 2.7145 | 2.7162 | 2.719 | 2.7218 | 2.7248 | 1820.4984 | 1865.1199 | 1909.1392 | 1952.8393 | 1996.0701 | 2037.9941 | 2080.0704 | 2123.8276 | 2168.5586 | 2214.3586 | 680 | 693.6 | 707.472 | 721.6214 | 736.0539 | 750.7749 | 765.7904 | 781.1063 | 796.7284 | 812.6629 | 1140.4984 | 1171.5199 | 1201.6672 | 1231.2179 | 1260.0162 | 1287.2191 | 1314.2799 | 1342.7213 | 1371.8303 | 1401.6956 | 17508.1757 | 35173.9249 | 52999.8915 | 70988.7539 | 89143.2261 | 107466.0577 | 125960.0349 | 144627.9805 | 163472.7548 | 182497.256 | 17508.1757 | 35173.9249 | 52999.8915 | 70988.7539 | 89143.2261 | 107466.0577 | 125960.0349 | 144627.9805 | 163472.7548 | 182497.256 | 8946.3823 | 17973.282 | 27090.0723 | 36286.5175 | 45623.2985 | 55078.9608 | 64645.8321 | 74319.7882 | 84107.9426 | 94011.0921 | 8946.3823 | 9026.8997 | 9116.7902 | 9196.4452 | 9336.781 | 9455.6624 | 9566.8713 | 9673.956 | 9788.1544 | 9903.1495
Res ¦ HE Storage Water Heating | NEW | R_Multi-Residential Low Rise | Ottawa and Surrounding | Water Heating | Residential | Res¦Water Heater | Water heater | 16 | 0.33577 | 0.34238 | 0.34733 | 0.35092 | 0.35302 | 0.35301 | 0.3524 | 0.3524 | 0.3524 | 0.3524 | 181.3135 | 188.5842 | 195.1372 | 201.0942 | 206.3476 | 210.4644 | 214.3046 | 218.5908 | 222.961 | 227.4234 | 540 | 550.8 | 561.816 | 573.0523 | 584.5134 | 596.2036 | 608.1277 | 620.2903 | 632.6961 | 645.35 | -358.6865 | -362.2158 | -366.6788 | -371.9581 | -378.1658 | -385.7393 | -393.8232 | -401.6995 | -409.7351 | -417.9265 | 42404.5531 | 85190.7472 | 128364.9854 | 171933.755 | 215903.6291 | 260281.2675 | 305073.4178 | 350286.9172 | 395928.6933 | 442005.7654 | 0 | 0 | 0 | 0 | 0 | 0 | 0 | 0 | 0 | 0 | 0 | 0 | 0 | 0 | 0 | 0 | 0 | 0 | 0 | 0 | 0 | 0 | 0 | 0 | 0 | 0 | 0 | 0 | 0 | 0
Res ¦ Low Flow Showerhead ¦ New | NEW | R_Multi-Residential Low Rise | Ottawa and Surrounding | Water Heating | Residential | NA | Showers | 10 | 30.0259 | 30.1976 | 30.3333 | 30.4398 | 30.5146 | 30.5411 | 30.5569 | 30.5925 | 30.6333 | 30.6783 | 503.2341 | 516.2335 | 528.9258 | 541.3968 | 553.5832 | 565.1448 | 576.7461 | 588.9659 | 601.5469 | 614.4783 | 16.76 | 17.0952 | 17.4371 | 17.7858 | 18.1416 | 18.5044 | 18.8745 | 19.252 | 19.637 | 20.0298 | 486.4741 | 499.1383 | 511.4887 | 523.6109 | 535.4417 | 546.6404 | 557.8717 | 569.7139 | 581.9098 | 594.4485 | 23278.8461 | 46767.2017 | 70468.5821 | 94386.5486 | 118524.7096 | 142886.7212 | 167476.2875 | 192297.1621 | 217353.1478 | 242648.0982 | 23278.8461 | 46767.2017 | 70468.5821 | 94386.5486 | 118524.7096 | 142886.7212 | 167476.2875 | 192297.1621 | 217353.1478 | 242648.0982 | 18623.0768 | 37413.7614 | 56902.4584 | 77042.4018 | 97793.0227 | 119118.3581 | 140986.445 | 163368.9021 | 186240.5829 | 209579.2708 | 18623.0768 | 18790.6845 | 19488.697 | 20139.9434 | 20750.6209 | 21325.3354 | 21868.0869 | 22382.4571 | 22871.6808 | 23338.6879
Res ¦ Programmable Thermostat - NEW | NEW | R_Multi-Residential Low Rise | Ottawa and Surrounding | Space Heating/Ventilation | Residential | NA | Thermostat | 15 | 3.4919 | 3.5272 | 3.5557 | 3.578 | 3.5933 | 3.5842 | 3.5841 | 3.5871 | 3.5901 | 3.5933 | 698.3894 | 719.5506 | 739.8666 | 759.3982 | 777.8997 | 791.4526 | 807.2453 | 824.0865 | 841.2846 | 858.8612 | 200 | 204 | 208.08 | 212.2416 | 216.4864 | 220.8162 | 225.2325 | 229.7371 | 234.3319 | 239.0185 | 498.3894 | 515.5506 | 531.7866 | 547.1566 | 561.4132 | 570.6364 | 582.0128 | 594.3493 | 606.9527 | 619.8427 | 47234.7908 | 94894.6948 | 142986.8443 | 191518.4658 | 240496.8809 | 289929.5081 | 339823.8638 | 390187.5636 | 441028.3245 | 492353.9653 | 47234.7908 | 94894.6948 | 142986.8443 | 191518.4658 | 240496.8809 | 289929.5081 | 339823.8638 | 390187.5636 | 441028.3245 | 492353.9653 | 27473.824 | 55194.9124 | 83794.9628 | 113174.5305 | 143495.8538 | 174634.9026 | 206518.2987 | 239087.5987 | 272330.8735 | 306215.0183 | 27473.824 | 27721.0884 | 28600.0503 | 29379.5677 | 30321.3233 | 31139.0488 | 31883.396 | 32569.3 | 33243.2749 | 33884.1447
Res ¦ Tankless Water Heater | NEW | R_Multi-Residential Low Rise | Ottawa and Surrounding | Water Heating | Residential | Res¦Water Heater | DHW tank | 18 | 0.54447 | 0.55437 | 0.56178 | 0.56715 | 0.5703 | 0.57028 | 0.56937 | 0.56937 | 0.56936 | 0.56937 | 408.3517 | 424.0931 | 438.3556 | 451.397 | 462.9848 | 472.2225 | 480.9035 | 490.5208 | 500.3261 | 510.3413 | 750 | 765 | 780.3 | 795.906 | 811.8241 | 828.0606 | 844.6218 | 861.5143 | 878.7445 | 896.3194 | -341.6483 | -340.9069 | -341.9444 | -344.509 | -348.8393 | -355.8381 | -363.7183 | -370.9934 | -378.4184 | -385.9782 | 88161.7356 | 177116.9268 | 266878.8861 | 357461.1012 | 448877.2377 | 541141.1418 | 634266.8424 | 728268.5542 | 823160.68 | 918957.8138 | 0 | 0 | 0 | 0 | 0 | 0 | 0 | 0 | 0 | 0 | 0 | 0 | 0 | 0 | 0 | 0 | 0 | 0 | 0 | 0 | 0 | 0 | 0 | 0 | 0 | 0 | 0 | 0 | 0 | 0
Res ¦ 90 AFUE Furnace Early Replcmnt. BA 60% AFUE | RET | R_Multi-Residential Low Rise | Ottawa and Surrounding | Space Heating/Ventilation | Residential | NA | Furnace | 3 | 0.72898 | 0.77517 | 0.85082 | 0.89758 | 0.92396 | 0.89986 | 0.89381 | 0.89382 | 0.89384 | 0.89379 | 377.6093 | 409.5693 | 458.5322 | 493.4051 | 518.0661 | 514.6433 | 521.404 | 531.8376 | 542.4895 | 553.3103 | 518 | 528.36 | 538.9272 | 549.7057 | 560.6999 | 571.9139 | 583.3521 | 595.0192 | 606.9196 | 619.058 | -140.3907 | -118.7907 | -80.395 | -56.3006 | -42.6337 | -57.2705 | -61.9481 | -63.1815 | -64.4301 | -65.7477 | 1666464.6729 | 1658132.3495 | 1649841.6878 | 1641592.4793 | 1633384.517 | 1625217.5944 | 1617091.5064 | 1609006.0489 | 1600961.0186 | 1592956.2135 | 0 | 0 | 0 | 0 | 0 | 0 | 0 | 0 | 0 | 0 | 0 | 0 | 0 | 0 | 0 | 0 | 0 | 0 | 0 | 0 | 0 | 0 | 0 | 0 | 0 | 0 | 0 | 0 | 0 | 0
Res ¦ HVAC Zone Control | RET | R_Multi-Residential Low Rise | Ottawa and Surrounding | Space Heating/Ventilation | Residential | NA | Residence | 20 | 0.71458 | 0.72335 | 0.73037 | 0.73575 | 0.7393 | 0.7366 | 0.73613 | 0.73643 | 0.73673 | 0.73704 | 714.5787 | 737.8196 | 759.8742 | 780.7868 | 800.2387 | 813.2673 | 828.9971 | 845.922 | 863.1928 | 880.8288 | 1000 | 1020 | 1040.4 | 1061.208 | 1082.4322 | 1104.0808 | 1126.1624 | 1148.6857 | 1171.6594 | 1195.0926 | -285.4213 | -282.1804 | -280.5258 | -280.4212 | -282.1934 | -290.8135 | -297.1653 | -302.7637 | -308.4666 | -314.2638 | 3090922.4551 | 3075467.8428 | 3060090.5036 | 3044790.051 | 3029566.1008 | 3014418.2703 | 2999346.1789 | 2984349.448 | 2969427.7008 | 2954580.5623 | 0 | 0 | 0 | 0 | 0 | 0 | 0 | 0 | 0 | 0 | 0 | 0 | 0 | 0 | 0 | 0 | 0 | 0 | 0 | 0 | 0 | 0 | 0 | 0 | 0 | 0 | 0 | 0 | 0 | 0
Res ¦ Low Flow Showerhead ¦ Retro | RET | R_Multi-Residential Low Rise | Ottawa and Surrounding | Water Heating | Residential | NA | Showers | 10 | 28.9127 | 29.0748 | 29.2032 | 29.304 | 29.3752 | 29.4008 | 29.4165 | 29.4509 | 29.4904 | 29.5339 | 484.5775 | 497.0402 | 509.2197 | 521.1966 | 532.912 | 544.0445 | 555.2211 | 566.9882 | 579.1037 | 591.5571 | 16.76 | 17.0952 | 17.4371 | 17.7858 | 18.1416 | 18.5044 | 18.8745 | 19.252 | 19.637 | 20.0298 | 467.8175 | 479.945 | 491.7826 | 503.4108 | 514.7704 | 525.5401 | 536.3466 | 547.7362 | 559.4666 | 571.5273 | 525747.2396 | 523118.5034 | 520502.9109 | 517900.3963 | 515310.8944 | 512734.3399 | 510170.6682 | 507619.8148 | 505081.7158 | 502556.3072 | 525747.2396 | 523118.5034 | 520502.9109 | 517900.3963 | 515310.8944 | 512734.3399 | 510170.6682 | 507619.8148 | 505081.7158 | 502556.3072 | 11037.8004 | 22863.7666 | 35482.6157 | 48888.3877 | 63062.9548 | 77974.7255 | 93577.6559 | 109810.6837 | 126597.6965 | 143848.1237 | 11037.8004 | 11825.9662 | 12618.8491 | 13405.772 | 14174.5671 | 14911.7708 | 15602.9304 | 16233.0278 | 16787.0128 | 17250.4273
Res ¦ Programmable Thermostat - RET | RET | R_Multi-Residential Low Rise | Ottawa and Surrounding | Space Heating/Ventilation | Residential | NA | Thermostat | 15 | 2.7876 | 2.8233 | 2.8518 | 2.8739 | 2.8887 | 2.8782 | 2.8768 | 2.8787 | 2.8805 | 2.8824 | 836.2769 | 863.9156 | 890.1159 | 914.9534 | 938.0384 | 953.3224 | 971.9276 | 992.001 | 1012.489 | 1033.4155 | 300 | 306 | 312.12 | 318.3624 | 324.7296 | 331.2242 | 337.8487 | 344.6057 | 351.4978 | 358.5278 | 536.2769 | 557.9156 | 577.9959 | 596.591 | 613.3088 | 622.0981 | 634.0789 | 647.3953 | 660.9912 | 674.8877 | 2622971.4257 | 2609856.5685 | 2596807.2857 | 2583823.2493 | 2570904.133 | 2558049.6123 | 2545259.3643 | 2532533.0675 | 2519870.4021 | 2507271.0501 | 2622971.4257 | 2609856.5685 | 2596807.2857 | 2583823.2493 | 2570904.133 | 2558049.6123 | 2545259.3643 | 2532533.0675 | 2519870.4021 | 2507271.0501 | 36151.4315 | 73751.2307 | 112673.783 | 153399.8066 | 195724.1671 | 239530.6428 | 284712.7558 | 331258.8986 | 379086.0395 | 428151.0824 | 36151.4315 | 37599.7992 | 38922.5523 | 40726.0236 | 42324.3605 | 43806.4757 | 45182.113 | 46546.1428 | 47827.141 | 49065.0428
Res ¦ Behavioural Mailed Reports | ROB | R_Multi-Residential Low Rise | Ottawa and Surrounding | Cross Cutting/Behavioural | Residential | NA | Residential Households | 3 | 1.418 | 1.5078 | 1.6497 | 1.7391 | 1.7896 | 1.7471 | 1.7352 | 1.7352 | 1.7353 | 1.7354 | 10.9899 | 11.9188 | 13.3019 | 14.3033 | 15.0124 | 14.9493 | 15.1448 | 15.4475 | 15.7571 | 16.0734 | 7.75 | 7.905 | 8.0631 | 8.2244 | 8.3888 | 8.5566 | 8.7278 | 8.9023 | 9.0804 | 9.262 | 3.2399 | 4.0138 | 5.2388 | 6.079 | 6.6235 | 6.3927 | 6.417 | 6.5452 | 6.6768 | 6.8114 | 799643.8029 | 795645.5839 | 791667.356 | 787709.0192 | 783770.4741 | 779851.6217 | 775952.3636 | 772072.6018 | 768212.2388 | 764371.1776 | 799643.8029 | 795645.5839 | 791667.356 | 787709.0192 | 783770.4741 | 779851.6217 | 775952.3636 | 772072.6018 | 768212.2388 | 764371.1776 | 133880.0623 | 228257.9006 | 298160.5603 | 352832.4036 | 397921.5831 | 436852.131 | 471677.5728 | 503610.0832 | 533348.3917 | 561281.2647 | 133880.0623 | 94377.8382 | 69902.6598 | 54671.8433 | 45089.1795 | 38930.5479 | 34825.4418 | 31932.5104 | 29738.3085 | 27932.8731
Res ¦ Combination Space Water Heating | ROB | R_Multi-Residential Low Rise | Ottawa and Surrounding | Water Heating | Residential | Res¦Water Heater | Residence | 20 | 2.6772 | 2.689 | 2.6985 | 2.7062 | 2.7119 | 2.7145 | 2.7162 | 2.719 | 2.7218 | 2.7248 | 1820.4984 | 1865.1199 | 1909.1392 | 1952.8393 | 1996.0701 | 2037.9941 | 2080.0704 | 2123.8276 | 2168.5586 | 2214.3586 | 680 | 693.6 | 707.472 | 721.6214 | 736.0539 | 750.7749 | 765.7904 | 781.1063 | 796.7284 | 812.6629 | 1140.4984 | 1171.5199 | 1201.6672 | 1231.2179 | 1260.0162 | 1287.2191 | 1314.2799 | 1342.7213 | 1371.8303 | 1401.6956 | 916875.515 | 912291.1374 | 907729.6817 | 903191.0333 | 898675.0781 | 894181.7027 | 889710.7942 | 885262.2402 | 880835.929 | 876431.7494 | 916875.515 | 912291.1374 | 907729.6817 | 903191.0333 | 898675.0781 | 894181.7027 | 889710.7942 | 885262.2402 | 880835.929 | 876431.7494 | 26338.66 | 51559.6811 | 75702.5018 | 99012.4231 | 121479.4856 | 143134.3085 | 164015.8559 | 184193.958 | 203715.5487 | 222639.3172 | 26338.66 | 25221.0211 | 24142.8207 | 23309.9213 | 22467.0625 | 21654.8229 | 20881.5474 | 20178.1021 | 19521.5907 | 18923.7685
Res ¦ HE Storage Water Heating | ROB | R_Multi-Residential Low Rise | Ottawa and Surrounding | Water Heating | Residential | Res¦Water Heater | Water heater | 16 | 0.33577 | 0.34238 | 0.34733 | 0.35092 | 0.35302 | 0.35301 | 0.3524 | 0.3524 | 0.3524 | 0.3524 | 181.3135 | 188.5842 | 195.1372 | 201.0942 | 206.3476 | 210.4644 | 214.3046 | 218.5908 | 222.961 | 227.4234 | 540 | 550.8 | 561.816 | 573.0523 | 584.5134 | 596.2036 | 608.1277 | 620.2903 | 632.6961 | 645.35 | -358.6865 | -362.2158 | -366.6788 | -371.9581 | -378.1658 | -385.7393 | -393.8232 | -401.6995 | -409.7351 | -417.9265 | 2220659.4919 | 2209556.1944 | 2198508.4135 | 2187515.8714 | 2176578.2921 | 2165695.4006 | 2154866.9236 | 2144092.589 | 2133372.126 | 2122705.2654 | 0 | 0 | 0 | 0 | 0 | 0 | 0 | 0 | 0 | 0 | 0 | 0 | 0 | 0 | 0 | 0 | 0 | 0 | 0 | 0 | 0 | 0 | 0 | 0 | 0 | 0 | 0 | 0 | 0 | 0
Res ¦ Tankless Water Heater | ROB | R_Multi-Residential Low Rise | Ottawa and Surrounding | Water Heating | Residential | Res¦Water Heater | DHW tank | 18 | 0.54447 | 0.55437 | 0.56178 | 0.56715 | 0.5703 | 0.57028 | 0.56937 | 0.56937 | 0.56936 | 0.56937 | 408.3517 | 424.0931 | 438.3556 | 451.397 | 462.9848 | 472.2225 | 480.9035 | 490.5208 | 500.3261 | 510.3413 | 750 | 765 | 780.3 | 795.906 | 811.8241 | 828.0606 | 844.6218 | 861.5143 | 878.7445 | 896.3194 | -341.6483 | -340.9069 | -341.9444 | -344.509 | -348.8393 | -355.8381 | -363.7183 | -370.9934 | -378.4184 | -385.9782 | 4616890.8909 | 4593806.4365 | 4570837.4043 | 4547983.2173 | 4525243.3012 | 4502617.0847 | 4480103.9993 | 4457703.4793 | 4435414.9619 | 4413237.8871 | 0 | 0 | 0 | 0 | 0 | 0 | 0 | 0 | 0 | 0 | 0 | 0 | 0 | 0 | 0 | 0 | 0 | 0 | 0 | 0 | 0 | 0 | 0 | 0 | 0 | 0 | 0 | 0 | 0 | 0
Res ¦ Behavioural Mailed Reports | NEW | R_Townhomes & Semi-detached | Ottawa and Surrounding | Cross Cutting/Behavioural | Residential | NA | Residential Households | 3 | 1.418 | 1.5078 | 1.6497 | 1.7391 | 1.7896 | 1.7471 | 1.7352 | 1.7352 | 1.7353 | 1.7354 | 10.9899 | 11.9188 | 13.3019 | 14.3033 | 15.0124 | 14.9493 | 15.1448 | 15.4475 | 15.7571 | 16.0734 | 7.75 | 7.905 | 8.0631 | 8.2244 | 8.3888 | 8.5566 | 8.7278 | 8.9023 | 9.0804 | 9.262 | 3.2399 | 4.0138 | 5.2388 | 6.079 | 6.6235 | 6.3927 | 6.417 | 6.5452 | 6.6768 | 6.8114 | 30023.5453 | 60317.3025 | 90885.8052 | 121733.6466 | 152865.4806 | 184286.0225 | 216000.0498 | 248012.4034 | 280327.9881 | 312951.774 | 30023.5453 | 60317.3025 | 90885.8052 | 121733.6466 | 152865.4806 | 184286.0225 | 216000.0498 | 248012.4034 | 280327.9881 | 312951.774 | 15011.7727 | 30158.6513 | 45929.6985 | 62529.7507 | 80085.3048 | 98670.7284 | 118325.9184 | 139067.705 | 160897.1258 | 183804.12 | 15011.7727 | 15146.8786 | 15771.0472 | 16600.0522 | 17555.5542 | 18585.4236 | 19655.19 | 20741.7865 | 21829.4209 | 22906.9942
Res ¦ Combination Space Water Heating | NEW | R_Townhomes & Semi-detached | Ottawa and Surrounding | Water Heating | Residential | Res¦Water Heater | Residence | 20 | 2.6772 | 2.689 | 2.6985 | 2.7062 | 2.7119 | 2.7145 | 2.7162 | 2.719 | 2.7218 | 2.7248 | 1820.4984 | 1865.1199 | 1909.1392 | 1952.8393 | 1996.0701 | 2037.9941 | 2080.0704 | 2123.8276 | 2168.5586 | 2214.3586 | 680 | 693.6 | 707.472 | 721.6214 | 736.0539 | 750.7749 | 765.7904 | 781.1063 | 796.7284 | 812.6629 | 1140.4984 | 1171.5199 | 1201.6672 | 1231.2179 | 1260.0162 | 1287.2191 | 1314.2799 | 1342.7213 | 1371.8303 | 1401.6956 | 34425.1446 | 69160.1156 | 104210.111 | 139580.3976 | 175276.3115 | 211303.2592 | 247666.7188 | 284372.2408 | 321425.4491 | 358832.0424 | 34425.1446 | 69160.1156 | 104210.111 | 139580.3976 | 175276.3115 | 211303.2592 | 247666.7188 | 284372.2408 | 321425.4491 | 358832.0424 | 17590.668 | 35339.6519 | 53265.3815 | 71347.7313 | 89706.0138 | 108298.0448 | 127108.7384 | 146129.9855 | 165375.7732 | 184847.668 | 17590.668 | 17748.984 | 17925.7296 | 18082.3498 | 18358.2825 | 18592.031 | 18810.6936 | 19021.2471 | 19245.7877 | 19471.8948
Res ¦ Drain Water Heat Recovery ¦ New | NEW | R_Townhomes & Semi-detached | Ottawa and Surrounding | Water Heating | Residential | NA | DHW tank | 20 | 0.36426 | 0.37045 | 0.37509 | 0.37844 | 0.38042 | 0.3804 | 0.37983 | 0.37984 | 0.37983 | 0.37984 | 254.9818 | 264.5039 | 273.1676 | 281.1253 | 288.2439 | 293.9954 | 299.4288 | 305.4179 | 311.5251 | 317.7626 | 700 | 714 | 728.28 | 742.8456 | 757.7025 | 772.8566 | 788.3137 | 804.08 | 820.1616 | 836.5648 | -445.0182 | -449.4961 | -455.1124 | -461.7203 | -469.4586 | -478.8611 | -488.8848 | -498.662 | -508.6364 | -518.8022 | 105479.5042 | 211908.3238 | 319302.3865 | 427677.8293 | 537051.0022 | 647438.4711 | 758857.0208 | 871323.6582 | 984855.6153 | 1099470.3527 | 0 | 0 | 0 | 0 | 0 | 0 | 0 | 0 | 0 | 0 | 0 | 0 | 0 | 0 | 0 | 0 | 0 | 0 | 0 | 0 | 0 | 0 | 0 | 0 | 0 | 0 | 0 | 0 | 0 | 0
Res ¦ Energy Star Home ¦ New | NEW | R_Townhomes & Semi-detached | Ottawa and Surrounding | Space Heating/Ventilation | Residential | NA | Residential Households | 25 | 1.8786 | 1.8975 | 1.9126 | 1.9242 | 1.9319 | 1.9264 | 1.9255 | 1.9264 | 1.9272 | 1.9281 | 6011.5144 | 6193.3002 | 6367.453 | 6534.3348 | 6691.8073 | 6805.9401 | 6939.0456 | 7080.8741 | 7225.6205 | 7373.4446 | 3200 | 3264 | 3329.28 | 3395.8656 | 3463.7829 | 3533.0586 | 3603.7197 | 3675.7941 | 3749.31 | 3824.2962 | 2811.5144 | 2929.3002 | 3038.173 | 3138.4692 | 3228.0244 | 3272.8815 | 3335.3259 | 3405.08 | 3476.3105 | 3549.1484 | 0 | 0 | 0 | 0 | 0 | 0 | 0 | 0 | 0 | 0 | 0 | 0 | 0 | 0 | 0 | 0 | 0 | 0 | 0 | 0 | 0 | 0 | 0 | 0 | 0 | 0 | 0 | 0 | 0 | 0 | 0 | 0 | 0 | 0 | 0 | 0 | 0 | 0 | 0 | 0
Res ¦ HE Storage Water Heating | NEW | R_Townhomes & Semi-detached | Ottawa and Surrounding | Water Heating | Residential | Res¦Water Heater | Water heater | 16 | 0.33577 | 0.34238 | 0.34733 | 0.35092 | 0.35302 | 0.35301 | 0.3524 | 0.3524 | 0.3524 | 0.3524 | 181.3135 | 188.5842 | 195.1372 | 201.0942 | 206.3476 | 210.4644 | 214.3046 | 218.5908 | 222.961 | 227.4234 | 540 | 550.8 | 561.816 | 573.0523 | 584.5134 | 596.2036 | 608.1277 | 620.2903 | 632.6961 | 645.35 | -358.6865 | -362.2158 | -366.6788 | -371.9581 | -378.1658 | -385.7393 | -393.8232 | -401.6995 | -409.7351 | -417.9265 | 83377.212 | 167504.8189 | 252395.4106 | 338061.7431 | 424516.7402 | 511773.4965 | 599845.2799 | 688745.5335 | 778487.8785 | 869086.1168 | 0 | 0 | 0 | 0 | 0 | 0 | 0 | 0 | 0 | 0 | 0 | 0 | 0 | 0 | 0 | 0 | 0 | 0 | 0 | 0 | 0 | 0 | 0 | 0 | 0 | 0 | 0 | 0 | 0 | 0
Res ¦ Insulating Pool Covers ¦New | NEW | R_Townhomes & Semi-detached | Ottawa and Surrounding | Appliances/Other | Residential | NA | Pool | 10 | 0.69261 | 0.71239 | 0.72709 | 0.73772 | 0.74407 | 0.74386 | 0.74207 | 0.74207 | 0.74208 | 0.74206 | 831.1313 | 871.9626 | 907.7563 | 939.4537 | 966.4916 | 985.5425 | 1002.8359 | 1022.8899 | 1043.3587 | 1064.2027 | 1200 | 1224 | 1248.48 | 1273.4496 | 1298.9186 | 1324.897 | 1351.3949 | 1378.4228 | 1405.9913 | 1434.1111 | -368.8687 | -352.0374 | -340.7237 | -333.9959 | -332.427 | -339.3545 | -348.559 | -355.5329 | -362.6325 | -369.9084 | 12809.6087 | 25734.5039 | 38776.6199 | 51937.9163 | 65220.3787 | 78626.019 | 92156.8754 | 105815.0134 | 119602.5256 | 133521.5324 | 0 | 0 | 0 | 0 | 0 | 0 | 0 | 0 | 0 | 0 | 0 | 0 | 0 | 0 | 0 | 0 | 0 | 0 | 0 | 0 | 0 | 0 | 0 | 0 | 0 | 0 | 0 | 0 | 0 | 0
Res ¦ Low Flow Showerhead ¦ New | NEW | R_Townhomes & Semi-detached | Ottawa and Surrounding | Water Heating | Residential | NA | Showers | 10 | 30.0259 | 30.1976 | 30.3333 | 30.4398 | 30.5146 | 30.5411 | 30.5569 | 30.5925 | 30.6333 | 30.6783 | 503.2341 | 516.2335 | 528.9258 | 541.3968 | 553.5832 | 565.1448 | 576.7461 | 588.9659 | 601.5469 | 614.4783 | 16.76 | 17.0952 | 17.4371 | 17.7858 | 18.1416 | 18.5044 | 18.8745 | 19.252 | 19.637 | 20.0298 | 486.4741 | 499.1383 | 511.4887 | 523.6109 | 535.4417 | 546.6404 | 557.8717 | 569.7139 | 581.9098 | 594.4485 | 45771.6245 | 91955.1936 | 138557.6189 | 185585.9028 | 233047.1404 | 280948.5201 | 329297.3255 | 378100.9365 | 427366.8309 | 477102.5854 | 45771.6245 | 91955.1936 | 138557.6189 | 185585.9028 | 233047.1404 | 280948.5201 | 329297.3255 | 378100.9365 | 427366.8309 | 477102.5854 | 36617.2996 | 73564.1549 | 111883.4651 | 151483.2771 | 192283.823 | 234214.3912 | 277212.1353 | 321221.2507 | 366192.2936 | 412081.5811 | 36617.2996 | 36946.8553 | 38319.3102 | 39599.812 | 40800.5459 | 41930.5683 | 42997.744 | 44009.1154 | 44971.043 | 45889.2875
Res ¦ Programmable Thermostat - NEW | NEW | R_Townhomes & Semi-detached | Ottawa and Surrounding | Space Heating/Ventilation | Residential | NA | Thermostat | 15 | 3.4919 | 3.5272 | 3.5557 | 3.578 | 3.5933 | 3.5842 | 3.5841 | 3.5871 | 3.5901 | 3.5933 | 698.3894 | 719.5506 | 739.8666 | 759.3982 | 777.8997 | 791.4526 | 807.2453 | 824.0865 | 841.2846 | 858.8612 | 200 | 204 | 208.08 | 212.2416 | 216.4864 | 220.8162 | 225.2325 | 229.7371 | 234.3319 | 239.0185 | 498.3894 | 515.5506 | 531.7866 | 547.1566 | 561.4132 | 570.6364 | 582.0128 | 594.3493 | 606.9527 | 619.8427 | 92874.5825 | 186585.0363 | 281145.3854 | 376569.8386 | 472872.792 | 570068.8319 | 668172.7373 | 767199.4826 | 867164.2407 | 968082.3856 | 92874.5825 | 186585.0363 | 281145.3854 | 376569.8386 | 472872.792 | 570068.8319 | 668172.7373 | 767199.4826 | 867164.2407 | 968082.3856 | 54019.9266 | 108526.0326 | 164760.3821 | 222527.444 | 282146.2165 | 343372.8274 | 406062.998 | 470101.8153 | 535465.824 | 602089.9318 | 54019.9266 | 54506.106 | 56234.3495 | 57767.062 | 59618.7724 | 61226.6109 | 62690.1706 | 64038.8173 | 65364.0086 | 66624.1078
Res ¦ Tankless Water Heater | NEW | R_Townhomes & Semi-detached | Ottawa and Surrounding | Water Heating | Residential | Res¦Water Heater | DHW tank | 18 | 0.54447 | 0.55437 | 0.56178 | 0.56715 | 0.5703 | 0.57028 | 0.56937 | 0.56937 | 0.56936 | 0.56937 | 408.3517 | 424.0931 | 438.3556 | 451.397 | 462.9848 | 472.2225 | 480.9035 | 490.5208 | 500.3261 | 510.3413 | 750 | 765 | 780.3 | 795.906 | 811.8241 | 828.0606 | 844.6218 | 861.5143 | 878.7445 | 896.3194 | -341.6483 | -340.9069 | -341.9444 | -344.509 | -348.8393 | -355.8381 | -363.7183 | -370.9934 | -378.4184 | -385.9782 | 173346.4729 | 348253.0641 | 524745.9489 | 702851.6474 | 882597.0293 | 1064009.3193 | 1247116.1017 | 1431945.3258 | 1618525.3111 | 1806884.7523 | 0 | 0 | 0 | 0 | 0 | 0 | 0 | 0 | 0 | 0 | 0 | 0 | 0 | 0 | 0 | 0 | 0 | 0 | 0 | 0 | 0 | 0 | 0 | 0 | 0 | 0 | 0 | 0 | 0 | 0
Res ¦ Triple Glazed Low-E Argon Windows ¦ New | NEW | R_Townhomes & Semi-detached | Ottawa and Surrounding | Space Heating/Ventilation | Residential | NA | Residential Households | 30 | 0.91408 | 0.93812 | 0.95699 | 0.97105 | 0.97964 | 0.97008 | 0.96699 | 0.96605 | 0.96507 | 0.96402 | 455.4855 | 476.8133 | 496.1356 | 513.4928 | 528.3948 | 533.7009 | 542.6413 | 552.957 | 563.442 | 574.0892 | 498.3 | 508.266 | 518.4313 | 528.7999 | 539.3759 | 550.1635 | 561.1667 | 572.3901 | 583.8379 | 595.5146 | -42.8145 | -31.4527 | -22.2957 | -15.3071 | -10.9812 | -16.4625 | -18.5254 | -19.4331 | -20.3959 | -21.4254 | 237756.2257 | 477652.2575 | 719723.9965 | 964007.8168 | 1210540.5721 | 1459359.6028 | 1710502.7426 | 1964008.3259 | 2219915.1946 | 2478262.7057 | 0 | 0 | 0 | 0 | 0 | 0 | 0 | 0 | 0 | 0 | 0 | 0 | 0 | 0 | 0 | 0 | 0 | 0 | 0 | 0 | 0 | 0 | 0 | 0 | 0 | 0 | 0 | 0 | 0 | 0
Res ¦ 90 AFUE Furnace Early Replcmnt. BA 60% AFUE | RET | R_Townhomes & Semi-detached | Ottawa and Surrounding | Space Heating/Ventilation | Residential | NA | Furnace | 3 | 0.72898 | 0.77517 | 0.85082 | 0.89758 | 0.92396 | 0.89986 | 0.89381 | 0.89382 | 0.89384 | 0.89379 | 377.6093 | 409.5693 | 458.5322 | 493.4051 | 518.0661 | 514.6433 | 521.404 | 531.8376 | 542.4895 | 553.3103 | 518 | 528.36 | 538.9272 | 549.7057 | 560.6999 | 571.9139 | 583.3521 | 595.0192 | 606.9196 | 619.058 | -140.3907 | -118.7907 | -80.395 | -56.3006 | -42.6337 | -57.2705 | -61.9481 | -63.1815 | -64.4301 | -65.7477 | 3276657.0592 | 3260273.7739 | 3243972.405 | 3227752.543 | 3211613.7803 | 3195555.7114 | 3179577.9328 | 3163680.0432 | 3147861.643 | 3132122.3348 | 0 | 0 | 0 | 0 | 0 | 0 | 0 | 0 | 0 | 0 | 0 | 0 | 0 | 0 | 0 | 0 | 0 | 0 | 0 | 0 | 0 | 0 | 0 | 0 | 0 | 0 | 0 | 0 | 0 | 0
Res ¦ Above Grade Wall Insulation | RET | R_Townhomes & Semi-detached | Ottawa and Surrounding | Space Heating/Ventilation | Residential | NA | Residential Households | 25 | 0.77205 | 0.78159 | 0.78919 | 0.79499 | 0.79876 | 0.79566 | 0.79501 | 0.7952 | 0.7954 | 0.79559 | 926.4647 | 956.6684 | 985.2861 | 1012.3776 | 1037.5196 | 1054.1673 | 1074.3716 | 1096.1274 | 1118.3192 | 1140.9666 | 1200 | 1224 | 1248.48 | 1273.4496 | 1298.9186 | 1324.897 | 1351.3949 | 1378.4228 | 1405.9913 | 1434.1111 | -273.5353 | -267.3316 | -263.1939 | -261.072 | -261.399 | -270.7296 | -277.0233 | -282.2954 | -287.6721 | -293.1445 | 5953318.3173 | 5923551.7257 | 5893933.967 | 5864464.2972 | 5835141.9757 | 5805966.2658 | 5776936.4345 | 5748051.7523 | 5719311.4936 | 5690714.9361 | 0 | 0 | 0 | 0 | 0 | 0 | 0 | 0 | 0 | 0 | 0 | 0 | 0 | 0 | 0 | 0 | 0 | 0 | 0 | 0 | 0 | 0 | 0 | 0 | 0 | 0 | 0 | 0 | 0 | 0
Res ¦ Air Sealing ¦ Retro | RET | R_Townhomes & Semi-detached | Ottawa and Surrounding | Space Heating/Ventilation | Residential | NA | Residential Households | 1 | 2.4785 | 2.6439 | 2.7932 | 2.9527 | 3.4371 | 3.2579 | 3.1977 | 3.1983 | 3.1986 | 3.198 | 49.569 | 53.9359 | 58.1202 | 62.6696 | 74.4084 | 71.939 | 72.0221 | 73.4768 | 74.9544 | 76.4375 | 20 | 20.4 | 20.808 | 21.2242 | 21.6486 | 22.0816 | 22.5232 | 22.9737 | 23.4332 | 23.9019 | 29.569 | 33.5359 | 37.3122 | 41.4454 | 52.7598 | 49.8574 | 49.4988 | 50.5031 | 51.5212 | 52.5356 | 8106158.7389 | 8065627.9452 | 8025299.8055 | 7985173.3064 | 7945247.4399 | 7905521.2027 | 7865993.5967 | 7826663.6287 | 7787530.3106 | 7748592.659 | 8106158.7389 | 8065627.9452 | 8025299.8055 | 7985173.3064 | 7945247.4399 | 7905521.2027 | 7865993.5967 | 7826663.6287 | 7787530.3106 | 7748592.659 | 170184.7496 | 352521.72 | 547083.6428 | 753778.6239 | 972327.1629 | 1202242.171 | 1442813.7247 | 1693100.3456 | 1951928.5053 | 2217901.755 | 170184.7496 | 182336.9704 | 194561.9227 | 206694.9812 | 218548.5389 | 229915.0082 | 240571.5536 | 250286.6209 | 258828.1598 | 265973.2496
Res ¦ Attic Insulation | RET | R_Townhomes & Semi-detached | Ottawa and Surrounding | Space Heating/Ventilation | Residential | NA | Residential Households | 25 | 1.597 | 1.6176 | 1.6339 | 1.6464 | 1.6544 | 1.6476 | 1.6462 | 1.6465 | 1.6468 | 1.6472 | 926.2846 | 956.9532 | 985.948 | 1013.3297 | 1038.6547 | 1055.0965 | 1075.2302 | 1096.9598 | 1119.1224 | 1141.7365 | 580 | 591.6 | 603.432 | 615.5006 | 627.8107 | 640.3669 | 653.1742 | 666.2377 | 679.5624 | 693.1537 | 346.2846 | 365.3532 | 382.516 | 397.8291 | 410.844 | 414.7296 | 422.056 | 430.7221 | 439.56 | 448.5828 | 2439833.5619 | 2427634.3941 | 2415496.2222 | 2403418.7411 | 2391401.6473 | 2379444.6391 | 2367547.4159 | 2355709.6788 | 2343931.1304 | 2332211.4748 | 2439833.5619 | 2427634.3941 | 2415496.2222 | 2403418.7411 | 2391401.6473 | 2379444.6391 | 2367547.4159 | 2355709.6788 | 2343931.1304 | 2332211.4748 | 13409.3981 | 26774.2159 | 39930.5688 | 53575.5341 | 67431.8649 | 81379.462 | 95334.059 | 109350.58 | 123404.8626 | 137536.8741 | 13409.3981 | 13364.8178 | 13156.3529 | 13644.9653 | 13856.3307 | 13947.5971 | 13954.597 | 14016.521 | 14054.2826 | 14132.0116
Res ¦ Basement Insulation | RET | R_Townhomes & Semi-detached | Ottawa and Surrounding | Space Heating/Ventilation | Residential | NA | Residential Households | 25 | 1.2955 | 1.3134 | 1.3277 | 1.3385 | 1.3455 | 1.3394 | 1.338 | 1.3381 | 1.3383 | 1.3385 | 2142.687 | 2215.8269 | 2284.6835 | 2349.4016 | 2408.8603 | 2445.9476 | 2492.2105 | 2542.373 | 2593.5234 | 2645.6993 | 1654 | 1687.08 | 1720.8216 | 1755.238 | 1790.3428 | 1826.1496 | 1862.6726 | 1899.9261 | 1937.9246 | 1976.6831 | 488.687 | 528.7469 | 563.8619 | 594.1635 | 618.5175 | 619.7979 | 629.5379 | 642.4469 | 655.5988 | 669.0162 | 11321229.6006 | 11264623.4526 | 11208300.3353 | 11152258.8336 | 11096497.5394 | 11041015.0517 | 10985809.9765 | 10930880.9266 | 10876226.522 | 10821845.3894 | 11321229.6006 | 11264623.4526 | 11208300.3353 | 11152258.8336 | 11096497.5394 | 11041015.0517 | 10985809.9765 | 10930880.9266 | 10876226.522 | 10821845.3894 | 42725.2246 | 84932.3769 | 126045.1386 | 168579.5085 | 211531.8292 | 254477.2052 | 297125.084 | 339678.3742 | 382060.0152 | 424417.7589 | 42725.2246 | 42207.1523 | 41112.7617 | 42534.3699 | 42952.3207 | 42945.376 | 42647.8788 | 42553.2902 | 42381.641 | 42357.7437
Res ¦ Drain Water Heat Recovery ¦ Retro | RET | R_Townhomes & Semi-detached | Ottawa and Surrounding | Water Heating | Residential | NA | DHW tank | 20 | 0.28331 | 0.28813 | 0.29173 | 0.29435 | 0.29588 | 0.29587 | 0.29543 | 0.29543 | 0.29543 | 0.29543 | 254.9818 | 264.5039 | 273.1676 | 281.1253 | 288.2439 | 293.9954 | 299.4288 | 305.4179 | 311.5251 | 317.7626 | 900 | 918 | 936.36 | 955.0872 | 974.1889 | 993.6727 | 1013.5462 | 1033.8171 | 1054.4934 | 1075.5833 | -645.0182 | -653.4961 | -663.1924 | -673.9619 | -685.9451 | -699.6773 | -714.1173 | -728.3992 | -742.9683 | -757.8208 | 5523795.0859 | 5496176.1104 | 5468695.2299 | 5441351.7537 | 5414144.995 | 5387074.27 | 5360138.8986 | 5333338.2042 | 5306671.5131 | 5280138.1556 | 0 | 0 | 0 | 0 | 0 | 0 | 0 | 0 | 0 | 0 | 0 | 0 | 0 | 0 | 0 | 0 | 0 | 0 | 0 | 0 | 0 | 0 | 0 | 0 | 0 | 0 | 0 | 0 | 0 | 0
Res ¦ HVAC Zone Control | RET | R_Townhomes & Semi-detached | Ottawa and Surrounding | Space Heating/Ventilation | Residential | NA | Residence | 20 | 0.71458 | 0.72335 | 0.73037 | 0.73575 | 0.7393 | 0.7366 | 0.73613 | 0.73643 | 0.73673 | 0.73704 | 714.5787 | 737.8196 | 759.8742 | 780.7868 | 800.2387 | 813.2673 | 828.9971 | 845.922 | 863.1928 | 880.8288 | 1000 | 1020 | 1040.4 | 1061.208 | 1082.4322 | 1104.0808 | 1126.1624 | 1148.6857 | 1171.6594 | 1195.0926 | -285.4213 | -282.1804 | -280.5258 | -280.4212 | -282.1934 | -290.8135 | -297.1653 | -302.7637 | -308.4666 | -314.2638 | 6077472.296 | 6047084.9345 | 6016849.5099 | 5986765.2623 | 5956831.436 | 5927047.2788 | 5897412.0424 | 5867924.9822 | 5838585.3573 | 5809392.4305 | 0 | 0 | 0 | 0 | 0 | 0 | 0 | 0 | 0 | 0 | 0 | 0 | 0 | 0 | 0 | 0 | 0 | 0 | 0 | 0 | 0 | 0 | 0 | 0 | 0 | 0 | 0 | 0 | 0 | 0
Res ¦ Insulating Pool Covers ¦Retro | RET | R_Townhomes & Semi-detached | Ottawa and Surrounding | Appliances/Other | Residential | NA | Pool | 10 | 0.69261 | 0.71239 | 0.72709 | 0.73772 | 0.74407 | 0.74386 | 0.74207 | 0.74207 | 0.74208 | 0.74206 | 831.1313 | 871.9626 | 907.7563 | 939.4537 | 966.4916 | 985.5425 | 1002.8359 | 1022.8899 | 1043.3587 | 1064.2027 | 1200 | 1224 | 1248.48 | 1273.4496 | 1298.9186 | 1324.897 | 1351.3949 | 1378.4228 | 1405.9913 | 1434.1111 | -368.8687 | -352.0374 | -340.7237 | -333.9959 | -332.427 | -339.3545 | -348.559 | -355.5329 | -362.6325 | -369.9084 | 670818.9838 | 667464.8889 | 664127.5644 | 660806.9266 | 657502.892 | 654215.3775 | 650944.3006 | 647689.5791 | 644451.1312 | 641228.8756 | 0 | 0 | 0 | 0 | 0 | 0 | 0 | 0 | 0 | 0 | 0 | 0 | 0 | 0 | 0 | 0 | 0 | 0 | 0 | 0 | 0 | 0 | 0 | 0 | 0 | 0 | 0 | 0 | 0 | 0
Res ¦ Low Flow Showerhead ¦ Retro | RET | R_Townhomes & Semi-detached | Ottawa and Surrounding | Water Heating | Residential | NA | Showers | 10 | 28.9127 | 29.0748 | 29.2032 | 29.304 | 29.3752 | 29.4008 | 29.4165 | 29.4509 | 29.4904 | 29.5339 | 484.5775 | 497.0402 | 509.2197 | 521.1966 | 532.912 | 544.0445 | 555.2211 | 566.9882 | 579.1037 | 591.5571 | 16.76 | 17.0952 | 17.4371 | 17.7858 | 18.1416 | 18.5044 | 18.8745 | 19.252 | 19.637 | 20.0298 | 467.8175 | 479.945 | 491.7826 | 503.4108 | 514.7704 | 525.5401 | 536.3466 | 547.7362 | 559.4666 | 571.5273 | 1033741.328 | 1028572.6213 | 1023429.7582 | 1018312.6095 | 1013221.0464 | 1008154.9412 | 1003114.1665 | 998098.5956 | 993108.1027 | 988142.5621 | 1033741.328 | 1028572.6213 | 1023429.7582 | 1018312.6095 | 1013221.0464 | 1008154.9412 | 1003114.1665 | 998098.5956 | 993108.1027 | 988142.5621 | 21702.8823 | 44955.4817 | 69767.0734 | 96125.9384 | 123996.4334 | 153316.4423 | 183995.4316 | 215913.339 | 248920.5097 | 282838.8611 | 21702.8823 | 23252.5994 | 24811.5916 | 26358.8651 | 27870.495 | 29320.0088 | 30678.9893 | 31917.9074 | 33007.1707 | 33918.3514
Res ¦ Programmable Thermostat - RET | RET | R_Townhomes & Semi-detached | Ottawa and Surrounding | Space Heating/Ventilation | Residential | NA | Thermostat | 15 | 2.7876 | 2.8233 | 2.8518 | 2.8739 | 2.8887 | 2.8782 | 2.8768 | 2.8787 | 2.8805 | 2.8824 | 836.2769 | 863.9156 | 890.1159 | 914.9534 | 938.0384 | 953.3224 | 971.9276 | 992.001 | 1012.489 | 1033.4155 | 300 | 306 | 312.12 | 318.3624 | 324.7296 | 331.2242 | 337.8487 | 344.6057 | 351.4978 | 358.5278 | 536.2769 | 557.9156 | 577.9959 | 596.591 | 613.3088 | 622.0981 | 634.0789 | 647.3953 | 660.9912 | 674.8877 | 5157371.757 | 5131584.8982 | 5105926.9737 | 5080397.3388 | 5054995.3521 | 5029720.3754 | 5004571.7735 | 4979548.9146 | 4954651.17 | 4929877.9142 | 5157371.757 | 5131584.8982 | 5105926.9737 | 5080397.3388 | 5054995.3521 | 5029720.3754 | 5004571.7735 | 4979548.9146 | 4954651.17 | 4929877.9142 | 71082.1208 | 145012.0693 | 221542.858 | 301619.6906 | 384839.2253 | 470972.9431 | 559811.4837 | 651332.0241 | 745371.3047 | 841844.5883 | 71082.1208 | 73929.9486 | 76530.7887 | 80076.8326 | 83219.5347 | 86133.7178 | 88838.5407 | 91520.5403 | 94039.2807 | 96473.2836
Res ¦ Solar Pool Heater ¦ Retro | RET | R_Townhomes & Semi-detached | Ottawa and Surrounding | Appliances/Other | Residential | NA | Pool Heater | 20 | 2.3317 | 2.3726 | 2.4029 | 2.4249 | 2.438 | 2.4375 | 2.4337 | 2.4337 | 2.4336 | 2.4336 | 3381.0003 | 3509.0248 | 3625.0336 | 3731.3323 | 3826.4629 | 3902.2044 | 3974.0944 | 4053.4889 | 4134.5043 | 4217.0738 | 1450 | 1479 | 1508.58 | 1538.7516 | 1569.5266 | 1600.9172 | 1632.9355 | 1665.5942 | 1698.9061 | 1732.8842 | 1931.0003 | 2030.0248 | 2116.4536 | 2192.5807 | 2256.9363 | 2301.2873 | 2341.1589 | 2387.8947 | 2435.5982 | 2484.1896 | 3234305.8146 | 3218134.2855 | 3202043.6141 | 3186033.396 | 3170103.2291 | 3154252.7129 | 3138481.4494 | 3122789.0421 | 3107175.0969 | 3091639.2214 | 3234305.8146 | 3218134.2855 | 3202043.6141 | 3186033.396 | 3170103.2291 | 3154252.7129 | 3138481.4494 | 3122789.0421 | 3107175.0969 | 3091639.2214 | 37735.9932 | 76354.1202 | 115627.6344 | 156566.7362 | 198747.7906 | 241955.0416 | 286008.9889 | 330948.3407 | 376679.0916 | 423213.0627 | 37735.9932 | 38618.127 | 39273.5141 | 40939.1018 | 42181.0544 | 43207.251 | 44053.9473 | 44939.3518 | 45730.7509 | 46533.9711
Res ¦ Behavioural Mailed Reports | ROB | R_Townhomes & Semi-detached | Ottawa and Surrounding | Cross Cutting/Behavioural | Residential | NA | Residential Households | 3 | 1.418 | 1.5078 | 1.6497 | 1.7391 | 1.7896 | 1.7471 | 1.7352 | 1.7352 | 1.7353 | 1.7354 | 10.9899 | 11.9188 | 13.3019 | 14.3033 | 15.0124 | 14.9493 | 15.1448 | 15.4475 | 15.7571 | 16.0734 | 7.75 | 7.905 | 8.0631 | 8.2244 | 8.3888 | 8.5566 | 8.7278 | 8.9023 | 9.0804 | 9.262 | 3.2399 | 4.0138 | 5.2388 | 6.079 | 6.6235 | 6.3927 | 6.417 | 6.5452 | 6.6768 | 6.8114 | 1572285.6622 | 1564424.2339 | 1556602.1127 | 1548819.1021 | 1541075.0066 | 1533369.6316 | 1525702.7834 | 1518074.2695 | 1510483.8982 | 1502931.4787 | 1572285.6622 | 1564424.2339 | 1556602.1127 | 1548819.1021 | 1541075.0066 | 1533369.6316 | 1525702.7834 | 1518074.2695 | 1510483.8982 | 1502931.4787 | 263239.3344 | 448808.1106 | 586252.9946 | 693750.5516 | 782406.3633 | 858952.8732 | 927427.79 | 990214.5309 | 1048686.9605 | 1103609.4843 | 263239.3344 | 185568.7762 | 137444.884 | 107497.557 | 88655.8117 | 76546.5099 | 68474.9168 | 62786.7409 | 58472.4297 | 54922.5238
Res ¦ Combination Space Water Heating | ROB | R_Townhomes & Semi-detached | Ottawa and Surrounding | Water Heating | Residential | Res¦Water Heater | Residence | 20 | 2.6772 | 2.689 | 2.6985 | 2.7062 | 2.7119 | 2.7145 | 2.7162 | 2.719 | 2.7218 | 2.7248 | 1820.4984 | 1865.1199 | 1909.1392 | 1952.8393 | 1996.0701 | 2037.9941 | 2080.0704 | 2123.8276 | 2168.5586 | 2214.3586 | 680 | 693.6 | 707.472 | 721.6214 | 736.0539 | 750.7749 | 765.7904 | 781.1063 | 796.7284 | 812.6629 | 1140.4984 | 1171.5199 | 1201.6672 | 1231.2179 | 1260.0162 | 1287.2191 | 1314.2799 | 1342.7213 | 1371.8303 | 1401.6956 | 1802790.4686 | 1793776.5162 | 1784807.6336 | 1775883.5955 | 1767004.1775 | 1758169.1566 | 1749378.3108 | 1740631.4193 | 1731928.2622 | 1723268.6209 | 1802790.4686 | 1793776.5162 | 1784807.6336 | 1775883.5955 | 1767004.1775 | 1758169.1566 | 1749378.3108 | 1740631.4193 | 1731928.2622 | 1723268.6209 | 51787.9303 | 101378.3225 | 148848.7221 | 194681.4477 | 238856.917 | 281435.3343 | 322493.3123 | 362168.1531 | 400552.1399 | 437760.6692 | 51787.9303 | 49590.3922 | 47470.3996 | 45832.7256 | 44175.4693 | 42578.4173 | 41057.978 | 39674.8409 | 38383.9868 | 37208.5292
Res ¦ HE Condensing Furnace | ROB | R_Townhomes & Semi-detached | Ottawa and Surrounding | Space Heating/Ventilation | Residential | NA | Furnace | 18 | 0.22426 | 0.22845 | 0.23178 | 0.23429 | 0.23589 | 0.23443 | 0.23406 | 0.23407 | 0.23406 | 0.23406 | 396.2754 | 411.7523 | 426.0945 | 439.3335 | 451.1862 | 457.3564 | 465.7673 | 475.0893 | 484.5893 | 494.2744 | 1767 | 1802.34 | 1838.3868 | 1875.1545 | 1912.6576 | 1950.9108 | 1989.929 | 2029.7276 | 2070.3221 | 2111.7286 | -1370.7246 | -1390.5877 | -1412.2923 | -1435.8211 | -1461.4714 | -1493.5544 | -1524.1617 | -1554.6383 | -1585.7328 | -1617.4542 | 6191087.3238 | 6160131.8872 | 6129331.2278 | 6098684.5717 | 6068191.1488 | 6037850.1931 | 6007660.9421 | 5977622.6374 | 5947734.5242 | 5917995.8516 | 0 | 0 | 0 | 0 | 0 | 0 | 0 | 0 | 0 | 0 | 0 | 0 | 0 | 0 | 0 | 0 | 0 | 0 | 0 | 0 | 0 | 0 | 0 | 0 | 0 | 0 | 0 | 0 | 0 | 0
Res ¦ HE Storage Water Heating | ROB | R_Townhomes & Semi-detached | Ottawa and Surrounding | Water Heating | Residential | Res¦Water Heater | Water heater | 16 | 0.33577 | 0.34238 | 0.34733 | 0.35092 | 0.35302 | 0.35301 | 0.3524 | 0.3524 | 0.3524 | 0.3524 | 181.3135 | 188.5842 | 195.1372 | 201.0942 | 206.3476 | 210.4644 | 214.3046 | 218.5908 | 222.961 | 227.4234 | 540 | 550.8 | 561.816 | 573.0523 | 584.5134 | 596.2036 | 608.1277 | 620.2903 | 632.6961 | 645.35 | -358.6865 | -362.2158 | -366.6788 | -371.9581 | -378.1658 | -385.7393 | -393.8232 | -401.6995 | -409.7351 | -417.9265 | 4366332.9434 | 4344501.2787 | 4322778.7723 | 4301164.8784 | 4279659.054 | 4258260.7588 | 4236969.455 | 4215784.6077 | 4194705.6846 | 4173732.1562 | 0 | 0 | 0 | 0 | 0 | 0 | 0 | 0 | 0 | 0 | 0 | 0 | 0 | 0 | 0 | 0 | 0 | 0 | 0 | 0 | 0 | 0 | 0 | 0 | 0 | 0 | 0 | 0 | 0 | 0
Res ¦ Tankless Water Heater | ROB | R_Townhomes & Semi-detached | Ottawa and Surrounding | Water Heating | Residential | Res¦Water Heater | DHW tank | 18 | 0.54447 | 0.55437 | 0.56178 | 0.56715 | 0.5703 | 0.57028 | 0.56937 | 0.56937 | 0.56936 | 0.56937 | 408.3517 | 424.0931 | 438.3556 | 451.397 | 462.9848 | 472.2225 | 480.9035 | 490.5208 | 500.3261 | 510.3413 | 750 | 765 | 780.3 | 795.906 | 811.8241 | 828.0606 | 844.6218 | 861.5143 | 878.7445 | 896.3194 | -341.6483 | -340.9069 | -341.9444 | -344.509 | -348.8393 | -355.8381 | -363.7183 | -370.9934 | -378.4184 | -385.9782 | 9077881.0829 | 9032491.6775 | 8987329.2191 | 8942392.573 | 8897680.6101 | 8853192.2071 | 8808926.246 | 8764881.6148 | 8721057.2067 | 8677451.9207 | 0 | 0 | 0 | 0 | 0 | 0 | 0 | 0 | 0 | 0 | 0 | 0 | 0 | 0 | 0 | 0 | 0 | 0 | 0 | 0 | 0 | 0 | 0 | 0 | 0 | 0 | 0 | 0 | 0 | 0
Res ¦ Triple Glazed Low-E Argon Windows ¦ ROB | ROB | R_Townhomes & Semi-detached | Ottawa and Surrounding | Space Heating/Ventilation | Residential | NA | Residential Households | 30 | 0.45731 | 0.46934 | 0.47879 | 0.48582 | 0.49012 | 0.48533 | 0.48379 | 0.48332 | 0.48282 | 0.4823 | 455.4855 | 476.8133 | 496.1356 | 513.4928 | 528.3948 | 533.7009 | 542.6413 | 552.957 | 563.442 | 574.0892 | 996 | 1015.92 | 1036.2384 | 1056.9632 | 1078.1024 | 1099.6645 | 1121.6578 | 1144.0909 | 1166.9727 | 1190.3122 | -540.5145 | -539.1067 | -540.1028 | -543.4703 | -549.7077 | -565.9636 | -579.0165 | -591.1339 | -603.5308 | -616.223 | 12450918.1369 | 12388663.5462 | 12326720.2285 | 12265086.6273 | 12203761.1942 | 12142742.3882 | 12082028.6763 | 12021618.5329 | 11961510.4402 | 11901702.888 | 0 | 0 | 0 | 0 | 0 | 0 | 0 | 0 | 0 | 0 | 0 | 0 | 0 | 0 | 0 | 0 | 0 | 0 | 0 | 0 | 0 | 0 | 0 | 0 | 0 | 0 | 0 | 0 | 0 | 0

## Scenario F ($510M)
[9 empty] | TRC Ratio | [9 empty] | PV of Benefits ($/unit basis) | [9 empty] | PV of Costs ($/unit basis) | [9 empty] | PV of Net Benefits ($/unit basis) | [9 empty] | Total Technical Potential (m3/year) | [9 empty] | Total Economic Potential (m3/year) | [9 empty] | Total Achievable Potential (m3/year) | [9 empty] | Annual Incremental Achievable Potential (m3/year)
Measure Name | Replacement Type | Customer Segment | Service Territory | End Use Category | Sector | Competition Group | Units Basis | Measure Life (years) | 2015 | 2016 | 2017 | 2018 | 2019 | 2020 | 2021 | 2022 | 2023 | 2024 | 2015 | 2016 | 2017 | 2018 | 2019 | 2020 | 2021 | 2022 | 2023 | 2024 | 2015 | 2016 | 2017 | 2018 | 2019 | 2020 | 2021 | 2022 | 2023 | 2024 | 2015 | 2016 | 2017 | 2018 | 2019 | 2020 | 2021 | 2022 | 2023 | 2024 | 2015 | 2016 | 2017 | 2018 | 2019 | 2020 | 2021 | 2022 | 2023 | 2024 | 2015 | 2016 | 2017 | 2018 | 2019 | 2020 | 2021 | 2022 | 2023 | 2024 | 2015 | 2016 | 2017 | 2018 | 2019 | 2020 | 2021 | 2022 | 2023 | 2024 | 2015 | 2016 | 2017 | 2018 | 2019 | 2020 | 2021 | 2022 | 2023 | 2024
Com ¦ Condensing Boiler ¦ Near Cond Baseline | NEW | C_Accommodation | Greater Toronto Area | Space Heating/Ventilation | Commercial | NA | End Use Consumption (m^3/year) | 25 | 1.0302 | 1.046 | 1.0586 | 1.0681 | 1.0741 | 1.0686 | 1.0672 | 1.0672 | 1.0672 | 1.0672 | 0.22439 | 0.23239 | 0.23987 | 0.24687 | 0.25323 | 0.25697 | 0.26176 | 0.267 | 0.27234 | 0.27778 | 0.2178 | 0.22216 | 0.2266 | 0.23114 | 0.23576 | 0.24047 | 0.24528 | 0.25019 | 0.25519 | 0.2603 | 0.0065823 | 0.010226 | 0.013271 | 0.01573 | 0.01747 | 0.016492 | 0.016479 | 0.016811 | 0.017145 | 0.017485 | 24299.3966 | 48695.9909 | 73191.265 | 97786.7115 | 122483.8333 | 147284.1441 | 172189.1679 | 197200.4396 | 222319.5049 | 247547.9204 | 24299.3966 | 48695.9909 | 73191.265 | 97786.7115 | 122483.8333 | 147284.1441 | 172189.1679 | 197200.4396 | 222319.5049 | 247547.9204 | 2594.7487 | 5199.8764 | 7641.2092 | 9839.2441 | 12320.2166 | 14913.5466 | 17522.1445 | 20078.9344 | 22628.5246 | 25152.2717 | 2594.7487 | 2605.1277 | 2441.3327 | 2198.0349 | 2480.9725 | 2593.33 | 2608.5979 | 2556.79 | 2549.5902 | 2523.7471
Com ¦ Condensing Boiler ¦ Std Baseline | NEW | C_Accommodation | Greater Toronto Area | Space Heating/Ventilation | Commercial | Com¦Boiler¦Std | End Use Consumption (m^3/year) | 25 | 1.5743 | 1.5984 | 1.6176 | 1.6321 | 1.6413 | 1.6329 | 1.6308 | 1.6308 | 1.6308 | 1.6307 | 0.52357 | 0.54224 | 0.55971 | 0.57602 | 0.59087 | 0.59959 | 0.61078 | 0.623 | 0.63546 | 0.64816 | 0.33258 | 0.33923 | 0.34601 | 0.35294 | 0.35999 | 0.36719 | 0.37454 | 0.38203 | 0.38967 | 0.39746 | 0.19099 | 0.20301 | 0.21369 | 0.22309 | 0.23087 | 0.23239 | 0.23624 | 0.24097 | 0.24579 | 0.25069 | 56698.5922 | 113623.9787 | 170779.6182 | 228168.9934 | 285795.6111 | 343663.003 | 401774.7252 | 460134.3591 | 518745.5114 | 577611.8143 | 56698.5922 | 113623.9787 | 170779.6182 | 228168.9934 | 285795.6111 | 343663.003 | 401774.7252 | 460134.3591 | 518745.5114 | 577611.8143 | 1365.4947 | 2736.4514 | 5453.3913 | 9394.6028 | 14812.2692 | 21613.0053 | 29682.7073 | 38896.8779 | 49239.2185 | 60621.7145 | 1365.4947 | 1370.9567 | 2716.94 | 3941.2115 | 5417.6663 | 6800.7361 | 8069.702 | 9214.1706 | 10342.3406 | 11382.496
Com ¦ Condensing Water Heaters | NEW | C_Accommodation | Greater Toronto Area | Water Heating | Commercial | Com ¦ Water Heating | End Use Consumption (m^3/year) | 13 | 1.5536 | 1.5892 | 1.6159 | 1.6352 | 1.6466 | 1.6465 | 1.6432 | 1.6432 | 1.6432 | 1.6432 | 0.24404 | 0.25463 | 0.26408 | 0.27258 | 0.27997 | 0.28555 | 0.29068 | 0.29649 | 0.30242 | 0.30847 | 0.15708 | 0.16022 | 0.16343 | 0.1667 | 0.17003 | 0.17343 | 0.1769 | 0.18044 | 0.18405 | 0.18773 | 0.086963 | 0.094409 | 0.10066 | 0.10589 | 0.10994 | 0.11212 | 0.11378 | 0.11606 | 0.11838 | 0.12075 | 2253.8581 | 4516.7316 | 6788.7581 | 9070.0759 | 11360.8245 | 13661.1442 | 15971.1765 | 18291.0636 | 20620.949 | 22960.977 | 2253.8581 | 4516.7316 | 6788.7581 | 9070.0759 | 11360.8245 | 13661.1442 | 15971.1765 | 18291.0636 | 20620.949 | 22960.977 | 1261.2938 | 2527.6327 | 3809.0757 | 5100.4507 | 6431.0554 | 7790.3585 | 9171.9424 | 10571.0459 | 11989.3099 | 13424.7345 | 1261.2938 | 1266.3389 | 1281.443 | 1291.375 | 1330.6047 | 1359.3031 | 1381.5839 | 1399.1035 | 1418.2639 | 1435.4246
Com ¦ Demand Control Kitchen Ventilation | NEW | C_Accommodation | Greater Toronto Area | Space Heating/Ventilation | Commercial | NA | per building | 15 | 4.3624 | 4.408 | 4.4448 | 4.4736 | 4.4933 | 4.4812 | 4.4808 | 4.4844 | 4.4881 | 4.4919 | 65435.9299 | 67442.9283 | 69366.2343 | 71211.5723 | 72954.905 | 74214.772 | 75691.2479 | 77268.2103 | 78878.4803 | 80524.0625 | 15000 | 15300 | 15606 | 15918.12 | 16236.4824 | 16561.212 | 16892.4363 | 17230.285 | 17574.8907 | 17926.3885 | 50435.9299 | 52142.9283 | 53760.2343 | 55293.4523 | 56718.4226 | 57653.56 | 58798.8116 | 60037.9253 | 61303.5896 | 62597.674 | 134.1115 | 269.1619 | 405.1656 | 542.1375 | 680.0925 | 819.0457 | 959.0124 | 1100.008 | 1242.0481 | 1385.1485 | 134.1115 | 269.1619 | 405.1656 | 542.1375 | 680.0925 | 819.0457 | 959.0124 | 1100.008 | 1242.0481 | 1385.1485 | 91.8656 | 184.3743 | 279.2887 | 376.5351 | 476.3227 | 578.5068 | 682.9675 | 789.5931 | 898.3265 | 1009.076 | 91.8656 | 92.5087 | 94.9144 | 97.2464 | 99.7876 | 102.1841 | 104.4607 | 106.6257 | 108.7333 | 110.7496
Com ¦ High perf.glazings ¦ New | NEW | C_Accommodation | Greater Toronto Area | Space Heating/Ventilation | Commercial | Windows New | End Use Consumption (m^3/year) | 30 | 1.6157 | 1.6383 | 1.6563 | 1.6698 | 1.6785 | 1.6706 | 1.6686 | 1.6686 | 1.6686 | 1.6686 | 0.40969 | 0.42374 | 0.43695 | 0.44934 | 0.4607 | 0.46771 | 0.47649 | 0.48602 | 0.49574 | 0.50565 | 0.25357 | 0.25864 | 0.26382 | 0.26909 | 0.27447 | 0.27996 | 0.28556 | 0.29127 | 0.2971 | 0.30304 | 0.15612 | 0.1651 | 0.17313 | 0.18025 | 0.18623 | 0.18774 | 0.19093 | 0.19475 | 0.19864 | 0.2026 | 16160.8118 | 32386.2669 | 48677.351 | 65035.0568 | 81460.384 | 97954.339 | 114517.9356 | 131152.1945 | 147858.1437 | 164636.8186 | 16160.8118 | 32386.2669 | 48677.351 | 65035.0568 | 81460.384 | 97954.339 | 114517.9356 | 131152.1945 | 147858.1437 | 164636.8186 | 5015.2112 | 10050.4832 | 15038.6117 | 19908.8979 | 25072.7185 | 30389.2776 | 35776.4607 | 41176.3099 | 46620.3765 | 52090.1114 | 5015.2112 | 5035.272 | 4988.1286 | 4870.2862 | 5163.8206 | 5316.5591 | 5387.1831 | 5399.8492 | 5444.0667 | 5469.7349
Com ¦ Near Condensing Boiler¦ Std Baseline | NEW | C_Accommodation | Greater Toronto Area | Space Heating/Ventilation | Commercial | Com¦Boiler¦Std | End Use Consumption (m^3/year) | 25 | 4.3784 | 4.4456 | 4.4989 | 4.5392 | 4.5649 | 4.5415 | 4.5355 | 4.5356 | 4.5355 | 4.5355 | 0.29918 | 0.30985 | 0.31983 | 0.32915 | 0.33764 | 0.34262 | 0.34902 | 0.356 | 0.36312 | 0.37037 | 0.068331 | 0.069697 | 0.071091 | 0.072513 | 0.073963 | 0.075443 | 0.076952 | 0.078491 | 0.08006 | 0.081662 | 0.23085 | 0.24015 | 0.24874 | 0.25664 | 0.26367 | 0.26718 | 0.27206 | 0.27751 | 0.28306 | 0.28871 | 32399.1955 | 64927.9878 | 97588.3533 | 130382.2819 | 163311.7778 | 196378.8588 | 229585.5572 | 262933.9195 | 296426.0065 | 330063.8939 | 32399.1955 | 64927.9878 | 97588.3533 | 130382.2819 | 163311.7778 | 196378.8588 | 229585.5572 | 262933.9195 | 296426.0065 | 330063.8939 | 20209.6641 | 40500.1669 | 59634.6327 | 77582.8121 | 94463.0975 | 110243.3917 | 124926.3582 | 138534.4655 | 151117.9937 | 162722.2178 | 20209.6641 | 20290.5028 | 19134.4658 | 17948.1794 | 16880.2854 | 15780.2942 | 14682.9665 | 13608.1074 | 12583.5281 | 11604.2242
Com ¦ Super High Perf Glazing ¦New | NEW | C_Accommodation | Greater Toronto Area | Space Heating/Ventilation | Commercial | Windows New | End Use Consumption (m^3/year) | 30 | 0.53856 | 0.54611 | 0.55209 | 0.55662 | 0.5595 | 0.55687 | 0.5562 | 0.5562 | 0.5562 | 0.55619 | 0.61454 | 0.63561 | 0.65542 | 0.67401 | 0.69106 | 0.70156 | 0.71473 | 0.72903 | 0.74361 | 0.75847 | 1.1411 | 1.1639 | 1.1872 | 1.2109 | 1.2351 | 1.2598 | 1.285 | 1.3107 | 1.3369 | 1.3637 | -0.52653 | -0.52828 | -0.53175 | -0.5369 | -0.54407 | -0.55828 | -0.5703 | -0.5817 | -0.59334 | -0.60522 | 24241.2177 | 48579.4003 | 73016.0265 | 97552.5853 | 122190.576 | 146931.5085 | 171776.9034 | 196728.2917 | 221787.2156 | 246955.2279 | 0 | 0 | 0 | 0 | 0 | 0 | 0 | 0 | 0 | 0 | 0 | 0 | 0 | 0 | 0 | 0 | 0 | 0 | 0 | 0 | 0 | 0 | 0 | 0 | 0 | 0 | 0 | 0 | 0 | 0
Com ¦ Tankless Water Heaters | NEW | C_Accommodation | Greater Toronto Area | Water Heating | Commercial | Com ¦ Water Heating | End Use Consumption (m^3/year) | 18 | 0.54413 | 0.55403 | 0.56143 | 0.5668 | 0.56995 | 0.56992 | 0.56902 | 0.56902 | 0.56901 | 0.56902 | 0.46011 | 0.47785 | 0.49392 | 0.50862 | 0.52167 | 0.53208 | 0.54186 | 0.5527 | 0.56375 | 0.57503 | 0.84559 | 0.8625 | 0.87976 | 0.89735 | 0.9153 | 0.9336 | 0.95228 | 0.97132 | 0.99075 | 1.0106 | -0.38548 | -0.38465 | -0.38583 | -0.38873 | -0.39362 | -0.40152 | -0.41041 | -0.41862 | -0.427 | -0.43553 | 3370.2551 | 6753.9913 | 10151.414 | 13562.7304 | 16988.1488 | 20427.8792 | 23882.1331 | 27351.1232 | 30835.0639 | 34334.1712 | 0 | 0 | 0 | 0 | 0 | 0 | 0 | 0 | 0 | 0 | 0 | 0 | 0 | 0 | 0 | 0 | 0 | 0 | 0 | 0 | 0 | 0 | 0 | 0 | 0 | 0 | 0 | 0 | 0 | 0
Com ¦ Air Sealing | RET | C_Accommodation | Greater Toronto Area | Space Heating/Ventilation | Commercial | NA | Floor area (1000m2) | 6 | 0.7443 | 0.77842 | 0.80548 | 0.82599 | 0.83903 | 0.82713 | 0.82412 | 0.82415 | 0.82415 | 0.82412 | 0.06258 | 0.066757 | 0.07046 | 0.073699 | 0.07636 | 0.076782 | 0.078033 | 0.079597 | 0.081189 | 0.082809 | 0.084079 | 0.08576 | 0.087476 | 0.089225 | 0.09101 | 0.09283 | 0.094686 | 0.09658 | 0.098512 | 0.10048 | -0.021499 | -0.019003 | -0.017016 | -0.015526 | -0.01465 | -0.016047 | -0.016654 | -0.016984 | -0.017323 | -0.017673 | 172.9544 | 172.0897 | 171.2292 | 170.3731 | 169.5212 | 168.6736 | 167.8302 | 166.9911 | 166.1561 | 165.3253 | 0 | 0 | 0 | 0 | 0 | 0 | 0 | 0 | 0 | 0 | 0 | 0 | 0 | 0 | 0 | 0 | 0 | 0 | 0 | 0 | 0 | 0 | 0 | 0 | 0 | 0 | 0 | 0 | 0 | 0
Com ¦ Building Controls and Automation Systems | RET | C_Accommodation | Greater Toronto Area | Space Heating/Ventilation | Commercial | NA | Customer Segment Consumption (m^3/year) | 11 | 1.6349 | 1.6788 | 1.7136 | 1.7399 | 1.7567 | 1.7414 | 1.7375 | 1.7375 | 1.7375 | 1.7375 | 0.21383 | 0.22396 | 0.23317 | 0.24149 | 0.2487 | 0.25146 | 0.25592 | 0.26104 | 0.26626 | 0.27158 | 0.13079 | 0.13341 | 0.13607 | 0.13879 | 0.14157 | 0.1444 | 0.14729 | 0.15024 | 0.15324 | 0.15631 | 0.083038 | 0.090553 | 0.097099 | 0.1027 | 0.10713 | 0.10706 | 0.10863 | 0.1108 | 0.11302 | 0.11528 | 3953404.0678 | 3933637.0474 | 3913968.8622 | 3894399.0179 | 3874927.0228 | 3855552.3877 | 3836274.6257 | 3817093.2526 | 3798007.7863 | 3779017.7474 | 3953404.0678 | 3933637.0474 | 3913968.8622 | 3894399.0179 | 3874927.0228 | 3855552.3877 | 3836274.6257 | 3817093.2526 | 3798007.7863 | 3779017.7474 | 159723.7939 | 322125.8437 | 485901.4183 | 652786.6859 | 820931.3887 | 988811.2348 | 1155056.0249 | 1318872.1959 | 1479207.296 | 1635319.1459 | 159723.7939 | 162402.0498 | 163775.5746 | 166885.2676 | 168144.7028 | 167879.8461 | 166244.7901 | 163816.171 | 160335.1001 | 156111.8499
Com ¦ Heat Reflector Panels | RET | C_Accommodation | Greater Toronto Area | Space Heating/Ventilation | Commercial | NA | End Use Consumption (m^3/year) | 18 | 2.0191 | 2.0568 | 2.0867 | 2.1094 | 2.1238 | 2.1106 | 2.1073 | 2.1073 | 2.1073 | 2.1073 | 0.092157 | 0.095756 | 0.099092 | 0.10217 | 0.10493 | 0.10636 | 0.10832 | 0.11049 | 0.1127 | 0.11495 | 0.045643 | 0.046556 | 0.047487 | 0.048437 | 0.049405 | 0.050393 | 0.051401 | 0.052429 | 0.053478 | 0.054547 | 0.046514 | 0.049201 | 0.051605 | 0.053734 | 0.055522 | 0.055969 | 0.056917 | 0.058057 | 0.059217 | 0.0604 | 154368.0745 | 153596.2341 | 152828.2529 | 152064.1117 | 151303.7911 | 150547.2721 | 149794.5358 | 149045.5631 | 148300.3353 | 147558.8336 | 154368.0745 | 153596.2341 | 152828.2529 | 152064.1117 | 151303.7911 | 150547.2721 | 149794.5358 | 149045.5631 | 148300.3353 | 147558.8336 | 5774.7201 | 11612.6821 | 17464.4494 | 23445.8863 | 29481.1989 | 35513.1104 | 41492.638 | 47401.0816 | 53204.3753 | 58883.1778 | 5774.7201 | 5837.962 | 5851.7672 | 5981.4369 | 6035.3127 | 6031.9115 | 5979.5276 | 5908.4436 | 5803.2937 | 5678.8025
Com ¦ Heat/Energy Recovery Ventilation | RET | C_Accommodation | Greater Toronto Area | Space Heating/Ventilation | Commercial | NA | End Use Consumption (m^3/year) | 15 | 1.781 | 1.8187 | 1.8486 | 1.8713 | 1.8857 | 1.8726 | 1.8692 | 1.8693 | 1.8692 | 1.8692 | 0.40645 | 0.42336 | 0.43893 | 0.45319 | 0.46582 | 0.47182 | 0.4804 | 0.49002 | 0.49982 | 0.5098 | 0.22821 | 0.23278 | 0.23743 | 0.24218 | 0.24703 | 0.25197 | 0.25701 | 0.26215 | 0.26739 | 0.27274 | 0.17824 | 0.19059 | 0.2015 | 0.21101 | 0.21879 | 0.21985 | 0.2234 | 0.22787 | 0.23243 | 0.23707 | 2489185.2006 | 2476739.2746 | 2464355.5783 | 2452033.8004 | 2439773.6314 | 2427574.7632 | 2415436.8894 | 2403359.705 | 2391342.9064 | 2379386.1919 | 2489185.2006 | 2476739.2746 | 2464355.5783 | 2452033.8004 | 2439773.6314 | 2427574.7632 | 2415436.8894 | 2403359.705 | 2391342.9064 | 2379386.1919 | 93117.3622 | 187254.4996 | 281614.2464 | 378064.9161 | 475384.3328 | 572648.905 | 669068.7873 | 764342.4408 | 857920.5516 | 949491.2415 | 93117.3622 | 94137.1374 | 94359.7468 | 96450.6697 | 97319.4166 | 97264.5722 | 96419.8823 | 95273.6535 | 93578.1109 | 91570.6898
Com ¦ High perf.glazings ¦ Retro | RET | C_Accommodation | Greater Toronto Area | Space Heating/Ventilation | Commercial | Windows Retro | End Use Consumption (m^3/year) | 30 | 1.1286 | 1.1444 | 1.1569 | 1.1664 | 1.1725 | 1.167 | 1.1656 | 1.1656 | 1.1656 | 1.1655 | 0.40969 | 0.42374 | 0.43695 | 0.44934 | 0.4607 | 0.46771 | 0.47649 | 0.48602 | 0.49574 | 0.50565 | 0.36301 | 0.37027 | 0.37767 | 0.38523 | 0.39293 | 0.40079 | 0.4088 | 0.41698 | 0.42532 | 0.43383 | 0.046685 | 0.053473 | 0.059275 | 0.064116 | 0.067774 | 0.066916 | 0.067683 | 0.069039 | 0.070417 | 0.071818 | 1148571.9826 | 1142829.1227 | 1137114.9771 | 1131429.4022 | 1125772.2552 | 1120143.3939 | 1114542.6769 | 1108969.9635 | 1103425.1137 | 1097907.9881 | 1148571.9826 | 1142829.1227 | 1137114.9771 | 1131429.4022 | 1125772.2552 | 1120143.3939 | 1114542.6769 | 1108969.9635 | 1103425.1137 | 1097907.9881 | 8374.5884 | 16031.5571 | 22767.4642 | 30204.8919 | 37825.4324 | 45350.1117 | 52597.8869 | 59706.4661 | 66633.1114 | 73475.6432 | 8374.5884 | 7656.9687 | 6735.9071 | 7437.4277 | 7620.5406 | 7524.6793 | 7247.7752 | 7108.5791 | 6926.6453 | 6842.5318
Com ¦ Operational Improvement | RET | C_Accommodation | Greater Toronto Area | Cross Cutting/Behavioural | Commercial | NA | Customer Segment Consumption (m^3/year) | 5 | 2.0919 | 2.2142 | 2.3046 | 2.3725 | 2.4157 | 2.3793 | 2.3692 | 2.3692 | 2.3693 | 2.3693 | 0.051596 | 0.055707 | 0.05914 | 0.0621 | 0.064494 | 0.064795 | 0.065809 | 0.067124 | 0.06847 | 0.069841 | 0.024665 | 0.025158 | 0.025662 | 0.026175 | 0.026698 | 0.027232 | 0.027777 | 0.028332 | 0.028899 | 0.029477 | 0.026931 | 0.030548 | 0.033478 | 0.035925 | 0.037796 | 0.037563 | 0.038033 | 0.038792 | 0.039571 | 0.040364 | 3057710.9587 | 3042422.4039 | 3027210.2919 | 3012074.2404 | 2997013.8692 | 2982028.7998 | 2967118.6558 | 2952283.0626 | 2937521.6473 | 2922834.039 | 3057710.9587 | 3042422.4039 | 3027210.2919 | 3012074.2404 | 2997013.8692 | 2982028.7998 | 2967118.6558 | 2952283.0626 | 2937521.6473 | 2922834.039 | 149619.9865 | 303606.2259 | 460666.4646 | 619753.9876 | 779304.5735 | 937753.3606 | 1093569.4792 | 1245362.7378 | 1391828.6871 | 1531860.072 | 149619.9865 | 153986.2395 | 157060.2387 | 159087.523 | 159550.5859 | 158448.7871 | 155816.1185 | 151793.2586 | 146465.9493 | 140031.3849
Com ¦ Ozone Laundry | RET | C_Accommodation | Greater Toronto Area | Water Heating | Commercial | NA | Customer Segment Consumption (m^3/year) | 15 | 5.7531 | 5.8718 | 5.9606 | 6.0249 | 6.0627 | 6.0624 | 6.0515 | 6.0515 | 6.0514 | 6.0515 | 0.38039 | 0.396 | 0.41003 | 0.42275 | 0.43391 | 0.44256 | 0.4506 | 0.45961 | 0.4688 | 0.47818 | 0.066119 | 0.067442 | 0.068791 | 0.070166 | 0.07157 | 0.073001 | 0.074461 | 0.07595 | 0.077469 | 0.079019 | 0.31427 | 0.32856 | 0.34124 | 0.35258 | 0.36234 | 0.36956 | 0.37614 | 0.38366 | 0.39133 | 0.39917 | 5707727.1228 | 5679188.4872 | 5650792.5448 | 5622538.5821 | 5594425.8892 | 5566453.7597 | 5538621.4909 | 5510928.3835 | 5483373.7415 | 5455956.8728 | 5707727.1228 | 5679188.4872 | 5650792.5448 | 5622538.5821 | 5594425.8892 | 5566453.7597 | 5538621.4909 | 5510928.3835 | 5483373.7415 | 5455956.8728 | 281680.268 | 571707.9533 | 867627.4121 | 1167298.4924 | 1467761.7121 | 1766040.386 | 2059218.2643 | 2344626.9537 | 2619783.5774 | 2882579.0031 | 281680.268 | 290027.6854 | 295919.4588 | 299671.0803 | 300463.2197 | 298278.6739 | 293177.8783 | 285408.6894 | 275156.6236 | 262795.4257
Com ¦ Roof Insulation Upgrade | RET | C_Accommodation | Greater Toronto Area | Space Heating/Ventilation | Commercial | NA | Floor area (1000m2) | 20 | 0.96938 | 0.98631 | 0.99974 | 1.0099 | 1.0164 | 1.0105 | 1.009 | 1.009 | 1.009 | 1.009 | 0.36147 | 0.37513 | 0.38785 | 0.39962 | 0.41023 | 0.416 | 0.42369 | 0.43217 | 0.44081 | 0.44963 | 0.37288 | 0.38034 | 0.38795 | 0.39571 | 0.40362 | 0.41169 | 0.41993 | 0.42833 | 0.43689 | 0.44563 | -0.011417 | -0.0052059 | -0.00010224 | 0.0039177 | 0.0066095 | 0.0043095 | 0.0037681 | 0.0038478 | 0.0039229 | 0.0039953 | 96.8545 | 96.3702 | 95.8884 | 95.4089 | 94.9319 | 94.4572 | 93.9849 | 93.515 | 93.0474 | 92.5822 | 0 | 0 | 0 | 95.4089 | 94.9319 | 94.4572 | 93.9849 | 93.515 | 93.0474 | 92.5822 | 0 | 0 | 0 | 0.82666 | 1.669 | 2.5053 | 3.3215 | 4.1278 | 4.9208 | 5.708 | 0 | 0 | 0 | 0.82666 | 0.84234 | 0.83635 | 0.81611 | 0.80633 | 0.79304 | 0.78719
Com ¦ Super High Perf Glazing ¦Retro | RET | C_Accommodation | Greater Toronto Area | Space Heating/Ventilation | Commercial | Windows Retro | End Use Consumption (m^3/year) | 30 | 0.53856 | 0.54611 | 0.55209 | 0.55662 | 0.5595 | 0.55687 | 0.5562 | 0.5562 | 0.5562 | 0.55619 | 0.61454 | 0.63561 | 0.65542 | 0.67401 | 0.69106 | 0.70156 | 0.71473 | 0.72903 | 0.74361 | 0.75847 | 1.1411 | 1.1639 | 1.1872 | 1.2109 | 1.2351 | 1.2598 | 1.285 | 1.3107 | 1.3369 | 1.3637 | -0.52653 | -0.52828 | -0.53175 | -0.5369 | -0.54407 | -0.55828 | -0.5703 | -0.5817 | -0.59334 | -0.60522 | 1722857.9739 | 1714243.684 | 1705672.4656 | 1697144.1033 | 1688658.3827 | 1680215.0908 | 1671814.0154 | 1663454.9453 | 1655137.6706 | 1646861.9822 | 0 | 0 | 0 | 0 | 0 | 0 | 0 | 0 | 0 | 0 | 0 | 0 | 0 | 0 | 0 | 0 | 0 | 0 | 0 | 0 | 0 | 0 | 0 | 0 | 0 | 0 | 0 | 0 | 0 | 0
Com ¦ Wall Insulation Upgrade | RET | C_Accommodation | Greater Toronto Area | Space Heating/Ventilation | Commercial | NA | Floor area (1000m2) | 20 | 0.23905 | 0.24323 | 0.24654 | 0.24904 | 0.25064 | 0.24918 | 0.24881 | 0.24882 | 0.24882 | 0.24881 | 0.29574 | 0.30693 | 0.31733 | 0.32697 | 0.33564 | 0.34037 | 0.34666 | 0.3536 | 0.36067 | 0.36788 | 1.2372 | 1.2619 | 1.2871 | 1.3129 | 1.3391 | 1.3659 | 1.3932 | 1.4211 | 1.4495 | 1.4785 | -0.94142 | -0.95498 | -0.96981 | -0.98592 | -1.0035 | -1.0256 | -1.0466 | -1.0675 | -1.0889 | -1.1106 | 311.318 | 309.7614 | 308.2126 | 306.6715 | 305.1382 | 303.6125 | 302.0944 | 300.5839 | 299.081 | 297.5856 | 0 | 0 | 0 | 0 | 0 | 0 | 0 | 0 | 0 | 0 | 0 | 0 | 0 | 0 | 0 | 0 | 0 | 0 | 0 | 0 | 0 | 0 | 0 | 0 | 0 | 0 | 0 | 0 | 0 | 0
Com ¦ Condensing Boiler ¦ Std Baseline | ROB | C_Accommodation | Greater Toronto Area | Space Heating/Ventilation | Commercial | Com¦Boiler¦Std | End Use Consumption (m^3/year) | 25 | 1.5743 | 1.5984 | 1.6176 | 1.6321 | 1.6413 | 1.6329 | 1.6308 | 1.6308 | 1.6308 | 1.6307 | 0.52357 | 0.54224 | 0.55971 | 0.57602 | 0.59087 | 0.59959 | 0.61078 | 0.623 | 0.63546 | 0.64816 | 0.33258 | 0.33923 | 0.34601 | 0.35294 | 0.35999 | 0.36719 | 0.37454 | 0.38203 | 0.38967 | 0.39746 | 0.19099 | 0.20301 | 0.21369 | 0.22309 | 0.23087 | 0.23239 | 0.23624 | 0.24097 | 0.24579 | 0.25069 | 4029649.9437 | 4009501.694 | 3989454.1855 | 3969506.9146 | 3949659.38 | 3929911.0831 | 3910261.5277 | 3890710.22 | 3871256.6689 | 3851900.3856 | 4029649.9437 | 4009501.694 | 3989454.1855 | 3969506.9146 | 3949659.38 | 3929911.0831 | 3910261.5277 | 3890710.22 | 3871256.6689 | 3851900.3856 | 3881.7309 | 11231.5815 | 21407.6333 | 34770.7331 | 50777.3105 | 68876.2235 | 88536.8204 | 109523.9184 | 131463.4637 | 154172.9358 | 3881.7309 | 7349.8505 | 10176.0518 | 13363.0998 | 16006.5774 | 18098.913 | 19660.5969 | 20987.098 | 21939.5452 | 22709.4721
Com ¦ Condensing Water Heaters | ROB | C_Accommodation | Greater Toronto Area | Water Heating | Commercial | Com ¦ Water Heating | End Use Consumption (m^3/year) | 13 | 1.5536 | 1.5892 | 1.6159 | 1.6352 | 1.6466 | 1.6465 | 1.6432 | 1.6432 | 1.6432 | 1.6432 | 0.24404 | 0.25463 | 0.26408 | 0.27258 | 0.27997 | 0.28555 | 0.29068 | 0.29649 | 0.30242 | 0.30847 | 0.15708 | 0.16022 | 0.16343 | 0.1667 | 0.17003 | 0.17343 | 0.1769 | 0.18044 | 0.18405 | 0.18773 | 0.086963 | 0.094409 | 0.10066 | 0.10589 | 0.10994 | 0.11212 | 0.11378 | 0.11606 | 0.11838 | 0.12075 | 160184.9155 | 159383.991 | 158587.071 | 157794.1356 | 157005.165 | 156220.1391 | 155439.0384 | 154661.8433 | 153888.534 | 153119.0914 | 160184.9155 | 159383.991 | 158587.071 | 157794.1356 | 157005.165 | 156220.1391 | 155439.0384 | 154661.8433 | 153888.534 | 153119.0914 | 4986.0663 | 9741.9007 | 14260.7504 | 18671.0653 | 22937.1222 | 27041.7691 | 30975.5899 | 34754.6418 | 38379.9321 | 41863.9907 | 4986.0663 | 4755.8344 | 4518.8496 | 4410.3149 | 4266.0569 | 4104.6469 | 3933.8209 | 3779.0518 | 3625.2903 | 3484.0586
Com ¦ Demand Control Kitchen Ventilation | ROB | C_Accommodation | Greater Toronto Area | Space Heating/Ventilation | Commercial | NA | per building | 15 | 4.3624 | 4.408 | 4.4448 | 4.4736 | 4.4933 | 4.4812 | 4.4808 | 4.4844 | 4.4881 | 4.4919 | 65435.9299 | 67442.9283 | 69366.2343 | 71211.5723 | 72954.905 | 74214.772 | 75691.2479 | 77268.2103 | 78878.4803 | 80524.0625 | 15000 | 15300 | 15606 | 15918.12 | 16236.4824 | 16561.212 | 16892.4363 | 17230.285 | 17574.8907 | 17926.3885 | 50435.9299 | 52142.9283 | 53760.2343 | 55293.4523 | 56718.4226 | 57653.56 | 58798.8116 | 60037.9253 | 61303.5896 | 62597.674 | 7849.4694 | 7810.2221 | 7771.171 | 7732.3151 | 7693.6535 | 7655.1853 | 7616.9093 | 7578.8248 | 7540.9307 | 7503.226 | 7849.4694 | 7810.2221 | 7771.171 | 7732.3151 | 7693.6535 | 7655.1853 | 7616.9093 | 7578.8248 | 7540.9307 | 7503.226 | 358.5929 | 700.3071 | 1025.9096 | 1337.1923 | 1634.4574 | 1918.0916 | 2188.4954 | 2446.2523 | 2691.7844 | 2925.5944 | 358.5929 | 341.7141 | 325.6025 | 311.2827 | 297.2652 | 283.6341 | 270.4038 | 257.7569 | 245.5321 | 233.81
Com ¦ Near Condensing Boiler¦ Std Baseline | ROB | C_Accommodation | Greater Toronto Area | Space Heating/Ventilation | Commercial | Com¦Boiler¦Std | End Use Consumption (m^3/year) | 25 | 4.3784 | 4.4456 | 4.4989 | 4.5392 | 4.5649 | 4.5415 | 4.5355 | 4.5356 | 4.5355 | 4.5355 | 0.29918 | 0.30985 | 0.31983 | 0.32915 | 0.33764 | 0.34262 | 0.34902 | 0.356 | 0.36312 | 0.37037 | 0.068331 | 0.069697 | 0.071091 | 0.072513 | 0.073963 | 0.075443 | 0.076952 | 0.078491 | 0.08006 | 0.081662 | 0.23085 | 0.24015 | 0.24874 | 0.25664 | 0.26367 | 0.26718 | 0.27206 | 0.27751 | 0.28306 | 0.28871 | 2302657.1107 | 2291143.8251 | 2279688.106 | 2268289.6655 | 2256948.2171 | 2245663.4761 | 2234435.1587 | 2223262.9829 | 2212146.668 | 2201085.9346 | 2302657.1107 | 2291143.8251 | 2279688.106 | 2268289.6655 | 2256948.2171 | 2245663.4761 | 2234435.1587 | 2223262.9829 | 2212146.668 | 2201085.9346 | 57450.5922 | 109213.0402 | 155554.5276 | 197191.078 | 234332.4252 | 267263.7197 | 296299.8126 | 321834.8194 | 344201.7416 | 363757.6971 | 57450.5922 | 51762.448 | 46341.4874 | 41636.5504 | 37141.3471 | 32931.2945 | 29036.0929 | 25535.0068 | 22366.9221 | 19555.9555
Com ¦ Tankless Water Heaters | ROB | C_Accommodation | Greater Toronto Area | Water Heating | Commercial | Com ¦ Water Heating | End Use Consumption (m^3/year) | 18 | 0.54413 | 0.55403 | 0.56143 | 0.5668 | 0.56995 | 0.56992 | 0.56902 | 0.56902 | 0.56901 | 0.56902 | 0.46011 | 0.47785 | 0.49392 | 0.50862 | 0.52167 | 0.53208 | 0.54186 | 0.5527 | 0.56375 | 0.57503 | 0.84559 | 0.8625 | 0.87976 | 0.89735 | 0.9153 | 0.9336 | 0.95228 | 0.97132 | 0.99075 | 1.0106 | -0.38548 | -0.38465 | -0.38583 | -0.38873 | -0.39362 | -0.40152 | -0.41041 | -0.41862 | -0.427 | -0.43553 | 239528.8457 | 238331.2014 | 237139.5454 | 235953.8477 | 234774.0785 | 233600.2081 | 232432.207 | 231270.046 | 230113.6958 | 228963.1273 | 0 | 0 | 0 | 0 | 0 | 0 | 0 | 0 | 0 | 0 | 0 | 0 | 0 | 0 | 0 | 0 | 0 | 0 | 0 | 0 | 0 | 0 | 0 | 0 | 0 | 0 | 0 | 0 | 0 | 0
Com ¦ Air Curtains | NEW | C_Colleges & Universities | Greater Toronto Area | Space Heating/Ventilation | Commercial | NA | Shipping door | 15 | 5.3878 | 5.504 | 5.5961 | 5.6658 | 5.7101 | 5.6694 | 5.659 | 5.6589 | 5.6587 | 5.6585 | 54793.8552 | 57095.1782 | 59211.3087 | 61147.8426 | 62858.8782 | 63658.8135 | 64812.7081 | 66108.1395 | 67428.0058 | 68773.4309 | 10170 | 10373.4 | 10580.868 | 10792.4854 | 11008.3351 | 11228.5018 | 11453.0718 | 11682.1332 | 11915.7759 | 12154.0914 | 44623.8552 | 46721.7782 | 48630.4407 | 50355.3572 | 51850.5432 | 52430.3118 | 53359.6363 | 54426.0063 | 55512.2299 | 56619.3395 | 0.42922 | 0.87218 | 1.3294 | 1.8014 | 2.2887 | 2.792 | 3.3118 | 3.8488 | 4.4035 | 4.9768 | 0.42922 | 0.87218 | 1.3294 | 1.8014 | 2.2887 | 2.792 | 3.3118 | 3.8488 | 4.4035 | 4.9768 | 0.30734 | 0.62451 | 0.9589 | 1.3108 | 1.6813 | 2.0707 | 2.479 | 2.9065 | 3.3537 | 3.8208 | 0.30734 | 0.31717 | 0.33439 | 0.35189 | 0.37055 | 0.38934 | 0.40832 | 0.42754 | 0.44716 | 0.46708
Com ¦ Condensing Boiler ¦ Near Cond Baseline | NEW | C_Colleges & Universities | Greater Toronto Area | Space Heating/Ventilation | Commercial | NA | End Use Consumption (m^3/year) | 25 | 1.0302 | 1.046 | 1.0586 | 1.0681 | 1.0741 | 1.0686 | 1.0672 | 1.0672 | 1.0672 | 1.0672 | 0.22439 | 0.23239 | 0.23987 | 0.24687 | 0.25323 | 0.25697 | 0.26176 | 0.267 | 0.27234 | 0.27778 | 0.2178 | 0.22216 | 0.2266 | 0.23114 | 0.23576 | 0.24047 | 0.24528 | 0.25019 | 0.25519 | 0.2603 | 0.0065823 | 0.010226 | 0.013271 | 0.01573 | 0.01747 | 0.016492 | 0.016479 | 0.016811 | 0.017145 | 0.017485 | 85371.8821 | 173390.2925 | 264152.6406 | 357759.8317 | 454316.3932 | 553930.6049 | 656714.6341 | 762784.6757 | 872261.0973 | 985268.5891 | 85371.8821 | 173390.2925 | 264152.6406 | 357759.8317 | 454316.3932 | 553930.6049 | 656714.6341 | 762784.6757 | 872261.0973 | 985268.5891 | 9116.2174 | 18515.0375 | 27560.9086 | 35926.3543 | 45626.0255 | 56042.4943 | 66808.2304 | 77651.2379 | 88763.0615 | 100067.814 | 9116.2174 | 9398.8201 | 9045.8711 | 8365.4456 | 9699.6712 | 10416.4688 | 10765.736 | 10843.0075 | 11111.8236 | 11304.7524
Com ¦ Condensing Boiler ¦ Std Baseline | NEW | C_Colleges & Universities | Greater Toronto Area | Space Heating/Ventilation | Commercial | Com¦Boiler¦Std | End Use Consumption (m^3/year) | 25 | 1.5743 | 1.5984 | 1.6176 | 1.6321 | 1.6413 | 1.6329 | 1.6308 | 1.6308 | 1.6308 | 1.6307 | 0.52357 | 0.54224 | 0.55971 | 0.57602 | 0.59087 | 0.59959 | 0.61078 | 0.623 | 0.63546 | 0.64816 | 0.33258 | 0.33923 | 0.34601 | 0.35294 | 0.35999 | 0.36719 | 0.37454 | 0.38203 | 0.38967 | 0.39746 | 0.19099 | 0.20301 | 0.21369 | 0.22309 | 0.23087 | 0.23239 | 0.23624 | 0.24097 | 0.24579 | 0.25069 | 199201.0582 | 404577.3491 | 616356.1613 | 834772.9406 | 1060071.5841 | 1292504.7447 | 1532334.1462 | 1779830.91 | 2035275.8936 | 2298960.0413 | 199201.0582 | 404577.3491 | 616356.1613 | 834772.9406 | 1060071.5841 | 1292504.7447 | 1532334.1462 | 1779830.91 | 2035275.8936 | 2298960.0413 | 4797.4381 | 9743.5968 | 19931.3736 | 35218.6263 | 56920.211 | 85018.4842 | 119370.8129 | 159747.9045 | 206366.0728 | 259110.1724 | 4797.4381 | 4946.1587 | 10187.7768 | 15287.2527 | 21701.5848 | 28098.2732 | 34352.3287 | 40377.0916 | 46618.1684 | 52744.0995
Com ¦ Condensing Water Heaters | NEW | C_Colleges & Universities | Greater Toronto Area | Water Heating | Commercial | Com ¦ Water Heating | End Use Consumption (m^3/year) | 13 | 1.5536 | 1.5892 | 1.6159 | 1.6352 | 1.6466 | 1.6465 | 1.6432 | 1.6432 | 1.6432 | 1.6432 | 0.24404 | 0.25463 | 0.26408 | 0.27258 | 0.27997 | 0.28555 | 0.29068 | 0.29649 | 0.30242 | 0.30847 | 0.15708 | 0.16022 | 0.16343 | 0.1667 | 0.17003 | 0.17343 | 0.1769 | 0.18044 | 0.18405 | 0.18773 | 0.086963 | 0.094409 | 0.10066 | 0.10589 | 0.10994 | 0.11212 | 0.11378 | 0.11606 | 0.11838 | 0.12075 | 2001.261 | 4064.5611 | 6192.1838 | 8386.4943 | 10649.9431 | 12985.0684 | 15394.4995 | 17880.9603 | 20447.2724 | 23096.3588 | 2001.261 | 4064.5611 | 6192.1838 | 8386.4943 | 10649.9431 | 12985.0684 | 15394.4995 | 17880.9603 | 20447.2724 | 23096.3588 | 1119.9365 | 2274.5911 | 3474.8633 | 4717.7225 | 6033.8158 | 7415.7173 | 8859.4953 | 10362.5081 | 11928.8216 | 13558.5852 | 1119.9365 | 1154.6546 | 1200.2722 | 1242.8592 | 1316.0933 | 1381.9015 | 1443.778 | 1503.0128 | 1566.3135 | 1629.7636
Com ¦ High perf.glazings ¦ New | NEW | C_Colleges & Universities | Greater Toronto Area | Space Heating/Ventilation | Commercial | Windows New | End Use Consumption (m^3/year) | 30 | 1.6157 | 1.6383 | 1.6563 | 1.6698 | 1.6785 | 1.6706 | 1.6686 | 1.6686 | 1.6686 | 1.6686 | 0.40969 | 0.42374 | 0.43695 | 0.44934 | 0.4607 | 0.46771 | 0.47649 | 0.48602 | 0.49574 | 0.50565 | 0.25357 | 0.25864 | 0.26382 | 0.26909 | 0.27447 | 0.27996 | 0.28556 | 0.29127 | 0.2971 | 0.30304 | 0.15612 | 0.1651 | 0.17313 | 0.18025 | 0.18623 | 0.18774 | 0.19093 | 0.19475 | 0.19864 | 0.2026 | 56778.3201 | 115316.7681 | 175680.1281 | 237935.5092 | 302152.4296 | 368402.903 | 436761.5284 | 507305.5837 | 580115.1219 | 655273.0707 | 56778.3201 | 115316.7681 | 175680.1281 | 237935.5092 | 302152.4296 | 368402.903 | 436761.5284 | 507305.5837 | 580115.1219 | 655273.0707 | 17620.1089 | 35786.4412 | 54268.9559 | 72804.6556 | 92993.2622 | 114347.9768 | 136581.043 | 159481.1946 | 183208.1282 | 207709.2529 | 17620.1089 | 18166.3323 | 18482.5146 | 18535.6998 | 20188.6066 | 21354.7146 | 22233.0662 | 22900.1516 | 23726.9336 | 24501.1248
Com ¦ Near Condensing Boiler¦ Std Baseline | NEW | C_Colleges & Universities | Greater Toronto Area | Space Heating/Ventilation | Commercial | Com¦Boiler¦Std | End Use Consumption (m^3/year) | 25 | 4.3784 | 4.4456 | 4.4989 | 4.5392 | 4.5649 | 4.5415 | 4.5355 | 4.5356 | 4.5355 | 4.5355 | 0.29918 | 0.30985 | 0.31983 | 0.32915 | 0.33764 | 0.34262 | 0.34902 | 0.356 | 0.36312 | 0.37037 | 0.068331 | 0.069697 | 0.071091 | 0.072513 | 0.073963 | 0.075443 | 0.076952 | 0.078491 | 0.08006 | 0.081662 | 0.23085 | 0.24015 | 0.24874 | 0.25664 | 0.26367 | 0.26718 | 0.27206 | 0.27751 | 0.28306 | 0.28871 | 113829.1761 | 231187.0566 | 352203.5207 | 477013.1089 | 605755.1909 | 738574.1398 | 875619.5121 | 1017046.2343 | 1163014.7963 | 1313691.4522 | 113829.1761 | 231187.0566 | 352203.5207 | 477013.1089 | 605755.1909 | 738574.1398 | 875619.5121 | 1017046.2343 | 1163014.7963 | 1313691.4522 | 71003.2881 | 144207.6782 | 214970.6825 | 282943.6602 | 348348.9748 | 410853.9442 | 470271.0808 | 526505.6739 | 579593.6085 | 629567.1068 | 71003.2881 | 73204.39 | 70763.0044 | 67972.9776 | 65405.3146 | 62504.9693 | 59417.1366 | 56234.5931 | 53087.9346 | 49973.4983
Com ¦ Super High Perf Glazing ¦New | NEW | C_Colleges & Universities | Greater Toronto Area | Space Heating/Ventilation | Commercial | Windows New | End Use Consumption (m^3/year) | 30 | 0.53856 | 0.54611 | 0.55209 | 0.55662 | 0.5595 | 0.55687 | 0.5562 | 0.5562 | 0.5562 | 0.55619 | 0.61454 | 0.63561 | 0.65542 | 0.67401 | 0.69106 | 0.70156 | 0.71473 | 0.72903 | 0.74361 | 0.75847 | 1.1411 | 1.1639 | 1.1872 | 1.2109 | 1.2351 | 1.2598 | 1.285 | 1.3107 | 1.3369 | 1.3637 | -0.52653 | -0.52828 | -0.53175 | -0.5369 | -0.54407 | -0.55828 | -0.5703 | -0.5817 | -0.59334 | -0.60522 | 85167.4801 | 172975.1521 | 263520.1921 | 356903.2638 | 453228.6444 | 552604.3544 | 655142.2926 | 760958.3756 | 870172.6828 | 982909.6061 | 0 | 0 | 0 | 0 | 0 | 0 | 0 | 0 | 0 | 0 | 0 | 0 | 0 | 0 | 0 | 0 | 0 | 0 | 0 | 0 | 0 | 0 | 0 | 0 | 0 | 0 | 0 | 0 | 0 | 0
Com ¦ Tankless Water Heaters | NEW | C_Colleges & Universities | Greater Toronto Area | Water Heating | Commercial | Com ¦ Water Heating | End Use Consumption (m^3/year) | 18 | 0.54413 | 0.55403 | 0.56143 | 0.5668 | 0.56995 | 0.56992 | 0.56902 | 0.56902 | 0.56901 | 0.56902 | 0.46011 | 0.47785 | 0.49392 | 0.50862 | 0.52167 | 0.53208 | 0.54186 | 0.5527 | 0.56375 | 0.57503 | 0.84559 | 0.8625 | 0.87976 | 0.89735 | 0.9153 | 0.9336 | 0.95228 | 0.97132 | 0.99075 | 1.0106 | -0.38548 | -0.38465 | -0.38583 | -0.38873 | -0.39362 | -0.40152 | -0.41041 | -0.41862 | -0.427 | -0.43553 | 2992.5398 | 6077.8484 | 9259.3402 | 12540.5523 | 15925.1486 | 19416.9247 | 23019.8123 | 26737.8846 | 30575.3606 | 34536.6113 | 0 | 0 | 0 | 0 | 0 | 0 | 0 | 0 | 0 | 0 | 0 | 0 | 0 | 0 | 0 | 0 | 0 | 0 | 0 | 0 | 0 | 0 | 0 | 0 | 0 | 0 | 0 | 0 | 0 | 0
Com ¦ Waste Water Heat Recovery ¦New | NEW | C_Colleges & Universities | Greater Toronto Area | Water Heating | Commercial | NA | Meal per day | 25 | 4.7243 | 4.7949 | 4.8477 | 4.8859 | 4.9085 | 4.9083 | 4.9019 | 4.902 | 4.902 | 4.9022 | 16.1099 | 16.6775 | 17.1984 | 17.6809 | 18.1176 | 18.4794 | 18.8244 | 19.2011 | 19.5853 | 19.9776 | 3.41 | 3.4782 | 3.5478 | 3.6187 | 3.6911 | 3.7649 | 3.8402 | 3.917 | 3.9954 | 4.0753 | 12.6999 | 13.1993 | 13.6506 | 14.0621 | 14.4265 | 14.7144 | 14.9842 | 15.2841 | 15.5899 | 15.9023 | 641.2305 | 1302.9804 | 1986.0249 | 2691.1679 | 3419.2429 | 4171.1141 | 4947.6778 | 5749.8632 | 6578.6338 | 7434.9888 | 641.2305 | 1302.9804 | 1986.0249 | 2691.1679 | 3419.2429 | 4171.1141 | 4947.6778 | 5749.8632 | 6578.6338 | 7434.9888 | 440.826 | 895.7584 | 1377.6649 | 1885.8155 | 2422.8743 | 2987.9688 | 3580.6358 | 4200.611 | 4848.3681 | 5524.0691 | 440.826 | 454.9324 | 481.9065 | 508.1506 | 537.0587 | 565.0945 | 592.6671 | 619.9752 | 647.7571 | 675.701
Com ¦ Air Sealing | RET | C_Colleges & Universities | Greater Toronto Area | Space Heating/Ventilation | Commercial | NA | Floor area (1000m2) | 6 | 0.7443 | 0.77842 | 0.80548 | 0.82599 | 0.83903 | 0.82713 | 0.82412 | 0.82415 | 0.82415 | 0.82412 | 0.06258 | 0.066757 | 0.07046 | 0.073699 | 0.07636 | 0.076782 | 0.078033 | 0.079597 | 0.081189 | 0.082809 | 0.084079 | 0.08576 | 0.087476 | 0.089225 | 0.09101 | 0.09283 | 0.094686 | 0.09658 | 0.098512 | 0.10048 | -0.021499 | -0.019003 | -0.017016 | -0.015526 | -0.01465 | -0.016047 | -0.016654 | -0.016984 | -0.017323 | -0.017673 | 181.2771 | 180.3707 | 179.4688 | 178.5715 | 177.6786 | 176.7902 | 175.9063 | 175.0267 | 174.1516 | 173.2809 | 0 | 0 | 0 | 0 | 0 | 0 | 0 | 0 | 0 | 0 | 0 | 0 | 0 | 0 | 0 | 0 | 0 | 0 | 0 | 0 | 0 | 0 | 0 | 0 | 0 | 0 | 0 | 0 | 0 | 0
Com ¦ Building Controls and Automation Systems | RET | C_Colleges & Universities | Greater Toronto Area | Space Heating/Ventilation | Commercial | NA | Customer Segment Consumption (m^3/year) | 11 | 1.6349 | 1.6788 | 1.7136 | 1.7399 | 1.7567 | 1.7414 | 1.7375 | 1.7375 | 1.7375 | 1.7375 | 0.21383 | 0.22396 | 0.23317 | 0.24149 | 0.2487 | 0.25146 | 0.25592 | 0.26104 | 0.26626 | 0.27158 | 0.13079 | 0.13341 | 0.13607 | 0.13879 | 0.14157 | 0.1444 | 0.14729 | 0.15024 | 0.15324 | 0.15631 | 0.083038 | 0.090553 | 0.097099 | 0.1027 | 0.10713 | 0.10706 | 0.10863 | 0.1108 | 0.11302 | 0.11528 | 3424715.5317 | 3407591.954 | 3390553.9942 | 3373601.2243 | 3356733.2181 | 3339949.552 | 3323249.8043 | 3306633.5553 | 3290100.3875 | 3273649.8856 | 3424715.5317 | 3407591.954 | 3390553.9942 | 3373601.2243 | 3356733.2181 | 3339949.552 | 3323249.8043 | 3306633.5553 | 3290100.3875 | 3273649.8856 | 138363.9386 | 279047.9701 | 420921.845 | 565489.5537 | 711148.2735 | 856577.5559 | 1000590.4382 | 1142499.4805 | 1281392.9753 | 1416627.995 | 138363.9386 | 140684.0315 | 141873.8749 | 144567.7088 | 145658.7198 | 145429.2823 | 144012.8823 | 141909.0423 | 138893.4949 | 135235.0197
Com ¦ Heat Reflector Panels | RET | C_Colleges & Universities | Greater Toronto Area | Space Heating/Ventilation | Commercial | NA | End Use Consumption (m^3/year) | 18 | 2.0191 | 2.0568 | 2.0867 | 2.1094 | 2.1238 | 2.1106 | 2.1073 | 2.1073 | 2.1073 | 2.1073 | 0.092157 | 0.095756 | 0.099092 | 0.10217 | 0.10493 | 0.10636 | 0.10832 | 0.11049 | 0.1127 | 0.11495 | 0.045643 | 0.046556 | 0.047487 | 0.048437 | 0.049405 | 0.050393 | 0.051401 | 0.052429 | 0.053478 | 0.054547 | 0.046514 | 0.049201 | 0.051605 | 0.053734 | 0.055522 | 0.055969 | 0.056917 | 0.058057 | 0.059217 | 0.0604 | 185191.4924 | 184265.5349 | 183344.2072 | 182427.4862 | 181515.3488 | 180607.772 | 179704.7332 | 178806.2095 | 177912.1785 | 177022.6176 | 185191.4924 | 184265.5349 | 183344.2072 | 182427.4862 | 181515.3488 | 180607.772 | 179704.7332 | 178806.2095 | 177912.1785 | 177022.6176 | 6927.7864 | 13931.4424 | 20951.6602 | 28127.4395 | 35367.8521 | 42604.1844 | 49777.6731 | 56865.8842 | 63827.9495 | 70640.6659 | 6927.7864 | 7003.656 | 7020.2178 | 7175.7792 | 7240.4126 | 7236.3323 | 7173.4887 | 7088.2111 | 6962.0653 | 6812.7163
Com ¦ Heat/Energy Recovery Ventilation | RET | C_Colleges & Universities | Greater Toronto Area | Space Heating/Ventilation | Commercial | NA | End Use Consumption (m^3/year) | 15 | 1.781 | 1.8187 | 1.8486 | 1.8713 | 1.8857 | 1.8726 | 1.8692 | 1.8693 | 1.8692 | 1.8692 | 0.40645 | 0.42336 | 0.43893 | 0.45319 | 0.46582 | 0.47182 | 0.4804 | 0.49002 | 0.49982 | 0.5098 | 0.22821 | 0.23278 | 0.23743 | 0.24218 | 0.24703 | 0.25197 | 0.25701 | 0.26215 | 0.26739 | 0.27274 | 0.17824 | 0.19059 | 0.2015 | 0.21101 | 0.21879 | 0.21985 | 0.2234 | 0.22787 | 0.23243 | 0.23707 | 2986212.8145 | 2971281.7505 | 2956425.3417 | 2941643.215 | 2926934.9989 | 2912300.3239 | 2897738.8223 | 2883250.1282 | 2868833.8776 | 2854489.7082 | 2986212.8145 | 2971281.7505 | 2956425.3417 | 2941643.215 | 2926934.9989 | 2912300.3239 | 2897738.8223 | 2883250.1282 | 2868833.8776 | 2854489.7082 | 111710.555 | 224644.5087 | 337845.5212 | 453554.9613 | 570306.6152 | 686992.4736 | 802664.9789 | 916962.3822 | 1029225.6858 | 1139080.7369 | 111710.555 | 112933.9536 | 113201.0125 | 115709.4401 | 116751.6539 | 116685.8585 | 115672.5052 | 114297.4033 | 112263.3036 | 109855.0511
Com ¦ High perf.glazings ¦ Retro | RET | C_Colleges & Universities | Greater Toronto Area | Space Heating/Ventilation | Commercial | Windows Retro | End Use Consumption (m^3/year) | 30 | 1.1286 | 1.1444 | 1.1569 | 1.1664 | 1.1725 | 1.167 | 1.1656 | 1.1656 | 1.1656 | 1.1655 | 0.40969 | 0.42374 | 0.43695 | 0.44934 | 0.4607 | 0.46771 | 0.47649 | 0.48602 | 0.49574 | 0.50565 | 0.36301 | 0.37027 | 0.37767 | 0.38523 | 0.39293 | 0.40079 | 0.4088 | 0.41698 | 0.42532 | 0.43383 | 0.046685 | 0.053473 | 0.059275 | 0.064116 | 0.067774 | 0.066916 | 0.067683 | 0.069039 | 0.070417 | 0.071818 | 1377912.8897 | 1371023.3252 | 1364168.2086 | 1357347.3676 | 1350560.6307 | 1343807.8276 | 1337088.7884 | 1330403.3445 | 1323751.3278 | 1317132.5711 | 1377912.8897 | 1371023.3252 | 1364168.2086 | 1357347.3676 | 1350560.6307 | 1343807.8276 | 1337088.7884 | 1330403.3445 | 1323751.3278 | 1317132.5711 | 10046.7829 | 19232.6554 | 27313.5536 | 36236.0483 | 45378.219 | 54405.3872 | 63100.3607 | 71628.3441 | 79938.0661 | 88146.8793 | 10046.7829 | 9185.8725 | 8080.8982 | 8922.4947 | 9142.1706 | 9027.1683 | 8694.9735 | 8527.9834 | 8309.722 | 8208.8131
Com ¦ Operational Improvement | RET | C_Colleges & Universities | Greater Toronto Area | Cross Cutting/Behavioural | Commercial | NA | Customer Segment Consumption (m^3/year) | 5 | 2.0919 | 2.2142 | 2.3046 | 2.3725 | 2.4157 | 2.3793 | 2.3692 | 2.3692 | 2.3693 | 2.3693 | 0.051596 | 0.055707 | 0.05914 | 0.0621 | 0.064494 | 0.064795 | 0.065809 | 0.067124 | 0.06847 | 0.069841 | 0.024665 | 0.025158 | 0.025662 | 0.026175 | 0.026698 | 0.027232 | 0.027777 | 0.028332 | 0.028899 | 0.029477 | 0.026931 | 0.030548 | 0.033478 | 0.035925 | 0.037796 | 0.037563 | 0.038033 | 0.038792 | 0.039571 | 0.040364 | 2648803.419 | 2635559.4019 | 2622381.6049 | 2609269.6969 | 2596223.3484 | 2583242.2317 | 2570326.0205 | 2557474.3904 | 2544687.0184 | 2531963.5834 | 2648803.419 | 2635559.4019 | 2622381.6049 | 2609269.6969 | 2596223.3484 | 2583242.2317 | 2570326.0205 | 2557474.3904 | 2544687.0184 | 2531963.5834 | 129611.3129 | 263004.9799 | 399061.5604 | 536874.3166 | 675088.2103 | 812347.6488 | 947326.4852 | 1078820.4387 | 1205699.5036 | 1327004.4981 | 129611.3129 | 133393.6671 | 136056.5805 | 137812.7562 | 138213.8937 | 137259.4384 | 134978.8365 | 131493.9534 | 126879.0649 | 121304.9945
Com ¦ Roof Insulation Upgrade | RET | C_Colleges & Universities | Greater Toronto Area | Space Heating/Ventilation | Commercial | NA | Floor area (1000m2) | 20 | 0.96938 | 0.98631 | 0.99974 | 1.0099 | 1.0164 | 1.0105 | 1.009 | 1.009 | 1.009 | 1.009 | 0.36147 | 0.37513 | 0.38785 | 0.39962 | 0.41023 | 0.416 | 0.42369 | 0.43217 | 0.44081 | 0.44963 | 0.37288 | 0.38034 | 0.38795 | 0.39571 | 0.40362 | 0.41169 | 0.41993 | 0.42833 | 0.43689 | 0.44563 | -0.011417 | -0.0052059 | -0.00010224 | 0.0039177 | 0.0066095 | 0.0043095 | 0.0037681 | 0.0038478 | 0.0039229 | 0.0039953 | 101.5152 | 101.0076 | 100.5025 | 100 | 99.5 | 99.0025 | 98.5075 | 98.015 | 97.5249 | 97.0373 | 0 | 0 | 0 | 100 | 99.5 | 99.0025 | 98.5075 | 98.015 | 97.5249 | 97.0373 | 0 | 0 | 0 | 0.86644 | 1.7493 | 2.6259 | 3.4813 | 4.3264 | 5.1576 | 5.9827 | 0 | 0 | 0 | 0.86644 | 0.88287 | 0.87659 | 0.85538 | 0.84514 | 0.8312 | 0.82506
Com ¦ Super High Perf Glazing ¦Retro | RET | C_Colleges & Universities | Greater Toronto Area | Space Heating/Ventilation | Commercial | Windows Retro | End Use Consumption (m^3/year) | 30 | 0.53856 | 0.54611 | 0.55209 | 0.55662 | 0.5595 | 0.55687 | 0.5562 | 0.5562 | 0.5562 | 0.55619 | 0.61454 | 0.63561 | 0.65542 | 0.67401 | 0.69106 | 0.70156 | 0.71473 | 0.72903 | 0.74361 | 0.75847 | 1.1411 | 1.1639 | 1.1872 | 1.2109 | 1.2351 | 1.2598 | 1.285 | 1.3107 | 1.3369 | 1.3637 | -0.52653 | -0.52828 | -0.53175 | -0.5369 | -0.54407 | -0.55828 | -0.5703 | -0.5817 | -0.59334 | -0.60522 | 2066869.3345 | 2056534.9879 | 2046252.3129 | 2036021.0514 | 2025840.9461 | 2015711.7414 | 2005633.1827 | 1995605.0168 | 1985626.9917 | 1975698.8567 | 0 | 0 | 0 | 0 | 0 | 0 | 0 | 0 | 0 | 0 | 0 | 0 | 0 | 0 | 0 | 0 | 0 | 0 | 0 | 0 | 0 | 0 | 0 | 0 | 0 | 0 | 0 | 0 | 0 | 0
Com ¦ Wall Insulation Upgrade | RET | C_Colleges & Universities | Greater Toronto Area | Space Heating/Ventilation | Commercial | NA | Floor area (1000m2) | 20 | 0.23905 | 0.24323 | 0.24654 | 0.24904 | 0.25064 | 0.24918 | 0.24881 | 0.24882 | 0.24882 | 0.24881 | 0.29574 | 0.30693 | 0.31733 | 0.32697 | 0.33564 | 0.34037 | 0.34666 | 0.3536 | 0.36067 | 0.36788 | 1.2372 | 1.2619 | 1.2871 | 1.3129 | 1.3391 | 1.3659 | 1.3932 | 1.4211 | 1.4495 | 1.4785 | -0.94142 | -0.95498 | -0.96981 | -0.98592 | -1.0035 | -1.0256 | -1.0466 | -1.0675 | -1.0889 | -1.1106 | 326.2987 | 324.6672 | 323.0439 | 321.4287 | 319.8215 | 318.2224 | 316.6313 | 315.0481 | 313.4729 | 311.9055 | 0 | 0 | 0 | 0 | 0 | 0 | 0 | 0 | 0 | 0 | 0 | 0 | 0 | 0 | 0 | 0 | 0 | 0 | 0 | 0 | 0 | 0 | 0 | 0 | 0 | 0 | 0 | 0 | 0 | 0
Com ¦ Waste Water Heat Recovery ¦ Retro | RET | C_Colleges & Universities | Greater Toronto Area | Water Heating | Commercial | NA | Meal per day | 25 | 6.4896 | 6.5865 | 6.6591 | 6.7116 | 6.7426 | 6.7424 | 6.7336 | 6.7337 | 6.7337 | 6.7339 | 40.6249 | 42.0563 | 43.3699 | 44.5865 | 45.6878 | 46.6001 | 47.4702 | 48.4202 | 49.389 | 50.3783 | 6.26 | 6.3852 | 6.5129 | 6.6432 | 6.776 | 6.9115 | 7.0498 | 7.1908 | 7.3346 | 7.4813 | 34.3649 | 35.6711 | 36.857 | 37.9434 | 38.9118 | 39.6886 | 40.4204 | 41.2294 | 42.0544 | 42.897 | 38307.8806 | 38116.3412 | 37925.7595 | 37736.1307 | 37547.45 | 37359.7128 | 37172.9142 | 36987.0496 | 36802.1144 | 36618.1038 | 38307.8806 | 38116.3412 | 37925.7595 | 37736.1307 | 37547.45 | 37359.7128 | 37172.9142 | 36987.0496 | 36802.1144 | 36618.1038 | 1860.3229 | 3774.1861 | 5725.6514 | 7702.7012 | 9685.9656 | 11656.162 | 13594.4528 | 15483.8525 | 17308.3016 | 19054.1807 | 1860.3229 | 1913.8632 | 1951.4653 | 1977.0498 | 1983.2644 | 1970.1964 | 1938.2908 | 1889.3997 | 1824.4491 | 1745.8791
Com ¦ Air Curtains | ROB | C_Colleges & Universities | Greater Toronto Area | Space Heating/Ventilation | Commercial | NA | Shipping door | 15 | 5.3878 | 5.504 | 5.5961 | 5.6658 | 5.7101 | 5.6694 | 5.659 | 5.6589 | 5.6587 | 5.6585 | 54793.8552 | 57095.1782 | 59211.3087 | 61147.8426 | 62858.8782 | 63658.8135 | 64812.7081 | 66108.1395 | 67428.0058 | 68773.4309 | 10170 | 10373.4 | 10580.868 | 10792.4854 | 11008.3351 | 11228.5018 | 11453.0718 | 11682.1332 | 11915.7759 | 12154.0914 | 44623.8552 | 46721.7782 | 48630.4407 | 50355.3572 | 51850.5432 | 52430.3118 | 53359.6363 | 54426.0063 | 55512.2299 | 56619.3395 | 10.1685 | 10.1176 | 10.067 | 10.0167 | 9.9666 | 9.9168 | 9.8672 | 9.8179 | 9.7688 | 9.7199 | 10.1685 | 10.1176 | 10.067 | 10.0167 | 9.9666 | 9.9168 | 9.8672 | 9.8179 | 9.7688 | 9.7199 | 0.48879 | 0.95928 | 1.4121 | 1.8489 | 2.2699 | 2.6754 | 3.0654 | 3.4407 | 3.8014 | 4.1482 | 0.48879 | 0.47049 | 0.45279 | 0.43686 | 0.42102 | 0.40542 | 0.39007 | 0.37524 | 0.36076 | 0.34677
Com ¦ Condensing Boiler ¦ Std Baseline | ROB | C_Colleges & Universities | Greater Toronto Area | Space Heating/Ventilation | Commercial | Com¦Boiler¦Std | End Use Consumption (m^3/year) | 25 | 1.5743 | 1.5984 | 1.6176 | 1.6321 | 1.6413 | 1.6329 | 1.6308 | 1.6308 | 1.6308 | 1.6307 | 0.52357 | 0.54224 | 0.55971 | 0.57602 | 0.59087 | 0.59959 | 0.61078 | 0.623 | 0.63546 | 0.64816 | 0.33258 | 0.33923 | 0.34601 | 0.35294 | 0.35999 | 0.36719 | 0.37454 | 0.38203 | 0.38967 | 0.39746 | 0.19099 | 0.20301 | 0.21369 | 0.22309 | 0.23087 | 0.23239 | 0.23624 | 0.24097 | 0.24579 | 0.25069 | 4834269.5822 | 4810098.2343 | 4786047.7431 | 4762117.5044 | 4738306.9169 | 4714615.3823 | 4691042.3054 | 4667587.0939 | 4644249.1584 | 4621027.9126 | 4834269.5822 | 4810098.2343 | 4786047.7431 | 4762117.5044 | 4738306.9169 | 4714615.3823 | 4691042.3054 | 4667587.0939 | 4644249.1584 | 4621027.9126 | 4701.3161 | 13802.2638 | 26637.8739 | 43801.5752 | 64734.5869 | 88841.8684 | 115533.4454 | 144607.7474 | 175667.4873 | 208579.5713 | 4701.3161 | 9100.9477 | 12835.6101 | 17163.7013 | 20933.0117 | 24107.2815 | 26691.577 | 29074.302 | 31059.7399 | 32912.084
Com ¦ Condensing Water Heaters | ROB | C_Colleges & Universities | Greater Toronto Area | Water Heating | Commercial | Com ¦ Water Heating | End Use Consumption (m^3/year) | 13 | 1.5536 | 1.5892 | 1.6159 | 1.6352 | 1.6466 | 1.6465 | 1.6432 | 1.6432 | 1.6432 | 1.6432 | 0.24404 | 0.25463 | 0.26408 | 0.27258 | 0.27997 | 0.28555 | 0.29068 | 0.29649 | 0.30242 | 0.30847 | 0.15708 | 0.16022 | 0.16343 | 0.1667 | 0.17003 | 0.17343 | 0.1769 | 0.18044 | 0.18405 | 0.18773 | 0.086963 | 0.094409 | 0.10066 | 0.10589 | 0.10994 | 0.11212 | 0.11378 | 0.11606 | 0.11838 | 0.12075 | 48567.1881 | 48324.3521 | 48082.7304 | 47842.3167 | 47603.1051 | 47365.0896 | 47128.2642 | 46892.6228 | 46658.1597 | 46424.8689 | 48567.1881 | 48324.3521 | 48082.7304 | 47842.3167 | 47603.1051 | 47365.0896 | 47128.2642 | 46892.6228 | 46658.1597 | 46424.8689 | 1529.792 | 3008.2771 | 4433.3141 | 5845.6463 | 7233.7988 | 8592.0036 | 9916.8529 | 11213.3754 | 12481.5483 | 13725.31 | 1529.792 | 1478.4851 | 1425.0371 | 1412.3322 | 1388.1525 | 1358.2048 | 1324.8493 | 1296.5225 | 1268.1729 | 1243.7617
Com ¦ Near Condensing Boiler¦ Std Baseline | ROB | C_Colleges & Universities | Greater Toronto Area | Space Heating/Ventilation | Commercial | Com¦Boiler¦Std | End Use Consumption (m^3/year) | 25 | 4.3784 | 4.4456 | 4.4989 | 4.5392 | 4.5649 | 4.5415 | 4.5355 | 4.5356 | 4.5355 | 4.5355 | 0.29918 | 0.30985 | 0.31983 | 0.32915 | 0.33764 | 0.34262 | 0.34902 | 0.356 | 0.36312 | 0.37037 | 0.068331 | 0.069697 | 0.071091 | 0.072513 | 0.073963 | 0.075443 | 0.076952 | 0.078491 | 0.08006 | 0.081662 | 0.23085 | 0.24015 | 0.24874 | 0.25664 | 0.26367 | 0.26718 | 0.27206 | 0.27751 | 0.28306 | 0.28871 | 2762439.7613 | 2748627.5624 | 2734884.4246 | 2721210.0025 | 2707603.9525 | 2694065.9327 | 2680595.6031 | 2667192.6251 | 2653856.6619 | 2640587.3786 | 2762439.7613 | 2748627.5624 | 2734884.4246 | 2721210.0025 | 2707603.9525 | 2694065.9327 | 2680595.6031 | 2667192.6251 | 2653856.6619 | 2640587.3786 | 69580.6585 | 132794.6857 | 189866.7222 | 241595.5381 | 288161.2913 | 329858.192 | 367032.4885 | 400141.7825 | 429569.9816 | 455736.3359 | 69580.6585 | 63214.0273 | 57072.0364 | 51728.8159 | 46565.7532 | 41696.9007 | 37174.2965 | 33109.2941 | 29428.199 | 26166.3543
Com ¦ Tankless Water Heaters | ROB | C_Colleges & Universities | Greater Toronto Area | Water Heating | Commercial | Com ¦ Water Heating | End Use Consumption (m^3/year) | 18 | 0.54413 | 0.55403 | 0.56143 | 0.5668 | 0.56995 | 0.56992 | 0.56902 | 0.56902 | 0.56901 | 0.56902 | 0.46011 | 0.47785 | 0.49392 | 0.50862 | 0.52167 | 0.53208 | 0.54186 | 0.5527 | 0.56375 | 0.57503 | 0.84559 | 0.8625 | 0.87976 | 0.89735 | 0.9153 | 0.9336 | 0.95228 | 0.97132 | 0.99075 | 1.0106 | -0.38548 | -0.38465 | -0.38583 | -0.38873 | -0.39362 | -0.40152 | -0.41041 | -0.41862 | -0.427 | -0.43553 | 72623.8326 | 72260.7135 | 71899.4099 | 71539.9128 | 71182.2133 | 70826.3022 | 70472.1707 | 70119.8098 | 69769.2108 | 69420.3647 | 0 | 0 | 0 | 0 | 0 | 0 | 0 | 0 | 0 | 0 | 0 | 0 | 0 | 0 | 0 | 0 | 0 | 0 | 0 | 0 | 0 | 0 | 0 | 0 | 0 | 0 | 0 | 0 | 0 | 0
Com ¦ Air Curtains | NEW | C_Com - Other | Greater Toronto Area | Space Heating/Ventilation | Commercial | NA | Shipping door | 15 | 5.3878 | 5.504 | 5.5961 | 5.6658 | 5.7101 | 5.6694 | 5.659 | 5.6589 | 5.6587 | 5.6585 | 54793.8552 | 57095.1782 | 59211.3087 | 61147.8426 | 62858.8782 | 63658.8135 | 64812.7081 | 66108.1395 | 67428.0058 | 68773.4309 | 10170 | 10373.4 | 10580.868 | 10792.4854 | 11008.3351 | 11228.5018 | 11453.0718 | 11682.1332 | 11915.7759 | 12154.0914 | 44623.8552 | 46721.7782 | 48630.4407 | 50355.3572 | 51850.5432 | 52430.3118 | 53359.6363 | 54426.0063 | 55512.2299 | 56619.3395 | 15.2901 | 30.9777 | 47.0755 | 63.5968 | 80.5548 | 97.9636 | 115.8376 | 134.1914 | 153.0404 | 172.4003 | 15.2901 | 30.9777 | 47.0755 | 63.5968 | 80.5548 | 97.9636 | 115.8376 | 134.1914 | 153.0404 | 172.4003 | 10.9482 | 22.1811 | 33.9539 | 46.2696 | 59.1608 | 72.6246 | 86.6603 | 101.2681 | 116.4544 | 132.2222 | 10.9482 | 11.2329 | 11.7728 | 12.3157 | 12.8913 | 13.4638 | 14.0357 | 14.6078 | 15.1863 | 15.7678
Com ¦ Condensing Boiler ¦ Near Cond Baseline | NEW | C_Com - Other | Greater Toronto Area | Space Heating/Ventilation | Commercial | NA | End Use Consumption (m^3/year) | 25 | 1.0302 | 1.046 | 1.0586 | 1.0681 | 1.0741 | 1.0686 | 1.0672 | 1.0672 | 1.0672 | 1.0672 | 0.22439 | 0.23239 | 0.23987 | 0.24687 | 0.25323 | 0.25697 | 0.26176 | 0.267 | 0.27234 | 0.27778 | 0.2178 | 0.22216 | 0.2266 | 0.23114 | 0.23576 | 0.24047 | 0.24528 | 0.25019 | 0.25519 | 0.2603 | 0.0065823 | 0.010226 | 0.013271 | 0.01573 | 0.01747 | 0.016492 | 0.016479 | 0.016811 | 0.017145 | 0.017485 | 1228018.3641 | 2484281.1506 | 3769609.9037 | 5084849.0175 | 6430866.3764 | 7808554.0133 | 9218828.7872 | 10662633.0784 | 12140935.5044 | 13654731.6548 | 1228018.3641 | 2484281.1506 | 3769609.9037 | 5084849.0175 | 6430866.3764 | 7808554.0133 | 9218828.7872 | 10662633.0784 | 12140935.5044 | 13654731.6548 | 131130.7903 | 265277.5888 | 393380.4695 | 510920.1711 | 646135.5215 | 790197.8407 | 937912.1054 | 1085505.1897 | 1235552.6549 | 1386986.0997 | 131130.7903 | 134146.7985 | 128102.8808 | 117539.7016 | 135215.3504 | 144062.3192 | 147714.2647 | 147593.0842 | 150047.4652 | 151433.4448
Com ¦ Condensing Boiler ¦ Std Baseline | NEW | C_Com - Other | Greater Toronto Area | Space Heating/Ventilation | Commercial | Com¦Boiler¦Std | End Use Consumption (m^3/year) | 25 | 1.5743 | 1.5984 | 1.6176 | 1.6321 | 1.6413 | 1.6329 | 1.6308 | 1.6308 | 1.6308 | 1.6307 | 0.52357 | 0.54224 | 0.55971 | 0.57602 | 0.59087 | 0.59959 | 0.61078 | 0.623 | 0.63546 | 0.64816 | 0.33258 | 0.33923 | 0.34601 | 0.35294 | 0.35999 | 0.36719 | 0.37454 | 0.38203 | 0.38967 | 0.39746 | 0.19099 | 0.20301 | 0.21369 | 0.22309 | 0.23087 | 0.23239 | 0.23624 | 0.24097 | 0.24579 | 0.25069 | 2865376.1829 | 5796656.018 | 8795756.442 | 11864647.7076 | 15005354.8782 | 18219959.3644 | 21510600.5035 | 24879477.183 | 28328849.5103 | 31861040.5279 | 2865376.1829 | 5796656.018 | 8795756.442 | 11864647.7076 | 15005354.8782 | 18219959.3644 | 21510600.5035 | 24879477.183 | 28328849.5103 | 31861040.5279 | 69007.9915 | 139603.1668 | 283380.0284 | 496958.7825 | 797352.3181 | 1182832.0809 | 1650067.9021 | 2194678.4975 | 2818368.324 | 3518406.1067 | 69007.9915 | 70595.1753 | 143776.8616 | 213578.7541 | 300393.5356 | 385479.7627 | 467235.8212 | 544610.5954 | 623689.8265 | 700037.7827
Com ¦ Condensing Water Heaters | NEW | C_Com - Other | Greater Toronto Area | Water Heating | Commercial | Com ¦ Water Heating | End Use Consumption (m^3/year) | 13 | 1.5536 | 1.5892 | 1.6159 | 1.6352 | 1.6466 | 1.6465 | 1.6432 | 1.6432 | 1.6432 | 1.6432 | 0.24404 | 0.25463 | 0.26408 | 0.27258 | 0.27997 | 0.28555 | 0.29068 | 0.29649 | 0.30242 | 0.30847 | 0.15708 | 0.16022 | 0.16343 | 0.1667 | 0.17003 | 0.17343 | 0.1769 | 0.18044 | 0.18405 | 0.18773 | 0.086963 | 0.094409 | 0.10066 | 0.10589 | 0.10994 | 0.11212 | 0.11378 | 0.11606 | 0.11838 | 0.12075 | 16161.9412 | 32695.607 | 49611.8098 | 66921.6627 | 84636.5879 | 102768.3253 | 121328.9418 | 140330.8401 | 159786.7681 | 179709.8288 | 16161.9412 | 32695.607 | 49611.8098 | 66921.6627 | 84636.5879 | 102768.3253 | 121328.9418 | 140330.8401 | 159786.7681 | 179709.8288 | 9044.4716 | 18296.966 | 27839.4003 | 37642.0371 | 47939.4439 | 58665.1143 | 69781.0154 | 81259.8587 | 93125.7953 | 105372.9183 | 9044.4716 | 9252.4944 | 9542.4343 | 9802.6368 | 10297.4068 | 10725.6704 | 11115.9011 | 11478.8433 | 11865.9365 | 12247.123
Com ¦ High perf.glazings ¦ New | NEW | C_Com - Other | Greater Toronto Area | Space Heating/Ventilation | Commercial | Windows New | End Use Consumption (m^3/year) | 30 | 1.6157 | 1.6383 | 1.6563 | 1.6698 | 1.6785 | 1.6706 | 1.6686 | 1.6686 | 1.6686 | 1.6686 | 0.40969 | 0.42374 | 0.43695 | 0.44934 | 0.4607 | 0.46771 | 0.47649 | 0.48602 | 0.49574 | 0.50565 | 0.25357 | 0.25864 | 0.26382 | 0.26909 | 0.27447 | 0.27996 | 0.28556 | 0.29127 | 0.2971 | 0.30304 | 0.15612 | 0.1651 | 0.17313 | 0.18025 | 0.18623 | 0.18774 | 0.19093 | 0.19475 | 0.19864 | 0.2026 | 816718.7843 | 1652222.1007 | 2507056.3339 | 3381783.0657 | 4276979.5001 | 5193238.9022 | 6131171.0476 | 7091402.6859 | 8074578.0157 | 9081359.1745 | 816718.7843 | 1652222.1007 | 2507056.3339 | 3381783.0657 | 4276979.5001 | 5193238.9022 | 6131171.0476 | 7091402.6859 | 8074578.0157 | 9081359.1745 | 253453.6761 | 512736.7867 | 774476.4614 | 1034914.5437 | 1316347.716 | 1611688.5794 | 1916743.3128 | 2228455.6638 | 2548849.3792 | 2877054.5654 | 253453.6761 | 259283.1106 | 261739.6747 | 260438.0822 | 281433.1724 | 295340.8633 | 305054.7334 | 311712.351 | 320393.7154 | 328205.1862
Com ¦ Near Condensing Boiler¦ Std Baseline | NEW | C_Com - Other | Greater Toronto Area | Space Heating/Ventilation | Commercial | Com¦Boiler¦Std | End Use Consumption (m^3/year) | 25 | 4.3784 | 4.4456 | 4.4989 | 4.5392 | 4.5649 | 4.5415 | 4.5355 | 4.5356 | 4.5355 | 4.5355 | 0.29918 | 0.30985 | 0.31983 | 0.32915 | 0.33764 | 0.34262 | 0.34902 | 0.356 | 0.36312 | 0.37037 | 0.068331 | 0.069697 | 0.071091 | 0.072513 | 0.073963 | 0.075443 | 0.076952 | 0.078491 | 0.08006 | 0.081662 | 0.23085 | 0.24015 | 0.24874 | 0.25664 | 0.26367 | 0.26718 | 0.27206 | 0.27751 | 0.28306 | 0.28871 | 1637357.8188 | 3312374.8674 | 5026146.5383 | 6779798.6901 | 8574488.5018 | 10411405.3511 | 12291771.7163 | 14216844.1046 | 16187914.0059 | 18206308.8731 | 1637357.8188 | 3312374.8674 | 5026146.5383 | 6779798.6901 | 8574488.5018 | 10411405.3511 | 12291771.7163 | 14216844.1046 | 16187914.0059 | 18206308.8731 | 1021335.592 | 2066161.9027 | 3068830.2998 | 4025313.2071 | 4939492.9976 | 5807464.4218 | 6627331.6919 | 7398450.3189 | 8121924.0291 | 8798755.4616 | 1021335.592 | 1044826.3106 | 1002668.3971 | 956482.9073 | 914179.7905 | 867971.4242 | 819867.2702 | 771118.627 | 723473.7102 | 676831.4325
Com ¦ Super High Perf Glazing ¦New | NEW | C_Com - Other | Greater Toronto Area | Space Heating/Ventilation | Commercial | Windows New | End Use Consumption (m^3/year) | 30 | 0.53856 | 0.54611 | 0.55209 | 0.55662 | 0.5595 | 0.55687 | 0.5562 | 0.5562 | 0.5562 | 0.55619 | 0.61454 | 0.63561 | 0.65542 | 0.67401 | 0.69106 | 0.70156 | 0.71473 | 0.72903 | 0.74361 | 0.75847 | 1.1411 | 1.1639 | 1.1872 | 1.2109 | 1.2351 | 1.2598 | 1.285 | 1.3107 | 1.3369 | 1.3637 | -0.52653 | -0.52828 | -0.53175 | -0.5369 | -0.54407 | -0.55828 | -0.5703 | -0.5817 | -0.59334 | -0.60522 | 1225078.1765 | 2478333.151 | 3760584.5009 | 5072674.5985 | 6415469.2502 | 7789858.3533 | 9196756.5714 | 10637104.0288 | 12111867.0236 | 13622038.7618 | 0 | 0 | 0 | 0 | 0 | 0 | 0 | 0 | 0 | 0 | 0 | 0 | 0 | 0 | 0 | 0 | 0 | 0 | 0 | 0 | 0 | 0 | 0 | 0 | 0 | 0 | 0 | 0 | 0 | 0
Com ¦ Tankless Water Heaters | NEW | C_Com - Other | Greater Toronto Area | Water Heating | Commercial | Com ¦ Water Heating | End Use Consumption (m^3/year) | 18 | 0.54413 | 0.55403 | 0.56143 | 0.5668 | 0.56995 | 0.56992 | 0.56902 | 0.56902 | 0.56901 | 0.56902 | 0.46011 | 0.47785 | 0.49392 | 0.50862 | 0.52167 | 0.53208 | 0.54186 | 0.5527 | 0.56375 | 0.57503 | 0.84559 | 0.8625 | 0.87976 | 0.89735 | 0.9153 | 0.9336 | 0.95228 | 0.97132 | 0.99075 | 1.0106 | -0.38548 | -0.38465 | -0.38583 | -0.38873 | -0.39362 | -0.40152 | -0.41041 | -0.41862 | -0.427 | -0.43553 | 24167.3887 | 48890.6273 | 74185.8839 | 100069.776 | 126559.3837 | 153672.2621 | 181426.4551 | 209840.5086 | 238933.485 | 268724.9776 | 0 | 0 | 0 | 0 | 0 | 0 | 0 | 0 | 0 | 0 | 0 | 0 | 0 | 0 | 0 | 0 | 0 | 0 | 0 | 0 | 0 | 0 | 0 | 0 | 0 | 0 | 0 | 0 | 0 | 0
Com ¦ Air Sealing | RET | C_Com - Other | Greater Toronto Area | Space Heating/Ventilation | Commercial | NA | Floor area (1000m2) | 6 | 0.7443 | 0.77842 | 0.80548 | 0.82599 | 0.83903 | 0.82713 | 0.82412 | 0.82415 | 0.82415 | 0.82412 | 0.06258 | 0.066757 | 0.07046 | 0.073699 | 0.07636 | 0.076782 | 0.078033 | 0.079597 | 0.081189 | 0.082809 | 0.084079 | 0.08576 | 0.087476 | 0.089225 | 0.09101 | 0.09283 | 0.094686 | 0.09658 | 0.098512 | 0.10048 | -0.021499 | -0.019003 | -0.017016 | -0.015526 | -0.01465 | -0.016047 | -0.016654 | -0.016984 | -0.017323 | -0.017673 | 2168.8918 | 2158.0473 | 2147.2571 | 2136.5208 | 2125.8382 | 2115.209 | 2104.633 | 2094.1098 | 2083.6393 | 2073.2211 | 0 | 0 | 0 | 0 | 0 | 0 | 0 | 0 | 0 | 0 | 0 | 0 | 0 | 0 | 0 | 0 | 0 | 0 | 0 | 0 | 0 | 0 | 0 | 0 | 0 | 0 | 0 | 0 | 0 | 0
Com ¦ Building Controls and Automation Systems | RET | C_Com - Other | Greater Toronto Area | Space Heating/Ventilation | Commercial | NA | Customer Segment Consumption (m^3/year) | 11 | 1.6349 | 1.6788 | 1.7136 | 1.7399 | 1.7567 | 1.7414 | 1.7375 | 1.7375 | 1.7375 | 1.7375 | 0.21383 | 0.22396 | 0.23317 | 0.24149 | 0.2487 | 0.25146 | 0.25592 | 0.26104 | 0.26626 | 0.27158 | 0.13079 | 0.13341 | 0.13607 | 0.13879 | 0.14157 | 0.1444 | 0.14729 | 0.15024 | 0.15324 | 0.15631 | 0.083038 | 0.090553 | 0.097099 | 0.1027 | 0.10713 | 0.10706 | 0.10863 | 0.1108 | 0.11302 | 0.11528 | 56793504.9801 | 56509537.4552 | 56226989.768 | 55945854.8191 | 55666125.545 | 55387794.9173 | 55110855.9427 | 54835301.663 | 54561125.1547 | 54288319.5289 | 56793504.9801 | 56509537.4552 | 56226989.768 | 55945854.8191 | 55666125.545 | 55387794.9173 | 55110855.9427 | 54835301.663 | 54561125.1547 | 54288319.5289 | 2294547.6678 | 4627570.4166 | 6980324.8409 | 9377752.2511 | 11793272.3583 | 14204987.6069 | 16593214.0955 | 18946551.7159 | 21249881.2393 | 23492540.7224 | 2294547.6678 | 2333022.7488 | 2352754.4243 | 2397427.4102 | 2415520.1072 | 2411715.2486 | 2388226.4886 | 2353337.6204 | 2303329.5234 | 2242659.4831
Com ¦ Heat Reflector Panels | RET | C_Com - Other | Greater Toronto Area | Space Heating/Ventilation | Commercial | NA | End Use Consumption (m^3/year) | 18 | 2.0191 | 2.0568 | 2.0867 | 2.1094 | 2.1238 | 2.1106 | 2.1073 | 2.1073 | 2.1073 | 2.1073 | 0.092157 | 0.095756 | 0.099092 | 0.10217 | 0.10493 | 0.10636 | 0.10832 | 0.11049 | 0.1127 | 0.11495 | 0.045643 | 0.046556 | 0.047487 | 0.048437 | 0.049405 | 0.050393 | 0.051401 | 0.052429 | 0.053478 | 0.054547 | 0.046514 | 0.049201 | 0.051605 | 0.053734 | 0.055522 | 0.055969 | 0.056917 | 0.058057 | 0.059217 | 0.0604 | 3309641.5027 | 3293093.2952 | 3276627.8287 | 3260244.6896 | 3243943.4661 | 3227723.7488 | 3211585.1301 | 3195527.2044 | 3179549.5684 | 3163651.8205 | 3309641.5027 | 3293093.2952 | 3276627.8287 | 3260244.6896 | 3243943.4661 | 3227723.7488 | 3211585.1301 | 3195527.2044 | 3179549.5684 | 3163651.8205 | 123809.6252 | 248975.152 | 374436.6621 | 502678.2807 | 632074.9927 | 761398.783 | 889599.4666 | 1016276.1146 | 1140698.355 | 1262451.5116 | 123809.6252 | 125165.5268 | 125461.5101 | 128241.6187 | 129396.7119 | 129323.7903 | 128200.6835 | 126676.6481 | 124422.2404 | 121753.1566
Com ¦ Heat/Energy Recovery Ventilation | RET | C_Com - Other | Greater Toronto Area | Space Heating/Ventilation | Commercial | NA | End Use Consumption (m^3/year) | 15 | 1.781 | 1.8187 | 1.8486 | 1.8713 | 1.8857 | 1.8726 | 1.8692 | 1.8693 | 1.8692 | 1.8692 | 0.40645 | 0.42336 | 0.43893 | 0.45319 | 0.46582 | 0.47182 | 0.4804 | 0.49002 | 0.49982 | 0.5098 | 0.22821 | 0.23278 | 0.23743 | 0.24218 | 0.24703 | 0.25197 | 0.25701 | 0.26215 | 0.26739 | 0.27274 | 0.17824 | 0.19059 | 0.2015 | 0.21101 | 0.21879 | 0.21985 | 0.2234 | 0.22787 | 0.23243 | 0.23707 | 53367969.2313 | 53101129.3852 | 52835623.7382 | 52571445.6195 | 52308588.3914 | 52047045.4495 | 51786810.2222 | 51527876.1711 | 51270236.7903 | 51013885.6063 | 53367969.2313 | 53101129.3852 | 52835623.7382 | 52571445.6195 | 52308588.3914 | 52047045.4495 | 51786810.2222 | 51527876.1711 | 51270236.7903 | 51013885.6063 | 1996430.2058 | 4014724.3253 | 6037791.1759 | 8105687.2771 | 10192209.257 | 12277555.3762 | 14344791.3982 | 16387452.3482 | 18393760.9751 | 20357030.6248 | 1996430.2058 | 2018294.1195 | 2023066.8506 | 2067896.1012 | 2086521.98 | 2085346.1192 | 2067236.022 | 2042660.9499 | 2006308.6269 | 1963269.6497
Com ¦ High perf.glazings ¦ Retro | RET | C_Com - Other | Greater Toronto Area | Space Heating/Ventilation | Commercial | Windows Retro | End Use Consumption (m^3/year) | 30 | 1.1286 | 1.1444 | 1.1569 | 1.1664 | 1.1725 | 1.167 | 1.1656 | 1.1656 | 1.1656 | 1.1655 | 0.40969 | 0.42374 | 0.43695 | 0.44934 | 0.4607 | 0.46771 | 0.47649 | 0.48602 | 0.49574 | 0.50565 | 0.36301 | 0.37027 | 0.37767 | 0.38523 | 0.39293 | 0.40079 | 0.4088 | 0.41698 | 0.42532 | 0.43383 | 0.046685 | 0.053473 | 0.059275 | 0.064116 | 0.067774 | 0.066916 | 0.067683 | 0.069039 | 0.070417 | 0.071818 | 24625308.8 | 24502182.256 | 24379671.3447 | 24257772.988 | 24136484.123 | 24015801.7024 | 23895722.6939 | 23776244.0804 | 23657362.86 | 23539076.0457 | 24625308.8 | 24502182.256 | 24379671.3447 | 24257772.988 | 24136484.123 | 24015801.7024 | 23895722.6939 | 23776244.0804 | 23657362.86 | 23539076.0457 | 179550.633 | 343715.5444 | 488132.9561 | 647590.9226 | 810974.8178 | 972303.453 | 1127695.2839 | 1280102.7597 | 1428609.5866 | 1575313.0243 | 179550.633 | 164164.9114 | 144417.4116 | 159457.9666 | 163383.8951 | 161328.6352 | 155391.8309 | 152407.4758 | 148506.8269 | 146703.4377
Com ¦ Operational Improvement | RET | C_Com - Other | Greater Toronto Area | Cross Cutting/Behavioural | Commercial | NA | Customer Segment Consumption (m^3/year) | 5 | 2.0919 | 2.2142 | 2.3046 | 2.3725 | 2.4157 | 2.3793 | 2.3692 | 2.3692 | 2.3693 | 2.3693 | 0.051596 | 0.055707 | 0.05914 | 0.0621 | 0.064494 | 0.064795 | 0.065809 | 0.067124 | 0.06847 | 0.069841 | 0.024665 | 0.025158 | 0.025662 | 0.026175 | 0.026698 | 0.027232 | 0.027777 | 0.028332 | 0.028899 | 0.029477 | 0.026931 | 0.030548 | 0.033478 | 0.035925 | 0.037796 | 0.037563 | 0.038033 | 0.038792 | 0.039571 | 0.040364 | 43926226.5081 | 43706595.3755 | 43488062.3987 | 43270622.0867 | 43054268.9762 | 42838997.6313 | 42624802.6432 | 42411678.63 | 42199620.2368 | 41988622.1356 | 43926226.5081 | 43706595.3755 | 43488062.3987 | 43270622.0867 | 43054268.9762 | 42838997.6313 | 42624802.6432 | 42411678.63 | 42199620.2368 | 41988622.1356 | 2149399.1764 | 4361522.7307 | 6617806.504 | 8903213.6812 | 11195273.0906 | 13471504.3654 | 15709915.4542 | 17890535.2543 | 19994624.4084 | 22006276.3976 | 2149399.1764 | 2212123.5542 | 2256283.7733 | 2285407.1773 | 2292059.4093 | 2276231.2749 | 2238411.0888 | 2180619.8001 | 2104089.154 | 2011651.9892
Com ¦ Roof Insulation Upgrade | RET | C_Com - Other | Greater Toronto Area | Space Heating/Ventilation | Commercial | NA | Floor area (1000m2) | 20 | 0.96938 | 0.98631 | 0.99974 | 1.0099 | 1.0164 | 1.0105 | 1.009 | 1.009 | 1.009 | 1.009 | 0.36147 | 0.37513 | 0.38785 | 0.39962 | 0.41023 | 0.416 | 0.42369 | 0.43217 | 0.44081 | 0.44963 | 0.37288 | 0.38034 | 0.38795 | 0.39571 | 0.40362 | 0.41169 | 0.41993 | 0.42833 | 0.43689 | 0.44563 | -0.011417 | -0.0052059 | -0.00010224 | 0.0039177 | 0.0066095 | 0.0043095 | 0.0037681 | 0.0038478 | 0.0039229 | 0.0039953 | 1214.5794 | 1208.5065 | 1202.464 | 1196.4517 | 1190.4694 | 1184.517 | 1178.5945 | 1172.7015 | 1166.838 | 1161.0038 | 0 | 0 | 0 | 1196.4517 | 1190.4694 | 1184.517 | 1178.5945 | 1172.7015 | 1166.838 | 1161.0038 | 0 | 0 | 0 | 10.3665 | 20.9296 | 31.4176 | 41.6519 | 51.7635 | 61.7084 | 71.5799 | 0 | 0 | 0 | 10.3665 | 10.5631 | 10.488 | 10.2342 | 10.1116 | 9.9449 | 9.8715
Com ¦ Super High Perf Glazing ¦Retro | RET | C_Com - Other | Greater Toronto Area | Space Heating/Ventilation | Commercial | Windows Retro | End Use Consumption (m^3/year) | 30 | 0.53856 | 0.54611 | 0.55209 | 0.55662 | 0.5595 | 0.55687 | 0.5562 | 0.5562 | 0.5562 | 0.55619 | 0.61454 | 0.63561 | 0.65542 | 0.67401 | 0.69106 | 0.70156 | 0.71473 | 0.72903 | 0.74361 | 0.75847 | 1.1411 | 1.1639 | 1.1872 | 1.2109 | 1.2351 | 1.2598 | 1.285 | 1.3107 | 1.3369 | 1.3637 | -0.52653 | -0.52828 | -0.53175 | -0.5369 | -0.54407 | -0.55828 | -0.5703 | -0.5817 | -0.59334 | -0.60522 | 36937963.2 | 36753273.384 | 36569507.017 | 36386659.482 | 36204726.1846 | 36023702.5536 | 35843584.0409 | 35664366.1207 | 35486044.2901 | 35308614.0686 | 0 | 0 | 0 | 0 | 0 | 0 | 0 | 0 | 0 | 0 | 0 | 0 | 0 | 0 | 0 | 0 | 0 | 0 | 0 | 0 | 0 | 0 | 0 | 0 | 0 | 0 | 0 | 0 | 0 | 0
Com ¦ Wall Insulation Upgrade | RET | C_Com - Other | Greater Toronto Area | Space Heating/Ventilation | Commercial | NA | Floor area (1000m2) | 20 | 0.23905 | 0.24323 | 0.24654 | 0.24904 | 0.25064 | 0.24918 | 0.24881 | 0.24882 | 0.24882 | 0.24881 | 0.29574 | 0.30693 | 0.31733 | 0.32697 | 0.33564 | 0.34037 | 0.34666 | 0.3536 | 0.36067 | 0.36788 | 1.2372 | 1.2619 | 1.2871 | 1.3129 | 1.3391 | 1.3659 | 1.3932 | 1.4211 | 1.4495 | 1.4785 | -0.94142 | -0.95498 | -0.96981 | -0.98592 | -1.0035 | -1.0256 | -1.0466 | -1.0675 | -1.0889 | -1.1106 | 3904.0052 | 3884.4852 | 3865.0628 | 3845.7375 | 3826.5088 | 3807.3762 | 3788.3393 | 3769.3976 | 3750.5507 | 3731.7979 | 0 | 0 | 0 | 0 | 0 | 0 | 0 | 0 | 0 | 0 | 0 | 0 | 0 | 0 | 0 | 0 | 0 | 0 | 0 | 0 | 0 | 0 | 0 | 0 | 0 | 0 | 0 | 0 | 0 | 0
Com ¦ Air Curtains | ROB | C_Com - Other | Greater Toronto Area | Space Heating/Ventilation | Commercial | NA | Shipping door | 15 | 5.3878 | 5.504 | 5.5961 | 5.6658 | 5.7101 | 5.6694 | 5.659 | 5.6589 | 5.6587 | 5.6585 | 54793.8552 | 57095.1782 | 59211.3087 | 61147.8426 | 62858.8782 | 63658.8135 | 64812.7081 | 66108.1395 | 67428.0058 | 68773.4309 | 10170 | 10373.4 | 10580.868 | 10792.4854 | 11008.3351 | 11228.5018 | 11453.0718 | 11682.1332 | 11915.7759 | 12154.0914 | 44623.8552 | 46721.7782 | 48630.4407 | 50355.3572 | 51850.5432 | 52430.3118 | 53359.6363 | 54426.0063 | 55512.2299 | 56619.3395 | 422.6006 | 420.4876 | 418.3852 | 416.2933 | 414.2118 | 412.1407 | 410.08 | 408.0296 | 405.9895 | 403.9595 | 422.6006 | 420.4876 | 418.3852 | 416.2933 | 414.2118 | 412.1407 | 410.08 | 408.0296 | 405.9895 | 403.9595 | 20.2795 | 39.7615 | 58.4708 | 76.4813 | 93.7984 | 110.4328 | 126.3967 | 141.713 | 156.3976 | 170.4719 | 20.2795 | 19.4821 | 18.7093 | 18.0105 | 17.3171 | 16.6343 | 15.964 | 15.3162 | 14.6846 | 14.0744
Com ¦ Condensing Boiler ¦ Std Baseline | ROB | C_Com - Other | Greater Toronto Area | Space Heating/Ventilation | Commercial | Com¦Boiler¦Std | End Use Consumption (m^3/year) | 25 | 1.5743 | 1.5984 | 1.6176 | 1.6321 | 1.6413 | 1.6329 | 1.6308 | 1.6308 | 1.6308 | 1.6307 | 0.52357 | 0.54224 | 0.55971 | 0.57602 | 0.59087 | 0.59959 | 0.61078 | 0.623 | 0.63546 | 0.64816 | 0.33258 | 0.33923 | 0.34601 | 0.35294 | 0.35999 | 0.36719 | 0.37454 | 0.38203 | 0.38967 | 0.39746 | 0.19099 | 0.20301 | 0.21369 | 0.22309 | 0.23087 | 0.23239 | 0.23624 | 0.24097 | 0.24579 | 0.25069 | 86395433.3938 | 85963456.2269 | 85533638.9457 | 85105970.751 | 84680440.8973 | 84257038.6928 | 83835753.4993 | 83416574.7318 | 82999491.8582 | 82584494.3989 | 86395433.3938 | 85963456.2269 | 85533638.9457 | 85105970.751 | 84680440.8973 | 84257038.6928 | 83835753.4993 | 83416574.7318 | 82999491.8582 | 82584494.3989 | 83783.7166 | 244923.3151 | 470901.4999 | 771479.1894 | 1136109.5028 | 1553721.331 | 2013419.5446 | 2511040.5548 | 3039066.5271 | 3594489.0539 | 83783.7166 | 161139.5984 | 225978.1849 | 300577.6894 | 364630.3134 | 417611.8282 | 459698.2136 | 497621.0102 | 528025.9724 | 555422.5267
Com ¦ Condensing Water Heaters | ROB | C_Com - Other | Greater Toronto Area | Water Heating | Commercial | Com ¦ Water Heating | End Use Consumption (m^3/year) | 13 | 1.5536 | 1.5892 | 1.6159 | 1.6352 | 1.6466 | 1.6465 | 1.6432 | 1.6432 | 1.6432 | 1.6432 | 0.24404 | 0.25463 | 0.26408 | 0.27258 | 0.27997 | 0.28555 | 0.29068 | 0.29649 | 0.30242 | 0.30847 | 0.15708 | 0.16022 | 0.16343 | 0.1667 | 0.17003 | 0.17343 | 0.1769 | 0.18044 | 0.18405 | 0.18773 | 0.086963 | 0.094409 | 0.10066 | 0.10589 | 0.10994 | 0.11212 | 0.11378 | 0.11606 | 0.11838 | 0.12075 | 487307.0146 | 484870.4795 | 482446.1271 | 480033.8965 | 477633.727 | 475245.5584 | 472869.3306 | 470504.9839 | 468152.459 | 465811.6967 | 487307.0146 | 484870.4795 | 482446.1271 | 480033.8965 | 477633.727 | 475245.5584 | 472869.3306 | 470504.9839 | 468152.459 | 465811.6967 | 15295.7803 | 30020.7446 | 44152.6595 | 58093.7867 | 71729.8733 | 85003.6967 | 97881.6713 | 110412.6029 | 122596.1341 | 134470.1387 | 15295.7803 | 14724.9644 | 14131.9148 | 13941.1273 | 13636.0866 | 13273.8234 | 12877.9746 | 12530.9316 | 12183.5312 | 11874.0046
Com ¦ Near Condensing Boiler¦ Std Baseline | ROB | C_Com - Other | Greater Toronto Area | Space Heating/Ventilation | Commercial | Com¦Boiler¦Std | End Use Consumption (m^3/year) | 25 | 4.3784 | 4.4456 | 4.4989 | 4.5392 | 4.5649 | 4.5415 | 4.5355 | 4.5356 | 4.5355 | 4.5355 | 0.29918 | 0.30985 | 0.31983 | 0.32915 | 0.33764 | 0.34262 | 0.34902 | 0.356 | 0.36312 | 0.37037 | 0.068331 | 0.069697 | 0.071091 | 0.072513 | 0.073963 | 0.075443 | 0.076952 | 0.078491 | 0.08006 | 0.081662 | 0.23085 | 0.24015 | 0.24874 | 0.25664 | 0.26367 | 0.26718 | 0.27206 | 0.27751 | 0.28306 | 0.28871 | 49368819.0822 | 49121974.9868 | 48876365.1119 | 48631983.2863 | 48388823.3699 | 48146879.253 | 47906144.8567 | 47666614.1325 | 47428281.0618 | 47191139.6565 | 49368819.0822 | 49121974.9868 | 48876365.1119 | 48631983.2863 | 48388823.3699 | 48146879.253 | 47906144.8567 | 47666614.1325 | 47428281.0618 | 47191139.6565 | 1240020.0318 | 2363772.3594 | 3375784.4023 | 4290524.6232 | 5111550.0648 | 5844341.2038 | 6495231.6901 | 7072466.8849 | 7582988.7226 | 8034343.118 | 1240020.0318 | 1123752.3276 | 1012012.0429 | 914740.221 | 821025.4416 | 732791.139 | 650890.4863 | 577235.1948 | 510521.8377 | 451354.3955
Com ¦ Tankless Water Heaters | ROB | C_Com - Other | Greater Toronto Area | Water Heating | Commercial | Com ¦ Water Heating | End Use Consumption (m^3/year) | 18 | 0.54413 | 0.55403 | 0.56143 | 0.5668 | 0.56995 | 0.56992 | 0.56902 | 0.56902 | 0.56901 | 0.56902 | 0.46011 | 0.47785 | 0.49392 | 0.50862 | 0.52167 | 0.53208 | 0.54186 | 0.5527 | 0.56375 | 0.57503 | 0.84559 | 0.8625 | 0.87976 | 0.89735 | 0.9153 | 0.9336 | 0.95228 | 0.97132 | 0.99075 | 1.0106 | -0.38548 | -0.38465 | -0.38583 | -0.38873 | -0.39362 | -0.40152 | -0.41041 | -0.41862 | -0.427 | -0.43553 | 728683.3863 | 725039.9694 | 721414.7695 | 717807.6957 | 714218.6572 | 710647.5639 | 707094.3261 | 703558.8545 | 700041.0602 | 696540.8549 | 0 | 0 | 0 | 0 | 0 | 0 | 0 | 0 | 0 | 0 | 0 | 0 | 0 | 0 | 0 | 0 | 0 | 0 | 0 | 0 | 0 | 0 | 0 | 0 | 0 | 0 | 0 | 0 | 0 | 0
Com ¦ Air Curtains | NEW | C_Food Service | Greater Toronto Area | Space Heating/Ventilation | Commercial | NA | Shipping door | 15 | 5.3878 | 5.504 | 5.5961 | 5.6658 | 5.7101 | 5.6694 | 5.659 | 5.6589 | 5.6587 | 5.6585 | 54793.8552 | 57095.1782 | 59211.3087 | 61147.8426 | 62858.8782 | 63658.8135 | 64812.7081 | 66108.1395 | 67428.0058 | 68773.4309 | 10170 | 10373.4 | 10580.868 | 10792.4854 | 11008.3351 | 11228.5018 | 11453.0718 | 11682.1332 | 11915.7759 | 12154.0914 | 44623.8552 | 46721.7782 | 48630.4407 | 50355.3572 | 51850.5432 | 52430.3118 | 53359.6363 | 54426.0063 | 55512.2299 | 56619.3395 | 1.6676 | 3.3502 | 5.0481 | 6.7615 | 8.4906 | 10.2358 | 11.9973 | 13.7754 | 15.5703 | 17.3823 | 1.6676 | 3.3502 | 5.0481 | 6.7615 | 8.4906 | 10.2358 | 11.9973 | 13.7754 | 15.5703 | 17.3823 | 1.1941 | 2.3989 | 3.6404 | 4.9172 | 6.2309 | 7.5795 | 8.9614 | 10.3748 | 11.819 | 13.2927 | 1.1941 | 1.2048 | 1.2415 | 1.2768 | 1.3137 | 1.3486 | 1.3818 | 1.4135 | 1.4442 | 1.4737
Com ¦ Condensing Boiler ¦ Near Cond Baseline | NEW | C_Food Service | Greater Toronto Area | Space Heating/Ventilation | Commercial | NA | End Use Consumption (m^3/year) | 25 | 1.0302 | 1.046 | 1.0586 | 1.0681 | 1.0741 | 1.0686 | 1.0672 | 1.0672 | 1.0672 | 1.0672 | 0.22439 | 0.23239 | 0.23987 | 0.24687 | 0.25323 | 0.25697 | 0.26176 | 0.267 | 0.27234 | 0.27778 | 0.2178 | 0.22216 | 0.2266 | 0.23114 | 0.23576 | 0.24047 | 0.24528 | 0.25019 | 0.25519 | 0.2603 | 0.0065823 | 0.010226 | 0.013271 | 0.01573 | 0.01747 | 0.016492 | 0.016479 | 0.016811 | 0.017145 | 0.017485 | 64345.5579 | 129077.1892 | 194200.7493 | 259722.1499 | 325647.3601 | 391982.4062 | 458733.3731 | 525906.405 | 593507.7053 | 661543.5383 | 64345.5579 | 129077.1892 | 194200.7493 | 259722.1499 | 325647.3601 | 391982.4062 | 458733.3731 | 525906.405 | 593507.7053 | 661543.5383 | 6870.9753 | 13783.1765 | 20273.746 | 26129.2333 | 32751.8116 | 39688.3627 | 46679.9789 | 53546.7735 | 60408.3166 | 67214.3394 | 6870.9753 | 6912.2012 | 6490.5695 | 5855.4873 | 6622.5783 | 6936.551 | 6991.6162 | 6866.7947 | 6861.5431 | 6806.0228
Com ¦ Condensing Boiler ¦ Std Baseline | NEW | C_Food Service | Greater Toronto Area | Space Heating/Ventilation | Commercial | Com¦Boiler¦Std | End Use Consumption (m^3/year) | 25 | 1.5743 | 1.5984 | 1.6176 | 1.6321 | 1.6413 | 1.6329 | 1.6308 | 1.6308 | 1.6308 | 1.6307 | 0.52357 | 0.54224 | 0.55971 | 0.57602 | 0.59087 | 0.59959 | 0.61078 | 0.623 | 0.63546 | 0.64816 | 0.33258 | 0.33923 | 0.34601 | 0.35294 | 0.35999 | 0.36719 | 0.37454 | 0.38203 | 0.38967 | 0.39746 | 0.19099 | 0.20301 | 0.21369 | 0.22309 | 0.23087 | 0.23239 | 0.23624 | 0.24097 | 0.24579 | 0.25069 | 150139.6352 | 301180.1081 | 453135.0816 | 606018.3499 | 759843.8401 | 914625.6144 | 1070377.8707 | 1227114.9449 | 1384851.3123 | 1543601.5893 | 150139.6352 | 301180.1081 | 453135.0816 | 606018.3499 | 759843.8401 | 914625.6144 | 1070377.8707 | 1227114.9449 | 1384851.3123 | 1543601.5893 | 3615.8724 | 7253.44 | 14483.3174 | 24997.7017 | 39486.5339 | 57717.316 | 79399.3805 | 104211.4852 | 132121.8687 | 162904.3748 | 3615.8724 | 3637.5676 | 7229.8773 | 10514.3843 | 14488.8322 | 18230.7821 | 21682.0644 | 24812.1048 | 27910.3835 | 30782.506
Com ¦ Condensing Water Heaters | NEW | C_Food Service | Greater Toronto Area | Water Heating | Commercial | Com ¦ Water Heating | End Use Consumption (m^3/year) | 13 | 1.5536 | 1.5892 | 1.6159 | 1.6352 | 1.6466 | 1.6465 | 1.6432 | 1.6432 | 1.6432 | 1.6432 | 0.24404 | 0.25463 | 0.26408 | 0.27258 | 0.27997 | 0.28555 | 0.29068 | 0.29649 | 0.30242 | 0.30847 | 0.15708 | 0.16022 | 0.16343 | 0.1667 | 0.17003 | 0.17343 | 0.1769 | 0.18044 | 0.18405 | 0.18773 | 0.086963 | 0.094409 | 0.10066 | 0.10589 | 0.10994 | 0.11212 | 0.11378 | 0.11606 | 0.11838 | 0.12075 | 4142.5447 | 8309.9448 | 12502.577 | 16720.8221 | 20965.0643 | 25235.6916 | 29533.0958 | 33857.6723 | 38209.8206 | 42589.944 | 4142.5447 | 8309.9448 | 12502.577 | 16720.8221 | 20965.0643 | 25235.6916 | 29533.0958 | 33857.6723 | 38209.8206 | 42589.944 | 2318.2319 | 4650.3733 | 7015.0959 | 9403.0067 | 11868.5131 | 14392.3983 | 16962.9747 | 19571.5654 | 22221.3969 | 24908.8975 | 2318.2319 | 2332.1413 | 2364.7226 | 2387.9108 | 2465.5064 | 2523.8852 | 2570.5765 | 2608.5907 | 2649.8315 | 2687.5006
Com ¦ Demand Control Kitchen Ventilation | NEW | C_Food Service | Greater Toronto Area | Space Heating/Ventilation | Commercial | NA | per building | 15 | 4.3624 | 4.408 | 4.4448 | 4.4736 | 4.4933 | 4.4812 | 4.4808 | 4.4844 | 4.4881 | 4.4919 | 65435.9299 | 67442.9283 | 69366.2343 | 71211.5723 | 72954.905 | 74214.772 | 75691.2479 | 77268.2103 | 78878.4803 | 80524.0625 | 15000 | 15300 | 15606 | 15918.12 | 16236.4824 | 16561.212 | 16892.4363 | 17230.285 | 17574.8907 | 17926.3885 | 50435.9299 | 52142.9283 | 53760.2343 | 55293.4523 | 56718.4226 | 57653.56 | 58798.8116 | 60037.9253 | 61303.5896 | 62597.674 | 1332.4042 | 2676.7999 | 4033.3886 | 5402.3738 | 6783.9623 | 8178.3633 | 9585.7888 | 11006.4535 | 12440.5753 | 13888.3746 | 1332.4042 | 2676.7999 | 4033.3886 | 5402.3738 | 6783.9623 | 8178.3633 | 9585.7888 | 11006.4535 | 12440.5753 | 13888.3746 | 912.6889 | 1833.5921 | 2780.3507 | 3752.3496 | 4751.7985 | 5777.3635 | 6827.949 | 7902.5335 | 9000.6363 | 10121.4267 | 912.6889 | 920.9031 | 946.7587 | 971.9988 | 999.4489 | 1025.565 | 1050.5855 | 1074.5845 | 1098.1027 | 1120.7904
Com ¦ Efficient Gas Broilers | NEW | C_Food Service | Greater Toronto Area | Appliances/Other | Commercial | NA | Equipment | 12 | 2.8503 | 2.9204 | 2.9726 | 3.0104 | 3.0329 | 3.0322 | 3.0258 | 3.0258 | 3.0258 | 3.0258 | 3619.8472 | 3783.1185 | 3927.7842 | 4057.2257 | 4169.3171 | 4251.6453 | 4327.6076 | 4414.1824 | 4502.4753 | 4592.4136 | 1270 | 1295.4 | 1321.308 | 1347.7342 | 1374.6888 | 1402.1826 | 1430.2263 | 1458.8308 | 1488.0074 | 1517.7676 | 2349.8472 | 2487.7185 | 2606.4762 | 2709.4916 | 2794.6283 | 2849.4627 | 2897.3813 | 2955.3516 | 3014.4679 | 3074.646 | 153.8192 | 309.0229 | 465.6341 | 623.6765 | 783.1738 | 944.1502 | 1106.6303 | 1270.6388 | 1436.2008 | 1603.3419 | 153.8192 | 309.0229 | 465.6341 | 623.6765 | 783.1738 | 944.1502 | 1106.6303 | 1270.6388 | 1436.2008 | 1603.3419 | 105.3665 | 211.6813 | 320.8364 | 432.7143 | 547.9037 | 666.143 | 787.2415 | 911.0329 | 1037.4857 | 1166.4868 | 105.3665 | 106.3148 | 109.1551 | 111.8779 | 115.1894 | 118.2394 | 121.0985 | 123.7914 | 126.4527 | 129.0011
Com ¦ Efficient Gas Griddles | NEW | C_Food Service | Greater Toronto Area | Appliances/Other | Commercial | NA | Equipment | 10 | 4.3596 | 4.4841 | 4.5767 | 4.6436 | 4.6836 | 4.6822 | 4.671 | 4.671 | 4.671 | 4.6709 | 5013.5702 | 5259.8733 | 5475.7893 | 5666.9948 | 5830.0936 | 5945.0129 | 6049.3306 | 6170.3006 | 6293.7734 | 6419.5086 | 1150 | 1173 | 1196.46 | 1220.3892 | 1244.797 | 1269.6929 | 1295.0868 | 1320.9885 | 1347.4083 | 1374.3565 | 3863.5702 | 4086.8733 | 4279.3293 | 4446.6056 | 4585.2966 | 4675.3199 | 4754.2438 | 4849.3121 | 4946.3651 | 5045.1521 | 277.8637 | 558.2281 | 841.1353 | 1126.6277 | 1414.7484 | 1705.5411 | 1999.05 | 2295.3198 | 2594.3959 | 2896.3245 | 277.8637 | 558.2281 | 841.1353 | 1126.6277 | 1414.7484 | 1705.5411 | 1999.05 | 2295.3198 | 2594.3959 | 2896.3245 | 201.2713 | 404.354 | 613.2839 | 828.0053 | 1048.7939 | 1275.4407 | 1507.7451 | 1745.5001 | 1988.5616 | 2236.735 | 201.2713 | 203.0827 | 208.9299 | 214.7214 | 220.7886 | 226.6468 | 232.3044 | 237.755 | 243.0615 | 248.1734
Com ¦ Efficient Gas Ovens | NEW | C_Food Service | Greater Toronto Area | Appliances/Other | Commercial | NA | Equipment | 12 | 2.0905 | 2.142 | 2.1802 | 2.2079 | 2.2244 | 2.2239 | 2.2192 | 2.2192 | 2.2192 | 2.2192 | 1829.2171 | 1911.6996 | 1984.7857 | 2050.183 | 2106.8181 | 2148.4214 | 2186.81 | 2230.5593 | 2275.1771 | 2320.6267 | 875 | 892.5 | 910.35 | 928.557 | 947.1281 | 966.0707 | 985.3921 | 1005.1 | 1025.202 | 1045.706 | 954.2171 | 1019.1996 | 1074.4357 | 1121.626 | 1159.69 | 1182.3507 | 1201.4179 | 1225.4594 | 1249.9751 | 1274.9207 | 35.4743 | 71.2679 | 107.386 | 143.8343 | 180.6181 | 217.743 | 255.2147 | 293.0388 | 331.2213 | 369.7679 | 35.4743 | 71.2679 | 107.386 | 143.8343 | 180.6181 | 217.743 | 255.2147 | 293.0388 | 331.2213 | 369.7679 | 22.7938 | 45.7927 | 69.4438 | 93.688 | 118.7276 | 144.4645 | 170.8322 | 197.7718 | 225.2722 | 253.2993 | 22.7938 | 22.9989 | 23.6511 | 24.2442 | 25.0396 | 25.7369 | 26.3677 | 26.9396 | 27.5004 | 28.0271
Com ¦ Efficient Gas Range Tops | NEW | C_Food Service | Greater Toronto Area | Appliances/Other | Commercial | NA | Equipment | 10 | 2.1138 | 2.1741 | 2.219 | 2.2514 | 2.2708 | 2.2702 | 2.2647 | 2.2647 | 2.2647 | 2.2647 | 1691.0065 | 1774.0811 | 1846.9065 | 1911.3975 | 1966.4084 | 2005.169 | 2040.3539 | 2081.1554 | 2122.801 | 2165.2097 | 800 | 816 | 832.32 | 848.9664 | 865.9457 | 883.2646 | 900.9299 | 918.9485 | 937.3275 | 956.0741 | 891.0065 | 958.0811 | 1014.5865 | 1062.4311 | 1100.4627 | 1121.9044 | 1139.424 | 1162.2069 | 1185.4735 | 1209.1357 | 83.3062 | 167.3622 | 252.1805 | 337.7739 | 424.1553 | 511.3378 | 599.3346 | 688.1591 | 777.825 | 868.3461 | 83.3062 | 167.3622 | 252.1805 | 337.7739 | 424.1553 | 511.3378 | 599.3346 | 688.1591 | 777.825 | 868.3461 | 55.4784 | 111.4562 | 168.8916 | 227.7084 | 288.3038 | 350.5117 | 414.2158 | 479.3174 | 545.8082 | 613.626 | 55.4784 | 55.9777 | 57.4354 | 58.8168 | 60.5954 | 62.208 | 63.704 | 65.1016 | 66.4908 | 67.8179
Com ¦ Energy Star Gas Fryers | NEW | C_Food Service | Greater Toronto Area | Appliances/Other | Commercial | NA | Equipment | 12 | 2.2897 | 2.3456 | 2.3873 | 2.4174 | 2.4354 | 2.4348 | 2.4298 | 2.4298 | 2.4299 | 2.4298 | 2353.7648 | 2459.5342 | 2553.2974 | 2637.2393 | 2709.9887 | 2763.5282 | 2812.9657 | 2869.2682 | 2926.6923 | 2985.1919 | 1028 | 1048.56 | 1069.5312 | 1090.9218 | 1112.7403 | 1134.9951 | 1157.695 | 1180.8489 | 1204.4658 | 1228.5552 | 1325.7648 | 1410.9742 | 1483.7662 | 1546.3175 | 1597.2484 | 1628.5332 | 1655.2707 | 1688.4193 | 1722.2264 | 1756.6367 | 86.7728 | 174.3266 | 262.6744 | 351.8295 | 441.8054 | 532.6158 | 624.2744 | 716.7951 | 810.1923 | 904.4802 | 86.7728 | 174.3266 | 262.6744 | 351.8295 | 441.8054 | 532.6158 | 624.2744 | 716.7951 | 810.1923 | 904.4802 | 56.9301 | 114.3725 | 173.5091 | 234.2024 | 296.866 | 361.2785 | 427.2821 | 494.7451 | 563.6443 | 633.8993 | 56.9301 | 57.4424 | 59.1366 | 60.6933 | 62.6635 | 64.4126 | 66.0035 | 67.463 | 68.8992 | 70.255
Com ¦ High perf.glazings ¦ New | NEW | C_Food Service | Greater Toronto Area | Space Heating/Ventilation | Commercial | Windows New | End Use Consumption (m^3/year) | 30 | 1.6157 | 1.6383 | 1.6563 | 1.6698 | 1.6785 | 1.6706 | 1.6686 | 1.6686 | 1.6686 | 1.6686 | 0.40969 | 0.42374 | 0.43695 | 0.44934 | 0.4607 | 0.46771 | 0.47649 | 0.48602 | 0.49574 | 0.50565 | 0.25357 | 0.25864 | 0.26382 | 0.26909 | 0.27447 | 0.27996 | 0.28556 | 0.29127 | 0.2971 | 0.30304 | 0.15612 | 0.1651 | 0.17313 | 0.18025 | 0.18623 | 0.18774 | 0.19093 | 0.19475 | 0.19864 | 0.2026 | 42794.3322 | 85845.4304 | 129157.1889 | 172733.5395 | 216578.4518 | 260695.9339 | 305090.0327 | 349764.8344 | 394724.4648 | 439973.0901 | 42794.3322 | 85845.4304 | 129157.1889 | 172733.5395 | 216578.4518 | 260695.9339 | 305090.0327 | 349764.8344 | 394724.4648 | 439973.0901 | 13280.4351 | 26640.5528 | 39902.0779 | 52876.3483 | 66660.3813 | 80880.934 | 95319.7725 | 109822.2028 | 124473.4665 | 139224.2194 | 13280.4351 | 13360.1177 | 13261.525 | 12974.2704 | 13784.033 | 14220.5528 | 14438.8384 | 14502.4303 | 14651.2637 | 14750.7529
Com ¦ Near Condensing Boiler¦ Std Baseline | NEW | C_Food Service | Greater Toronto Area | Space Heating/Ventilation | Commercial | Com¦Boiler¦Std | End Use Consumption (m^3/year) | 25 | 4.3784 | 4.4456 | 4.4989 | 4.5392 | 4.5649 | 4.5415 | 4.5355 | 4.5356 | 4.5355 | 4.5355 | 0.29918 | 0.30985 | 0.31983 | 0.32915 | 0.33764 | 0.34262 | 0.34902 | 0.356 | 0.36312 | 0.37037 | 0.068331 | 0.069697 | 0.071091 | 0.072513 | 0.073963 | 0.075443 | 0.076952 | 0.078491 | 0.08006 | 0.081662 | 0.23085 | 0.24015 | 0.24874 | 0.25664 | 0.26367 | 0.26718 | 0.27206 | 0.27751 | 0.28306 | 0.28871 | 85794.0772 | 172102.9189 | 258934.3324 | 346296.1999 | 434196.4801 | 522643.2082 | 611644.4975 | 701208.5399 | 791343.6071 | 882058.051 | 85794.0772 | 172102.9189 | 258934.3324 | 346296.1999 | 434196.4801 | 522643.2082 | 611644.4975 | 701208.5399 | 791343.6071 | 882058.051 | 53515.819 | 107352.7329 | 158216.5516 | 206012.2038 | 251040.7157 | 293203.9119 | 332497.2897 | 368970.3563 | 402748.2678 | 433943.8886 | 53515.819 | 53836.9139 | 50863.8186 | 47795.6522 | 45028.5119 | 42163.1962 | 39293.3778 | 36473.0667 | 33777.9115 | 31195.6207
Com ¦ Super High Perf Glazing ¦New | NEW | C_Food Service | Greater Toronto Area | Space Heating/Ventilation | Commercial | Windows New | End Use Consumption (m^3/year) | 30 | 0.53856 | 0.54611 | 0.55209 | 0.55662 | 0.5595 | 0.55687 | 0.5562 | 0.5562 | 0.5562 | 0.55619 | 0.61454 | 0.63561 | 0.65542 | 0.67401 | 0.69106 | 0.70156 | 0.71473 | 0.72903 | 0.74361 | 0.75847 | 1.1411 | 1.1639 | 1.1872 | 1.2109 | 1.2351 | 1.2598 | 1.285 | 1.3107 | 1.3369 | 1.3637 | -0.52653 | -0.52828 | -0.53175 | -0.5369 | -0.54407 | -0.55828 | -0.5703 | -0.5817 | -0.59334 | -0.60522 | 64191.4983 | 128768.1457 | 193735.7834 | 259100.3092 | 324867.6776 | 391043.9008 | 457635.049 | 524647.2515 | 592086.6972 | 659959.6352 | 0 | 0 | 0 | 0 | 0 | 0 | 0 | 0 | 0 | 0 | 0 | 0 | 0 | 0 | 0 | 0 | 0 | 0 | 0 | 0 | 0 | 0 | 0 | 0 | 0 | 0 | 0 | 0 | 0 | 0
Com ¦ Tankless Water Heaters | NEW | C_Food Service | Greater Toronto Area | Water Heating | Commercial | Com ¦ Water Heating | End Use Consumption (m^3/year) | 18 | 0.54413 | 0.55403 | 0.56143 | 0.5668 | 0.56995 | 0.56992 | 0.56902 | 0.56902 | 0.56901 | 0.56902 | 0.46011 | 0.47785 | 0.49392 | 0.50862 | 0.52167 | 0.53208 | 0.54186 | 0.5527 | 0.56375 | 0.57503 | 0.84559 | 0.8625 | 0.87976 | 0.89735 | 0.9153 | 0.9336 | 0.95228 | 0.97132 | 0.99075 | 1.0106 | -0.38548 | -0.38465 | -0.38583 | -0.38873 | -0.39362 | -0.40152 | -0.41041 | -0.41862 | -0.427 | -0.43553 | 6194.4594 | 12426.0856 | 18695.4423 | 25003.0985 | 31349.6289 | 37735.6137 | 44161.6386 | 50628.2951 | 57136.1804 | 63685.8976 | 0 | 0 | 0 | 0 | 0 | 0 | 0 | 0 | 0 | 0 | 0 | 0 | 0 | 0 | 0 | 0 | 0 | 0 | 0 | 0 | 0 | 0 | 0 | 0 | 0 | 0 | 0 | 0 | 0 | 0
Com ¦ Air Sealing | RET | C_Food Service | Greater Toronto Area | Space Heating/Ventilation | Commercial | NA | Floor area (1000m2) | 6 | 0.7443 | 0.77842 | 0.80548 | 0.82599 | 0.83903 | 0.82713 | 0.82412 | 0.82415 | 0.82415 | 0.82412 | 0.06258 | 0.066757 | 0.07046 | 0.073699 | 0.07636 | 0.076782 | 0.078033 | 0.079597 | 0.081189 | 0.082809 | 0.084079 | 0.08576 | 0.087476 | 0.089225 | 0.09101 | 0.09283 | 0.094686 | 0.09658 | 0.098512 | 0.10048 | -0.021499 | -0.019003 | -0.017016 | -0.015526 | -0.01465 | -0.016047 | -0.016654 | -0.016984 | -0.017323 | -0.017673 | 115.4931 | 114.9156 | 114.341 | 113.7693 | 113.2005 | 112.6345 | 112.0713 | 111.511 | 110.9534 | 110.3986 | 0 | 0 | 0 | 0 | 0 | 0 | 0 | 0 | 0 | 0 | 0 | 0 | 0 | 0 | 0 | 0 | 0 | 0 | 0 | 0 | 0 | 0 | 0 | 0 | 0 | 0 | 0 | 0 | 0 | 0
Com ¦ Building Controls and Automation Systems | RET | C_Food Service | Greater Toronto Area | Space Heating/Ventilation | Commercial | NA | Customer Segment Consumption (m^3/year) | 11 | 1.6349 | 1.6788 | 1.7136 | 1.7399 | 1.7567 | 1.7414 | 1.7375 | 1.7375 | 1.7375 | 1.7375 | 0.21383 | 0.22396 | 0.23317 | 0.24149 | 0.2487 | 0.25146 | 0.25592 | 0.26104 | 0.26626 | 0.27158 | 0.13079 | 0.13341 | 0.13607 | 0.13879 | 0.14157 | 0.1444 | 0.14729 | 0.15024 | 0.15324 | 0.15631 | 0.083038 | 0.090553 | 0.097099 | 0.1027 | 0.10713 | 0.10706 | 0.10863 | 0.1108 | 0.11302 | 0.11528 | 7665662.6605 | 7627334.3472 | 7589197.6754 | 7551251.6871 | 7513495.4286 | 7475927.9515 | 7438548.3117 | 7401355.5702 | 7364348.7923 | 7327527.0483 | 7665662.6605 | 7627334.3472 | 7589197.6754 | 7551251.6871 | 7513495.4286 | 7475927.9515 | 7438548.3117 | 7401355.5702 | 7364348.7923 | 7327527.0483 | 309704.9282 | 624603.0028 | 942164.3463 | 1265755.394 | 1591788.4905 | 1917308.029 | 2239657.1889 | 2557297.2488 | 2868187.5016 | 3170888.8592 | 309704.9282 | 314898.0747 | 317561.3434 | 323591.0477 | 326033.0965 | 325519.5385 | 322349.1599 | 317640.0599 | 310890.2528 | 302701.3576
Com ¦ Heat Reflector Panels | RET | C_Food Service | Greater Toronto Area | Space Heating/Ventilation | Commercial | NA | End Use Consumption (m^3/year) | 18 | 2.0191 | 2.0568 | 2.0867 | 2.1094 | 2.1238 | 2.1106 | 2.1073 | 2.1073 | 2.1073 | 2.1073 | 0.092157 | 0.095756 | 0.099092 | 0.10217 | 0.10493 | 0.10636 | 0.10832 | 0.11049 | 0.1127 | 0.11495 | 0.045643 | 0.046556 | 0.047487 | 0.048437 | 0.049405 | 0.050393 | 0.051401 | 0.052429 | 0.053478 | 0.054547 | 0.046514 | 0.049201 | 0.051605 | 0.053734 | 0.055522 | 0.055969 | 0.056917 | 0.058057 | 0.059217 | 0.0604 | 357675.0287 | 355886.6536 | 354107.2203 | 352336.6842 | 350575.0008 | 348822.1258 | 347078.0151 | 345342.6251 | 343615.9119 | 341897.8324 | 357675.0287 | 355886.6536 | 354107.2203 | 352336.6842 | 350575.0008 | 348822.1258 | 347078.0151 | 345342.6251 | 343615.9119 | 341897.8324 | 13380.1837 | 26906.9005 | 40465.6044 | 54324.7564 | 68308.7401 | 82284.843 | 96139.5711 | 109829.5958 | 123275.9852 | 136433.925 | 13380.1837 | 13526.7168 | 13558.7039 | 13859.152 | 13983.9836 | 13976.103 | 13854.7281 | 13690.0246 | 13446.3894 | 13157.9398
Com ¦ Heat/Energy Recovery Ventilation | RET | C_Food Service | Greater Toronto Area | Space Heating/Ventilation | Commercial | NA | End Use Consumption (m^3/year) | 15 | 1.781 | 1.8187 | 1.8486 | 1.8713 | 1.8857 | 1.8726 | 1.8692 | 1.8693 | 1.8692 | 1.8692 | 0.40645 | 0.42336 | 0.43893 | 0.45319 | 0.46582 | 0.47182 | 0.4804 | 0.49002 | 0.49982 | 0.5098 | 0.22821 | 0.23278 | 0.23743 | 0.24218 | 0.24703 | 0.25197 | 0.25701 | 0.26215 | 0.26739 | 0.27274 | 0.17824 | 0.19059 | 0.2015 | 0.21101 | 0.21879 | 0.21985 | 0.2234 | 0.22787 | 0.23243 | 0.23707 | 5767509.8378 | 5738672.2886 | 5709978.9271 | 5681429.0325 | 5653021.8873 | 5624756.7779 | 5596632.994 | 5568649.829 | 5540806.5799 | 5513102.547 | 5767509.8378 | 5738672.2886 | 5709978.9271 | 5681429.0325 | 5653021.8873 | 5624756.7779 | 5596632.994 | 5568649.829 | 5540806.5799 | 5513102.547 | 215755.4619 | 433873.7706 | 652507.8714 | 875986.6974 | 1101478.4337 | 1326843.094 | 1550250.5848 | 1771002.2321 | 1987825.2612 | 2199997.0411 | 215755.4619 | 218118.3087 | 218634.1008 | 223478.8259 | 225491.7363 | 225364.6603 | 223407.4908 | 220751.6474 | 216823.0291 | 212171.7799
Com ¦ High perf.glazings ¦ Retro | RET | C_Food Service | Greater Toronto Area | Space Heating/Ventilation | Commercial | Windows Retro | End Use Consumption (m^3/year) | 30 | 1.1286 | 1.1444 | 1.1569 | 1.1664 | 1.1725 | 1.167 | 1.1656 | 1.1656 | 1.1656 | 1.1655 | 0.40969 | 0.42374 | 0.43695 | 0.44934 | 0.4607 | 0.46771 | 0.47649 | 0.48602 | 0.49574 | 0.50565 | 0.36301 | 0.37027 | 0.37767 | 0.38523 | 0.39293 | 0.40079 | 0.4088 | 0.41698 | 0.42532 | 0.43383 | 0.046685 | 0.053473 | 0.059275 | 0.064116 | 0.067774 | 0.066916 | 0.067683 | 0.069039 | 0.070417 | 0.071818 | 2661272.535 | 2647966.1723 | 2634726.3414 | 2621552.7097 | 2608444.9462 | 2595402.7214 | 2582425.7078 | 2569513.5793 | 2556666.0114 | 2543882.6813 | 2661272.535 | 2647966.1723 | 2634726.3414 | 2621552.7097 | 2608444.9462 | 2595402.7214 | 2582425.7078 | 2569513.5793 | 2556666.0114 | 2543882.6813 | 19404.1493 | 37145.554 | 52752.8341 | 69985.5563 | 87642.5561 | 105077.4427 | 121870.7352 | 138341.5065 | 154390.7322 | 170245.0645 | 19404.1493 | 17741.4047 | 15607.2801 | 17232.7223 | 17656.9998 | 17434.8866 | 16793.2924 | 16470.7713 | 16049.2257 | 15854.3323
Com ¦ Operational Improvement | RET | C_Food Service | Greater Toronto Area | Cross Cutting/Behavioural | Commercial | NA | Customer Segment Consumption (m^3/year) | 5 | 2.0919 | 2.2142 | 2.3046 | 2.3725 | 2.4157 | 2.3793 | 2.3692 | 2.3692 | 2.3693 | 2.3693 | 0.051596 | 0.055707 | 0.05914 | 0.0621 | 0.064494 | 0.064795 | 0.065809 | 0.067124 | 0.06847 | 0.069841 | 0.024665 | 0.025158 | 0.025662 | 0.026175 | 0.026698 | 0.027232 | 0.027777 | 0.028332 | 0.028899 | 0.029477 | 0.026931 | 0.030548 | 0.033478 | 0.035925 | 0.037796 | 0.037563 | 0.038033 | 0.038792 | 0.039571 | 0.040364 | 5928910.964 | 5899266.4091 | 5869770.0771 | 5840421.2267 | 5811219.1206 | 5782163.025 | 5753252.2098 | 5724485.9488 | 5695863.5191 | 5667384.2015 | 5928910.964 | 5899266.4091 | 5869770.0771 | 5840421.2267 | 5811219.1206 | 5782163.025 | 5753252.2098 | 5724485.9488 | 5695863.5191 | 5667384.2015 | 290113.6145 | 588693.407 | 893233.6933 | 1201704.8903 | 1511073.9676 | 1818306.6537 | 2120434.5873 | 2414762.1832 | 2698760.1098 | 2970281.3964 | 290113.6145 | 298579.7925 | 304540.2864 | 308471.197 | 309369.0773 | 307232.6861 | 302127.9336 | 294327.5958 | 283997.9267 | 271521.2865
Com ¦ Roof Insulation Upgrade | RET | C_Food Service | Greater Toronto Area | Space Heating/Ventilation | Commercial | NA | Floor area (1000m2) | 20 | 0.96938 | 0.98631 | 0.99974 | 1.0099 | 1.0164 | 1.0105 | 1.009 | 1.009 | 1.009 | 1.009 | 0.36147 | 0.37513 | 0.38785 | 0.39962 | 0.41023 | 0.416 | 0.42369 | 0.43217 | 0.44081 | 0.44963 | 0.37288 | 0.38034 | 0.38795 | 0.39571 | 0.40362 | 0.41169 | 0.41993 | 0.42833 | 0.43689 | 0.44563 | -0.011417 | -0.0052059 | -0.00010224 | 0.0039177 | 0.0066095 | 0.0043095 | 0.0037681 | 0.0038478 | 0.0039229 | 0.0039953 | 64.6761 | 64.3527 | 64.031 | 63.7108 | 63.3923 | 63.0753 | 62.7599 | 62.4461 | 62.1339 | 61.8232 | 0 | 0 | 0 | 63.7108 | 63.3923 | 63.0753 | 62.7599 | 62.4461 | 62.1339 | 61.8232 | 0 | 0 | 0 | 0.55201 | 1.1145 | 1.673 | 2.218 | 2.7564 | 3.286 | 3.8116 | 0 | 0 | 0 | 0.55201 | 0.56248 | 0.55848 | 0.54497 | 0.53844 | 0.52956 | 0.52566
Com ¦ Super High Perf Glazing ¦Retro | RET | C_Food Service | Greater Toronto Area | Space Heating/Ventilation | Commercial | Windows Retro | End Use Consumption (m^3/year) | 30 | 0.53856 | 0.54611 | 0.55209 | 0.55662 | 0.5595 | 0.55687 | 0.5562 | 0.5562 | 0.5562 | 0.55619 | 0.61454 | 0.63561 | 0.65542 | 0.67401 | 0.69106 | 0.70156 | 0.71473 | 0.72903 | 0.74361 | 0.75847 | 1.1411 | 1.1639 | 1.1872 | 1.2109 | 1.2351 | 1.2598 | 1.285 | 1.3107 | 1.3369 | 1.3637 | -0.52653 | -0.52828 | -0.53175 | -0.5369 | -0.54407 | -0.55828 | -0.5703 | -0.5817 | -0.59334 | -0.60522 | 3991908.8024 | 3971949.2584 | 3952089.5121 | 3932329.0646 | 3912667.4192 | 3893104.0822 | 3873638.5617 | 3854270.3689 | 3834999.0171 | 3815824.022 | 0 | 0 | 0 | 0 | 0 | 0 | 0 | 0 | 0 | 0 | 0 | 0 | 0 | 0 | 0 | 0 | 0 | 0 | 0 | 0 | 0 | 0 | 0 | 0 | 0 | 0 | 0 | 0 | 0 | 0
Com ¦ Wall Insulation Upgrade | RET | C_Food Service | Greater Toronto Area | Space Heating/Ventilation | Commercial | NA | Floor area (1000m2) | 20 | 0.23905 | 0.24323 | 0.24654 | 0.24904 | 0.25064 | 0.24918 | 0.24881 | 0.24882 | 0.24882 | 0.24881 | 0.29574 | 0.30693 | 0.31733 | 0.32697 | 0.33564 | 0.34037 | 0.34666 | 0.3536 | 0.36067 | 0.36788 | 1.2372 | 1.2619 | 1.2871 | 1.3129 | 1.3391 | 1.3659 | 1.3932 | 1.4211 | 1.4495 | 1.4785 | -0.94142 | -0.95498 | -0.96981 | -0.98592 | -1.0035 | -1.0256 | -1.0466 | -1.0675 | -1.0889 | -1.1106 | 207.8875 | 206.8481 | 205.8139 | 204.7848 | 203.7609 | 202.7421 | 201.7284 | 200.7197 | 199.7161 | 198.7175 | 0 | 0 | 0 | 0 | 0 | 0 | 0 | 0 | 0 | 0 | 0 | 0 | 0 | 0 | 0 | 0 | 0 | 0 | 0 | 0 | 0 | 0 | 0 | 0 | 0 | 0 | 0 | 0 | 0 | 0
Com ¦ Air Curtains | ROB | C_Food Service | Greater Toronto Area | Space Heating/Ventilation | Commercial | NA | Shipping door | 15 | 5.3878 | 5.504 | 5.5961 | 5.6658 | 5.7101 | 5.6694 | 5.659 | 5.6589 | 5.6587 | 5.6585 | 54793.8552 | 57095.1782 | 59211.3087 | 61147.8426 | 62858.8782 | 63658.8135 | 64812.7081 | 66108.1395 | 67428.0058 | 68773.4309 | 10170 | 10373.4 | 10580.868 | 10792.4854 | 11008.3351 | 11228.5018 | 11453.0718 | 11682.1332 | 11915.7759 | 12154.0914 | 44623.8552 | 46721.7782 | 48630.4407 | 50355.3572 | 51850.5432 | 52430.3118 | 53359.6363 | 54426.0063 | 55512.2299 | 56619.3395 | 87.3297 | 86.8931 | 86.4586 | 86.0263 | 85.5962 | 85.1682 | 84.7424 | 84.3186 | 83.8971 | 83.4776 | 87.3297 | 86.8931 | 86.4586 | 86.0263 | 85.5962 | 85.1682 | 84.7424 | 84.3186 | 83.8971 | 83.4776 | 4.1705 | 8.155 | 11.959 | 15.5986 | 19.0758 | 22.394 | 25.557 | 28.5705 | 31.439 | 34.1678 | 4.1705 | 3.9845 | 3.8041 | 3.6396 | 3.4772 | 3.3182 | 3.163 | 3.0135 | 2.8685 | 2.7288
Com ¦ Condensing Boiler ¦ Std Baseline | ROB | C_Food Service | Greater Toronto Area | Space Heating/Ventilation | Commercial | Com¦Boiler¦Std | End Use Consumption (m^3/year) | 25 | 1.5743 | 1.5984 | 1.6176 | 1.6321 | 1.6413 | 1.6329 | 1.6308 | 1.6308 | 1.6308 | 1.6307 | 0.52357 | 0.54224 | 0.55971 | 0.57602 | 0.59087 | 0.59959 | 0.61078 | 0.623 | 0.63546 | 0.64816 | 0.33258 | 0.33923 | 0.34601 | 0.35294 | 0.35999 | 0.36719 | 0.37454 | 0.38203 | 0.38967 | 0.39746 | 0.19099 | 0.20301 | 0.21369 | 0.22309 | 0.23087 | 0.23239 | 0.23624 | 0.24097 | 0.24579 | 0.25069 | 9336808.5616 | 9290124.5188 | 9243673.8962 | 9197455.5268 | 9151468.2491 | 9105710.9079 | 9060182.3533 | 9014881.4416 | 8969807.0344 | 8924957.9992 | 9336808.5616 | 9290124.5188 | 9243673.8962 | 9197455.5268 | 9151468.2491 | 9105710.9079 | 9060182.3533 | 9014881.4416 | 8969807.0344 | 8924957.9992 | 9000.4428 | 26070.5882 | 49736.6728 | 80856.7009 | 118182.278 | 160442.9431 | 206412.3617 | 255552.7059 | 306999.9034 | 360337.6605 | 9000.4428 | 17070.1454 | 23666.0846 | 31120.0281 | 37325.5771 | 42260.6652 | 45969.4186 | 49140.3442 | 51447.1975 | 53337.7571
Com ¦ Condensing Water Heaters | ROB | C_Food Service | Greater Toronto Area | Water Heating | Commercial | Com ¦ Water Heating | End Use Consumption (m^3/year) | 13 | 1.5536 | 1.5892 | 1.6159 | 1.6352 | 1.6466 | 1.6465 | 1.6432 | 1.6432 | 1.6432 | 1.6432 | 0.24404 | 0.25463 | 0.26408 | 0.27258 | 0.27997 | 0.28555 | 0.29068 | 0.29649 | 0.30242 | 0.30847 | 0.15708 | 0.16022 | 0.16343 | 0.1667 | 0.17003 | 0.17343 | 0.1769 | 0.18044 | 0.18405 | 0.18773 | 0.086963 | 0.094409 | 0.10066 | 0.10589 | 0.10994 | 0.11212 | 0.11378 | 0.11606 | 0.11838 | 0.12075 | 257614.5016 | 256326.4291 | 255044.7969 | 253769.5729 | 252500.7251 | 251238.2214 | 249982.0303 | 248732.1202 | 247488.4596 | 246251.0173 | 257614.5016 | 256326.4291 | 255044.7969 | 253769.5729 | 252500.7251 | 251238.2214 | 249982.0303 | 248732.1202 | 247488.4596 | 246251.0173 | 8025.8409 | 15688.5053 | 22976.9203 | 30098.1684 | 36994.3751 | 43637.5655 | 50012.2146 | 56144.0239 | 62034.3153 | 67703.1069 | 8025.8409 | 7662.6644 | 7288.415 | 7121.2481 | 6896.2067 | 6643.1904 | 6374.649 | 6131.8094 | 5890.2914 | 5668.7916
Com ¦ Demand Control Kitchen Ventilation | ROB | C_Food Service | Greater Toronto Area | Space Heating/Ventilation | Commercial | NA | per building | 15 | 4.3624 | 4.408 | 4.4448 | 4.4736 | 4.4933 | 4.4812 | 4.4808 | 4.4844 | 4.4881 | 4.4919 | 65435.9299 | 67442.9283 | 69366.2343 | 71211.5723 | 72954.905 | 74214.772 | 75691.2479 | 77268.2103 | 78878.4803 | 80524.0625 | 15000 | 15300 | 15606 | 15918.12 | 16236.4824 | 16561.212 | 16892.4363 | 17230.285 | 17574.8907 | 17926.3885 | 50435.9299 | 52142.9283 | 53760.2343 | 55293.4523 | 56718.4226 | 57653.56 | 58798.8116 | 60037.9253 | 61303.5896 | 62597.674 | 69775.9016 | 69427.0221 | 69079.887 | 68734.4875 | 68390.8151 | 68048.861 | 67708.6167 | 67370.0736 | 67033.2233 | 66698.0571 | 69775.9016 | 69427.0221 | 69079.887 | 68734.4875 | 68390.8151 | 68048.861 | 67708.6167 | 67370.0736 | 67033.2233 | 66698.0571 | 3189.64 | 6231.3251 | 9131.816 | 11906.9811 | 14559.3944 | 17092.3689 | 19509.3391 | 21815.372 | 24014.0963 | 26109.8662 | 3189.64 | 3041.6851 | 2900.4908 | 2775.1651 | 2652.4133 | 2532.9745 | 2416.9702 | 2306.033 | 2198.7243 | 2095.7699
Com ¦ Efficient Gas Broilers | ROB | C_Food Service | Greater Toronto Area | Appliances/Other | Commercial | NA | Equipment | 12 | 2.8503 | 2.9204 | 2.9726 | 3.0104 | 3.0329 | 3.0322 | 3.0258 | 3.0258 | 3.0258 | 3.0258 | 3619.8472 | 3783.1185 | 3927.7842 | 4057.2257 | 4169.3171 | 4251.6453 | 4327.6076 | 4414.1824 | 4502.4753 | 4592.4136 | 1270 | 1295.4 | 1321.308 | 1347.7342 | 1374.6888 | 1402.1826 | 1430.2263 | 1458.8308 | 1488.0074 | 1517.7676 | 2349.8472 | 2487.7185 | 2606.4762 | 2709.4916 | 2794.6283 | 2849.4627 | 2897.3813 | 2955.3516 | 3014.4679 | 3074.646 | 8055.2712 | 8014.9949 | 7974.9199 | 7935.0453 | 7895.3701 | 7855.8932 | 7816.6138 | 7777.5307 | 7738.643 | 7699.9498 | 8055.2712 | 8014.9949 | 7974.9199 | 7935.0453 | 7895.3701 | 7855.8932 | 7816.6138 | 7777.5307 | 7738.643 | 7699.9498 | 552.3478 | 1060.0085 | 1526.7751 | 1959.6401 | 2360.4838 | 2731.3829 | 3074.3503 | 3391.8757 | 3685.7996 | 3958.1154 | 552.3478 | 507.6607 | 466.7667 | 432.865 | 400.8437 | 370.8992 | 342.9674 | 317.5254 | 293.9239 | 272.3158
Com ¦ Efficient Gas Griddles | ROB | C_Food Service | Greater Toronto Area | Appliances/Other | Commercial | NA | Equipment | 10 | 4.3596 | 4.4841 | 4.5767 | 4.6436 | 4.6836 | 4.6822 | 4.671 | 4.671 | 4.671 | 4.6709 | 5013.5702 | 5259.8733 | 5475.7893 | 5666.9948 | 5830.0936 | 5945.0129 | 6049.3306 | 6170.3006 | 6293.7734 | 6419.5086 | 1150 | 1173 | 1196.46 | 1220.3892 | 1244.797 | 1269.6929 | 1295.0868 | 1320.9885 | 1347.4083 | 1374.3565 | 3863.5702 | 4086.8733 | 4279.3293 | 4446.6056 | 4585.2966 | 4675.3199 | 4754.2438 | 4849.3121 | 4946.3651 | 5045.1521 | 14551.2818 | 14478.5254 | 14406.1328 | 14334.1021 | 14262.4316 | 14191.1194 | 14120.1638 | 14049.563 | 13979.3152 | 13909.4186 | 14551.2818 | 14478.5254 | 14406.1328 | 14334.1021 | 14262.4316 | 14191.1194 | 14120.1638 | 14049.563 | 13979.3152 | 13909.4186 | 1054.3038 | 2024.6689 | 2918.9431 | 3745.8292 | 4510.6282 | 5218.1614 | 5872.7466 | 6478.5937 | 7039.2564 | 7558.1348 | 1054.3038 | 970.3651 | 894.2742 | 826.8861 | 764.799 | 707.5332 | 654.5852 | 605.8472 | 560.6627 | 518.8784
Com ¦ Efficient Gas Ovens | ROB | C_Food Service | Greater Toronto Area | Appliances/Other | Commercial | NA | Equipment | 12 | 2.0905 | 2.142 | 2.1802 | 2.2079 | 2.2244 | 2.2239 | 2.2192 | 2.2192 | 2.2192 | 2.2192 | 1829.2171 | 1911.6996 | 1984.7857 | 2050.183 | 2106.8181 | 2148.4214 | 2186.81 | 2230.5593 | 2275.1771 | 2320.6267 | 875 | 892.5 | 910.35 | 928.557 | 947.1281 | 966.0707 | 985.3921 | 1005.1 | 1025.202 | 1045.706 | 954.2171 | 1019.1996 | 1074.4357 | 1121.626 | 1159.69 | 1182.3507 | 1201.4179 | 1225.4594 | 1249.9751 | 1274.9207 | 1857.7326 | 1848.444 | 1839.2017 | 1830.0057 | 1820.8557 | 1811.7514 | 1802.6927 | 1793.6792 | 1784.7108 | 1775.7873 | 1857.7326 | 1848.444 | 1839.2017 | 1830.0057 | 1820.8557 | 1811.7514 | 1802.6927 | 1793.6792 | 1784.7108 | 1775.7873 | 99.6545 | 193.1441 | 280.7106 | 363.6893 | 442.0063 | 515.7381 | 584.9949 | 650.0806 | 711.1809 | 768.5907 | 99.6545 | 93.4896 | 87.5665 | 82.9787 | 78.317 | 73.7317 | 69.2568 | 65.0857 | 61.1003 | 57.4098
Com ¦ Efficient Gas Range Tops | ROB | C_Food Service | Greater Toronto Area | Appliances/Other | Commercial | NA | Equipment | 10 | 2.1138 | 2.1741 | 2.219 | 2.2514 | 2.2708 | 2.2702 | 2.2647 | 2.2647 | 2.2647 | 2.2647 | 1691.0065 | 1774.0811 | 1846.9065 | 1911.3975 | 1966.4084 | 2005.169 | 2040.3539 | 2081.1554 | 2122.801 | 2165.2097 | 800 | 816 | 832.32 | 848.9664 | 865.9457 | 883.2646 | 900.9299 | 918.9485 | 937.3275 | 956.0741 | 891.0065 | 958.0811 | 1014.5865 | 1062.4311 | 1100.4627 | 1121.9044 | 1139.424 | 1162.2069 | 1185.4735 | 1209.1357 | 4362.6153 | 4340.8022 | 4319.0982 | 4297.5027 | 4276.0152 | 4254.6351 | 4233.362 | 4212.1951 | 4191.1342 | 4170.1785 | 4362.6153 | 4340.8022 | 4319.0982 | 4297.5027 | 4276.0152 | 4254.6351 | 4233.362 | 4212.1951 | 4191.1342 | 4170.1785 | 290.9324 | 558.2403 | 803.8684 | 1031.9723 | 1243.3685 | 1439.0601 | 1620.0534 | 1787.7076 | 1942.9805 | 2086.9555 | 290.9324 | 267.3079 | 245.6281 | 228.104 | 211.3962 | 195.6916 | 180.9933 | 167.6541 | 155.2729 | 143.9751
Com ¦ Energy Star Gas Fryers | ROB | C_Food Service | Greater Toronto Area | Appliances/Other | Commercial | NA | Equipment | 12 | 2.2897 | 2.3456 | 2.3873 | 2.4174 | 2.4354 | 2.4348 | 2.4298 | 2.4298 | 2.4299 | 2.4298 | 2353.7648 | 2459.5342 | 2553.2974 | 2637.2393 | 2709.9887 | 2763.5282 | 2812.9657 | 2869.2682 | 2926.6923 | 2985.1919 | 1028 | 1048.56 | 1069.5312 | 1090.9218 | 1112.7403 | 1134.9951 | 1157.695 | 1180.8489 | 1204.4658 | 1228.5552 | 1325.7648 | 1410.9742 | 1483.7662 | 1546.3175 | 1597.2484 | 1628.5332 | 1655.2707 | 1688.4193 | 1722.2264 | 1756.6367 | 4544.1546 | 4521.4338 | 4498.8266 | 4476.3325 | 4453.9508 | 4431.6811 | 4409.5227 | 4387.4751 | 4365.5377 | 4343.71 | 4544.1546 | 4521.4338 | 4498.8266 | 4476.3325 | 4453.9508 | 4431.6811 | 4409.5227 | 4387.4751 | 4365.5377 | 4343.71 | 248.8342 | 482.4901 | 701.5844 | 909.0284 | 1104.7517 | 1288.981 | 1462.054 | 1624.7391 | 1777.509 | 1921.0248 | 248.8342 | 233.6559 | 219.0943 | 207.444 | 195.7233 | 184.2294 | 173.073 | 162.6852 | 152.7699 | 143.5158
Com ¦ Near Condensing Boiler¦ Std Baseline | ROB | C_Food Service | Greater Toronto Area | Space Heating/Ventilation | Commercial | Com¦Boiler¦Std | End Use Consumption (m^3/year) | 25 | 4.3784 | 4.4456 | 4.4989 | 4.5392 | 4.5649 | 4.5415 | 4.5355 | 4.5356 | 4.5355 | 4.5355 | 0.29918 | 0.30985 | 0.31983 | 0.32915 | 0.33764 | 0.34262 | 0.34902 | 0.356 | 0.36312 | 0.37037 | 0.068331 | 0.069697 | 0.071091 | 0.072513 | 0.073963 | 0.075443 | 0.076952 | 0.078491 | 0.08006 | 0.081662 | 0.23085 | 0.24015 | 0.24874 | 0.25664 | 0.26367 | 0.26718 | 0.27206 | 0.27751 | 0.28306 | 0.28871 | 5335319.1781 | 5308642.5822 | 5282099.3693 | 5255688.8724 | 5229410.4281 | 5203263.3759 | 5177247.0591 | 5151360.8238 | 5125604.0196 | 5099975.9995 | 5335319.1781 | 5308642.5822 | 5282099.3693 | 5255688.8724 | 5229410.4281 | 5203263.3759 | 5177247.0591 | 5151360.8238 | 5125604.0196 | 5099975.9995 | 133208.8121 | 253301.1374 | 360880.9931 | 457596.0721 | 543920.7081 | 620507.7089 | 688081.4066 | 747552.3986 | 799690.04 | 845320.7122 | 133208.8121 | 120092.3253 | 107579.8557 | 96715.079 | 86324.636 | 76587.0007 | 67573.6977 | 59470.9921 | 52137.6414 | 45630.6722
Com ¦ Tankless Water Heaters | ROB | C_Food Service | Greater Toronto Area | Water Heating | Commercial | Com ¦ Water Heating | End Use Consumption (m^3/year) | 18 | 0.54413 | 0.55403 | 0.56143 | 0.5668 | 0.56995 | 0.56992 | 0.56902 | 0.56902 | 0.56901 | 0.56902 | 0.46011 | 0.47785 | 0.49392 | 0.50862 | 0.52167 | 0.53208 | 0.54186 | 0.5527 | 0.56375 | 0.57503 | 0.84559 | 0.8625 | 0.87976 | 0.89735 | 0.9153 | 0.9336 | 0.95228 | 0.97132 | 0.99075 | 1.0106 | -0.38548 | -0.38465 | -0.38583 | -0.38873 | -0.39362 | -0.40152 | -0.41041 | -0.41862 | -0.427 | -0.43553 | 385217.9463 | 383291.8565 | 381375.3973 | 379468.5203 | 377571.1777 | 375683.3218 | 373804.9052 | 371935.8807 | 370076.2013 | 368225.8202 | 0 | 0 | 0 | 0 | 0 | 0 | 0 | 0 | 0 | 0 | 0 | 0 | 0 | 0 | 0 | 0 | 0 | 0 | 0 | 0 | 0 | 0 | 0 | 0 | 0 | 0 | 0 | 0 | 0 | 0
Com ¦ Air Curtains | NEW | C_Hospital | Greater Toronto Area | Space Heating/Ventilation | Commercial | NA | Shipping door | 15 | 5.3878 | 5.504 | 5.5961 | 5.6658 | 5.7101 | 5.6694 | 5.659 | 5.6589 | 5.6587 | 5.6585 | 54793.8552 | 57095.1782 | 59211.3087 | 61147.8426 | 62858.8782 | 63658.8135 | 64812.7081 | 66108.1395 | 67428.0058 | 68773.4309 | 10170 | 10373.4 | 10580.868 | 10792.4854 | 11008.3351 | 11228.5018 | 11453.0718 | 11682.1332 | 11915.7759 | 12154.0914 | 44623.8552 | 46721.7782 | 48630.4407 | 50355.3572 | 51850.5432 | 52430.3118 | 53359.6363 | 54426.0063 | 55512.2299 | 56619.3395 | 0.028524 | 0.057133 | 0.08583 | 0.11461 | 0.14349 | 0.17245 | 0.20151 | 0.23067 | 0.25991 | 0.28926 | 0.028524 | 0.057133 | 0.08583 | 0.11461 | 0.14349 | 0.17245 | 0.20151 | 0.23067 | 0.25991 | 0.28926 | 0.020424 | 0.040909 | 0.061892 | 0.08334 | 0.10527 | 0.12765 | 0.15044 | 0.1736 | 0.19712 | 0.22097 | 0.020424 | 0.020485 | 0.020983 | 0.021448 | 0.021933 | 0.022377 | 0.022786 | 0.023164 | 0.023521 | 0.023852
Com ¦ Condensing Boiler ¦ Near Cond Baseline | NEW | C_Hospital | Greater Toronto Area | Space Heating/Ventilation | Commercial | NA | End Use Consumption (m^3/year) | 25 | 1.0302 | 1.046 | 1.0586 | 1.0681 | 1.0741 | 1.0686 | 1.0672 | 1.0672 | 1.0672 | 1.0672 | 0.22439 | 0.23239 | 0.23987 | 0.24687 | 0.25323 | 0.25697 | 0.26176 | 0.267 | 0.27234 | 0.27778 | 0.2178 | 0.22216 | 0.2266 | 0.23114 | 0.23576 | 0.24047 | 0.24528 | 0.25019 | 0.25519 | 0.2603 | 0.0065823 | 0.010226 | 0.013271 | 0.01573 | 0.01747 | 0.016492 | 0.016479 | 0.016811 | 0.017145 | 0.017485 | 34440.475 | 68984.2714 | 103633.0769 | 138388.5881 | 173252.5112 | 208226.5616 | 243312.4643 | 278511.9537 | 313826.7741 | 349258.6794 | 34440.475 | 68984.2714 | 103633.0769 | 138388.5881 | 173252.5112 | 208226.5616 | 243312.4643 | 278511.9537 | 313826.7741 | 349258.6794 | 3677.6378 | 7366.3084 | 10819.5975 | 13925.6126 | 17427.9007 | 21085.0833 | 24760.0458 | 28358.3322 | 31942.7943 | 35487.2572 | 3677.6378 | 3688.6707 | 3453.2891 | 3106.015 | 3502.2882 | 3657.1826 | 3674.9625 | 3598.2864 | 3584.4621 | 3544.4629
Com ¦ Condensing Boiler ¦ Std Baseline | NEW | C_Hospital | Greater Toronto Area | Space Heating/Ventilation | Commercial | Com¦Boiler¦Std | End Use Consumption (m^3/year) | 25 | 1.5743 | 1.5984 | 1.6176 | 1.6321 | 1.6413 | 1.6329 | 1.6308 | 1.6308 | 1.6308 | 1.6307 | 0.52357 | 0.54224 | 0.55971 | 0.57602 | 0.59087 | 0.59959 | 0.61078 | 0.623 | 0.63546 | 0.64816 | 0.33258 | 0.33923 | 0.34601 | 0.35294 | 0.35999 | 0.36719 | 0.37454 | 0.38203 | 0.38967 | 0.39746 | 0.19099 | 0.20301 | 0.21369 | 0.22309 | 0.23087 | 0.23239 | 0.23624 | 0.24097 | 0.24579 | 0.25069 | 80361.1084 | 160963.3 | 241810.5127 | 322906.7056 | 404255.8595 | 485861.9771 | 567729.0833 | 649861.2252 | 732262.4728 | 814936.9186 | 80361.1084 | 160963.3 | 241810.5127 | 322906.7056 | 404255.8595 | 485861.9771 | 567729.0833 | 649861.2252 | 732262.4728 | 814936.9186 | 1935.3685 | 3876.543 | 7717.9273 | 13283.1725 | 20923.8436 | 30503.7019 | 41858.0377 | 54808.2323 | 69328.2453 | 85291.5895 | 1935.3685 | 1941.1746 | 3841.3843 | 5565.2452 | 7640.6711 | 9579.8583 | 11354.3358 | 12950.1946 | 14520.013 | 15963.3443
Com ¦ Condensing Water Heaters | NEW | C_Hospital | Greater Toronto Area | Water Heating | Commercial | Com ¦ Water Heating | End Use Consumption (m^3/year) | 13 | 1.5536 | 1.5892 | 1.6159 | 1.6352 | 1.6466 | 1.6465 | 1.6432 | 1.6432 | 1.6432 | 1.6432 | 0.24404 | 0.25463 | 0.26408 | 0.27258 | 0.27997 | 0.28555 | 0.29068 | 0.29649 | 0.30242 | 0.30847 | 0.15708 | 0.16022 | 0.16343 | 0.1667 | 0.17003 | 0.17343 | 0.1769 | 0.18044 | 0.18405 | 0.18773 | 0.086963 | 0.094409 | 0.10066 | 0.10589 | 0.10994 | 0.11212 | 0.11378 | 0.11606 | 0.11838 | 0.12075 | 1108.1234 | 2219.5712 | 3334.3976 | 4452.6573 | 5574.4052 | 6699.6964 | 7828.5865 | 8961.1312 | 10097.3867 | 11237.4094 | 1108.1234 | 2219.5712 | 3334.3976 | 4452.6573 | 5574.4052 | 6699.6964 | 7828.5865 | 8961.1312 | 10097.3867 | 11237.4094 | 620.123 | 1242.1063 | 1870.8728 | 2503.8664 | 3155.4192 | 3820.337 | 4495.4525 | 5178.4174 | 5870.0126 | 6569.2438 | 620.123 | 621.9833 | 628.7665 | 632.9937 | 651.5528 | 664.9178 | 675.1155 | 682.9648 | 691.5953 | 699.2312
Com ¦ Demand Control Kitchen Ventilation | NEW | C_Hospital | Greater Toronto Area | Space Heating/Ventilation | Commercial | NA | per building | 15 | 4.3624 | 4.408 | 4.4448 | 4.4736 | 4.4933 | 4.4812 | 4.4808 | 4.4844 | 4.4881 | 4.4919 | 65435.9299 | 67442.9283 | 69366.2343 | 71211.5723 | 72954.905 | 74214.772 | 75691.2479 | 77268.2103 | 78878.4803 | 80524.0625 | 15000 | 15300 | 15606 | 15918.12 | 16236.4824 | 16561.212 | 16892.4363 | 17230.285 | 17574.8907 | 17926.3885 | 50435.9299 | 52142.9283 | 53760.2343 | 55293.4523 | 56718.4226 | 57653.56 | 58798.8116 | 60037.9253 | 61303.5896 | 62597.674 | 22.7904 | 45.6492 | 68.5774 | 91.5763 | 114.6469 | 137.7904 | 161.0079 | 184.3005 | 207.6695 | 231.116 | 22.7904 | 45.6492 | 68.5774 | 91.5763 | 114.6469 | 137.7904 | 161.0079 | 184.3005 | 207.6695 | 231.116 | 15.6113 | 31.2694 | 47.2699 | 63.5966 | 80.281 | 97.2956 | 114.6171 | 132.2241 | 150.1045 | 168.2405 | 15.6113 | 15.6581 | 16.0005 | 16.3267 | 16.6844 | 17.0145 | 17.3215 | 17.607 | 17.8804 | 18.1361
Com ¦ Efficient Gas Broilers | NEW | C_Hospital | Greater Toronto Area | Appliances/Other | Commercial | NA | Equipment | 12 | 2.8503 | 2.9204 | 2.9726 | 3.0104 | 3.0329 | 3.0322 | 3.0258 | 3.0258 | 3.0258 | 3.0258 | 3619.8472 | 3783.1185 | 3927.7842 | 4057.2257 | 4169.3171 | 4251.6453 | 4327.6076 | 4414.1824 | 4502.4753 | 4592.4136 | 1270 | 1295.4 | 1321.308 | 1347.7342 | 1374.6888 | 1402.1826 | 1430.2263 | 1458.8308 | 1488.0074 | 1517.7676 | 2349.8472 | 2487.7185 | 2606.4762 | 2709.4916 | 2794.6283 | 2849.4627 | 2897.3813 | 2955.3516 | 3014.4679 | 3074.646 | 2.631 | 5.27 | 7.9169 | 10.572 | 13.2354 | 15.9072 | 18.5875 | 21.2766 | 23.9744 | 26.6812 | 2.631 | 5.27 | 7.9169 | 10.572 | 13.2354 | 15.9072 | 18.5875 | 21.2766 | 23.9744 | 26.6812 | 1.8023 | 3.6099 | 5.4547 | 7.334 | 9.2571 | 11.2189 | 13.2158 | 15.2445 | 17.304 | 19.3919 | 1.8023 | 1.8077 | 1.8448 | 1.8793 | 1.9231 | 1.9619 | 1.9969 | 2.0287 | 2.0595 | 2.0879
Com ¦ Efficient Gas Griddles | NEW | C_Hospital | Greater Toronto Area | Appliances/Other | Commercial | NA | Equipment | 10 | 4.3596 | 4.4841 | 4.5767 | 4.6436 | 4.6836 | 4.6822 | 4.671 | 4.671 | 4.671 | 4.6709 | 5013.5702 | 5259.8733 | 5475.7893 | 5666.9948 | 5830.0936 | 5945.0129 | 6049.3306 | 6170.3006 | 6293.7734 | 6419.5086 | 1150 | 1173 | 1196.46 | 1220.3892 | 1244.797 | 1269.6929 | 1295.0868 | 1320.9885 | 1347.4083 | 1374.3565 | 3863.5702 | 4086.8733 | 4279.3293 | 4446.6056 | 4585.2966 | 4675.3199 | 4754.2438 | 4849.3121 | 4946.3651 | 5045.1521 | 4.7528 | 9.5198 | 14.3013 | 19.0976 | 23.9088 | 28.7352 | 33.5771 | 38.4346 | 43.308 | 48.1976 | 4.7528 | 9.5198 | 14.3013 | 19.0976 | 23.9088 | 28.7352 | 33.5771 | 38.4346 | 43.308 | 48.1976 | 3.4427 | 6.8957 | 10.4267 | 14.0334 | 17.7193 | 21.4797 | 25.3101 | 29.2061 | 33.1644 | 37.1809 | 3.4427 | 3.453 | 3.531 | 3.6067 | 3.6859 | 3.7604 | 3.8304 | 3.896 | 3.9583 | 4.0165
Com ¦ Efficient Gas Ovens | NEW | C_Hospital | Greater Toronto Area | Appliances/Other | Commercial | NA | Equipment | 12 | 2.0905 | 2.142 | 2.1802 | 2.2079 | 2.2244 | 2.2239 | 2.2192 | 2.2192 | 2.2192 | 2.2192 | 1829.2171 | 1911.6996 | 1984.7857 | 2050.183 | 2106.8181 | 2148.4214 | 2186.81 | 2230.5593 | 2275.1771 | 2320.6267 | 875 | 892.5 | 910.35 | 928.557 | 947.1281 | 966.0707 | 985.3921 | 1005.1 | 1025.202 | 1045.706 | 954.2171 | 1019.1996 | 1074.4357 | 1121.626 | 1159.69 | 1182.3507 | 1201.4179 | 1225.4594 | 1249.9751 | 1274.9207 | 1.2136 | 2.4308 | 3.6516 | 4.8763 | 6.1048 | 7.3371 | 8.5734 | 9.8137 | 11.0581 | 12.3066 | 1.2136 | 2.4308 | 3.6516 | 4.8763 | 6.1048 | 7.3371 | 8.5734 | 9.8137 | 11.0581 | 12.3066 | 0.77976 | 1.5619 | 2.3613 | 3.1758 | 4.0119 | 4.866 | 5.7357 | 6.6187 | 7.5145 | 8.4219 | 0.77976 | 0.7821 | 0.79944 | 0.81451 | 0.83609 | 0.85411 | 0.86965 | 0.88304 | 0.89584 | 0.90735
Com ¦ Efficient Gas Range Tops | NEW | C_Hospital | Greater Toronto Area | Appliances/Other | Commercial | NA | Equipment | 10 | 2.1138 | 2.1741 | 2.219 | 2.2514 | 2.2708 | 2.2702 | 2.2647 | 2.2647 | 2.2647 | 2.2647 | 1691.0065 | 1774.0811 | 1846.9065 | 1911.3975 | 1966.4084 | 2005.169 | 2040.3539 | 2081.1554 | 2122.801 | 2165.2097 | 800 | 816 | 832.32 | 848.9664 | 865.9457 | 883.2646 | 900.9299 | 918.9485 | 937.3275 | 956.0741 | 891.0065 | 958.0811 | 1014.5865 | 1062.4311 | 1100.4627 | 1121.9044 | 1139.424 | 1162.2069 | 1185.4735 | 1209.1357 | 1.4249 | 2.8541 | 4.2877 | 5.7256 | 7.1681 | 8.6151 | 10.0667 | 11.5231 | 12.9842 | 14.4501 | 1.4249 | 2.8541 | 4.2877 | 5.7256 | 7.1681 | 8.6151 | 10.0667 | 11.5231 | 12.9842 | 14.4501 | 0.94894 | 1.9007 | 2.8714 | 3.8594 | 4.871 | 5.9032 | 6.9537 | 8.0206 | 9.1035 | 10.2012 | 0.94894 | 0.95179 | 0.97069 | 0.98799 | 1.0116 | 1.0322 | 1.0505 | 1.0669 | 1.0829 | 1.0977
Com ¦ Energy Star Gas Fryers | NEW | C_Hospital | Greater Toronto Area | Appliances/Other | Commercial | NA | Equipment | 12 | 2.2897 | 2.3456 | 2.3873 | 2.4174 | 2.4354 | 2.4348 | 2.4298 | 2.4298 | 2.4299 | 2.4298 | 2353.7648 | 2459.5342 | 2553.2974 | 2637.2393 | 2709.9887 | 2763.5282 | 2812.9657 | 2869.2682 | 2926.6923 | 2985.1919 | 1028 | 1048.56 | 1069.5312 | 1090.9218 | 1112.7403 | 1134.9951 | 1157.695 | 1180.8489 | 1204.4658 | 1228.5552 | 1325.7648 | 1410.9742 | 1483.7662 | 1546.3175 | 1597.2484 | 1628.5332 | 1655.2707 | 1688.4193 | 1722.2264 | 1756.6367 | 1.4842 | 2.9729 | 4.4661 | 5.9639 | 7.4664 | 8.9736 | 10.4856 | 12.0026 | 13.5245 | 15.0514 | 1.4842 | 2.9729 | 4.4661 | 5.9639 | 7.4664 | 8.9736 | 10.4856 | 12.0026 | 13.5245 | 15.0514 | 0.97377 | 1.9505 | 2.9499 | 3.9694 | 5.0156 | 6.0845 | 7.1729 | 8.2786 | 9.4008 | 10.5381 | 0.97377 | 0.97669 | 0.99945 | 1.0195 | 1.0462 | 1.0688 | 1.0885 | 1.1057 | 1.1222 | 1.1372
Com ¦ High perf.glazings ¦ New | NEW | C_Hospital | Greater Toronto Area | Space Heating/Ventilation | Commercial | Windows New | End Use Consumption (m^3/year) | 30 | 1.6157 | 1.6383 | 1.6563 | 1.6698 | 1.6785 | 1.6706 | 1.6686 | 1.6686 | 1.6686 | 1.6686 | 0.40969 | 0.42374 | 0.43695 | 0.44934 | 0.4607 | 0.46771 | 0.47649 | 0.48602 | 0.49574 | 0.50565 | 0.25357 | 0.25864 | 0.26382 | 0.26909 | 0.27447 | 0.27996 | 0.28556 | 0.29127 | 0.2971 | 0.30304 | 0.15612 | 0.1651 | 0.17313 | 0.18025 | 0.18623 | 0.18774 | 0.19093 | 0.19475 | 0.19864 | 0.2026 | 22905.3438 | 45879.4037 | 68923.302 | 92038.1671 | 115225.1338 | 138485.3429 | 161819.9416 | 185230.0836 | 208716.9287 | 232281.6436 | 22905.3438 | 45879.4037 | 68923.302 | 92038.1671 | 115225.1338 | 138485.3429 | 161819.9416 | 185230.0836 | 208716.9287 | 232281.6436 | 7108.2528 | 14237.8304 | 21293.5872 | 28175.7264 | 35465.2822 | 42962.8343 | 50552.2347 | 58151.6859 | 65805.4826 | 73487.4192 | 7108.2528 | 7129.5776 | 7055.7568 | 6882.1392 | 7289.5558 | 7497.5521 | 7589.4004 | 7599.4512 | 7653.7967 | 7681.9365
Com ¦ Near Condensing Boiler¦ Std Baseline | NEW | C_Hospital | Greater Toronto Area | Space Heating/Ventilation | Commercial | Com¦Boiler¦Std | End Use Consumption (m^3/year) | 25 | 4.3784 | 4.4456 | 4.4989 | 4.5392 | 4.5649 | 4.5415 | 4.5355 | 4.5356 | 4.5355 | 4.5355 | 0.29918 | 0.30985 | 0.31983 | 0.32915 | 0.33764 | 0.34262 | 0.34902 | 0.356 | 0.36312 | 0.37037 | 0.068331 | 0.069697 | 0.071091 | 0.072513 | 0.073963 | 0.075443 | 0.076952 | 0.078491 | 0.08006 | 0.081662 | 0.23085 | 0.24015 | 0.24874 | 0.25664 | 0.26367 | 0.26718 | 0.27206 | 0.27751 | 0.28306 | 0.28871 | 45920.6333 | 91979.0286 | 138177.4358 | 184518.1175 | 231003.3483 | 277635.4155 | 324416.619 | 371349.2716 | 418435.6987 | 465678.2392 | 45920.6333 | 91979.0286 | 138177.4358 | 184518.1175 | 231003.3483 | 277635.4155 | 324416.619 | 371349.2716 | 418435.6987 | 465678.2392 | 28643.9389 | 57373.8095 | 84441.6746 | 109808.7211 | 133646.1313 | 155911.9652 | 176613.1044 | 195784.0732 | 213498.2727 | 229821.7476 | 28643.9389 | 28729.8707 | 27067.865 | 25367.0465 | 23837.4102 | 22265.834 | 20701.1391 | 19170.9688 | 17714.1995 | 16323.475
Com ¦ Super High Perf Glazing ¦New | NEW | C_Hospital | Greater Toronto Area | Space Heating/Ventilation | Commercial | Windows New | End Use Consumption (m^3/year) | 30 | 0.53856 | 0.54611 | 0.55209 | 0.55662 | 0.5595 | 0.55687 | 0.5562 | 0.5562 | 0.5562 | 0.55619 | 0.61454 | 0.63561 | 0.65542 | 0.67401 | 0.69106 | 0.70156 | 0.71473 | 0.72903 | 0.74361 | 0.75847 | 1.1411 | 1.1639 | 1.1872 | 1.2109 | 1.2351 | 1.2598 | 1.285 | 1.3107 | 1.3369 | 1.3637 | -0.52653 | -0.52828 | -0.53175 | -0.5369 | -0.54407 | -0.55828 | -0.5703 | -0.5817 | -0.59334 | -0.60522 | 34358.0158 | 68819.1056 | 103384.953 | 138057.2507 | 172837.7007 | 207728.0144 | 242729.9125 | 277845.1254 | 313075.3931 | 348422.4655 | 0 | 0 | 0 | 0 | 0 | 0 | 0 | 0 | 0 | 0 | 0 | 0 | 0 | 0 | 0 | 0 | 0 | 0 | 0 | 0 | 0 | 0 | 0 | 0 | 0 | 0 | 0 | 0 | 0 | 0
Com ¦ Tankless Water Heaters | NEW | C_Hospital | Greater Toronto Area | Water Heating | Commercial | Com ¦ Water Heating | End Use Consumption (m^3/year) | 18 | 0.54413 | 0.55403 | 0.56143 | 0.5668 | 0.56995 | 0.56992 | 0.56902 | 0.56902 | 0.56901 | 0.56902 | 0.46011 | 0.47785 | 0.49392 | 0.50862 | 0.52167 | 0.53208 | 0.54186 | 0.5527 | 0.56375 | 0.57503 | 0.84559 | 0.8625 | 0.87976 | 0.89735 | 0.9153 | 0.9336 | 0.95228 | 0.97132 | 0.99075 | 1.0106 | -0.38548 | -0.38465 | -0.38583 | -0.38873 | -0.39362 | -0.40152 | -0.41041 | -0.41862 | -0.427 | -0.43553 | 1657.007 | 3318.9849 | 4986.0151 | 6658.1792 | 8335.5592 | 10018.2376 | 11706.2975 | 13399.8224 | 15098.896 | 16803.6028 | 0 | 0 | 0 | 0 | 0 | 0 | 0 | 0 | 0 | 0 | 0 | 0 | 0 | 0 | 0 | 0 | 0 | 0 | 0 | 0 | 0 | 0 | 0 | 0 | 0 | 0 | 0 | 0 | 0 | 0
Com ¦ Waste Water Heat Recovery ¦New | NEW | C_Hospital | Greater Toronto Area | Water Heating | Commercial | NA | Bed | 25 | 4.1037 | 4.165 | 4.2108 | 4.2441 | 4.2636 | 4.2635 | 4.2579 | 4.258 | 4.258 | 4.2581 | 1075.1603 | 1113.0427 | 1147.8065 | 1180.0053 | 1209.152 | 1233.2965 | 1256.3225 | 1281.4651 | 1307.1047 | 1333.2873 | 262 | 267.24 | 272.5848 | 278.0365 | 283.5972 | 289.2692 | 295.0546 | 300.9556 | 306.9748 | 313.1143 | 813.1603 | 845.8027 | 875.2217 | 901.9688 | 925.5548 | 944.0273 | 961.268 | 980.5095 | 1000.13 | 1020.173 | 92.4497 | 185.1767 | 278.1856 | 371.4809 | 465.0673 | 558.9492 | 653.1315 | 747.6186 | 842.4153 | 937.5263 | 92.4497 | 185.1767 | 278.1856 | 371.4809 | 465.0673 | 558.9492 | 653.1315 | 747.6186 | 842.4153 | 937.5263 | 61.9582 | 124.1023 | 188.0197 | 253.4458 | 320.6565 | 389.3587 | 459.336 | 530.4106 | 602.5147 | 675.5375 | 61.9582 | 62.1441 | 63.9173 | 65.4261 | 67.2107 | 68.7023 | 69.9773 | 71.0746 | 72.1041 | 73.0227
Com ¦ Air Sealing | RET | C_Hospital | Greater Toronto Area | Space Heating/Ventilation | Commercial | NA | Floor area (1000m2) | 6 | 0.7443 | 0.77842 | 0.80548 | 0.82599 | 0.83903 | 0.82713 | 0.82412 | 0.82415 | 0.82415 | 0.82412 | 0.06258 | 0.066757 | 0.07046 | 0.073699 | 0.07636 | 0.076782 | 0.078033 | 0.079597 | 0.081189 | 0.082809 | 0.084079 | 0.08576 | 0.087476 | 0.089225 | 0.09101 | 0.09283 | 0.094686 | 0.09658 | 0.098512 | 0.10048 | -0.021499 | -0.019003 | -0.017016 | -0.015526 | -0.01465 | -0.016047 | -0.016654 | -0.016984 | -0.017323 | -0.017673 | 79.6064 | 79.2084 | 78.8124 | 78.4183 | 78.0262 | 77.6361 | 77.2479 | 76.8617 | 76.4774 | 76.095 | 0 | 0 | 0 | 0 | 0 | 0 | 0 | 0 | 0 | 0 | 0 | 0 | 0 | 0 | 0 | 0 | 0 | 0 | 0 | 0 | 0 | 0 | 0 | 0 | 0 | 0 | 0 | 0 | 0 | 0
Com ¦ Building Controls and Automation Systems | RET | C_Hospital | Greater Toronto Area | Space Heating/Ventilation | Commercial | NA | Customer Segment Consumption (m^3/year) | 11 | 1.6349 | 1.6788 | 1.7136 | 1.7399 | 1.7567 | 1.7414 | 1.7375 | 1.7375 | 1.7375 | 1.7375 | 0.21383 | 0.22396 | 0.23317 | 0.24149 | 0.2487 | 0.25146 | 0.25592 | 0.26104 | 0.26626 | 0.27158 | 0.13079 | 0.13341 | 0.13607 | 0.13879 | 0.14157 | 0.1444 | 0.14729 | 0.15024 | 0.15324 | 0.15631 | 0.083038 | 0.090553 | 0.097099 | 0.1027 | 0.10713 | 0.10706 | 0.10863 | 0.1108 | 0.11302 | 0.11528 | 4562173.1482 | 4539362.2824 | 4516665.471 | 4494082.1437 | 4471611.7329 | 4449253.6743 | 4427007.4059 | 4404872.3689 | 4382848.007 | 4360933.767 | 4562173.1482 | 4539362.2824 | 4516665.471 | 4494082.1437 | 4471611.7329 | 4449253.6743 | 4427007.4059 | 4404872.3689 | 4382848.007 | 4360933.767 | 184319.0302 | 371728.7303 | 560723.4589 | 753306.7298 | 947343.3714 | 1141074.372 | 1332918.5409 | 1521960.1171 | 1706984.5861 | 1887135.4832 | 184319.0302 | 187409.7001 | 188994.7286 | 192583.2709 | 194036.6416 | 193731.0006 | 191844.1688 | 189041.5762 | 185024.469 | 180150.8971
Com ¦ Heat Reflector Panels | RET | C_Hospital | Greater Toronto Area | Space Heating/Ventilation | Commercial | NA | End Use Consumption (m^3/year) | 18 | 2.0191 | 2.0568 | 2.0867 | 2.1094 | 2.1238 | 2.1106 | 2.1073 | 2.1073 | 2.1073 | 2.1073 | 0.092157 | 0.095756 | 0.099092 | 0.10217 | 0.10493 | 0.10636 | 0.10832 | 0.11049 | 0.1127 | 0.11495 | 0.045643 | 0.046556 | 0.047487 | 0.048437 | 0.049405 | 0.050393 | 0.051401 | 0.052429 | 0.053478 | 0.054547 | 0.046514 | 0.049201 | 0.051605 | 0.053734 | 0.055522 | 0.055969 | 0.056917 | 0.058057 | 0.059217 | 0.0604 | 235621.9863 | 234443.8764 | 233271.657 | 232105.2987 | 230944.7722 | 229790.0484 | 228641.0981 | 227497.8926 | 226360.4032 | 225228.6011 | 235621.9863 | 234443.8764 | 233271.657 | 232105.2987 | 230944.7722 | 229790.0484 | 228641.0981 | 227497.8926 | 226360.4032 | 225228.6011 | 8814.3292 | 17725.1886 | 26657.1198 | 35786.9742 | 44999.0626 | 54205.9596 | 63332.8997 | 72351.3397 | 81209.2826 | 89877.2065 | 8814.3292 | 8910.8594 | 8931.9312 | 9129.8544 | 9212.0885 | 9206.897 | 9126.9401 | 9018.44 | 8857.9429 | 8667.9239
Com ¦ Heat/Energy Recovery Ventilation | RET | C_Hospital | Greater Toronto Area | Space Heating/Ventilation | Commercial | NA | End Use Consumption (m^3/year) | 15 | 1.781 | 1.8187 | 1.8486 | 1.8713 | 1.8857 | 1.8726 | 1.8692 | 1.8693 | 1.8692 | 1.8692 | 0.40645 | 0.42336 | 0.43893 | 0.45319 | 0.46582 | 0.47182 | 0.4804 | 0.49002 | 0.49982 | 0.5098 | 0.22821 | 0.23278 | 0.23743 | 0.24218 | 0.24703 | 0.25197 | 0.25701 | 0.26215 | 0.26739 | 0.27274 | 0.17824 | 0.19059 | 0.2015 | 0.21101 | 0.21879 | 0.21985 | 0.2234 | 0.22787 | 0.23243 | 0.23707 | 3799404.5293 | 3780407.5066 | 3761505.4691 | 3742697.9418 | 3723984.452 | 3705364.5298 | 3686837.7071 | 3668403.5186 | 3650061.501 | 3631811.1935 | 3799404.5293 | 3780407.5066 | 3761505.4691 | 3742697.9418 | 3723984.452 | 3705364.5298 | 3686837.7071 | 3668403.5186 | 3650061.501 | 3631811.1935 | 142131.0587 | 285818.6662 | 429846.0569 | 577064.9586 | 725609.885 | 874071.0988 | 1021243.0077 | 1166665.3532 | 1309499.6824 | 1449269.9549 | 142131.0587 | 143687.6076 | 144027.3907 | 147218.9016 | 148544.9264 | 148461.2138 | 147171.9089 | 145422.3456 | 142834.3292 | 139770.2724
Com ¦ High perf.glazings ¦ Retro | RET | C_Hospital | Greater Toronto Area | Space Heating/Ventilation | Commercial | Windows Retro | End Use Consumption (m^3/year) | 30 | 1.1286 | 1.1444 | 1.1569 | 1.1664 | 1.1725 | 1.167 | 1.1656 | 1.1656 | 1.1656 | 1.1655 | 0.40969 | 0.42374 | 0.43695 | 0.44934 | 0.4607 | 0.46771 | 0.47649 | 0.48602 | 0.49574 | 0.50565 | 0.36301 | 0.37027 | 0.37767 | 0.38523 | 0.39293 | 0.40079 | 0.4088 | 0.41698 | 0.42532 | 0.43383 | 0.046685 | 0.053473 | 0.059275 | 0.064116 | 0.067774 | 0.066916 | 0.067683 | 0.069039 | 0.070417 | 0.071818 | 1753139.7791 | 1744374.0802 | 1735652.2098 | 1726973.9488 | 1718339.079 | 1709747.3836 | 1701198.6467 | 1692692.6535 | 1684229.1902 | 1675808.0443 | 1753139.7791 | 1744374.0802 | 1735652.2098 | 1726973.9488 | 1718339.079 | 1709747.3836 | 1701198.6467 | 1692692.6535 | 1684229.1902 | 1675808.0443 | 12782.6765 | 24470.0035 | 34751.4547 | 46103.682 | 57735.4065 | 69220.8116 | 80283.5602 | 91133.8448 | 101706.432 | 112150.6313 | 12782.6765 | 11687.327 | 10281.4511 | 11352.2274 | 11631.7244 | 11485.4051 | 11062.7486 | 10850.2846 | 10572.5872 | 10444.1993
Com ¦ Operational Improvement | RET | C_Hospital | Greater Toronto Area | Cross Cutting/Behavioural | Commercial | NA | Customer Segment Consumption (m^3/year) | 5 | 2.0919 | 2.2142 | 2.3046 | 2.3725 | 2.4157 | 2.3793 | 2.3692 | 2.3692 | 2.3693 | 2.3693 | 0.051596 | 0.055707 | 0.05914 | 0.0621 | 0.064494 | 0.064795 | 0.065809 | 0.067124 | 0.06847 | 0.069841 | 0.024665 | 0.025158 | 0.025662 | 0.026175 | 0.026698 | 0.027232 | 0.027777 | 0.028332 | 0.028899 | 0.029477 | 0.026931 | 0.030548 | 0.033478 | 0.035925 | 0.037796 | 0.037563 | 0.038033 | 0.038792 | 0.039571 | 0.040364 | 3528555.7943 | 3510913.0153 | 3493358.4502 | 3475891.658 | 3458512.1997 | 3441219.6387 | 3424013.5405 | 3406893.4728 | 3389859.0054 | 3372909.7104 | 3528555.7943 | 3510913.0153 | 3493358.4502 | 3475891.658 | 3458512.1997 | 3441219.6387 | 3424013.5405 | 3406893.4728 | 3389859.0054 | 3372909.7104 | 172659.3774 | 350357.3497 | 531602.6743 | 715187.4568 | 899306.6073 | 1082154.2974 | 1261963.9248 | 1437131.2278 | 1606150.8902 | 1767745.1551 | 172659.3774 | 177697.9724 | 181245.3246 | 183584.7825 | 184119.1505 | 182847.6902 | 179809.6273 | 175167.3031 | 169019.6624 | 161594.2649
Com ¦ Roof Insulation Upgrade | RET | C_Hospital | Greater Toronto Area | Space Heating/Ventilation | Commercial | NA | Floor area (1000m2) | 20 | 0.96938 | 0.98631 | 0.99974 | 1.0099 | 1.0164 | 1.0105 | 1.009 | 1.009 | 1.009 | 1.009 | 0.36147 | 0.37513 | 0.38785 | 0.39962 | 0.41023 | 0.416 | 0.42369 | 0.43217 | 0.44081 | 0.44963 | 0.37288 | 0.38034 | 0.38795 | 0.39571 | 0.40362 | 0.41169 | 0.41993 | 0.42833 | 0.43689 | 0.44563 | -0.011417 | -0.0052059 | -0.00010224 | 0.0039177 | 0.0066095 | 0.0043095 | 0.0037681 | 0.0038478 | 0.0039229 | 0.0039953 | 44.5796 | 44.3567 | 44.1349 | 43.9143 | 43.6947 | 43.4762 | 43.2588 | 43.0425 | 42.8273 | 42.6132 | 0 | 0 | 0 | 43.9143 | 43.6947 | 43.4762 | 43.2588 | 43.0425 | 42.8273 | 42.6132 | 0 | 0 | 0 | 0.38049 | 0.7682 | 1.1531 | 1.5288 | 1.8999 | 2.2649 | 2.6272 | 0 | 0 | 0 | 0.38049 | 0.38771 | 0.38495 | 0.37563 | 0.37113 | 0.36501 | 0.36232
Com ¦ Super High Perf Glazing ¦Retro | RET | C_Hospital | Greater Toronto Area | Space Heating/Ventilation | Commercial | Windows Retro | End Use Consumption (m^3/year) | 30 | 0.53856 | 0.54611 | 0.55209 | 0.55662 | 0.5595 | 0.55687 | 0.5562 | 0.5562 | 0.5562 | 0.55619 | 0.61454 | 0.63561 | 0.65542 | 0.67401 | 0.69106 | 0.70156 | 0.71473 | 0.72903 | 0.74361 | 0.75847 | 1.1411 | 1.1639 | 1.1872 | 1.2109 | 1.2351 | 1.2598 | 1.285 | 1.3107 | 1.3369 | 1.3637 | -0.52653 | -0.52828 | -0.53175 | -0.5369 | -0.54407 | -0.55828 | -0.5703 | -0.5817 | -0.59334 | -0.60522 | 2629709.6687 | 2616561.1203 | 2603478.3147 | 2590460.9231 | 2577508.6185 | 2564621.0754 | 2551797.9701 | 2539038.9802 | 2526343.7853 | 2513712.0664 | 0 | 0 | 0 | 0 | 0 | 0 | 0 | 0 | 0 | 0 | 0 | 0 | 0 | 0 | 0 | 0 | 0 | 0 | 0 | 0 | 0 | 0 | 0 | 0 | 0 | 0 | 0 | 0 | 0 | 0
Com ¦ VFD | RET | C_Hospital | Greater Toronto Area | Space Heating/Ventilation | Commercial | NA | Customer Segment Consumption (m^3/year) | 15 | 39.0353 | 39.4431 | 39.772 | 40.0292 | 40.2048 | 40.0974 | 40.0934 | 40.1262 | 40.1593 | 40.1933 | 0.7971 | 0.82153 | 0.84495 | 0.86742 | 0.88865 | 0.904 | 0.92199 | 0.9412 | 0.96082 | 0.98086 | 0.02042 | 0.020828 | 0.021245 | 0.02167 | 0.022103 | 0.022545 | 0.022996 | 0.023456 | 0.023925 | 0.024404 | 0.77668 | 0.8007 | 0.82371 | 0.84575 | 0.86655 | 0.88146 | 0.899 | 0.91775 | 0.93689 | 0.95646 | 3111970.4907 | 3096410.6382 | 3080928.585 | 3065523.9421 | 3050196.3224 | 3034945.3408 | 3019770.6141 | 3004671.761 | 2989648.4022 | 2974700.1602 | 3111970.4907 | 3096410.6382 | 3080928.585 | 3065523.9421 | 3050196.3224 | 3034945.3408 | 3019770.6141 | 3004671.761 | 2989648.4022 | 2974700.1602 | 160644.3861 | 326514.2807 | 496130.8303 | 667837.5736 | 839858.0692 | 1010365.569 | 1177559.4049 | 1339741.5285 | 1495386.3424 | 1643197.6937 | 160644.3861 | 165869.8946 | 169616.5496 | 171706.7434 | 172020.4956 | 170507.4998 | 167193.8359 | 162182.1235 | 155644.8139 | 147811.3513
Com ¦ Wall Insulation Upgrade | RET | C_Hospital | Greater Toronto Area | Space Heating/Ventilation | Commercial | NA | Floor area (1000m2) | 20 | 0.23905 | 0.24323 | 0.24654 | 0.24904 | 0.25064 | 0.24918 | 0.24881 | 0.24882 | 0.24882 | 0.24881 | 0.29574 | 0.30693 | 0.31733 | 0.32697 | 0.33564 | 0.34037 | 0.34666 | 0.3536 | 0.36067 | 0.36788 | 1.2372 | 1.2619 | 1.2871 | 1.3129 | 1.3391 | 1.3659 | 1.3932 | 1.4211 | 1.4495 | 1.4785 | -0.94142 | -0.95498 | -0.96981 | -0.98592 | -1.0035 | -1.0256 | -1.0466 | -1.0675 | -1.0889 | -1.1106 | 143.2916 | 142.5751 | 141.8623 | 141.153 | 140.4472 | 139.745 | 139.0462 | 138.351 | 137.6592 | 136.971 | 0 | 0 | 0 | 0 | 0 | 0 | 0 | 0 | 0 | 0 | 0 | 0 | 0 | 0 | 0 | 0 | 0 | 0 | 0 | 0 | 0 | 0 | 0 | 0 | 0 | 0 | 0 | 0 | 0 | 0
Com ¦ Waste Water Heat Recovery ¦ Retro | RET | C_Hospital | Greater Toronto Area | Water Heating | Commercial | NA | Bed | 25 | 3.1643 | 3.2115 | 3.2469 | 3.2725 | 3.2876 | 3.2875 | 3.2832 | 3.2833 | 3.2833 | 3.2834 | 924.5678 | 957.1442 | 987.0388 | 1014.7277 | 1039.792 | 1060.5546 | 1080.3555 | 1101.9765 | 1124.0249 | 1146.5402 | 292.19 | 298.0338 | 303.9945 | 310.0744 | 316.2759 | 322.6014 | 329.0534 | 335.6345 | 342.3472 | 349.1941 | 632.3778 | 659.1104 | 683.0443 | 704.6533 | 723.5161 | 737.9533 | 751.3021 | 766.342 | 781.6778 | 797.3461 | 6084.8609 | 6054.4366 | 6024.1644 | 5994.0436 | 5964.0734 | 5934.253 | 5904.5818 | 5875.0588 | 5845.6836 | 5816.4551 | 6084.8609 | 6054.4366 | 6024.1644 | 5994.0436 | 5964.0734 | 5934.253 | 5904.5818 | 5875.0588 | 5845.6836 | 5816.4551 | 261.7551 | 528.8057 | 798.9628 | 1073.8159 | 1350.4039 | 1626.1538 | 1898.6936 | 2166.4068 | 2427.4022 | 2680.2467 | 261.7551 | 267.0506 | 270.1571 | 274.8531 | 276.5879 | 275.75 | 272.5398 | 267.7132 | 260.9954 | 252.8445
Com ¦ Air Curtains | ROB | C_Hospital | Greater Toronto Area | Space Heating/Ventilation | Commercial | NA | Shipping door | 15 | 5.3878 | 5.504 | 5.5961 | 5.6658 | 5.7101 | 5.6694 | 5.659 | 5.6589 | 5.6587 | 5.6585 | 54793.8552 | 57095.1782 | 59211.3087 | 61147.8426 | 62858.8782 | 63658.8135 | 64812.7081 | 66108.1395 | 67428.0058 | 68773.4309 | 10170 | 10373.4 | 10580.868 | 10792.4854 | 11008.3351 | 11228.5018 | 11453.0718 | 11682.1332 | 11915.7759 | 12154.0914 | 44623.8552 | 46721.7782 | 48630.4407 | 50355.3572 | 51850.5432 | 52430.3118 | 53359.6363 | 54426.0063 | 55512.2299 | 56619.3395 | 2.1832 | 2.1723 | 2.1614 | 2.1506 | 2.1398 | 2.1291 | 2.1185 | 2.1079 | 2.0974 | 2.0869 | 2.1832 | 2.1723 | 2.1614 | 2.1506 | 2.1398 | 2.1291 | 2.1185 | 2.1079 | 2.0974 | 2.0869 | 0.10408 | 0.20333 | 0.29789 | 0.38817 | 0.47424 | 0.5562 | 0.63415 | 0.70824 | 0.77861 | 0.84539 | 0.10408 | 0.099247 | 0.094562 | 0.090283 | 0.086072 | 0.081956 | 0.077947 | 0.074094 | 0.070364 | 0.066781
Com ¦ Condensing Boiler ¦ Std Baseline | ROB | C_Hospital | Greater Toronto Area | Space Heating/Ventilation | Commercial | Com¦Boiler¦Std | End Use Consumption (m^3/year) | 25 | 1.5743 | 1.5984 | 1.6176 | 1.6321 | 1.6413 | 1.6329 | 1.6308 | 1.6308 | 1.6308 | 1.6307 | 0.52357 | 0.54224 | 0.55971 | 0.57602 | 0.59087 | 0.59959 | 0.61078 | 0.623 | 0.63546 | 0.64816 | 0.33258 | 0.33923 | 0.34601 | 0.35294 | 0.35999 | 0.36719 | 0.37454 | 0.38203 | 0.38967 | 0.39746 | 0.19099 | 0.20301 | 0.21369 | 0.22309 | 0.23087 | 0.23239 | 0.23624 | 0.24097 | 0.24579 | 0.25069 | 6150715.601 | 6119962.023 | 6089362.2129 | 6058915.4018 | 6028620.8248 | 5998477.7207 | 5968485.3321 | 5938642.9054 | 5908949.6909 | 5879404.9425 | 6150715.601 | 6119962.023 | 6089362.2129 | 6058915.4018 | 6028620.8248 | 5998477.7207 | 5968485.3321 | 5938642.9054 | 5908949.6909 | 5879404.9425 | 5922.8402 | 17128.1136 | 32631.5794 | 52976.8657 | 77330.7224 | 104849.8521 | 134723.355 | 166590.0721 | 199878.3589 | 234307.6365 | 5922.8402 | 11205.2734 | 15503.4658 | 20345.2864 | 24353.8567 | 27519.1297 | 29873.5029 | 31866.7171 | 33288.2869 | 34429.2775
Com ¦ Condensing Water Heaters | ROB | C_Hospital | Greater Toronto Area | Water Heating | Commercial | Com ¦ Water Heating | End Use Consumption (m^3/year) | 13 | 1.5536 | 1.5892 | 1.6159 | 1.6352 | 1.6466 | 1.6465 | 1.6432 | 1.6432 | 1.6432 | 1.6432 | 0.24404 | 0.25463 | 0.26408 | 0.27258 | 0.27997 | 0.28555 | 0.29068 | 0.29649 | 0.30242 | 0.30847 | 0.15708 | 0.16022 | 0.16343 | 0.1667 | 0.17003 | 0.17343 | 0.1769 | 0.18044 | 0.18405 | 0.18773 | 0.086963 | 0.094409 | 0.10066 | 0.10589 | 0.10994 | 0.11212 | 0.11378 | 0.11606 | 0.11838 | 0.12075 | 84814.0608 | 84389.9905 | 83968.0405 | 83548.2003 | 83130.4593 | 82714.807 | 82301.233 | 81889.7268 | 81480.2782 | 81072.8768 | 84814.0608 | 84389.9905 | 83968.0405 | 83548.2003 | 83130.4593 | 82714.807 | 82301.233 | 81889.7268 | 81480.2782 | 81072.8768 | 2638.8352 | 5154.6045 | 7543.7709 | 9874.2663 | 12127.2487 | 14293.7037 | 16368.7115 | 18360.7969 | 20270.5452 | 22104.6153 | 2638.8352 | 2515.7693 | 2389.1664 | 2330.4954 | 2252.9824 | 2166.455 | 2075.0078 | 1992.0854 | 1909.7483 | 1834.0701
Com ¦ Demand Control Kitchen Ventilation | ROB | C_Hospital | Greater Toronto Area | Space Heating/Ventilation | Commercial | NA | per building | 15 | 4.3624 | 4.408 | 4.4448 | 4.4736 | 4.4933 | 4.4812 | 4.4808 | 4.4844 | 4.4881 | 4.4919 | 65435.9299 | 67442.9283 | 69366.2343 | 71211.5723 | 72954.905 | 74214.772 | 75691.2479 | 77268.2103 | 78878.4803 | 80524.0625 | 15000 | 15300 | 15606 | 15918.12 | 16236.4824 | 16561.212 | 16892.4363 | 17230.285 | 17574.8907 | 17926.3885 | 50435.9299 | 52142.9283 | 53760.2343 | 55293.4523 | 56718.4226 | 57653.56 | 58798.8116 | 60037.9253 | 61303.5896 | 62597.674 | 1744.3419 | 1735.6202 | 1726.9421 | 1718.3073 | 1709.7158 | 1701.1672 | 1692.6614 | 1684.1981 | 1675.7771 | 1667.3982 | 1744.3419 | 1735.6202 | 1726.9421 | 1718.3073 | 1709.7158 | 1701.1672 | 1692.6614 | 1684.1981 | 1675.7771 | 1667.3982 | 79.5871 | 155.3198 | 227.3719 | 296.1451 | 361.7128 | 424.1673 | 483.6044 | 540.1601 | 593.9346 | 645.0456 | 79.5871 | 75.7326 | 72.0521 | 68.7732 | 65.5677 | 62.4545 | 59.4371 | 56.5557 | 53.7745 | 51.111
Com ¦ Efficient Gas Broilers | ROB | C_Hospital | Greater Toronto Area | Appliances/Other | Commercial | NA | Equipment | 12 | 2.8503 | 2.9204 | 2.9726 | 3.0104 | 3.0329 | 3.0322 | 3.0258 | 3.0258 | 3.0258 | 3.0258 | 3619.8472 | 3783.1185 | 3927.7842 | 4057.2257 | 4169.3171 | 4251.6453 | 4327.6076 | 4414.1824 | 4502.4753 | 4592.4136 | 1270 | 1295.4 | 1321.308 | 1347.7342 | 1374.6888 | 1402.1826 | 1430.2263 | 1458.8308 | 1488.0074 | 1517.7676 | 2349.8472 | 2487.7185 | 2606.4762 | 2709.4916 | 2794.6283 | 2849.4627 | 2897.3813 | 2955.3516 | 3014.4679 | 3074.646 | 201.3754 | 200.3685 | 199.3666 | 198.3698 | 197.378 | 196.3911 | 195.4091 | 194.4321 | 193.4599 | 192.4926 | 201.3754 | 200.3685 | 199.3666 | 198.3698 | 197.378 | 196.3911 | 195.4091 | 194.4321 | 193.4599 | 192.4926 | 13.7821 | 26.4211 | 38.0139 | 48.7364 | 58.6381 | 67.7731 | 76.1937 | 83.9641 | 91.1319 | 97.7485 | 13.7821 | 12.6391 | 11.5928 | 10.7225 | 9.9017 | 9.1349 | 8.4207 | 7.7703 | 7.1678 | 6.6166
Com ¦ Efficient Gas Griddles | ROB | C_Hospital | Greater Toronto Area | Appliances/Other | Commercial | NA | Equipment | 10 | 4.3596 | 4.4841 | 4.5767 | 4.6436 | 4.6836 | 4.6822 | 4.671 | 4.671 | 4.671 | 4.6709 | 5013.5702 | 5259.8733 | 5475.7893 | 5666.9948 | 5830.0936 | 5945.0129 | 6049.3306 | 6170.3006 | 6293.7734 | 6419.5086 | 1150 | 1173 | 1196.46 | 1220.3892 | 1244.797 | 1269.6929 | 1295.0868 | 1320.9885 | 1347.4083 | 1374.3565 | 3863.5702 | 4086.8733 | 4279.3293 | 4446.6056 | 4585.2966 | 4675.3199 | 4754.2438 | 4849.3121 | 4946.3651 | 5045.1521 | 363.7704 | 361.9516 | 360.1418 | 358.3411 | 356.5494 | 354.7667 | 352.9928 | 351.2279 | 349.4717 | 347.7244 | 363.7704 | 361.9516 | 360.1418 | 358.3411 | 356.5494 | 354.7667 | 352.9928 | 351.2279 | 349.4717 | 347.7244 | 26.313 | 50.4837 | 72.7117 | 93.2178 | 112.1386 | 129.5987 | 145.7101 | 160.5815 | 174.3054 | 186.9696 | 26.313 | 24.1707 | 22.228 | 20.5061 | 18.9208 | 17.4601 | 16.1114 | 14.8715 | 13.7238 | 12.6643
Com ¦ Efficient Gas Ovens | ROB | C_Hospital | Greater Toronto Area | Appliances/Other | Commercial | NA | Equipment | 12 | 2.0905 | 2.142 | 2.1802 | 2.2079 | 2.2244 | 2.2239 | 2.2192 | 2.2192 | 2.2192 | 2.2192 | 1829.2171 | 1911.6996 | 1984.7857 | 2050.183 | 2106.8181 | 2148.4214 | 2186.81 | 2230.5593 | 2275.1771 | 2320.6267 | 875 | 892.5 | 910.35 | 928.557 | 947.1281 | 966.0707 | 985.3921 | 1005.1 | 1025.202 | 1045.706 | 954.2171 | 1019.1996 | 1074.4357 | 1121.626 | 1159.69 | 1182.3507 | 1201.4179 | 1225.4594 | 1249.9751 | 1274.9207 | 92.8837 | 92.4192 | 91.9572 | 91.4974 | 91.0399 | 90.5847 | 90.1318 | 89.6811 | 89.2327 | 88.7865 | 92.8837 | 92.4192 | 91.9572 | 91.4974 | 91.0399 | 90.5847 | 90.1318 | 89.6811 | 89.2327 | 88.7865 | 4.9718 | 9.6247 | 13.9714 | 18.0788 | 21.944 | 25.5717 | 28.9681 | 32.1492 | 35.1247 | 37.9099 | 4.9718 | 4.6529 | 4.3467 | 4.1073 | 3.8652 | 3.6277 | 3.3965 | 3.181 | 2.9755 | 2.7852
Com ¦ Efficient Gas Range Tops | ROB | C_Hospital | Greater Toronto Area | Appliances/Other | Commercial | NA | Equipment | 10 | 2.1138 | 2.1741 | 2.219 | 2.2514 | 2.2708 | 2.2702 | 2.2647 | 2.2647 | 2.2647 | 2.2647 | 1691.0065 | 1774.0811 | 1846.9065 | 1911.3975 | 1966.4084 | 2005.169 | 2040.3539 | 2081.1554 | 2122.801 | 2165.2097 | 800 | 816 | 832.32 | 848.9664 | 865.9457 | 883.2646 | 900.9299 | 918.9485 | 937.3275 | 956.0741 | 891.0065 | 958.0811 | 1014.5865 | 1062.4311 | 1100.4627 | 1121.9044 | 1139.424 | 1162.2069 | 1185.4735 | 1209.1357 | 109.0619 | 108.5166 | 107.974 | 107.4341 | 106.897 | 106.3625 | 105.8307 | 105.3015 | 104.775 | 104.2511 | 109.0619 | 108.5166 | 107.974 | 107.4341 | 106.897 | 106.3625 | 105.8307 | 105.3015 | 104.775 | 104.2511 | 7.2584 | 13.9119 | 20.0101 | 25.6573 | 30.8754 | 35.6905 | 40.1291 | 44.2259 | 48.0059 | 51.4969 | 7.2584 | 6.6535 | 6.0981 | 5.6473 | 5.2181 | 4.8152 | 4.4386 | 4.0968 | 3.78 | 3.491
Com ¦ Energy Star Gas Fryers | ROB | C_Hospital | Greater Toronto Area | Appliances/Other | Commercial | NA | Equipment | 12 | 2.2897 | 2.3456 | 2.3873 | 2.4174 | 2.4354 | 2.4348 | 2.4298 | 2.4298 | 2.4299 | 2.4298 | 2353.7648 | 2459.5342 | 2553.2974 | 2637.2393 | 2709.9887 | 2763.5282 | 2812.9657 | 2869.2682 | 2926.6923 | 2985.1919 | 1028 | 1048.56 | 1069.5312 | 1090.9218 | 1112.7403 | 1134.9951 | 1157.695 | 1180.8489 | 1204.4658 | 1228.5552 | 1325.7648 | 1410.9742 | 1483.7662 | 1546.3175 | 1597.2484 | 1628.5332 | 1655.2707 | 1688.4193 | 1722.2264 | 1756.6367 | 113.6002 | 113.0322 | 112.4671 | 111.9047 | 111.3452 | 110.7885 | 110.2345 | 109.6834 | 109.135 | 108.5893 | 113.6002 | 113.0322 | 112.4671 | 111.9047 | 111.3452 | 110.7885 | 110.2345 | 109.6834 | 109.135 | 108.5893 | 6.2078 | 12.0232 | 17.4625 | 22.5987 | 27.4311 | 31.9664 | 36.214 | 40.1938 | 43.9184 | 47.405 | 6.2078 | 5.8154 | 5.4393 | 5.1362 | 4.8324 | 4.5353 | 4.2476 | 3.9798 | 3.7246 | 3.4866
Com ¦ Near Condensing Boiler¦ Std Baseline | ROB | C_Hospital | Greater Toronto Area | Space Heating/Ventilation | Commercial | Com¦Boiler¦Std | End Use Consumption (m^3/year) | 25 | 4.3784 | 4.4456 | 4.4989 | 4.5392 | 4.5649 | 4.5415 | 4.5355 | 4.5356 | 4.5355 | 4.5355 | 0.29918 | 0.30985 | 0.31983 | 0.32915 | 0.33764 | 0.34262 | 0.34902 | 0.356 | 0.36312 | 0.37037 | 0.068331 | 0.069697 | 0.071091 | 0.072513 | 0.073963 | 0.075443 | 0.076952 | 0.078491 | 0.08006 | 0.081662 | 0.23085 | 0.24015 | 0.24874 | 0.25664 | 0.26367 | 0.26718 | 0.27206 | 0.27751 | 0.28306 | 0.28871 | 3514694.6292 | 3497121.156 | 3479635.5502 | 3462237.3725 | 3444926.1856 | 3427701.5547 | 3410563.0469 | 3393510.2317 | 3376542.6805 | 3359659.9671 | 3514694.6292 | 3497121.156 | 3479635.5502 | 3462237.3725 | 3444926.1856 | 3427701.5547 | 3410563.0469 | 3393510.2317 | 3376542.6805 | 3359659.9671 | 87659.5219 | 166616.1701 | 237282.8026 | 300756.1459 | 357360.2114 | 407532.8806 | 451756.4626 | 490633.3825 | 524672.6483 | 554419.6909 | 87659.5219 | 78956.6482 | 70666.6325 | 63473.3433 | 56604.0655 | 50172.6692 | 44223.5821 | 38876.9199 | 34039.2657 | 29747.0426
Com ¦ Steam Boiler Replacement | ROB | C_Hospital | Greater Toronto Area | Space Heating/Ventilation | Commercial | NA | Customer Segment Consumption (m^3/year) | 25 | 5.4022 | 5.4851 | 5.5508 | 5.6006 | 5.6323 | 5.6033 | 5.596 | 5.5961 | 5.596 | 5.596 | 0.074796 | 0.077462 | 0.079958 | 0.082289 | 0.084409 | 0.085655 | 0.087254 | 0.089 | 0.090779 | 0.092594 | 0.013845 | 0.014122 | 0.014405 | 0.014693 | 0.014987 | 0.015286 | 0.015592 | 0.015904 | 0.016222 | 0.016547 | 0.06095 | 0.06334 | 0.065553 | 0.067596 | 0.069423 | 0.070369 | 0.071662 | 0.073096 | 0.074557 | 0.076047 | 579182.138 | 576286.2273 | 573404.7961 | 570537.7721 | 567685.0833 | 564846.6579 | 562022.4246 | 559212.3125 | 556416.2509 | 553634.1696 | 579182.138 | 576286.2273 | 573404.7961 | 570537.7721 | 567685.0833 | 564846.6579 | 562022.4246 | 559212.3125 | 556416.2509 | 553634.1696 | 15983.4841 | 31654.4446 | 46970.8015 | 61967.4127 | 76600.8322 | 90841.7064 | 104668.919 | 118078.519 | 131057.811 | 143608.0265 | 15983.4841 | 15670.9605 | 15316.3569 | 14996.6112 | 14633.4195 | 14240.8743 | 13827.2126 | 13409.6001 | 12979.2919 | 12550.2155
Com ¦ Steam Traps | ROB | C_Hospital | Greater Toronto Area | Space Heating/Ventilation | Commercial | NA | Customer Segment Consumption (m^3/year) | 5 | 9.1547 | 9.6933 | 10.0923 | 10.3947 | 10.5875 | 10.4115 | 10.3673 | 10.3677 | 10.3677 | 10.3675 | 0.046492 | 0.050211 | 0.053324 | 0.05602 | 0.0582 | 0.058378 | 0.059292 | 0.06048 | 0.06169 | 0.062923 | 0.0050784 | 0.00518 | 0.0052836 | 0.0053893 | 0.0054971 | 0.005607 | 0.0057191 | 0.0058335 | 0.0059502 | 0.0060692 | 0.041413 | 0.045031 | 0.04804 | 0.05063 | 0.052703 | 0.052771 | 0.053573 | 0.054647 | 0.05574 | 0.056853 | 1191128.0042 | 1185172.3642 | 1179246.5023 | 1173350.2698 | 1167483.5185 | 1161646.1009 | 1155837.8704 | 1150058.681 | 1144308.3876 | 1138586.8457 | 1191128.0042 | 1185172.3642 | 1179246.5023 | 1173350.2698 | 1167483.5185 | 1161646.1009 | 1155837.8704 | 1150058.681 | 1144308.3876 | 1138586.8457 | 179199.2372 | 326785.2873 | 448797.6277 | 550030.4691 | 634305.398 | 704682.129 | 763621.5437 | 813112.0164 | 854767.5197 | 889904.0336 | 179199.2372 | 147586.0501 | 122012.3404 | 101232.8414 | 84274.9288 | 70376.731 | 58939.4147 | 49490.4727 | 41655.5033 | 35136.5139
Com ¦ Tankless Water Heaters | ROB | C_Hospital | Greater Toronto Area | Water Heating | Commercial | Com ¦ Water Heating | End Use Consumption (m^3/year) | 18 | 0.54413 | 0.55403 | 0.56143 | 0.5668 | 0.56995 | 0.56992 | 0.56902 | 0.56902 | 0.56901 | 0.56902 | 0.46011 | 0.47785 | 0.49392 | 0.50862 | 0.52167 | 0.53208 | 0.54186 | 0.5527 | 0.56375 | 0.57503 | 0.84559 | 0.8625 | 0.87976 | 0.89735 | 0.9153 | 0.9336 | 0.95228 | 0.97132 | 0.99075 | 1.0106 | -0.38548 | -0.38465 | -0.38583 | -0.38873 | -0.39362 | -0.40152 | -0.41041 | -0.41862 | -0.427 | -0.43553 | 126824.7638 | 126190.64 | 125559.6868 | 124931.8883 | 124307.2289 | 123685.6927 | 123067.2643 | 122451.928 | 121839.6683 | 121230.47 | 0 | 0 | 0 | 0 | 0 | 0 | 0 | 0 | 0 | 0 | 0 | 0 | 0 | 0 | 0 | 0 | 0 | 0 | 0 | 0 | 0 | 0 | 0 | 0 | 0 | 0 | 0 | 0 | 0 | 0
Com ¦ Air Curtains | NEW | C_Logistics & Warehouses | Greater Toronto Area | Space Heating/Ventilation | Commercial | NA | Shipping door | 15 | 5.3878 | 5.504 | 5.5961 | 5.6658 | 5.7101 | 5.6694 | 5.659 | 5.6589 | 5.6587 | 5.6585 | 54793.8552 | 57095.1782 | 59211.3087 | 61147.8426 | 62858.8782 | 63658.8135 | 64812.7081 | 66108.1395 | 67428.0058 | 68773.4309 | 10170 | 10373.4 | 10580.868 | 10792.4854 | 11008.3351 | 11228.5018 | 11453.0718 | 11682.1332 | 11915.7759 | 12154.0914 | 44623.8552 | 46721.7782 | 48630.4407 | 50355.3572 | 51850.5432 | 52430.3118 | 53359.6363 | 54426.0063 | 55512.2299 | 56619.3395 | 24.7482 | 49.7191 | 74.9165 | 100.3442 | 126.006 | 151.9057 | 178.0474 | 204.4349 | 231.0724 | 257.964 | 24.7482 | 49.7191 | 74.9165 | 100.3442 | 126.006 | 151.9057 | 178.0474 | 204.4349 | 231.0724 | 257.964 | 17.7205 | 35.6006 | 54.0256 | 72.9741 | 92.4706 | 112.4849 | 132.9919 | 153.9684 | 175.4009 | 197.2711 | 17.7205 | 17.88 | 18.4251 | 18.9485 | 19.4964 | 20.0143 | 20.507 | 20.9765 | 21.4325 | 21.8701
Com ¦ Condensing Boiler ¦ Near Cond Baseline | NEW | C_Logistics & Warehouses | Greater Toronto Area | Space Heating/Ventilation | Commercial | NA | End Use Consumption (m^3/year) | 25 | 1.0302 | 1.046 | 1.0586 | 1.0681 | 1.0741 | 1.0686 | 1.0672 | 1.0672 | 1.0672 | 1.0672 | 0.22439 | 0.23239 | 0.23987 | 0.24687 | 0.25323 | 0.25697 | 0.26176 | 0.267 | 0.27234 | 0.27778 | 0.2178 | 0.22216 | 0.2266 | 0.23114 | 0.23576 | 0.24047 | 0.24528 | 0.25019 | 0.25519 | 0.2603 | 0.0065823 | 0.010226 | 0.013271 | 0.01573 | 0.01747 | 0.016492 | 0.016479 | 0.016811 | 0.017145 | 0.017485 | 169157.7236 | 339330.3935 | 510533.4031 | 682782.2939 | 856092.7574 | 1030480.6367 | 1205961.9284 | 1382552.7843 | 1560269.5133 | 1739128.583 | 169157.7236 | 339330.3935 | 510533.4031 | 682782.2939 | 856092.7574 | 1030480.6367 | 1205961.9284 | 1382552.7843 | 1560269.5133 | 1739128.583 | 18063.0735 | 36234.5254 | 53297.5521 | 68691.014 | 86101.0779 | 104336.5432 | 122716.7689 | 140768.8518 | 158807.129 | 176699.4492 | 18063.0735 | 18171.4519 | 17063.0266 | 15393.4619 | 17410.0639 | 18235.4652 | 18380.2257 | 18052.083 | 18038.2772 | 17892.3202
Com ¦ Condensing Boiler ¦ Std Baseline | NEW | C_Logistics & Warehouses | Greater Toronto Area | Space Heating/Ventilation | Commercial | Com¦Boiler¦Std | End Use Consumption (m^3/year) | 25 | 1.5743 | 1.5984 | 1.6176 | 1.6321 | 1.6413 | 1.6329 | 1.6308 | 1.6308 | 1.6308 | 1.6307 | 0.52357 | 0.54224 | 0.55971 | 0.57602 | 0.59087 | 0.59959 | 0.61078 | 0.623 | 0.63546 | 0.64816 | 0.33258 | 0.33923 | 0.34601 | 0.35294 | 0.35999 | 0.36719 | 0.37454 | 0.38203 | 0.38967 | 0.39746 | 0.19099 | 0.20301 | 0.21369 | 0.22309 | 0.23087 | 0.23239 | 0.23624 | 0.24097 | 0.24579 | 0.25069 | 394701.355 | 791770.9181 | 1191244.6072 | 1593158.6858 | 1997549.7673 | 2404454.8191 | 2813911.1664 | 3225956.4968 | 3640628.8643 | 4057966.6936 | 394701.355 | 791770.9181 | 1191244.6072 | 1593158.6858 | 1997549.7673 | 2404454.8191 | 2813911.1664 | 3225956.4968 | 3640628.8643 | 4057966.6936 | 9505.7493 | 19068.5332 | 38075.1225 | 65716.3362 | 103805.9566 | 151732.7708 | 208732.6442 | 273961.0656 | 347334.5366 | 428258.5167 | 9505.7493 | 9562.7838 | 19006.5893 | 27641.2137 | 38089.6204 | 47926.8142 | 56999.8734 | 65228.4213 | 73373.4711 | 80923.9801
Com ¦ Condensing Unit Heaters | NEW | C_Logistics & Warehouses | Greater Toronto Area | Space Heating/Ventilation | Commercial | Com ¦ Unit Heater | End Use Consumption (m^3/year) | 20 | 3.0027 | 3.0552 | 3.0967 | 3.1282 | 3.1483 | 3.13 | 3.1254 | 3.1254 | 3.1254 | 3.1253 | 0.36147 | 0.37513 | 0.38785 | 0.39962 | 0.41023 | 0.416 | 0.42369 | 0.43217 | 0.44081 | 0.44963 | 0.12038 | 0.12279 | 0.12524 | 0.12775 | 0.1303 | 0.13291 | 0.13557 | 0.13828 | 0.14104 | 0.14386 | 0.24109 | 0.25235 | 0.2626 | 0.27188 | 0.27993 | 0.28309 | 0.28813 | 0.29389 | 0.29977 | 0.30576 | 89101.4346 | 178737.4778 | 268916.2379 | 359645.901 | 450934.7326 | 542791.0776 | 635223.3622 | 728240.0939 | 821849.8633 | 916061.3446 | 89101.4346 | 178737.4778 | 268916.2379 | 359645.901 | 450934.7326 | 542791.0776 | 635223.3622 | 728240.0939 | 821849.8633 | 916061.3446 | 55985.6678 | 112307.2497 | 169676.7058 | 227934.7756 | 287756.937 | 348861.6308 | 411069.8563 | 474245.8854 | 538412.4529 | 603505.9476 | 55985.6678 | 56321.5819 | 57369.4561 | 58258.0697 | 59822.1615 | 61104.6938 | 62208.2255 | 63176.0291 | 64166.5674 | 65093.4947
Com ¦ Condensing Water Heaters | NEW | C_Logistics & Warehouses | Greater Toronto Area | Water Heating | Commercial | Com ¦ Water Heating | End Use Consumption (m^3/year) | 13 | 1.5536 | 1.5892 | 1.6159 | 1.6352 | 1.6466 | 1.6465 | 1.6432 | 1.6432 | 1.6432 | 1.6432 | 0.24404 | 0.25463 | 0.26408 | 0.27258 | 0.27997 | 0.28555 | 0.29068 | 0.29649 | 0.30242 | 0.30847 | 0.15708 | 0.16022 | 0.16343 | 0.1667 | 0.17003 | 0.17343 | 0.1769 | 0.18044 | 0.18405 | 0.18773 | 0.086963 | 0.094409 | 0.10066 | 0.10589 | 0.10994 | 0.11212 | 0.11378 | 0.11606 | 0.11838 | 0.12075 | 1184.7896 | 2376.6879 | 3575.8027 | 4782.243 | 5996.1185 | 7217.5404 | 8446.6206 | 9683.4722 | 10928.2094 | 12180.9477 | 1184.7896 | 2376.6879 | 3575.8027 | 4782.243 | 5996.1185 | 7217.5404 | 8446.6206 | 9683.4722 | 10928.2094 | 12180.9477 | 663.0265 | 1330.0312 | 2006.3543 | 2689.3093 | 3394.4571 | 4116.3015 | 4851.4999 | 5597.5705 | 6355.4363 | 7124.0756 | 663.0265 | 667.0047 | 676.3231 | 682.955 | 705.1478 | 721.8444 | 735.1984 | 746.0706 | 757.8657 | 768.6393
Com ¦ High perf.glazings ¦ New | NEW | C_Logistics & Warehouses | Greater Toronto Area | Space Heating/Ventilation | Commercial | Windows New | End Use Consumption (m^3/year) | 30 | 1.6157 | 1.6383 | 1.6563 | 1.6698 | 1.6785 | 1.6706 | 1.6686 | 1.6686 | 1.6686 | 1.6686 | 0.40969 | 0.42374 | 0.43695 | 0.44934 | 0.4607 | 0.46771 | 0.47649 | 0.48602 | 0.49574 | 0.50565 | 0.25357 | 0.25864 | 0.26382 | 0.26909 | 0.27447 | 0.27996 | 0.28556 | 0.29127 | 0.2971 | 0.30304 | 0.15612 | 0.1651 | 0.17313 | 0.18025 | 0.18623 | 0.18774 | 0.19093 | 0.19475 | 0.19864 | 0.2026 | 112501.8114 | 225678.6336 | 339540.7044 | 454098.3599 | 569362.0361 | 685342.2697 | 802049.6997 | 919495.0681 | 1037689.2214 | 1156643.1118 | 112501.8114 | 225678.6336 | 339540.7044 | 454098.3599 | 569362.0361 | 685342.2697 | 802049.6997 | 919495.0681 | 1037689.2214 | 1156643.1118 | 34912.8711 | 70035.2195 | 104898.378 | 139006.3742 | 175243.1513 | 212627.4933 | 250585.6852 | 288711.0535 | 327227.6893 | 366005.8716 | 34912.8711 | 35122.3483 | 34863.1585 | 34107.9963 | 36236.7771 | 37384.3419 | 37958.192 | 38125.3683 | 38516.6358 | 38778.1823
Com ¦ Infrared Heaters | NEW | C_Logistics & Warehouses | Greater Toronto Area | Space Heating/Ventilation | Commercial | Com ¦ Unit Heater | End Use Consumption (m^3/year) | 20 | 1.4656 | 1.4912 | 1.5115 | 1.5269 | 1.5367 | 1.5277 | 1.5255 | 1.5255 | 1.5255 | 1.5255 | 0.098582 | 0.10231 | 0.10578 | 0.10899 | 0.11188 | 0.11346 | 0.11555 | 0.11787 | 0.12022 | 0.12263 | 0.067263 | 0.068608 | 0.069981 | 0.07138 | 0.072808 | 0.074264 | 0.075749 | 0.077264 | 0.078809 | 0.080386 | 0.031319 | 0.033701 | 0.035795 | 0.037608 | 0.039073 | 0.039191 | 0.039804 | 0.040601 | 0.041413 | 0.042239 | 12150.1956 | 24373.2924 | 36670.3961 | 49042.6229 | 61491.0999 | 74016.9651 | 86621.3676 | 99305.4674 | 112070.4359 | 124917.4561 | 12150.1956 | 24373.2924 | 36670.3961 | 49042.6229 | 61491.0999 | 74016.9651 | 86621.3676 | 99305.4674 | 112070.4359 | 124917.4561 | 89.3357 | 179.2074 | 275.0528 | 375.9953 | 482.3731 | 594.2763 | 711.5798 | 833.9731 | 961.2496 | 1093.1656 | 89.3357 | 89.8717 | 95.8454 | 100.9425 | 106.3777 | 111.9033 | 117.3035 | 122.3933 | 127.2765 | 131.916
Com ¦ Near Condensing Boiler¦ Std Baseline | NEW | C_Logistics & Warehouses | Greater Toronto Area | Space Heating/Ventilation | Commercial | Com¦Boiler¦Std | End Use Consumption (m^3/year) | 25 | 4.3784 | 4.4456 | 4.4989 | 4.5392 | 4.5649 | 4.5415 | 4.5355 | 4.5356 | 4.5355 | 4.5355 | 0.29918 | 0.30985 | 0.31983 | 0.32915 | 0.33764 | 0.34262 | 0.34902 | 0.356 | 0.36312 | 0.37037 | 0.068331 | 0.069697 | 0.071091 | 0.072513 | 0.073963 | 0.075443 | 0.076952 | 0.078491 | 0.08006 | 0.081662 | 0.23085 | 0.24015 | 0.24874 | 0.25664 | 0.26367 | 0.26718 | 0.27206 | 0.27751 | 0.28306 | 0.28871 | 225543.6314 | 452440.5246 | 680711.2041 | 910376.3919 | 1141457.0099 | 1373974.1823 | 1607949.2379 | 1843403.7124 | 2080359.351 | 2318838.1106 | 225543.6314 | 452440.5246 | 680711.2041 | 910376.3919 | 1141457.0099 | 1373974.1823 | 1607949.2379 | 1843403.7124 | 2080359.351 | 2318838.1106 | 140687.4757 | 282219.0762 | 415934.7211 | 541584.4783 | 659959.7137 | 770802.3346 | 874100.504 | 969984.3712 | 1058782.958 | 1140792.9733 | 140687.4757 | 141531.6005 | 133715.6449 | 125649.7571 | 118375.2355 | 110842.6209 | 103298.1694 | 95883.8671 | 88798.5868 | 82010.0153
Com ¦ Super High Perf Glazing ¦New | NEW | C_Logistics & Warehouses | Greater Toronto Area | Space Heating/Ventilation | Commercial | Windows New | End Use Consumption (m^3/year) | 30 | 0.53856 | 0.54611 | 0.55209 | 0.55662 | 0.5595 | 0.55687 | 0.5562 | 0.5562 | 0.5562 | 0.55619 | 0.61454 | 0.63561 | 0.65542 | 0.67401 | 0.69106 | 0.70156 | 0.71473 | 0.72903 | 0.74361 | 0.75847 | 1.1411 | 1.1639 | 1.1872 | 1.2109 | 1.2351 | 1.2598 | 1.285 | 1.3107 | 1.3369 | 1.3637 | -0.52653 | -0.52828 | -0.53175 | -0.5369 | -0.54407 | -0.55828 | -0.5703 | -0.5817 | -0.59334 | -0.60522 | 168752.717 | 338517.9504 | 509311.0565 | 681147.5398 | 854043.0541 | 1028013.4046 | 1203074.5495 | 1379242.6021 | 1556533.8321 | 1734964.6678 | 0 | 0 | 0 | 0 | 0 | 0 | 0 | 0 | 0 | 0 | 0 | 0 | 0 | 0 | 0 | 0 | 0 | 0 | 0 | 0 | 0 | 0 | 0 | 0 | 0 | 0 | 0 | 0 | 0 | 0
Com ¦ Tankless Water Heaters | NEW | C_Logistics & Warehouses | Greater Toronto Area | Water Heating | Commercial | Com ¦ Water Heating | End Use Consumption (m^3/year) | 18 | 0.54413 | 0.55403 | 0.56143 | 0.5668 | 0.56995 | 0.56992 | 0.56902 | 0.56902 | 0.56901 | 0.56902 | 0.46011 | 0.47785 | 0.49392 | 0.50862 | 0.52167 | 0.53208 | 0.54186 | 0.5527 | 0.56375 | 0.57503 | 0.84559 | 0.8625 | 0.87976 | 0.89735 | 0.9153 | 0.9336 | 0.95228 | 0.97132 | 0.99075 | 1.0106 | -0.38548 | -0.38465 | -0.38583 | -0.38873 | -0.39362 | -0.40152 | -0.41041 | -0.41862 | -0.427 | -0.43553 | 1771.6479 | 3553.9258 | 5346.9947 | 7151.0175 | 8966.1586 | 10792.5838 | 12630.4606 | 14479.9584 | 16341.2478 | 18214.5013 | 0 | 0 | 0 | 0 | 0 | 0 | 0 | 0 | 0 | 0 | 0 | 0 | 0 | 0 | 0 | 0 | 0 | 0 | 0 | 0 | 0 | 0 | 0 | 0 | 0 | 0 | 0 | 0 | 0 | 0
Com ¦ Air Sealing | RET | C_Logistics & Warehouses | Greater Toronto Area | Space Heating/Ventilation | Commercial | NA | Floor area (1000m2) | 6 | 0.7443 | 0.77842 | 0.80548 | 0.82599 | 0.83903 | 0.82713 | 0.82412 | 0.82415 | 0.82415 | 0.82412 | 0.06258 | 0.066757 | 0.07046 | 0.073699 | 0.07636 | 0.076782 | 0.078033 | 0.079597 | 0.081189 | 0.082809 | 0.084079 | 0.08576 | 0.087476 | 0.089225 | 0.09101 | 0.09283 | 0.094686 | 0.09658 | 0.098512 | 0.10048 | -0.021499 | -0.019003 | -0.017016 | -0.015526 | -0.01465 | -0.016047 | -0.016654 | -0.016984 | -0.017323 | -0.017673 | 1059.8403 | 1054.5411 | 1049.2684 | 1044.0221 | 1038.8019 | 1033.6079 | 1028.4399 | 1023.2977 | 1018.1812 | 1013.0903 | 0 | 0 | 0 | 0 | 0 | 0 | 0 | 0 | 0 | 0 | 0 | 0 | 0 | 0 | 0 | 0 | 0 | 0 | 0 | 0 | 0 | 0 | 0 | 0 | 0 | 0 | 0 | 0 | 0 | 0
Com ¦ Building Controls and Automation Systems | RET | C_Logistics & Warehouses | Greater Toronto Area | Space Heating/Ventilation | Commercial | NA | Customer Segment Consumption (m^3/year) | 11 | 1.6349 | 1.6788 | 1.7136 | 1.7399 | 1.7567 | 1.7414 | 1.7375 | 1.7375 | 1.7375 | 1.7375 | 0.21383 | 0.22396 | 0.23317 | 0.24149 | 0.2487 | 0.25146 | 0.25592 | 0.26104 | 0.26626 | 0.27158 | 0.13079 | 0.13341 | 0.13607 | 0.13879 | 0.14157 | 0.1444 | 0.14729 | 0.15024 | 0.15324 | 0.15631 | 0.083038 | 0.090553 | 0.097099 | 0.1027 | 0.10713 | 0.10706 | 0.10863 | 0.1108 | 0.11302 | 0.11528 | 15456559.5419 | 15379276.7442 | 15302380.3605 | 15225868.4587 | 15149739.1164 | 15073990.4208 | 14998620.4687 | 14923627.3664 | 14849009.2296 | 14774764.1834 | 15456559.5419 | 15379276.7442 | 15302380.3605 | 15225868.4587 | 15149739.1164 | 15073990.4208 | 14998620.4687 | 14923627.3664 | 14849009.2296 | 14774764.1834 | 624469.5175 | 1259410.1685 | 1899720.8671 | 2552189.4817 | 3209582.0898 | 3865939.1917 | 4515903.742 | 5156373.1595 | 5783232.6909 | 6393580.6497 | 624469.5175 | 634940.6511 | 640310.6986 | 652468.6146 | 657392.6081 | 656357.102 | 649964.5502 | 640469.4175 | 626859.5315 | 610347.9587
Com ¦ Destratification | RET | C_Logistics & Warehouses | Greater Toronto Area | Space Heating/Ventilation | Commercial | NA | Customer Segment Consumption (m^3/year) | 15 | 4.0467 | 4.1324 | 4.2003 | 4.2518 | 4.2846 | 4.2547 | 4.2471 | 4.2472 | 4.2472 | 4.2471 | 0.43355 | 0.45159 | 0.46819 | 0.48341 | 0.49688 | 0.50328 | 0.51243 | 0.52269 | 0.53314 | 0.54379 | 0.10714 | 0.10928 | 0.11147 | 0.11369 | 0.11597 | 0.11829 | 0.12065 | 0.12307 | 0.12553 | 0.12804 | 0.32641 | 0.34231 | 0.35673 | 0.36971 | 0.38091 | 0.38499 | 0.39177 | 0.39962 | 0.40761 | 0.41575 | 21977295.5987 | 21867409.1207 | 21758072.0751 | 21649281.7147 | 21541035.3062 | 21433330.1296 | 21326163.479 | 21219532.6616 | 21113434.9983 | 21007867.8233 | 21977295.5987 | 21867409.1207 | 21758072.0751 | 21649281.7147 | 21541035.3062 | 21433330.1296 | 21326163.479 | 21219532.6616 | 21113434.9983 | 21007867.8233 | 1044497.7813 | 2117861.9245 | 3211337.2542 | 4319769.4603 | 5432389.7745 | 6538634.4562 | 7628229.077 | 8692111.7898 | 9721521.2561 | 10709056.2122 | 1044497.7813 | 1073364.1432 | 1093475.3297 | 1108432.2061 | 1112620.3142 | 1106244.6817 | 1089594.6208 | 1063882.7128 | 1029409.4663 | 987534.9561
Com ¦ Heat Reflector Panels | RET | C_Logistics & Warehouses | Greater Toronto Area | Space Heating/Ventilation | Commercial | NA | End Use Consumption (m^3/year) | 18 | 2.0191 | 2.0568 | 2.0867 | 2.1094 | 2.1238 | 2.1106 | 2.1073 | 2.1073 | 2.1073 | 2.1073 | 0.092157 | 0.095756 | 0.099092 | 0.10217 | 0.10493 | 0.10636 | 0.10832 | 0.11049 | 0.1127 | 0.11495 | 0.045643 | 0.046556 | 0.047487 | 0.048437 | 0.049405 | 0.050393 | 0.051401 | 0.052429 | 0.053478 | 0.054547 | 0.046514 | 0.049201 | 0.051605 | 0.053734 | 0.055522 | 0.055969 | 0.056917 | 0.058057 | 0.059217 | 0.0604 | 940290.1394 | 935588.6887 | 930910.7452 | 926256.1915 | 921624.9106 | 917016.786 | 912431.7021 | 907869.5436 | 903330.1958 | 898813.5449 | 940290.1394 | 935588.6887 | 930910.7452 | 926256.1915 | 921624.9106 | 917016.786 | 912431.7021 | 907869.5436 | 903330.1958 | 898813.5449 | 35175.0997 | 70735.4196 | 106379.8302 | 142814.0874 | 179576.5138 | 216318.2228 | 252740.8499 | 288730.489 | 324079.6365 | 358670.4804 | 35175.0997 | 35560.3199 | 35644.4107 | 36434.2571 | 36762.4264 | 36741.709 | 36422.6272 | 35989.639 | 35349.1475 | 34590.8439
Com ¦ Heat/Energy Recovery Ventilation | RET | C_Logistics & Warehouses | Greater Toronto Area | Space Heating/Ventilation | Commercial | NA | End Use Consumption (m^3/year) | 15 | 1.781 | 1.8187 | 1.8486 | 1.8713 | 1.8857 | 1.8726 | 1.8692 | 1.8693 | 1.8692 | 1.8692 | 0.40645 | 0.42336 | 0.43893 | 0.45319 | 0.46582 | 0.47182 | 0.4804 | 0.49002 | 0.49982 | 0.5098 | 0.22821 | 0.23278 | 0.23743 | 0.24218 | 0.24703 | 0.25197 | 0.25701 | 0.26215 | 0.26739 | 0.27274 | 0.17824 | 0.19059 | 0.2015 | 0.21101 | 0.21879 | 0.21985 | 0.2234 | 0.22787 | 0.23243 | 0.23707 | 15162178.4976 | 15086367.6051 | 15010935.7671 | 14935881.0882 | 14861201.6828 | 14786895.6744 | 14712961.196 | 14639396.39 | 14566199.4081 | 14493368.411 | 15162178.4976 | 15086367.6051 | 15010935.7671 | 14935881.0882 | 14861201.6828 | 14786895.6744 | 14712961.196 | 14639396.39 | 14566199.4081 | 14493368.411 | 567198.4821 | 1140608.6406 | 1715374.7624 | 2302877.1585 | 2895671.285 | 3488131.3419 | 4075446.2053 | 4655779.135 | 5225784.1391 | 5783561.4969 | 567198.4821 | 573410.1586 | 574766.1218 | 587502.3961 | 592794.1264 | 592460.0569 | 587314.8635 | 580332.9296 | 570005.0041 | 557777.3578
Com ¦ High perf.glazings ¦ Retro | RET | C_Logistics & Warehouses | Greater Toronto Area | Space Heating/Ventilation | Commercial | Windows Retro | End Use Consumption (m^3/year) | 30 | 1.1286 | 1.1444 | 1.1569 | 1.1664 | 1.1725 | 1.167 | 1.1656 | 1.1656 | 1.1656 | 1.1655 | 0.40969 | 0.42374 | 0.43695 | 0.44934 | 0.4607 | 0.46771 | 0.47649 | 0.48602 | 0.49574 | 0.50565 | 0.36301 | 0.37027 | 0.37767 | 0.38523 | 0.39293 | 0.40079 | 0.4088 | 0.41698 | 0.42532 | 0.43383 | 0.046685 | 0.053473 | 0.059275 | 0.064116 | 0.067774 | 0.066916 | 0.067683 | 0.069039 | 0.070417 | 0.071818 | 6996206.3942 | 6961225.3623 | 6926419.2354 | 6891787.1393 | 6857328.2036 | 6823041.5626 | 6788926.3547 | 6754981.723 | 6721206.8144 | 6687600.7803 | 6996206.3942 | 6961225.3623 | 6926419.2354 | 6891787.1393 | 6857328.2036 | 6823041.5626 | 6788926.3547 | 6754981.723 | 6721206.8144 | 6687600.7803 | 51011.4735 | 97651.7659 | 138681.6684 | 183984.6879 | 230403.0886 | 276237.577 | 320385.3816 | 363685.3119 | 405877.0432 | 447556.4202 | 51011.4735 | 46640.2924 | 41029.9025 | 45303.0195 | 46418.4007 | 45834.4884 | 44147.8046 | 43299.9304 | 42191.7313 | 41679.377
Com ¦ Operational Improvement | RET | C_Logistics & Warehouses | Greater Toronto Area | Cross Cutting/Behavioural | Commercial | NA | Customer Segment Consumption (m^3/year) | 5 | 2.0919 | 2.2142 | 2.3046 | 2.3725 | 2.4157 | 2.3793 | 2.3692 | 2.3692 | 2.3693 | 2.3693 | 0.051596 | 0.055707 | 0.05914 | 0.0621 | 0.064494 | 0.064795 | 0.065809 | 0.067124 | 0.06847 | 0.069841 | 0.024665 | 0.025158 | 0.025662 | 0.026175 | 0.026698 | 0.027232 | 0.027777 | 0.028332 | 0.028899 | 0.029477 | 0.026931 | 0.030548 | 0.033478 | 0.035925 | 0.037796 | 0.037563 | 0.038033 | 0.038792 | 0.039571 | 0.040364 | 11954682.7707 | 11894909.3569 | 11835434.8101 | 11776257.636 | 11717376.3479 | 11658789.4661 | 11600495.5188 | 11542493.0412 | 11484780.576 | 11427356.6731 | 11954682.7707 | 11894909.3569 | 11835434.8101 | 11776257.636 | 11717376.3479 | 11658789.4661 | 11600495.5188 | 11542493.0412 | 11484780.576 | 11427356.6731 | 584966.8261 | 1187004.3204 | 1801060.1793 | 2423042.079 | 3046834.4078 | 3666319.0521 | 4275510.7948 | 4868974.4275 | 5441609.9657 | 5989088.3923 | 584966.8261 | 602037.4943 | 614055.859 | 621981.8996 | 623792.3288 | 619484.6443 | 609191.7427 | 593463.6327 | 572635.5382 | 547478.4266
Com ¦ Roof Insulation Upgrade | RET | C_Logistics & Warehouses | Greater Toronto Area | Space Heating/Ventilation | Commercial | NA | Floor area (1000m2) | 20 | 0.96938 | 0.98631 | 0.99974 | 1.0099 | 1.0164 | 1.0105 | 1.009 | 1.009 | 1.009 | 1.009 | 0.36147 | 0.37513 | 0.38785 | 0.39962 | 0.41023 | 0.416 | 0.42369 | 0.43217 | 0.44081 | 0.44963 | 0.37288 | 0.38034 | 0.38795 | 0.39571 | 0.40362 | 0.41169 | 0.41993 | 0.42833 | 0.43689 | 0.44563 | -0.011417 | -0.0052059 | -0.00010224 | 0.0039177 | 0.0066095 | 0.0043095 | 0.0037681 | 0.0038478 | 0.0039229 | 0.0039953 | 593.5106 | 590.543 | 587.5903 | 584.6523 | 581.7291 | 578.8204 | 575.9263 | 573.0467 | 570.1815 | 567.3306 | 0 | 0 | 0 | 584.6523 | 581.7291 | 578.8204 | 575.9263 | 573.0467 | 570.1815 | 567.3306 | 0 | 0 | 0 | 5.0656 | 10.2274 | 15.3524 | 20.3534 | 25.2945 | 30.1541 | 34.9779 | 0 | 0 | 0 | 5.0656 | 5.1617 | 5.125 | 5.001 | 4.9411 | 4.8596 | 4.8238
Com ¦ Super High Perf Glazing ¦Retro | RET | C_Logistics & Warehouses | Greater Toronto Area | Space Heating/Ventilation | Commercial | Windows Retro | End Use Consumption (m^3/year) | 30 | 0.53856 | 0.54611 | 0.55209 | 0.55662 | 0.5595 | 0.55687 | 0.5562 | 0.5562 | 0.5562 | 0.55619 | 0.61454 | 0.63561 | 0.65542 | 0.67401 | 0.69106 | 0.70156 | 0.71473 | 0.72903 | 0.74361 | 0.75847 | 1.1411 | 1.1639 | 1.1872 | 1.2109 | 1.2351 | 1.2598 | 1.285 | 1.3107 | 1.3369 | 1.3637 | -0.52653 | -0.52828 | -0.53175 | -0.5369 | -0.54407 | -0.55828 | -0.5703 | -0.5817 | -0.59334 | -0.60522 | 10494309.5913 | 10441838.0434 | 10389628.8532 | 10337680.7089 | 10285992.3054 | 10234562.3438 | 10183389.5321 | 10132472.5845 | 10081810.2215 | 10031401.1704 | 0 | 0 | 0 | 0 | 0 | 0 | 0 | 0 | 0 | 0 | 0 | 0 | 0 | 0 | 0 | 0 | 0 | 0 | 0 | 0 | 0 | 0 | 0 | 0 | 0 | 0 | 0 | 0 | 0 | 0
Com ¦ Wall Insulation Upgrade | RET | C_Logistics & Warehouses | Greater Toronto Area | Space Heating/Ventilation | Commercial | NA | Floor area (1000m2) | 20 | 0.23905 | 0.24323 | 0.24654 | 0.24904 | 0.25064 | 0.24918 | 0.24881 | 0.24882 | 0.24882 | 0.24881 | 0.29574 | 0.30693 | 0.31733 | 0.32697 | 0.33564 | 0.34037 | 0.34666 | 0.3536 | 0.36067 | 0.36788 | 1.2372 | 1.2619 | 1.2871 | 1.3129 | 1.3391 | 1.3659 | 1.3932 | 1.4211 | 1.4495 | 1.4785 | -0.94142 | -0.95498 | -0.96981 | -0.98592 | -1.0035 | -1.0256 | -1.0466 | -1.0675 | -1.0889 | -1.1106 | 1907.7125 | 1898.174 | 1888.6831 | 1879.2397 | 1869.8435 | 1860.4943 | 1851.1918 | 1841.9358 | 1832.7262 | 1823.5625 | 0 | 0 | 0 | 0 | 0 | 0 | 0 | 0 | 0 | 0 | 0 | 0 | 0 | 0 | 0 | 0 | 0 | 0 | 0 | 0 | 0 | 0 | 0 | 0 | 0 | 0 | 0 | 0 | 0 | 0
Com ¦ Air Curtains | ROB | C_Logistics & Warehouses | Greater Toronto Area | Space Heating/Ventilation | Commercial | NA | Shipping door | 15 | 5.3878 | 5.504 | 5.5961 | 5.6658 | 5.7101 | 5.6694 | 5.659 | 5.6589 | 5.6587 | 5.6585 | 54793.8552 | 57095.1782 | 59211.3087 | 61147.8426 | 62858.8782 | 63658.8135 | 64812.7081 | 66108.1395 | 67428.0058 | 68773.4309 | 10170 | 10373.4 | 10580.868 | 10792.4854 | 11008.3351 | 11228.5018 | 11453.0718 | 11682.1332 | 11915.7759 | 12154.0914 | 44623.8552 | 46721.7782 | 48630.4407 | 50355.3572 | 51850.5432 | 52430.3118 | 53359.6363 | 54426.0063 | 55512.2299 | 56619.3395 | 1296.0243 | 1289.5442 | 1283.0965 | 1276.681 | 1270.2976 | 1263.9461 | 1257.6264 | 1251.3382 | 1245.0815 | 1238.8561 | 1296.0243 | 1289.5442 | 1283.0965 | 1276.681 | 1270.2976 | 1263.9461 | 1257.6264 | 1251.3382 | 1245.0815 | 1238.8561 | 61.8926 | 121.0243 | 177.4791 | 231.4922 | 283.0962 | 332.3406 | 379.2811 | 424.0031 | 466.5726 | 507.0703 | 61.8926 | 59.1318 | 56.4547 | 54.0131 | 51.604 | 49.2444 | 46.9405 | 44.722 | 42.5696 | 40.4977
Com ¦ Condensing Boiler ¦ Std Baseline | ROB | C_Logistics & Warehouses | Greater Toronto Area | Space Heating/Ventilation | Commercial | Com¦Boiler¦Std | End Use Consumption (m^3/year) | 25 | 1.5743 | 1.5984 | 1.6176 | 1.6321 | 1.6413 | 1.6329 | 1.6308 | 1.6308 | 1.6308 | 1.6307 | 0.52357 | 0.54224 | 0.55971 | 0.57602 | 0.59087 | 0.59959 | 0.61078 | 0.623 | 0.63546 | 0.64816 | 0.33258 | 0.33923 | 0.34601 | 0.35294 | 0.35999 | 0.36719 | 0.37454 | 0.38203 | 0.38967 | 0.39746 | 0.19099 | 0.20301 | 0.21369 | 0.22309 | 0.23087 | 0.23239 | 0.23624 | 0.24097 | 0.24579 | 0.25069 | 24545490.5135 | 24422763.0609 | 24300649.2456 | 24179145.9994 | 24058250.2694 | 23937959.0181 | 23818269.223 | 23699177.8769 | 23580681.9875 | 23462778.5775 | 24545490.5135 | 24422763.0609 | 24300649.2456 | 24179145.9994 | 24058250.2694 | 23937959.0181 | 23818269.223 | 23699177.8769 | 23580681.9875 | 23462778.5775 | 23661.2202 | 68536.8423 | 130752.4967 | 212563.7868 | 310688.8144 | 421787.6711 | 542636.4515 | 671821.2627 | 807070.5494 | 947289.9191 | 23661.2202 | 44875.6221 | 62215.6544 | 81811.2901 | 98125.0277 | 111098.8567 | 120848.7804 | 129184.8112 | 135249.2867 | 140219.3697
Com ¦ Condensing Unit Heaters | ROB | C_Logistics & Warehouses | Greater Toronto Area | Space Heating/Ventilation | Commercial | Com ¦ Unit Heater | End Use Consumption (m^3/year) | 20 | 3.0027 | 3.0552 | 3.0967 | 3.1282 | 3.1483 | 3.13 | 3.1254 | 3.1254 | 3.1254 | 3.1253 | 0.36147 | 0.37513 | 0.38785 | 0.39962 | 0.41023 | 0.416 | 0.42369 | 0.43217 | 0.44081 | 0.44963 | 0.12038 | 0.12279 | 0.12524 | 0.12775 | 0.1303 | 0.13291 | 0.13557 | 0.13828 | 0.14104 | 0.14386 | 0.24109 | 0.25235 | 0.2626 | 0.27188 | 0.27993 | 0.28309 | 0.28813 | 0.29389 | 0.29977 | 0.30576 | 5540995.4642 | 5513290.4869 | 5485724.0345 | 5458295.4143 | 5431003.9372 | 5403848.9175 | 5376829.673 | 5349945.5246 | 5323195.797 | 5296579.818 | 5540995.4642 | 5513290.4869 | 5485724.0345 | 5458295.4143 | 5431003.9372 | 5403848.9175 | 5376829.673 | 5349945.5246 | 5323195.797 | 5296579.818 | 174240.1347 | 342159.8388 | 503579.5987 | 660880.9893 | 813371.8585 | 960723.8166 | 1102766.9749 | 1239820.9811 | 1371930.6805 | 1499364.2677 | 174240.1347 | 167919.7041 | 161419.7599 | 157301.3906 | 152490.8692 | 147351.958 | 142043.1583 | 137054.0062 | 132109.6995 | 127433.5872
Com ¦ Condensing Water Heaters | ROB | C_Logistics & Warehouses | Greater Toronto Area | Water Heating | Commercial | Com ¦ Water Heating | End Use Consumption (m^3/year) | 13 | 1.5536 | 1.5892 | 1.6159 | 1.6352 | 1.6466 | 1.6465 | 1.6432 | 1.6432 | 1.6432 | 1.6432 | 0.24404 | 0.25463 | 0.26408 | 0.27258 | 0.27997 | 0.28555 | 0.29068 | 0.29649 | 0.30242 | 0.30847 | 0.15708 | 0.16022 | 0.16343 | 0.1667 | 0.17003 | 0.17343 | 0.1769 | 0.18044 | 0.18405 | 0.18773 | 0.086963 | 0.094409 | 0.10066 | 0.10589 | 0.10994 | 0.11212 | 0.11378 | 0.11606 | 0.11838 | 0.12075 | 73679.1009 | 73310.7053 | 72944.1518 | 72579.4311 | 72216.5339 | 71855.4512 | 71496.174 | 71138.6931 | 70782.9996 | 70429.0846 | 73679.1009 | 73310.7053 | 72944.1518 | 72579.4311 | 72216.5339 | 71855.4512 | 71496.174 | 71138.6931 | 70782.9996 | 70429.0846 | 2295.4327 | 4486.9949 | 6571.5199 | 8608.2343 | 10580.5856 | 12480.573 | 14303.7561 | 16057.4858 | 17742.1401 | 19363.4443 | 2295.4327 | 2191.5623 | 2084.525 | 2036.7144 | 1972.3513 | 1899.9874 | 1823.1831 | 1753.7297 | 1684.6543 | 1621.3042
Com ¦ Infrared Heaters | ROB | C_Logistics & Warehouses | Greater Toronto Area | Space Heating/Ventilation | Commercial | Com ¦ Unit Heater | End Use Consumption (m^3/year) | 20 | 1.4656 | 1.4912 | 1.5115 | 1.5269 | 1.5367 | 1.5277 | 1.5255 | 1.5255 | 1.5255 | 1.5255 | 0.098582 | 0.10231 | 0.10578 | 0.10899 | 0.11188 | 0.11346 | 0.11555 | 0.11787 | 0.12022 | 0.12263 | 0.067263 | 0.068608 | 0.069981 | 0.07138 | 0.072808 | 0.074264 | 0.075749 | 0.077264 | 0.078809 | 0.080386 | 0.031319 | 0.033701 | 0.035795 | 0.037608 | 0.039073 | 0.039191 | 0.039804 | 0.040601 | 0.041413 | 0.042239 | 755590.2906 | 751812.3391 | 748053.2774 | 744313.011 | 740591.446 | 736888.4888 | 733204.0463 | 729538.0261 | 725890.336 | 722260.8843 | 755590.2906 | 751812.3391 | 748053.2774 | 744313.011 | 740591.446 | 736888.4888 | 733204.0463 | 729538.0261 | 725890.336 | 722260.8843 | 278.033 | 558.5713 | 838.2599 | 1117.9785 | 1397.2406 | 1675.0961 | 1950.2816 | 2222.1328 | 2489.8612 | 2753.1148 | 278.033 | 280.5383 | 279.6886 | 279.7185 | 279.2621 | 277.8555 | 275.1855 | 271.8511 | 267.7284 | 263.2536
Com ¦ Near Condensing Boiler¦ Std Baseline | ROB | C_Logistics & Warehouses | Greater Toronto Area | Space Heating/Ventilation | Commercial | Com¦Boiler¦Std | End Use Consumption (m^3/year) | 25 | 4.3784 | 4.4456 | 4.4989 | 4.5392 | 4.5649 | 4.5415 | 4.5355 | 4.5356 | 4.5355 | 4.5355 | 0.29918 | 0.30985 | 0.31983 | 0.32915 | 0.33764 | 0.34262 | 0.34902 | 0.356 | 0.36312 | 0.37037 | 0.068331 | 0.069697 | 0.071091 | 0.072513 | 0.073963 | 0.075443 | 0.076952 | 0.078491 | 0.08006 | 0.081662 | 0.23085 | 0.24015 | 0.24874 | 0.25664 | 0.26367 | 0.26718 | 0.27206 | 0.27751 | 0.28306 | 0.28871 | 14025994.5792 | 13955864.6063 | 13886085.2832 | 13816654.8568 | 13747571.5825 | 13678833.7246 | 13610439.556 | 13542387.3582 | 13474675.4214 | 13407302.0443 | 14025994.5792 | 13955864.6063 | 13886085.2832 | 13816654.8568 | 13747571.5825 | 13678833.7246 | 13610439.556 | 13542387.3582 | 13474675.4214 | 13407302.0443 | 350191.9969 | 665902.1254 | 948718.2836 | 1202972.0834 | 1429910.4981 | 1631249.6911 | 1808893.8555 | 1965236.8566 | 2102301.248 | 2222259.4996 | 350191.9969 | 315710.1286 | 282816.1582 | 254253.7998 | 226938.4147 | 201339.1929 | 177644.1645 | 156343.0011 | 137064.3913 | 119958.2516
Com ¦ Tankless Water Heaters | ROB | C_Logistics & Warehouses | Greater Toronto Area | Water Heating | Commercial | Com ¦ Water Heating | End Use Consumption (m^3/year) | 18 | 0.54413 | 0.55403 | 0.56143 | 0.5668 | 0.56995 | 0.56992 | 0.56902 | 0.56902 | 0.56901 | 0.56902 | 0.46011 | 0.47785 | 0.49392 | 0.50862 | 0.52167 | 0.53208 | 0.54186 | 0.5527 | 0.56375 | 0.57503 | 0.84559 | 0.8625 | 0.87976 | 0.89735 | 0.9153 | 0.9336 | 0.95228 | 0.97132 | 0.99075 | 1.0106 | -0.38548 | -0.38465 | -0.38583 | -0.38873 | -0.39362 | -0.40152 | -0.41041 | -0.41862 | -0.427 | -0.43553 | 110174.3564 | 109623.4846 | 109075.3672 | 108529.9904 | 107987.3404 | 107447.4037 | 106910.1667 | 106375.6159 | 105843.7378 | 105314.5191 | 0 | 0 | 0 | 0 | 0 | 0 | 0 | 0 | 0 | 0 | 0 | 0 | 0 | 0 | 0 | 0 | 0 | 0 | 0 | 0 | 0 | 0 | 0 | 0 | 0 | 0 | 0 | 0 | 0 | 0
Com ¦ Air Curtains | NEW | C_Long Term Care | Greater Toronto Area | Space Heating/Ventilation | Commercial | NA | Shipping door | 15 | 5.3878 | 5.504 | 5.5961 | 5.6658 | 5.7101 | 5.6694 | 5.659 | 5.6589 | 5.6587 | 5.6585 | 54793.8552 | 57095.1782 | 59211.3087 | 61147.8426 | 62858.8782 | 63658.8135 | 64812.7081 | 66108.1395 | 67428.0058 | 68773.4309 | 10170 | 10373.4 | 10580.868 | 10792.4854 | 11008.3351 | 11228.5018 | 11453.0718 | 11682.1332 | 11915.7759 | 12154.0914 | 44623.8552 | 46721.7782 | 48630.4407 | 50355.3572 | 51850.5432 | 52430.3118 | 53359.6363 | 54426.0063 | 55512.2299 | 56619.3395 | 0.049929 | 0.10001 | 0.15024 | 0.20062 | 0.25117 | 0.30187 | 0.35273 | 0.40376 | 0.45496 | 0.50632 | 0.049929 | 0.10001 | 0.15024 | 0.20062 | 0.25117 | 0.30187 | 0.35273 | 0.40376 | 0.45496 | 0.50632 | 0.035751 | 0.071609 | 0.10834 | 0.14588 | 0.18427 | 0.22344 | 0.26333 | 0.30387 | 0.34504 | 0.38679 | 0.035751 | 0.035858 | 0.036728 | 0.037542 | 0.038391 | 0.039169 | 0.039886 | 0.040547 | 0.041171 | 0.041751
Com ¦ Condensing Boiler ¦ Near Cond Baseline | NEW | C_Long Term Care | Greater Toronto Area | Space Heating/Ventilation | Commercial | NA | End Use Consumption (m^3/year) | 25 | 1.0302 | 1.046 | 1.0586 | 1.0681 | 1.0741 | 1.0686 | 1.0672 | 1.0672 | 1.0672 | 1.0672 | 0.22439 | 0.23239 | 0.23987 | 0.24687 | 0.25323 | 0.25697 | 0.26176 | 0.267 | 0.27234 | 0.27778 | 0.2178 | 0.22216 | 0.2266 | 0.23114 | 0.23576 | 0.24047 | 0.24528 | 0.25019 | 0.25519 | 0.2603 | 0.0065823 | 0.010226 | 0.013271 | 0.01573 | 0.01747 | 0.016492 | 0.016479 | 0.016811 | 0.017145 | 0.017485 | 17237.1537 | 34526.0189 | 51867.4401 | 69262.2666 | 86711.3524 | 104215.5558 | 121775.7404 | 139392.7741 | 157067.5299 | 174800.8857 | 17237.1537 | 34526.0189 | 51867.4401 | 69262.2666 | 86711.3524 | 104215.5558 | 121775.7404 | 139392.7741 | 157067.5299 | 174800.8857 | 1840.6252 | 3686.7723 | 5415.1131 | 6969.6461 | 8722.5105 | 10552.8981 | 12392.1843 | 14193.0949 | 15987.0866 | 17761.059 | 1840.6252 | 1846.1471 | 1728.3407 | 1554.5331 | 1752.8643 | 1830.3876 | 1839.2863 | 1800.9106 | 1793.9916 | 1773.9724
Com ¦ Condensing Boiler ¦ Std Baseline | NEW | C_Long Term Care | Greater Toronto Area | Space Heating/Ventilation | Commercial | Com¦Boiler¦Std | End Use Consumption (m^3/year) | 25 | 1.5743 | 1.5984 | 1.6176 | 1.6321 | 1.6413 | 1.6329 | 1.6308 | 1.6308 | 1.6308 | 1.6307 | 0.52357 | 0.54224 | 0.55971 | 0.57602 | 0.59087 | 0.59959 | 0.61078 | 0.623 | 0.63546 | 0.64816 | 0.33258 | 0.33923 | 0.34601 | 0.35294 | 0.35999 | 0.36719 | 0.37454 | 0.38203 | 0.38967 | 0.39746 | 0.19099 | 0.20301 | 0.21369 | 0.22309 | 0.23087 | 0.23239 | 0.23624 | 0.24097 | 0.24579 | 0.25069 | 40220.0253 | 80560.7107 | 121024.0269 | 161611.9555 | 202326.4888 | 243169.6303 | 284143.3942 | 325249.8061 | 366490.9031 | 407868.7333 | 40220.0253 | 80560.7107 | 121024.0269 | 161611.9555 | 202326.4888 | 243169.6303 | 284143.3942 | 325249.8061 | 366490.9031 | 407868.7333 | 968.6348 | 1940.1756 | 3862.7545 | 6648.1106 | 10472.199 | 15266.8335 | 20949.5783 | 27431.0364 | 34698.1747 | 42687.6876 | 968.6348 | 971.5407 | 1922.5789 | 2785.3561 | 3824.0884 | 4794.6345 | 5682.7448 | 6481.4581 | 7267.1383 | 7989.5129
Com ¦ Condensing Water Heaters | NEW | C_Long Term Care | Greater Toronto Area | Water Heating | Commercial | Com ¦ Water Heating | End Use Consumption (m^3/year) | 13 | 1.5536 | 1.5892 | 1.6159 | 1.6352 | 1.6466 | 1.6465 | 1.6432 | 1.6432 | 1.6432 | 1.6432 | 0.24404 | 0.25463 | 0.26408 | 0.27258 | 0.27997 | 0.28555 | 0.29068 | 0.29649 | 0.30242 | 0.30847 | 0.15708 | 0.16022 | 0.16343 | 0.1667 | 0.17003 | 0.17343 | 0.1769 | 0.18044 | 0.18405 | 0.18773 | 0.086963 | 0.094409 | 0.10066 | 0.10589 | 0.10994 | 0.11212 | 0.11378 | 0.11606 | 0.11838 | 0.12075 | 863.0192 | 1728.6274 | 2596.867 | 3467.7805 | 4341.4105 | 5217.8002 | 6096.9927 | 6979.0315 | 7863.9603 | 8751.823 | 863.0192 | 1728.6274 | 2596.867 | 3467.7805 | 4341.4105 | 5217.8002 | 6096.9927 | 6979.0315 | 7863.9603 | 8751.823 | 482.9588 | 967.3666 | 1457.0571 | 1950.0398 | 2457.4766 | 2975.3222 | 3501.1099 | 4033.0107 | 4571.633 | 5116.2022 | 482.9588 | 484.4077 | 489.6905 | 492.9827 | 507.4368 | 517.8456 | 525.7877 | 531.9008 | 538.6223 | 544.5693
Com ¦ Demand Control Kitchen Ventilation | NEW | C_Long Term Care | Greater Toronto Area | Space Heating/Ventilation | Commercial | NA | per building | 15 | 4.3624 | 4.408 | 4.4448 | 4.4736 | 4.4933 | 4.4812 | 4.4808 | 4.4844 | 4.4881 | 4.4919 | 65435.9299 | 67442.9283 | 69366.2343 | 71211.5723 | 72954.905 | 74214.772 | 75691.2479 | 77268.2103 | 78878.4803 | 80524.0625 | 15000 | 15300 | 15606 | 15918.12 | 16236.4824 | 16561.212 | 16892.4363 | 17230.285 | 17574.8907 | 17926.3885 | 50435.9299 | 52142.9283 | 53760.2343 | 55293.4523 | 56718.4226 | 57653.56 | 58798.8116 | 60037.9253 | 61303.5896 | 62597.674 | 39.8927 | 79.9052 | 120.0392 | 160.2969 | 200.6801 | 241.1909 | 281.8313 | 322.6032 | 363.5087 | 404.5498 | 39.8927 | 79.9052 | 120.0392 | 160.2969 | 200.6801 | 241.1909 | 281.8313 | 322.6032 | 363.5087 | 404.5498 | 27.3263 | 54.7346 | 82.7421 | 111.3207 | 140.5254 | 170.308 | 200.6279 | 231.4476 | 262.7458 | 294.4915 | 27.3263 | 27.4083 | 28.0075 | 28.5786 | 29.2048 | 29.7826 | 30.3199 | 30.8197 | 31.2982 | 31.7457
Com ¦ Efficient Gas Broilers | NEW | C_Long Term Care | Greater Toronto Area | Appliances/Other | Commercial | NA | Equipment | 12 | 2.8503 | 2.9204 | 2.9726 | 3.0104 | 3.0329 | 3.0322 | 3.0258 | 3.0258 | 3.0258 | 3.0258 | 3619.8472 | 3783.1185 | 3927.7842 | 4057.2257 | 4169.3171 | 4251.6453 | 4327.6076 | 4414.1824 | 4502.4753 | 4592.4136 | 1270 | 1295.4 | 1321.308 | 1347.7342 | 1374.6888 | 1402.1826 | 1430.2263 | 1458.8308 | 1488.0074 | 1517.7676 | 2349.8472 | 2487.7185 | 2606.4762 | 2709.4916 | 2794.6283 | 2849.4627 | 2897.3813 | 2955.3516 | 3014.4679 | 3074.646 | 4.6054 | 9.2246 | 13.8579 | 18.5055 | 23.1675 | 27.8443 | 32.536 | 37.2429 | 41.9652 | 46.7032 | 4.6054 | 9.2246 | 13.8579 | 18.5055 | 23.1675 | 27.8443 | 32.536 | 37.2429 | 41.9652 | 46.7032 | 3.1547 | 6.3189 | 9.548 | 12.8376 | 16.2038 | 19.6378 | 23.1332 | 26.6843 | 30.2892 | 33.944 | 3.1547 | 3.1642 | 3.2291 | 3.2895 | 3.3662 | 3.4341 | 3.4954 | 3.5511 | 3.6049 | 3.6548
Com ¦ Efficient Gas Griddles | NEW | C_Long Term Care | Greater Toronto Area | Appliances/Other | Commercial | NA | Equipment | 10 | 4.3596 | 4.4841 | 4.5767 | 4.6436 | 4.6836 | 4.6822 | 4.671 | 4.671 | 4.671 | 4.6709 | 5013.5702 | 5259.8733 | 5475.7893 | 5666.9948 | 5830.0936 | 5945.0129 | 6049.3306 | 6170.3006 | 6293.7734 | 6419.5086 | 1150 | 1173 | 1196.46 | 1220.3892 | 1244.797 | 1269.6929 | 1295.0868 | 1320.9885 | 1347.4083 | 1374.3565 | 3863.5702 | 4086.8733 | 4279.3293 | 4446.6056 | 4585.2966 | 4675.3199 | 4754.2438 | 4849.3121 | 4946.3651 | 5045.1521 | 8.3194 | 16.6637 | 25.0334 | 33.4288 | 41.8505 | 50.2987 | 58.774 | 67.2767 | 75.8072 | 84.3661 | 8.3194 | 16.6637 | 25.0334 | 33.4288 | 41.8505 | 50.2987 | 58.774 | 67.2767 | 75.8072 | 84.3661 | 6.0261 | 12.0704 | 18.2511 | 24.5644 | 31.0162 | 37.5984 | 44.3032 | 51.1229 | 58.0516 | 65.0821 | 6.0261 | 6.0442 | 6.1807 | 6.3133 | 6.4518 | 6.5822 | 6.7048 | 6.8197 | 6.9287 | 7.0305
Com ¦ Efficient Gas Ovens | NEW | C_Long Term Care | Greater Toronto Area | Appliances/Other | Commercial | NA | Equipment | 12 | 2.0905 | 2.142 | 2.1802 | 2.2079 | 2.2244 | 2.2239 | 2.2192 | 2.2192 | 2.2192 | 2.2192 | 1829.2171 | 1911.6996 | 1984.7857 | 2050.183 | 2106.8181 | 2148.4214 | 2186.81 | 2230.5593 | 2275.1771 | 2320.6267 | 875 | 892.5 | 910.35 | 928.557 | 947.1281 | 966.0707 | 985.3921 | 1005.1 | 1025.202 | 1045.706 | 954.2171 | 1019.1996 | 1074.4357 | 1121.626 | 1159.69 | 1182.3507 | 1201.4179 | 1225.4594 | 1249.9751 | 1274.9207 | 2.1242 | 4.2548 | 6.3919 | 8.5356 | 10.6859 | 12.8431 | 15.0071 | 17.1782 | 19.3563 | 21.5417 | 2.1242 | 4.2548 | 6.3919 | 8.5356 | 10.6859 | 12.8431 | 15.0071 | 17.1782 | 19.3563 | 21.5417 | 1.3649 | 2.7339 | 4.1333 | 5.559 | 7.0225 | 8.5176 | 10.0398 | 11.5855 | 13.1536 | 14.7418 | 1.3649 | 1.369 | 1.3993 | 1.4257 | 1.4635 | 1.495 | 1.5223 | 1.5457 | 1.5681 | 1.5882
Com ¦ Efficient Gas Range Tops | NEW | C_Long Term Care | Greater Toronto Area | Appliances/Other | Commercial | NA | Equipment | 10 | 2.1138 | 2.1741 | 2.219 | 2.2514 | 2.2708 | 2.2702 | 2.2647 | 2.2647 | 2.2647 | 2.2647 | 1691.0065 | 1774.0811 | 1846.9065 | 1911.3975 | 1966.4084 | 2005.169 | 2040.3539 | 2081.1554 | 2122.801 | 2165.2097 | 800 | 816 | 832.32 | 848.9664 | 865.9457 | 883.2646 | 900.9299 | 918.9485 | 937.3275 | 956.0741 | 891.0065 | 958.0811 | 1014.5865 | 1062.4311 | 1100.4627 | 1121.9044 | 1139.424 | 1162.2069 | 1185.4735 | 1209.1357 | 2.4942 | 4.9959 | 7.5052 | 10.0223 | 12.5472 | 15.08 | 17.621 | 20.1702 | 22.7277 | 25.2938 | 2.4942 | 4.9959 | 7.5052 | 10.0223 | 12.5472 | 15.08 | 17.621 | 20.1702 | 22.7277 | 25.2938 | 1.661 | 3.3271 | 5.0262 | 6.7556 | 8.5264 | 10.3331 | 12.1719 | 14.0394 | 15.935 | 17.8564 | 1.661 | 1.666 | 1.6991 | 1.7294 | 1.7708 | 1.8067 | 1.8388 | 1.8675 | 1.8956 | 1.9214
Com ¦ Energy Star Gas Fryers | NEW | C_Long Term Care | Greater Toronto Area | Appliances/Other | Commercial | NA | Equipment | 12 | 2.2897 | 2.3456 | 2.3873 | 2.4174 | 2.4354 | 2.4348 | 2.4298 | 2.4298 | 2.4299 | 2.4298 | 2353.7648 | 2459.5342 | 2553.2974 | 2637.2393 | 2709.9887 | 2763.5282 | 2812.9657 | 2869.2682 | 2926.6923 | 2985.1919 | 1028 | 1048.56 | 1069.5312 | 1090.9218 | 1112.7403 | 1134.9951 | 1157.695 | 1180.8489 | 1204.4658 | 1228.5552 | 1325.7648 | 1410.9742 | 1483.7662 | 1546.3175 | 1597.2484 | 1628.5332 | 1655.2707 | 1688.4193 | 1722.2264 | 1756.6367 | 2.598 | 5.2038 | 7.8176 | 10.4393 | 13.0693 | 15.7076 | 18.3543 | 21.0095 | 23.6735 | 26.3463 | 2.598 | 5.2038 | 7.8176 | 10.4393 | 13.0693 | 15.7076 | 18.3543 | 21.0095 | 23.6735 | 26.3463 | 1.7045 | 3.4141 | 5.1636 | 6.9482 | 8.7795 | 10.6503 | 12.5556 | 14.491 | 16.4554 | 18.4461 | 1.7045 | 1.7096 | 1.7495 | 1.7846 | 1.8313 | 1.8709 | 1.9053 | 1.9354 | 1.9644 | 1.9906
Com ¦ High Extraction Washer | NEW | C_Long Term Care | Greater Toronto Area | Appliances/Other | Commercial | NA | Customer Segment Consumption (m^3/year) | 10 | 5.3661 | 5.5193 | 5.6332 | 5.7156 | 5.7648 | 5.7631 | 5.7493 | 5.7493 | 5.7493 | 5.7492 | 0.037237 | 0.039066 | 0.04067 | 0.04209 | 0.043302 | 0.044155 | 0.04493 | 0.045828 | 0.046745 | 0.047679 | 0.0069394 | 0.0070782 | 0.0072197 | 0.0073641 | 0.0075114 | 0.0076616 | 0.0078149 | 0.0079712 | 0.0081306 | 0.0082932 | 0.030298 | 0.031988 | 0.03345 | 0.034726 | 0.03579 | 0.036493 | 0.037115 | 0.037857 | 0.038615 | 0.039386 | 9687.8217 | 19404.7069 | 29151.1303 | 38927.5691 | 48734.5033 | 58572.4154 | 68441.7906 | 78343.1168 | 88276.8847 | 98243.5876 | 9687.8217 | 19404.7069 | 29151.1303 | 38927.5691 | 48734.5033 | 58572.4154 | 68441.7906 | 78343.1168 | 88276.8847 | 98243.5876 | 7131.5143 | 14284.4232 | 21611.8039 | 29106.62 | 36771.8997 | 44596.2842 | 52568.8731 | 60678.8477 | 68917.6616 | 77275.5684 | 7131.5143 | 7152.9089 | 7327.3807 | 7494.816 | 7665.2798 | 7824.3845 | 7972.5889 | 8109.9746 | 8238.8139 | 8357.9068
Com ¦ High perf.glazings ¦ New | NEW | C_Long Term Care | Greater Toronto Area | Space Heating/Ventilation | Commercial | Windows New | End Use Consumption (m^3/year) | 30 | 1.6157 | 1.6383 | 1.6563 | 1.6698 | 1.6785 | 1.6706 | 1.6686 | 1.6686 | 1.6686 | 1.6686 | 0.40969 | 0.42374 | 0.43695 | 0.44934 | 0.4607 | 0.46771 | 0.47649 | 0.48602 | 0.49574 | 0.50565 | 0.25357 | 0.25864 | 0.26382 | 0.26909 | 0.27447 | 0.27996 | 0.28556 | 0.29127 | 0.2971 | 0.30304 | 0.15612 | 0.1651 | 0.17313 | 0.18025 | 0.18623 | 0.18774 | 0.19093 | 0.19475 | 0.19864 | 0.2026 | 11463.9224 | 22962.2365 | 34495.5042 | 46064.2901 | 57669.1622 | 69310.6916 | 80989.4522 | 92706.0216 | 104460.9802 | 116254.912 | 11463.9224 | 22962.2365 | 34495.5042 | 46064.2901 | 57669.1622 | 69310.6916 | 80989.4522 | 92706.0216 | 104460.9802 | 116254.912 | 3557.6178 | 7125.9084 | 10657.2524 | 14101.7023 | 17750.0606 | 21502.5193 | 25300.9472 | 29104.4054 | 32935.0631 | 36779.8045 | 3557.6178 | 3568.2906 | 3531.344 | 3444.4499 | 3648.3583 | 3752.4586 | 3798.4279 | 3803.4582 | 3830.6577 | 3844.7414
Com ¦ Near Condensing Boiler¦ Std Baseline | NEW | C_Long Term Care | Greater Toronto Area | Space Heating/Ventilation | Commercial | Com¦Boiler¦Std | End Use Consumption (m^3/year) | 25 | 4.3784 | 4.4456 | 4.4989 | 4.5392 | 4.5649 | 4.5415 | 4.5355 | 4.5356 | 4.5355 | 4.5355 | 0.29918 | 0.30985 | 0.31983 | 0.32915 | 0.33764 | 0.34262 | 0.34902 | 0.356 | 0.36312 | 0.37037 | 0.068331 | 0.069697 | 0.071091 | 0.072513 | 0.073963 | 0.075443 | 0.076952 | 0.078491 | 0.08006 | 0.081662 | 0.23085 | 0.24015 | 0.24874 | 0.25664 | 0.26367 | 0.26718 | 0.27206 | 0.27751 | 0.28306 | 0.28871 | 22982.8716 | 46034.6918 | 69156.5868 | 92349.6888 | 115615.1365 | 138954.0744 | 162367.6538 | 185857.0321 | 209423.3732 | 233067.8476 | 22982.8716 | 46034.6918 | 69156.5868 | 92349.6888 | 115615.1365 | 138954.0744 | 162367.6538 | 185857.0321 | 209423.3732 | 233067.8476 | 14336.0385 | 28715.0852 | 42262.3126 | 54958.2955 | 66888.7089 | 78032.5622 | 88393.2996 | 97988.2002 | 106854.0007 | 115023.7558 | 14336.0385 | 14379.0466 | 13547.2275 | 12695.9828 | 11930.4134 | 11143.8533 | 10360.7374 | 9594.9007 | 8865.8004 | 8169.7551
Com ¦ Super High Perf Glazing ¦New | NEW | C_Long Term Care | Greater Toronto Area | Space Heating/Ventilation | Commercial | Windows New | End Use Consumption (m^3/year) | 30 | 0.53856 | 0.54611 | 0.55209 | 0.55662 | 0.5595 | 0.55687 | 0.5562 | 0.5562 | 0.5562 | 0.55619 | 0.61454 | 0.63561 | 0.65542 | 0.67401 | 0.69106 | 0.70156 | 0.71473 | 0.72903 | 0.74361 | 0.75847 | 1.1411 | 1.1639 | 1.1872 | 1.2109 | 1.2351 | 1.2598 | 1.285 | 1.3107 | 1.3369 | 1.3637 | -0.52653 | -0.52828 | -0.53175 | -0.5369 | -0.54407 | -0.55828 | -0.5703 | -0.5817 | -0.59334 | -0.60522 | 17195.8836 | 34443.3548 | 51743.2563 | 69096.4352 | 86503.7434 | 103966.0373 | 121484.1783 | 139059.0324 | 156691.4704 | 174382.368 | 0 | 0 | 0 | 0 | 0 | 0 | 0 | 0 | 0 | 0 | 0 | 0 | 0 | 0 | 0 | 0 | 0 | 0 | 0 | 0 | 0 | 0 | 0 | 0 | 0 | 0 | 0 | 0 | 0 | 0
Com ¦ Tankless Water Heaters | NEW | C_Long Term Care | Greater Toronto Area | Water Heating | Commercial | Com ¦ Water Heating | End Use Consumption (m^3/year) | 18 | 0.54413 | 0.55403 | 0.56143 | 0.5668 | 0.56995 | 0.56992 | 0.56902 | 0.56902 | 0.56901 | 0.56902 | 0.46011 | 0.47785 | 0.49392 | 0.50862 | 0.52167 | 0.53208 | 0.54186 | 0.5527 | 0.56375 | 0.57503 | 0.84559 | 0.8625 | 0.87976 | 0.89735 | 0.9153 | 0.9336 | 0.95228 | 0.97132 | 0.99075 | 1.0106 | -0.38548 | -0.38465 | -0.38583 | -0.38873 | -0.39362 | -0.40152 | -0.41041 | -0.41862 | -0.427 | -0.43553 | 1290.496 | 2584.8634 | 3883.1656 | 5185.4661 | 6491.8288 | 7802.3181 | 9116.9984 | 10435.9349 | 11759.1929 | 13086.8381 | 0 | 0 | 0 | 0 | 0 | 0 | 0 | 0 | 0 | 0 | 0 | 0 | 0 | 0 | 0 | 0 | 0 | 0 | 0 | 0 | 0 | 0 | 0 | 0 | 0 | 0 | 0 | 0 | 0 | 0
Com ¦ Waste Water Heat Recovery ¦New | NEW | C_Long Term Care | Greater Toronto Area | Water Heating | Commercial | NA | Bed | 25 | 65.0036 | 65.9745 | 66.7011 | 67.2277 | 67.5375 | 67.5353 | 67.4473 | 67.4482 | 67.4487 | 67.4507 | 1075.1603 | 1113.0427 | 1147.8065 | 1180.0053 | 1209.152 | 1233.2965 | 1256.3225 | 1281.4651 | 1307.1047 | 1333.2873 | 16.54 | 16.8708 | 17.2082 | 17.5524 | 17.9034 | 18.2615 | 18.6267 | 18.9993 | 19.3792 | 19.7668 | 1058.6203 | 1096.1719 | 1130.5983 | 1162.4529 | 1191.2486 | 1215.035 | 1237.6958 | 1262.4658 | 1287.7255 | 1313.5204 | 95.053 | 190.3911 | 286.019 | 381.9414 | 478.1631 | 574.6886 | 671.5229 | 768.6707 | 866.1368 | 963.926 | 95.053 | 190.3911 | 286.019 | 381.9414 | 478.1631 | 574.6886 | 671.5229 | 768.6707 | 866.1368 | 963.926 | 71.8605 | 143.9366 | 218.4448 | 295.1384 | 373.8042 | 454.2529 | 536.3153 | 619.841 | 704.6961 | 790.7621 | 71.8605 | 72.0761 | 74.5082 | 76.6936 | 78.6658 | 80.4486 | 82.0624 | 83.5257 | 84.8551 | 86.066
Com ¦ Air Sealing | RET | C_Long Term Care | Greater Toronto Area | Space Heating/Ventilation | Commercial | NA | Floor area (1000m2) | 6 | 0.7443 | 0.77842 | 0.80548 | 0.82599 | 0.83903 | 0.82713 | 0.82412 | 0.82415 | 0.82415 | 0.82412 | 0.06258 | 0.066757 | 0.07046 | 0.073699 | 0.07636 | 0.076782 | 0.078033 | 0.079597 | 0.081189 | 0.082809 | 0.084079 | 0.08576 | 0.087476 | 0.089225 | 0.09101 | 0.09283 | 0.094686 | 0.09658 | 0.098512 | 0.10048 | -0.021499 | -0.019003 | -0.017016 | -0.015526 | -0.01465 | -0.016047 | -0.016654 | -0.016984 | -0.017323 | -0.017673 | 88.0332 | 87.593 | 87.1551 | 86.7193 | 86.2857 | 85.8543 | 85.425 | 84.9979 | 84.5729 | 84.15 | 0 | 0 | 0 | 0 | 0 | 0 | 0 | 0 | 0 | 0 | 0 | 0 | 0 | 0 | 0 | 0 | 0 | 0 | 0 | 0 | 0 | 0 | 0 | 0 | 0 | 0 | 0 | 0 | 0 | 0
Com ¦ Building Controls and Automation Systems | RET | C_Long Term Care | Greater Toronto Area | Space Heating/Ventilation | Commercial | NA | Customer Segment Consumption (m^3/year) | 11 | 1.6349 | 1.6788 | 1.7136 | 1.7399 | 1.7567 | 1.7414 | 1.7375 | 1.7375 | 1.7375 | 1.7375 | 0.21383 | 0.22396 | 0.23317 | 0.24149 | 0.2487 | 0.25146 | 0.25592 | 0.26104 | 0.26626 | 0.27158 | 0.13079 | 0.13341 | 0.13607 | 0.13879 | 0.14157 | 0.1444 | 0.14729 | 0.15024 | 0.15324 | 0.15631 | 0.083038 | 0.090553 | 0.097099 | 0.1027 | 0.10713 | 0.10706 | 0.10863 | 0.1108 | 0.11302 | 0.11528 | 2530955.8479 | 2518301.0687 | 2505709.5633 | 2493181.0155 | 2480715.1104 | 2468311.5349 | 2455969.9772 | 2443690.1273 | 2431471.6767 | 2419314.3183 | 2530955.8479 | 2518301.0687 | 2505709.5633 | 2493181.0155 | 2480715.1104 | 2468311.5349 | 2455969.9772 | 2443690.1273 | 2431471.6767 | 2419314.3183 | 102254.63 | 206223.8703 | 311072.4366 | 417911.8177 | 525557.485 | 633033.5919 | 739462.9415 | 844337.4974 | 946983.4836 | 1046925.7593 | 102254.63 | 103969.2403 | 104848.5662 | 106839.3811 | 107645.6673 | 107476.1069 | 106429.3496 | 104874.5559 | 102645.9862 | 99942.2757
Com ¦ Heat Reflector Panels | RET | C_Long Term Care | Greater Toronto Area | Space Heating/Ventilation | Commercial | NA | End Use Consumption (m^3/year) | 18 | 2.0191 | 2.0568 | 2.0867 | 2.1094 | 2.1238 | 2.1106 | 2.1073 | 2.1073 | 2.1073 | 2.1073 | 0.092157 | 0.095756 | 0.099092 | 0.10217 | 0.10493 | 0.10636 | 0.10832 | 0.11049 | 0.1127 | 0.11495 | 0.045643 | 0.046556 | 0.047487 | 0.048437 | 0.049405 | 0.050393 | 0.051401 | 0.052429 | 0.053478 | 0.054547 | 0.046514 | 0.049201 | 0.051605 | 0.053734 | 0.055522 | 0.055969 | 0.056917 | 0.058057 | 0.059217 | 0.0604 | 117926.724 | 117337.0904 | 116750.405 | 116166.6529 | 115585.8197 | 115007.8906 | 114432.8511 | 113860.6869 | 113291.3834 | 112724.9265 | 117926.724 | 117337.0904 | 116750.405 | 116166.6529 | 115585.8197 | 115007.8906 | 114432.8511 | 113860.6869 | 113291.3834 | 112724.9265 | 4411.494 | 8871.3004 | 13341.6531 | 17911.0646 | 22521.6336 | 27129.6042 | 31697.5572 | 36211.2068 | 40644.529 | 44982.7484 | 4411.494 | 4459.8065 | 4470.3527 | 4569.4115 | 4610.5689 | 4607.9707 | 4567.9529 | 4513.6496 | 4433.3222 | 4338.2194
Com ¦ Heat/Energy Recovery Ventilation | RET | C_Long Term Care | Greater Toronto Area | Space Heating/Ventilation | Commercial | NA | End Use Consumption (m^3/year) | 15 | 1.781 | 1.8187 | 1.8486 | 1.8713 | 1.8857 | 1.8726 | 1.8692 | 1.8693 | 1.8692 | 1.8692 | 0.40645 | 0.42336 | 0.43893 | 0.45319 | 0.46582 | 0.47182 | 0.4804 | 0.49002 | 0.49982 | 0.5098 | 0.22821 | 0.23278 | 0.23743 | 0.24218 | 0.24703 | 0.25197 | 0.25701 | 0.26215 | 0.26739 | 0.27274 | 0.17824 | 0.19059 | 0.2015 | 0.21101 | 0.21879 | 0.21985 | 0.2234 | 0.22787 | 0.23243 | 0.23707 | 1901568.4251 | 1892060.583 | 1882600.2801 | 1873187.2787 | 1863821.3423 | 1854502.2356 | 1845229.7244 | 1836003.5758 | 1826823.5579 | 1817689.4401 | 1901568.4251 | 1892060.583 | 1882600.2801 | 1873187.2787 | 1863821.3423 | 1854502.2356 | 1845229.7244 | 1836003.5758 | 1826823.5579 | 1817689.4401 | 71135.3401 | 143049.7192 | 215134.1567 | 288815.9173 | 363161.3416 | 437464.8685 | 511123.1096 | 583905.7098 | 655393.0306 | 725346.818 | 71135.3401 | 71914.3791 | 72084.4375 | 73681.7606 | 74345.4243 | 74303.5269 | 73658.2411 | 72782.6002 | 71487.3208 | 69953.7874
Com ¦ High perf.glazings ¦ Retro | RET | C_Long Term Care | Greater Toronto Area | Space Heating/Ventilation | Commercial | Windows Retro | End Use Consumption (m^3/year) | 30 | 1.1286 | 1.1444 | 1.1569 | 1.1664 | 1.1725 | 1.167 | 1.1656 | 1.1656 | 1.1656 | 1.1655 | 0.40969 | 0.42374 | 0.43695 | 0.44934 | 0.4607 | 0.46771 | 0.47649 | 0.48602 | 0.49574 | 0.50565 | 0.36301 | 0.37027 | 0.37767 | 0.38523 | 0.39293 | 0.40079 | 0.4088 | 0.41698 | 0.42532 | 0.43383 | 0.046685 | 0.053473 | 0.059275 | 0.064116 | 0.067774 | 0.066916 | 0.067683 | 0.069039 | 0.070417 | 0.071818 | 877430.9824 | 873043.8275 | 868678.6084 | 864335.2153 | 860013.5393 | 855713.4716 | 851434.9042 | 847177.7297 | 842941.841 | 838727.1318 | 877430.9824 | 873043.8275 | 868678.6084 | 864335.2153 | 860013.5393 | 855713.4716 | 851434.9042 | 847177.7297 | 842941.841 | 838727.1318 | 6397.6168 | 12247.0207 | 17392.7963 | 23074.4859 | 28896.0612 | 34644.4051 | 40181.2131 | 45611.6848 | 50903.1713 | 56130.4009 | 6397.6168 | 5849.404 | 5145.7755 | 5681.6896 | 5821.5754 | 5748.3439 | 5536.808 | 5430.4716 | 5291.4866 | 5227.2295
Com ¦ Operational Improvement | RET | C_Long Term Care | Greater Toronto Area | Cross Cutting/Behavioural | Commercial | NA | Customer Segment Consumption (m^3/year) | 5 | 2.0919 | 2.2142 | 2.3046 | 2.3725 | 2.4157 | 2.3793 | 2.3692 | 2.3692 | 2.3693 | 2.3693 | 0.051596 | 0.055707 | 0.05914 | 0.0621 | 0.064494 | 0.064795 | 0.065809 | 0.067124 | 0.06847 | 0.069841 | 0.024665 | 0.025158 | 0.025662 | 0.026175 | 0.026698 | 0.027232 | 0.027777 | 0.028332 | 0.028899 | 0.029477 | 0.026931 | 0.030548 | 0.033478 | 0.035925 | 0.037796 | 0.037563 | 0.038033 | 0.038792 | 0.039571 | 0.040364 | 1957536.1636 | 1947748.4828 | 1938009.7404 | 1928319.6917 | 1918678.0932 | 1909084.7028 | 1899539.2792 | 1890041.5828 | 1880591.3749 | 1871188.4181 | 1957536.1636 | 1947748.4828 | 1938009.7404 | 1928319.6917 | 1918678.0932 | 1909084.7028 | 1899539.2792 | 1890041.5828 | 1880591.3749 | 1871188.4181 | 95786.2068 | 194367.674 | 294917.105 | 396764.3966 | 498908.1394 | 600346.5144 | 700099.4639 | 797276.9921 | 891043.9951 | 980691.6118 | 95786.2068 | 98581.4672 | 100549.431 | 101847.2916 | 102143.7428 | 101438.375 | 99752.9495 | 97177.5283 | 93767.0029 | 89647.6167
Com ¦ Ozone Laundry | RET | C_Long Term Care | Greater Toronto Area | Water Heating | Commercial | NA | Customer Segment Consumption (m^3/year) | 15 | 5.1587 | 5.2651 | 5.3447 | 5.4024 | 5.4363 | 5.436 | 5.4263 | 5.4262 | 5.4262 | 5.4263 | 0.27895 | 0.2904 | 0.30069 | 0.31001 | 0.3182 | 0.32454 | 0.33044 | 0.33705 | 0.34379 | 0.35067 | 0.054075 | 0.055156 | 0.056259 | 0.057384 | 0.058532 | 0.059703 | 0.060897 | 0.062115 | 0.063357 | 0.064624 | 0.22488 | 0.23525 | 0.24443 | 0.25263 | 0.25967 | 0.26484 | 0.26955 | 0.27493 | 0.28043 | 0.28604 | 3182083.786 | 3166173.367 | 3150342.5002 | 3134590.7877 | 3118917.8338 | 3103323.2446 | 3087806.6284 | 3072367.5952 | 3057005.7573 | 3041720.7285 | 3182083.786 | 3166173.367 | 3150342.5002 | 3134590.7877 | 3118917.8338 | 3103323.2446 | 3087806.6284 | 3072367.5952 | 3057005.7573 | 3041720.7285 | 155749.2874 | 316046.0023 | 479544.5469 | 645152.2536 | 811240.567 | 976179.9739 | 1138376.2783 | 1296381.4129 | 1448836.9992 | 1594589.9717 | 155749.2874 | 160296.7149 | 163498.5446 | 165607.7066 | 166088.3135 | 164939.4069 | 162196.3043 | 158005.1346 | 152455.5863 | 145752.9725
Com ¦ Roof Insulation Upgrade | RET | C_Long Term Care | Greater Toronto Area | Space Heating/Ventilation | Commercial | NA | Floor area (1000m2) | 20 | 0.96938 | 0.98631 | 0.99974 | 1.0099 | 1.0164 | 1.0105 | 1.009 | 1.009 | 1.009 | 1.009 | 0.36147 | 0.37513 | 0.38785 | 0.39962 | 0.41023 | 0.416 | 0.42369 | 0.43217 | 0.44081 | 0.44963 | 0.37288 | 0.38034 | 0.38795 | 0.39571 | 0.40362 | 0.41169 | 0.41993 | 0.42833 | 0.43689 | 0.44563 | -0.011417 | -0.0052059 | -0.00010224 | 0.0039177 | 0.0066095 | 0.0043095 | 0.0037681 | 0.0038478 | 0.0039229 | 0.0039953 | 49.2986 | 49.0521 | 48.8068 | 48.5628 | 48.32 | 48.0784 | 47.838 | 47.5988 | 47.3608 | 47.124 | 0 | 0 | 0 | 48.5628 | 48.32 | 48.0784 | 47.838 | 47.5988 | 47.3608 | 47.124 | 0 | 0 | 0 | 0.42077 | 0.84951 | 1.2752 | 1.6906 | 2.101 | 2.5047 | 2.9054 | 0 | 0 | 0 | 0.42077 | 0.42875 | 0.4257 | 0.4154 | 0.41042 | 0.40365 | 0.40067
Com ¦ Super High Perf Glazing ¦Retro | RET | C_Long Term Care | Greater Toronto Area | Space Heating/Ventilation | Commercial | Windows Retro | End Use Consumption (m^3/year) | 30 | 0.53856 | 0.54611 | 0.55209 | 0.55662 | 0.5595 | 0.55687 | 0.5562 | 0.5562 | 0.5562 | 0.55619 | 0.61454 | 0.63561 | 0.65542 | 0.67401 | 0.69106 | 0.70156 | 0.71473 | 0.72903 | 0.74361 | 0.75847 | 1.1411 | 1.1639 | 1.1872 | 1.2109 | 1.2351 | 1.2598 | 1.285 | 1.3107 | 1.3369 | 1.3637 | -0.52653 | -0.52828 | -0.53175 | -0.5369 | -0.54407 | -0.55828 | -0.5703 | -0.5817 | -0.59334 | -0.60522 | 1316146.4736 | 1309565.7413 | 1303017.9126 | 1296502.823 | 1290020.3089 | 1283570.2073 | 1277152.3563 | 1270766.5945 | 1264412.7616 | 1258090.6977 | 0 | 0 | 0 | 0 | 0 | 0 | 0 | 0 | 0 | 0 | 0 | 0 | 0 | 0 | 0 | 0 | 0 | 0 | 0 | 0 | 0 | 0 | 0 | 0 | 0 | 0 | 0 | 0 | 0 | 0
Com ¦ Wall Insulation Upgrade | RET | C_Long Term Care | Greater Toronto Area | Space Heating/Ventilation | Commercial | NA | Floor area (1000m2) | 20 | 0.23905 | 0.24323 | 0.24654 | 0.24904 | 0.25064 | 0.24918 | 0.24881 | 0.24882 | 0.24882 | 0.24881 | 0.29574 | 0.30693 | 0.31733 | 0.32697 | 0.33564 | 0.34037 | 0.34666 | 0.3536 | 0.36067 | 0.36788 | 1.2372 | 1.2619 | 1.2871 | 1.3129 | 1.3391 | 1.3659 | 1.3932 | 1.4211 | 1.4495 | 1.4785 | -0.94142 | -0.95498 | -0.96981 | -0.98592 | -1.0035 | -1.0256 | -1.0466 | -1.0675 | -1.0889 | -1.1106 | 158.4597 | 157.6674 | 156.8791 | 156.0947 | 155.3142 | 154.5377 | 153.765 | 152.9961 | 152.2312 | 151.47 | 0 | 0 | 0 | 0 | 0 | 0 | 0 | 0 | 0 | 0 | 0 | 0 | 0 | 0 | 0 | 0 | 0 | 0 | 0 | 0 | 0 | 0 | 0 | 0 | 0 | 0 | 0 | 0 | 0 | 0
Com ¦ Waste Water Heat Recovery ¦ Retro | RET | C_Long Term Care | Greater Toronto Area | Water Heating | Commercial | NA | Bed | 25 | 1.6591 | 1.6839 | 1.7025 | 1.7159 | 1.7238 | 1.7238 | 1.7215 | 1.7215 | 1.7215 | 1.7216 | 42.0258 | 43.5066 | 44.8654 | 46.124 | 47.2633 | 48.207 | 49.1071 | 50.0898 | 51.092 | 52.1155 | 25.33 | 25.8366 | 26.3533 | 26.8804 | 27.418 | 27.9664 | 28.5257 | 29.0962 | 29.6781 | 30.2717 | 16.6958 | 17.67 | 18.5121 | 19.2436 | 19.8453 | 20.2407 | 20.5814 | 20.9936 | 21.4139 | 21.8438 | 284.3729 | 282.951 | 281.5363 | 280.1286 | 278.728 | 277.3343 | 275.9476 | 274.5679 | 273.1951 | 271.8291 | 284.3729 | 282.951 | 281.5363 | 280.1286 | 278.728 | 277.3343 | 275.9476 | 274.5679 | 273.1951 | 271.8291 | 7.9916 | 15.9202 | 23.7038 | 31.7419 | 39.8807 | 48.0237 | 56.0987 | 64.1194 | 72.0519 | 79.9011 | 7.9916 | 7.9285 | 7.7836 | 8.0381 | 8.1388 | 8.143 | 8.075 | 8.0207 | 7.9325 | 7.8492
Com ¦ Air Curtains | ROB | C_Long Term Care | Greater Toronto Area | Space Heating/Ventilation | Commercial | NA | Shipping door | 15 | 5.3878 | 5.504 | 5.5961 | 5.6658 | 5.7101 | 5.6694 | 5.659 | 5.6589 | 5.6587 | 5.6585 | 54793.8552 | 57095.1782 | 59211.3087 | 61147.8426 | 62858.8782 | 63658.8135 | 64812.7081 | 66108.1395 | 67428.0058 | 68773.4309 | 10170 | 10373.4 | 10580.868 | 10792.4854 | 11008.3351 | 11228.5018 | 11453.0718 | 11682.1332 | 11915.7759 | 12154.0914 | 44623.8552 | 46721.7782 | 48630.4407 | 50355.3572 | 51850.5432 | 52430.3118 | 53359.6363 | 54426.0063 | 55512.2299 | 56619.3395 | 3.8215 | 3.8024 | 3.7833 | 3.7644 | 3.7456 | 3.7269 | 3.7082 | 3.6897 | 3.6713 | 3.6529 | 3.8215 | 3.8024 | 3.7833 | 3.7644 | 3.7456 | 3.7269 | 3.7082 | 3.6897 | 3.6713 | 3.6529 | 0.18218 | 0.35591 | 0.52143 | 0.67947 | 0.83013 | 0.97358 | 1.11 | 1.2397 | 1.3629 | 1.4798 | 0.18218 | 0.17372 | 0.16552 | 0.15803 | 0.15066 | 0.14346 | 0.13644 | 0.1297 | 0.12317 | 0.11689
Com ¦ Condensing Boiler ¦ Std Baseline | ROB | C_Long Term Care | Greater Toronto Area | Space Heating/Ventilation | Commercial | Com¦Boiler¦Std | End Use Consumption (m^3/year) | 25 | 1.5743 | 1.5984 | 1.6176 | 1.6321 | 1.6413 | 1.6329 | 1.6308 | 1.6308 | 1.6308 | 1.6307 | 0.52357 | 0.54224 | 0.55971 | 0.57602 | 0.59087 | 0.59959 | 0.61078 | 0.623 | 0.63546 | 0.64816 | 0.33258 | 0.33923 | 0.34601 | 0.35294 | 0.35999 | 0.36719 | 0.37454 | 0.38203 | 0.38967 | 0.39746 | 0.19099 | 0.20301 | 0.21369 | 0.22309 | 0.23087 | 0.23239 | 0.23624 | 0.24097 | 0.24579 | 0.25069 | 3078378.8588 | 3062986.9645 | 3047672.0296 | 3032433.6695 | 3017271.5011 | 3002185.1436 | 2987174.2179 | 2972238.3468 | 2957377.1551 | 2942590.2693 | 3078378.8588 | 3062986.9645 | 3047672.0296 | 3032433.6695 | 3017271.5011 | 3002185.1436 | 2987174.2179 | 2972238.3468 | 2957377.1551 | 2942590.2693 | 2964.3293 | 8572.4696 | 16331.8174 | 26514.4536 | 38703.3439 | 52476.4253 | 67427.8498 | 83376.8604 | 100037.3541 | 117268.9035 | 2964.3293 | 5608.1404 | 7759.3477 | 10182.6362 | 12188.8903 | 13773.0815 | 14951.4245 | 15949.0106 | 16660.4937 | 17231.5495
Com ¦ Condensing Water Heaters | ROB | C_Long Term Care | Greater Toronto Area | Water Heating | Commercial | Com ¦ Water Heating | End Use Consumption (m^3/year) | 13 | 1.5536 | 1.5892 | 1.6159 | 1.6352 | 1.6466 | 1.6465 | 1.6432 | 1.6432 | 1.6432 | 1.6432 | 0.24404 | 0.25463 | 0.26408 | 0.27258 | 0.27997 | 0.28555 | 0.29068 | 0.29649 | 0.30242 | 0.30847 | 0.15708 | 0.16022 | 0.16343 | 0.1667 | 0.17003 | 0.17343 | 0.1769 | 0.18044 | 0.18405 | 0.18773 | 0.086963 | 0.094409 | 0.10066 | 0.10589 | 0.10994 | 0.11212 | 0.11378 | 0.11606 | 0.11838 | 0.12075 | 66054.1607 | 65723.8899 | 65395.2704 | 65068.2941 | 64742.9526 | 64419.2378 | 64097.1417 | 63776.656 | 63457.7727 | 63140.4838 | 66054.1607 | 65723.8899 | 65395.2704 | 65068.2941 | 64742.9526 | 64419.2378 | 64097.1417 | 63776.656 | 63457.7727 | 63140.4838 | 2055.155 | 4014.4649 | 5875.1751 | 7690.1915 | 9444.84 | 11132.0999 | 12748.1397 | 14299.5986 | 15786.9324 | 17215.3272 | 2055.155 | 1959.3099 | 1860.7101 | 1815.0165 | 1754.6485 | 1687.26 | 1616.0398 | 1551.4589 | 1487.3338 | 1428.3948
Com ¦ Demand Control Kitchen Ventilation | ROB | C_Long Term Care | Greater Toronto Area | Space Heating/Ventilation | Commercial | NA | per building | 15 | 4.3624 | 4.408 | 4.4448 | 4.4736 | 4.4933 | 4.4812 | 4.4808 | 4.4844 | 4.4881 | 4.4919 | 65435.9299 | 67442.9283 | 69366.2343 | 71211.5723 | 72954.905 | 74214.772 | 75691.2479 | 77268.2103 | 78878.4803 | 80524.0625 | 15000 | 15300 | 15606 | 15918.12 | 16236.4824 | 16561.212 | 16892.4363 | 17230.285 | 17574.8907 | 17926.3885 | 50435.9299 | 52142.9283 | 53760.2343 | 55293.4523 | 56718.4226 | 57653.56 | 58798.8116 | 60037.9253 | 61303.5896 | 62597.674 | 3053.3296 | 3038.063 | 3022.8726 | 3007.7583 | 2992.7195 | 2977.7559 | 2962.8671 | 2948.0528 | 2933.3125 | 2918.646 | 3053.3296 | 3038.063 | 3022.8726 | 3007.7583 | 2992.7195 | 2977.7559 | 2962.8671 | 2948.0528 | 2933.3125 | 2918.646 | 139.3109 | 271.8747 | 397.9961 | 518.3781 | 633.149 | 742.4706 | 846.5104 | 945.5066 | 1039.6345 | 1129.1003 | 139.3109 | 132.5638 | 126.1214 | 120.382 | 114.7709 | 109.3216 | 104.0399 | 98.9961 | 94.128 | 89.4658
Com ¦ Efficient Gas Broilers | ROB | C_Long Term Care | Greater Toronto Area | Appliances/Other | Commercial | NA | Equipment | 12 | 2.8503 | 2.9204 | 2.9726 | 3.0104 | 3.0329 | 3.0322 | 3.0258 | 3.0258 | 3.0258 | 3.0258 | 3619.8472 | 3783.1185 | 3927.7842 | 4057.2257 | 4169.3171 | 4251.6453 | 4327.6076 | 4414.1824 | 4502.4753 | 4592.4136 | 1270 | 1295.4 | 1321.308 | 1347.7342 | 1374.6888 | 1402.1826 | 1430.2263 | 1458.8308 | 1488.0074 | 1517.7676 | 2349.8472 | 2487.7185 | 2606.4762 | 2709.4916 | 2794.6283 | 2849.4627 | 2897.3813 | 2955.3516 | 3014.4679 | 3074.646 | 352.4913 | 350.7288 | 348.9752 | 347.2303 | 345.4942 | 343.7667 | 342.0479 | 340.3376 | 338.6359 | 336.9428 | 352.4913 | 350.7288 | 348.9752 | 347.2303 | 345.4942 | 343.7667 | 342.0479 | 340.3376 | 338.6359 | 336.9428 | 24.1244 | 46.2481 | 66.5403 | 85.3092 | 102.6413 | 118.6313 | 133.3709 | 146.9723 | 159.519 | 171.1009 | 24.1244 | 22.1237 | 20.2922 | 18.7689 | 17.3321 | 15.99 | 14.7397 | 13.6014 | 12.5467 | 11.5818
Com ¦ Efficient Gas Griddles | ROB | C_Long Term Care | Greater Toronto Area | Appliances/Other | Commercial | NA | Equipment | 10 | 4.3596 | 4.4841 | 4.5767 | 4.6436 | 4.6836 | 4.6822 | 4.671 | 4.671 | 4.671 | 4.6709 | 5013.5702 | 5259.8733 | 5475.7893 | 5666.9948 | 5830.0936 | 5945.0129 | 6049.3306 | 6170.3006 | 6293.7734 | 6419.5086 | 1150 | 1173 | 1196.46 | 1220.3892 | 1244.797 | 1269.6929 | 1295.0868 | 1320.9885 | 1347.4083 | 1374.3565 | 3863.5702 | 4086.8733 | 4279.3293 | 4446.6056 | 4585.2966 | 4675.3199 | 4754.2438 | 4849.3121 | 4946.3651 | 5045.1521 | 636.7508 | 633.567 | 630.3992 | 627.2472 | 624.111 | 620.9904 | 617.8854 | 614.796 | 611.722 | 608.6634 | 636.7508 | 633.567 | 630.3992 | 627.2472 | 624.111 | 620.9904 | 617.8854 | 614.796 | 611.722 | 608.6634 | 46.0587 | 88.3676 | 127.2759 | 163.1701 | 196.2895 | 226.852 | 255.0537 | 281.085 | 305.1075 | 327.2753 | 46.0587 | 42.3089 | 38.9083 | 35.8942 | 33.1193 | 30.5626 | 28.2016 | 26.0313 | 24.0225 | 22.1678
Com ¦ Efficient Gas Ovens | ROB | C_Long Term Care | Greater Toronto Area | Appliances/Other | Commercial | NA | Equipment | 12 | 2.0905 | 2.142 | 2.1802 | 2.2079 | 2.2244 | 2.2239 | 2.2192 | 2.2192 | 2.2192 | 2.2192 | 1829.2171 | 1911.6996 | 1984.7857 | 2050.183 | 2106.8181 | 2148.4214 | 2186.81 | 2230.5593 | 2275.1771 | 2320.6267 | 875 | 892.5 | 910.35 | 928.557 | 947.1281 | 966.0707 | 985.3921 | 1005.1 | 1025.202 | 1045.706 | 954.2171 | 1019.1996 | 1074.4357 | 1121.626 | 1159.69 | 1182.3507 | 1201.4179 | 1225.4594 | 1249.9751 | 1274.9207 | 162.5854 | 161.7724 | 160.9636 | 160.1588 | 159.358 | 158.5612 | 157.7684 | 156.9795 | 156.1946 | 155.4137 | 162.5854 | 161.7724 | 160.9636 | 160.1588 | 159.358 | 158.5612 | 157.7684 | 156.9795 | 156.1946 | 155.4137 | 8.7028 | 16.8473 | 24.4558 | 31.6454 | 38.4111 | 44.7611 | 50.7064 | 56.2745 | 61.4829 | 66.3582 | 8.7028 | 8.1445 | 7.6085 | 7.1896 | 6.7657 | 6.35 | 5.9453 | 5.5681 | 5.2084 | 4.8753
Com ¦ Efficient Gas Range Tops | ROB | C_Long Term Care | Greater Toronto Area | Appliances/Other | Commercial | NA | Equipment | 10 | 2.1138 | 2.1741 | 2.219 | 2.2514 | 2.2708 | 2.2702 | 2.2647 | 2.2647 | 2.2647 | 2.2647 | 1691.0065 | 1774.0811 | 1846.9065 | 1911.3975 | 1966.4084 | 2005.169 | 2040.3539 | 2081.1554 | 2122.801 | 2165.2097 | 800 | 816 | 832.32 | 848.9664 | 865.9457 | 883.2646 | 900.9299 | 918.9485 | 937.3275 | 956.0741 | 891.0065 | 958.0811 | 1014.5865 | 1062.4311 | 1100.4627 | 1121.9044 | 1139.424 | 1162.2069 | 1185.4735 | 1209.1357 | 190.9041 | 189.9495 | 188.9998 | 188.0548 | 187.1145 | 186.1789 | 185.248 | 184.3218 | 183.4002 | 182.4832 | 190.9041 | 189.9495 | 188.9998 | 188.0548 | 187.1145 | 186.1789 | 185.248 | 184.3218 | 183.4002 | 182.4832 | 12.7053 | 24.3517 | 35.026 | 44.9111 | 54.0449 | 62.4734 | 70.2428 | 77.4139 | 84.0305 | 90.1412 | 12.7053 | 11.6464 | 10.6743 | 9.8851 | 9.1338 | 8.4286 | 7.7693 | 7.1712 | 6.6166 | 6.1107
Com ¦ Energy Star Gas Fryers | ROB | C_Long Term Care | Greater Toronto Area | Appliances/Other | Commercial | NA | Equipment | 12 | 2.2897 | 2.3456 | 2.3873 | 2.4174 | 2.4354 | 2.4348 | 2.4298 | 2.4298 | 2.4299 | 2.4298 | 2353.7648 | 2459.5342 | 2553.2974 | 2637.2393 | 2709.9887 | 2763.5282 | 2812.9657 | 2869.2682 | 2926.6923 | 2985.1919 | 1028 | 1048.56 | 1069.5312 | 1090.9218 | 1112.7403 | 1134.9951 | 1157.695 | 1180.8489 | 1204.4658 | 1228.5552 | 1325.7648 | 1410.9742 | 1483.7662 | 1546.3175 | 1597.2484 | 1628.5332 | 1655.2707 | 1688.4193 | 1722.2264 | 1756.6367 | 198.848 | 197.8538 | 196.8645 | 195.8802 | 194.9008 | 193.9263 | 192.9567 | 191.9919 | 191.0319 | 190.0768 | 198.848 | 197.8538 | 196.8645 | 195.8802 | 194.9008 | 193.9263 | 192.9567 | 191.9919 | 191.0319 | 190.0768 | 10.8662 | 21.0457 | 30.5666 | 39.5571 | 48.0159 | 55.9546 | 63.3897 | 70.356 | 76.8756 | 82.9786 | 10.8662 | 10.1794 | 9.521 | 8.9905 | 8.4588 | 7.9387 | 7.4351 | 6.9663 | 6.5196 | 6.103
Com ¦ High Extraction Washer | ROB | C_Long Term Care | Greater Toronto Area | Appliances/Other | Commercial | NA | Customer Segment Consumption (m^3/year) | 10 | 5.3661 | 5.5193 | 5.6332 | 5.7156 | 5.7648 | 5.7631 | 5.7493 | 5.7493 | 5.7493 | 5.7492 | 0.037237 | 0.039066 | 0.04067 | 0.04209 | 0.043302 | 0.044155 | 0.04493 | 0.045828 | 0.046745 | 0.047679 | 0.0069394 | 0.0070782 | 0.0072197 | 0.0073641 | 0.0075114 | 0.0076616 | 0.0078149 | 0.0079712 | 0.0081306 | 0.0082932 | 0.030298 | 0.031988 | 0.03345 | 0.034726 | 0.03579 | 0.036493 | 0.037115 | 0.037857 | 0.038615 | 0.039386 | 741490.9711 | 737783.5162 | 734094.5986 | 730424.1256 | 726772.005 | 723138.145 | 719522.4543 | 715924.842 | 712345.2178 | 708783.4917 | 741490.9711 | 737783.5162 | 734094.5986 | 730424.1256 | 726772.005 | 723138.145 | 719522.4543 | 715924.842 | 712345.2178 | 708783.4917 | 54498.7739 | 104650.3507 | 150838.0891 | 193481.1744 | 232846.3033 | 269176.8695 | 302692.6891 | 333608.699 | 362109.7361 | 388373.7362 | 54498.7739 | 50151.5768 | 46187.7384 | 42643.0853 | 39365.1289 | 36330.5662 | 33515.8196 | 30916.0099 | 28501.0371 | 26264.0001
Com ¦ Near Condensing Boiler¦ Std Baseline | ROB | C_Long Term Care | Greater Toronto Area | Space Heating/Ventilation | Commercial | Com¦Boiler¦Std | End Use Consumption (m^3/year) | 25 | 4.3784 | 4.4456 | 4.4989 | 4.5392 | 4.5649 | 4.5415 | 4.5355 | 4.5356 | 4.5355 | 4.5355 | 0.29918 | 0.30985 | 0.31983 | 0.32915 | 0.33764 | 0.34262 | 0.34902 | 0.356 | 0.36312 | 0.37037 | 0.068331 | 0.069697 | 0.071091 | 0.072513 | 0.073963 | 0.075443 | 0.076952 | 0.078491 | 0.08006 | 0.081662 | 0.23085 | 0.24015 | 0.24874 | 0.25664 | 0.26367 | 0.26718 | 0.27206 | 0.27751 | 0.28306 | 0.28871 | 1759073.6336 | 1750278.2654 | 1741526.8741 | 1732819.2397 | 1724155.1435 | 1715534.3678 | 1706956.696 | 1698421.9125 | 1689929.8029 | 1681480.1539 | 1759073.6336 | 1750278.2654 | 1741526.8741 | 1732819.2397 | 1724155.1435 | 1715534.3678 | 1706956.696 | 1698421.9125 | 1689929.8029 | 1681480.1539 | 43872.8168 | 83389.9222 | 118757.9479 | 150525.7959 | 178855.6309 | 203966.609 | 226100.1214 | 245557.6766 | 262594.0286 | 277482.1608 | 43872.8168 | 39517.1054 | 35368.0257 | 31767.848 | 28329.8351 | 25110.978 | 22133.5124 | 19457.5552 | 17036.352 | 14888.1322
Com ¦ Tankless Water Heaters | ROB | C_Long Term Care | Greater Toronto Area | Water Heating | Commercial | Com ¦ Water Heating | End Use Consumption (m^3/year) | 18 | 0.54413 | 0.55403 | 0.56143 | 0.5668 | 0.56995 | 0.56992 | 0.56902 | 0.56902 | 0.56901 | 0.56902 | 0.46011 | 0.47785 | 0.49392 | 0.50862 | 0.52167 | 0.53208 | 0.54186 | 0.5527 | 0.56375 | 0.57503 | 0.84559 | 0.8625 | 0.87976 | 0.89735 | 0.9153 | 0.9336 | 0.95228 | 0.97132 | 0.99075 | 1.0106 | -0.38548 | -0.38465 | -0.38583 | -0.38873 | -0.39362 | -0.40152 | -0.41041 | -0.41862 | -0.427 | -0.43553 | 98772.5767 | 98278.7138 | 97787.3203 | 97298.3837 | 96811.8918 | 96327.8323 | 95846.1931 | 95366.9622 | 94890.1274 | 94415.6767 | 0 | 0 | 0 | 0 | 0 | 0 | 0 | 0 | 0 | 0 | 0 | 0 | 0 | 0 | 0 | 0 | 0 | 0 | 0 | 0 | 0 | 0 | 0 | 0 | 0 | 0 | 0 | 0 | 0 | 0
Com ¦ Condensing Boiler ¦ Near Cond Baseline | NEW | C_Multi-Residential | Greater Toronto Area | Space Heating/Ventilation | Commercial | NA | End Use Consumption (m^3/year) | 25 | 1.0302 | 1.046 | 1.0586 | 1.0681 | 1.0741 | 1.0686 | 1.0672 | 1.0672 | 1.0672 | 1.0672 | 0.22439 | 0.23239 | 0.23987 | 0.24687 | 0.25323 | 0.25697 | 0.26176 | 0.267 | 0.27234 | 0.27778 | 0.2178 | 0.22216 | 0.2266 | 0.23114 | 0.23576 | 0.24047 | 0.24528 | 0.25019 | 0.25519 | 0.2603 | 0.0065823 | 0.010226 | 0.013271 | 0.01573 | 0.01747 | 0.016492 | 0.016479 | 0.016811 | 0.017145 | 0.017485 | 219727.3892 | 439674.5057 | 659848.1612 | 880255.1806 | 1100902.4025 | 1321796.6792 | 1542944.8773 | 1764353.8775 | 1986030.575 | 2207981.8799 | 219727.3892 | 439674.5057 | 659848.1612 | 880255.1806 | 1100902.4025 | 1321796.6792 | 1542944.8773 | 1764353.8775 | 1986030.575 | 2207981.8799 | 23463.0255 | 46949.514 | 68893.2226 | 88590.4586 | 110755.7844 | 133854.3645 | 157017.8449 | 179651.506 | 202151.7486 | 224354.8574 | 23463.0255 | 23486.4885 | 21943.7085 | 19697.236 | 22165.3258 | 23098.5802 | 23163.4804 | 22633.6611 | 22500.2426 | 22203.1088
Com ¦ Condensing Boiler ¦ Std Baseline | NEW | C_Multi-Residential | Greater Toronto Area | Space Heating/Ventilation | Commercial | Com¦Boiler¦Std | End Use Consumption (m^3/year) | 25 | 1.5743 | 1.5984 | 1.6176 | 1.6321 | 1.6413 | 1.6329 | 1.6308 | 1.6308 | 1.6308 | 1.6307 | 0.52357 | 0.54224 | 0.55971 | 0.57602 | 0.59087 | 0.59959 | 0.61078 | 0.623 | 0.63546 | 0.64816 | 0.33258 | 0.33923 | 0.34601 | 0.35294 | 0.35999 | 0.36719 | 0.37454 | 0.38203 | 0.38967 | 0.39746 | 0.19099 | 0.20301 | 0.21369 | 0.22309 | 0.23087 | 0.23239 | 0.23624 | 0.24097 | 0.24579 | 0.25069 | 512697.2414 | 1025907.1801 | 1539645.7096 | 2053928.7548 | 2568772.2725 | 3084192.2516 | 3600204.7138 | 4116825.7142 | 4634071.3418 | 5151957.7197 | 512697.2414 | 1025907.1801 | 1539645.7096 | 2053928.7548 | 2568772.2725 | 3084192.2516 | 3600204.7138 | 4116825.7142 | 4634071.3418 | 5151957.7197 | 12347.4911 | 24707.3297 | 49094.8072 | 84336.2783 | 132600.6836 | 192970.2981 | 264357.2828 | 345595.6116 | 436483.016 | 536191.6601 | 12347.4911 | 12359.8386 | 24387.4776 | 35241.471 | 48264.4054 | 60369.6145 | 71386.9847 | 81238.3288 | 90887.4043 | 99708.6442
Com ¦ Condensing Water Heaters | NEW | C_Multi-Residential | Greater Toronto Area | Water Heating | Commercial | Com ¦ Water Heating | End Use Consumption (m^3/year) | 13 | 1.5536 | 1.5892 | 1.6159 | 1.6352 | 1.6466 | 1.6465 | 1.6432 | 1.6432 | 1.6432 | 1.6432 | 0.24404 | 0.25463 | 0.26408 | 0.27258 | 0.27997 | 0.28555 | 0.29068 | 0.29649 | 0.30242 | 0.30847 | 0.15708 | 0.16022 | 0.16343 | 0.1667 | 0.17003 | 0.17343 | 0.1769 | 0.18044 | 0.18405 | 0.18773 | 0.086963 | 0.094409 | 0.10066 | 0.10589 | 0.10994 | 0.11212 | 0.11378 | 0.11606 | 0.11838 | 0.12075 | 11646.0119 | 23303.6697 | 34973.3346 | 46655.3683 | 58350.1332 | 70057.9926 | 81779.3103 | 93514.4511 | 105263.7803 | 117027.6644 | 11646.0119 | 23303.6697 | 34973.3346 | 46655.3683 | 58350.1332 | 70057.9926 | 81779.3103 | 93514.4511 | 105263.7803 | 117027.6644 | 6517.2879 | 13041.093 | 19622.715 | 26235.0566 | 33027.2675 | 39944.463 | 46953.1519 | 54028.5442 | 61178.3652 | 68391.9776 | 6517.2879 | 6523.8052 | 6581.6219 | 6612.3417 | 6792.2109 | 6917.1954 | 7008.689 | 7075.3923 | 7149.821 | 7213.6124
Com ¦ High Extraction Washer | NEW | C_Multi-Residential | Greater Toronto Area | Appliances/Other | Commercial | NA | Customer Segment Consumption (m^3/year) | 10 | 3.6209 | 3.7243 | 3.8011 | 3.8567 | 3.8899 | 3.8888 | 3.8795 | 3.8795 | 3.8795 | 3.8794 | 0.018619 | 0.019533 | 0.020335 | 0.021045 | 0.021651 | 0.022078 | 0.022465 | 0.022914 | 0.023373 | 0.02384 | 0.005142 | 0.0052448 | 0.0053497 | 0.0054567 | 0.0055658 | 0.0056772 | 0.0057907 | 0.0059065 | 0.0060246 | 0.0061451 | 0.013477 | 0.014288 | 0.014985 | 0.015588 | 0.016085 | 0.0164 | 0.016674 | 0.017008 | 0.017348 | 0.017695 | 57260.7493 | 114578.7594 | 171955.8053 | 229393.6657 | 286894.1225 | 344458.9616 | 402089.9724 | 459788.948 | 517557.6852 | 575397.9849 | 57260.7493 | 114578.7594 | 171955.8053 | 229393.6657 | 286894.1225 | 344458.9616 | 402089.9724 | 459788.948 | 517557.6852 | 575397.9849 | 40894.354 | 81829.6024 | 123632.5596 | 166258.1517 | 209763.0813 | 254071.8675 | 299117.8139 | 344837.2594 | 391187.0397 | 438112.7175 | 40894.354 | 40935.2484 | 41802.9573 | 42625.5921 | 43504.9296 | 44308.7862 | 45045.9463 | 45719.4455 | 46349.7803 | 46925.6778
Com ¦ High perf.glazings ¦ New | NEW | C_Multi-Residential | Greater Toronto Area | Space Heating/Ventilation | Commercial | Windows New | End Use Consumption (m^3/year) | 30 | 1.6157 | 1.6383 | 1.6563 | 1.6698 | 1.6785 | 1.6706 | 1.6686 | 1.6686 | 1.6686 | 1.6686 | 0.40969 | 0.42374 | 0.43695 | 0.44934 | 0.4607 | 0.46771 | 0.47649 | 0.48602 | 0.49574 | 0.50565 | 0.25357 | 0.25864 | 0.26382 | 0.26909 | 0.27447 | 0.27996 | 0.28556 | 0.29127 | 0.2971 | 0.30304 | 0.15612 | 0.1651 | 0.17313 | 0.18025 | 0.18623 | 0.18774 | 0.19093 | 0.19475 | 0.19864 | 0.2026 | 146134.204 | 292414.5423 | 438845.5449 | 585431.7509 | 732177.7085 | 879087.975 | 1026167.1171 | 1173419.711 | 1320850.3425 | 1468463.6073 | 146134.204 | 292414.5423 | 438845.5449 | 585431.7509 | 732177.7085 | 879087.975 | 1026167.1171 | 1173419.711 | 1320850.3425 | 1468463.6073 | 45350.0665 | 90745.4831 | 135580.846 | 179224.911 | 225359.1425 | 272713.2989 | 320549.678 | 368351.1375 | 416395.2184 | 464516.117 | 45350.0665 | 45395.4166 | 44835.3628 | 43644.0651 | 46134.2315 | 47354.1564 | 47836.3791 | 47801.4595 | 48044.0808 | 48120.8986
Com ¦ Low flow Showerheads ¦ New | NEW | C_Multi-Residential | Greater Toronto Area | Water Heating | Commercial | NA | Showerheads | 10 | 27.1811 | 27.3374 | 27.461 | 27.5578 | 27.6258 | 27.6497 | 27.6639 | 27.6961 | 27.733 | 27.7736 | 339.7637 | 348.5518 | 357.13 | 365.5565 | 373.7884 | 381.5944 | 389.426 | 397.6763 | 406.1702 | 414.9007 | 12.5 | 12.75 | 13.005 | 13.2651 | 13.5304 | 13.801 | 14.077 | 14.3586 | 14.6457 | 14.9387 | 327.2637 | 335.8018 | 344.125 | 352.2914 | 360.258 | 367.7934 | 375.349 | 383.3177 | 391.5245 | 399.9621 | 7999.4142 | 16070.8232 | 24215.4348 | 32434.4729 | 40729.1774 | 49100.8047 | 57550.6276 | 66079.936 | 74690.0367 | 83382.2539 | 7999.4142 | 16070.8232 | 24215.4348 | 32434.4729 | 40729.1774 | 49100.8047 | 57550.6276 | 66079.936 | 74690.0367 | 83382.2539 | 6005.7139 | 12065.4792 | 18399.2116 | 24979.1558 | 31782.6692 | 38789.6412 | 45982.8256 | 53347.4307 | 60870.9799 | 68542.7965 | 6005.7139 | 6059.7653 | 6333.7324 | 6579.9442 | 6803.5134 | 7006.972 | 7193.1844 | 7364.605 | 7523.5492 | 7671.8166
Com ¦ Near Condensing Boiler¦ Std Baseline | NEW | C_Multi-Residential | Greater Toronto Area | Space Heating/Ventilation | Commercial | Com¦Boiler¦Std | End Use Consumption (m^3/year) | 25 | 4.3784 | 4.4456 | 4.4989 | 4.5392 | 4.5649 | 4.5415 | 4.5355 | 4.5356 | 4.5355 | 4.5355 | 0.29918 | 0.30985 | 0.31983 | 0.32915 | 0.33764 | 0.34262 | 0.34902 | 0.356 | 0.36312 | 0.37037 | 0.068331 | 0.069697 | 0.071091 | 0.072513 | 0.073963 | 0.075443 | 0.076952 | 0.078491 | 0.08006 | 0.081662 | 0.23085 | 0.24015 | 0.24874 | 0.25664 | 0.26367 | 0.26718 | 0.27206 | 0.27751 | 0.28306 | 0.28871 | 292969.8522 | 586232.6743 | 879797.5483 | 1173673.5742 | 1467869.87 | 1762395.5723 | 2057259.8364 | 2352471.8367 | 2648040.7667 | 2943975.8398 | 292969.8522 | 586232.6743 | 879797.5483 | 1173673.5742 | 1467869.87 | 1762395.5723 | 2057259.8364 | 2352471.8367 | 2648040.7667 | 2943975.8398 | 182745.9667 | 365674.6794 | 537700.9061 | 698629.5345 | 849596.3258 | 990379.3484 | 1121062.3111 | 1241899.7164 | 1353387.1179 | 1455969.7146 | 182745.9667 | 182928.7127 | 172026.2267 | 160928.6284 | 150966.7913 | 140783.0226 | 130682.9627 | 120837.4053 | 111487.4015 | 102582.5967
Com ¦ Super High Perf Glazing ¦New | NEW | C_Multi-Residential | Greater Toronto Area | Space Heating/Ventilation | Commercial | Windows New | End Use Consumption (m^3/year) | 30 | 0.53856 | 0.54611 | 0.55209 | 0.55662 | 0.5595 | 0.55687 | 0.5562 | 0.5562 | 0.5562 | 0.55619 | 0.61454 | 0.63561 | 0.65542 | 0.67401 | 0.69106 | 0.70156 | 0.71473 | 0.72903 | 0.74361 | 0.75847 | 1.1411 | 1.1639 | 1.1872 | 1.2109 | 1.2351 | 1.2598 | 1.285 | 1.3107 | 1.3369 | 1.3637 | -0.52653 | -0.52828 | -0.53175 | -0.5369 | -0.54407 | -0.55828 | -0.5703 | -0.5817 | -0.59334 | -0.60522 | 219201.306 | 438621.8134 | 658268.3173 | 878147.6263 | 1098266.5627 | 1318631.9625 | 1539250.6757 | 1760129.5665 | 1981275.5138 | 2202695.4109 | 0 | 0 | 0 | 0 | 0 | 0 | 0 | 0 | 0 | 0 | 0 | 0 | 0 | 0 | 0 | 0 | 0 | 0 | 0 | 0 | 0 | 0 | 0 | 0 | 0 | 0 | 0 | 0 | 0 | 0
Com ¦ Tankless Water Heaters | NEW | C_Multi-Residential | Greater Toronto Area | Water Heating | Commercial | Com ¦ Water Heating | End Use Consumption (m^3/year) | 18 | 0.54413 | 0.55403 | 0.56143 | 0.5668 | 0.56995 | 0.56992 | 0.56902 | 0.56902 | 0.56901 | 0.56902 | 0.46011 | 0.47785 | 0.49392 | 0.50862 | 0.52167 | 0.53208 | 0.54186 | 0.5527 | 0.56375 | 0.57503 | 0.84559 | 0.8625 | 0.87976 | 0.89735 | 0.9153 | 0.9336 | 0.95228 | 0.97132 | 0.99075 | 1.0106 | -0.38548 | -0.38465 | -0.38583 | -0.38873 | -0.39362 | -0.40152 | -0.41041 | -0.41862 | -0.427 | -0.43553 | 17414.5972 | 34846.6089 | 52296.5752 | 69765.0367 | 87252.5357 | 104759.6151 | 122286.8191 | 139834.6932 | 157403.7837 | 174994.6383 | 0 | 0 | 0 | 0 | 0 | 0 | 0 | 0 | 0 | 0 | 0 | 0 | 0 | 0 | 0 | 0 | 0 | 0 | 0 | 0 | 0 | 0 | 0 | 0 | 0 | 0 | 0 | 0 | 0 | 0
Com ¦ Air Sealing | RET | C_Multi-Residential | Greater Toronto Area | Space Heating/Ventilation | Commercial | NA | Floor area (1000m2) | 6 | 0.7443 | 0.77842 | 0.80548 | 0.82599 | 0.83903 | 0.82713 | 0.82412 | 0.82415 | 0.82415 | 0.82412 | 0.06258 | 0.066757 | 0.07046 | 0.073699 | 0.07636 | 0.076782 | 0.078033 | 0.079597 | 0.081189 | 0.082809 | 0.084079 | 0.08576 | 0.087476 | 0.089225 | 0.09101 | 0.09283 | 0.094686 | 0.09658 | 0.098512 | 0.10048 | -0.021499 | -0.019003 | -0.017016 | -0.015526 | -0.01465 | -0.016047 | -0.016654 | -0.016984 | -0.017323 | -0.017673 | 1726.9045 | 1718.27 | 1709.6786 | 1701.1302 | 1692.6246 | 1684.1614 | 1675.7406 | 1667.3619 | 1659.0251 | 1650.73 | 0 | 0 | 0 | 0 | 0 | 0 | 0 | 0 | 0 | 0 | 0 | 0 | 0 | 0 | 0 | 0 | 0 | 0 | 0 | 0 | 0 | 0 | 0 | 0 | 0 | 0 | 0 | 0 | 0 | 0
Com ¦ Building Controls and Automation Systems | RET | C_Multi-Residential | Greater Toronto Area | Space Heating/Ventilation | Commercial | NA | Customer Segment Consumption (m^3/year) | 11 | 1.6349 | 1.6788 | 1.7136 | 1.7399 | 1.7567 | 1.7414 | 1.7375 | 1.7375 | 1.7375 | 1.7375 | 0.21383 | 0.22396 | 0.23317 | 0.24149 | 0.2487 | 0.25146 | 0.25592 | 0.26104 | 0.26626 | 0.27158 | 0.13079 | 0.13341 | 0.13607 | 0.13879 | 0.14157 | 0.1444 | 0.14729 | 0.15024 | 0.15324 | 0.15631 | 0.083038 | 0.090553 | 0.097099 | 0.1027 | 0.10713 | 0.10706 | 0.10863 | 0.1108 | 0.11302 | 0.11528 | 36831964.8238 | 36647804.9997 | 36464565.9747 | 36282243.1448 | 36100831.9291 | 35920327.7694 | 35740726.1306 | 35562022.4999 | 35384212.3874 | 35207291.3255 | 36831964.8238 | 36647804.9997 | 36464565.9747 | 36282243.1448 | 36100831.9291 | 35920327.7694 | 35740726.1306 | 35562022.4999 | 35384212.3874 | 35207291.3255 | 1488069.7893 | 3001091.6013 | 4526909.8833 | 6081699.6796 | 7648223.0285 | 9212278.8344 | 10761101.61 | 12287298.1088 | 13781063.1443 | 15235482.1878 | 1488069.7893 | 1513021.812 | 1525818.282 | 1554789.7963 | 1566523.3489 | 1564055.8059 | 1548822.7756 | 1526196.4988 | 1493765.0355 | 1454419.0435
Com ¦ Heat Reflector Panels | RET | C_Multi-Residential | Greater Toronto Area | Space Heating/Ventilation | Commercial | NA | End Use Consumption (m^3/year) | 18 | 2.0191 | 2.0568 | 2.0867 | 2.1094 | 2.1238 | 2.1106 | 2.1073 | 2.1073 | 2.1073 | 2.1073 | 0.092157 | 0.095756 | 0.099092 | 0.10217 | 0.10493 | 0.10636 | 0.10832 | 0.11049 | 0.1127 | 0.11495 | 0.045643 | 0.046556 | 0.047487 | 0.048437 | 0.049405 | 0.050393 | 0.051401 | 0.052429 | 0.053478 | 0.054547 | 0.046514 | 0.049201 | 0.051605 | 0.053734 | 0.055522 | 0.055969 | 0.056917 | 0.058057 | 0.059217 | 0.0604 | 1776566.8033 | 1767683.9693 | 1758845.5494 | 1750051.3217 | 1741301.0651 | 1732594.5598 | 1723931.587 | 1715311.929 | 1706735.3694 | 1698201.6925 | 1776566.8033 | 1767683.9693 | 1758845.5494 | 1750051.3217 | 1741301.0651 | 1732594.5598 | 1723931.587 | 1715311.929 | 1706735.3694 | 1698201.6925 | 66459.1829 | 133646.1938 | 200992.0843 | 269830.296 | 339288.5448 | 408707.6503 | 477523.8887 | 545522.0472 | 612310.073 | 677665.3739 | 66459.1829 | 67187.0109 | 67345.8904 | 68838.2117 | 69458.2488 | 69419.1055 | 68816.2384 | 67998.1586 | 66788.0258 | 65355.3009
Com ¦ Heat/Energy Recovery Ventilation | RET | C_Multi-Residential | Greater Toronto Area | Space Heating/Ventilation | Commercial | NA | End Use Consumption (m^3/year) | 15 | 1.781 | 1.8187 | 1.8486 | 1.8713 | 1.8857 | 1.8726 | 1.8692 | 1.8693 | 1.8692 | 1.8692 | 0.40645 | 0.42336 | 0.43893 | 0.45319 | 0.46582 | 0.47182 | 0.4804 | 0.49002 | 0.49982 | 0.5098 | 0.22821 | 0.23278 | 0.23743 | 0.24218 | 0.24703 | 0.25197 | 0.25701 | 0.26215 | 0.26739 | 0.27274 | 0.17824 | 0.19059 | 0.2015 | 0.21101 | 0.21879 | 0.21985 | 0.2234 | 0.22787 | 0.23243 | 0.23707 | 28647139.7032 | 28503904.0047 | 28361384.4846 | 28219577.5622 | 28078479.6744 | 27938087.276 | 27798396.8397 | 27659404.8555 | 27521107.8312 | 27383502.292 | 28647139.7032 | 28503904.0047 | 28361384.4846 | 28219577.5622 | 28078479.6744 | 27938087.276 | 27798396.8397 | 27659404.8555 | 27521107.8312 | 27383502.292 | 1071654.3244 | 2155044.8757 | 3240997.3586 | 4351013.5229 | 5471027.7846 | 6590410.8615 | 7700072.705 | 8796543.0118 | 9873499.9272 | 10927354.1536 | 1071654.3244 | 1083390.5512 | 1085952.483 | 1110016.1643 | 1120014.2616 | 1119383.0769 | 1109661.8435 | 1096470.3068 | 1076956.9154 | 1053854.2264
Com ¦ High perf.glazings ¦ Retro | RET | C_Multi-Residential | Greater Toronto Area | Space Heating/Ventilation | Commercial | Windows Retro | End Use Consumption (m^3/year) | 30 | 1.1286 | 1.1444 | 1.1569 | 1.1664 | 1.1725 | 1.167 | 1.1656 | 1.1656 | 1.1656 | 1.1655 | 0.40969 | 0.42374 | 0.43695 | 0.44934 | 0.4607 | 0.46771 | 0.47649 | 0.48602 | 0.49574 | 0.50565 | 0.36301 | 0.37027 | 0.37767 | 0.38523 | 0.39293 | 0.40079 | 0.4088 | 0.41698 | 0.42532 | 0.43383 | 0.046685 | 0.053473 | 0.059275 | 0.064116 | 0.067774 | 0.066916 | 0.067683 | 0.069039 | 0.070417 | 0.071818 | 13218503.0007 | 13152410.4857 | 13086648.4333 | 13021215.1911 | 12956109.1152 | 12891328.5696 | 12826871.9267 | 12762737.5671 | 12698923.8793 | 12635429.2599 | 13218503.0007 | 13152410.4857 | 13086648.4333 | 13021215.1911 | 12956109.1152 | 12891328.5696 | 12826871.9267 | 12762737.5671 | 12698923.8793 | 12635429.2599 | 96380.1348 | 184501.4409 | 262022.58 | 347617.2674 | 435319.3355 | 521918.1703 | 605330.216 | 687140.3038 | 766856.5808 | 845604.825 | 96380.1348 | 88121.3061 | 77521.1391 | 85594.6874 | 87702.068 | 86598.8348 | 83412.0457 | 81810.0878 | 79716.277 | 78748.2442
Com ¦ Low flow Showerheads¦ Retro | RET | C_Multi-Residential | Greater Toronto Area | Water Heating | Commercial | NA | Showerheads | 10 | 24.8473 | 25.0196 | 25.1542 | 25.2581 | 25.3288 | 25.3494 | 25.3583 | 25.3862 | 25.4181 | 25.4533 | 310.5914 | 318.9999 | 327.131 | 335.0512 | 342.7086 | 349.8476 | 356.97 | 364.5094 | 372.2674 | 380.2388 | 12.5 | 12.75 | 13.005 | 13.2651 | 13.5304 | 13.801 | 14.077 | 14.3586 | 14.6457 | 14.9387 | 298.0914 | 306.2499 | 314.126 | 321.7861 | 329.1782 | 336.0466 | 342.893 | 350.1508 | 357.6216 | 365.3002 | 465462.9926 | 463135.6777 | 460819.9993 | 458515.8993 | 456223.3198 | 453942.2032 | 451672.4922 | 449414.1297 | 447167.0591 | 444931.2238 | 465462.9926 | 463135.6777 | 460819.9993 | 458515.8993 | 456223.3198 | 453942.2032 | 451672.4922 | 449414.1297 | 447167.0591 | 444931.2238 | 23886.5218 | 48534.8128 | 73726.4236 | 99220.3941 | 124755.7164 | 150064.7326 | 174884.0575 | 198966.0959 | 222088.0892 | 244060.9008 | 23886.5218 | 24648.291 | 25191.6108 | 25493.9704 | 25535.3223 | 25309.0162 | 24819.3248 | 24082.0385 | 23121.9933 | 21972.8115
Com ¦ Operational Improvement | RET | C_Multi-Residential | Greater Toronto Area | Cross Cutting/Behavioural | Commercial | NA | Customer Segment Consumption (m^3/year) | 5 | 2.0919 | 2.2142 | 2.3046 | 2.3725 | 2.4157 | 2.3793 | 2.3692 | 2.3692 | 2.3693 | 2.3693 | 0.051596 | 0.055707 | 0.05914 | 0.0621 | 0.064494 | 0.064795 | 0.065809 | 0.067124 | 0.06847 | 0.069841 | 0.024665 | 0.025158 | 0.025662 | 0.026175 | 0.026698 | 0.027232 | 0.027777 | 0.028332 | 0.028899 | 0.029477 | 0.026931 | 0.030548 | 0.033478 | 0.035925 | 0.037796 | 0.037563 | 0.038033 | 0.038792 | 0.039571 | 0.040364 | 28487222.7934 | 28344786.6794 | 28203062.746 | 28062047.4323 | 27921737.1951 | 27782128.5092 | 27643217.8666 | 27505001.7773 | 27367476.7684 | 27230639.3846 | 28487222.7934 | 28344786.6794 | 28203062.746 | 28062047.4323 | 27921737.1951 | 27782128.5092 | 27643217.8666 | 27505001.7773 | 27367476.7684 | 27230639.3846 | 1393937.4738 | 2828553.2272 | 4291807.9532 | 5773949.9128 | 7260406.0061 | 8736597.1705 | 10188261.0273 | 11602445.8324 | 12966998.6582 | 14271603.7417 | 1393937.4738 | 1434615.7534 | 1463254.726 | 1482141.9596 | 1486456.0933 | 1476191.1644 | 1451663.8568 | 1414184.8051 | 1364552.8258 | 1304605.0834
Com ¦ Roof Insulation Upgrade | RET | C_Multi-Residential | Greater Toronto Area | Space Heating/Ventilation | Commercial | NA | Floor area (1000m2) | 20 | 0.96938 | 0.98631 | 0.99974 | 1.0099 | 1.0164 | 1.0105 | 1.009 | 1.009 | 1.009 | 1.009 | 0.36147 | 0.37513 | 0.38785 | 0.39962 | 0.41023 | 0.416 | 0.42369 | 0.43217 | 0.44081 | 0.44963 | 0.37288 | 0.38034 | 0.38795 | 0.39571 | 0.40362 | 0.41169 | 0.41993 | 0.42833 | 0.43689 | 0.44563 | -0.011417 | -0.0052059 | -0.00010224 | 0.0039177 | 0.0066095 | 0.0043095 | 0.0037681 | 0.0038478 | 0.0039229 | 0.0039953 | 967.0665 | 962.2312 | 957.42 | 952.6329 | 947.8698 | 943.1304 | 938.4148 | 933.7227 | 929.0541 | 924.4088 | 0 | 0 | 0 | 952.6329 | 947.8698 | 943.1304 | 938.4148 | 933.7227 | 929.0541 | 924.4088 | 0 | 0 | 0 | 8.254 | 16.6645 | 25.0152 | 33.1638 | 41.2149 | 49.1331 | 56.993 | 0 | 0 | 0 | 8.254 | 8.4105 | 8.3507 | 8.1486 | 8.051 | 7.9183 | 7.8598
Com ¦ Super High Perf Glazing ¦Retro | RET | C_Multi-Residential | Greater Toronto Area | Space Heating/Ventilation | Commercial | Windows Retro | End Use Consumption (m^3/year) | 30 | 0.53856 | 0.54611 | 0.55209 | 0.55662 | 0.5595 | 0.55687 | 0.5562 | 0.5562 | 0.5562 | 0.55619 | 0.61454 | 0.63561 | 0.65542 | 0.67401 | 0.69106 | 0.70156 | 0.71473 | 0.72903 | 0.74361 | 0.75847 | 1.1411 | 1.1639 | 1.1872 | 1.2109 | 1.2351 | 1.2598 | 1.285 | 1.3107 | 1.3369 | 1.3637 | -0.52653 | -0.52828 | -0.53175 | -0.5369 | -0.54407 | -0.55828 | -0.5703 | -0.5817 | -0.59334 | -0.60522 | 19827754.5011 | 19728615.7286 | 19629972.6499 | 19531822.7867 | 19434163.6728 | 19336992.8544 | 19240307.8901 | 19144106.3507 | 19048385.8189 | 18953143.8898 | 0 | 0 | 0 | 0 | 0 | 0 | 0 | 0 | 0 | 0 | 0 | 0 | 0 | 0 | 0 | 0 | 0 | 0 | 0 | 0 | 0 | 0 | 0 | 0 | 0 | 0 | 0 | 0 | 0 | 0
Com ¦ VFD | RET | C_Multi-Residential | Greater Toronto Area | Space Heating/Ventilation | Commercial | NA | Customer Segment Consumption (m^3/year) | 15 | 8.1696 | 8.2916 | 8.3889 | 8.4637 | 8.5127 | 8.4744 | 8.4675 | 8.4716 | 8.4756 | 8.4797 | 0.59627 | 0.61728 | 0.63702 | 0.65554 | 0.67253 | 0.68289 | 0.69599 | 0.71025 | 0.72479 | 0.73965 | 0.072987 | 0.074446 | 0.075935 | 0.077454 | 0.079003 | 0.080583 | 0.082195 | 0.083839 | 0.085515 | 0.087226 | 0.52329 | 0.54283 | 0.56108 | 0.57809 | 0.59353 | 0.60231 | 0.61379 | 0.62641 | 0.63928 | 0.65242 | 43954197.4341 | 43734426.4469 | 43515754.3147 | 43298175.5431 | 43081684.6654 | 42866276.242 | 42651944.8608 | 42438685.1365 | 42226491.7108 | 42015359.2523 | 43954197.4341 | 43734426.4469 | 43515754.3147 | 43298175.5431 | 43081684.6654 | 42866276.242 | 42651944.8608 | 42438685.1365 | 42226491.7108 | 42015359.2523 | 2181911.1839 | 4429938.9979 | 6725136.1234 | 9049014.5781 | 11378822.6881 | 13691446.036 | 15964146.6272 | 18175785.0222 | 20306900.1195 | 22340845.2344 | 2181911.1839 | 2248027.814 | 2295197.1254 | 2323878.4548 | 2329808.11 | 2312623.3479 | 2272700.5913 | 2211638.3949 | 2131115.0973 | 2033945.1149
Com ¦ Wall Insulation Upgrade | RET | C_Multi-Residential | Greater Toronto Area | Space Heating/Ventilation | Commercial | NA | Floor area (1000m2) | 20 | 0.23905 | 0.24323 | 0.24654 | 0.24904 | 0.25064 | 0.24918 | 0.24881 | 0.24882 | 0.24882 | 0.24881 | 0.29574 | 0.30693 | 0.31733 | 0.32697 | 0.33564 | 0.34037 | 0.34666 | 0.3536 | 0.36067 | 0.36788 | 1.2372 | 1.2619 | 1.2871 | 1.3129 | 1.3391 | 1.3659 | 1.3932 | 1.4211 | 1.4495 | 1.4785 | -0.94142 | -0.95498 | -0.96981 | -0.98592 | -1.0035 | -1.0256 | -1.0466 | -1.0675 | -1.0889 | -1.1106 | 3108.4281 | 3092.8859 | 3077.4215 | 3062.0344 | 3046.7242 | 3031.4906 | 3016.3332 | 3001.2515 | 2986.2452 | 2971.314 | 0 | 0 | 0 | 0 | 0 | 0 | 0 | 0 | 0 | 0 | 0 | 0 | 0 | 0 | 0 | 0 | 0 | 0 | 0 | 0 | 0 | 0 | 0 | 0 | 0 | 0 | 0 | 0 | 0 | 0
Com ¦ Condensing Boiler ¦ Std Baseline | ROB | C_Multi-Residential | Greater Toronto Area | Space Heating/Ventilation | Commercial | Com¦Boiler¦Std | End Use Consumption (m^3/year) | 25 | 1.5743 | 1.5984 | 1.6176 | 1.6321 | 1.6413 | 1.6329 | 1.6308 | 1.6308 | 1.6308 | 1.6307 | 0.52357 | 0.54224 | 0.55971 | 0.57602 | 0.59087 | 0.59959 | 0.61078 | 0.623 | 0.63546 | 0.64816 | 0.33258 | 0.33923 | 0.34601 | 0.35294 | 0.35999 | 0.36719 | 0.37454 | 0.38203 | 0.38967 | 0.39746 | 0.19099 | 0.20301 | 0.21369 | 0.22309 | 0.23087 | 0.23239 | 0.23624 | 0.24097 | 0.24579 | 0.25069 | 46375795.9278 | 46143916.9481 | 45913197.3634 | 45683631.3766 | 45455213.2197 | 45227937.1536 | 45001797.4678 | 44776788.4805 | 44552904.5381 | 44330140.0154 | 46375795.9278 | 46143916.9481 | 45913197.3634 | 45683631.3766 | 45455213.2197 | 45227937.1536 | 45001797.4678 | 44776788.4805 | 44552904.5381 | 44330140.0154 | 44626.0152 | 128912.5601 | 245372.1111 | 397996.5948 | 580450.8832 | 786347.1747 | 1009559.1083 | 1247332.9037 | 1495350.2049 | 1751468.3155 | 44626.0152 | 84286.5448 | 116459.5511 | 152624.4837 | 182454.2883 | 205896.2915 | 223211.9336 | 237773.7953 | 248017.3013 | 256118.1106
Com ¦ Condensing Water Heaters | ROB | C_Multi-Residential | Greater Toronto Area | Water Heating | Commercial | Com ¦ Water Heating | End Use Consumption (m^3/year) | 13 | 1.5536 | 1.5892 | 1.6159 | 1.6352 | 1.6466 | 1.6465 | 1.6432 | 1.6432 | 1.6432 | 1.6432 | 0.24404 | 0.25463 | 0.26408 | 0.27258 | 0.27997 | 0.28555 | 0.29068 | 0.29649 | 0.30242 | 0.30847 | 0.15708 | 0.16022 | 0.16343 | 0.1667 | 0.17003 | 0.17343 | 0.1769 | 0.18044 | 0.18405 | 0.18773 | 0.086963 | 0.094409 | 0.10066 | 0.10589 | 0.10994 | 0.11212 | 0.11378 | 0.11606 | 0.11838 | 0.12075 | 1053434.7091 | 1048167.5356 | 1042926.6979 | 1037712.0644 | 1032523.5041 | 1027360.8866 | 1022224.0821 | 1017112.9617 | 1012027.3969 | 1006967.2599 | 1053434.7091 | 1048167.5356 | 1042926.6979 | 1037712.0644 | 1032523.5041 | 1027360.8866 | 1022224.0821 | 1017112.9617 | 1012027.3969 | 1006967.2599 | 32746.7129 | 63936.0676 | 93525.1685 | 122355.8864 | 150196.0756 | 176935.512 | 202514.7857 | 227040.4262 | 250521.0542 | 273040.0594 | 32746.7129 | 31189.3547 | 29589.1009 | 28830.7179 | 27840.1892 | 26739.4364 | 25579.2737 | 24525.6405 | 23480.6281 | 22519.0052
Com ¦ High Extraction Washer | ROB | C_Multi-Residential | Greater Toronto Area | Appliances/Other | Commercial | NA | Customer Segment Consumption (m^3/year) | 10 | 3.6209 | 3.7243 | 3.8011 | 3.8567 | 3.8899 | 3.8888 | 3.8795 | 3.8795 | 3.8795 | 3.8794 | 0.018619 | 0.019533 | 0.020335 | 0.021045 | 0.021651 | 0.022078 | 0.022465 | 0.022914 | 0.023373 | 0.02384 | 0.005142 | 0.0052448 | 0.0053497 | 0.0054567 | 0.0055658 | 0.0056772 | 0.0057907 | 0.0059065 | 0.0060246 | 0.0061451 | 0.013477 | 0.014288 | 0.014985 | 0.015588 | 0.016085 | 0.0164 | 0.016674 | 0.017008 | 0.017348 | 0.017695 | 5179495.0533 | 5153597.5781 | 5127829.5902 | 5102190.4422 | 5076679.49 | 5051296.0926 | 5026039.6121 | 5000909.4141 | 4975904.867 | 4951025.3426 | 5179495.0533 | 5153597.5781 | 5127829.5902 | 5102190.4422 | 5076679.49 | 5051296.0926 | 5026039.6121 | 5000909.4141 | 4975904.867 | 4951025.3426 | 369227.3318 | 708470.6114 | 1020386.9085 | 1308266.3655 | 1573867.02 | 1818846.5798 | 2044721.7038 | 2253036.9899 | 2445080.3746 | 2622112.7203 | 369227.3318 | 339243.2795 | 311916.2972 | 287879.4569 | 265600.6545 | 244979.5599 | 225875.124 | 208315.2861 | 192043.3847 | 177032.3457
Com ¦ Near Condensing Boiler¦ Std Baseline | ROB | C_Multi-Residential | Greater Toronto Area | Space Heating/Ventilation | Commercial | Com¦Boiler¦Std | End Use Consumption (m^3/year) | 25 | 4.3784 | 4.4456 | 4.4989 | 4.5392 | 4.5649 | 4.5415 | 4.5355 | 4.5356 | 4.5355 | 4.5355 | 0.29918 | 0.30985 | 0.31983 | 0.32915 | 0.33764 | 0.34262 | 0.34902 | 0.356 | 0.36312 | 0.37037 | 0.068331 | 0.069697 | 0.071091 | 0.072513 | 0.073963 | 0.075443 | 0.076952 | 0.078491 | 0.08006 | 0.081662 | 0.23085 | 0.24015 | 0.24874 | 0.25664 | 0.26367 | 0.26718 | 0.27206 | 0.27751 | 0.28306 | 0.28871 | 26500454.8159 | 26367952.5418 | 26236112.7791 | 26104932.2152 | 25974407.5541 | 25844535.5163 | 25715312.8387 | 25586736.2746 | 25458802.5932 | 25331508.5802 | 26500454.8159 | 26367952.5418 | 26236112.7791 | 26104932.2152 | 25974407.5541 | 25844535.5163 | 25715312.8387 | 25586736.2746 | 25458802.5932 | 25331508.5802 | 660476.2243 | 1255023.0044 | 1786830.4252 | 2264226.3117 | 2689712.9813 | 3066632.3525 | 3398647.4403 | 3690313.6263 | 3945479.6554 | 4168262.9108 | 660476.2243 | 594546.78 | 531807.4208 | 477395.8865 | 425486.6696 | 376919.3712 | 332015.0878 | 291666.1861 | 255166.0291 | 222783.2554
Com ¦ Tankless Water Heaters | ROB | C_Multi-Residential | Greater Toronto Area | Water Heating | Commercial | Com ¦ Water Heating | End Use Consumption (m^3/year) | 18 | 0.54413 | 0.55403 | 0.56143 | 0.5668 | 0.56995 | 0.56992 | 0.56902 | 0.56902 | 0.56901 | 0.56902 | 0.46011 | 0.47785 | 0.49392 | 0.50862 | 0.52167 | 0.53208 | 0.54186 | 0.5527 | 0.56375 | 0.57503 | 0.84559 | 0.8625 | 0.87976 | 0.89735 | 0.9153 | 0.9336 | 0.95228 | 0.97132 | 0.99075 | 1.0106 | -0.38548 | -0.38465 | -0.38583 | -0.38873 | -0.39362 | -0.40152 | -0.41041 | -0.41862 | -0.427 | -0.43553 | 1575229.4716 | 1567353.3242 | 1559516.5576 | 1551718.9748 | 1543960.3799 | 1536240.578 | 1528559.3752 | 1520916.5783 | 1513311.9954 | 1505745.4354 | 0 | 0 | 0 | 0 | 0 | 0 | 0 | 0 | 0 | 0 | 0 | 0 | 0 | 0 | 0 | 0 | 0 | 0 | 0 | 0 | 0 | 0 | 0 | 0 | 0 | 0 | 0 | 0 | 0 | 0
Com ¦ Air Curtains | NEW | C_Office - Large | Greater Toronto Area | Space Heating/Ventilation | Commercial | NA | Shipping door | 15 | 5.3878 | 5.504 | 5.5961 | 5.6658 | 5.7101 | 5.6694 | 5.659 | 5.6589 | 5.6587 | 5.6585 | 54793.8552 | 57095.1782 | 59211.3087 | 61147.8426 | 62858.8782 | 63658.8135 | 64812.7081 | 66108.1395 | 67428.0058 | 68773.4309 | 10170 | 10373.4 | 10580.868 | 10792.4854 | 11008.3351 | 11228.5018 | 11453.0718 | 11682.1332 | 11915.7759 | 12154.0914 | 44623.8552 | 46721.7782 | 48630.4407 | 50355.3572 | 51850.5432 | 52430.3118 | 53359.6363 | 54426.0063 | 55512.2299 | 56619.3395 | 0.22336 | 0.44805 | 0.67411 | 0.90155 | 1.1304 | 1.3607 | 1.5924 | 1.8255 | 2.0602 | 2.2964 | 0.22336 | 0.44805 | 0.67411 | 0.90155 | 1.1304 | 1.3607 | 1.5924 | 1.8255 | 2.0602 | 2.2964 | 0.15993 | 0.32082 | 0.48612 | 0.65559 | 0.82943 | 1.0073 | 1.1891 | 1.3744 | 1.5631 | 1.7552 | 0.15993 | 0.16089 | 0.1653 | 0.16947 | 0.17384 | 0.17791 | 0.18173 | 0.18532 | 0.18876 | 0.19201
Com ¦ Condensing Boiler ¦ Near Cond Baseline | NEW | C_Office - Large | Greater Toronto Area | Space Heating/Ventilation | Commercial | NA | End Use Consumption (m^3/year) | 25 | 1.0302 | 1.046 | 1.0586 | 1.0681 | 1.0741 | 1.0686 | 1.0672 | 1.0672 | 1.0672 | 1.0672 | 0.22439 | 0.23239 | 0.23987 | 0.24687 | 0.25323 | 0.25697 | 0.26176 | 0.267 | 0.27234 | 0.27778 | 0.2178 | 0.22216 | 0.2266 | 0.23114 | 0.23576 | 0.24047 | 0.24528 | 0.25019 | 0.25519 | 0.2603 | 0.0065823 | 0.010226 | 0.013271 | 0.01573 | 0.01747 | 0.016492 | 0.016479 | 0.016811 | 0.017145 | 0.017485 | 274874.0289 | 552496.798 | 832916.4104 | 1116181.6562 | 1402342.0232 | 1691447.7075 | 1983549.6242 | 2278699.4187 | 2576949.4774 | 2878352.9391 | 274874.0289 | 552496.798 | 832916.4104 | 1116181.6562 | 1402342.0232 | 1691447.7075 | 1983549.6242 | 2278699.4187 | 2576949.4774 | 2878352.9391 | 29351.7179 | 58996.953 | 86945.1026 | 112259.8245 | 141006.3267 | 171237.6367 | 201832.8942 | 232004.6966 | 262277.1037 | 292428.2356 | 29351.7179 | 29645.2351 | 27948.1495 | 25314.7219 | 28746.5022 | 30231.31 | 30595.2574 | 30171.8024 | 30272.4071 | 30151.1319
Com ¦ Condensing Boiler ¦ Std Baseline | NEW | C_Office - Large | Greater Toronto Area | Space Heating/Ventilation | Commercial | Com¦Boiler¦Std | End Use Consumption (m^3/year) | 25 | 1.5743 | 1.5984 | 1.6176 | 1.6321 | 1.6413 | 1.6329 | 1.6308 | 1.6308 | 1.6308 | 1.6307 | 0.52357 | 0.54224 | 0.55971 | 0.57602 | 0.59087 | 0.59959 | 0.61078 | 0.623 | 0.63546 | 0.64816 | 0.33258 | 0.33923 | 0.34601 | 0.35294 | 0.35999 | 0.36719 | 0.37454 | 0.38203 | 0.38967 | 0.39746 | 0.19099 | 0.20301 | 0.21369 | 0.22309 | 0.23087 | 0.23239 | 0.23624 | 0.24097 | 0.24579 | 0.25069 | 641372.734 | 1289159.1954 | 1943471.6244 | 2604423.8645 | 3272131.3875 | 3946711.3174 | 4628282.4566 | 5316965.3104 | 6012882.114 | 6716156.858 | 641372.734 | 1289159.1954 | 1943471.6244 | 2604423.8645 | 3272131.3875 | 3946711.3174 | 4628282.4566 | 5316965.3104 | 6012882.114 | 6716156.858 | 15446.434 | 31047.3324 | 62235.1909 | 107821.3194 | 170946.4181 | 250748.6556 | 346090.1335 | 455676.6379 | 579477.1279 | 716591.7351 | 15446.434 | 15600.8984 | 31187.8585 | 45586.1285 | 63125.0987 | 79802.2374 | 95341.4779 | 109586.5044 | 123800.4899 | 137114.6072
Com ¦ Condensing Water Heaters | NEW | C_Office - Large | Greater Toronto Area | Water Heating | Commercial | Com ¦ Water Heating | End Use Consumption (m^3/year) | 13 | 1.5536 | 1.5892 | 1.6159 | 1.6352 | 1.6466 | 1.6465 | 1.6432 | 1.6432 | 1.6432 | 1.6432 | 0.24404 | 0.25463 | 0.26408 | 0.27258 | 0.27997 | 0.28555 | 0.29068 | 0.29649 | 0.30242 | 0.30847 | 0.15708 | 0.16022 | 0.16343 | 0.1667 | 0.17003 | 0.17343 | 0.1769 | 0.18044 | 0.18405 | 0.18773 | 0.086963 | 0.094409 | 0.10066 | 0.10589 | 0.10994 | 0.11212 | 0.11378 | 0.11606 | 0.11838 | 0.12075 | 5117.1851 | 10285.542 | 15505.9662 | 20779.3662 | 26106.663 | 31488.7913 | 36926.6989 | 42421.3472 | 47973.7115 | 53584.7811 | 5117.1851 | 10285.542 | 15505.9662 | 20779.3662 | 26106.663 | 31488.7913 | 36926.6989 | 42421.3472 | 47973.7115 | 53584.7811 | 2863.6557 | 5755.9479 | 8700.466 | 11685.9591 | 14781.103 | 17962.5917 | 21216.3434 | 24531.9135 | 27913.909 | 31358.2735 | 2863.6557 | 2892.2922 | 2944.518 | 2985.4932 | 3095.1439 | 3181.4887 | 3253.7517 | 3315.5701 | 3381.9954 | 3444.3645
Com ¦ High perf.glazings ¦ New | NEW | C_Office - Large | Greater Toronto Area | Space Heating/Ventilation | Commercial | Windows New | End Use Consumption (m^3/year) | 30 | 1.6157 | 1.6383 | 1.6563 | 1.6698 | 1.6785 | 1.6706 | 1.6686 | 1.6686 | 1.6686 | 1.6686 | 0.40969 | 0.42374 | 0.43695 | 0.44934 | 0.4607 | 0.46771 | 0.47649 | 0.48602 | 0.49574 | 0.50565 | 0.25357 | 0.25864 | 0.26382 | 0.26909 | 0.27447 | 0.27996 | 0.28556 | 0.29127 | 0.2971 | 0.30304 | 0.15612 | 0.1651 | 0.17313 | 0.18025 | 0.18623 | 0.18774 | 0.19093 | 0.19475 | 0.19864 | 0.2026 | 182810.6071 | 367449.3203 | 553948.1314 | 742339.4894 | 932656.307 | 1124931.9683 | 1319200.3354 | 1515495.756 | 1713853.0709 | 1914307.6211 | 182810.6071 | 367449.3203 | 553948.1314 | 742339.4894 | 932656.307 | 1124931.9683 | 1319200.3354 | 1515495.756 | 1713853.0709 | 1914307.6211 | 56731.9147 | 114031.1485 | 171134.779 | 227225.764 | 287057.8615 | 349034.7712 | 412219.0371 | 475940.8735 | 540580.7811 | 605927.695 | 56731.9147 | 57299.2338 | 57103.6305 | 56090.985 | 59832.0975 | 61976.9096 | 63184.2659 | 63721.8364 | 64639.9076 | 65346.9139
Com ¦ Near Condensing Boiler¦ Std Baseline | NEW | C_Office - Large | Greater Toronto Area | Space Heating/Ventilation | Commercial | Com¦Boiler¦Std | End Use Consumption (m^3/year) | 25 | 4.3784 | 4.4456 | 4.4989 | 4.5392 | 4.5649 | 4.5415 | 4.5355 | 4.5356 | 4.5355 | 4.5355 | 0.29918 | 0.30985 | 0.31983 | 0.32915 | 0.33764 | 0.34262 | 0.34902 | 0.356 | 0.36312 | 0.37037 | 0.068331 | 0.069697 | 0.071091 | 0.072513 | 0.073963 | 0.075443 | 0.076952 | 0.078491 | 0.08006 | 0.081662 | 0.23085 | 0.24015 | 0.24874 | 0.25664 | 0.26367 | 0.26718 | 0.27206 | 0.27751 | 0.28306 | 0.28871 | 366498.7052 | 736662.3974 | 1110555.2139 | 1488242.2083 | 1869789.3643 | 2255263.61 | 2644732.8323 | 3038265.8917 | 3435932.6366 | 3837803.9189 | 366498.7052 | 736662.3974 | 1110555.2139 | 1488242.2083 | 1869789.3643 | 2255263.61 | 2644732.8323 | 3038265.8917 | 3435932.6366 | 3837803.9189 | 228611.1 | 459508.311 | 678462.6269 | 884943.5484 | 1080132.9824 | 1263500.5841 | 1434929.344 | 1594545.7896 | 1742816.3871 | 1880162.9412 | 228611.1 | 230897.211 | 218954.316 | 206480.9215 | 195189.434 | 183367.6017 | 171428.7599 | 159616.4456 | 148270.5975 | 137346.5541
Com ¦ Super High Perf Glazing ¦New | NEW | C_Office - Large | Greater Toronto Area | Space Heating/Ventilation | Commercial | Windows New | End Use Consumption (m^3/year) | 30 | 0.53856 | 0.54611 | 0.55209 | 0.55662 | 0.5595 | 0.55687 | 0.5562 | 0.5562 | 0.5562 | 0.55619 | 0.61454 | 0.63561 | 0.65542 | 0.67401 | 0.69106 | 0.70156 | 0.71473 | 0.72903 | 0.74361 | 0.75847 | 1.1411 | 1.1639 | 1.1872 | 1.2109 | 1.2351 | 1.2598 | 1.285 | 1.3107 | 1.3369 | 1.3637 | -0.52653 | -0.52828 | -0.53175 | -0.5369 | -0.54407 | -0.55828 | -0.5703 | -0.5817 | -0.59334 | -0.60522 | 274215.9107 | 551173.9805 | 830922.1972 | 1113509.2341 | 1398984.4605 | 1687397.9524 | 1978800.503 | 2273243.634 | 2570779.6064 | 2871461.4317 | 0 | 0 | 0 | 0 | 0 | 0 | 0 | 0 | 0 | 0 | 0 | 0 | 0 | 0 | 0 | 0 | 0 | 0 | 0 | 0 | 0 | 0 | 0 | 0 | 0 | 0 | 0 | 0 | 0 | 0
Com ¦ Tankless Water Heaters | NEW | C_Office - Large | Greater Toronto Area | Water Heating | Commercial | Com ¦ Water Heating | End Use Consumption (m^3/year) | 18 | 0.54413 | 0.55403 | 0.56143 | 0.5668 | 0.56995 | 0.56992 | 0.56902 | 0.56902 | 0.56901 | 0.56902 | 0.46011 | 0.47785 | 0.49392 | 0.50862 | 0.52167 | 0.53208 | 0.54186 | 0.5527 | 0.56375 | 0.57503 | 0.84559 | 0.8625 | 0.87976 | 0.89735 | 0.9153 | 0.9336 | 0.95228 | 0.97132 | 0.99075 | 1.0106 | -0.38548 | -0.38465 | -0.38583 | -0.38873 | -0.39362 | -0.40152 | -0.41041 | -0.41862 | -0.427 | -0.43553 | 7651.8655 | 15380.2497 | 23186.4916 | 31071.9494 | 39038.0008 | 47086.0431 | 55217.4937 | 63433.7903 | 71736.3911 | 80126.7754 | 0 | 0 | 0 | 0 | 0 | 0 | 0 | 0 | 0 | 0 | 0 | 0 | 0 | 0 | 0 | 0 | 0 | 0 | 0 | 0 | 0 | 0 | 0 | 0 | 0 | 0 | 0 | 0 | 0 | 0
Com ¦ Air Sealing | RET | C_Office - Large | Greater Toronto Area | Space Heating/Ventilation | Commercial | NA | Floor area (1000m2) | 6 | 0.7443 | 0.77842 | 0.80548 | 0.82599 | 0.83903 | 0.82713 | 0.82412 | 0.82415 | 0.82415 | 0.82412 | 0.06258 | 0.066757 | 0.07046 | 0.073699 | 0.07636 | 0.076782 | 0.078033 | 0.079597 | 0.081189 | 0.082809 | 0.084079 | 0.08576 | 0.087476 | 0.089225 | 0.09101 | 0.09283 | 0.094686 | 0.09658 | 0.098512 | 0.10048 | -0.021499 | -0.019003 | -0.017016 | -0.015526 | -0.01465 | -0.016047 | -0.016654 | -0.016984 | -0.017323 | -0.017673 | 1560.3907 | 1552.5887 | 1544.8258 | 1537.1016 | 1529.4161 | 1521.769 | 1514.1602 | 1506.5894 | 1499.0565 | 1491.5612 | 0 | 0 | 0 | 0 | 0 | 0 | 0 | 0 | 0 | 0 | 0 | 0 | 0 | 0 | 0 | 0 | 0 | 0 | 0 | 0 | 0 | 0 | 0 | 0 | 0 | 0 | 0 | 0 | 0 | 0
Com ¦ Building Controls and Automation Systems | RET | C_Office - Large | Greater Toronto Area | Space Heating/Ventilation | Commercial | NA | Customer Segment Consumption (m^3/year) | 11 | 1.6349 | 1.6788 | 1.7136 | 1.7399 | 1.7567 | 1.7414 | 1.7375 | 1.7375 | 1.7375 | 1.7375 | 0.21383 | 0.22396 | 0.23317 | 0.24149 | 0.2487 | 0.25146 | 0.25592 | 0.26104 | 0.26626 | 0.27158 | 0.13079 | 0.13341 | 0.13607 | 0.13879 | 0.14157 | 0.1444 | 0.14729 | 0.15024 | 0.15324 | 0.15631 | 0.083038 | 0.090553 | 0.097099 | 0.1027 | 0.10713 | 0.10706 | 0.10863 | 0.1108 | 0.11302 | 0.11528 | 24002844.2509 | 23882830.0296 | 23763415.8795 | 23644598.8001 | 23526375.8061 | 23408743.927 | 23291700.2074 | 23175241.7064 | 23059365.4978 | 22944068.6703 | 24002844.2509 | 23882830.0296 | 23763415.8795 | 23644598.8001 | 23526375.8061 | 23408743.927 | 23291700.2074 | 23175241.7064 | 23059365.4978 | 22944068.6703 | 969752.9729 | 1955766.8083 | 2950119.9131 | 3963353.3233 | 4984233.3155 | 6003505.2465 | 7012850.038 | 8007449.621 | 8980914.1013 | 9928737.3831 | 969752.9729 | 986013.8354 | 994353.1048 | 1013233.4102 | 1020879.9921 | 1019271.931 | 1009344.7915 | 994599.583 | 973464.4803 | 947823.2819
Com ¦ Demand Control Ventilation | RET | C_Office - Large | Greater Toronto Area | Space Heating/Ventilation | Commercial | COM/Ventilation | Customer Segment Consumption (m^3/year) | 15 | 9.127 | 9.3203 | 9.4735 | 9.5896 | 9.6635 | 9.596 | 9.579 | 9.5791 | 9.5791 | 9.5789 | 0.52683 | 0.54874 | 0.56892 | 0.58741 | 0.60378 | 0.61155 | 0.62267 | 0.63514 | 0.64784 | 0.66078 | 0.057722 | 0.058876 | 0.060054 | 0.061255 | 0.06248 | 0.06373 | 0.065004 | 0.066304 | 0.06763 | 0.068983 | 0.4691 | 0.48987 | 0.50887 | 0.52615 | 0.5413 | 0.54782 | 0.55767 | 0.56883 | 0.58021 | 0.5918 | 34453392.4286 | 34281125.4665 | 34109719.8391 | 33939171.2399 | 33769475.3837 | 33600628.0068 | 33432624.8668 | 33265461.7425 | 33099134.4337 | 32933638.7616 | 34453392.4286 | 34281125.4665 | 34109719.8391 | 33939171.2399 | 33769475.3837 | 33600628.0068 | 33432624.8668 | 33265461.7425 | 33099134.4337 | 32933638.7616 | 1751285.301 | 3556289.2786 | 5399017.7092 | 7263521.2816 | 9130776.1001 | 10981471.7339 | 12796696.1713 | 14558978.1252 | 16252426.5225 | 17863648.2367 | 1751285.301 | 1805003.9777 | 1842728.4306 | 1864503.5724 | 1867254.8185 | 1850695.6338 | 1815224.4374 | 1762281.9539 | 1693448.3974 | 1611221.7141
Com ¦ Heat Reflector Panels | RET | C_Office - Large | Greater Toronto Area | Space Heating/Ventilation | Commercial | NA | End Use Consumption (m^3/year) | 18 | 2.0191 | 2.0568 | 2.0867 | 2.1094 | 2.1238 | 2.1106 | 2.1073 | 2.1073 | 2.1073 | 2.1073 | 0.092157 | 0.095756 | 0.099092 | 0.10217 | 0.10493 | 0.10636 | 0.10832 | 0.11049 | 0.1127 | 0.11495 | 0.045643 | 0.046556 | 0.047487 | 0.048437 | 0.049405 | 0.050393 | 0.051401 | 0.052429 | 0.053478 | 0.054547 | 0.046514 | 0.049201 | 0.051605 | 0.053734 | 0.055522 | 0.055969 | 0.056917 | 0.058057 | 0.059217 | 0.0604 | 1222344.8435 | 1216233.1193 | 1210151.9537 | 1204101.1939 | 1198080.6879 | 1192090.2845 | 1186129.8331 | 1180199.1839 | 1174298.188 | 1168426.697 | 1222344.8435 | 1216233.1193 | 1210151.9537 | 1204101.1939 | 1198080.6879 | 1192090.2845 | 1186129.8331 | 1180199.1839 | 1174298.188 | 1168426.697 | 45726.4198 | 91953.6128 | 138290.1208 | 185653.402 | 233443.2921 | 281206.2501 | 328554.4129 | 375339.7059 | 421292.382 | 466259.2894 | 45726.4198 | 46227.1929 | 46336.508 | 47363.2812 | 47789.8901 | 47762.9581 | 47348.1627 | 46785.293 | 45952.6761 | 44966.9074
Com ¦ Heat/Energy Recovery Ventilation | RET | C_Office - Large | Greater Toronto Area | Space Heating/Ventilation | Commercial | COM/Ventilation | Customer Segment Consumption (m^3/year) | 15 | 2.2951 | 2.3437 | 2.3823 | 2.4115 | 2.43 | 2.4131 | 2.4088 | 2.4088 | 2.4088 | 2.4088 | 0.31541 | 0.32853 | 0.34061 | 0.35168 | 0.36148 | 0.36613 | 0.37279 | 0.38025 | 0.38786 | 0.39561 | 0.13743 | 0.14017 | 0.14298 | 0.14584 | 0.14875 | 0.15173 | 0.15476 | 0.15786 | 0.16102 | 0.16424 | 0.17798 | 0.18836 | 0.19763 | 0.20584 | 0.21272 | 0.2144 | 0.21803 | 0.2224 | 0.22684 | 0.23137 | 20627069.2336 | 20523933.8875 | 20421314.218 | 20319207.6469 | 20217611.6087 | 20116523.5507 | 20015940.9329 | 19915861.2283 | 19816281.9221 | 19717200.5125 | 20627069.2336 | 20523933.8875 | 20421314.218 | 20319207.6469 | 20217611.6087 | 20116523.5507 | 20015940.9329 | 19915861.2283 | 19816281.9221 | 19717200.5125 | 0.0069599 | 0.014699 | 0.02297 | 0.031393 | 0.040181 | 0.049367 | 0.058864 | 0.068496 | 0.07814 | 0.087653 | 0.0069599 | 0.0077393 | 0.0082712 | 0.0084231 | 0.0087879 | 0.0091856 | 0.0094971 | 0.0096323 | 0.0096433 | 0.0095132
Com ¦ High perf.glazings ¦ Retro | RET | C_Office - Large | Greater Toronto Area | Space Heating/Ventilation | Commercial | Windows Retro | End Use Consumption (m^3/year) | 30 | 1.1286 | 1.1444 | 1.1569 | 1.1664 | 1.1725 | 1.167 | 1.1656 | 1.1656 | 1.1656 | 1.1655 | 0.40969 | 0.42374 | 0.43695 | 0.44934 | 0.4607 | 0.46771 | 0.47649 | 0.48602 | 0.49574 | 0.50565 | 0.36301 | 0.37027 | 0.37767 | 0.38523 | 0.39293 | 0.40079 | 0.4088 | 0.41698 | 0.42532 | 0.43383 | 0.046685 | 0.053473 | 0.059275 | 0.064116 | 0.067774 | 0.066916 | 0.067683 | 0.069039 | 0.070417 | 0.071818 | 9094827.7044 | 9049353.5659 | 9004106.7981 | 8959086.2641 | 8914290.8328 | 8869719.3786 | 8825370.7817 | 8781243.9278 | 8737337.7082 | 8693651.0196 | 9094827.7044 | 9049353.5659 | 9004106.7981 | 8959086.2641 | 8914290.8328 | 8869719.3786 | 8825370.7817 | 8781243.9278 | 8737337.7082 | 8693651.0196 | 66313.1612 | 126943.9373 | 180281.3994 | 239173.7668 | 299516.0914 | 359099.3499 | 416489.9776 | 472778.3979 | 527626.1976 | 581807.9543 | 66313.1612 | 60630.7761 | 53337.4622 | 58892.3674 | 60342.3246 | 59583.2586 | 57390.6277 | 56288.4204 | 54847.7997 | 54181.7567
Com ¦ Operational Improvement | RET | C_Office - Large | Greater Toronto Area | Cross Cutting/Behavioural | Commercial | NA | Customer Segment Consumption (m^3/year) | 5 | 2.0919 | 2.2142 | 2.3046 | 2.3725 | 2.4157 | 2.3793 | 2.3692 | 2.3692 | 2.3693 | 2.3693 | 0.051596 | 0.055707 | 0.05914 | 0.0621 | 0.064494 | 0.064795 | 0.065809 | 0.067124 | 0.06847 | 0.069841 | 0.024665 | 0.025158 | 0.025662 | 0.026175 | 0.026698 | 0.027232 | 0.027777 | 0.028332 | 0.028899 | 0.029477 | 0.026931 | 0.030548 | 0.033478 | 0.035925 | 0.037796 | 0.037563 | 0.038033 | 0.038792 | 0.039571 | 0.040364 | 18564699.8503 | 18471876.351 | 18379516.9693 | 18287619.3844 | 18196181.2875 | 18105200.3811 | 18014674.3792 | 17924601.0073 | 17834978.0022 | 17745803.1122 | 18564699.8503 | 18471876.351 | 18379516.9693 | 18287619.3844 | 18196181.2875 | 18105200.3811 | 18014674.3792 | 17924601.0073 | 17834978.0022 | 17745803.1122 | 908408.3415 | 1843326.1134 | 2796907.4783 | 3762797.3726 | 4731498.7239 | 5693510.5735 | 6639538.3411 | 7561141.5676 | 8450400.3705 | 9300592.1205 | 908408.3415 | 934917.7719 | 953581.3649 | 965889.8944 | 968701.3512 | 962011.8496 | 946027.7677 | 921603.2265 | 889258.803 | 850191.7499
Com ¦ Roof Insulation Upgrade | RET | C_Office - Large | Greater Toronto Area | Space Heating/Ventilation | Commercial | NA | Floor area (1000m2) | 20 | 0.96938 | 0.98631 | 0.99974 | 1.0099 | 1.0164 | 1.0105 | 1.009 | 1.009 | 1.009 | 1.009 | 0.36147 | 0.37513 | 0.38785 | 0.39962 | 0.41023 | 0.416 | 0.42369 | 0.43217 | 0.44081 | 0.44963 | 0.37288 | 0.38034 | 0.38795 | 0.39571 | 0.40362 | 0.41169 | 0.41993 | 0.42833 | 0.43689 | 0.44563 | -0.011417 | -0.0052059 | -0.00010224 | 0.0039177 | 0.0066095 | 0.0043095 | 0.0037681 | 0.0038478 | 0.0039229 | 0.0039953 | 873.8188 | 869.4497 | 865.1024 | 860.7769 | 856.473 | 852.1907 | 847.9297 | 843.6901 | 839.4716 | 835.2743 | 0 | 0 | 0 | 860.7769 | 856.473 | 852.1907 | 847.9297 | 843.6901 | 839.4716 | 835.2743 | 0 | 0 | 0 | 7.4581 | 15.0576 | 22.6031 | 29.9661 | 37.2408 | 44.3956 | 51.4975 | 0 | 0 | 0 | 7.4581 | 7.5996 | 7.5455 | 7.3629 | 7.2747 | 7.1548 | 7.102
Com ¦ Super High Perf Glazing ¦Retro | RET | C_Office - Large | Greater Toronto Area | Space Heating/Ventilation | Commercial | Windows Retro | End Use Consumption (m^3/year) | 30 | 0.53856 | 0.54611 | 0.55209 | 0.55662 | 0.5595 | 0.55687 | 0.5562 | 0.5562 | 0.5562 | 0.55619 | 0.61454 | 0.63561 | 0.65542 | 0.67401 | 0.69106 | 0.70156 | 0.71473 | 0.72903 | 0.74361 | 0.75847 | 1.1411 | 1.1639 | 1.1872 | 1.2109 | 1.2351 | 1.2598 | 1.285 | 1.3107 | 1.3369 | 1.3637 | -0.52653 | -0.52828 | -0.53175 | -0.5369 | -0.54407 | -0.55828 | -0.5703 | -0.5817 | -0.59334 | -0.60522 | 13642241.5566 | 13574030.3489 | 13506160.1971 | 13438629.3961 | 13371436.2491 | 13304579.0679 | 13238056.1726 | 13171865.8917 | 13106006.5622 | 13040476.5294 | 0 | 0 | 0 | 0 | 0 | 0 | 0 | 0 | 0 | 0 | 0 | 0 | 0 | 0 | 0 | 0 | 0 | 0 | 0 | 0 | 0 | 0 | 0 | 0 | 0 | 0 | 0 | 0 | 0 | 0
Com ¦ VFD | RET | C_Office - Large | Greater Toronto Area | Space Heating/Ventilation | Commercial | NA | Customer Segment Consumption (m^3/year) | 15 | 8.073 | 8.1961 | 8.2942 | 8.3695 | 8.4188 | 8.3799 | 8.3727 | 8.3765 | 8.3803 | 8.3841 | 0.25811 | 0.26728 | 0.27589 | 0.28396 | 0.29135 | 0.2958 | 0.30146 | 0.30763 | 0.31392 | 0.32035 | 0.031971 | 0.032611 | 0.033263 | 0.033928 | 0.034607 | 0.035299 | 0.036005 | 0.036725 | 0.037459 | 0.038209 | 0.22613 | 0.23467 | 0.24263 | 0.25003 | 0.25674 | 0.2605 | 0.26545 | 0.2709 | 0.27646 | 0.28214 | 19005020.5576 | 18909995.4549 | 18815445.4776 | 18721368.2502 | 18627761.4089 | 18534622.6019 | 18441949.4889 | 18349739.7414 | 18257991.0427 | 18166701.0875 | 19005020.5576 | 18909995.4549 | 18815445.4776 | 18721368.2502 | 18627761.4089 | 18534622.6019 | 18441949.4889 | 18349739.7414 | 18257991.0427 | 18166701.0875 | 943364.4907 | 1915295.3616 | 2907597.1608 | 3912301.0137 | 4919565.2557 | 5919394.7328 | 6901958.686 | 7858122.6868 | 8779475.1156 | 9658823.0751 | 943364.4907 | 971930.871 | 992301.7991 | 1004703.853 | 1007264.2419 | 999829.4771 | 982563.9532 | 956164.0009 | 921352.4288 | 879347.9596
Com ¦ Wall Insulation Upgrade | RET | C_Office - Large | Greater Toronto Area | Space Heating/Ventilation | Commercial | NA | Floor area (1000m2) | 20 | 0.23905 | 0.24323 | 0.24654 | 0.24904 | 0.25064 | 0.24918 | 0.24881 | 0.24882 | 0.24882 | 0.24881 | 0.29574 | 0.30693 | 0.31733 | 0.32697 | 0.33564 | 0.34037 | 0.34666 | 0.3536 | 0.36067 | 0.36788 | 1.2372 | 1.2619 | 1.2871 | 1.3129 | 1.3391 | 1.3659 | 1.3932 | 1.4211 | 1.4495 | 1.4785 | -0.94142 | -0.95498 | -0.96981 | -0.98592 | -1.0035 | -1.0256 | -1.0466 | -1.0675 | -1.0889 | -1.1106 | 2808.7032 | 2794.6597 | 2780.6864 | 2766.7829 | 2752.949 | 2739.1843 | 2725.4884 | 2711.8609 | 2698.3016 | 2684.8101 | 0 | 0 | 0 | 0 | 0 | 0 | 0 | 0 | 0 | 0 | 0 | 0 | 0 | 0 | 0 | 0 | 0 | 0 | 0 | 0 | 0 | 0 | 0 | 0 | 0 | 0 | 0 | 0 | 0 | 0
Com ¦ Air Curtains | ROB | C_Office - Large | Greater Toronto Area | Space Heating/Ventilation | Commercial | NA | Shipping door | 15 | 5.3878 | 5.504 | 5.5961 | 5.6658 | 5.7101 | 5.6694 | 5.659 | 5.6589 | 5.6587 | 5.6585 | 54793.8552 | 57095.1782 | 59211.3087 | 61147.8426 | 62858.8782 | 63658.8135 | 64812.7081 | 66108.1395 | 67428.0058 | 68773.4309 | 10170 | 10373.4 | 10580.868 | 10792.4854 | 11008.3351 | 11228.5018 | 11453.0718 | 11682.1332 | 11915.7759 | 12154.0914 | 44623.8552 | 46721.7782 | 48630.4407 | 50355.3572 | 51850.5432 | 52430.3118 | 53359.6363 | 54426.0063 | 55512.2299 | 56619.3395 | 13.89 | 13.8205 | 13.7514 | 13.6827 | 13.6143 | 13.5462 | 13.4785 | 13.4111 | 13.344 | 13.2773 | 13.89 | 13.8205 | 13.7514 | 13.6827 | 13.6143 | 13.5462 | 13.4785 | 13.4111 | 13.344 | 13.2773 | 0.66276 | 1.2953 | 1.8987 | 2.4753 | 3.0256 | 3.5502 | 4.0497 | 4.525 | 4.9769 | 5.4063 | 0.66276 | 0.63259 | 0.60334 | 0.57663 | 0.55032 | 0.52458 | 0.49947 | 0.47532 | 0.45191 | 0.4294
Com ¦ Condensing Boiler ¦ Std Baseline | ROB | C_Office - Large | Greater Toronto Area | Space Heating/Ventilation | Commercial | Com¦Boiler¦Std | End Use Consumption (m^3/year) | 25 | 1.5743 | 1.5984 | 1.6176 | 1.6321 | 1.6413 | 1.6329 | 1.6308 | 1.6308 | 1.6308 | 1.6307 | 0.52357 | 0.54224 | 0.55971 | 0.57602 | 0.59087 | 0.59959 | 0.61078 | 0.623 | 0.63546 | 0.64816 | 0.33258 | 0.33923 | 0.34601 | 0.35294 | 0.35999 | 0.36719 | 0.37454 | 0.38203 | 0.38967 | 0.39746 | 0.19099 | 0.20301 | 0.21369 | 0.22309 | 0.23087 | 0.23239 | 0.23624 | 0.24097 | 0.24579 | 0.25069 | 31908293.5182 | 31748752.0506 | 31590008.2904 | 31432058.2489 | 31274897.9577 | 31118523.4679 | 30962930.8505 | 30808116.1963 | 30654075.6153 | 30500805.2372 | 31908293.5182 | 31748752.0506 | 31590008.2904 | 31432058.2489 | 31274897.9577 | 31118523.4679 | 30962930.8505 | 30808116.1963 | 30654075.6153 | 30500805.2372 | 30802.2877 | 89415.1391 | 170896.2123 | 278330.1046 | 407529.6785 | 554202.3773 | 714184.3174 | 885692.5812 | 1065799.092 | 1253134.6116 | 30802.2877 | 58612.8514 | 81481.0732 | 107433.8923 | 129199.5739 | 146672.6988 | 159981.9401 | 171508.2638 | 180106.5109 | 187335.5196
Com ¦ Condensing Water Heaters | ROB | C_Office - Large | Greater Toronto Area | Water Heating | Commercial | Com ¦ Water Heating | End Use Consumption (m^3/year) | 13 | 1.5536 | 1.5892 | 1.6159 | 1.6352 | 1.6466 | 1.6465 | 1.6432 | 1.6432 | 1.6432 | 1.6432 | 0.24404 | 0.25463 | 0.26408 | 0.27258 | 0.27997 | 0.28555 | 0.29068 | 0.29649 | 0.30242 | 0.30847 | 0.15708 | 0.16022 | 0.16343 | 0.1667 | 0.17003 | 0.17343 | 0.1769 | 0.18044 | 0.18405 | 0.18773 | 0.086963 | 0.094409 | 0.10066 | 0.10589 | 0.10994 | 0.11212 | 0.11378 | 0.11606 | 0.11838 | 0.12075 | 254579.9568 | 253307.057 | 252040.5217 | 250780.3191 | 249526.4175 | 248278.7854 | 247037.3915 | 245802.2046 | 244573.1935 | 243350.3276 | 254579.9568 | 253307.057 | 252040.5217 | 250780.3191 | 249526.4175 | 248278.7854 | 247037.3915 | 245802.2046 | 244573.1935 | 243350.3276 | 7945.3137 | 15545.8259 | 22790.2556 | 29884.3357 | 36770.1123 | 43419.2406 | 49815.6926 | 55984.7034 | 61927.0566 | 67662.3468 | 7945.3137 | 7600.5122 | 7244.4298 | 7094.08 | 6885.7766 | 6649.1283 | 6396.452 | 6169.0108 | 5942.3532 | 5735.2902
Com ¦ Near Condensing Boiler¦ Std Baseline | ROB | C_Office - Large | Greater Toronto Area | Space Heating/Ventilation | Commercial | Com¦Boiler¦Std | End Use Consumption (m^3/year) | 25 | 4.3784 | 4.4456 | 4.4989 | 4.5392 | 4.5649 | 4.5415 | 4.5355 | 4.5356 | 4.5355 | 4.5355 | 0.29918 | 0.30985 | 0.31983 | 0.32915 | 0.33764 | 0.34262 | 0.34902 | 0.356 | 0.36312 | 0.37037 | 0.068331 | 0.069697 | 0.071091 | 0.072513 | 0.073963 | 0.075443 | 0.076952 | 0.078491 | 0.08006 | 0.081662 | 0.23085 | 0.24015 | 0.24874 | 0.25664 | 0.26367 | 0.26718 | 0.27206 | 0.27751 | 0.28306 | 0.28871 | 18233310.5818 | 18142144.0289 | 18051433.3088 | 17961176.1422 | 17871370.2615 | 17782013.4102 | 17693103.3432 | 17604637.8265 | 17516614.6373 | 17429031.5641 | 18233310.5818 | 18142144.0289 | 18051433.3088 | 17961176.1422 | 17871370.2615 | 17782013.4102 | 17693103.3432 | 17604637.8265 | 17516614.6373 | 17429031.5641 | 455881.5883 | 867373.0273 | 1236438.9607 | 1568635.8374 | 1865507.4135 | 2129232.2834 | 2362251.3835 | 2567659.5589 | 2748070.7429 | 2906301.2093 | 455881.5883 | 411491.4389 | 369065.9334 | 332196.8767 | 296871.5761 | 263724.8699 | 233019.1001 | 205408.1754 | 180411.184 | 158230.4665
Com ¦ Steam Traps | ROB | C_Office - Large | Greater Toronto Area | Space Heating/Ventilation | Commercial | NA | Customer Segment Consumption (m^3/year) | 5 | 3.4961 | 3.7018 | 3.8542 | 3.9696 | 4.0433 | 3.9761 | 3.9592 | 3.9593 | 3.9594 | 3.9593 | 0.10116 | 0.10925 | 0.11602 | 0.12189 | 0.12663 | 0.12702 | 0.12901 | 0.13159 | 0.13422 | 0.1369 | 0.028934 | 0.029512 | 0.030102 | 0.030705 | 0.031319 | 0.031945 | 0.032584 | 0.033236 | 0.0339 | 0.034578 | 0.072222 | 0.079736 | 0.085917 | 0.091181 | 0.095312 | 0.095071 | 0.096422 | 0.098355 | 0.10032 | 0.10233 | 3408799.3285 | 3391755.3318 | 3374796.5552 | 3357922.5724 | 3341132.9595 | 3324427.2947 | 3307805.1583 | 3291266.1325 | 3274809.8018 | 3258435.7528 | 3408799.3285 | 3391755.3318 | 3374796.5552 | 3357922.5724 | 3341132.9595 | 3324427.2947 | 3307805.1583 | 3291266.1325 | 3274809.8018 | 3258435.7528 | 504805.7144 | 919876.2758 | 1261967.9435 | 1545051.6089 | 1779804.0826 | 1974890.4163 | 2137338.7356 | 2272952.9974 | 2386390.0985 | 2481498.4275 | 504805.7144 | 415070.5614 | 342091.6677 | 283083.6654 | 234752.4737 | 195086.3337 | 162448.3193 | 135614.2618 | 113437.1011 | 95108.329
Com ¦ Tankless Water Heaters | ROB | C_Office - Large | Greater Toronto Area | Water Heating | Commercial | Com ¦ Water Heating | End Use Consumption (m^3/year) | 18 | 0.54413 | 0.55403 | 0.56143 | 0.5668 | 0.56995 | 0.56992 | 0.56902 | 0.56902 | 0.56901 | 0.56902 | 0.46011 | 0.47785 | 0.49392 | 0.50862 | 0.52167 | 0.53208 | 0.54186 | 0.5527 | 0.56375 | 0.57503 | 0.84559 | 0.8625 | 0.87976 | 0.89735 | 0.9153 | 0.9336 | 0.95228 | 0.97132 | 0.99075 | 1.0106 | -0.38548 | -0.38465 | -0.38583 | -0.38873 | -0.39362 | -0.40152 | -0.41041 | -0.41862 | -0.427 | -0.43553 | 380680.3092 | 378776.9077 | 376883.0232 | 374998.608 | 373123.615 | 371257.9969 | 369401.7069 | 367554.6984 | 365716.9249 | 363888.3403 | 0 | 0 | 0 | 0 | 0 | 0 | 0 | 0 | 0 | 0 | 0 | 0 | 0 | 0 | 0 | 0 | 0 | 0 | 0 | 0 | 0 | 0 | 0 | 0 | 0 | 0 | 0 | 0 | 0 | 0
Com ¦ Condensing Boiler ¦ Near Cond Baseline | NEW | C_Office - Small | Greater Toronto Area | Space Heating/Ventilation | Commercial | NA | End Use Consumption (m^3/year) | 25 | 1.0302 | 1.046 | 1.0586 | 1.0681 | 1.0741 | 1.0686 | 1.0672 | 1.0672 | 1.0672 | 1.0672 | 0.22439 | 0.23239 | 0.23987 | 0.24687 | 0.25323 | 0.25697 | 0.26176 | 0.267 | 0.27234 | 0.27778 | 0.2178 | 0.22216 | 0.2266 | 0.23114 | 0.23576 | 0.24047 | 0.24528 | 0.25019 | 0.25519 | 0.2603 | 0.0065823 | 0.010226 | 0.013271 | 0.01573 | 0.01747 | 0.016492 | 0.016479 | 0.016811 | 0.017145 | 0.017485 | 302811.6162 | 608651.3486 | 917572.1892 | 1229627.8871 | 1544872.9598 | 1863362.7054 | 2185153.2138 | 2510301.3796 | 2838864.9135 | 3170902.3554 | 302811.6162 | 608651.3486 | 917572.1892 | 1229627.8871 | 1544872.9598 | 1863362.7054 | 2185153.2138 | 2510301.3796 | 2838864.9135 | 3170902.3554 | 32334.9615 | 64993.2726 | 95782.0102 | 123669.6644 | 155337.8974 | 188641.8508 | 222346.7424 | 255585.14 | 288934.3675 | 322149.9936 | 32334.9615 | 32658.3111 | 30788.7375 | 27887.6542 | 31668.233 | 33303.9534 | 33704.8916 | 33238.3976 | 33349.2275 | 33215.6262
Com ¦ Condensing Boiler ¦ Std Baseline | NEW | C_Office - Small | Greater Toronto Area | Space Heating/Ventilation | Commercial | Com¦Boiler¦Std | End Use Consumption (m^3/year) | 25 | 1.5743 | 1.5984 | 1.6176 | 1.6321 | 1.6413 | 1.6329 | 1.6308 | 1.6308 | 1.6308 | 1.6307 | 0.52357 | 0.54224 | 0.55971 | 0.57602 | 0.59087 | 0.59959 | 0.61078 | 0.623 | 0.63546 | 0.64816 | 0.33258 | 0.33923 | 0.34601 | 0.35294 | 0.35999 | 0.36719 | 0.37454 | 0.38203 | 0.38967 | 0.39746 | 0.19099 | 0.20301 | 0.21369 | 0.22309 | 0.23087 | 0.23239 | 0.23624 | 0.24097 | 0.24579 | 0.25069 | 706560.4379 | 1420186.4801 | 2141001.7748 | 2869131.7365 | 3604703.5729 | 4347846.3125 | 5098690.8323 | 5857369.8858 | 6624018.1316 | 7398772.1626 | 706560.4379 | 1420186.4801 | 2141001.7748 | 2869131.7365 | 3604703.5729 | 4347846.3125 | 5098690.8323 | 5857369.8858 | 6624018.1316 | 7398772.1626 | 17016.3754 | 34202.9145 | 68560.6379 | 118780.0395 | 188321.0334 | 276234.1934 | 381265.968 | 501990.602 | 638373.8994 | 789424.5315 | 17016.3754 | 17186.5391 | 34357.7234 | 50219.4016 | 69540.9939 | 87913.16 | 105031.7745 | 120724.634 | 136383.2975 | 151050.6321
Com ¦ Condensing Water Heaters | NEW | C_Office - Small | Greater Toronto Area | Water Heating | Commercial | Com ¦ Water Heating | End Use Consumption (m^3/year) | 13 | 1.5536 | 1.5892 | 1.6159 | 1.6352 | 1.6466 | 1.6465 | 1.6432 | 1.6432 | 1.6432 | 1.6432 | 0.24404 | 0.25463 | 0.26408 | 0.27258 | 0.27997 | 0.28555 | 0.29068 | 0.29649 | 0.30242 | 0.30847 | 0.15708 | 0.16022 | 0.16343 | 0.1667 | 0.17003 | 0.17343 | 0.1769 | 0.18044 | 0.18405 | 0.18773 | 0.086963 | 0.094409 | 0.10066 | 0.10589 | 0.10994 | 0.11212 | 0.11378 | 0.11606 | 0.11838 | 0.12075 | 3947.7328 | 7934.9428 | 11962.3211 | 16030.5683 | 20140.3951 | 24292.5224 | 28487.6816 | 32726.6143 | 37010.0729 | 41338.8206 | 3947.7328 | 7934.9428 | 11962.3211 | 16030.5683 | 20140.3951 | 24292.5224 | 28487.6816 | 32726.6143 | 37010.0729 | 41338.8206 | 2209.2121 | 4440.5164 | 6712.1111 | 9015.3166 | 11403.114 | 13857.5234 | 16367.6812 | 18925.5298 | 21534.6233 | 24191.8324 | 2209.2121 | 2231.3043 | 2271.5947 | 2303.2056 | 2387.7973 | 2454.4094 | 2510.1578 | 2557.8486 | 2609.0935 | 2657.2091
Com ¦ High perf.glazings ¦ New | NEW | C_Office - Small | Greater Toronto Area | Space Heating/Ventilation | Commercial | Windows New | End Use Consumption (m^3/year) | 30 | 1.6157 | 1.6383 | 1.6563 | 1.6698 | 1.6785 | 1.6706 | 1.6686 | 1.6686 | 1.6686 | 1.6686 | 0.40969 | 0.42374 | 0.43695 | 0.44934 | 0.4607 | 0.46771 | 0.47649 | 0.48602 | 0.49574 | 0.50565 | 0.25357 | 0.25864 | 0.26382 | 0.26909 | 0.27447 | 0.27996 | 0.28556 | 0.29127 | 0.2971 | 0.30304 | 0.15612 | 0.1651 | 0.17313 | 0.18025 | 0.18623 | 0.18774 | 0.19093 | 0.19475 | 0.19864 | 0.2026 | 201391.0722 | 404796.0552 | 610250.1923 | 817789.2306 | 1027449.4279 | 1239267.5614 | 1453280.935 | 1669527.3873 | 1888045.3003 | 2108873.6069 | 201391.0722 | 404796.0552 | 610250.1923 | 817789.2306 | 1027449.4279 | 1239267.5614 | 1453280.935 | 1669527.3873 | 1888045.3003 | 2108873.6069 | 62498.0208 | 125621.0219 | 188528.5388 | 250320.4872 | 316233.7866 | 384509.8921 | 454116.0668 | 524314.4495 | 595524.2141 | 667512.8435 | 62498.0208 | 63123.001 | 62907.5169 | 61791.9484 | 65913.2994 | 68276.1054 | 69606.1747 | 70198.3827 | 71209.7646 | 71988.6295
Com ¦ Near Condensing Boiler¦ Std Baseline | NEW | C_Office - Small | Greater Toronto Area | Space Heating/Ventilation | Commercial | Com¦Boiler¦Std | End Use Consumption (m^3/year) | 25 | 4.3784 | 4.4456 | 4.4989 | 4.5392 | 4.5649 | 4.5415 | 4.5355 | 4.5356 | 4.5355 | 4.5355 | 0.29918 | 0.30985 | 0.31983 | 0.32915 | 0.33764 | 0.34262 | 0.34902 | 0.356 | 0.36312 | 0.37037 | 0.068331 | 0.069697 | 0.071091 | 0.072513 | 0.073963 | 0.075443 | 0.076952 | 0.078491 | 0.08006 | 0.081662 | 0.23085 | 0.24015 | 0.24874 | 0.25664 | 0.26367 | 0.26718 | 0.27206 | 0.27751 | 0.28306 | 0.28871 | 403748.8216 | 811535.1315 | 1223429.5856 | 1639503.8494 | 2059830.6131 | 2484483.6071 | 2913537.6184 | 3347068.5061 | 3785153.218 | 4227869.8072 | 403748.8216 | 811535.1315 | 1223429.5856 | 1639503.8494 | 2059830.6131 | 2484483.6071 | 2913537.6184 | 3347068.5061 | 3785153.218 | 4227869.8072 | 251846.6257 | 506211.7177 | 747420.0653 | 974887.2502 | 1189915.3059 | 1391919.9844 | 1580772.3837 | 1756611.8912 | 1919952.3838 | 2071258.5373 | 251846.6257 | 254365.092 | 241208.3476 | 227467.1849 | 215028.0557 | 202004.6785 | 188852.3993 | 175839.5076 | 163340.4926 | 151306.1535
Com ¦ Super High Perf Glazing ¦New | NEW | C_Office - Small | Greater Toronto Area | Space Heating/Ventilation | Commercial | Windows New | End Use Consumption (m^3/year) | 30 | 0.53856 | 0.54611 | 0.55209 | 0.55662 | 0.5595 | 0.55687 | 0.5562 | 0.5562 | 0.5562 | 0.55619 | 0.61454 | 0.63561 | 0.65542 | 0.67401 | 0.69106 | 0.70156 | 0.71473 | 0.72903 | 0.74361 | 0.75847 | 1.1411 | 1.1639 | 1.1872 | 1.2109 | 1.2351 | 1.2598 | 1.285 | 1.3107 | 1.3369 | 1.3637 | -0.52653 | -0.52828 | -0.53175 | -0.5369 | -0.54407 | -0.55828 | -0.5703 | -0.5817 | -0.59334 | -0.60522 | 302086.6084 | 607194.0828 | 915375.2885 | 1226683.8458 | 1541174.1419 | 1858901.3421 | 2179921.4025 | 2504291.081 | 2832067.9504 | 3163310.4104 | 0 | 0 | 0 | 0 | 0 | 0 | 0 | 0 | 0 | 0 | 0 | 0 | 0 | 0 | 0 | 0 | 0 | 0 | 0 | 0 | 0 | 0 | 0 | 0 | 0 | 0 | 0 | 0 | 0 | 0
Com ¦ Tankless Water Heaters | NEW | C_Office - Small | Greater Toronto Area | Water Heating | Commercial | Com ¦ Water Heating | End Use Consumption (m^3/year) | 18 | 0.54413 | 0.55403 | 0.56143 | 0.5668 | 0.56995 | 0.56992 | 0.56902 | 0.56902 | 0.56901 | 0.56902 | 0.46011 | 0.47785 | 0.49392 | 0.50862 | 0.52167 | 0.53208 | 0.54186 | 0.5527 | 0.56375 | 0.57503 | 0.84559 | 0.8625 | 0.87976 | 0.89735 | 0.9153 | 0.9336 | 0.95228 | 0.97132 | 0.99075 | 1.0106 | -0.38548 | -0.38465 | -0.38583 | -0.38873 | -0.39362 | -0.40152 | -0.41041 | -0.41862 | -0.427 | -0.43553 | 5903.1518 | 11865.3351 | 17887.5829 | 23970.9432 | 30116.4786 | 36325.2672 | 42598.4024 | 48936.9934 | 55342.1651 | 61815.0589 | 0 | 0 | 0 | 0 | 0 | 0 | 0 | 0 | 0 | 0 | 0 | 0 | 0 | 0 | 0 | 0 | 0 | 0 | 0 | 0 | 0 | 0 | 0 | 0 | 0 | 0 | 0 | 0 | 0 | 0
Com ¦ Air Sealing | RET | C_Office - Small | Greater Toronto Area | Space Heating/Ventilation | Commercial | NA | Floor area (1000m2) | 6 | 0.7443 | 0.77842 | 0.80548 | 0.82599 | 0.83903 | 0.82713 | 0.82412 | 0.82415 | 0.82415 | 0.82412 | 0.06258 | 0.066757 | 0.07046 | 0.073699 | 0.07636 | 0.076782 | 0.078033 | 0.079597 | 0.081189 | 0.082809 | 0.084079 | 0.08576 | 0.087476 | 0.089225 | 0.09101 | 0.09283 | 0.094686 | 0.09658 | 0.098512 | 0.10048 | -0.021499 | -0.019003 | -0.017016 | -0.015526 | -0.01465 | -0.016047 | -0.016654 | -0.016984 | -0.017323 | -0.017673 | 1210.5789 | 1204.526 | 1198.5034 | 1192.5108 | 1186.5483 | 1180.6155 | 1174.7125 | 1168.8389 | 1162.9947 | 1157.1797 | 0 | 0 | 0 | 0 | 0 | 0 | 0 | 0 | 0 | 0 | 0 | 0 | 0 | 0 | 0 | 0 | 0 | 0 | 0 | 0 | 0 | 0 | 0 | 0 | 0 | 0 | 0 | 0 | 0 | 0
Com ¦ Building Controls and Automation Systems | RET | C_Office - Small | Greater Toronto Area | Space Heating/Ventilation | Commercial | NA | Customer Segment Consumption (m^3/year) | 11 | 1.6349 | 1.6788 | 1.7136 | 1.7399 | 1.7567 | 1.7414 | 1.7375 | 1.7375 | 1.7375 | 1.7375 | 0.21383 | 0.22396 | 0.23317 | 0.24149 | 0.2487 | 0.25146 | 0.25592 | 0.26104 | 0.26626 | 0.27158 | 0.13079 | 0.13341 | 0.13607 | 0.13879 | 0.14157 | 0.1444 | 0.14729 | 0.15024 | 0.15324 | 0.15631 | 0.083038 | 0.090553 | 0.097099 | 0.1027 | 0.10713 | 0.10706 | 0.10863 | 0.1108 | 0.11302 | 0.11528 | 23211915.8022 | 23095856.2232 | 22980376.942 | 22865475.0573 | 22751147.682 | 22637391.9436 | 22524204.9839 | 22411583.959 | 22299526.0392 | 22188028.409 | 23211915.8022 | 23095856.2232 | 22980376.942 | 22865475.0573 | 22751147.682 | 22637391.9436 | 22524204.9839 | 22411583.959 | 22299526.0392 | 22188028.409 | 937798.2093 | 1891321.4621 | 2852909.1933 | 3832755.0966 | 4819995.6159 | 5805681.0619 | 6781766.4821 | 7743592.5697 | 8684979.9868 | 9601571.1201 | 937798.2093 | 953523.2528 | 961587.7312 | 979845.9033 | 987240.5193 | 985685.4461 | 976085.4201 | 961826.0877 | 941387.4171 | 916591.1333
Com ¦ Demand Control Ventilation | RET | C_Office - Small | Greater Toronto Area | Space Heating/Ventilation | Commercial | NA | Customer Segment Consumption (m^3/year) | 15 | 7.3302 | 7.4854 | 7.6085 | 7.7017 | 7.7611 | 7.7069 | 7.6932 | 7.6933 | 7.6933 | 7.6932 | 0.42311 | 0.44071 | 0.45692 | 0.47177 | 0.48491 | 0.49116 | 0.50009 | 0.5101 | 0.5203 | 0.5307 | 0.057722 | 0.058876 | 0.060054 | 0.061255 | 0.06248 | 0.06373 | 0.065004 | 0.066304 | 0.06763 | 0.068983 | 0.36539 | 0.38184 | 0.39687 | 0.41051 | 0.42243 | 0.42743 | 0.43509 | 0.4438 | 0.45267 | 0.46171 | 19856781.429 | 19757497.5218 | 19658710.0342 | 19560416.4841 | 19462614.4016 | 19365301.3296 | 19268474.823 | 19172132.4489 | 19076271.7866 | 18980890.4277 | 19856781.429 | 19757497.5218 | 19658710.0342 | 19560416.4841 | 19462614.4016 | 19365301.3296 | 19268474.823 | 19172132.4489 | 19076271.7866 | 18980890.4277 | 992996.7693 | 2015583.3405 | 3058860.8441 | 4114939.3316 | 5173152.8221 | 6222776.7686 | 7253504.6116 | 8255898.5347 | 9221099.6084 | 10141580.4047 | 992996.7693 | 1022586.5712 | 1043277.5036 | 1056078.4875 | 1058213.4904 | 1049623.9466 | 1030727.843 | 1002393.923 | 965201.0737 | 920480.7963
Com ¦ Heat Reflector Panels | RET | C_Office - Small | Greater Toronto Area | Space Heating/Ventilation | Commercial | NA | End Use Consumption (m^3/year) | 18 | 2.0191 | 2.0568 | 2.0867 | 2.1094 | 2.1238 | 2.1106 | 2.1073 | 2.1073 | 2.1073 | 2.1073 | 0.092157 | 0.095756 | 0.099092 | 0.10217 | 0.10493 | 0.10636 | 0.10832 | 0.11049 | 0.1127 | 0.11495 | 0.045643 | 0.046556 | 0.047487 | 0.048437 | 0.049405 | 0.050393 | 0.051401 | 0.052429 | 0.053478 | 0.054547 | 0.046514 | 0.049201 | 0.051605 | 0.053734 | 0.055522 | 0.055969 | 0.056917 | 0.058057 | 0.059217 | 0.0604 | 1346581.2655 | 1339848.3591 | 1333149.1174 | 1326483.3718 | 1319850.9549 | 1313251.7001 | 1306685.4416 | 1300152.0144 | 1293651.2543 | 1287182.9981 | 1346581.2655 | 1339848.3591 | 1333149.1174 | 1326483.3718 | 1319850.9549 | 1313251.7001 | 1306685.4416 | 1300152.0144 | 1293651.2543 | 1287182.9981 | 50373.9519 | 101299.5743 | 152345.6223 | 204522.8025 | 257169.9511 | 309787.4304 | 361947.9555 | 413488.4021 | 464111.6064 | 513648.8507 | 50373.9519 | 50925.6224 | 51046.048 | 52177.1802 | 52647.1486 | 52617.4793 | 52160.5251 | 51540.4466 | 50623.2043 | 49537.2443
Com ¦ Heat/Energy Recovery Ventilation | RET | C_Office - Small | Greater Toronto Area | Space Heating/Ventilation | Commercial | NA | End Use Consumption (m^3/year) | 15 | 1.781 | 1.8187 | 1.8486 | 1.8713 | 1.8857 | 1.8726 | 1.8692 | 1.8693 | 1.8692 | 1.8692 | 0.40645 | 0.42336 | 0.43893 | 0.45319 | 0.46582 | 0.47182 | 0.4804 | 0.49002 | 0.49982 | 0.5098 | 0.22821 | 0.23278 | 0.23743 | 0.24218 | 0.24703 | 0.25197 | 0.25701 | 0.26215 | 0.26739 | 0.27274 | 0.17824 | 0.19059 | 0.2015 | 0.21101 | 0.21879 | 0.21985 | 0.2234 | 0.22787 | 0.23243 | 0.23707 | 21713622.9058 | 21605054.7912 | 21497029.5173 | 21389544.3697 | 21282596.6478 | 21176183.6646 | 21070302.7463 | 20964951.2325 | 20860126.4764 | 20755825.844 | 21713622.9058 | 21605054.7912 | 21497029.5173 | 21389544.3697 | 21282596.6478 | 21176183.6646 | 21070302.7463 | 20964951.2325 | 20860126.4764 | 20755825.844 | 812279.9738 | 1633455.635 | 2456573.1592 | 3297930.1904 | 4146865.462 | 4995322.3157 | 5836410.7829 | 6667500.4839 | 7483799.6533 | 8282587.7176 | 812279.9738 | 821175.6613 | 823117.5242 | 841357.0311 | 848935.2717 | 848456.8537 | 841088.4672 | 831089.701 | 816299.1694 | 798788.0643
Com ¦ High perf.glazings ¦ Retro | RET | C_Office - Small | Greater Toronto Area | Space Heating/Ventilation | Commercial | Windows Retro | End Use Consumption (m^3/year) | 30 | 1.1286 | 1.1444 | 1.1569 | 1.1664 | 1.1725 | 1.167 | 1.1656 | 1.1656 | 1.1656 | 1.1655 | 0.40969 | 0.42374 | 0.43695 | 0.44934 | 0.4607 | 0.46771 | 0.47649 | 0.48602 | 0.49574 | 0.50565 | 0.36301 | 0.37027 | 0.37767 | 0.38523 | 0.39293 | 0.40079 | 0.4088 | 0.41698 | 0.42532 | 0.43383 | 0.046685 | 0.053473 | 0.059275 | 0.064116 | 0.067774 | 0.066916 | 0.067683 | 0.069039 | 0.070417 | 0.071818 | 10019205.8443 | 9969109.8151 | 9919264.266 | 9869667.9447 | 9820319.6049 | 9771218.0069 | 9722361.9169 | 9673750.1073 | 9625381.3568 | 9577254.45 | 10019205.8443 | 9969109.8151 | 9919264.266 | 9869667.9447 | 9820319.6049 | 9771218.0069 | 9722361.9169 | 9673750.1073 | 9625381.3568 | 9577254.45 | 73053.084 | 139846.2378 | 198604.8015 | 263482.8586 | 329958.2434 | 395597.4123 | 458821.0963 | 520830.547 | 581252.9555 | 640941.6259 | 73053.084 | 66793.1539 | 58758.5637 | 64878.0571 | 66475.3847 | 65639.169 | 63223.6839 | 62009.4507 | 60422.4085 | 59688.6704
Com ¦ Operational Improvement | RET | C_Office - Small | Greater Toronto Area | Cross Cutting/Behavioural | Commercial | NA | Customer Segment Consumption (m^3/year) | 5 | 2.0919 | 2.2142 | 2.3046 | 2.3725 | 2.4157 | 2.3793 | 2.3692 | 2.3692 | 2.3693 | 2.3693 | 0.051596 | 0.055707 | 0.05914 | 0.0621 | 0.064494 | 0.064795 | 0.065809 | 0.067124 | 0.06847 | 0.069841 | 0.024665 | 0.025158 | 0.025662 | 0.026175 | 0.026698 | 0.027232 | 0.027777 | 0.028332 | 0.028899 | 0.029477 | 0.026931 | 0.030548 | 0.033478 | 0.035925 | 0.037796 | 0.037563 | 0.038033 | 0.038792 | 0.039571 | 0.040364 | 17952966.1282 | 17863201.2976 | 17773885.2911 | 17685015.8647 | 17596590.7853 | 17508607.8314 | 17421064.7923 | 17333959.4683 | 17247289.6709 | 17161053.2226 | 17952966.1282 | 17863201.2976 | 17773885.2911 | 17685015.8647 | 17596590.7853 | 17508607.8314 | 17421064.7923 | 17333959.4683 | 17247289.6709 | 17161053.2226 | 878474.9722 | 1782585.8508 | 2704745.3299 | 3638807.7547 | 4575588.9947 | 5505901.1619 | 6420755.9458 | 7311991.0124 | 8171947.4511 | 8994124.1527 | 878474.9722 | 904110.8786 | 922159.4791 | 934062.4248 | 936781.2401 | 930312.1672 | 914854.7839 | 891235.0667 | 859956.4387 | 822176.7016
Com ¦ Roof Insulation Upgrade | RET | C_Office - Small | Greater Toronto Area | Space Heating/Ventilation | Commercial | NA | Floor area (1000m2) | 20 | 0.96938 | 0.98631 | 0.99974 | 1.0099 | 1.0164 | 1.0105 | 1.009 | 1.009 | 1.009 | 1.009 | 0.36147 | 0.37513 | 0.38785 | 0.39962 | 0.41023 | 0.416 | 0.42369 | 0.43217 | 0.44081 | 0.44963 | 0.37288 | 0.38034 | 0.38795 | 0.39571 | 0.40362 | 0.41169 | 0.41993 | 0.42833 | 0.43689 | 0.44563 | -0.011417 | -0.0052059 | -0.00010224 | 0.0039177 | 0.0066095 | 0.0043095 | 0.0037681 | 0.0038478 | 0.0039229 | 0.0039953 | 677.9242 | 674.5345 | 671.1619 | 667.8061 | 664.467 | 661.1447 | 657.839 | 654.5498 | 651.277 | 648.0206 | 0 | 0 | 0 | 667.8061 | 664.467 | 661.1447 | 657.839 | 654.5498 | 651.277 | 648.0206 | 0 | 0 | 0 | 5.7861 | 11.682 | 17.5359 | 23.2482 | 28.8921 | 34.4429 | 39.9527 | 0 | 0 | 0 | 5.7861 | 5.8959 | 5.8539 | 5.7123 | 5.6439 | 5.5508 | 5.5098
Com ¦ Super High Perf Glazing ¦Retro | RET | C_Office - Small | Greater Toronto Area | Space Heating/Ventilation | Commercial | Windows Retro | End Use Consumption (m^3/year) | 30 | 0.53856 | 0.54611 | 0.55209 | 0.55662 | 0.5595 | 0.55687 | 0.5562 | 0.5562 | 0.5562 | 0.55619 | 0.61454 | 0.63561 | 0.65542 | 0.67401 | 0.69106 | 0.70156 | 0.71473 | 0.72903 | 0.74361 | 0.75847 | 1.1411 | 1.1639 | 1.1872 | 1.2109 | 1.2351 | 1.2598 | 1.285 | 1.3107 | 1.3369 | 1.3637 | -0.52653 | -0.52828 | -0.53175 | -0.5369 | -0.54407 | -0.55828 | -0.5703 | -0.5817 | -0.59334 | -0.60522 | 15028808.7664 | 14953664.7226 | 14878896.399 | 14804501.917 | 14730479.4074 | 14656827.0104 | 14583542.8753 | 14510625.161 | 14438072.0352 | 14365881.675 | 0 | 0 | 0 | 0 | 0 | 0 | 0 | 0 | 0 | 0 | 0 | 0 | 0 | 0 | 0 | 0 | 0 | 0 | 0 | 0 | 0 | 0 | 0 | 0 | 0 | 0 | 0 | 0 | 0 | 0
Com ¦ Wall Insulation Upgrade | RET | C_Office - Small | Greater Toronto Area | Space Heating/Ventilation | Commercial | NA | Floor area (1000m2) | 20 | 0.23905 | 0.24323 | 0.24654 | 0.24904 | 0.25064 | 0.24918 | 0.24881 | 0.24882 | 0.24882 | 0.24881 | 0.29574 | 0.30693 | 0.31733 | 0.32697 | 0.33564 | 0.34037 | 0.34666 | 0.3536 | 0.36067 | 0.36788 | 1.2372 | 1.2619 | 1.2871 | 1.3129 | 1.3391 | 1.3659 | 1.3932 | 1.4211 | 1.4495 | 1.4785 | -0.94142 | -0.95498 | -0.96981 | -0.98592 | -1.0035 | -1.0256 | -1.0466 | -1.0675 | -1.0889 | -1.1106 | 2179.042 | 2168.1468 | 2157.306 | 2146.5195 | 2135.7869 | 2125.108 | 2114.4824 | 2103.91 | 2093.3905 | 2082.9235 | 0 | 0 | 0 | 0 | 0 | 0 | 0 | 0 | 0 | 0 | 0 | 0 | 0 | 0 | 0 | 0 | 0 | 0 | 0 | 0 | 0 | 0 | 0 | 0 | 0 | 0 | 0 | 0 | 0 | 0
Com ¦ Condensing Boiler ¦ Std Baseline | ROB | C_Office - Small | Greater Toronto Area | Space Heating/Ventilation | Commercial | Com¦Boiler¦Std | End Use Consumption (m^3/year) | 25 | 1.5743 | 1.5984 | 1.6176 | 1.6321 | 1.6413 | 1.6329 | 1.6308 | 1.6308 | 1.6308 | 1.6307 | 0.52357 | 0.54224 | 0.55971 | 0.57602 | 0.59087 | 0.59959 | 0.61078 | 0.623 | 0.63546 | 0.64816 | 0.33258 | 0.33923 | 0.34601 | 0.35294 | 0.35999 | 0.36719 | 0.37454 | 0.38203 | 0.38967 | 0.39746 | 0.19099 | 0.20301 | 0.21369 | 0.22309 | 0.23087 | 0.23239 | 0.23624 | 0.24097 | 0.24579 | 0.25069 | 35151381.7841 | 34975624.8752 | 34800746.7508 | 34626743.0171 | 34453609.302 | 34281341.2555 | 34109934.5492 | 33939384.8765 | 33769687.9521 | 33600839.5123 | 35151381.7841 | 34975624.8752 | 34800746.7508 | 34626743.0171 | 34453609.302 | 34281341.2555 | 34109934.5492 | 33939384.8765 | 33769687.9521 | 33600839.5123 | 33932.964 | 98503.0958 | 188265.7247 | 306618.9598 | 448950.0922 | 610530.2792 | 786772.4293 | 975712.413 | 1174124.5507 | 1380500.4374 | 33932.964 | 64570.1318 | 89762.6289 | 118353.2351 | 142331.1324 | 161580.187 | 176242.1501 | 188939.9838 | 198412.1376 | 206375.8868
Com ¦ Condensing Water Heaters | ROB | C_Office - Small | Greater Toronto Area | Water Heating | Commercial | Com ¦ Water Heating | End Use Consumption (m^3/year) | 13 | 1.5536 | 1.5892 | 1.6159 | 1.6352 | 1.6466 | 1.6465 | 1.6432 | 1.6432 | 1.6432 | 1.6432 | 0.24404 | 0.25463 | 0.26408 | 0.27258 | 0.27997 | 0.28555 | 0.29068 | 0.29649 | 0.30242 | 0.30847 | 0.15708 | 0.16022 | 0.16343 | 0.1667 | 0.17003 | 0.17343 | 0.1769 | 0.18044 | 0.18405 | 0.18773 | 0.086963 | 0.094409 | 0.10066 | 0.10589 | 0.10994 | 0.11212 | 0.11378 | 0.11606 | 0.11838 | 0.12075 | 196399.7045 | 195417.706 | 194440.6174 | 193468.4144 | 192501.0723 | 191538.5669 | 190580.8741 | 189627.9697 | 188679.8299 | 187736.4307 | 196399.7045 | 195417.706 | 194440.6174 | 193468.4144 | 192501.0723 | 191538.5669 | 190580.8741 | 189627.9697 | 188679.8299 | 187736.4307 | 6129.537 | 11993.0714 | 17581.9005 | 23054.7399 | 28366.8804 | 33496.4548 | 38431.0982 | 43190.2784 | 47774.6 | 52199.1797 | 6129.537 | 5863.5345 | 5588.8291 | 5472.8394 | 5312.1405 | 5129.5744 | 4934.6433 | 4759.1802 | 4584.3216 | 4424.5797
Com ¦ Near Condensing Boiler¦ Std Baseline | ROB | C_Office - Small | Greater Toronto Area | Space Heating/Ventilation | Commercial | Com¦Boiler¦Std | End Use Consumption (m^3/year) | 25 | 4.3784 | 4.4456 | 4.4989 | 4.5392 | 4.5649 | 4.5415 | 4.5355 | 4.5356 | 4.5355 | 4.5355 | 0.29918 | 0.30985 | 0.31983 | 0.32915 | 0.33764 | 0.34262 | 0.34902 | 0.356 | 0.36312 | 0.37037 | 0.068331 | 0.069697 | 0.071091 | 0.072513 | 0.073963 | 0.075443 | 0.076952 | 0.078491 | 0.08006 | 0.081662 | 0.23085 | 0.24015 | 0.24874 | 0.25664 | 0.26367 | 0.26718 | 0.27206 | 0.27751 | 0.28306 | 0.28871 | 20086503.8766 | 19986071.3573 | 19886141.0005 | 19786710.2955 | 19687776.744 | 19589337.8603 | 19491391.171 | 19393934.2151 | 19296964.544 | 19200479.7213 | 20086503.8766 | 19986071.3573 | 19886141.0005 | 19786710.2955 | 19687776.744 | 19589337.8603 | 19491391.171 | 19393934.2151 | 19296964.544 | 19200479.7213 | 502216.3831 | 955530.9002 | 1362107.8775 | 1728068.5088 | 2055113.4542 | 2345642.7357 | 2602345.3809 | 2828630.7882 | 3027378.5653 | 3201691.2259 | 502216.3831 | 453314.5172 | 406576.9773 | 365960.6313 | 327044.9454 | 290529.2815 | 256702.6452 | 226285.4073 | 198747.7771 | 174312.6605
Com ¦ Tankless Water Heaters | ROB | C_Office - Small | Greater Toronto Area | Water Heating | Commercial | Com ¦ Water Heating | End Use Consumption (m^3/year) | 18 | 0.54413 | 0.55403 | 0.56143 | 0.5668 | 0.56995 | 0.56992 | 0.56902 | 0.56902 | 0.56901 | 0.56902 | 0.46011 | 0.47785 | 0.49392 | 0.50862 | 0.52167 | 0.53208 | 0.54186 | 0.5527 | 0.56375 | 0.57503 | 0.84559 | 0.8625 | 0.87976 | 0.89735 | 0.9153 | 0.9336 | 0.95228 | 0.97132 | 0.99075 | 1.0106 | -0.38548 | -0.38465 | -0.38583 | -0.38873 | -0.39362 | -0.40152 | -0.41041 | -0.41862 | -0.427 | -0.43553 | 293681.8011 | 292213.3921 | 290752.3251 | 289298.5635 | 287852.0707 | 286412.8103 | 284980.7463 | 283555.8426 | 282138.0634 | 280727.373 | 0 | 0 | 0 | 0 | 0 | 0 | 0 | 0 | 0 | 0 | 0 | 0 | 0 | 0 | 0 | 0 | 0 | 0 | 0 | 0 | 0 | 0 | 0 | 0 | 0 | 0 | 0 | 0 | 0 | 0
Com ¦ Condensing Boiler ¦ Near Cond Baseline | NEW | C_Retail - Large | Greater Toronto Area | Space Heating/Ventilation | Commercial | NA | End Use Consumption (m^3/year) | 25 | 1.0302 | 1.046 | 1.0586 | 1.0681 | 1.0741 | 1.0686 | 1.0672 | 1.0672 | 1.0672 | 1.0672 | 0.22439 | 0.23239 | 0.23987 | 0.24687 | 0.25323 | 0.25697 | 0.26176 | 0.267 | 0.27234 | 0.27778 | 0.2178 | 0.22216 | 0.2266 | 0.23114 | 0.23576 | 0.24047 | 0.24528 | 0.25019 | 0.25519 | 0.2603 | 0.0065823 | 0.010226 | 0.013271 | 0.01573 | 0.01747 | 0.016492 | 0.016479 | 0.016811 | 0.017145 | 0.017485 | 117475.183 | 236712.4938 | 357750.1118 | 480626.9652 | 605382.7465 | 732057.9272 | 860693.7739 | 991332.3641 | 1124016.6025 | 1258790.2377 | 117475.183 | 236712.4938 | 357750.1118 | 480626.9652 | 605382.7465 | 732057.9272 | 860693.7739 | 991332.3641 | 1124016.6025 | 1258790.2377 | 12544.286 | 25276.7363 | 37340.0061 | 48321.2099 | 60853.6643 | 74099.8732 | 87573.4011 | 100927.9687 | 114395.418 | 127877.5926 | 12544.286 | 12732.4503 | 12063.2698 | 10981.2037 | 12532.4544 | 13246.2089 | 13473.5279 | 13354.5677 | 13467.4493 | 13482.1746
Com ¦ Condensing Boiler ¦ Std Baseline | NEW | C_Retail - Large | Greater Toronto Area | Space Heating/Ventilation | Commercial | Com¦Boiler¦Std | End Use Consumption (m^3/year) | 25 | 1.5743 | 1.5984 | 1.6176 | 1.6321 | 1.6413 | 1.6329 | 1.6308 | 1.6308 | 1.6308 | 1.6307 | 0.52357 | 0.54224 | 0.55971 | 0.57602 | 0.59087 | 0.59959 | 0.61078 | 0.623 | 0.63546 | 0.64816 | 0.33258 | 0.33923 | 0.34601 | 0.35294 | 0.35999 | 0.36719 | 0.37454 | 0.38203 | 0.38967 | 0.39746 | 0.19099 | 0.20301 | 0.21369 | 0.22309 | 0.23087 | 0.23239 | 0.23624 | 0.24097 | 0.24579 | 0.25069 | 274108.7604 | 552329.1522 | 834750.2608 | 1121462.9189 | 1412559.7419 | 1708135.1635 | 2008285.4724 | 2313108.8495 | 2622705.4058 | 2937177.2213 | 274108.7604 | 552329.1522 | 834750.2608 | 1121462.9189 | 1412559.7419 | 1708135.1635 | 2008285.4724 | 2313108.8495 | 2622705.4058 | 2937177.2213 | 6601.47 | 13301.9621 | 26793.6845 | 46637.9407 | 74283.658 | 109436.7947 | 151671.1784 | 200480.4527 | 255913.3501 | 317626.7836 | 6601.47 | 6700.4921 | 13491.7224 | 19844.2562 | 27645.7173 | 35153.1367 | 42234.3837 | 48809.2744 | 55432.8973 | 61713.4335
Com ¦ Condensing DOAS | NEW | C_Retail - Large | Greater Toronto Area | Space Heating/Ventilation | Commercial | NA | Customer Segment Consumption (m^3/year) | 15 | 2.2976 | 2.3463 | 2.3849 | 2.4141 | 2.4327 | 2.4157 | 2.4114 | 2.4115 | 2.4114 | 2.4114 | 0.14903 | 0.15523 | 0.16094 | 0.16617 | 0.1708 | 0.173 | 0.17615 | 0.17967 | 0.18327 | 0.18693 | 0.064864 | 0.066161 | 0.067484 | 0.068834 | 0.070211 | 0.071615 | 0.073047 | 0.074508 | 0.075998 | 0.077518 | 0.084169 | 0.089072 | 0.093457 | 0.097337 | 0.10059 | 0.10139 | 0.1031 | 0.10516 | 0.10727 | 0.10941 | 158828.7112 | 320039.8531 | 483685.0451 | 649816.9188 | 818489.1392 | 989756.4246 | 1163674.5682 | 1340300.4595 | 1519692.1067 | 1701908.6587 | 158828.7112 | 320039.8531 | 483685.0451 | 649816.9188 | 818489.1392 | 989756.4246 | 1163674.5682 | 1340300.4595 | 1519692.1067 | 1701908.6587 | 97866.4118 | 197200.8197 | 299216.6584 | 403721.7489 | 512192.5751 | 624173.1815 | 739388.3776 | 857629.8664 | 979006.1865 | 1103436.4514 | 97866.4118 | 99334.4079 | 102015.8387 | 104505.0905 | 108470.8262 | 111980.6064 | 115215.1962 | 118241.4887 | 121376.3201 | 124430.2649
Com ¦ Condensing Water Heaters | NEW | C_Retail - Large | Greater Toronto Area | Water Heating | Commercial | Com ¦ Water Heating | End Use Consumption (m^3/year) | 13 | 1.5536 | 1.5892 | 1.6159 | 1.6352 | 1.6466 | 1.6465 | 1.6432 | 1.6432 | 1.6432 | 1.6432 | 0.24404 | 0.25463 | 0.26408 | 0.27258 | 0.27997 | 0.28555 | 0.29068 | 0.29649 | 0.30242 | 0.30847 | 0.15708 | 0.16022 | 0.16343 | 0.1667 | 0.17003 | 0.17343 | 0.1769 | 0.18044 | 0.18405 | 0.18773 | 0.086963 | 0.094409 | 0.10066 | 0.10589 | 0.10994 | 0.11212 | 0.11378 | 0.11606 | 0.11838 | 0.12075 | 1104.511 | 2225.5896 | 3363.5949 | 4518.8928 | 5691.8565 | 6882.8666 | 8092.311 | 9320.5854 | 10568.0931 | 11835.2455 | 1104.511 | 2225.5896 | 3363.5949 | 4518.8928 | 5691.8565 | 6882.8666 | 8092.311 | 9320.5854 | 10568.0931 | 11835.2455 | 618.1014 | 1245.4743 | 1887.38 | 2541.5154 | 3223.1352 | 3927.3619 | 4651.2897 | 5392.7769 | 6153.0285 | 6931.308 | 618.1014 | 627.3729 | 641.9057 | 654.1354 | 681.6198 | 704.2267 | 723.9278 | 741.4872 | 760.2516 | 778.2795
Com ¦ High perf.glazings ¦ New | NEW | C_Retail - Large | Greater Toronto Area | Space Heating/Ventilation | Commercial | Windows New | End Use Consumption (m^3/year) | 30 | 1.6157 | 1.6383 | 1.6563 | 1.6698 | 1.6785 | 1.6706 | 1.6686 | 1.6686 | 1.6686 | 1.6686 | 0.40969 | 0.42374 | 0.43695 | 0.44934 | 0.4607 | 0.46771 | 0.47649 | 0.48602 | 0.49574 | 0.50565 | 0.25357 | 0.25864 | 0.26382 | 0.26909 | 0.27447 | 0.27996 | 0.28556 | 0.29127 | 0.2971 | 0.30304 | 0.15612 | 0.1651 | 0.17313 | 0.18025 | 0.18623 | 0.18774 | 0.19093 | 0.19475 | 0.19864 | 0.2026 | 78129.2784 | 157430.496 | 237929.0448 | 319650.8149 | 402622.2044 | 486870.1298 | 572422.0364 | 659305.9085 | 747550.281 | 837184.2496 | 78129.2784 | 157430.496 | 237929.0448 | 319650.8149 | 402622.2044 | 486870.1298 | 572422.0364 | 659305.9085 | 747550.281 | 837184.2496 | 24245.9868 | 48855.6633 | 73503.3238 | 97834.8782 | 123919.5501 | 151075.4766 | 178900.552 | 207104.9761 | 235861.7207 | 265081.8577 | 24245.9868 | 24609.6766 | 24647.6605 | 24331.5544 | 26084.6719 | 27155.9264 | 27825.0755 | 28204.4241 | 28756.7445 | 29220.137
Com ¦ Near Condensing Boiler¦ Std Baseline | NEW | C_Retail - Large | Greater Toronto Area | Space Heating/Ventilation | Commercial | Com¦Boiler¦Std | End Use Consumption (m^3/year) | 25 | 4.3784 | 4.4456 | 4.4989 | 4.5392 | 4.5649 | 4.5415 | 4.5355 | 4.5356 | 4.5355 | 4.5355 | 0.29918 | 0.30985 | 0.31983 | 0.32915 | 0.33764 | 0.34262 | 0.34902 | 0.356 | 0.36312 | 0.37037 | 0.068331 | 0.069697 | 0.071091 | 0.072513 | 0.073963 | 0.075443 | 0.076952 | 0.078491 | 0.08006 | 0.081662 | 0.23085 | 0.24015 | 0.24874 | 0.25664 | 0.26367 | 0.26718 | 0.27206 | 0.27751 | 0.28306 | 0.28871 | 156633.5774 | 315616.6584 | 477000.149 | 640835.9536 | 807176.9954 | 976077.2363 | 1147591.6985 | 1321776.4854 | 1498688.8033 | 1678386.9836 | 156633.5774 | 315616.6584 | 477000.149 | 640835.9536 | 807176.9954 | 976077.2363 | 1147591.6985 | 1321776.4854 | 1498688.8033 | 1678386.9836 | 97703.4132 | 196872.3775 | 291345.8115 | 380833.4106 | 465786.8692 | 545921.6613 | 621136.3916 | 691440.1485 | 756995.9919 | 817951.7882 | 97703.4132 | 99168.9644 | 94473.4339 | 89487.5992 | 84953.4586 | 80134.792 | 75214.7303 | 70303.7568 | 65555.8434 | 60955.7963
Com ¦ Super High Perf Glazing ¦New | NEW | C_Retail - Large | Greater Toronto Area | Space Heating/Ventilation | Commercial | Windows New | End Use Consumption (m^3/year) | 30 | 0.53856 | 0.54611 | 0.55209 | 0.55662 | 0.5595 | 0.55687 | 0.5562 | 0.5562 | 0.5562 | 0.55619 | 0.61454 | 0.63561 | 0.65542 | 0.67401 | 0.69106 | 0.70156 | 0.71473 | 0.72903 | 0.74361 | 0.75847 | 1.1411 | 1.1639 | 1.1872 | 1.2109 | 1.2351 | 1.2598 | 1.285 | 1.3107 | 1.3369 | 1.3637 | -0.52653 | -0.52828 | -0.53175 | -0.5369 | -0.54407 | -0.55828 | -0.5703 | -0.5817 | -0.59334 | -0.60522 | 117193.9176 | 236145.744 | 356893.5672 | 479476.2223 | 603933.3066 | 730305.1947 | 858633.0546 | 988958.8628 | 1121325.4215 | 1255776.3744 | 0 | 0 | 0 | 0 | 0 | 0 | 0 | 0 | 0 | 0 | 0 | 0 | 0 | 0 | 0 | 0 | 0 | 0 | 0 | 0 | 0 | 0 | 0 | 0 | 0 | 0 | 0 | 0 | 0 | 0
Com ¦ Tankless Water Heaters | NEW | C_Retail - Large | Greater Toronto Area | Water Heating | Commercial | Com ¦ Water Heating | End Use Consumption (m^3/year) | 18 | 0.54413 | 0.55403 | 0.56143 | 0.5668 | 0.56995 | 0.56992 | 0.56902 | 0.56902 | 0.56901 | 0.56902 | 0.46011 | 0.47785 | 0.49392 | 0.50862 | 0.52167 | 0.53208 | 0.54186 | 0.5527 | 0.56375 | 0.57503 | 0.84559 | 0.8625 | 0.87976 | 0.89735 | 0.9153 | 0.9336 | 0.95228 | 0.97132 | 0.99075 | 1.0106 | -0.38548 | -0.38465 | -0.38583 | -0.38873 | -0.39362 | -0.40152 | -0.41041 | -0.41862 | -0.427 | -0.43553 | 1651.6052 | 3327.9845 | 5029.6746 | 6757.2229 | 8511.1873 | 10292.137 | 12100.652 | 13937.324 | 15802.7561 | 17697.5634 | 0 | 0 | 0 | 0 | 0 | 0 | 0 | 0 | 0 | 0 | 0 | 0 | 0 | 0 | 0 | 0 | 0 | 0 | 0 | 0 | 0 | 0 | 0 | 0 | 0 | 0 | 0 | 0 | 0 | 0
Com ¦ Air Sealing | RET | C_Retail - Large | Greater Toronto Area | Space Heating/Ventilation | Commercial | NA | Floor area (1000m2) | 6 | 0.7443 | 0.77842 | 0.80548 | 0.82599 | 0.83903 | 0.82713 | 0.82412 | 0.82415 | 0.82415 | 0.82412 | 0.06258 | 0.066757 | 0.07046 | 0.073699 | 0.07636 | 0.076782 | 0.078033 | 0.079597 | 0.081189 | 0.082809 | 0.084079 | 0.08576 | 0.087476 | 0.089225 | 0.09101 | 0.09283 | 0.094686 | 0.09658 | 0.098512 | 0.10048 | -0.021499 | -0.019003 | -0.017016 | -0.015526 | -0.01465 | -0.016047 | -0.016654 | -0.016984 | -0.017323 | -0.017673 | 470.2953 | 467.9439 | 465.6041 | 463.2761 | 460.9597 | 458.6549 | 456.3617 | 454.0799 | 451.8095 | 449.5504 | 0 | 0 | 0 | 0 | 0 | 0 | 0 | 0 | 0 | 0 | 0 | 0 | 0 | 0 | 0 | 0 | 0 | 0 | 0 | 0 | 0 | 0 | 0 | 0 | 0 | 0 | 0 | 0 | 0 | 0
Com ¦ Building Controls and Automation Systems | RET | C_Retail - Large | Greater Toronto Area | Space Heating/Ventilation | Commercial | NA | Customer Segment Consumption (m^3/year) | 11 | 1.6349 | 1.6788 | 1.7136 | 1.7399 | 1.7567 | 1.7414 | 1.7375 | 1.7375 | 1.7375 | 1.7375 | 0.21383 | 0.22396 | 0.23317 | 0.24149 | 0.2487 | 0.25146 | 0.25592 | 0.26104 | 0.26626 | 0.27158 | 0.13079 | 0.13341 | 0.13607 | 0.13879 | 0.14157 | 0.1444 | 0.14729 | 0.15024 | 0.15324 | 0.15631 | 0.083038 | 0.090553 | 0.097099 | 0.1027 | 0.10713 | 0.10706 | 0.10863 | 0.1108 | 0.11302 | 0.11528 | 6959943.9732 | 6925144.2534 | 6890518.5321 | 6856065.9394 | 6821785.6097 | 6787676.6817 | 6753738.2983 | 6719969.6068 | 6686369.7588 | 6652937.91 | 6959943.9732 | 6925144.2534 | 6890518.5321 | 6856065.9394 | 6821785.6097 | 6787676.6817 | 6753738.2983 | 6719969.6068 | 6686369.7588 | 6652937.91 | 281192.774 | 567100.6014 | 855426.5109 | 1149227.0161 | 1445244.7494 | 1740796.2041 | 2033469.1525 | 2321866.5317 | 2604135.5066 | 2878969.475 | 281192.774 | 285907.8274 | 288325.9095 | 293800.5052 | 296017.7333 | 295551.4546 | 292672.9485 | 288397.3791 | 282268.9749 | 274833.9684
Com ¦ Demand Control Ventilation | RET | C_Retail - Large | Greater Toronto Area | Space Heating/Ventilation | Commercial | COM/Ventilation | Customer Segment Consumption (m^3/year) | 15 | 9.127 | 9.3203 | 9.4735 | 9.5896 | 9.6635 | 9.596 | 9.579 | 9.5791 | 9.5791 | 9.5789 | 0.52683 | 0.54874 | 0.56892 | 0.58741 | 0.60378 | 0.61155 | 0.62267 | 0.63514 | 0.64784 | 0.66078 | 0.057722 | 0.058876 | 0.060054 | 0.061255 | 0.06248 | 0.06373 | 0.065004 | 0.066304 | 0.06763 | 0.068983 | 0.4691 | 0.48987 | 0.50887 | 0.52615 | 0.5413 | 0.54782 | 0.55767 | 0.56883 | 0.58021 | 0.5918 | 9990219.4292 | 9940268.3321 | 9890566.9904 | 9841114.1554 | 9791908.5847 | 9742949.0417 | 9694234.2965 | 9645763.1251 | 9597534.3094 | 9549546.6379 | 9990219.4292 | 9940268.3321 | 9890566.9904 | 9841114.1554 | 9791908.5847 | 9742949.0417 | 9694234.2965 | 9645763.1251 | 9597534.3094 | 9549546.6379 | 507808.4706 | 1031193.3864 | 1565517.0093 | 2106154.6242 | 2647589.9996 | 3184223.8193 | 3710572.2939 | 4221569.3911 | 4712607.283 | 5179802.4542 | 507808.4706 | 523384.9158 | 534323.6229 | 540637.6149 | 541435.3754 | 536633.8197 | 526348.4745 | 510997.0972 | 491037.8919 | 467195.1712
Com ¦ Destratification | RET | C_Retail - Large | Greater Toronto Area | Space Heating/Ventilation | Commercial | NA | Customer Segment Consumption (m^3/year) | 15 | 3.8641 | 3.9459 | 4.0108 | 4.0599 | 4.0912 | 4.0627 | 4.0554 | 4.0555 | 4.0555 | 4.0554 | 0.48774 | 0.50804 | 0.52672 | 0.54383 | 0.55899 | 0.56618 | 0.57648 | 0.58802 | 0.59978 | 0.61176 | 0.12623 | 0.12875 | 0.13132 | 0.13395 | 0.13663 | 0.13936 | 0.14215 | 0.14499 | 0.14789 | 0.15085 | 0.36152 | 0.37929 | 0.39539 | 0.40988 | 0.42235 | 0.42682 | 0.43433 | 0.44303 | 0.45189 | 0.46091 | 3425597.4243 | 3408469.4372 | 3391427.09 | 3374469.9546 | 3357597.6048 | 3340809.6168 | 3324105.5687 | 3307485.0408 | 3290947.6156 | 3274492.8776 | 3425597.4243 | 3408469.4372 | 3391427.09 | 3374469.9546 | 3357597.6048 | 3340809.6168 | 3324105.5687 | 3307485.0408 | 3290947.6156 | 3274492.8776 | 161941.2676 | 328312.3518 | 497762.7783 | 669554.4368 | 842021.114 | 1013534.4808 | 1182488.1158 | 1347472.5677 | 1507139.4884 | 1660371.0103 | 161941.2676 | 166371.0842 | 169450.4266 | 171791.6585 | 172466.6772 | 171513.3668 | 168953.635 | 164984.4518 | 159666.9207 | 153231.5219
Com ¦ Heat Reflector Panels | RET | C_Retail - Large | Greater Toronto Area | Space Heating/Ventilation | Commercial | NA | End Use Consumption (m^3/year) | 18 | 2.0191 | 2.0568 | 2.0867 | 2.1094 | 2.1238 | 2.1106 | 2.1073 | 2.1073 | 2.1073 | 2.1073 | 0.092157 | 0.095756 | 0.099092 | 0.10217 | 0.10493 | 0.10636 | 0.10832 | 0.11049 | 0.1127 | 0.11495 | 0.045643 | 0.046556 | 0.047487 | 0.048437 | 0.049405 | 0.050393 | 0.051401 | 0.052429 | 0.053478 | 0.054547 | 0.046514 | 0.049201 | 0.051605 | 0.053734 | 0.055522 | 0.055969 | 0.056917 | 0.058057 | 0.059217 | 0.0604 | 417922.8858 | 415833.2713 | 413754.105 | 411685.3345 | 409626.9078 | 407578.7732 | 405540.8794 | 403513.175 | 401495.6091 | 399488.1311 | 417922.8858 | 415833.2713 | 413754.105 | 411685.3345 | 409626.9078 | 407578.7732 | 405540.8794 | 403513.175 | 401495.6091 | 399488.1311 | 15633.982 | 31439.1797 | 47281.7525 | 63475.3817 | 79814.8696 | 96145.1494 | 112333.6095 | 128329.6231 | 144040.9627 | 159415.2655 | 15633.982 | 15805.1977 | 15842.5728 | 16193.6292 | 16339.4879 | 16330.2798 | 16188.4602 | 15996.0135 | 15711.3397 | 15374.3028
Com ¦ Heat/Energy Recovery Ventilation | RET | C_Retail - Large | Greater Toronto Area | Space Heating/Ventilation | Commercial | COM/Ventilation | Customer Segment Consumption (m^3/year) | 15 | 1.9465 | 1.9877 | 2.0204 | 2.0451 | 2.0609 | 2.0465 | 2.0429 | 2.0429 | 2.0429 | 2.0429 | 0.37191 | 0.38738 | 0.40162 | 0.41467 | 0.42623 | 0.43172 | 0.43957 | 0.44837 | 0.45733 | 0.46647 | 0.19107 | 0.19489 | 0.19879 | 0.20276 | 0.20682 | 0.21095 | 0.21517 | 0.21948 | 0.22386 | 0.22834 | 0.18084 | 0.19249 | 0.20284 | 0.21191 | 0.21941 | 0.22076 | 0.2244 | 0.22889 | 0.23347 | 0.23813 | 7052448.6973 | 7017186.4538 | 6982100.5216 | 6947190.019 | 6912454.0689 | 6877891.7985 | 6843502.3395 | 6809284.8278 | 6775238.4037 | 6741362.2117 | 7052448.6973 | 7017186.4538 | 6982100.5216 | 6947190.019 | 6912454.0689 | 6877891.7985 | 6843502.3395 | 6809284.8278 | 6775238.4037 | 6741362.2117 | 0.00091023 | 0.0019263 | 0.0030148 | 0.0041236 | 0.0052828 | 0.0064978 | 0.0077574 | 0.0090378 | 0.010322 | 0.011592 | 0.00091023 | 0.0010161 | 0.0010885 | 0.0011088 | 0.0011592 | 0.001215 | 0.0012596 | 0.0012804 | 0.0012845 | 0.0012695
Com ¦ High perf.glazings ¦ Retro | RET | C_Retail - Large | Greater Toronto Area | Space Heating/Ventilation | Commercial | Windows Retro | End Use Consumption (m^3/year) | 30 | 1.1286 | 1.1444 | 1.1569 | 1.1664 | 1.1725 | 1.167 | 1.1656 | 1.1656 | 1.1656 | 1.1655 | 0.40969 | 0.42374 | 0.43695 | 0.44934 | 0.4607 | 0.46771 | 0.47649 | 0.48602 | 0.49574 | 0.50565 | 0.36301 | 0.37027 | 0.37767 | 0.38523 | 0.39293 | 0.40079 | 0.4088 | 0.41698 | 0.42532 | 0.43383 | 0.046685 | 0.053473 | 0.059275 | 0.064116 | 0.067774 | 0.066916 | 0.067683 | 0.069039 | 0.070417 | 0.071818 | 3109545.281 | 3093997.5546 | 3078527.5668 | 3063134.929 | 3047819.2544 | 3032580.1581 | 3017417.2573 | 3002330.171 | 2987318.5202 | 2972381.9276 | 3109545.281 | 3093997.5546 | 3078527.5668 | 3063134.929 | 3047819.2544 | 3032580.1581 | 3017417.2573 | 3002330.171 | 2987318.5202 | 2972381.9276 | 22672.6425 | 43402.4628 | 61638.68 | 81774.1338 | 102405.3318 | 122777.0031 | 142399.0081 | 161644.1657 | 180396.7712 | 198921.655 | 22672.6425 | 20729.8203 | 18236.2172 | 20135.4538 | 20631.1979 | 20371.6713 | 19622.0051 | 19245.1575 | 18752.6056 | 18524.8837
Com ¦ Operational Improvement | RET | C_Retail - Large | Greater Toronto Area | Cross Cutting/Behavioural | Commercial | NA | Customer Segment Consumption (m^3/year) | 5 | 2.0919 | 2.2142 | 2.3046 | 2.3725 | 2.4157 | 2.3793 | 2.3692 | 2.3692 | 2.3693 | 2.3693 | 0.051596 | 0.055707 | 0.05914 | 0.0621 | 0.064494 | 0.064795 | 0.065809 | 0.067124 | 0.06847 | 0.069841 | 0.024665 | 0.025158 | 0.025662 | 0.026175 | 0.026698 | 0.027232 | 0.027777 | 0.028332 | 0.028899 | 0.029477 | 0.026931 | 0.030548 | 0.033478 | 0.035925 | 0.037796 | 0.037563 | 0.038033 | 0.038792 | 0.039571 | 0.040364 | 5383081.6668 | 5356166.2585 | 5329385.4272 | 5302738.5 | 5276224.8075 | 5249843.6835 | 5223594.4651 | 5197476.4928 | 5171489.1103 | 5145631.6647 | 5383081.6668 | 5356166.2585 | 5329385.4272 | 5302738.5 | 5276224.8075 | 5249843.6835 | 5223594.4651 | 5197476.4928 | 5171489.1103 | 5145631.6647 | 263405.0821 | 534496.9263 | 811000.5274 | 1091073.1504 | 1371960.9928 | 1650909.1251 | 1925222.4603 | 2192453.5748 | 2450305.9936 | 2696830.4006 | 263405.0821 | 271091.8441 | 276503.6012 | 280072.623 | 280887.8423 | 278948.1323 | 274313.3352 | 267231.1146 | 257852.4187 | 246524.407
Com ¦ Roof Insulation Upgrade | RET | C_Retail - Large | Greater Toronto Area | Space Heating/Ventilation | Commercial | NA | Floor area (1000m2) | 20 | 0.96938 | 0.98631 | 0.99974 | 1.0099 | 1.0164 | 1.0105 | 1.009 | 1.009 | 1.009 | 1.009 | 0.36147 | 0.37513 | 0.38785 | 0.39962 | 0.41023 | 0.416 | 0.42369 | 0.43217 | 0.44081 | 0.44963 | 0.37288 | 0.38034 | 0.38795 | 0.39571 | 0.40362 | 0.41169 | 0.41993 | 0.42833 | 0.43689 | 0.44563 | -0.011417 | -0.0052059 | -0.00010224 | 0.0039177 | 0.0066095 | 0.0043095 | 0.0037681 | 0.0038478 | 0.0039229 | 0.0039953 | 263.3654 | 262.0486 | 260.7383 | 259.4346 | 258.1375 | 256.8468 | 255.5625 | 254.2847 | 253.0133 | 251.7482 | 0 | 0 | 0 | 259.4346 | 258.1375 | 256.8468 | 255.5625 | 254.2847 | 253.0133 | 251.7482 | 0 | 0 | 0 | 2.2478 | 4.5383 | 6.8125 | 9.0317 | 11.2242 | 13.3806 | 15.5211 | 0 | 0 | 0 | 2.2478 | 2.2905 | 2.2742 | 2.2192 | 2.1926 | 2.1564 | 2.1405
Com ¦ Super High Perf Glazing ¦Retro | RET | C_Retail - Large | Greater Toronto Area | Space Heating/Ventilation | Commercial | Windows Retro | End Use Consumption (m^3/year) | 30 | 0.53856 | 0.54611 | 0.55209 | 0.55662 | 0.5595 | 0.55687 | 0.5562 | 0.5562 | 0.5562 | 0.55619 | 0.61454 | 0.63561 | 0.65542 | 0.67401 | 0.69106 | 0.70156 | 0.71473 | 0.72903 | 0.74361 | 0.75847 | 1.1411 | 1.1639 | 1.1872 | 1.2109 | 1.2351 | 1.2598 | 1.285 | 1.3107 | 1.3369 | 1.3637 | -0.52653 | -0.52828 | -0.53175 | -0.5369 | -0.54407 | -0.55828 | -0.5703 | -0.5817 | -0.59334 | -0.60522 | 4664317.9215 | 4640996.3319 | 4617791.3503 | 4594702.3935 | 4571728.8815 | 4548870.2371 | 4526125.8859 | 4503495.2565 | 4480977.7802 | 4458572.8913 | 0 | 0 | 0 | 0 | 0 | 0 | 0 | 0 | 0 | 0 | 0 | 0 | 0 | 0 | 0 | 0 | 0 | 0 | 0 | 0 | 0 | 0 | 0 | 0 | 0 | 0 | 0 | 0 | 0 | 0
Com ¦ Wall Insulation Upgrade | RET | C_Retail - Large | Greater Toronto Area | Space Heating/Ventilation | Commercial | NA | Floor area (1000m2) | 20 | 0.23905 | 0.24323 | 0.24654 | 0.24904 | 0.25064 | 0.24918 | 0.24881 | 0.24882 | 0.24882 | 0.24881 | 0.29574 | 0.30693 | 0.31733 | 0.32697 | 0.33564 | 0.34037 | 0.34666 | 0.3536 | 0.36067 | 0.36788 | 1.2372 | 1.2619 | 1.2871 | 1.3129 | 1.3391 | 1.3659 | 1.3932 | 1.4211 | 1.4495 | 1.4785 | -0.94142 | -0.95498 | -0.96981 | -0.98592 | -1.0035 | -1.0256 | -1.0466 | -1.0675 | -1.0889 | -1.1106 | 846.5316 | 842.2989 | 838.0874 | 833.897 | 829.7275 | 825.5789 | 821.451 | 817.3437 | 813.257 | 809.1907 | 0 | 0 | 0 | 0 | 0 | 0 | 0 | 0 | 0 | 0 | 0 | 0 | 0 | 0 | 0 | 0 | 0 | 0 | 0 | 0 | 0 | 0 | 0 | 0 | 0 | 0 | 0 | 0 | 0 | 0
Com ¦ Condensing Boiler ¦ Std Baseline | ROB | C_Retail - Large | Greater Toronto Area | Space Heating/Ventilation | Commercial | Com¦Boiler¦Std | End Use Consumption (m^3/year) | 25 | 1.5743 | 1.5984 | 1.6176 | 1.6321 | 1.6413 | 1.6329 | 1.6308 | 1.6308 | 1.6308 | 1.6307 | 0.52357 | 0.54224 | 0.55971 | 0.57602 | 0.59087 | 0.59959 | 0.61078 | 0.623 | 0.63546 | 0.64816 | 0.33258 | 0.33923 | 0.34601 | 0.35294 | 0.35999 | 0.36719 | 0.37454 | 0.38203 | 0.38967 | 0.39746 | 0.19099 | 0.20301 | 0.21369 | 0.22309 | 0.23087 | 0.23239 | 0.23624 | 0.24097 | 0.24579 | 0.25069 | 10909528.6639 | 10854981.0206 | 10800706.1155 | 10746702.5849 | 10692969.072 | 10639504.2266 | 10586306.7055 | 10533375.172 | 10480708.2961 | 10428304.7546 | 10909528.6639 | 10854981.0206 | 10800706.1155 | 10746702.5849 | 10692969.072 | 10639504.2266 | 10586306.7055 | 10533375.172 | 10480708.2961 | 10428304.7546 | 10549.9799 | 30708.0881 | 58825.6945 | 96024.2785 | 140908.444 | 192034.5466 | 247994.0191 | 308205.2634 | 371682.5124 | 437986.0807 | 10549.9799 | 20158.1082 | 28117.6064 | 37198.584 | 44884.1655 | 51126.1026 | 55959.4725 | 60211.2443 | 63477.249 | 66303.5683
Com ¦ Condensing DOAS | ROB | C_Retail - Large | Greater Toronto Area | Space Heating/Ventilation | Commercial | NA | Customer Segment Consumption (m^3/year) | 15 | 2.2976 | 2.3463 | 2.3849 | 2.4141 | 2.4327 | 2.4157 | 2.4114 | 2.4115 | 2.4114 | 2.4114 | 0.14903 | 0.15523 | 0.16094 | 0.16617 | 0.1708 | 0.173 | 0.17615 | 0.17967 | 0.18327 | 0.18693 | 0.064864 | 0.066161 | 0.067484 | 0.068834 | 0.070211 | 0.071615 | 0.073047 | 0.074508 | 0.075998 | 0.077518 | 0.084169 | 0.089072 | 0.093457 | 0.097337 | 0.10059 | 0.10139 | 0.1031 | 0.10516 | 0.10727 | 0.10941 | 6321382.7073 | 6289775.7938 | 6258326.9148 | 6227035.2803 | 6195900.1039 | 6164920.6033 | 6134096.0003 | 6103425.5203 | 6072908.3927 | 6042543.8508 | 6321382.7073 | 6289775.7938 | 6258326.9148 | 6227035.2803 | 6195900.1039 | 6164920.6033 | 6134096.0003 | 6103425.5203 | 6072908.3927 | 6042543.8508 | 260878.0845 | 508771.7754 | 743982.1908 | 971060.2906 | 1189202.1062 | 1398161.8063 | 1597908.241 | 1789210.3509 | 1972315.9605 | 2147832.3377 | 260878.0845 | 247893.6909 | 235210.4155 | 227078.0998 | 218141.8156 | 208959.7001 | 199746.4347 | 191302.1098 | 183105.6096 | 175516.3772
Com ¦ Condensing Water Heaters | ROB | C_Retail - Large | Greater Toronto Area | Water Heating | Commercial | Com ¦ Water Heating | End Use Consumption (m^3/year) | 13 | 1.5536 | 1.5892 | 1.6159 | 1.6352 | 1.6466 | 1.6465 | 1.6432 | 1.6432 | 1.6432 | 1.6432 | 0.24404 | 0.25463 | 0.26408 | 0.27258 | 0.27997 | 0.28555 | 0.29068 | 0.29649 | 0.30242 | 0.30847 | 0.15708 | 0.16022 | 0.16343 | 0.1667 | 0.17003 | 0.17343 | 0.1769 | 0.18044 | 0.18405 | 0.18773 | 0.086963 | 0.094409 | 0.10066 | 0.10589 | 0.10994 | 0.11212 | 0.11378 | 0.11606 | 0.11838 | 0.12075 | 43959.5368 | 43739.7391 | 43521.0405 | 43303.4352 | 43086.9181 | 42871.4835 | 42657.1261 | 42443.8404 | 42231.6212 | 42020.4631 | 43959.5368 | 43739.7391 | 43521.0405 | 43303.4352 | 43086.9181 | 42871.4835 | 42657.1261 | 42443.8404 | 42231.6212 | 42020.4631 | 1374.9797 | 2693.4911 | 3953.5398 | 5190.9162 | 6395.4742 | 7562.1929 | 8688.1806 | 9777.786 | 10831.0555 | 11851.3586 | 1374.9797 | 1318.5114 | 1260.0487 | 1237.3764 | 1204.558 | 1166.7187 | 1125.9877 | 1089.6054 | 1053.2695 | 1020.3031
Com ¦ Near Condensing Boiler¦ Std Baseline | ROB | C_Retail - Large | Greater Toronto Area | Space Heating/Ventilation | Commercial | Com¦Boiler¦Std | End Use Consumption (m^3/year) | 25 | 4.3784 | 4.4456 | 4.4989 | 4.5392 | 4.5649 | 4.5415 | 4.5355 | 4.5356 | 4.5355 | 4.5355 | 0.29918 | 0.30985 | 0.31983 | 0.32915 | 0.33764 | 0.34262 | 0.34902 | 0.356 | 0.36312 | 0.37037 | 0.068331 | 0.069697 | 0.071091 | 0.072513 | 0.073963 | 0.075443 | 0.076952 | 0.078491 | 0.08006 | 0.081662 | 0.23085 | 0.24015 | 0.24874 | 0.25664 | 0.26367 | 0.26718 | 0.27206 | 0.27751 | 0.28306 | 0.28871 | 6234016.3794 | 6202846.2975 | 6171832.066 | 6140972.9057 | 6110268.0411 | 6079716.7009 | 6049318.1174 | 6019071.5268 | 5988976.1692 | 5959031.2884 | 6234016.3794 | 6202846.2975 | 6171832.066 | 6140972.9057 | 6110268.0411 | 6079716.7009 | 6049318.1174 | 6019071.5268 | 5988976.1692 | 5959031.2884 | 156142.3494 | 297295.9881 | 424092.2291 | 538401.0145 | 640718.5772 | 731768.468 | 812371.2059 | 883577.9999 | 946275.9578 | 1001424.3073 | 156142.3494 | 141153.6386 | 126796.241 | 114308.7855 | 102317.5627 | 91049.8908 | 80602.7379 | 71206.794 | 62697.958 | 55148.3495
Com ¦ Tankless Water Heaters | ROB | C_Retail - Large | Greater Toronto Area | Water Heating | Commercial | Com ¦ Water Heating | End Use Consumption (m^3/year) | 18 | 0.54413 | 0.55403 | 0.56143 | 0.5668 | 0.56995 | 0.56992 | 0.56902 | 0.56902 | 0.56901 | 0.56902 | 0.46011 | 0.47785 | 0.49392 | 0.50862 | 0.52167 | 0.53208 | 0.54186 | 0.5527 | 0.56375 | 0.57503 | 0.84559 | 0.8625 | 0.87976 | 0.89735 | 0.9153 | 0.9336 | 0.95228 | 0.97132 | 0.99075 | 1.0106 | -0.38548 | -0.38465 | -0.38583 | -0.38873 | -0.39362 | -0.40152 | -0.41041 | -0.41862 | -0.427 | -0.43553 | 65733.8868 | 65405.2174 | 65078.1913 | 64752.8004 | 64429.0364 | 64106.8912 | 63786.3567 | 63467.4249 | 63150.0878 | 62834.3374 | 0 | 0 | 0 | 0 | 0 | 0 | 0 | 0 | 0 | 0 | 0 | 0 | 0 | 0 | 0 | 0 | 0 | 0 | 0 | 0 | 0 | 0 | 0 | 0 | 0 | 0 | 0 | 0 | 0 | 0
Com ¦ Air Curtains | NEW | C_Retail - Small | Greater Toronto Area | Space Heating/Ventilation | Commercial | NA | Shipping door | 15 | 5.3878 | 5.504 | 5.5961 | 5.6658 | 5.7101 | 5.6694 | 5.659 | 5.6589 | 5.6587 | 5.6585 | 54793.8552 | 57095.1782 | 59211.3087 | 61147.8426 | 62858.8782 | 63658.8135 | 64812.7081 | 66108.1395 | 67428.0058 | 68773.4309 | 10170 | 10373.4 | 10580.868 | 10792.4854 | 11008.3351 | 11228.5018 | 11453.0718 | 11682.1332 | 11915.7759 | 12154.0914 | 44623.8552 | 46721.7782 | 48630.4407 | 50355.3572 | 51850.5432 | 52430.3118 | 53359.6363 | 54426.0063 | 55512.2299 | 56619.3395 | 14.3226 | 28.9603 | 43.922 | 59.2167 | 74.8539 | 90.843 | 107.194 | 123.9171 | 141.0224 | 158.5209 | 14.3226 | 28.9603 | 43.922 | 59.2167 | 74.8539 | 90.843 | 107.194 | 123.9171 | 141.0224 | 158.5209 | 10.2555 | 20.7365 | 31.6781 | 43.0786 | 54.9642 | 67.3277 | 80.1645 | 93.4707 | 107.248 | 121.4951 | 10.2555 | 10.4811 | 10.9416 | 11.4005 | 11.8856 | 12.3635 | 12.8368 | 13.3062 | 13.7773 | 14.247
Com ¦ Condensing Boiler ¦ Near Cond Baseline | NEW | C_Retail - Small | Greater Toronto Area | Space Heating/Ventilation | Commercial | NA | End Use Consumption (m^3/year) | 25 | 1.0302 | 1.046 | 1.0586 | 1.0681 | 1.0741 | 1.0686 | 1.0672 | 1.0672 | 1.0672 | 1.0672 | 0.22439 | 0.23239 | 0.23987 | 0.24687 | 0.25323 | 0.25697 | 0.26176 | 0.267 | 0.27234 | 0.27778 | 0.2178 | 0.22216 | 0.2266 | 0.23114 | 0.23576 | 0.24047 | 0.24528 | 0.25019 | 0.25519 | 0.2603 | 0.0065823 | 0.010226 | 0.013271 | 0.01573 | 0.01747 | 0.016492 | 0.016479 | 0.016811 | 0.017145 | 0.017485 | 212233.8419 | 427651.1915 | 646321.0247 | 868313.6705 | 1093700.8381 | 1322555.6446 | 1554952.6433 | 1790967.8525 | 2030678.7851 | 2274164.4785 | 212233.8419 | 427651.1915 | 646321.0247 | 868313.6705 | 1093700.8381 | 1322555.6446 | 1554952.6433 | 1790967.8525 | 2030678.7851 | 2274164.4785 | 22662.8463 | 45665.6353 | 67459.4647 | 87298.4043 | 109939.8752 | 133870.8344 | 158212.4742 | 182339.1972 | 206669.8552 | 231027.1163 | 22662.8463 | 23002.789 | 21793.8294 | 19838.9396 | 22641.4709 | 23930.9592 | 24341.6398 | 24126.723 | 24330.658 | 24357.2611
Com ¦ Condensing Boiler ¦ Std Baseline | NEW | C_Retail - Small | Greater Toronto Area | Space Heating/Ventilation | Commercial | Com¦Boiler¦Std | End Use Consumption (m^3/year) | 25 | 1.5743 | 1.5984 | 1.6176 | 1.6321 | 1.6413 | 1.6329 | 1.6308 | 1.6308 | 1.6308 | 1.6307 | 0.52357 | 0.54224 | 0.55971 | 0.57602 | 0.59087 | 0.59959 | 0.61078 | 0.623 | 0.63546 | 0.64816 | 0.33258 | 0.33923 | 0.34601 | 0.35294 | 0.35999 | 0.36719 | 0.37454 | 0.38203 | 0.38967 | 0.39746 | 0.19099 | 0.20301 | 0.21369 | 0.22309 | 0.23087 | 0.23239 | 0.23624 | 0.24097 | 0.24579 | 0.25069 | 495212.2979 | 997852.7802 | 1508082.391 | 2026065.2312 | 2551968.6223 | 3085963.1708 | 3628222.8343 | 4178924.9891 | 4738250.4986 | 5306383.7832 | 495212.2979 | 997852.7802 | 1508082.391 | 2026065.2312 | 2551968.6223 | 3085963.1708 | 3628222.8343 | 4178924.9891 | 4738250.4986 | 5306383.7832 | 11926.3943 | 24031.6844 | 48406.1949 | 84257.3646 | 134202.865 | 197711.4723 | 274013.2517 | 362193.4065 | 462339.9776 | 573833.1351 | 11926.3943 | 12105.2902 | 24374.5104 | 35851.1698 | 49945.5003 | 63508.6073 | 76301.7794 | 88180.1548 | 100146.5711 | 111493.1575
Com ¦ Condensing Water Heaters | NEW | C_Retail - Small | Greater Toronto Area | Water Heating | Commercial | Com ¦ Water Heating | End Use Consumption (m^3/year) | 13 | 1.5536 | 1.5892 | 1.6159 | 1.6352 | 1.6466 | 1.6465 | 1.6432 | 1.6432 | 1.6432 | 1.6432 | 0.24404 | 0.25463 | 0.26408 | 0.27258 | 0.27997 | 0.28555 | 0.29068 | 0.29649 | 0.30242 | 0.30847 | 0.15708 | 0.16022 | 0.16343 | 0.1667 | 0.17003 | 0.17343 | 0.1769 | 0.18044 | 0.18405 | 0.18773 | 0.086963 | 0.094409 | 0.10066 | 0.10589 | 0.10994 | 0.11212 | 0.11378 | 0.11606 | 0.11838 | 0.12075 | 2793.2081 | 5628.3144 | 8506.2265 | 11427.8702 | 14394.1892 | 17406.1457 | 20464.721 | 23570.9155 | 26725.7494 | 29930.263 | 2793.2081 | 5628.3144 | 8506.2265 | 11427.8702 | 14394.1892 | 17406.1457 | 20464.721 | 23570.9155 | 26725.7494 | 29930.263 | 1563.1223 | 3149.6915 | 4773.0129 | 6427.262 | 8151.0166 | 9931.9421 | 11762.6899 | 13637.8439 | 15560.4513 | 17528.6496 | 1563.1223 | 1586.5692 | 1623.3214 | 1654.249 | 1723.7547 | 1780.9255 | 1830.7478 | 1875.1539 | 1922.6074 | 1968.1984
Com ¦ High perf.glazings ¦ New | NEW | C_Retail - Small | Greater Toronto Area | Space Heating/Ventilation | Commercial | Windows New | End Use Consumption (m^3/year) | 30 | 1.6157 | 1.6383 | 1.6563 | 1.6698 | 1.6785 | 1.6706 | 1.6686 | 1.6686 | 1.6686 | 1.6686 | 0.40969 | 0.42374 | 0.43695 | 0.44934 | 0.4607 | 0.46771 | 0.47649 | 0.48602 | 0.49574 | 0.50565 | 0.25357 | 0.25864 | 0.26382 | 0.26909 | 0.27447 | 0.27996 | 0.28556 | 0.29127 | 0.2971 | 0.30304 | 0.15612 | 0.1651 | 0.17313 | 0.18025 | 0.18623 | 0.18774 | 0.19093 | 0.19475 | 0.19864 | 0.2026 | 141150.4668 | 284418.1907 | 429849.0454 | 577489.8048 | 727388.1605 | 879592.7405 | 1034153.128 | 1191119.8806 | 1350544.5498 | 1512479.701 | 141150.4668 | 284418.1907 | 429849.0454 | 577489.8048 | 727388.1605 | 879592.7405 | 1034153.128 | 1191119.8806 | 1350544.5498 | 1512479.701 | 43803.4552 | 88263.9623 | 132793.0922 | 176751.1363 | 223876.4098 | 272937.0407 | 323206.5744 | 374161.4496 | 426114.1618 | 478904.0513 | 43803.4552 | 44460.5071 | 44529.1299 | 43958.0441 | 47125.2736 | 49060.6309 | 50269.5336 | 50954.8752 | 51952.7122 | 52789.8895
Com ¦ Near Condensing Boiler¦ Std Baseline | NEW | C_Retail - Small | Greater Toronto Area | Space Heating/Ventilation | Commercial | Com¦Boiler¦Std | End Use Consumption (m^3/year) | 25 | 4.3784 | 4.4456 | 4.4989 | 4.5392 | 4.5649 | 4.5415 | 4.5355 | 4.5356 | 4.5355 | 4.5355 | 0.29918 | 0.30985 | 0.31983 | 0.32915 | 0.33764 | 0.34262 | 0.34902 | 0.356 | 0.36312 | 0.37037 | 0.068331 | 0.069697 | 0.071091 | 0.072513 | 0.073963 | 0.075443 | 0.076952 | 0.078491 | 0.08006 | 0.081662 | 0.23085 | 0.24015 | 0.24874 | 0.25664 | 0.26367 | 0.26718 | 0.27206 | 0.27751 | 0.28306 | 0.28871 | 282978.4559 | 570201.5887 | 861761.3663 | 1157751.5607 | 1458267.7842 | 1763407.5262 | 2073270.191 | 2387957.1367 | 2707571.7135 | 3032219.3047 | 282978.4559 | 570201.5887 | 861761.3663 | 1157751.5607 | 1458267.7842 | 1763407.5262 | 2073270.191 | 2387957.1367 | 2707571.7135 | 3032219.3047 | 176513.6279 | 355674.9603 | 526353.2204 | 688023.9366 | 841503.1519 | 986276.8338 | 1122161.7993 | 1249174.4673 | 1367609.4265 | 1477733.8162 | 176513.6279 | 179161.3323 | 170678.2601 | 161670.7162 | 153479.2152 | 144773.682 | 135884.9655 | 127012.668 | 118434.9592 | 110124.3897
Com ¦ Super High Perf Glazing ¦New | NEW | C_Retail - Small | Greater Toronto Area | Space Heating/Ventilation | Commercial | Windows New | End Use Consumption (m^3/year) | 30 | 0.53856 | 0.54611 | 0.55209 | 0.55662 | 0.5595 | 0.55687 | 0.5562 | 0.5562 | 0.5562 | 0.55619 | 0.61454 | 0.63561 | 0.65542 | 0.67401 | 0.69106 | 0.70156 | 0.71473 | 0.72903 | 0.74361 | 0.75847 | 1.1411 | 1.1639 | 1.1872 | 1.2109 | 1.2351 | 1.2598 | 1.285 | 1.3107 | 1.3369 | 1.3637 | -0.52653 | -0.52828 | -0.53175 | -0.5369 | -0.54407 | -0.55828 | -0.5703 | -0.5817 | -0.59334 | -0.60522 | 211725.7003 | 426627.286 | 644773.5681 | 866234.7072 | 1091082.2408 | 1319389.1107 | 1551229.692 | 1786679.8209 | 2025816.8247 | 2268719.5516 | 0 | 0 | 0 | 0 | 0 | 0 | 0 | 0 | 0 | 0 | 0 | 0 | 0 | 0 | 0 | 0 | 0 | 0 | 0 | 0 | 0 | 0 | 0 | 0 | 0 | 0 | 0 | 0 | 0 | 0
Com ¦ Tankless Water Heaters | NEW | C_Retail - Small | Greater Toronto Area | Water Heating | Commercial | Com ¦ Water Heating | End Use Consumption (m^3/year) | 18 | 0.54413 | 0.55403 | 0.56143 | 0.5668 | 0.56995 | 0.56992 | 0.56902 | 0.56902 | 0.56901 | 0.56902 | 0.46011 | 0.47785 | 0.49392 | 0.50862 | 0.52167 | 0.53208 | 0.54186 | 0.5527 | 0.56375 | 0.57503 | 0.84559 | 0.8625 | 0.87976 | 0.89735 | 0.9153 | 0.9336 | 0.95228 | 0.97132 | 0.99075 | 1.0106 | -0.38548 | -0.38465 | -0.38583 | -0.38873 | -0.39362 | -0.40152 | -0.41041 | -0.41862 | -0.427 | -0.43553 | 4176.7598 | 8416.171 | 12719.5911 | 17088.404 | 21524.0212 | 26027.8814 | 30601.4519 | 35246.2288 | 39963.7375 | 44755.5334 | 0 | 0 | 0 | 0 | 0 | 0 | 0 | 0 | 0 | 0 | 0 | 0 | 0 | 0 | 0 | 0 | 0 | 0 | 0 | 0 | 0 | 0 | 0 | 0 | 0 | 0 | 0 | 0 | 0 | 0
Com ¦ Air Sealing | RET | C_Retail - Small | Greater Toronto Area | Space Heating/Ventilation | Commercial | NA | Floor area (1000m2) | 6 | 0.7443 | 0.77842 | 0.80548 | 0.82599 | 0.83903 | 0.82713 | 0.82412 | 0.82415 | 0.82415 | 0.82412 | 0.06258 | 0.066757 | 0.07046 | 0.073699 | 0.07636 | 0.076782 | 0.078033 | 0.079597 | 0.081189 | 0.082809 | 0.084079 | 0.08576 | 0.087476 | 0.089225 | 0.09101 | 0.09283 | 0.094686 | 0.09658 | 0.098512 | 0.10048 | -0.021499 | -0.019003 | -0.017016 | -0.015526 | -0.01465 | -0.016047 | -0.016654 | -0.016984 | -0.017323 | -0.017673 | 1118.4921 | 1112.8996 | 1107.3351 | 1101.7985 | 1096.2895 | 1090.808 | 1085.354 | 1079.9272 | 1074.5276 | 1069.1549 | 0 | 0 | 0 | 0 | 0 | 0 | 0 | 0 | 0 | 0 | 0 | 0 | 0 | 0 | 0 | 0 | 0 | 0 | 0 | 0 | 0 | 0 | 0 | 0 | 0 | 0 | 0 | 0 | 0 | 0
Com ¦ Building Controls and Automation Systems | RET | C_Retail - Small | Greater Toronto Area | Space Heating/Ventilation | Commercial | NA | Customer Segment Consumption (m^3/year) | 11 | 1.6349 | 1.6788 | 1.7136 | 1.7399 | 1.7567 | 1.7414 | 1.7375 | 1.7375 | 1.7375 | 1.7375 | 0.21383 | 0.22396 | 0.23317 | 0.24149 | 0.2487 | 0.25146 | 0.25592 | 0.26104 | 0.26626 | 0.27158 | 0.13079 | 0.13341 | 0.13607 | 0.13879 | 0.14157 | 0.1444 | 0.14729 | 0.15024 | 0.15324 | 0.15631 | 0.083038 | 0.090553 | 0.097099 | 0.1027 | 0.10713 | 0.10706 | 0.10863 | 0.1108 | 0.11302 | 0.11528 | 12956341.2301 | 12891559.524 | 12827101.7263 | 12762966.2177 | 12699151.3866 | 12635655.6297 | 12572477.3515 | 12509614.9648 | 12447066.8899 | 12384831.5555 | 12956341.2301 | 12891559.524 | 12827101.7263 | 12762966.2177 | 12699151.3866 | 12635655.6297 | 12572477.3515 | 12509614.9648 | 12447066.8899 | 12384831.5555 | 523456.7327 | 1055690.8119 | 1592426.2918 | 2139353.0507 | 2690407.3089 | 3240593.562 | 3785421.3083 | 4322289.8332 | 4847749.9766 | 5359369.422 | 523456.7327 | 532234.0792 | 536735.4799 | 546926.7588 | 551054.2582 | 550186.2532 | 544827.7463 | 536868.5249 | 525460.1434 | 511619.4455
Com ¦ Demand Control Ventilation | RET | C_Retail - Small | Greater Toronto Area | Space Heating/Ventilation | Commercial | NA | Customer Segment Consumption (m^3/year) | 15 | 7.3302 | 7.4854 | 7.6085 | 7.7017 | 7.7611 | 7.7069 | 7.6932 | 7.6933 | 7.6933 | 7.6932 | 0.42311 | 0.44071 | 0.45692 | 0.47177 | 0.48491 | 0.49116 | 0.50009 | 0.5101 | 0.5203 | 0.5307 | 0.057722 | 0.058876 | 0.060054 | 0.061255 | 0.06248 | 0.06373 | 0.065004 | 0.066304 | 0.06763 | 0.068983 | 0.36539 | 0.38184 | 0.39687 | 0.41051 | 0.42243 | 0.42743 | 0.43509 | 0.4438 | 0.45267 | 0.46171 | 11083584.7466 | 11028166.8229 | 10973025.9888 | 10918160.8589 | 10863570.0546 | 10809252.2043 | 10755205.9433 | 10701429.9136 | 10647922.764 | 10594683.1502 | 11083584.7466 | 11028166.8229 | 10973025.9888 | 10918160.8589 | 10863570.0546 | 10809252.2043 | 10755205.9433 | 10701429.9136 | 10647922.764 | 10594683.1502 | 554267.2605 | 1125050.8472 | 1707383.6218 | 2296861.6023 | 2887531.2908 | 3473406.4995 | 4048734.3511 | 4608246.8801 | 5146999.2422 | 5660789.8053 | 554267.2605 | 570783.5866 | 582332.7746 | 589477.9805 | 590669.6885 | 585875.2087 | 575327.8516 | 559512.529 | 538752.3621 | 513790.5632
Com ¦ Heat Reflector Panels | RET | C_Retail - Small | Greater Toronto Area | Space Heating/Ventilation | Commercial | NA | End Use Consumption (m^3/year) | 18 | 2.0191 | 2.0568 | 2.0867 | 2.1094 | 2.1238 | 2.1106 | 2.1073 | 2.1073 | 2.1073 | 2.1073 | 0.092157 | 0.095756 | 0.099092 | 0.10217 | 0.10493 | 0.10636 | 0.10832 | 0.11049 | 0.1127 | 0.11495 | 0.045643 | 0.046556 | 0.047487 | 0.048437 | 0.049405 | 0.050393 | 0.051401 | 0.052429 | 0.053478 | 0.054547 | 0.046514 | 0.049201 | 0.051605 | 0.053734 | 0.055522 | 0.055969 | 0.056917 | 0.058057 | 0.059217 | 0.0604 | 755030.7852 | 751255.6313 | 747499.3531 | 743761.8563 | 740043.0471 | 736342.8318 | 732661.1177 | 728997.8121 | 725352.823 | 721726.0589 | 755030.7852 | 751255.6313 | 747499.3531 | 743761.8563 | 740043.0471 | 736342.8318 | 732661.1177 | 728997.8121 | 725352.823 | 721726.0589 | 28244.7747 | 56798.8721 | 85420.4924 | 114676.3408 | 144195.7014 | 173698.4264 | 202944.9362 | 231843.7668 | 260228.2978 | 288003.9289 | 28244.7747 | 28554.0974 | 28621.6203 | 29255.8484 | 29519.3606 | 29502.725 | 29246.5098 | 28898.8306 | 28384.531 | 27775.6311
Com ¦ Heat/Energy Recovery Ventilation | RET | C_Retail - Small | Greater Toronto Area | Space Heating/Ventilation | Commercial | NA | End Use Consumption (m^3/year) | 15 | 1.781 | 1.8187 | 1.8486 | 1.8713 | 1.8857 | 1.8726 | 1.8692 | 1.8693 | 1.8692 | 1.8692 | 0.40645 | 0.42336 | 0.43893 | 0.45319 | 0.46582 | 0.47182 | 0.4804 | 0.49002 | 0.49982 | 0.5098 | 0.22821 | 0.23278 | 0.23743 | 0.24218 | 0.24703 | 0.25197 | 0.25701 | 0.26215 | 0.26739 | 0.27274 | 0.17824 | 0.19059 | 0.2015 | 0.21101 | 0.21879 | 0.21985 | 0.2234 | 0.22787 | 0.23243 | 0.23707 | 12174871.4111 | 12113997.054 | 12053427.0688 | 11993159.9334 | 11933194.1338 | 11873528.1631 | 11814160.5223 | 11755089.7197 | 11696314.2711 | 11637832.6997 | 12174871.4111 | 12113997.054 | 12053427.0688 | 11993159.9334 | 11933194.1338 | 11873528.1631 | 11814160.5223 | 11755089.7197 | 11696314.2711 | 11637832.6997 | 455446.9917 | 915881.8129 | 1377405.4406 | 1849155.996 | 2325155.6858 | 2800887.1258 | 3272487.0968 | 3738480.7398 | 4196181.3024 | 4644063.3537 | 455446.9917 | 460434.8213 | 461523.6277 | 471750.5554 | 475999.6899 | 475731.4399 | 471599.971 | 465993.643 | 457700.5626 | 447882.0513
Com ¦ High perf.glazings ¦ Retro | RET | C_Retail - Small | Greater Toronto Area | Space Heating/Ventilation | Commercial | Windows Retro | End Use Consumption (m^3/year) | 30 | 1.1286 | 1.1444 | 1.1569 | 1.1664 | 1.1725 | 1.167 | 1.1656 | 1.1656 | 1.1656 | 1.1655 | 0.40969 | 0.42374 | 0.43695 | 0.44934 | 0.4607 | 0.46771 | 0.47649 | 0.48602 | 0.49574 | 0.50565 | 0.36301 | 0.37027 | 0.37767 | 0.38523 | 0.39293 | 0.40079 | 0.4088 | 0.41698 | 0.42532 | 0.43383 | 0.046685 | 0.053473 | 0.059275 | 0.064116 | 0.067774 | 0.066916 | 0.067683 | 0.069039 | 0.070417 | 0.071818 | 5617788.5802 | 5589699.6373 | 5561751.1392 | 5533942.3835 | 5506272.6715 | 5478741.3082 | 5451347.6016 | 5424090.8636 | 5396970.4093 | 5369985.5573 | 5617788.5802 | 5589699.6373 | 5561751.1392 | 5533942.3835 | 5506272.6715 | 5478741.3082 | 5451347.6016 | 5424090.8636 | 5396970.4093 | 5369985.5573 | 40961.009 | 78412.0628 | 111358.1059 | 147735.3612 | 185008.2412 | 221812.2534 | 257261.8983 | 292030.7202 | 325909.6845 | 359377.2403 | 40961.009 | 37451.0538 | 32946.0431 | 36377.2552 | 37272.88 | 36804.0122 | 35449.6449 | 34768.8219 | 33878.9643 | 33467.5558
Com ¦ Operational Improvement | RET | C_Retail - Small | Greater Toronto Area | Cross Cutting/Behavioural | Commercial | NA | Customer Segment Consumption (m^3/year) | 5 | 2.0919 | 2.2142 | 2.3046 | 2.3725 | 2.4157 | 2.3793 | 2.3692 | 2.3692 | 2.3693 | 2.3693 | 0.051596 | 0.055707 | 0.05914 | 0.0621 | 0.064494 | 0.064795 | 0.065809 | 0.067124 | 0.06847 | 0.069841 | 0.024665 | 0.025158 | 0.025662 | 0.026175 | 0.026698 | 0.027232 | 0.027777 | 0.028332 | 0.028899 | 0.029477 | 0.026931 | 0.030548 | 0.033478 | 0.035925 | 0.037796 | 0.037563 | 0.038033 | 0.038792 | 0.039571 | 0.040364 | 10020920.1702 | 9970815.5693 | 9920961.4915 | 9871356.684 | 9821999.9006 | 9772889.9011 | 9724025.4516 | 9675405.3243 | 9627028.2977 | 9578893.1562 | 10020920.1702 | 9970815.5693 | 9920961.4915 | 9871356.684 | 9821999.9006 | 9772889.9011 | 9724025.4516 | 9675405.3243 | 9627028.2977 | 9578893.1562 | 490343.9078 | 994997.1709 | 1509724.7351 | 2031096.2414 | 2553985.3259 | 3073263.5273 | 3583913.7837 | 4081380.0737 | 4561387.3751 | 5020306.9226 | 490343.9078 | 504653.2631 | 514727.5642 | 521371.5063 | 522889.0845 | 519278.2014 | 510650.2564 | 497466.2901 | 480007.3013 | 458919.5475
Com ¦ Roof Insulation Upgrade | RET | C_Retail - Small | Greater Toronto Area | Space Heating/Ventilation | Commercial | NA | Floor area (1000m2) | 20 | 0.96938 | 0.98631 | 0.99974 | 1.0099 | 1.0164 | 1.0105 | 1.009 | 1.009 | 1.009 | 1.009 | 0.36147 | 0.37513 | 0.38785 | 0.39962 | 0.41023 | 0.416 | 0.42369 | 0.43217 | 0.44081 | 0.44963 | 0.37288 | 0.38034 | 0.38795 | 0.39571 | 0.40362 | 0.41169 | 0.41993 | 0.42833 | 0.43689 | 0.44563 | -0.011417 | -0.0052059 | -0.00010224 | 0.0039177 | 0.0066095 | 0.0043095 | 0.0037681 | 0.0038478 | 0.0039229 | 0.0039953 | 626.3556 | 623.2238 | 620.1077 | 617.0071 | 613.9221 | 610.8525 | 607.7982 | 604.7592 | 601.7354 | 598.7268 | 0 | 0 | 0 | 617.0071 | 613.9221 | 610.8525 | 607.7982 | 604.7592 | 601.7354 | 598.7268 | 0 | 0 | 0 | 5.346 | 10.7934 | 16.202 | 21.4798 | 26.6943 | 31.8229 | 36.9136 | 0 | 0 | 0 | 5.346 | 5.4474 | 5.4086 | 5.2778 | 5.2145 | 5.1286 | 5.0907
Com ¦ Super High Perf Glazing ¦Retro | RET | C_Retail - Small | Greater Toronto Area | Space Heating/Ventilation | Commercial | Windows Retro | End Use Consumption (m^3/year) | 30 | 0.53856 | 0.54611 | 0.55209 | 0.55662 | 0.5595 | 0.55687 | 0.5562 | 0.5562 | 0.5562 | 0.55619 | 0.61454 | 0.63561 | 0.65542 | 0.67401 | 0.69106 | 0.70156 | 0.71473 | 0.72903 | 0.74361 | 0.75847 | 1.1411 | 1.1639 | 1.1872 | 1.2109 | 1.2351 | 1.2598 | 1.285 | 1.3107 | 1.3369 | 1.3637 | -0.52653 | -0.52828 | -0.53175 | -0.5369 | -0.54407 | -0.55828 | -0.5703 | -0.5817 | -0.59334 | -0.60522 | 8426682.8704 | 8384549.456 | 8342626.7087 | 8300913.5752 | 8259409.0073 | 8218111.9623 | 8177021.4025 | 8136136.2954 | 8095455.614 | 8054978.3359 | 0 | 0 | 0 | 0 | 0 | 0 | 0 | 0 | 0 | 0 | 0 | 0 | 0 | 0 | 0 | 0 | 0 | 0 | 0 | 0 | 0 | 0 | 0 | 0 | 0 | 0 | 0 | 0 | 0 | 0
Com ¦ Wall Insulation Upgrade | RET | C_Retail - Small | Greater Toronto Area | Space Heating/Ventilation | Commercial | NA | Floor area (1000m2) | 20 | 0.23905 | 0.24323 | 0.24654 | 0.24904 | 0.25064 | 0.24918 | 0.24881 | 0.24882 | 0.24882 | 0.24881 | 0.29574 | 0.30693 | 0.31733 | 0.32697 | 0.33564 | 0.34037 | 0.34666 | 0.3536 | 0.36067 | 0.36788 | 1.2372 | 1.2619 | 1.2871 | 1.3129 | 1.3391 | 1.3659 | 1.3932 | 1.4211 | 1.4495 | 1.4785 | -0.94142 | -0.95498 | -0.96981 | -0.98592 | -1.0035 | -1.0256 | -1.0466 | -1.0675 | -1.0889 | -1.1106 | 2013.2858 | 2003.2194 | 1993.2033 | 1983.2372 | 1973.3211 | 1963.4544 | 1953.6372 | 1943.869 | 1934.1496 | 1924.4789 | 0 | 0 | 0 | 0 | 0 | 0 | 0 | 0 | 0 | 0 | 0 | 0 | 0 | 0 | 0 | 0 | 0 | 0 | 0 | 0 | 0 | 0 | 0 | 0 | 0 | 0 | 0 | 0 | 0 | 0
Com ¦ Air Curtains | ROB | C_Retail - Small | Greater Toronto Area | Space Heating/Ventilation | Commercial | NA | Shipping door | 15 | 5.3878 | 5.504 | 5.5961 | 5.6658 | 5.7101 | 5.6694 | 5.659 | 5.6589 | 5.6587 | 5.6585 | 54793.8552 | 57095.1782 | 59211.3087 | 61147.8426 | 62858.8782 | 63658.8135 | 64812.7081 | 66108.1395 | 67428.0058 | 68773.4309 | 10170 | 10373.4 | 10580.868 | 10792.4854 | 11008.3351 | 11228.5018 | 11453.0718 | 11682.1332 | 11915.7759 | 12154.0914 | 44623.8552 | 46721.7782 | 48630.4407 | 50355.3572 | 51850.5432 | 52430.3118 | 53359.6363 | 54426.0063 | 55512.2299 | 56619.3395 | 445.3436 | 443.1169 | 440.9013 | 438.6968 | 436.5033 | 434.3208 | 432.1492 | 429.9884 | 427.8385 | 425.6993 | 445.3436 | 443.1169 | 440.9013 | 438.6968 | 436.5033 | 434.3208 | 432.1492 | 429.9884 | 427.8385 | 425.6993 | 21.3466 | 41.827 | 61.4677 | 80.3469 | 98.4714 | 115.8535 | 132.5075 | 148.4584 | 163.7243 | 178.3288 | 21.3466 | 20.4804 | 19.6406 | 18.8792 | 18.1245 | 17.3821 | 16.654 | 15.9509 | 15.2659 | 14.6045
Com ¦ Condensing Boiler ¦ Std Baseline | ROB | C_Retail - Small | Greater Toronto Area | Space Heating/Ventilation | Commercial | Com¦Boiler¦Std | End Use Consumption (m^3/year) | 25 | 1.5743 | 1.5984 | 1.6176 | 1.6321 | 1.6413 | 1.6329 | 1.6308 | 1.6308 | 1.6308 | 1.6307 | 0.52357 | 0.54224 | 0.55971 | 0.57602 | 0.59087 | 0.59959 | 0.61078 | 0.623 | 0.63546 | 0.64816 | 0.33258 | 0.33923 | 0.34601 | 0.35294 | 0.35999 | 0.36719 | 0.37454 | 0.38203 | 0.38967 | 0.39746 | 0.19099 | 0.20301 | 0.21369 | 0.22309 | 0.23087 | 0.23239 | 0.23624 | 0.24097 | 0.24579 | 0.25069 | 19709449.4549 | 19610902.2076 | 19512847.6966 | 19415283.4581 | 19318207.0408 | 19221616.0056 | 19125507.9256 | 19029880.386 | 18934730.984 | 18840057.3291 | 19709449.4549 | 19610902.2076 | 19512847.6966 | 19415283.4581 | 19318207.0408 | 19221616.0056 | 19125507.9256 | 19029880.386 | 18934730.984 | 18840057.3291 | 19059.8789 | 55478.0622 | 106276.0901 | 173480.0578 | 254569.0048 | 346934.8041 | 448032.7002 | 556811.962 | 671491.6763 | 791277.4956 | 19059.8789 | 36418.1834 | 50798.0279 | 67203.9677 | 81088.947 | 92365.7992 | 101097.8961 | 108779.2619 | 114679.7143 | 119785.8192
Com ¦ Condensing Water Heaters | ROB | C_Retail - Small | Greater Toronto Area | Water Heating | Commercial | Com ¦ Water Heating | End Use Consumption (m^3/year) | 13 | 1.5536 | 1.5892 | 1.6159 | 1.6352 | 1.6466 | 1.6465 | 1.6432 | 1.6432 | 1.6432 | 1.6432 | 0.24404 | 0.25463 | 0.26408 | 0.27258 | 0.27997 | 0.28555 | 0.29068 | 0.29649 | 0.30242 | 0.30847 | 0.15708 | 0.16022 | 0.16343 | 0.1667 | 0.17003 | 0.17343 | 0.1769 | 0.18044 | 0.18405 | 0.18773 | 0.086963 | 0.094409 | 0.10066 | 0.10589 | 0.10994 | 0.11212 | 0.11378 | 0.11606 | 0.11838 | 0.12075 | 111169.6833 | 110613.8349 | 110060.7658 | 109510.4619 | 108962.9096 | 108418.0951 | 107876.0046 | 107336.6246 | 106799.9414 | 106265.9417 | 111169.6833 | 110613.8349 | 110060.7658 | 109510.4619 | 108962.9096 | 108418.0951 | 107876.0046 | 107336.6246 | 106799.9414 | 106265.9417 | 3477.1991 | 6811.5948 | 9998.1437 | 13127.3564 | 16173.5744 | 19124.1003 | 21971.6212 | 24727.1343 | 27390.7575 | 29971.0115 | 3477.1991 | 3334.3957 | 3186.5489 | 3129.2127 | 3046.218 | 2950.5259 | 2847.5209 | 2755.5131 | 2663.6232 | 2580.2539
Com ¦ Near Condensing Boiler¦ Std Baseline | ROB | C_Retail - Small | Greater Toronto Area | Space Heating/Ventilation | Commercial | Com¦Boiler¦Std | End Use Consumption (m^3/year) | 25 | 4.3784 | 4.4456 | 4.4989 | 4.5392 | 4.5649 | 4.5415 | 4.5355 | 4.5356 | 4.5355 | 4.5355 | 0.29918 | 0.30985 | 0.31983 | 0.32915 | 0.33764 | 0.34262 | 0.34902 | 0.356 | 0.36312 | 0.37037 | 0.068331 | 0.069697 | 0.071091 | 0.072513 | 0.073963 | 0.075443 | 0.076952 | 0.078491 | 0.08006 | 0.081662 | 0.23085 | 0.24015 | 0.24874 | 0.25664 | 0.26367 | 0.26718 | 0.27206 | 0.27751 | 0.28306 | 0.28871 | 11262542.5457 | 11206229.8329 | 11150198.6838 | 11094447.6904 | 11038975.4519 | 10983780.5746 | 10928861.6718 | 10874217.3634 | 10819846.2766 | 10765747.0452 | 11262542.5457 | 11206229.8329 | 11150198.6838 | 11094447.6904 | 11038975.4519 | 10983780.5746 | 10928861.6718 | 10874217.3634 | 10819846.2766 | 10765747.0452 | 282090.9903 | 537102.9703 | 766176.4876 | 972689.8301 | 1157539.5053 | 1322032.6997 | 1467651.7854 | 1596295.9046 | 1709567.7307 | 1809200.23 | 282090.9903 | 255011.98 | 229073.5173 | 206513.3425 | 184849.6752 | 164493.1945 | 145619.0856 | 128644.1192 | 113271.8261 | 99632.4993
Com ¦ Tankless Water Heaters | ROB | C_Retail - Small | Greater Toronto Area | Water Heating | Commercial | Com ¦ Water Heating | End Use Consumption (m^3/year) | 18 | 0.54413 | 0.55403 | 0.56143 | 0.5668 | 0.56995 | 0.56992 | 0.56902 | 0.56902 | 0.56901 | 0.56902 | 0.46011 | 0.47785 | 0.49392 | 0.50862 | 0.52167 | 0.53208 | 0.54186 | 0.5527 | 0.56375 | 0.57503 | 0.84559 | 0.8625 | 0.87976 | 0.89735 | 0.9153 | 0.9336 | 0.95228 | 0.97132 | 0.99075 | 1.0106 | -0.38548 | -0.38465 | -0.38583 | -0.38873 | -0.39362 | -0.40152 | -0.41041 | -0.41862 | -0.427 | -0.43553 | 166235.0405 | 165403.8653 | 164576.846 | 163753.9618 | 162935.192 | 162120.516 | 161309.9134 | 160503.3638 | 159700.847 | 158902.3428 | 0 | 0 | 0 | 0 | 0 | 0 | 0 | 0 | 0 | 0 | 0 | 0 | 0 | 0 | 0 | 0 | 0 | 0 | 0 | 0 | 0 | 0 | 0 | 0 | 0 | 0 | 0 | 0 | 0 | 0
Com ¦ Air Curtains | NEW | C_Schools | Greater Toronto Area | Space Heating/Ventilation | Commercial | NA | Shipping door | 15 | 5.3878 | 5.504 | 5.5961 | 5.6658 | 5.7101 | 5.6694 | 5.659 | 5.6589 | 5.6587 | 5.6585 | 54793.8552 | 57095.1782 | 59211.3087 | 61147.8426 | 62858.8782 | 63658.8135 | 64812.7081 | 66108.1395 | 67428.0058 | 68773.4309 | 10170 | 10373.4 | 10580.868 | 10792.4854 | 11008.3351 | 11228.5018 | 11453.0718 | 11682.1332 | 11915.7759 | 12154.0914 | 44623.8552 | 46721.7782 | 48630.4407 | 50355.3572 | 51850.5432 | 52430.3118 | 53359.6363 | 54426.0063 | 55512.2299 | 56619.3395 | 0.83043 | 1.6733 | 2.5289 | 3.3975 | 4.2794 | 5.1749 | 6.0842 | 7.0077 | 7.9456 | 8.8983 | 0.83043 | 1.6733 | 2.5289 | 3.3975 | 4.2794 | 5.1749 | 6.0842 | 7.0077 | 7.9456 | 8.8983 | 0.59461 | 1.1981 | 1.8238 | 2.4712 | 3.1413 | 3.8335 | 4.5471 | 5.2815 | 6.0366 | 6.8118 | 0.59461 | 0.60353 | 0.62568 | 0.64736 | 0.67015 | 0.69218 | 0.71359 | 0.73443 | 0.75504 | 0.77522
Com ¦ Condensing Boiler ¦ Near Cond Baseline | NEW | C_Schools | Greater Toronto Area | Space Heating/Ventilation | Commercial | NA | End Use Consumption (m^3/year) | 25 | 1.0302 | 1.046 | 1.0586 | 1.0681 | 1.0741 | 1.0686 | 1.0672 | 1.0672 | 1.0672 | 1.0672 | 0.22439 | 0.23239 | 0.23987 | 0.24687 | 0.25323 | 0.25697 | 0.26176 | 0.267 | 0.27234 | 0.27778 | 0.2178 | 0.22216 | 0.2266 | 0.23114 | 0.23576 | 0.24047 | 0.24528 | 0.25019 | 0.25519 | 0.2603 | 0.0065823 | 0.010226 | 0.013271 | 0.01573 | 0.01747 | 0.016492 | 0.016479 | 0.016811 | 0.017145 | 0.017485 | 140925.1422 | 283823.2365 | 428735.2919 | 575703.0793 | 724769.1456 | 875976.8286 | 1029370.2723 | 1184994.4419 | 1342895.1401 | 1503119.0226 | 140925.1422 | 283823.2365 | 428735.2919 | 575703.0793 | 724769.1456 | 875976.8286 | 1029370.2723 | 1184994.4419 | 1342895.1401 | 1503119.0226 | 15048.3297 | 30307.3361 | 44750.0627 | 57884.2143 | 72858.7807 | 88670.3138 | 104736.9955 | 120645.7244 | 136672.6471 | 152700.7577 | 15048.3297 | 15259.0064 | 14442.7266 | 13134.1516 | 14974.5665 | 15811.5331 | 16066.6818 | 15908.7288 | 16026.9227 | 16028.1106
Com ¦ Condensing Boiler ¦ Std Baseline | NEW | C_Schools | Greater Toronto Area | Space Heating/Ventilation | Commercial | Com¦Boiler¦Std | End Use Consumption (m^3/year) | 25 | 1.5743 | 1.5984 | 1.6176 | 1.6321 | 1.6413 | 1.6329 | 1.6308 | 1.6308 | 1.6308 | 1.6307 | 0.52357 | 0.54224 | 0.55971 | 0.57602 | 0.59087 | 0.59959 | 0.61078 | 0.623 | 0.63546 | 0.64816 | 0.33258 | 0.33923 | 0.34601 | 0.35294 | 0.35999 | 0.36719 | 0.37454 | 0.38203 | 0.38967 | 0.39746 | 0.19099 | 0.20301 | 0.21369 | 0.22309 | 0.23087 | 0.23239 | 0.23624 | 0.24097 | 0.24579 | 0.25069 | 328825.3319 | 662254.2184 | 1000382.3477 | 1343307.185 | 1691128.0064 | 2043945.9334 | 2401863.9686 | 2764987.0311 | 3133421.9936 | 3507277.7193 | 328825.3319 | 662254.2184 | 1000382.3477 | 1343307.185 | 1691128.0064 | 2043945.9334 | 2401863.9686 | 2764987.0311 | 3133421.9936 | 3507277.7193 | 7919.2309 | 15949.3311 | 32095.0917 | 55813.4082 | 88816.4863 | 130733.3205 | 181037.7263 | 239110.4968 | 304994.5449 | 378267.6629 | 7919.2309 | 8030.1002 | 16145.7605 | 23718.3165 | 33003.0781 | 41916.8342 | 50304.4058 | 58072.7705 | 65884.0481 | 73273.118
Com ¦ Condensing Water Heaters | NEW | C_Schools | Greater Toronto Area | Water Heating | Commercial | Com ¦ Water Heating | End Use Consumption (m^3/year) | 13 | 1.5536 | 1.5892 | 1.6159 | 1.6352 | 1.6466 | 1.6465 | 1.6432 | 1.6432 | 1.6432 | 1.6432 | 0.24404 | 0.25463 | 0.26408 | 0.27258 | 0.27997 | 0.28555 | 0.29068 | 0.29649 | 0.30242 | 0.30847 | 0.15708 | 0.16022 | 0.16343 | 0.1667 | 0.17003 | 0.17343 | 0.1769 | 0.18044 | 0.18405 | 0.18773 | 0.086963 | 0.094409 | 0.10066 | 0.10589 | 0.10994 | 0.11212 | 0.11378 | 0.11606 | 0.11838 | 0.12075 | 1546.259 | 3114.1657 | 4704.1699 | 6316.7301 | 7952.313 | 9611.3941 | 11294.4578 | 13001.9976 | 14734.5158 | 16492.5245 | 1546.259 | 3114.1657 | 4704.1699 | 6316.7301 | 7952.313 | 9611.3941 | 11294.4578 | 13001.9976 | 14734.5158 | 16492.5245 | 865.3104 | 1742.7352 | 2639.5888 | 3552.6081 | 4503.0237 | 5483.9598 | 6491.3063 | 7522.0282 | 8577.7481 | 9657.3902 | 865.3104 | 877.4247 | 896.8536 | 913.0193 | 950.4156 | 980.9361 | 1007.3465 | 1030.722 | 1055.7198 | 1079.6422
Com ¦ Demand Control Kitchen Ventilation | NEW | C_Schools | Greater Toronto Area | Space Heating/Ventilation | Commercial | NA | per building | 15 | 4.3624 | 4.408 | 4.4448 | 4.4736 | 4.4933 | 4.4812 | 4.4808 | 4.4844 | 4.4881 | 4.4919 | 65435.9299 | 67442.9283 | 69366.2343 | 71211.5723 | 72954.905 | 74214.772 | 75691.2479 | 77268.2103 | 78878.4803 | 80524.0625 | 15000 | 15300 | 15606 | 15918.12 | 16236.4824 | 16561.212 | 16892.4363 | 17230.285 | 17574.8907 | 17926.3885 | 50435.9299 | 52142.9283 | 53760.2343 | 55293.4523 | 56718.4226 | 57653.56 | 58798.8116 | 60037.9253 | 61303.5896 | 62597.674 | 663.5063 | 1336.9652 | 2020.5923 | 2714.6076 | 3419.2351 | 4134.7035 | 4861.2459 | 5599.0998 | 6348.5077 | 7109.7166 | 663.5063 | 1336.9652 | 2020.5923 | 2714.6076 | 3419.2351 | 4134.7035 | 4861.2459 | 5599.0998 | 6348.5077 | 7109.7166 | 454.4979 | 915.8132 | 1392.9461 | 1885.7907 | 2395.6705 | 2922.1063 | 3464.7264 | 4023.1855 | 4597.4112 | 5187.1426 | 454.4979 | 461.3154 | 477.1329 | 492.8446 | 509.8798 | 526.4358 | 542.62 | 558.4592 | 574.2257 | 589.7314
Com ¦ High perf.glazings ¦ New | NEW | C_Schools | Greater Toronto Area | Space Heating/Ventilation | Commercial | Windows New | End Use Consumption (m^3/year) | 30 | 1.6157 | 1.6383 | 1.6563 | 1.6698 | 1.6785 | 1.6706 | 1.6686 | 1.6686 | 1.6686 | 1.6686 | 0.40969 | 0.42374 | 0.43695 | 0.44934 | 0.4607 | 0.46771 | 0.47649 | 0.48602 | 0.49574 | 0.50565 | 0.25357 | 0.25864 | 0.26382 | 0.26909 | 0.27447 | 0.27996 | 0.28556 | 0.29127 | 0.2971 | 0.30304 | 0.15612 | 0.1651 | 0.17313 | 0.18025 | 0.18623 | 0.18774 | 0.19093 | 0.19475 | 0.19864 | 0.2026 | 93725.1545 | 188762.4611 | 285139.1939 | 382883.1333 | 482022.5762 | 582586.3452 | 684603.7991 | 788104.843 | 893119.9389 | 999680.1161 | 93725.1545 | 188762.4611 | 285139.1939 | 382883.1333 | 482022.5762 | 582586.3452 | 684603.7991 | 788104.843 | 893119.9389 | 999680.1161 | 29085.8805 | 58578.9633 | 88088.3274 | 117190.2666 | 148357.8764 | 180772.9483 | 213953.3147 | 247552.0406 | 281773.9624 | 316511.9346 | 29085.8805 | 29493.0828 | 29509.3642 | 29101.9392 | 31167.6098 | 32415.0719 | 33180.3664 | 33598.7258 | 34221.9218 | 34737.9723
Com ¦ Near Condensing Boiler¦ Std Baseline | NEW | C_Schools | Greater Toronto Area | Space Heating/Ventilation | Commercial | Com¦Boiler¦Std | End Use Consumption (m^3/year) | 25 | 4.3784 | 4.4456 | 4.4989 | 4.5392 | 4.5649 | 4.5415 | 4.5355 | 4.5356 | 4.5355 | 4.5355 | 0.29918 | 0.30985 | 0.31983 | 0.32915 | 0.33764 | 0.34262 | 0.34902 | 0.356 | 0.36312 | 0.37037 | 0.068331 | 0.069697 | 0.071091 | 0.072513 | 0.073963 | 0.075443 | 0.076952 | 0.078491 | 0.08006 | 0.081662 | 0.23085 | 0.24015 | 0.24874 | 0.25664 | 0.26367 | 0.26718 | 0.27206 | 0.27751 | 0.28306 | 0.28871 | 187900.1896 | 378430.9819 | 571647.0559 | 767604.1057 | 966358.8608 | 1167969.1048 | 1372493.6963 | 1579992.5892 | 1790526.8535 | 2004158.6968 | 187900.1896 | 378430.9819 | 571647.0559 | 767604.1057 | 966358.8608 | 1167969.1048 | 1372493.6963 | 1579992.5892 | 1790526.8535 | 2004158.6968 | 117206.6052 | 236054.1029 | 349170.3246 | 456221.963 | 557763.4623 | 653467.2286 | 743223.859 | 827054.9999 | 905164.9495 | 977738.8772 | 117206.6052 | 118847.4977 | 113116.2217 | 107051.6384 | 101541.4994 | 95703.7663 | 89756.6304 | 83831.1409 | 78109.9495 | 72573.9277
Com ¦ Super High Perf Glazing ¦New | NEW | C_Schools | Greater Toronto Area | Space Heating/Ventilation | Commercial | Windows New | End Use Consumption (m^3/year) | 30 | 0.53856 | 0.54611 | 0.55209 | 0.55662 | 0.5595 | 0.55687 | 0.5562 | 0.5562 | 0.5562 | 0.55619 | 0.61454 | 0.63561 | 0.65542 | 0.67401 | 0.69106 | 0.70156 | 0.71473 | 0.72903 | 0.74361 | 0.75847 | 1.1411 | 1.1639 | 1.1872 | 1.2109 | 1.2351 | 1.2598 | 1.285 | 1.3107 | 1.3369 | 1.3637 | -0.52653 | -0.52828 | -0.53175 | -0.5369 | -0.54407 | -0.55828 | -0.5703 | -0.5817 | -0.59334 | -0.60522 | 140587.7317 | 283143.6916 | 427708.7908 | 574324.7 | 723033.8643 | 873879.5178 | 1026905.6986 | 1182157.2645 | 1339679.9083 | 1499520.1741 | 0 | 0 | 0 | 0 | 0 | 0 | 0 | 0 | 0 | 0 | 0 | 0 | 0 | 0 | 0 | 0 | 0 | 0 | 0 | 0 | 0 | 0 | 0 | 0 | 0 | 0 | 0 | 0 | 0 | 0
Com ¦ Tankless Water Heaters | NEW | C_Schools | Greater Toronto Area | Water Heating | Commercial | Com ¦ Water Heating | End Use Consumption (m^3/year) | 18 | 0.54413 | 0.55403 | 0.56143 | 0.5668 | 0.56995 | 0.56992 | 0.56902 | 0.56902 | 0.56901 | 0.56902 | 0.46011 | 0.47785 | 0.49392 | 0.50862 | 0.52167 | 0.53208 | 0.54186 | 0.5527 | 0.56375 | 0.57503 | 0.84559 | 0.8625 | 0.87976 | 0.89735 | 0.9153 | 0.9336 | 0.95228 | 0.97132 | 0.99075 | 1.0106 | -0.38548 | -0.38465 | -0.38583 | -0.38873 | -0.39362 | -0.40152 | -0.41041 | -0.41862 | -0.427 | -0.43553 | 2312.163 | 4656.6964 | 7034.2728 | 9445.5777 | 11891.3091 | 14372.1781 | 16888.9089 | 19442.2394 | 22032.9208 | 24661.7189 | 0 | 0 | 0 | 0 | 0 | 0 | 0 | 0 | 0 | 0 | 0 | 0 | 0 | 0 | 0 | 0 | 0 | 0 | 0 | 0 | 0 | 0 | 0 | 0 | 0 | 0 | 0 | 0 | 0 | 0
Com ¦ Air Sealing | RET | C_Schools | Greater Toronto Area | Space Heating/Ventilation | Commercial | NA | Floor area (1000m2) | 6 | 0.7443 | 0.77842 | 0.80548 | 0.82599 | 0.83903 | 0.82713 | 0.82412 | 0.82415 | 0.82415 | 0.82412 | 0.06258 | 0.066757 | 0.07046 | 0.073699 | 0.07636 | 0.076782 | 0.078033 | 0.079597 | 0.081189 | 0.082809 | 0.084079 | 0.08576 | 0.087476 | 0.089225 | 0.09101 | 0.09283 | 0.094686 | 0.09658 | 0.098512 | 0.10048 | -0.021499 | -0.019003 | -0.017016 | -0.015526 | -0.01465 | -0.016047 | -0.016654 | -0.016984 | -0.017323 | -0.017673 | 424.3992 | 422.2772 | 420.1659 | 418.065 | 415.9747 | 413.8948 | 411.8254 | 409.7662 | 407.7174 | 405.6788 | 0 | 0 | 0 | 0 | 0 | 0 | 0 | 0 | 0 | 0 | 0 | 0 | 0 | 0 | 0 | 0 | 0 | 0 | 0 | 0 | 0 | 0 | 0 | 0 | 0 | 0 | 0 | 0 | 0 | 0
Com ¦ Building Controls and Automation Systems | RET | C_Schools | Greater Toronto Area | Space Heating/Ventilation | Commercial | NA | Customer Segment Consumption (m^3/year) | 11 | 1.6349 | 1.6788 | 1.7136 | 1.7399 | 1.7567 | 1.7414 | 1.7375 | 1.7375 | 1.7375 | 1.7375 | 0.21383 | 0.22396 | 0.23317 | 0.24149 | 0.2487 | 0.25146 | 0.25592 | 0.26104 | 0.26626 | 0.27158 | 0.13079 | 0.13341 | 0.13607 | 0.13879 | 0.14157 | 0.1444 | 0.14729 | 0.15024 | 0.15324 | 0.15631 | 0.083038 | 0.090553 | 0.097099 | 0.1027 | 0.10713 | 0.10706 | 0.10863 | 0.1108 | 0.11302 | 0.11528 | 8538509.0636 | 8495816.5183 | 8453337.4357 | 8411070.7485 | 8369015.3948 | 8327170.3178 | 8285534.4662 | 8244106.7939 | 8202886.2599 | 8161871.8286 | 8538509.0636 | 8495816.5183 | 8453337.4357 | 8411070.7485 | 8369015.3948 | 8327170.3178 | 8285534.4662 | 8244106.7939 | 8202886.2599 | 8161871.8286 | 344969.3071 | 695723.0753 | 1049443.364 | 1409879.9259 | 1773036.5991 | 2135621.2383 | 2494674.5054 | 2848482.4736 | 3194772.0717 | 3531940.3505 | 344969.3071 | 350753.7683 | 353720.2887 | 360436.5619 | 363156.6732 | 362584.6391 | 359053.2672 | 353807.9682 | 346289.5981 | 337168.2788
Com ¦ Heat Reflector Panels | RET | C_Schools | Greater Toronto Area | Space Heating/Ventilation | Commercial | NA | End Use Consumption (m^3/year) | 18 | 2.0191 | 2.0568 | 2.0867 | 2.1094 | 2.1238 | 2.1106 | 2.1073 | 2.1073 | 2.1073 | 2.1073 | 0.092157 | 0.095756 | 0.099092 | 0.10217 | 0.10493 | 0.10636 | 0.10832 | 0.11049 | 0.1127 | 0.11495 | 0.045643 | 0.046556 | 0.047487 | 0.048437 | 0.049405 | 0.050393 | 0.051401 | 0.052429 | 0.053478 | 0.054547 | 0.046514 | 0.049201 | 0.051605 | 0.053734 | 0.055522 | 0.055969 | 0.056917 | 0.058057 | 0.059217 | 0.0604 | 522236.5606 | 519625.3778 | 517027.2509 | 514442.1147 | 511869.9041 | 509310.5546 | 506764.0018 | 504230.1818 | 501709.0309 | 499200.4857 | 522236.5606 | 519625.3778 | 517027.2509 | 514442.1147 | 511869.9041 | 509310.5546 | 506764.0018 | 504230.1818 | 501709.0309 | 499200.4857 | 19536.2286 | 39286.4082 | 59083.2918 | 79318.8556 | 99736.6845 | 120143.0068 | 140372.1114 | 160360.7346 | 179993.6293 | 199205.3625 | 19536.2286 | 19750.1796 | 19796.8836 | 20235.5638 | 20417.8289 | 20406.3224 | 20229.1046 | 19988.6232 | 19632.8946 | 19211.7333
Com ¦ Heat/Energy Recovery Ventilation | RET | C_Schools | Greater Toronto Area | Space Heating/Ventilation | Commercial | NA | End Use Consumption (m^3/year) | 15 | 1.781 | 1.8187 | 1.8486 | 1.8713 | 1.8857 | 1.8726 | 1.8692 | 1.8693 | 1.8692 | 1.8692 | 0.40645 | 0.42336 | 0.43893 | 0.45319 | 0.46582 | 0.47182 | 0.4804 | 0.49002 | 0.49982 | 0.5098 | 0.22821 | 0.23278 | 0.23743 | 0.24218 | 0.24703 | 0.25197 | 0.25701 | 0.26215 | 0.26739 | 0.27274 | 0.17824 | 0.19059 | 0.2015 | 0.21101 | 0.21879 | 0.21985 | 0.2234 | 0.22787 | 0.23243 | 0.23707 | 8421064.5397 | 8378959.217 | 8337064.4209 | 8295379.0988 | 8253902.2033 | 8212632.6923 | 8171569.5289 | 8130711.6812 | 8090058.1228 | 8049607.8322 | 8421064.5397 | 8378959.217 | 8337064.4209 | 8295379.0988 | 8253902.2033 | 8212632.6923 | 8171569.5289 | 8130711.6812 | 8090058.1228 | 8049607.8322 | 315021.6854 | 633493.332 | 952718.0798 | 1279016.5465 | 1608254.0369 | 1937305.9853 | 2263500.2964 | 2585816.8458 | 2902397.2718 | 3212186.4706 | 315021.6854 | 318471.6467 | 319224.7478 | 326298.4667 | 329237.4904 | 329051.9484 | 326194.3111 | 322316.5494 | 316580.426 | 309789.1988
Com ¦ High perf.glazings ¦ Retro | RET | C_Schools | Greater Toronto Area | Space Heating/Ventilation | Commercial | Windows Retro | End Use Consumption (m^3/year) | 30 | 1.1286 | 1.1444 | 1.1569 | 1.1664 | 1.1725 | 1.167 | 1.1656 | 1.1656 | 1.1656 | 1.1655 | 0.40969 | 0.42374 | 0.43695 | 0.44934 | 0.4607 | 0.46771 | 0.47649 | 0.48602 | 0.49574 | 0.50565 | 0.36301 | 0.37027 | 0.37767 | 0.38523 | 0.39293 | 0.40079 | 0.4088 | 0.41698 | 0.42532 | 0.43383 | 0.046685 | 0.053473 | 0.059275 | 0.064116 | 0.067774 | 0.066916 | 0.067683 | 0.069039 | 0.070417 | 0.071818 | 3885688.695 | 3866260.2515 | 3846928.9502 | 3827694.3055 | 3808555.834 | 3789513.0548 | 3770565.4895 | 3751712.6621 | 3732954.0988 | 3714289.3283 | 3885688.695 | 3866260.2515 | 3846928.9502 | 3827694.3055 | 3808555.834 | 3789513.0548 | 3770565.4895 | 3751712.6621 | 3732954.0988 | 3714289.3283 | 28331.7408 | 54235.7302 | 77023.7127 | 102184.9816 | 127965.7326 | 153422.179 | 177941.8423 | 201990.5968 | 225423.8582 | 248572.5584 | 28331.7408 | 25903.9895 | 22787.9824 | 25161.269 | 25780.751 | 25456.4464 | 24519.6633 | 24048.7545 | 23433.2614 | 23148.7001
Com ¦ Operational Improvement | RET | C_Schools | Greater Toronto Area | Cross Cutting/Behavioural | Commercial | NA | Customer Segment Consumption (m^3/year) | 5 | 2.0919 | 2.2142 | 2.3046 | 2.3725 | 2.4157 | 2.3793 | 2.3692 | 2.3692 | 2.3693 | 2.3693 | 0.051596 | 0.055707 | 0.05914 | 0.0621 | 0.064494 | 0.064795 | 0.065809 | 0.067124 | 0.06847 | 0.069841 | 0.024665 | 0.025158 | 0.025662 | 0.026175 | 0.026698 | 0.027232 | 0.027777 | 0.028332 | 0.028899 | 0.029477 | 0.026931 | 0.030548 | 0.033478 | 0.035925 | 0.037796 | 0.037563 | 0.038033 | 0.038792 | 0.039571 | 0.040364 | 6604003.1039 | 6570983.0884 | 6538128.1729 | 6505437.5321 | 6472910.3444 | 6440545.7927 | 6408343.0637 | 6376301.3484 | 6344419.8417 | 6312697.7424 | 6604003.1039 | 6570983.0884 | 6538128.1729 | 6505437.5321 | 6472910.3444 | 6440545.7927 | 6408343.0637 | 6376301.3484 | 6344419.8417 | 6312697.7424 | 323147.2394 | 655724.6534 | 994941.2496 | 1338536.3474 | 1683131.5621 | 2025347.1267 | 2361876.6889 | 2689717.7323 | 3006052.9244 | 3308490.8308 | 323147.2394 | 332577.414 | 339216.5962 | 343595.0978 | 344595.2147 | 342215.5646 | 336529.5623 | 327841.0433 | 316335.1922 | 302437.9064
Com ¦ Roof Insulation Upgrade | RET | C_Schools | Greater Toronto Area | Space Heating/Ventilation | Commercial | NA | Floor area (1000m2) | 20 | 0.96938 | 0.98631 | 0.99974 | 1.0099 | 1.0164 | 1.0105 | 1.009 | 1.009 | 1.009 | 1.009 | 0.36147 | 0.37513 | 0.38785 | 0.39962 | 0.41023 | 0.416 | 0.42369 | 0.43217 | 0.44081 | 0.44963 | 0.37288 | 0.38034 | 0.38795 | 0.39571 | 0.40362 | 0.41169 | 0.41993 | 0.42833 | 0.43689 | 0.44563 | -0.011417 | -0.0052059 | -0.00010224 | 0.0039177 | 0.0066095 | 0.0043095 | 0.0037681 | 0.0038478 | 0.0039229 | 0.0039953 | 237.6636 | 236.4753 | 235.2929 | 234.1164 | 232.9458 | 231.7811 | 230.6222 | 229.4691 | 228.3217 | 227.1801 | 0 | 0 | 0 | 234.1164 | 232.9458 | 231.7811 | 230.6222 | 229.4691 | 228.3217 | 227.1801 | 0 | 0 | 0 | 2.0285 | 4.0954 | 6.1477 | 8.1503 | 10.1289 | 12.0748 | 14.0064 | 0 | 0 | 0 | 2.0285 | 2.0669 | 2.0522 | 2.0026 | 1.9786 | 1.946 | 1.9316
Com ¦ Super High Perf Glazing ¦Retro | RET | C_Schools | Greater Toronto Area | Space Heating/Ventilation | Commercial | Windows Retro | End Use Consumption (m^3/year) | 30 | 0.53856 | 0.54611 | 0.55209 | 0.55662 | 0.5595 | 0.55687 | 0.5562 | 0.5562 | 0.5562 | 0.55619 | 0.61454 | 0.63561 | 0.65542 | 0.67401 | 0.69106 | 0.70156 | 0.71473 | 0.72903 | 0.74361 | 0.75847 | 1.1411 | 1.1639 | 1.1872 | 1.2109 | 1.2351 | 1.2598 | 1.285 | 1.3107 | 1.3369 | 1.3637 | -0.52653 | -0.52828 | -0.53175 | -0.5369 | -0.54407 | -0.55828 | -0.5703 | -0.5817 | -0.59334 | -0.60522 | 5828533.0424 | 5799390.3772 | 5770393.4253 | 5741541.4582 | 5712833.7509 | 5684269.5822 | 5655848.2343 | 5627568.9931 | 5599431.1481 | 5571433.9924 | 0 | 0 | 0 | 0 | 0 | 0 | 0 | 0 | 0 | 0 | 0 | 0 | 0 | 0 | 0 | 0 | 0 | 0 | 0 | 0 | 0 | 0 | 0 | 0 | 0 | 0 | 0 | 0 | 0 | 0
Com ¦ Wall Insulation Upgrade | RET | C_Schools | Greater Toronto Area | Space Heating/Ventilation | Commercial | NA | Floor area (1000m2) | 20 | 0.23905 | 0.24323 | 0.24654 | 0.24904 | 0.25064 | 0.24918 | 0.24881 | 0.24882 | 0.24882 | 0.24881 | 0.29574 | 0.30693 | 0.31733 | 0.32697 | 0.33564 | 0.34037 | 0.34666 | 0.3536 | 0.36067 | 0.36788 | 1.2372 | 1.2619 | 1.2871 | 1.3129 | 1.3391 | 1.3659 | 1.3932 | 1.4211 | 1.4495 | 1.4785 | -0.94142 | -0.95498 | -0.96981 | -0.98592 | -1.0035 | -1.0256 | -1.0466 | -1.0675 | -1.0889 | -1.1106 | 763.9186 | 760.099 | 756.2985 | 752.5171 | 748.7545 | 745.0107 | 741.2856 | 737.5792 | 733.8913 | 730.2219 | 0 | 0 | 0 | 0 | 0 | 0 | 0 | 0 | 0 | 0 | 0 | 0 | 0 | 0 | 0 | 0 | 0 | 0 | 0 | 0 | 0 | 0 | 0 | 0 | 0 | 0 | 0 | 0 | 0 | 0
Com ¦ Air Curtains | ROB | C_Schools | Greater Toronto Area | Space Heating/Ventilation | Commercial | NA | Shipping door | 15 | 5.3878 | 5.504 | 5.5961 | 5.6658 | 5.7101 | 5.6694 | 5.659 | 5.6589 | 5.6587 | 5.6585 | 54793.8552 | 57095.1782 | 59211.3087 | 61147.8426 | 62858.8782 | 63658.8135 | 64812.7081 | 66108.1395 | 67428.0058 | 68773.4309 | 10170 | 10373.4 | 10580.868 | 10792.4854 | 11008.3351 | 11228.5018 | 11453.0718 | 11682.1332 | 11915.7759 | 12154.0914 | 44623.8552 | 46721.7782 | 48630.4407 | 50355.3572 | 51850.5432 | 52430.3118 | 53359.6363 | 54426.0063 | 55512.2299 | 56619.3395 | 33.051 | 32.8858 | 32.7213 | 32.5577 | 32.3949 | 32.233 | 32.0718 | 31.9114 | 31.7519 | 31.5931 | 33.051 | 32.8858 | 32.7213 | 32.5577 | 32.3949 | 32.233 | 32.0718 | 31.9114 | 31.7519 | 31.5931 | 1.5811 | 3.0946 | 4.5425 | 5.9307 | 7.26 | 8.5313 | 9.746 | 10.906 | 12.0129 | 13.0686 | 1.5811 | 1.5135 | 1.4479 | 1.3883 | 1.3293 | 1.2713 | 1.2147 | 1.16 | 1.1069 | 1.0557
Com ¦ Condensing Boiler ¦ Std Baseline | ROB | C_Schools | Greater Toronto Area | Space Heating/Ventilation | Commercial | Com¦Boiler¦Std | End Use Consumption (m^3/year) | 25 | 1.5743 | 1.5984 | 1.6176 | 1.6321 | 1.6413 | 1.6329 | 1.6308 | 1.6308 | 1.6308 | 1.6307 | 0.52357 | 0.54224 | 0.55971 | 0.57602 | 0.59087 | 0.59959 | 0.61078 | 0.623 | 0.63546 | 0.64816 | 0.33258 | 0.33923 | 0.34601 | 0.35294 | 0.35999 | 0.36719 | 0.37454 | 0.38203 | 0.38967 | 0.39746 | 0.19099 | 0.20301 | 0.21369 | 0.22309 | 0.23087 | 0.23239 | 0.23624 | 0.24097 | 0.24579 | 0.25069 | 13632550.2174 | 13564387.4663 | 13496565.529 | 13429082.7013 | 13361937.2878 | 13295127.6014 | 13228651.9634 | 13162508.7036 | 13096696.1601 | 13031212.6793 | 13632550.2174 | 13564387.4663 | 13496565.529 | 13429082.7013 | 13361937.2878 | 13295127.6014 | 13228651.9634 | 13162508.7036 | 13096696.1601 | 13031212.6793 | 13178.61 | 38338.6164 | 73409.4994 | 119775.7591 | 175684.3958 | 239325.0966 | 308933.546 | 383775.4735 | 462614.6817 | 544893.974 | 13178.61 | 25160.0064 | 35070.8829 | 46366.2598 | 55908.6367 | 63640.7008 | 69608.4495 | 74841.9275 | 78839.2082 | 82279.2923
Com ¦ Condensing Water Heaters | ROB | C_Schools | Greater Toronto Area | Water Heating | Commercial | Com ¦ Water Heating | End Use Consumption (m^3/year) | 13 | 1.5536 | 1.5892 | 1.6159 | 1.6352 | 1.6466 | 1.6465 | 1.6432 | 1.6432 | 1.6432 | 1.6432 | 0.24404 | 0.25463 | 0.26408 | 0.27258 | 0.27997 | 0.28555 | 0.29068 | 0.29649 | 0.30242 | 0.30847 | 0.15708 | 0.16022 | 0.16343 | 0.1667 | 0.17003 | 0.17343 | 0.1769 | 0.18044 | 0.18405 | 0.18773 | 0.086963 | 0.094409 | 0.10066 | 0.10589 | 0.10994 | 0.11212 | 0.11378 | 0.11606 | 0.11838 | 0.12075 | 64105.3223 | 63784.7957 | 63465.8717 | 63148.5423 | 62832.7996 | 62518.6356 | 62206.0425 | 61895.0122 | 61585.5372 | 61277.6095 | 64105.3223 | 63784.7957 | 63465.8717 | 63148.5423 | 62832.7996 | 62518.6356 | 62206.0425 | 61895.0122 | 61585.5372 | 61277.6095 | 2004.2236 | 3925.2015 | 5760.0356 | 7560.8366 | 9312.8461 | 11008.7757 | 12644.4413 | 14226.1835 | 15754.0928 | 17233.083 | 2004.2236 | 1920.9779 | 1834.834 | 1800.8011 | 1752.0095 | 1695.9296 | 1635.6656 | 1581.7422 | 1527.9093 | 1478.9902
Com ¦ Demand Control Kitchen Ventilation | ROB | C_Schools | Greater Toronto Area | Space Heating/Ventilation | Commercial | NA | per building | 15 | 4.3624 | 4.408 | 4.4448 | 4.4736 | 4.4933 | 4.4812 | 4.4808 | 4.4844 | 4.4881 | 4.4919 | 65435.9299 | 67442.9283 | 69366.2343 | 71211.5723 | 72954.905 | 74214.772 | 75691.2479 | 77268.2103 | 78878.4803 | 80524.0625 | 15000 | 15300 | 15606 | 15918.12 | 16236.4824 | 16561.212 | 16892.4363 | 17230.285 | 17574.8907 | 17926.3885 | 50435.9299 | 52142.9283 | 53760.2343 | 55293.4523 | 56718.4226 | 57653.56 | 58798.8116 | 60037.9253 | 61303.5896 | 62597.674 | 26407.551 | 26275.5132 | 26144.1357 | 26013.415 | 25883.3479 | 25753.9312 | 25625.1615 | 25497.0357 | 25369.5505 | 25242.7028 | 26407.551 | 26275.5132 | 26144.1357 | 26013.415 | 25883.3479 | 25753.9312 | 25625.1615 | 25497.0357 | 25369.5505 | 25242.7028 | 1209.4493 | 2365.2891 | 3470.0274 | 4529.6197 | 5544.9246 | 6517.0699 | 7447.2228 | 8337.1769 | 9188.1748 | 10001.7454 | 1209.4493 | 1155.8397 | 1104.7384 | 1059.5922 | 1015.305 | 972.1453 | 930.1529 | 889.9541 | 850.9979 | 813.5706
Com ¦ Near Condensing Boiler¦ Std Baseline | ROB | C_Schools | Greater Toronto Area | Space Heating/Ventilation | Commercial | Com¦Boiler¦Std | End Use Consumption (m^3/year) | 25 | 4.3784 | 4.4456 | 4.4989 | 4.5392 | 4.5649 | 4.5415 | 4.5355 | 4.5356 | 4.5355 | 4.5355 | 0.29918 | 0.30985 | 0.31983 | 0.32915 | 0.33764 | 0.34262 | 0.34902 | 0.356 | 0.36312 | 0.37037 | 0.068331 | 0.069697 | 0.071091 | 0.072513 | 0.073963 | 0.075443 | 0.076952 | 0.078491 | 0.08006 | 0.081662 | 0.23085 | 0.24015 | 0.24874 | 0.25664 | 0.26367 | 0.26718 | 0.27206 | 0.27751 | 0.28306 | 0.28871 | 7790028.6957 | 7751078.5522 | 7712323.1594 | 7673761.5436 | 7635392.7359 | 7597215.7722 | 7559229.6934 | 7521433.5449 | 7483826.3772 | 7446407.2453 | 7790028.6957 | 7751078.5522 | 7712323.1594 | 7673761.5436 | 7635392.7359 | 7597215.7722 | 7559229.6934 | 7521433.5449 | 7483826.3772 | 7446407.2453 | 195046.7359 | 371316.2186 | 529607.1949 | 672263.5715 | 799913.171 | 913465.3492 | 1013948.8578 | 1102678.973 | 1180765.8779 | 1249409.1688 | 195046.7359 | 176269.4827 | 158290.9762 | 142656.3766 | 127649.5996 | 113552.1782 | 100483.5086 | 88730.1152 | 78086.9049 | 68643.2909
Com ¦ Steam Traps | ROB | C_Schools | Greater Toronto Area | Space Heating/Ventilation | Commercial | NA | Customer Segment Consumption (m^3/year) | 5 | 4.9574 | 5.249 | 5.4651 | 5.6288 | 5.7333 | 5.638 | 5.614 | 5.6142 | 5.6143 | 5.6141 | 0.14576 | 0.15742 | 0.16718 | 0.17563 | 0.18247 | 0.18302 | 0.18589 | 0.18961 | 0.19341 | 0.19727 | 0.029402 | 0.02999 | 0.03059 | 0.031202 | 0.031826 | 0.032462 | 0.033112 | 0.033774 | 0.034449 | 0.035138 | 0.11636 | 0.12743 | 0.13659 | 0.14443 | 0.15064 | 0.15056 | 0.15278 | 0.15584 | 0.15896 | 0.16213 | 582432.6999 | 579520.5364 | 576622.9337 | 573739.819 | 570871.1199 | 568016.7643 | 565176.6805 | 562350.7971 | 559539.0431 | 556741.3479 | 582432.6999 | 579520.5364 | 576622.9337 | 573739.819 | 570871.1199 | 568016.7643 | 565176.6805 | 562350.7971 | 559539.0431 | 556741.3479 | 87624.08 | 159790.0784 | 219387.0118 | 268740.0896 | 309706.8066 | 343735.1292 | 372066.6197 | 395709.7535 | 415483.6673 | 432057.3786 | 87624.08 | 72165.9984 | 59596.9334 | 49353.0778 | 40966.7171 | 34028.3226 | 28331.4905 | 23643.1339 | 19773.9138 | 16573.7113
Com ¦ Tankless Water Heaters | ROB | C_Schools | Greater Toronto Area | Water Heating | Commercial | Com ¦ Water Heating | End Use Consumption (m^3/year) | 18 | 0.54413 | 0.55403 | 0.56143 | 0.5668 | 0.56995 | 0.56992 | 0.56902 | 0.56902 | 0.56901 | 0.56902 | 0.46011 | 0.47785 | 0.49392 | 0.50862 | 0.52167 | 0.53208 | 0.54186 | 0.5527 | 0.56375 | 0.57503 | 0.84559 | 0.8625 | 0.87976 | 0.89735 | 0.9153 | 0.9336 | 0.95228 | 0.97132 | 0.99075 | 1.0106 | -0.38548 | -0.38465 | -0.38583 | -0.38873 | -0.39362 | -0.40152 | -0.41041 | -0.41862 | -0.427 | -0.43553 | 95858.4259 | 95379.1337 | 94902.2381 | 94427.7269 | 93955.5882 | 93485.8103 | 93018.3812 | 92553.2893 | 92090.5229 | 91630.0703 | 0 | 0 | 0 | 0 | 0 | 0 | 0 | 0 | 0 | 0 | 0 | 0 | 0 | 0 | 0 | 0 | 0 | 0 | 0 | 0 | 0 | 0 | 0 | 0 | 0 | 0 | 0 | 0 | 0 | 0
Ind ¦ Advanced boiler controls including air/fuel mix control ¦ New | NEW | I_Asphalt | Greater Toronto Area | Process - Boiler/Steam | Industrial | NA | End Use Consumption (m^3/year) | 15 | 4.1594 | 4.246 | 4.3104 | 4.357 | 4.3847 | 4.3838 | 4.376 | 4.376 | 4.3761 | 4.376 | 0.12768 | 0.13294 | 0.13765 | 0.14192 | 0.14569 | 0.14857 | 0.15127 | 0.1543 | 0.15738 | 0.16053 | 0.030695 | 0.031309 | 0.031936 | 0.032574 | 0.033226 | 0.03389 | 0.034568 | 0.035259 | 0.035965 | 0.036684 | 0.09698 | 0.10163 | 0.10572 | 0.10935 | 0.11246 | 0.11468 | 0.1167 | 0.11904 | 0.12142 | 0.12384 | 2265.2464 | 4566.7367 | 6905.2888 | 9281.7371 | 11696.9337 | 14151.7481 | 16647.0676 | 19183.7982 | 21762.8644 | 24385.21 | 2265.2464 | 4566.7367 | 6905.2888 | 9281.7371 | 11696.9337 | 14151.7481 | 16647.0676 | 19183.7982 | 21762.8644 | 24385.21 | 1396.4435 | 2815.23 | 4291.0682 | 5819.1877 | 7411.2814 | 9063.7704 | 10770.951 | 12528.583 | 14337.5116 | 16195.9592 | 1396.4435 | 1418.7866 | 1475.8382 | 1528.1195 | 1592.0937 | 1652.489 | 1707.1806 | 1757.632 | 1808.9286 | 1858.4476
Ind ¦ Advanced heating and process control ¦ New | NEW | I_Asphalt | Greater Toronto Area | Process Heat | Industrial | NA | End Use Consumption (m^3/year) | 15 | 5.3148 | 5.4254 | 5.5077 | 5.5672 | 5.6027 | 5.6015 | 5.5915 | 5.5916 | 5.5916 | 5.5916 | 0.31919 | 0.33235 | 0.34413 | 0.35481 | 0.36422 | 0.37142 | 0.37817 | 0.38574 | 0.39346 | 0.40132 | 0.060056 | 0.061257 | 0.062483 | 0.063732 | 0.065007 | 0.066307 | 0.067633 | 0.068986 | 0.070366 | 0.071773 | 0.25913 | 0.27109 | 0.28165 | 0.29108 | 0.29921 | 0.30511 | 0.31054 | 0.31675 | 0.32309 | 0.32955 | 33367.439 | 67268.7569 | 101715.9996 | 136721.4613 | 172297.6906 | 208457.4954 | 245213.9482 | 282580.3924 | 320570.4471 | 359198.0136 | 33367.439 | 67268.7569 | 101715.9996 | 136721.4613 | 172297.6906 | 208457.4954 | 245213.9482 | 282580.3924 | 320570.4471 | 359198.0136 | 21844.6094 | 44038.7325 | 67204.6411 | 91265.956 | 116331.3701 | 142344.371 | 169226.9866 | 196919.2683 | 225419.4687 | 254698.4676 | 21844.6094 | 22194.1231 | 23165.9086 | 24061.3149 | 25065.4142 | 26013.0008 | 26882.6157 | 27692.2816 | 28500.2005 | 29278.9989
Ind ¦ Air compressor heat recovery ¦ New | NEW | I_Asphalt | Greater Toronto Area | Space Heating/Ventilation | Industrial | NA | End Use Consumption (m^3/year) | 25 | 2.502 | 2.5404 | 2.5708 | 2.5939 | 2.6085 | 2.5951 | 2.5917 | 2.5918 | 2.5917 | 2.5917 | 0.78535 | 0.81335 | 0.83956 | 0.86403 | 0.8863 | 0.89938 | 0.91617 | 0.9345 | 0.95318 | 0.97223 | 0.31389 | 0.32017 | 0.32658 | 0.33311 | 0.33977 | 0.34656 | 0.3535 | 0.36057 | 0.36778 | 0.37513 | 0.47146 | 0.49318 | 0.51299 | 0.53092 | 0.54653 | 0.55281 | 0.56267 | 0.57393 | 0.58541 | 0.5971 | 1397.9806 | 2818.329 | 4261.5496 | 5728.1578 | 7218.6791 | 8733.6502 | 10273.6189 | 11839.144 | 13430.7963 | 15049.1582 | 1397.9806 | 2818.329 | 4261.5496 | 5728.1578 | 7218.6791 | 8733.6502 | 10273.6189 | 11839.144 | 13430.7963 | 15049.1582 | 420.8294 | 848.392 | 1283.4696 | 1721.2369 | 2189.3068 | 2683.91 | 3196.6748 | 3721.8446 | 4263.4389 | 4819.9298 | 420.8294 | 427.5626 | 435.0775 | 437.7673 | 468.07 | 494.6032 | 512.7648 | 525.1698 | 541.5942 | 556.4909
Ind ¦ Air curtains ¦ New | NEW | I_Asphalt | Greater Toronto Area | Space Heating/Ventilation | Industrial | NA | End Use Consumption (m^3/year) | 15 | 0.92289 | 0.94244 | 0.95793 | 0.96967 | 0.97714 | 0.97032 | 0.9686 | 0.96861 | 0.96861 | 0.96859 | 0.13548 | 0.14112 | 0.14631 | 0.15106 | 0.15527 | 0.15727 | 0.16013 | 0.16334 | 0.16661 | 0.16993 | 0.1468 | 0.14974 | 0.15274 | 0.15579 | 0.15891 | 0.16208 | 0.16533 | 0.16863 | 0.172 | 0.17544 | -0.01132 | -0.0086192 | -0.0064252 | -0.0047254 | -0.0036321 | -0.0048103 | -0.0051917 | -0.0052929 | -0.0053996 | -0.0055101 | 832.1313 | 1677.5768 | 2536.6367 | 3409.6177 | 4296.8328 | 5198.6013 | 6115.2493 | 7047.1095 | 7994.5216 | 8957.8322 | 0 | 0 | 0 | 0 | 0 | 0 | 0 | 0 | 0 | 0 | 0 | 0 | 0 | 0 | 0 | 0 | 0 | 0 | 0 | 0 | 0 | 0 | 0 | 0 | 0 | 0 | 0 | 0 | 0 | 0
Ind ¦ Automated temperature control ¦ New | NEW | I_Asphalt | Greater Toronto Area | Space Heating/Ventilation | Industrial | NA | End Use Consumption (m^3/year) | 25 | 1.1676 | 1.1855 | 1.1997 | 1.2105 | 1.2173 | 1.2111 | 1.2095 | 1.2095 | 1.2095 | 1.2095 | 0.26178 | 0.27112 | 0.27985 | 0.28801 | 0.29543 | 0.29979 | 0.30539 | 0.3115 | 0.31773 | 0.32408 | 0.22421 | 0.22869 | 0.23327 | 0.23793 | 0.24269 | 0.24755 | 0.2525 | 0.25755 | 0.2627 | 0.26795 | 0.037574 | 0.042423 | 0.046585 | 0.050076 | 0.052741 | 0.052247 | 0.052892 | 0.053952 | 0.055029 | 0.056126 | 1078.6888 | 2174.6365 | 3288.2327 | 4419.8748 | 5569.9684 | 6738.9277 | 7927.1751 | 9135.142 | 10363.2688 | 11612.0048 | 1078.6888 | 2174.6365 | 3288.2327 | 4419.8748 | 5569.9684 | 6738.9277 | 7927.1751 | 9135.142 | 10363.2688 | 11612.0048 | 9.6158 | 19.3854 | 28.2664 | 35.8904 | 45.9081 | 58.0911 | 71.2103 | 84.4313 | 98.3929 | 112.8915 | 9.6158 | 9.7696 | 8.881 | 7.6241 | 10.0177 | 12.1829 | 13.1192 | 13.221 | 13.9616 | 14.4986
Ind ¦ Blow down heat recovery and control ¦ New | NEW | I_Asphalt | Greater Toronto Area | Process - Boiler/Steam | Industrial | NA | End Use Consumption (m^3/year) | 20 | 1.9672 | 2.0009 | 2.026 | 2.0442 | 2.055 | 2.0547 | 2.0516 | 2.0517 | 2.0517 | 2.0517 | 0.061959 | 0.064282 | 0.066391 | 0.068326 | 0.070062 | 0.071451 | 0.072771 | 0.074227 | 0.075713 | 0.077227 | 0.031496 | 0.032126 | 0.032769 | 0.033424 | 0.034093 | 0.034774 | 0.03547 | 0.036179 | 0.036903 | 0.037641 | 0.030463 | 0.032156 | 0.033622 | 0.034902 | 0.035969 | 0.036676 | 0.037301 | 0.038048 | 0.03881 | 0.039587 | 1294.4265 | 2609.5638 | 3945.8793 | 5303.8498 | 6683.9621 | 8086.7132 | 9512.6101 | 10962.1704 | 12435.9225 | 13934.4057 | 1294.4265 | 2609.5638 | 3945.8793 | 5303.8498 | 6683.9621 | 8086.7132 | 9512.6101 | 10962.1704 | 12435.9225 | 13934.4057 | 353.3188 | 712.2907 | 1077.8114 | 1444.8749 | 1840.5435 | 2261 | 2697.8497 | 3145.2755 | 3607.1632 | 4081.9121 | 353.3188 | 358.9719 | 365.5207 | 367.0635 | 395.6686 | 420.4565 | 436.8497 | 447.4257 | 461.8877 | 474.7489
Ind ¦ Boiler combustion air preheat ¦ New | NEW | I_Asphalt | Greater Toronto Area | Process - Boiler/Steam | Industrial | NA | End Use Consumption (m^3/year) | 20 | 68.9876 | 69.0887 | 69.1845 | 69.2782 | 69.3709 | 69.4563 | 69.5363 | 69.6241 | 69.7143 | 69.809 | 2.0992 | 2.1443 | 2.1902 | 2.2371 | 2.2849 | 2.3334 | 2.3828 | 2.4336 | 2.4854 | 2.5386 | 0.030429 | 0.031037 | 0.031658 | 0.032291 | 0.032937 | 0.033596 | 0.034267 | 0.034953 | 0.035652 | 0.036365 | 2.0688 | 2.1133 | 2.1586 | 2.2048 | 2.2519 | 2.2998 | 2.3486 | 2.3986 | 2.4498 | 2.5022 | 1664.2627 | 3355.1535 | 5073.2734 | 6819.2354 | 8593.6656 | 10397.2027 | 12230.4986 | 14094.2191 | 15989.0432 | 17915.6645 | 1664.2627 | 3355.1535 | 5073.2734 | 6819.2354 | 8593.6656 | 10397.2027 | 12230.4986 | 14094.2191 | 15989.0432 | 17915.6645 | 1229.4225 | 2478.5158 | 3787.9532 | 5154.4515 | 6575.2784 | 8048.0287 | 9570.5933 | 11141.1386 | 12758.0905 | 14420.1068 | 1229.4225 | 1249.0933 | 1309.4375 | 1366.4983 | 1420.8268 | 1472.7503 | 1522.5647 | 1570.5452 | 1616.9519 | 1662.0163
Ind ¦ Boiler right sizing and load management | NEW | I_Asphalt | Greater Toronto Area | Process - Boiler/Steam | Industrial | NA | End Use Consumption (m^3/year) | 25 | INF | INF | INF | INF | INF | INF | INF | INF | INF | INF | 0.35266 | 0.36513 | 0.37655 | 0.38712 | 0.39671 | 0.40459 | 0.41215 | 0.4204 | 0.42883 | 0.43741 | 0 | 0 | 0 | 0 | 0 | 0 | 0 | 0 | 0 | 0 | 0.35266 | 0.36513 | 0.37655 | 0.38712 | 0.39671 | 0.40459 | 0.41215 | 0.4204 | 0.42883 | 0.43741 | 5393.4438 | 10873.1827 | 16441.1637 | 22099.3741 | 27849.8422 | 33694.6383 | 39635.8753 | 45675.71 | 51816.3438 | 58060.0238 | 5393.4438 | 10873.1827 | 16441.1637 | 22099.3741 | 27849.8422 | 33694.6383 | 39635.8753 | 45675.71 | 51816.3438 | 58060.0238 | 4040.5329 | 8145.7143 | 12412.631 | 16839.2225 | 21423.3368 | 26162.7911 | 31055.4264 | 36099.1551 | 41292.0018 | 46632.1383 | 4040.5329 | 4105.1814 | 4266.9167 | 4426.5915 | 4584.1143 | 4739.4543 | 4892.6353 | 5043.7287 | 5192.8467 | 5340.1365
Ind ¦ Condensate return ¦ New | NEW | I_Asphalt | Greater Toronto Area | Process - Boiler/Steam | Industrial | NA | End Use Consumption (m^3/year) | 25 | 1.6724 | 1.6976 | 1.7164 | 1.73 | 1.7381 | 1.7378 | 1.7356 | 1.7356 | 1.7357 | 1.7357 | 0.070532 | 0.073026 | 0.07531 | 0.077423 | 0.079342 | 0.080918 | 0.082429 | 0.08408 | 0.085765 | 0.087483 | 0.042173 | 0.043016 | 0.043877 | 0.044754 | 0.045649 | 0.046562 | 0.047494 | 0.048443 | 0.049412 | 0.050401 | 0.028359 | 0.03001 | 0.031433 | 0.032669 | 0.033693 | 0.034355 | 0.034936 | 0.035637 | 0.036353 | 0.037082 | 1561.5304 | 3148.0453 | 4760.1084 | 6398.295 | 8063.1924 | 9755.4 | 11475.5296 | 13224.2056 | 15002.0653 | 16809.7593 | 1561.5304 | 3148.0453 | 4760.1084 | 6398.295 | 8063.1924 | 9755.4 | 11475.5296 | 13224.2056 | 15002.0653 | 16809.7593 | 186.9597 | 376.9107 | 565.37 | 747.7914 | 952.7816 | 1176.6968 | 1411.2067 | 1650.6621 | 1899.3363 | 2155.8385 | 186.9597 | 189.951 | 188.4593 | 182.4214 | 204.9902 | 223.9151 | 234.51 | 239.4553 | 248.6743 | 256.5022
Ind ¦ Condensing boiler ¦ New | NEW | I_Asphalt | Greater Toronto Area | Process - Boiler/Steam | Industrial | NA | End Use Consumption (m^3/year) | 20 | 3.224 | 3.2793 | 3.3205 | 3.3502 | 3.368 | 3.3674 | 3.3624 | 3.3624 | 3.3625 | 3.3625 | 0.3098 | 0.32141 | 0.33195 | 0.34163 | 0.35031 | 0.35725 | 0.36386 | 0.37114 | 0.37856 | 0.38614 | 0.09609 | 0.098012 | 0.099972 | 0.10197 | 0.10401 | 0.10609 | 0.10821 | 0.11038 | 0.11258 | 0.11484 | 0.21371 | 0.2234 | 0.23198 | 0.23966 | 0.2463 | 0.25116 | 0.25564 | 0.26076 | 0.26598 | 0.2713 | 3492.8969 | 7041.6802 | 10647.6108 | 14311.9756 | 18036.0883 | 21821.2895 | 25668.9478 | 29580.4598 | 33557.2512 | 37600.7773 | 3492.8969 | 7041.6802 | 10647.6108 | 14311.9756 | 18036.0883 | 21821.2895 | 25668.9478 | 29580.4598 | 33557.2512 | 37600.7773 | 1756.9521 | 3542.0154 | 5383.8964 | 7272.1064 | 9251.7198 | 11314.4066 | 13445.7488 | 15636.0482 | 17890.6911 | 20206.6821 | 1756.9521 | 1785.0633 | 1841.881 | 1888.21 | 1979.6134 | 2062.6868 | 2131.3422 | 2190.2994 | 2254.6429 | 2315.9909
Ind ¦ Condensing Economizer ¦ New | NEW | I_Asphalt | Greater Toronto Area | Process - Boiler/Steam | Industrial | NA | End Use Consumption (m^3/year) | 15 | 3.7008 | 3.7778 | 3.835 | 3.8765 | 3.9012 | 3.9004 | 3.8934 | 3.8934 | 3.8935 | 3.8934 | 0.25535 | 0.26588 | 0.27531 | 0.28385 | 0.29137 | 0.29714 | 0.30254 | 0.30859 | 0.31477 | 0.32106 | 0.069 | 0.07038 | 0.071788 | 0.073223 | 0.074688 | 0.076182 | 0.077705 | 0.079259 | 0.080844 | 0.082461 | 0.18635 | 0.1955 | 0.20352 | 0.21063 | 0.21668 | 0.22096 | 0.22483 | 0.22933 | 0.23392 | 0.2386 | 2773.7711 | 5591.9225 | 8455.4556 | 11365.3924 | 14322.776 | 17328.6711 | 20384.1644 | 23490.3651 | 26648.4054 | 29859.4408 | 2773.7711 | 5591.9225 | 8455.4556 | 11365.3924 | 14322.776 | 17328.6711 | 20384.1644 | 23490.3651 | 26648.4054 | 29859.4408 | 1649.5125 | 3325.4173 | 5060.0117 | 6848.5613 | 8708.9091 | 10637.4095 | 12627.3396 | 14673.885 | 16779.1297 | 18941.4164 | 1649.5125 | 1675.9047 | 1734.5944 | 1788.5497 | 1860.3478 | 1928.5004 | 1989.9301 | 2046.5455 | 2105.2447 | 2162.2866
Ind ¦ De-stratification fans ¦ New | NEW | I_Asphalt | Greater Toronto Area | Space Heating/Ventilation | Industrial | NA | End Use Consumption (m^3/year) | 25 | 1.4153 | 1.437 | 1.4542 | 1.4672 | 1.4755 | 1.468 | 1.466 | 1.466 | 1.466 | 1.466 | 0.29918 | 0.30985 | 0.31983 | 0.32915 | 0.33764 | 0.34262 | 0.34902 | 0.356 | 0.36312 | 0.37037 | 0.2114 | 0.21563 | 0.21994 | 0.22434 | 0.22882 | 0.2334 | 0.23807 | 0.24283 | 0.24769 | 0.25264 | 0.087784 | 0.094223 | 0.099894 | 0.10482 | 0.10881 | 0.10922 | 0.11095 | 0.11317 | 0.11543 | 0.11773 | 788.9838 | 1590.5913 | 2405.1074 | 3232.8227 | 4074.0341 | 4929.0442 | 5798.1623 | 6681.7039 | 7579.9909 | 8493.352 | 788.9838 | 1590.5913 | 2405.1074 | 3232.8227 | 4074.0341 | 4929.0442 | 5798.1623 | 6681.7039 | 7579.9909 | 8493.352 | 31.5499 | 63.6046 | 94.4454 | 122.7824 | 156.7799 | 195.413 | 236.3121 | 277.868 | 321.3043 | 366.2262 | 31.5499 | 32.0547 | 30.8408 | 28.337 | 33.9976 | 38.6331 | 40.899 | 41.5559 | 43.4363 | 44.9219
Ind ¦ Direct contact hot water heaters ¦ New | NEW | I_Asphalt | Greater Toronto Area | Process - Boiler/Steam | Industrial | NA | End Use Consumption (m^3/year) | 20 | 11.6065 | 11.8055 | 11.9537 | 12.0609 | 12.1248 | 12.1227 | 12.1047 | 12.1048 | 12.1049 | 12.105 | 0.46469 | 0.48212 | 0.49793 | 0.51244 | 0.52546 | 0.53588 | 0.54579 | 0.5567 | 0.56785 | 0.57921 | 0.040038 | 0.040838 | 0.041655 | 0.042488 | 0.043338 | 0.044205 | 0.045089 | 0.045991 | 0.04691 | 0.047849 | 0.42466 | 0.44128 | 0.45628 | 0.46996 | 0.48212 | 0.49168 | 0.5007 | 0.51071 | 0.52094 | 0.53136 | 2958.6892 | 5964.7174 | 9019.1527 | 12123.0852 | 15277.6277 | 18483.9158 | 21743.1087 | 25056.3895 | 28424.9658 | 31850.0702 | 2958.6892 | 5964.7174 | 9019.1527 | 12123.0852 | 15277.6277 | 18483.9158 | 21743.1087 | 25056.3895 | 28424.9658 | 31850.0702 | 2076.2588 | 4185.7378 | 6387.5417 | 8676.7423 | 11054.3555 | 13516.7047 | 16059.6838 | 18679.938 | 21376.0988 | 24146.1495 | 2076.2588 | 2109.479 | 2201.8039 | 2289.2006 | 2377.6133 | 2462.3492 | 2542.9791 | 2620.2542 | 2696.1608 | 2770.0507
Ind ¦ Energy Management and Process Improvement ¦ New | NEW | I_Asphalt | Greater Toronto Area | Cross Cutting/Behavioural | Industrial | NA | End Use Consumption (m^3/year) | 15 | 3.6479 | 3.7238 | 3.7802 | 3.8211 | 3.8455 | 3.8447 | 3.8378 | 3.8378 | 3.8379 | 3.8378 | 0.25535 | 0.26588 | 0.27531 | 0.28385 | 0.29137 | 0.29714 | 0.30254 | 0.30859 | 0.31477 | 0.32106 | 0.07 | 0.0714 | 0.072828 | 0.074285 | 0.07577 | 0.077286 | 0.078831 | 0.080408 | 0.082016 | 0.083656 | 0.18535 | 0.19448 | 0.20248 | 0.20956 | 0.2156 | 0.21985 | 0.22371 | 0.22818 | 0.23275 | 0.2374 | 74172.6937 | 149532.1505 | 226105.1468 | 303919.0119 | 383001.6399 | 463381.5014 | 545087.6558 | 628149.7638 | 712598.0998 | 798463.5648 | 74172.6937 | 149532.1505 | 226105.1468 | 303919.0119 | 383001.6399 | 463381.5014 | 545087.6558 | 628149.7638 | 712598.0998 | 798463.5648 | 43896.8586 | 88496.0669 | 134970.9475 | 183126.5686 | 233421.975 | 285711.2066 | 339774.1177 | 395446.9597 | 452761.2797 | 511648.1466 | 43896.8586 | 44599.2083 | 46474.8805 | 48155.6211 | 50295.4064 | 52289.2316 | 54062.911 | 55672.842 | 57314.32 | 58886.8669
Ind ¦ Exhaust gas heat recovery ¦ New | NEW | I_Asphalt | Greater Toronto Area | Process Heat | Industrial | NA | End Use Consumption (m^3/year) | 15 | 5.3148 | 5.4254 | 5.5077 | 5.5672 | 5.6027 | 5.6015 | 5.5915 | 5.5916 | 5.5916 | 5.5916 | 0.44687 | 0.46529 | 0.48179 | 0.49674 | 0.5099 | 0.51999 | 0.52944 | 0.54003 | 0.55084 | 0.56185 | 0.084079 | 0.08576 | 0.087476 | 0.089225 | 0.09101 | 0.09283 | 0.094686 | 0.09658 | 0.098512 | 0.10048 | 0.36279 | 0.37953 | 0.39431 | 0.40751 | 0.41889 | 0.42716 | 0.43475 | 0.44345 | 0.45233 | 0.46137 | 58393.0182 | 117720.3246 | 178002.9992 | 239262.5573 | 301520.9586 | 364800.6169 | 429124.4094 | 494515.6867 | 560998.2824 | 628596.5239 | 58393.0182 | 117720.3246 | 178002.9992 | 239262.5573 | 301520.9586 | 364800.6169 | 429124.4094 | 494515.6867 | 560998.2824 | 628596.5239 | 38228.0664 | 77067.782 | 117645.6093 | 159819.6524 | 203773.499 | 249402.3273 | 296564.5343 | 345150.9452 | 395155.2515 | 446523.77 | 38228.0664 | 38839.7155 | 40577.8274 | 42174.0431 | 43953.8466 | 45628.8283 | 47162.207 | 48586.4109 | 50004.3062 | 51368.5185
Ind ¦ Feedwater Economizers ¦ New | NEW | I_Asphalt | Greater Toronto Area | Process - Boiler/Steam | Industrial | NA | End Use Consumption (m^3/year) | 20 | 2.418 | 2.4595 | 2.4903 | 2.5127 | 2.526 | 2.5256 | 2.5218 | 2.5218 | 2.5219 | 2.5219 | 0.12392 | 0.12856 | 0.13278 | 0.13665 | 0.14012 | 0.1429 | 0.14554 | 0.14845 | 0.15143 | 0.15445 | 0.051248 | 0.052273 | 0.053318 | 0.054385 | 0.055473 | 0.056582 | 0.057714 | 0.058868 | 0.060045 | 0.061246 | 0.07267 | 0.076292 | 0.079463 | 0.082267 | 0.084651 | 0.086319 | 0.087829 | 0.089587 | 0.091381 | 0.093209 | 1849.1807 | 3727.9484 | 5636.9704 | 7576.9283 | 9548.5173 | 11552.4474 | 13589.4429 | 15660.2434 | 17765.6036 | 19906.2939 | 1849.1807 | 3727.9484 | 5636.9704 | 7576.9283 | 9548.5173 | 11552.4474 | 13589.4429 | 15660.2434 | 17765.6036 | 19906.2939 | 705.673 | 1422.6367 | 2162.1288 | 2916.7401 | 3719.5336 | 4564.9917 | 5441.8853 | 6342.295 | 7270.6314 | 8224.4594 | 705.673 | 716.9638 | 739.4921 | 754.6113 | 802.7935 | 845.4582 | 876.8936 | 900.4096 | 928.3365 | 953.828
Ind ¦ Heat recovery to preheat make-up water ¦ New | NEW | I_Asphalt | Greater Toronto Area | Process - Boiler/Steam | Industrial | NA | End Use Consumption (m^3/year) | 25 | 3.4769 | 3.5293 | 3.5683 | 3.5965 | 3.6134 | 3.6129 | 3.6082 | 3.6083 | 3.6084 | 3.6085 | 0.2116 | 0.21908 | 0.22593 | 0.23227 | 0.23803 | 0.24275 | 0.24729 | 0.25224 | 0.2573 | 0.26245 | 0.060857 | 0.062074 | 0.063316 | 0.064582 | 0.065874 | 0.067191 | 0.068535 | 0.069906 | 0.071304 | 0.07273 | 0.15074 | 0.157 | 0.16261 | 0.16769 | 0.17215 | 0.17556 | 0.17875 | 0.18234 | 0.18599 | 0.18972 | 3883.2795 | 7828.6915 | 11837.6379 | 15911.5494 | 20051.8864 | 24260.1395 | 28537.8302 | 32886.5112 | 37307.7675 | 41803.2171 | 3883.2795 | 7828.6915 | 11837.6379 | 15911.5494 | 20051.8864 | 24260.1395 | 28537.8302 | 32886.5112 | 37307.7675 | 41803.2171 | 1875.6724 | 3781.3555 | 5748.1749 | 7764.467 | 9883.3509 | 12095.9201 | 14384.2102 | 16735.5694 | 19157.0204 | 21644.6368 | 1875.6724 | 1905.6831 | 1966.8193 | 2016.2921 | 2118.8839 | 2212.5692 | 2288.2901 | 2351.3591 | 2421.451 | 2487.6165
Ind ¦ High-efficiency burner ¦ New | NEW | I_Asphalt | Greater Toronto Area | Process - Boiler/Steam | Industrial | NA | End Use Consumption (m^3/year) | 20 | 2.5792 | 2.6234 | 2.6564 | 2.6802 | 2.6944 | 2.6939 | 2.6899 | 2.6899 | 2.69 | 2.69 | 0.1549 | 0.16071 | 0.16598 | 0.17081 | 0.17515 | 0.17863 | 0.18193 | 0.18557 | 0.18928 | 0.19307 | 0.060056 | 0.061257 | 0.062483 | 0.063732 | 0.065007 | 0.066307 | 0.067633 | 0.068986 | 0.070366 | 0.071773 | 0.094842 | 0.099448 | 0.10349 | 0.10708 | 0.11015 | 0.11232 | 0.1143 | 0.11658 | 0.11892 | 0.1213 | 1047.8691 | 2112.5041 | 3194.2832 | 4293.5927 | 5410.8265 | 6546.3869 | 7700.6843 | 8874.1379 | 10067.1754 | 11280.2332 | 1047.8691 | 2112.5041 | 3194.2832 | 4293.5927 | 5410.8265 | 6546.3869 | 7700.6843 | 8874.1379 | 10067.1754 | 11280.2332 | 431.8568 | 870.6234 | 1320.4715 | 1778.1005 | 2261.1626 | 2767.0758 | 3290.3611 | 3827.2276 | 4380.171 | 4948.1411 | 431.8568 | 438.7665 | 449.8481 | 457.6291 | 483.0621 | 505.9131 | 523.2854 | 536.8665 | 552.9434 | 567.9701
Ind ¦ High-efficiency burners ¦ New | NEW | I_Asphalt | Greater Toronto Area | Process Heat | Industrial | NA | End Use Consumption (m^3/year) | 20 | 8.928 | 9.0812 | 9.1951 | 9.2776 | 9.3267 | 9.3252 | 9.3113 | 9.3113 | 9.3115 | 9.3115 | 0.61959 | 0.64282 | 0.66391 | 0.68326 | 0.70062 | 0.71451 | 0.72771 | 0.74227 | 0.75713 | 0.77227 | 0.069398 | 0.070786 | 0.072202 | 0.073646 | 0.075119 | 0.076621 | 0.078154 | 0.079717 | 0.081311 | 0.082938 | 0.55019 | 0.57204 | 0.59171 | 0.60961 | 0.6255 | 0.63789 | 0.64956 | 0.66256 | 0.67582 | 0.68934 | 20020.4634 | 40361.2542 | 61029.5997 | 82032.8768 | 103378.6144 | 125074.4972 | 147128.3689 | 169548.2354 | 192342.2683 | 215518.8082 | 20020.4634 | 40361.2542 | 61029.5997 | 82032.8768 | 103378.6144 | 125074.4972 | 147128.3689 | 169548.2354 | 192342.2683 | 215518.8082 | 13701.1277 | 27621.4734 | 42120.0473 | 57166.9797 | 72787.8251 | 88959.8537 | 105654.607 | 122849.6045 | 140540.3364 | 158714.7472 | 13701.1277 | 13920.3457 | 14498.5739 | 15046.9324 | 15620.8455 | 16172.0286 | 16694.7533 | 17194.9975 | 17690.7319 | 18174.4108
Ind ¦ Insulation ¦ New | NEW | I_Asphalt | Greater Toronto Area | Process - Boiler/Steam | Industrial | NA | End Use Consumption (m^3/year) | 15 | 5.3148 | 5.4254 | 5.5077 | 5.5672 | 5.6027 | 5.6015 | 5.5915 | 5.5916 | 5.5916 | 5.5916 | 0.12768 | 0.13294 | 0.13765 | 0.14192 | 0.14569 | 0.14857 | 0.15127 | 0.1543 | 0.15738 | 0.16053 | 0.024023 | 0.024503 | 0.024993 | 0.025493 | 0.026003 | 0.026523 | 0.027053 | 0.027594 | 0.028146 | 0.028709 | 0.10365 | 0.10844 | 0.11266 | 0.11643 | 0.11968 | 0.12205 | 0.12422 | 0.1267 | 0.12924 | 0.13182 | 2671.0388 | 5384.8143 | 8142.2906 | 10944.452 | 13792.3028 | 16686.8685 | 19629.1954 | 22620.3516 | 25661.4274 | 28753.5356 | 2671.0388 | 5384.8143 | 8142.2906 | 10944.452 | 13792.3028 | 16686.8685 | 19629.1954 | 22620.3516 | 25661.4274 | 28753.5356 | 1748.6448 | 3525.268 | 5382.254 | 7312.9189 | 9325.5052 | 11415.0804 | 13575.0483 | 15800.3173 | 18090.5252 | 20443.1551 | 1748.6448 | 1776.6232 | 1856.986 | 1930.6649 | 2012.5863 | 2089.5752 | 2159.9679 | 2225.2691 | 2290.2079 | 2352.6299
Ind ¦ Radiant heaters ¦ New | NEW | I_Asphalt | Greater Toronto Area | Space Heating/Ventilation | Industrial | NA | End Use Consumption (m^3/year) | 20 | 1.4656 | 1.4912 | 1.5115 | 1.5269 | 1.5367 | 1.5277 | 1.5255 | 1.5255 | 1.5255 | 1.5255 | 0.98582 | 1.0231 | 1.0578 | 1.0899 | 1.1188 | 1.1346 | 1.1555 | 1.1787 | 1.2022 | 1.2263 | 0.67263 | 0.68608 | 0.69981 | 0.7138 | 0.72808 | 0.74264 | 0.75749 | 0.77264 | 0.78809 | 0.80386 | 0.31319 | 0.33701 | 0.35795 | 0.37608 | 0.39073 | 0.39191 | 0.39804 | 0.40601 | 0.41413 | 0.42239 | 1257.4429 | 2535.0049 | 3833.1399 | 5152.3112 | 6492.9918 | 7855.6642 | 9240.8212 | 10648.9655 | 12080.6104 | 13536.2798 | 1257.4429 | 2535.0049 | 3833.1399 | 5152.3112 | 6492.9918 | 7855.6642 | 9240.8212 | 10648.9655 | 12080.6104 | 13536.2798 | 115.6789 | 233.2087 | 349.9956 | 463.3023 | 590.3063 | 729.0917 | 875.3408 | 1024.2244 | 1179.4139 | 1339.726 | 115.6789 | 117.5298 | 116.787 | 113.3067 | 127.004 | 138.7854 | 146.2491 | 148.8836 | 155.1895 | 160.3121
Ind ¦ Steam trap survey and repair ¦ New | NEW | I_Asphalt | Greater Toronto Area | Process - Boiler/Steam | Industrial | NA | End Use Consumption (m^3/year) | 3 | 0.74751 | 0.79708 | 0.84877 | 0.8911 | 0.91312 | 0.91238 | 0.90622 | 0.90625 | 0.90632 | 0.90624 | 0.023145 | 0.025173 | 0.027342 | 0.029279 | 0.030603 | 0.03119 | 0.031599 | 0.032232 | 0.032879 | 0.033534 | 0.030962 | 0.031582 | 0.032213 | 0.032858 | 0.033515 | 0.034185 | 0.034869 | 0.035566 | 0.036277 | 0.037003 | -0.0078176 | -0.0064086 | -0.0048715 | -0.0035782 | -0.0029118 | -0.0029954 | -0.00327 | -0.0033344 | -0.0033984 | -0.0034693 | 2465.5743 | 4970.5978 | 7515.9606 | 10102.571 | 12731.3564 | 15403.2632 | 18119.2573 | 20880.3246 | 23687.4715 | 26541.7251 | 0 | 0 | 0 | 0 | 0 | 0 | 0 | 0 | 0 | 0 | 0 | 0 | 0 | 0 | 0 | 0 | 0 | 0 | 0 | 0 | 0 | 0 | 0 | 0 | 0 | 0 | 0 | 0 | 0 | 0
Ind ¦ Ventilation heat recovery ¦ New | NEW | I_Asphalt | Greater Toronto Area | Space Heating/Ventilation | Industrial | NA | End Use Consumption (m^3/year) | 20 | 4.3968 | 4.4736 | 4.5345 | 4.5806 | 4.61 | 4.5832 | 4.5764 | 4.5765 | 4.5764 | 4.5764 | 0.49291 | 0.51155 | 0.52888 | 0.54494 | 0.5594 | 0.56728 | 0.57777 | 0.58933 | 0.60111 | 0.61313 | 0.11211 | 0.11435 | 0.11663 | 0.11897 | 0.12135 | 0.12377 | 0.12625 | 0.12877 | 0.13135 | 0.13398 | 0.3808 | 0.3972 | 0.41225 | 0.42598 | 0.43806 | 0.4435 | 0.45152 | 0.46055 | 0.46976 | 0.47915 | 1283.6396 | 2587.8175 | 3912.997 | 5259.651 | 6628.2625 | 8019.3239 | 9433.3383 | 10870.819 | 12332.2898 | 13818.2857 | 1283.6396 | 2587.8175 | 3912.997 | 5259.651 | 6628.2625 | 8019.3239 | 9433.3383 | 10870.819 | 12332.2898 | 13818.2857 | 740.1735 | 1492.1898 | 2272.9665 | 3079.2323 | 3921.7047 | 4797.9203 | 5703.5284 | 6635.371 | 7594.5796 | 8579.9846 | 740.1735 | 752.0163 | 780.7767 | 806.2658 | 842.4724 | 876.2156 | 905.6081 | 931.8426 | 959.2086 | 985.4051
Ind ¦ Ventilation optimization ¦ New | NEW | I_Asphalt | Greater Toronto Area | Space Heating/Ventilation | Industrial | NA | End Use Consumption (m^3/year) | 15 | 2.256 | 2.3037 | 2.3416 | 2.3703 | 2.3886 | 2.3719 | 2.3677 | 2.3677 | 2.3677 | 2.3677 | 0.54194 | 0.56449 | 0.58524 | 0.60426 | 0.62109 | 0.62909 | 0.64054 | 0.65336 | 0.66642 | 0.67974 | 0.24023 | 0.24503 | 0.24993 | 0.25493 | 0.26003 | 0.26523 | 0.27053 | 0.27594 | 0.28146 | 0.28709 | 0.30171 | 0.31946 | 0.33531 | 0.34933 | 0.36107 | 0.36387 | 0.37 | 0.37741 | 0.38496 | 0.39265 | 1479.3446 | 2982.3587 | 4509.5763 | 6061.5426 | 7638.8139 | 9241.9579 | 10871.5544 | 12528.1947 | 14212.4829 | 15925.0351 | 1479.3446 | 2982.3587 | 4509.5763 | 6061.5426 | 7638.8139 | 9241.9579 | 10871.5544 | 12528.1947 | 14212.4829 | 15925.0351 | 609.6802 | 1229.1154 | 1865.9539 | 2515.1913 | 3201.6307 | 3921.421 | 4666.6003 | 5431.6123 | 6219.8712 | 7029.754 | 609.6802 | 619.4351 | 636.8385 | 649.2374 | 686.4394 | 719.7903 | 745.1793 | 765.012 | 788.2589 | 809.8828
Ind ¦ Warehouse loading dock seals ¦ New | NEW | I_Asphalt | Greater Toronto Area | Space Heating/Ventilation | Industrial | NA | End Use Consumption (m^3/year) | 10 | 0.65563 | 0.67466 | 0.68975 | 0.70118 | 0.70846 | 0.70181 | 0.70013 | 0.70014 | 0.70014 | 0.70012 | 0.098874 | 0.10378 | 0.10822 | 0.11222 | 0.11565 | 0.11685 | 0.11891 | 0.12129 | 0.12371 | 0.12618 | 0.15081 | 0.15382 | 0.1569 | 0.16004 | 0.16324 | 0.1665 | 0.16983 | 0.17323 | 0.1767 | 0.18023 | -0.051935 | -0.050045 | -0.048679 | -0.047824 | -0.047591 | -0.04965 | -0.050928 | -0.051945 | -0.052985 | -0.054047 | 467.4318 | 942.3425 | 1424.9009 | 1915.2791 | 2413.653 | 2920.202 | 3435.1092 | 3958.5615 | 4490.7498 | 5031.8687 | 0 | 0 | 0 | 0 | 0 | 0 | 0 | 0 | 0 | 0 | 0 | 0 | 0 | 0 | 0 | 0 | 0 | 0 | 0 | 0 | 0 | 0 | 0 | 0 | 0 | 0 | 0 | 0 | 0 | 0
Ind ¦ Advanced boiler controls including air/fuel mix control | RET | I_Asphalt | Greater Toronto Area | Process - Boiler/Steam | Industrial | NA | End Use Consumption (m^3/year) | 15 | 4.1594 | 4.246 | 4.3104 | 4.357 | 4.3847 | 4.3838 | 4.376 | 4.376 | 4.3761 | 4.376 | 0.12768 | 0.13294 | 0.13765 | 0.14192 | 0.14569 | 0.14857 | 0.15127 | 0.1543 | 0.15738 | 0.16053 | 0.030695 | 0.031309 | 0.031936 | 0.032574 | 0.033226 | 0.03389 | 0.034568 | 0.035259 | 0.035965 | 0.036684 | 0.09698 | 0.10163 | 0.10572 | 0.10935 | 0.11246 | 0.11468 | 0.1167 | 0.11904 | 0.12142 | 0.12384 | 86689.237 | 86255.7908 | 85824.5119 | 85395.3893 | 84968.4124 | 84543.5703 | 84120.8525 | 83700.2482 | 83281.7469 | 82865.3382 | 86689.237 | 86255.7908 | 85824.5119 | 85395.3893 | 84968.4124 | 84543.5703 | 84120.8525 | 83700.2482 | 83281.7469 | 82865.3382 | 3649.0392 | 7380.4508 | 11166.685 | 15017.6408 | 18903.0789 | 22786.2398 | 26633.5367 | 30422.9155 | 34127.3596 | 37726.3411 | 3649.0392 | 3731.4116 | 3786.2343 | 3850.9558 | 3885.4381 | 3883.1609 | 3847.2969 | 3789.3787 | 3704.4442 | 3598.9815
Ind ¦ Advanced heating and process control | RET | I_Asphalt | Greater Toronto Area | Process Heat | Industrial | NA | End Use Consumption (m^3/year) | 15 | 5.3148 | 5.4254 | 5.5077 | 5.5672 | 5.6027 | 5.6015 | 5.5915 | 5.5916 | 5.5916 | 5.5916 | 0.31919 | 0.33235 | 0.34413 | 0.35481 | 0.36422 | 0.37142 | 0.37817 | 0.38574 | 0.39346 | 0.40132 | 0.060056 | 0.061257 | 0.062483 | 0.063732 | 0.065007 | 0.066307 | 0.067633 | 0.068986 | 0.070366 | 0.071773 | 0.25913 | 0.27109 | 0.28165 | 0.29108 | 0.29921 | 0.30511 | 0.31054 | 0.31675 | 0.32309 | 0.32955 | 1276946.2214 | 1270561.4903 | 1264208.6828 | 1257887.6394 | 1251598.2012 | 1245340.2102 | 1239113.5091 | 1232917.9416 | 1226753.3519 | 1220619.5851 | 1276946.2214 | 1270561.4903 | 1264208.6828 | 1257887.6394 | 1251598.2012 | 1245340.2102 | 1239113.5091 | 1232917.9416 | 1226753.3519 | 1220619.5851 | 57082.0359 | 115603.0435 | 175111.0163 | 235549.7704 | 296411.0302 | 357108.6541 | 417092.742 | 475948.441 | 533220.8278 | 588546.0008 | 57082.0359 | 58521.0076 | 59507.9727 | 60438.7541 | 60861.2597 | 60697.624 | 59984.0879 | 58855.699 | 57272.3868 | 55325.1729
Ind ¦ Air compressor heat recovery | RET | I_Asphalt | Greater Toronto Area | Space Heating/Ventilation | Industrial | NA | End Use Consumption (m^3/year) | 25 | 2.502 | 2.5404 | 2.5708 | 2.5939 | 2.6085 | 2.5951 | 2.5917 | 2.5918 | 2.5917 | 2.5917 | 0.78535 | 0.81335 | 0.83956 | 0.86403 | 0.8863 | 0.89938 | 0.91617 | 0.9345 | 0.95318 | 0.97223 | 0.31389 | 0.32017 | 0.32658 | 0.33311 | 0.33977 | 0.34656 | 0.3535 | 0.36057 | 0.36778 | 0.37513 | 0.47146 | 0.49318 | 0.51299 | 0.53092 | 0.54653 | 0.55281 | 0.56267 | 0.57393 | 0.58541 | 0.5971 | 53499.6434 | 53232.1452 | 52965.9845 | 52701.1545 | 52437.6488 | 52175.4605 | 51914.5832 | 51655.0103 | 51396.7353 | 51139.7516 | 53499.6434 | 53232.1452 | 52965.9845 | 52701.1545 | 52437.6488 | 52175.4605 | 51914.5832 | 51655.0103 | 51396.7353 | 51139.7516 | 1099.6671 | 2188.1561 | 3254.0652 | 4363.4757 | 5505.4378 | 6658.9498 | 7809.7911 | 8965.3458 | 10120.7287 | 11280.3768 | 1099.6671 | 1088.4891 | 1065.9091 | 1109.4105 | 1141.9621 | 1153.512 | 1150.8413 | 1155.5547 | 1155.3829 | 1159.6481
Ind ¦ Air curtains | RET | I_Asphalt | Greater Toronto Area | Space Heating/Ventilation | Industrial | NA | End Use Consumption (m^3/year) | 15 | 0.92289 | 0.94244 | 0.95793 | 0.96967 | 0.97714 | 0.97032 | 0.9686 | 0.96861 | 0.96861 | 0.96859 | 0.13548 | 0.14112 | 0.14631 | 0.15106 | 0.15527 | 0.15727 | 0.16013 | 0.16334 | 0.16661 | 0.16993 | 0.1468 | 0.14974 | 0.15274 | 0.15579 | 0.15891 | 0.16208 | 0.16533 | 0.16863 | 0.172 | 0.17544 | -0.01132 | -0.0086192 | -0.0064252 | -0.0047254 | -0.0036321 | -0.0048103 | -0.0051917 | -0.0052929 | -0.0053996 | -0.0055101 | 31845.0258 | 31685.8007 | 31527.3717 | 31369.7348 | 31212.8862 | 31056.8217 | 30901.5376 | 30747.0299 | 30593.2948 | 30440.3283 | 0 | 0 | 0 | 0 | 0 | 0 | 0 | 0 | 0 | 0 | 0 | 0 | 0 | 0 | 0 | 0 | 0 | 0 | 0 | 0 | 0 | 0 | 0 | 0 | 0 | 0 | 0 | 0 | 0 | 0
Ind ¦ Automated temperature control | RET | I_Asphalt | Greater Toronto Area | Space Heating/Ventilation | Industrial | NA | End Use Consumption (m^3/year) | 25 | 1.1676 | 1.1855 | 1.1997 | 1.2105 | 1.2173 | 1.2111 | 1.2095 | 1.2095 | 1.2095 | 1.2095 | 0.26178 | 0.27112 | 0.27985 | 0.28801 | 0.29543 | 0.29979 | 0.30539 | 0.3115 | 0.31773 | 0.32408 | 0.22421 | 0.22869 | 0.23327 | 0.23793 | 0.24269 | 0.24755 | 0.2525 | 0.25755 | 0.2627 | 0.26795 | 0.037574 | 0.042423 | 0.046585 | 0.050076 | 0.052741 | 0.052247 | 0.052892 | 0.053952 | 0.055029 | 0.056126 | 41280.5891 | 41074.1861 | 40868.8152 | 40664.4711 | 40461.1487 | 40258.843 | 40057.5488 | 39857.261 | 39657.9747 | 39459.6849 | 41280.5891 | 41074.1861 | 40868.8152 | 40664.4711 | 40461.1487 | 40258.843 | 40057.5488 | 39857.261 | 39657.9747 | 39459.6849 | 25.127 | 47.005 | 65.0353 | 87.8232 | 114.5305 | 142.2922 | 169.3365 | 196.9771 | 224.7883 | 253.649 | 25.127 | 21.878 | 18.0303 | 22.7879 | 26.7072 | 27.7618 | 27.0442 | 27.6406 | 27.8112 | 28.8607
Ind ¦ Blow down heat recovery and control | RET | I_Asphalt | Greater Toronto Area | Process - Boiler/Steam | Industrial | NA | End Use Consumption (m^3/year) | 20 | 1.9672 | 2.0009 | 2.026 | 2.0442 | 2.055 | 2.0547 | 2.0516 | 2.0517 | 2.0517 | 2.0517 | 0.061959 | 0.064282 | 0.066391 | 0.068326 | 0.070062 | 0.071451 | 0.072771 | 0.074227 | 0.075713 | 0.077227 | 0.031496 | 0.032126 | 0.032769 | 0.033424 | 0.034093 | 0.034774 | 0.03547 | 0.036179 | 0.036903 | 0.037641 | 0.030463 | 0.032156 | 0.033622 | 0.034902 | 0.035969 | 0.036676 | 0.037301 | 0.038048 | 0.03881 | 0.039587 | 49536.7069 | 49289.0233 | 49042.5782 | 48797.3653 | 48553.3785 | 48310.6116 | 48069.0585 | 47828.7133 | 47589.5697 | 47351.6218 | 49536.7069 | 49289.0233 | 49042.5782 | 48797.3653 | 48553.3785 | 48310.6116 | 48069.0585 | 47828.7133 | 47589.5697 | 47351.6218 | 923.2555 | 1832.7023 | 2717.7415 | 3643.3715 | 4599.3115 | 5565.579 | 6528.8578 | 7496.8926 | 8465.4808 | 9439.5127 | 923.2555 | 909.4468 | 885.0393 | 925.63 | 955.94 | 966.2675 | 963.2788 | 968.0347 | 968.5882 | 974.0319
Ind ¦ Boiler combustion air preheat | RET | I_Asphalt | Greater Toronto Area | Process - Boiler/Steam | Industrial | NA | End Use Consumption (m^3/year) | 20 | 68.9876 | 69.0887 | 69.1845 | 69.2782 | 69.3709 | 69.4563 | 69.5363 | 69.6241 | 69.7143 | 69.809 | 2.0992 | 2.1443 | 2.1902 | 2.2371 | 2.2849 | 2.3334 | 2.3828 | 2.4336 | 2.4854 | 2.5386 | 0.030429 | 0.031037 | 0.031658 | 0.032291 | 0.032937 | 0.033596 | 0.034267 | 0.034953 | 0.035652 | 0.036365 | 2.0688 | 2.1133 | 2.1586 | 2.2048 | 2.2519 | 2.2998 | 2.3486 | 2.3986 | 2.4498 | 2.5022 | 63690.0517 | 63371.6014 | 63054.7434 | 62739.4697 | 62425.7723 | 62113.6435 | 61803.0753 | 61494.0599 | 61186.5896 | 60880.6566 | 63690.0517 | 63371.6014 | 63054.7434 | 62739.4697 | 62425.7723 | 62113.6435 | 61803.0753 | 61494.0599 | 61186.5896 | 60880.6566 | 3212.5976 | 6527.3035 | 9915.9109 | 13346.9283 | 16786.5296 | 20199.8543 | 23552.4077 | 26811.4706 | 29947.372 | 32934.5794 | 3212.5976 | 3314.7059 | 3388.6074 | 3431.0174 | 3439.6012 | 3413.3247 | 3352.5534 | 3259.063 | 3135.9014 | 2987.2074
Ind ¦ Condensate return | RET | I_Asphalt | Greater Toronto Area | Process - Boiler/Steam | Industrial | NA | End Use Consumption (m^3/year) | 25 | 1.6724 | 1.6976 | 1.7164 | 1.73 | 1.7381 | 1.7378 | 1.7356 | 1.7356 | 1.7357 | 1.7357 | 0.070532 | 0.073026 | 0.07531 | 0.077423 | 0.079342 | 0.080918 | 0.082429 | 0.08408 | 0.085765 | 0.087483 | 0.042173 | 0.043016 | 0.043877 | 0.044754 | 0.045649 | 0.046562 | 0.047494 | 0.048443 | 0.049412 | 0.050401 | 0.028359 | 0.03001 | 0.031433 | 0.032669 | 0.033693 | 0.034355 | 0.034936 | 0.035637 | 0.036353 | 0.037082 | 59758.567 | 59459.7742 | 59162.4753 | 58866.6629 | 58572.3296 | 58279.468 | 57988.0706 | 57698.1303 | 57409.6396 | 57122.5914 | 59758.567 | 59459.7742 | 59162.4753 | 58866.6629 | 58572.3296 | 58279.468 | 57988.0706 | 57698.1303 | 57409.6396 | 57122.5914 | 488.5434 | 956.5015 | 1394.4397 | 1870.7739 | 2375.3053 | 2888.412 | 3397.6836 | 3912.1512 | 4428.733 | 4953.5399 | 488.5434 | 467.9581 | 437.9382 | 476.3342 | 504.5314 | 513.1067 | 509.2716 | 514.4676 | 516.5818 | 524.8069
Ind ¦ Condensing boiler | RET | I_Asphalt | Greater Toronto Area | Process - Boiler/Steam | Industrial | NA | End Use Consumption (m^3/year) | 20 | 3.224 | 3.2793 | 3.3205 | 3.3502 | 3.368 | 3.3674 | 3.3624 | 3.3624 | 3.3625 | 3.3625 | 0.3098 | 0.32141 | 0.33195 | 0.34163 | 0.35031 | 0.35725 | 0.36386 | 0.37114 | 0.37856 | 0.38614 | 0.09609 | 0.098012 | 0.099972 | 0.10197 | 0.10401 | 0.10609 | 0.10821 | 0.11038 | 0.11258 | 0.11484 | 0.21371 | 0.2234 | 0.23198 | 0.23966 | 0.2463 | 0.25116 | 0.25564 | 0.26076 | 0.26598 | 0.2713 | 133670.4788 | 133002.1264 | 132337.1158 | 131675.4302 | 131017.0531 | 130361.9678 | 129710.158 | 129061.6072 | 128416.2991 | 127774.2177 | 133670.4788 | 133002.1264 | 132337.1158 | 131675.4302 | 131017.0531 | 130361.9678 | 129710.158 | 129061.6072 | 128416.2991 | 127774.2177 | 4591.0824 | 9239.1553 | 13905.8025 | 18686.4936 | 23543.0147 | 28421.9453 | 33281.3075 | 38112.7972 | 42889.365 | 47598.9461 | 4591.0824 | 4648.0729 | 4666.6472 | 4780.6911 | 4856.5211 | 4878.9306 | 4859.3622 | 4831.4897 | 4776.5678 | 4709.5811
Ind ¦ Condensing Economizer | RET | I_Asphalt | Greater Toronto Area | Process - Boiler/Steam | Industrial | NA | End Use Consumption (m^3/year) | 15 | 3.7008 | 3.7778 | 3.835 | 3.8765 | 3.9012 | 3.9004 | 3.8934 | 3.8934 | 3.8935 | 3.8934 | 0.25535 | 0.26588 | 0.27531 | 0.28385 | 0.29137 | 0.29714 | 0.30254 | 0.30859 | 0.31477 | 0.32106 | 0.069 | 0.07038 | 0.071788 | 0.073223 | 0.074688 | 0.076182 | 0.077705 | 0.079259 | 0.080844 | 0.082461 | 0.18635 | 0.1955 | 0.20352 | 0.21063 | 0.21668 | 0.22096 | 0.22483 | 0.22933 | 0.23392 | 0.2386 | 106150.0861 | 105619.3357 | 105091.239 | 104565.7828 | 104042.9539 | 103522.7391 | 103005.1255 | 102490.0998 | 101977.6493 | 101467.7611 | 106150.0861 | 105619.3357 | 105091.239 | 104565.7828 | 104042.9539 | 103522.7391 | 103005.1255 | 102490.0998 | 101977.6493 | 101467.7611 | 4310.3327 | 8711.2221 | 13170.8412 | 17710.5051 | 22295.7905 | 26883.4565 | 31434.6827 | 35926.491 | 40328.367 | 44618.0834 | 4310.3327 | 4400.8894 | 4459.619 | 4539.6639 | 4585.2855 | 4587.666 | 4551.2261 | 4491.8083 | 4401.8761 | 4289.7164
Ind ¦ De-stratification fans | RET | I_Asphalt | Greater Toronto Area | Space Heating/Ventilation | Industrial | NA | End Use Consumption (m^3/year) | 25 | 1.4153 | 1.437 | 1.4542 | 1.4672 | 1.4755 | 1.468 | 1.466 | 1.466 | 1.466 | 1.466 | 0.29918 | 0.30985 | 0.31983 | 0.32915 | 0.33764 | 0.34262 | 0.34902 | 0.356 | 0.36312 | 0.37037 | 0.2114 | 0.21563 | 0.21994 | 0.22434 | 0.22882 | 0.2334 | 0.23807 | 0.24283 | 0.24769 | 0.25264 | 0.087784 | 0.094223 | 0.099894 | 0.10482 | 0.10881 | 0.10922 | 0.11095 | 0.11317 | 0.11543 | 0.11773 | 30193.8023 | 30042.8333 | 29892.6191 | 29743.156 | 29594.4402 | 29446.468 | 29299.2357 | 29152.7395 | 29006.9758 | 28861.9409 | 30193.8023 | 30042.8333 | 29892.6191 | 29743.156 | 29594.4402 | 29446.468 | 29299.2357 | 29152.7395 | 29006.9758 | 28861.9409 | 82.4429 | 158.6064 | 225.934 | 303.7783 | 389.192 | 476.6484 | 562.7092 | 649.9257 | 737.4707 | 827.062 | 82.4429 | 76.1635 | 67.3276 | 77.8443 | 85.4137 | 87.4564 | 86.0608 | 87.2165 | 87.545 | 89.5913
Ind ¦ Direct contact hot water heaters | RET | I_Asphalt | Greater Toronto Area | Process - Boiler/Steam | Industrial | NA | End Use Consumption (m^3/year) | 20 | 11.6065 | 11.8055 | 11.9537 | 12.0609 | 12.1248 | 12.1227 | 12.1047 | 12.1048 | 12.1049 | 12.105 | 0.46469 | 0.48212 | 0.49793 | 0.51244 | 0.52546 | 0.53588 | 0.54579 | 0.5567 | 0.56785 | 0.57921 | 0.040038 | 0.040838 | 0.041655 | 0.042488 | 0.043338 | 0.044205 | 0.045089 | 0.045991 | 0.04691 | 0.047849 | 0.42466 | 0.44128 | 0.45628 | 0.46996 | 0.48212 | 0.49168 | 0.5007 | 0.51071 | 0.52094 | 0.53136 | 113226.7585 | 112660.6248 | 112097.3216 | 111536.835 | 110979.1508 | 110424.2551 | 109872.1338 | 109322.7731 | 108776.1593 | 108232.2785 | 113226.7585 | 112660.6248 | 112097.3216 | 111536.835 | 110979.1508 | 110424.2551 | 109872.1338 | 109322.7731 | 108776.1593 | 108232.2785 | 5425.4612 | 11007.8334 | 16702.2714 | 22472.4975 | 28266.175 | 34027.4288 | 39701.7896 | 45240.7038 | 50597.4868 | 55732.4894 | 5425.4612 | 5582.3722 | 5694.438 | 5770.2262 | 5793.6775 | 5761.2538 | 5674.3608 | 5538.9142 | 5356.7831 | 5135.0025
Ind ¦ Energy Management and Process Improvement | RET | I_Asphalt | Greater Toronto Area | Cross Cutting/Behavioural | Industrial | NA | End Use Consumption (m^3/year) | 15 | 3.6479 | 3.7238 | 3.7802 | 3.8211 | 3.8455 | 3.8447 | 3.8378 | 3.8378 | 3.8379 | 3.8378 | 0.25535 | 0.26588 | 0.27531 | 0.28385 | 0.29137 | 0.29714 | 0.30254 | 0.30859 | 0.31477 | 0.32106 | 0.07 | 0.0714 | 0.072828 | 0.074285 | 0.07577 | 0.077286 | 0.078831 | 0.080408 | 0.082016 | 0.083656 | 0.18535 | 0.19448 | 0.20248 | 0.20956 | 0.2156 | 0.21985 | 0.22371 | 0.22818 | 0.23275 | 0.2374 | 2838531.9329 | 2824339.2733 | 2810217.5769 | 2796166.489 | 2782185.6566 | 2768274.7283 | 2754433.3547 | 2740661.1879 | 2726957.8819 | 2713323.0925 | 2838531.9329 | 2824339.2733 | 2810217.5769 | 2796166.489 | 2782185.6566 | 2768274.7283 | 2754433.3547 | 2740661.1879 | 2726957.8819 | 2713323.0925 | 114706.6543 | 231799.2036 | 350415.8363 | 471192.1542 | 593199.5996 | 715287.6157 | 836425.7801 | 956013.4412 | 1073243.4182 | 1187531.4928 | 114706.6543 | 117092.5493 | 118616.6327 | 120776.3179 | 122007.4454 | 122088.0162 | 121138.1644 | 119587.6611 | 117229.977 | 114288.0746
Ind ¦ Exhaust gas heat recovery | RET | I_Asphalt | Greater Toronto Area | Process Heat | Industrial | NA | End Use Consumption (m^3/year) | 15 | 5.3148 | 5.4254 | 5.5077 | 5.5672 | 5.6027 | 5.6015 | 5.5915 | 5.5916 | 5.5916 | 5.5916 | 0.44687 | 0.46529 | 0.48179 | 0.49674 | 0.5099 | 0.51999 | 0.52944 | 0.54003 | 0.55084 | 0.56185 | 0.084079 | 0.08576 | 0.087476 | 0.089225 | 0.09101 | 0.09283 | 0.094686 | 0.09658 | 0.098512 | 0.10048 | 0.36279 | 0.37953 | 0.39431 | 0.40751 | 0.41889 | 0.42716 | 0.43475 | 0.44345 | 0.45233 | 0.46137 | 2234655.8874 | 2223482.6079 | 2212365.1949 | 2201303.3689 | 2190296.8521 | 2179345.3678 | 2168448.641 | 2157606.3978 | 2146818.3658 | 2136084.274 | 2234655.8874 | 2223482.6079 | 2212365.1949 | 2201303.3689 | 2190296.8521 | 2179345.3678 | 2168448.641 | 2157606.3978 | 2146818.3658 | 2136084.274 | 99893.5629 | 202305.3262 | 306444.2785 | 412212.0982 | 518719.3028 | 624940.1447 | 729912.2986 | 832909.7718 | 933136.4487 | 1029955.5013 | 99893.5629 | 102411.7633 | 104138.9523 | 105767.8197 | 106507.2046 | 106220.842 | 104972.1538 | 102997.4732 | 100226.6769 | 96819.0526
Ind ¦ Feedwater Economizers | RET | I_Asphalt | Greater Toronto Area | Process - Boiler/Steam | Industrial | NA | End Use Consumption (m^3/year) | 20 | 2.418 | 2.4595 | 2.4903 | 2.5127 | 2.526 | 2.5256 | 2.5218 | 2.5218 | 2.5219 | 2.5219 | 0.12392 | 0.12856 | 0.13278 | 0.13665 | 0.14012 | 0.1429 | 0.14554 | 0.14845 | 0.15143 | 0.15445 | 0.051248 | 0.052273 | 0.053318 | 0.054385 | 0.055473 | 0.056582 | 0.057714 | 0.058868 | 0.060045 | 0.061246 | 0.07267 | 0.076292 | 0.079463 | 0.082267 | 0.084651 | 0.086319 | 0.087829 | 0.089587 | 0.091381 | 0.093209 | 70766.7241 | 70412.8905 | 70060.826 | 69710.5219 | 69361.9693 | 69015.1594 | 68670.0836 | 68326.7332 | 67985.0995 | 67645.1741 | 70766.7241 | 70412.8905 | 70060.826 | 69710.5219 | 69361.9693 | 69015.1594 | 68670.0836 | 68326.7332 | 67985.0995 | 67645.1741 | 1843.9904 | 3686.7429 | 5511.6575 | 7397.4644 | 9328.3841 | 11275.8562 | 13219.4955 | 15165.5443 | 17105.0964 | 19040.7242 | 1843.9904 | 1842.7524 | 1824.9146 | 1885.8069 | 1930.9197 | 1947.4721 | 1943.6393 | 1946.0488 | 1939.5522 | 1935.6278
Ind ¦ Heat recovery to preheat make-up water | RET | I_Asphalt | Greater Toronto Area | Process - Boiler/Steam | Industrial | NA | End Use Consumption (m^3/year) | 25 | 3.4769 | 3.5293 | 3.5683 | 3.5965 | 3.6134 | 3.6129 | 3.6082 | 3.6083 | 3.6084 | 3.6085 | 0.2116 | 0.21908 | 0.22593 | 0.23227 | 0.23803 | 0.24275 | 0.24729 | 0.25224 | 0.2573 | 0.26245 | 0.060857 | 0.062074 | 0.063316 | 0.064582 | 0.065874 | 0.067191 | 0.068535 | 0.069906 | 0.071304 | 0.07273 | 0.15074 | 0.157 | 0.16261 | 0.16769 | 0.17215 | 0.17556 | 0.17875 | 0.18234 | 0.18599 | 0.18972 | 148610.1206 | 147867.07 | 147127.7346 | 146392.096 | 145660.1355 | 144931.8348 | 144207.1756 | 143486.1398 | 142768.7091 | 142054.8655 | 148610.1206 | 147867.07 | 147127.7346 | 146392.096 | 145660.1355 | 144931.8348 | 144207.1756 | 143486.1398 | 142768.7091 | 142054.8655 | 4901.3098 | 9851.9856 | 14813.1863 | 19901.3509 | 25078.2475 | 30283.5972 | 35470.1327 | 40634.2003 | 45747.6409 | 50801.4217 | 4901.3098 | 4950.6758 | 4961.2007 | 5088.1646 | 5176.8966 | 5205.3497 | 5186.5356 | 5164.0676 | 5113.4406 | 5053.7808
Ind ¦ High-efficiency burner | RET | I_Asphalt | Greater Toronto Area | Process - Boiler/Steam | Industrial | NA | End Use Consumption (m^3/year) | 20 | 2.5792 | 2.6234 | 2.6564 | 2.6802 | 2.6944 | 2.6939 | 2.6899 | 2.6899 | 2.69 | 2.69 | 0.1549 | 0.16071 | 0.16598 | 0.17081 | 0.17515 | 0.17863 | 0.18193 | 0.18557 | 0.18928 | 0.19307 | 0.060056 | 0.061257 | 0.062483 | 0.063732 | 0.065007 | 0.066307 | 0.067633 | 0.068986 | 0.070366 | 0.071773 | 0.094842 | 0.099448 | 0.10349 | 0.10708 | 0.11015 | 0.11232 | 0.1143 | 0.11658 | 0.11892 | 0.1213 | 40101.1437 | 39900.6379 | 39701.1347 | 39502.6291 | 39305.1159 | 39108.5903 | 38913.0474 | 38718.4822 | 38524.8897 | 38332.2653 | 40101.1437 | 39900.6379 | 39701.1347 | 39502.6291 | 39305.1159 | 39108.5903 | 38913.0474 | 38718.4822 | 38524.8897 | 38332.2653 | 1128.4829 | 2260.2743 | 3385.6676 | 4545.5119 | 5730.5239 | 6924.6946 | 8116.2889 | 9307.6112 | 10492.984 | 11672.791 | 1128.4829 | 1131.7915 | 1125.3933 | 1159.8443 | 1185.012 | 1194.1707 | 1191.5944 | 1191.3222 | 1185.3728 | 1179.807
Ind ¦ High-efficiency burners | RET | I_Asphalt | Greater Toronto Area | Process Heat | Industrial | NA | End Use Consumption (m^3/year) | 20 | 8.928 | 9.0812 | 9.1951 | 9.2776 | 9.3267 | 9.3252 | 9.3113 | 9.3113 | 9.3115 | 9.3115 | 0.61959 | 0.64282 | 0.66391 | 0.68326 | 0.70062 | 0.71451 | 0.72771 | 0.74227 | 0.75713 | 0.77227 | 0.069398 | 0.070786 | 0.072202 | 0.073646 | 0.075119 | 0.076621 | 0.078154 | 0.079717 | 0.081311 | 0.082938 | 0.55019 | 0.57204 | 0.59171 | 0.60961 | 0.6255 | 0.63789 | 0.64956 | 0.66256 | 0.67582 | 0.68934 | 766167.7328 | 762336.8942 | 758525.2097 | 754732.5836 | 750958.9207 | 747204.1261 | 743468.1055 | 739750.765 | 736052.0111 | 732371.7511 | 766167.7328 | 762336.8942 | 758525.2097 | 754732.5836 | 750958.9207 | 747204.1261 | 743468.1055 | 739750.765 | 736052.0111 | 732371.7511 | 35802.3459 | 72600.663 | 110107.4658 | 148137.0525 | 186356.8782 | 224405.0624 | 261931.5566 | 298634.81 | 334215.5071 | 368421.4704 | 35802.3459 | 36798.3171 | 37506.8028 | 38029.5867 | 38219.8257 | 38048.1842 | 37526.4942 | 36703.2533 | 35580.6971 | 34205.9634
Ind ¦ Insulation | RET | I_Asphalt | Greater Toronto Area | Process - Boiler/Steam | Industrial | NA | End Use Consumption (m^3/year) | 15 | 5.3148 | 5.4254 | 5.5077 | 5.5672 | 5.6027 | 5.6015 | 5.5915 | 5.5916 | 5.5916 | 5.5916 | 0.12768 | 0.13294 | 0.13765 | 0.14192 | 0.14569 | 0.14857 | 0.15127 | 0.1543 | 0.15738 | 0.16053 | 0.024023 | 0.024503 | 0.024993 | 0.025493 | 0.026003 | 0.026523 | 0.027053 | 0.027594 | 0.028146 | 0.028709 | 0.10365 | 0.10844 | 0.11266 | 0.11643 | 0.11968 | 0.12205 | 0.12422 | 0.1267 | 0.12924 | 0.13182 | 102218.6015 | 101707.5085 | 101198.9709 | 100692.9761 | 100189.5112 | 99688.5636 | 99190.1208 | 98694.1702 | 98200.6993 | 97709.6959 | 102218.6015 | 101707.5085 | 101198.9709 | 100692.9761 | 100189.5112 | 99688.5636 | 99190.1208 | 98694.1702 | 98200.6993 | 97709.6959 | 4569.3748 | 9253.9382 | 14017.5075 | 18855.5851 | 23727.4839 | 28586.2839 | 33387.9658 | 38099.321 | 42683.9333 | 47112.6725 | 4569.3748 | 4684.5634 | 4763.5692 | 4838.0776 | 4871.8989 | 4858.7999 | 4801.6819 | 4711.3552 | 4584.6122 | 4428.7392
Ind ¦ Radiant heaters | RET | I_Asphalt | Greater Toronto Area | Space Heating/Ventilation | Industrial | NA | End Use Consumption (m^3/year) | 20 | 1.4656 | 1.4912 | 1.5115 | 1.5269 | 1.5367 | 1.5277 | 1.5255 | 1.5255 | 1.5255 | 1.5255 | 0.98582 | 1.0231 | 1.0578 | 1.0899 | 1.1188 | 1.1346 | 1.1555 | 1.1787 | 1.2022 | 1.2263 | 0.67263 | 0.68608 | 0.69981 | 0.7138 | 0.72808 | 0.74264 | 0.75749 | 0.77264 | 0.78809 | 0.80386 | 0.31319 | 0.33701 | 0.35795 | 0.37608 | 0.39073 | 0.39191 | 0.39804 | 0.40601 | 0.41413 | 0.42239 | 48121.3724 | 47880.7655 | 47641.3617 | 47403.1549 | 47166.1391 | 46930.3084 | 46695.6569 | 46462.1786 | 46229.8677 | 45998.7184 | 48121.3724 | 47880.7655 | 47641.3617 | 47403.1549 | 47166.1391 | 46930.3084 | 46695.6569 | 46462.1786 | 46229.8677 | 45998.7184 | 302.2799 | 591.7794 | 862.9291 | 1156.729 | 1467.6411 | 1785.399 | 2099.4986 | 2417.6866 | 2737.4054 | 3063.9028 | 302.2799 | 289.4995 | 271.1497 | 293.7998 | 310.9122 | 317.7579 | 314.0996 | 318.1879 | 319.7189 | 326.4974
Ind ¦ Steam trap survey and repair | RET | I_Asphalt | Greater Toronto Area | Process - Boiler/Steam | Industrial | NA | End Use Consumption (m^3/year) | 3 | 0.74751 | 0.79708 | 0.84877 | 0.8911 | 0.91312 | 0.91238 | 0.90622 | 0.90625 | 0.90632 | 0.90624 | 0.023145 | 0.025173 | 0.027342 | 0.029279 | 0.030603 | 0.03119 | 0.031599 | 0.032232 | 0.032879 | 0.033534 | 0.030962 | 0.031582 | 0.032213 | 0.032858 | 0.033515 | 0.034185 | 0.034869 | 0.035566 | 0.036277 | 0.037003 | -0.0078176 | -0.0064086 | -0.0048715 | -0.0035782 | -0.0029118 | -0.0029954 | -0.00327 | -0.0033344 | -0.0033984 | -0.0034693 | 94355.6321 | 93883.854 | 93414.4347 | 92947.3625 | 92482.6257 | 92020.2126 | 91560.1115 | 91102.311 | 90646.7994 | 90193.5654 | 0 | 0 | 0 | 0 | 0 | 0 | 0 | 0 | 0 | 0 | 0 | 0 | 0 | 0 | 0 | 0 | 0 | 0 | 0 | 0 | 0 | 0 | 0 | 0 | 0 | 0 | 0 | 0 | 0 | 0
Ind ¦ Ventilation heat recovery | RET | I_Asphalt | Greater Toronto Area | Space Heating/Ventilation | Industrial | NA | End Use Consumption (m^3/year) | 20 | 4.3968 | 4.4736 | 4.5345 | 4.5806 | 4.61 | 4.5832 | 4.5764 | 4.5765 | 4.5764 | 4.5764 | 0.49291 | 0.51155 | 0.52888 | 0.54494 | 0.5594 | 0.56728 | 0.57777 | 0.58933 | 0.60111 | 0.61313 | 0.11211 | 0.11435 | 0.11663 | 0.11897 | 0.12135 | 0.12377 | 0.12625 | 0.12877 | 0.13135 | 0.13398 | 0.3808 | 0.3972 | 0.41225 | 0.42598 | 0.43806 | 0.4435 | 0.45152 | 0.46055 | 0.46976 | 0.47915 | 49123.901 | 48878.2815 | 48633.8901 | 48390.7206 | 48148.767 | 47908.0232 | 47668.4831 | 47430.1406 | 47192.9899 | 46957.025 | 49123.901 | 48878.2815 | 48633.8901 | 48390.7206 | 48148.767 | 47908.0232 | 47668.4831 | 47430.1406 | 47192.9899 | 46957.025 | 1934.1436 | 3904.5084 | 5896.2894 | 7927.5429 | 9982.6635 | 12040.8989 | 14084.2348 | 16104.1972 | 18087.4275 | 20025.1994 | 1934.1436 | 1970.3648 | 1991.781 | 2031.2535 | 2055.1206 | 2058.2354 | 2043.3359 | 2019.9624 | 1983.2303 | 1937.7719
Ind ¦ Ventilation optimization | RET | I_Asphalt | Greater Toronto Area | Space Heating/Ventilation | Industrial | NA | End Use Consumption (m^3/year) | 15 | 2.256 | 2.3037 | 2.3416 | 2.3703 | 2.3886 | 2.3719 | 2.3677 | 2.3677 | 2.3677 | 2.3677 | 0.54194 | 0.56449 | 0.58524 | 0.60426 | 0.62109 | 0.62909 | 0.64054 | 0.65336 | 0.66642 | 0.67974 | 0.24023 | 0.24503 | 0.24993 | 0.25493 | 0.26003 | 0.26523 | 0.27053 | 0.27594 | 0.28146 | 0.28709 | 0.30171 | 0.31946 | 0.33531 | 0.34933 | 0.36107 | 0.36387 | 0.37 | 0.37741 | 0.38496 | 0.39265 | 56613.3793 | 56330.3124 | 56048.6608 | 55768.4175 | 55489.5754 | 55212.1275 | 54936.0669 | 54661.3866 | 54388.0796 | 54116.1392 | 56613.3793 | 56330.3124 | 56048.6608 | 55768.4175 | 55489.5754 | 55212.1275 | 54936.0669 | 54661.3866 | 54388.0796 | 54116.1392 | 1593.1523 | 3190.9755 | 4779.766 | 6417.1932 | 8090.1514 | 9776.0394 | 11458.2903 | 13140.157 | 14813.6244 | 16479.2344 | 1593.1523 | 1597.8233 | 1588.7905 | 1637.4272 | 1672.9581 | 1685.888 | 1682.2509 | 1681.8667 | 1673.4674 | 1665.61
Ind ¦ Warehouse loading dock seals | RET | I_Asphalt | Greater Toronto Area | Space Heating/Ventilation | Industrial | NA | End Use Consumption (m^3/year) | 10 | 0.65563 | 0.67466 | 0.68975 | 0.70118 | 0.70846 | 0.70181 | 0.70013 | 0.70014 | 0.70014 | 0.70012 | 0.098874 | 0.10378 | 0.10822 | 0.11222 | 0.11565 | 0.11685 | 0.11891 | 0.12129 | 0.12371 | 0.12618 | 0.15081 | 0.15382 | 0.1569 | 0.16004 | 0.16324 | 0.1665 | 0.16983 | 0.17323 | 0.1767 | 0.18023 | -0.051935 | -0.050045 | -0.048679 | -0.047824 | -0.047591 | -0.04965 | -0.050928 | -0.051945 | -0.052985 | -0.054047 | 17888.2553 | 17798.814 | 17709.8199 | 17621.2708 | 17533.1645 | 17445.4986 | 17358.2711 | 17271.4798 | 17185.1224 | 17099.1968 | 0 | 0 | 0 | 0 | 0 | 0 | 0 | 0 | 0 | 0 | 0 | 0 | 0 | 0 | 0 | 0 | 0 | 0 | 0 | 0 | 0 | 0 | 0 | 0 | 0 | 0 | 0 | 0 | 0 | 0
Ind ¦ Boiler right sizing and load management | ROB | I_Asphalt | Greater Toronto Area | Process - Boiler/Steam | Industrial | NA | End Use Consumption (m^3/year) | 25 | INF | INF | INF | INF | INF | INF | INF | INF | INF | INF | 0.35266 | 0.36513 | 0.37655 | 0.38712 | 0.39671 | 0.40459 | 0.41215 | 0.4204 | 0.42883 | 0.43741 | 0 | 0 | 0 | 0 | 0 | 0 | 0 | 0 | 0 | 0 | 0.35266 | 0.36513 | 0.37655 | 0.38712 | 0.39671 | 0.40459 | 0.41215 | 0.4204 | 0.42883 | 0.43741 | 206402.9453 | 205370.9305 | 204344.0759 | 203322.3555 | 202305.7437 | 201294.215 | 200287.7439 | 199286.3052 | 198289.8737 | 197298.4243 | 206402.9453 | 205370.9305 | 204344.0759 | 203322.3555 | 202305.7437 | 201294.215 | 200287.7439 | 199286.3052 | 198289.8737 | 197298.4243 | 6194.7395 | 12295.5929 | 18296.1015 | 24190.1315 | 29971.9858 | 35636.4921 | 41179.0666 | 46595.7582 | 51883.2719 | 57038.9773 | 6194.7395 | 6100.8534 | 6000.5086 | 5894.03 | 5781.8544 | 5664.5062 | 5542.5746 | 5416.6916 | 5287.5137 | 5155.7053
Ind ¦ Advanced heating and process control ¦ New | NEW | I_Cement | Greater Toronto Area | Process Heat | Industrial | NA | End Use Consumption (m^3/year) | 15 | 5.3148 | 5.4254 | 5.5077 | 5.5672 | 5.6027 | 5.6015 | 5.5915 | 5.5916 | 5.5916 | 5.5916 | 0.31919 | 0.33235 | 0.34413 | 0.35481 | 0.36422 | 0.37142 | 0.37817 | 0.38574 | 0.39346 | 0.40132 | 0.060056 | 0.061257 | 0.062483 | 0.063732 | 0.065007 | 0.066307 | 0.067633 | 0.068986 | 0.070366 | 0.071773 | 0.25913 | 0.27109 | 0.28165 | 0.29108 | 0.29921 | 0.30511 | 0.31054 | 0.31675 | 0.32309 | 0.32955 | 196327.388 | 398937.2524 | 608066.9531 | 823962.6076 | 1046879.4154 | 1277081.9941 | 1514844.7281 | 1760452.1297 | 2014199.2144 | 2276391.8895 | 196327.388 | 398937.2524 | 608066.9531 | 823962.6076 | 1046879.4154 | 1277081.9941 | 1514844.7281 | 1760452.1297 | 2014199.2144 | 2276391.8895 | 128529.346 | 261171.631 | 401812.1919 | 550209.9864 | 707267.2977 | 872873.1459 | 1046766.8722 | 1228788.0713 | 1419151.7541 | 1617892.0699 | 128529.346 | 132642.2851 | 140640.5609 | 148397.7945 | 157057.3113 | 165605.8483 | 173893.7263 | 182021.1991 | 190363.6828 | 198740.3158
Ind ¦ Air compressor heat recovery ¦ New | NEW | I_Cement | Greater Toronto Area | Space Heating/Ventilation | Industrial | NA | End Use Consumption (m^3/year) | 25 | 2.502 | 2.5404 | 2.5708 | 2.5939 | 2.6085 | 2.5951 | 2.5917 | 2.5918 | 2.5917 | 2.5917 | 0.78535 | 0.81335 | 0.83956 | 0.86403 | 0.8863 | 0.89938 | 0.91617 | 0.9345 | 0.95318 | 0.97223 | 0.31389 | 0.32017 | 0.32658 | 0.33311 | 0.33977 | 0.34656 | 0.3535 | 0.36057 | 0.36778 | 0.37513 | 0.47146 | 0.49318 | 0.51299 | 0.53092 | 0.54653 | 0.55281 | 0.56267 | 0.57393 | 0.58541 | 0.5971 | 89451.6662 | 181765.7856 | 277050.5055 | 375417.9631 | 476984.4336 | 581870.4836 | 690201.1292 | 802106.0016 | 917719.5171 | 1037181.0546 | 89451.6662 | 181765.7856 | 277050.5055 | 375417.9631 | 476984.4336 | 581870.4836 | 690201.1292 | 802106.0016 | 917719.5171 | 1037181.0546 | 26927.3322 | 54716.3389 | 83441.1501 | 112802.8151 | 144697.8406 | 178940.7163 | 215011.6861 | 252551.2709 | 291891.4169 | 332969.7643 | 26927.3322 | 27789.0068 | 28724.8112 | 29361.665 | 31895.0256 | 34242.8757 | 36070.9698 | 37539.5847 | 39340.146 | 41078.3474
Ind ¦ Air curtains ¦ New | NEW | I_Cement | Greater Toronto Area | Space Heating/Ventilation | Industrial | NA | End Use Consumption (m^3/year) | 15 | 0.92289 | 0.94244 | 0.95793 | 0.96967 | 0.97714 | 0.97032 | 0.9686 | 0.96861 | 0.96861 | 0.96859 | 0.13548 | 0.14112 | 0.14631 | 0.15106 | 0.15527 | 0.15727 | 0.16013 | 0.16334 | 0.16661 | 0.16993 | 0.1468 | 0.14974 | 0.15274 | 0.15579 | 0.15891 | 0.16208 | 0.16533 | 0.16863 | 0.172 | 0.17544 | -0.01132 | -0.0086192 | -0.0064252 | -0.0047254 | -0.0036321 | -0.0048103 | -0.0051917 | -0.0052929 | -0.0053996 | -0.0055101 | 53245.0394 | 108193.92 | 164911.0152 | 223463.0733 | 283919.3057 | 346351.4783 | 410834.0055 | 477444.0486 | 546261.6173 | 617369.6754 | 0 | 0 | 0 | 0 | 0 | 0 | 0 | 0 | 0 | 0 | 0 | 0 | 0 | 0 | 0 | 0 | 0 | 0 | 0 | 0 | 0 | 0 | 0 | 0 | 0 | 0 | 0 | 0 | 0 | 0
Ind ¦ Automated temperature control ¦ New | NEW | I_Cement | Greater Toronto Area | Space Heating/Ventilation | Industrial | NA | End Use Consumption (m^3/year) | 25 | 1.1676 | 1.1855 | 1.1997 | 1.2105 | 1.2173 | 1.2111 | 1.2095 | 1.2095 | 1.2095 | 1.2095 | 0.26178 | 0.27112 | 0.27985 | 0.28801 | 0.29543 | 0.29979 | 0.30539 | 0.3115 | 0.31773 | 0.32408 | 0.22421 | 0.22869 | 0.23327 | 0.23793 | 0.24269 | 0.24755 | 0.2525 | 0.25755 | 0.2627 | 0.26795 | 0.037574 | 0.042423 | 0.046585 | 0.050076 | 0.052741 | 0.052247 | 0.052892 | 0.053952 | 0.055029 | 0.056126 | 69021.3473 | 140251.3778 | 213773.5382 | 289674.3542 | 368043.5445 | 448974.1386 | 532562.5997 | 618908.9518 | 708116.9113 | 800294.0236 | 69021.3473 | 140251.3778 | 213773.5382 | 289674.3542 | 368043.5445 | 448974.1386 | 532562.5997 | 618908.9518 | 708116.9113 | 800294.0236 | 615.2792 | 1250.2473 | 1836.5878 | 2347.9444 | 3030.5666 | 3874.0264 | 4796.9127 | 5741.9568 | 6756.0929 | 7826.3302 | 615.2792 | 634.9681 | 586.3406 | 511.3566 | 682.6222 | 843.4598 | 922.8863 | 945.0441 | 1014.1361 | 1070.2373
Ind ¦ De-stratification fans ¦ New | NEW | I_Cement | Greater Toronto Area | Space Heating/Ventilation | Industrial | NA | End Use Consumption (m^3/year) | 25 | 1.4153 | 1.437 | 1.4542 | 1.4672 | 1.4755 | 1.468 | 1.466 | 1.466 | 1.466 | 1.466 | 0.29918 | 0.30985 | 0.31983 | 0.32915 | 0.33764 | 0.34262 | 0.34902 | 0.356 | 0.36312 | 0.37037 | 0.2114 | 0.21563 | 0.21994 | 0.22434 | 0.22882 | 0.2334 | 0.23807 | 0.24283 | 0.24769 | 0.25264 | 0.087784 | 0.094223 | 0.099894 | 0.10482 | 0.10881 | 0.10922 | 0.11095 | 0.11317 | 0.11543 | 0.11773 | 50484.1855 | 102583.8649 | 156360.0737 | 211876.0991 | 269197.564 | 328392.5128 | 389531.5015 | 452687.6905 | 517936.9408 | 585357.9144 | 50484.1855 | 102583.8649 | 156360.0737 | 211876.0991 | 269197.564 | 328392.5128 | 389531.5015 | 452687.6905 | 517936.9408 | 585357.9144 | 2018.7626 | 4102.1255 | 6138.3039 | 8038.9059 | 10355.5535 | 13030.2392 | 15907.3213 | 18877.7689 | 22032.8683 | 25348.8404 | 2018.7626 | 2083.363 | 2036.1784 | 1900.602 | 2316.6476 | 2674.6857 | 2877.0821 | 2970.4476 | 3155.0994 | 3315.9722
Ind ¦ Energy Management and Process Improvement ¦ New | NEW | I_Cement | Greater Toronto Area | Cross Cutting/Behavioural | Industrial | NA | End Use Consumption (m^3/year) | 15 | 3.6479 | 3.7238 | 3.7802 | 3.8211 | 3.8455 | 3.8447 | 3.8378 | 3.8378 | 3.8379 | 3.8378 | 0.25535 | 0.26588 | 0.27531 | 0.28385 | 0.29137 | 0.29714 | 0.30254 | 0.30859 | 0.31477 | 0.32106 | 0.07 | 0.0714 | 0.072828 | 0.074285 | 0.07577 | 0.077286 | 0.078831 | 0.080408 | 0.082016 | 0.083656 | 0.18535 | 0.19448 | 0.20248 | 0.20956 | 0.2156 | 0.21985 | 0.22371 | 0.22818 | 0.23275 | 0.2374 | 624478.857 | 1268941.0374 | 1934141.5361 | 2620863.2049 | 3329917.7833 | 4062146.9679 | 4818423.5212 | 5599652.4214 | 6406772.0547 | 7240755.452 | 624478.857 | 1268941.0374 | 1934141.5361 | 2620863.2049 | 3329917.7833 | 4062146.9679 | 4818423.5212 | 5599652.4214 | 6406772.0547 | 7240755.452 | 369578.8667 | 750984.2571 | 1154718.1478 | 1579700.3595 | 2030649.2943 | 2506985.3069 | 3007397.7407 | 3531026.3581 | 4078819.5506 | 4650780.0957 | 369578.8667 | 381405.3904 | 403733.8907 | 424982.2117 | 450948.9349 | 476336.0126 | 500412.4338 | 523628.6174 | 547793.1925 | 571960.5451
Ind ¦ Exhaust gas heat recovery ¦ New | NEW | I_Cement | Greater Toronto Area | Process Heat | Industrial | NA | End Use Consumption (m^3/year) | 15 | 5.3148 | 5.4254 | 5.5077 | 5.5672 | 5.6027 | 5.6015 | 5.5915 | 5.5916 | 5.5916 | 5.5916 | 0.44687 | 0.46529 | 0.48179 | 0.49674 | 0.5099 | 0.51999 | 0.52944 | 0.54003 | 0.55084 | 0.56185 | 0.084079 | 0.08576 | 0.087476 | 0.089225 | 0.09101 | 0.09283 | 0.094686 | 0.09658 | 0.098512 | 0.10048 | 0.36279 | 0.37953 | 0.39431 | 0.40751 | 0.41889 | 0.42716 | 0.43475 | 0.44345 | 0.45233 | 0.46137 | 343572.929 | 698140.1918 | 1064117.1679 | 1441934.5633 | 1832038.9769 | 2234893.4897 | 2650978.2741 | 3080791.2269 | 3524848.6252 | 3983685.8066 | 343572.929 | 698140.1918 | 1064117.1679 | 1441934.5633 | 1832038.9769 | 2234893.4897 | 2650978.2741 | 3080791.2269 | 3524848.6252 | 3983685.8066 | 224926.3555 | 457050.3543 | 703398.9221 | 963506.6932 | 1238916.9579 | 1529402.4261 | 1834477.1717 | 2153835.0398 | 2487832.3373 | 2836511.4508 | 224926.3555 | 232123.9988 | 246348.5678 | 260107.7711 | 275410.2647 | 290485.4682 | 305074.7456 | 319357.8681 | 333997.2975 | 348679.1135
Ind ¦ High-efficiency burners ¦ New | NEW | I_Cement | Greater Toronto Area | Process Heat | Industrial | NA | End Use Consumption (m^3/year) | 20 | 8.928 | 9.0812 | 9.1951 | 9.2776 | 9.3267 | 9.3252 | 9.3113 | 9.3113 | 9.3115 | 9.3115 | 0.61959 | 0.64282 | 0.66391 | 0.68326 | 0.70062 | 0.71451 | 0.72771 | 0.74227 | 0.75713 | 0.77227 | 0.069398 | 0.070786 | 0.072202 | 0.073646 | 0.075119 | 0.076621 | 0.078154 | 0.079717 | 0.081311 | 0.082938 | 0.55019 | 0.57204 | 0.59171 | 0.60961 | 0.6255 | 0.63789 | 0.64956 | 0.66256 | 0.67582 | 0.68934 | 117796.4328 | 239362.3515 | 364840.1719 | 494377.5645 | 628127.6492 | 766249.1965 | 908906.8368 | 1056271.2778 | 1208519.5286 | 1365835.1337 | 117796.4328 | 239362.3515 | 364840.1719 | 494377.5645 | 628127.6492 | 766249.1965 | 908906.8368 | 1056271.2778 | 1208519.5286 | 1365835.1337 | 80614.7158 | 163809.1025 | 251830.151 | 344631.8784 | 442510.4355 | 545465.8002 | 653457.6422 | 766479.6497 | 884641.8854 | 1008005.1533 | 80614.7158 | 83194.3867 | 88021.0485 | 92801.7274 | 97878.5571 | 102955.3648 | 107991.8419 | 113022.0076 | 118162.2357 | 123363.2679
Ind ¦ Insulation ¦ New | NEW | I_Cement | Greater Toronto Area | Process Heat | Industrial | NA | End Use Consumption (m^3/year) | 15 | 5.3148 | 5.4254 | 5.5077 | 5.5672 | 5.6027 | 5.6015 | 5.5915 | 5.5916 | 5.5916 | 5.5916 | 0.12768 | 0.13294 | 0.13765 | 0.14192 | 0.14569 | 0.14857 | 0.15127 | 0.1543 | 0.15738 | 0.16053 | 0.024023 | 0.024503 | 0.024993 | 0.025493 | 0.026003 | 0.026523 | 0.027053 | 0.027594 | 0.028146 | 0.028709 | 0.10365 | 0.10844 | 0.11266 | 0.11643 | 0.11968 | 0.12205 | 0.12422 | 0.1267 | 0.12924 | 0.13182 | 16565.1234 | 33660.3307 | 51305.6492 | 69521.845 | 88330.4507 | 107753.7933 | 127815.0239 | 148538.1484 | 169948.0587 | 192070.5657 | 16565.1234 | 33660.3307 | 51305.6492 | 69521.845 | 88330.4507 | 107753.7933 | 127815.0239 | 148538.1484 | 169948.0587 | 192070.5657 | 10844.6636 | 22036.3564 | 33960.7992 | 46584.1721 | 59972.2169 | 74107.0029 | 88959.2634 | 104509.3659 | 120770.7532 | 137742.2952 | 10844.6636 | 11191.6928 | 11924.4428 | 12623.373 | 13388.0448 | 14134.786 | 14852.2604 | 15550.1025 | 16261.3873 | 16971.542
Ind ¦ Radiant heaters ¦ New | NEW | I_Cement | Greater Toronto Area | Space Heating/Ventilation | Industrial | NA | End Use Consumption (m^3/year) | 20 | 1.4656 | 1.4912 | 1.5115 | 1.5269 | 1.5367 | 1.5277 | 1.5255 | 1.5255 | 1.5255 | 1.5255 | 0.98582 | 1.0231 | 1.0578 | 1.0899 | 1.1188 | 1.1346 | 1.1555 | 1.1787 | 1.2022 | 1.2263 | 0.67263 | 0.68608 | 0.69981 | 0.7138 | 0.72808 | 0.74264 | 0.75749 | 0.77264 | 0.78809 | 0.80386 | 0.31319 | 0.33701 | 0.35795 | 0.37608 | 0.39073 | 0.39191 | 0.39804 | 0.40601 | 0.41413 | 0.42239 | 80459.1706 | 163493.0347 | 249198.8674 | 337677.5329 | 429033.6176 | 523375.5672 | 620815.8305 | 721471.0067 | 825461.9995 | 932914.1761 | 80459.1706 | 163493.0347 | 249198.8674 | 337677.5329 | 429033.6176 | 523375.5672 | 620815.8305 | 721471.0067 | 825461.9995 | 932914.1761 | 7401.8697 | 15040.5992 | 22751.1399 | 30350.7804 | 39005.03 | 48613.5658 | 58901.6024 | 69543.9074 | 80816.478 | 92650.1418 | 7401.8697 | 7638.7295 | 7710.5407 | 7599.6405 | 8654.2497 | 9608.5358 | 10288.0366 | 10642.305 | 11272.5706 | 11833.6638
Ind ¦ Ventilation heat recovery ¦ New | NEW | I_Cement | Greater Toronto Area | Space Heating/Ventilation | Industrial | NA | End Use Consumption (m^3/year) | 20 | 4.3968 | 4.4736 | 4.5345 | 4.5806 | 4.61 | 4.5832 | 4.5764 | 4.5765 | 4.5764 | 4.5764 | 0.49291 | 0.51155 | 0.52888 | 0.54494 | 0.5594 | 0.56728 | 0.57777 | 0.58933 | 0.60111 | 0.61313 | 0.11211 | 0.11435 | 0.11663 | 0.11897 | 0.12135 | 0.12377 | 0.12625 | 0.12877 | 0.13135 | 0.13398 | 0.3808 | 0.3972 | 0.41225 | 0.42598 | 0.43806 | 0.4435 | 0.45152 | 0.46055 | 0.46976 | 0.47915 | 82135.4033 | 166899.1396 | 254390.5105 | 344712.4815 | 437971.8179 | 534279.2249 | 633749.4937 | 736501.6527 | 842659.1245 | 952349.8881 | 82135.4033 | 166899.1396 | 254390.5105 | 344712.4815 | 437971.8179 | 534279.2249 | 633749.4937 | 736501.6527 | 842659.1245 | 952349.8881 | 47360.9959 | 96237.5437 | 147786.1997 | 201863.5727 | 259271.0021 | 319934.1713 | 383640.3141 | 450249.5142 | 519924.5904 | 592664.4782 | 47360.9959 | 48876.5478 | 51548.656 | 54077.373 | 57407.4295 | 60663.1692 | 63706.1428 | 66609.2001 | 69675.0762 | 72739.8878
Ind ¦ Ventilation optimization ¦ New | NEW | I_Cement | Greater Toronto Area | Space Heating/Ventilation | Industrial | NA | End Use Consumption (m^3/year) | 15 | 2.256 | 2.3037 | 2.3416 | 2.3703 | 2.3886 | 2.3719 | 2.3677 | 2.3677 | 2.3677 | 2.3677 | 0.54194 | 0.56449 | 0.58524 | 0.60426 | 0.62109 | 0.62909 | 0.64054 | 0.65336 | 0.66642 | 0.67974 | 0.24023 | 0.24503 | 0.24993 | 0.25493 | 0.26003 | 0.26523 | 0.27053 | 0.27594 | 0.28146 | 0.28709 | 0.30171 | 0.31946 | 0.33531 | 0.34933 | 0.36107 | 0.36387 | 0.37 | 0.37741 | 0.38496 | 0.39265 | 94657.8478 | 192344.7467 | 293175.1381 | 397267.6858 | 504745.4324 | 615735.9615 | 730371.5653 | 848789.4197 | 971131.7641 | 1097546.0896 | 94657.8478 | 192344.7467 | 293175.1381 | 397267.6858 | 504745.4324 | 615735.9615 | 730371.5653 | 848789.4197 | 971131.7641 | 1097546.0896 | 39011.2081 | 79270.7748 | 121316.3063 | 164861.5643 | 211636.6393 | 261469.9436 | 313890.4386 | 368574.283 | 425831.793 | 485614.9964 | 39011.2081 | 40259.5667 | 42045.5315 | 43545.2581 | 46775.075 | 49833.3043 | 52420.495 | 54683.8444 | 57257.51 | 59783.2033
Ind ¦ Warehouse loading dock seals ¦ New | NEW | I_Cement | Greater Toronto Area | Space Heating/Ventilation | Industrial | NA | End Use Consumption (m^3/year) | 10 | 0.65563 | 0.67466 | 0.68975 | 0.70118 | 0.70846 | 0.70181 | 0.70013 | 0.70014 | 0.70014 | 0.70012 | 0.098874 | 0.10378 | 0.10822 | 0.11222 | 0.11565 | 0.11685 | 0.11891 | 0.12129 | 0.12371 | 0.12618 | 0.15081 | 0.15382 | 0.1569 | 0.16004 | 0.16324 | 0.1665 | 0.16983 | 0.17323 | 0.1767 | 0.18023 | -0.051935 | -0.050045 | -0.048679 | -0.047824 | -0.047591 | -0.04965 | -0.050928 | -0.051945 | -0.052985 | -0.054047 | 29909.2505 | 60775.5971 | 92635.1999 | 125525.5535 | 159485.5359 | 194555.46 | 230777.1265 | 268193.8791 | 306850.6616 | 346794.0769 | 0 | 0 | 0 | 0 | 0 | 0 | 0 | 0 | 0 | 0 | 0 | 0 | 0 | 0 | 0 | 0 | 0 | 0 | 0 | 0 | 0 | 0 | 0 | 0 | 0 | 0 | 0 | 0 | 0 | 0
Ind ¦ Advanced heating and process control | RET | I_Cement | Greater Toronto Area | Process Heat | Industrial | NA | End Use Consumption (m^3/year) | 15 | 5.3148 | 5.4254 | 5.5077 | 5.5672 | 5.6027 | 5.6015 | 5.5915 | 5.5916 | 5.5916 | 5.5916 | 0.31919 | 0.33235 | 0.34413 | 0.35481 | 0.36422 | 0.37142 | 0.37817 | 0.38574 | 0.39346 | 0.40132 | 0.060056 | 0.061257 | 0.062483 | 0.063732 | 0.065007 | 0.066307 | 0.067633 | 0.068986 | 0.070366 | 0.071773 | 0.25913 | 0.27109 | 0.28165 | 0.29108 | 0.29921 | 0.30511 | 0.31054 | 0.31675 | 0.32309 | 0.32955 | 4651089.3113 | 4627833.8648 | 4604694.6954 | 4581671.222 | 4558762.8659 | 4535969.0515 | 4513289.2063 | 4490722.7602 | 4468269.1464 | 4445927.8007 | 4651089.3113 | 4627833.8648 | 4604694.6954 | 4581671.222 | 4558762.8659 | 4535969.0515 | 4513289.2063 | 4490722.7602 | 4468269.1464 | 4445927.8007 | 207912.9432 | 421067.1297 | 637816.1919 | 857955.4887 | 1079633.7004 | 1300715.8927 | 1519199.1345 | 1733572.3853 | 1942178.6536 | 2143692.481 | 207912.9432 | 213154.1865 | 216749.0622 | 220139.2969 | 221678.2116 | 221082.1923 | 218483.2418 | 214373.2507 | 208606.2683 | 201513.8274
Ind ¦ Air compressor heat recovery | RET | I_Cement | Greater Toronto Area | Space Heating/Ventilation | Industrial | NA | End Use Consumption (m^3/year) | 25 | 2.502 | 2.5404 | 2.5708 | 2.5939 | 2.6085 | 2.5951 | 2.5917 | 2.5918 | 2.5917 | 2.5917 | 0.78535 | 0.81335 | 0.83956 | 0.86403 | 0.8863 | 0.89938 | 0.91617 | 0.9345 | 0.95318 | 0.97223 | 0.31389 | 0.32017 | 0.32658 | 0.33311 | 0.33977 | 0.34656 | 0.3535 | 0.36057 | 0.36778 | 0.37513 | 0.47146 | 0.49318 | 0.51299 | 0.53092 | 0.54653 | 0.55281 | 0.56267 | 0.57393 | 0.58541 | 0.5971 | 2119152.5675 | 2108556.8046 | 2098014.0206 | 2087523.9505 | 2077086.3308 | 2066700.8991 | 2056367.3946 | 2046085.5576 | 2035855.1298 | 2025675.8542 | 2119152.5675 | 2108556.8046 | 2098014.0206 | 2087523.9505 | 2077086.3308 | 2066700.8991 | 2056367.3946 | 2046085.5576 | 2035855.1298 | 2025675.8542 | 43558.4639 | 86674.1601 | 128895.4503 | 172839.8569 | 218073.652 | 263764.9473 | 309350.4518 | 355122.6599 | 400888.0595 | 446822.4089 | 43558.4639 | 43115.6962 | 42221.2902 | 43944.4066 | 45233.7951 | 45691.2953 | 45585.5045 | 45772.2081 | 45765.3996 | 45934.3494
Ind ¦ Air curtains | RET | I_Cement | Greater Toronto Area | Space Heating/Ventilation | Industrial | NA | End Use Consumption (m^3/year) | 15 | 0.92289 | 0.94244 | 0.95793 | 0.96967 | 0.97714 | 0.97032 | 0.9686 | 0.96861 | 0.96861 | 0.96859 | 0.13548 | 0.14112 | 0.14631 | 0.15106 | 0.15527 | 0.15727 | 0.16013 | 0.16334 | 0.16661 | 0.16993 | 0.1468 | 0.14974 | 0.15274 | 0.15579 | 0.15891 | 0.16208 | 0.16533 | 0.16863 | 0.172 | 0.17544 | -0.01132 | -0.0086192 | -0.0064252 | -0.0047254 | -0.0036321 | -0.0048103 | -0.0051917 | -0.0052929 | -0.0053996 | -0.0055101 | 1261400.3378 | 1255093.3361 | 1248817.8694 | 1242573.7801 | 1236360.9112 | 1230179.1066 | 1224028.2111 | 1217908.07 | 1211818.5297 | 1205759.437 | 0 | 0 | 0 | 0 | 0 | 0 | 0 | 0 | 0 | 0 | 0 | 0 | 0 | 0 | 0 | 0 | 0 | 0 | 0 | 0 | 0 | 0 | 0 | 0 | 0 | 0 | 0 | 0 | 0 | 0
Ind ¦ Automated temperature control | RET | I_Cement | Greater Toronto Area | Space Heating/Ventilation | Industrial | NA | End Use Consumption (m^3/year) | 25 | 1.1676 | 1.1855 | 1.1997 | 1.2105 | 1.2173 | 1.2111 | 1.2095 | 1.2095 | 1.2095 | 1.2095 | 0.26178 | 0.27112 | 0.27985 | 0.28801 | 0.29543 | 0.29979 | 0.30539 | 0.3115 | 0.31773 | 0.32408 | 0.22421 | 0.22869 | 0.23327 | 0.23793 | 0.24269 | 0.24755 | 0.2525 | 0.25755 | 0.2627 | 0.26795 | 0.037574 | 0.042423 | 0.046585 | 0.050076 | 0.052741 | 0.052247 | 0.052892 | 0.053952 | 0.055029 | 0.056126 | 1635148.586 | 1626972.8431 | 1618837.9789 | 1610743.789 | 1602690.07 | 1594676.6197 | 1586703.2366 | 1578769.7204 | 1570875.8718 | 1563021.4924 | 1635148.586 | 1626972.8431 | 1618837.9789 | 1610743.789 | 1602690.07 | 1594676.6197 | 1586703.2366 | 1578769.7204 | 1570875.8718 | 1563021.4924 | 995.2941 | 1861.8961 | 2576.0869 | 3478.73 | 4536.6197 | 5636.2798 | 6707.5177 | 7802.3802 | 8903.998 | 10047.1863 | 995.2941 | 866.602 | 714.1907 | 902.6432 | 1057.8897 | 1099.66 | 1071.2379 | 1094.8625 | 1101.6178 | 1143.1883
Ind ¦ De-stratification fans | RET | I_Cement | Greater Toronto Area | Space Heating/Ventilation | Industrial | NA | End Use Consumption (m^3/year) | 25 | 1.4153 | 1.437 | 1.4542 | 1.4672 | 1.4755 | 1.468 | 1.466 | 1.466 | 1.466 | 1.466 | 0.29918 | 0.30985 | 0.31983 | 0.32915 | 0.33764 | 0.34262 | 0.34902 | 0.356 | 0.36312 | 0.37037 | 0.2114 | 0.21563 | 0.21994 | 0.22434 | 0.22882 | 0.2334 | 0.23807 | 0.24283 | 0.24769 | 0.25264 | 0.087784 | 0.094223 | 0.099894 | 0.10482 | 0.10881 | 0.10922 | 0.11095 | 0.11317 | 0.11543 | 0.11773 | 1195994.3943 | 1190014.4224 | 1184064.3503 | 1178144.0285 | 1172253.3084 | 1166392.0418 | 1160560.0816 | 1154757.2812 | 1148983.4948 | 1143238.5773 | 1195994.3943 | 1190014.4224 | 1184064.3503 | 1178144.0285 | 1172253.3084 | 1166392.0418 | 1160560.0816 | 1154757.2812 | 1148983.4948 | 1143238.5773 | 3265.6112 | 6282.4919 | 8949.3796 | 12032.8383 | 15416.1238 | 18880.325 | 22289.245 | 25743.9439 | 29211.6526 | 32760.4172 | 3265.6112 | 3016.8807 | 2666.8877 | 3083.4587 | 3383.2855 | 3464.2012 | 3408.92 | 3454.6988 | 3467.7087 | 3548.7646
Ind ¦ Energy Management and Process Improvement | RET | I_Cement | Greater Toronto Area | Cross Cutting/Behavioural | Industrial | NA | End Use Consumption (m^3/year) | 15 | 3.6479 | 3.7238 | 3.7802 | 3.8211 | 3.8455 | 3.8447 | 3.8378 | 3.8378 | 3.8379 | 3.8378 | 0.25535 | 0.26588 | 0.27531 | 0.28385 | 0.29137 | 0.29714 | 0.30254 | 0.30859 | 0.31477 | 0.32106 | 0.07 | 0.0714 | 0.072828 | 0.074285 | 0.07577 | 0.077286 | 0.078831 | 0.080408 | 0.082016 | 0.083656 | 0.18535 | 0.19448 | 0.20248 | 0.20956 | 0.2156 | 0.21985 | 0.22371 | 0.22818 | 0.23275 | 0.2374 | 14794201.4925 | 14720230.485 | 14646629.3326 | 14573396.1859 | 14500529.205 | 14428026.559 | 14355886.4262 | 14284106.9941 | 14212686.4591 | 14141623.0268 | 14794201.4925 | 14720230.485 | 14646629.3326 | 14573396.1859 | 14500529.205 | 14428026.559 | 14355886.4262 | 14284106.9941 | 14212686.4591 | 14141623.0268 | 597841.9116 | 1208118.9167 | 1826339.3227 | 2455815.8356 | 3091708.8863 | 3728021.8655 | 4359384.2935 | 4982665.622 | 5593658.8894 | 6189319.1967 | 597841.9116 | 610277.0051 | 618220.406 | 629476.5129 | 635893.0507 | 636312.9793 | 631362.4279 | 623281.3285 | 610993.2674 | 595660.3073
Ind ¦ Exhaust gas heat recovery | RET | I_Cement | Greater Toronto Area | Process Heat | Industrial | NA | End Use Consumption (m^3/year) | 15 | 5.3148 | 5.4254 | 5.5077 | 5.5672 | 5.6027 | 5.6015 | 5.5915 | 5.5916 | 5.5916 | 5.5916 | 0.44687 | 0.46529 | 0.48179 | 0.49674 | 0.5099 | 0.51999 | 0.52944 | 0.54003 | 0.55084 | 0.56185 | 0.084079 | 0.08576 | 0.087476 | 0.089225 | 0.09101 | 0.09283 | 0.094686 | 0.09658 | 0.098512 | 0.10048 | 0.36279 | 0.37953 | 0.39431 | 0.40751 | 0.41889 | 0.42716 | 0.43475 | 0.44345 | 0.45233 | 0.46137 | 8139406.2948 | 8098709.2633 | 8058215.717 | 8017924.6384 | 7977835.0152 | 7937945.8402 | 7898256.111 | 7858764.8304 | 7819471.0063 | 7780373.6512 | 8139406.2948 | 8098709.2633 | 8058215.717 | 8017924.6384 | 7977835.0152 | 7937945.8402 | 7898256.111 | 7858764.8304 | 7819471.0063 | 7780373.6512 | 363847.6505 | 736867.477 | 1116178.3358 | 1501422.1053 | 1889358.9756 | 2276252.8122 | 2658598.4854 | 3033751.6742 | 3398812.6437 | 3751461.8417 | 363847.6505 | 373019.8264 | 379310.8588 | 385243.7695 | 387936.8703 | 386893.8365 | 382345.6732 | 375153.1888 | 365060.9695 | 352649.198
Ind ¦ High-efficiency burners | RET | I_Cement | Greater Toronto Area | Process Heat | Industrial | NA | End Use Consumption (m^3/year) | 20 | 8.928 | 9.0812 | 9.1951 | 9.2776 | 9.3267 | 9.3252 | 9.3113 | 9.3113 | 9.3115 | 9.3115 | 0.61959 | 0.64282 | 0.66391 | 0.68326 | 0.70062 | 0.71451 | 0.72771 | 0.74227 | 0.75713 | 0.77227 | 0.069398 | 0.070786 | 0.072202 | 0.073646 | 0.075119 | 0.076621 | 0.078154 | 0.079717 | 0.081311 | 0.082938 | 0.55019 | 0.57204 | 0.59171 | 0.60961 | 0.6255 | 0.63789 | 0.64956 | 0.66256 | 0.67582 | 0.68934 | 2790653.5868 | 2776700.3189 | 2762816.8173 | 2749002.7332 | 2735257.7195 | 2721581.4309 | 2707973.5238 | 2694433.6561 | 2680961.4879 | 2667556.6804 | 2790653.5868 | 2776700.3189 | 2762816.8173 | 2749002.7332 | 2735257.7195 | 2721581.4309 | 2707973.5238 | 2694433.6561 | 2680961.4879 | 2667556.6804 | 130404.7935 | 264437.2662 | 401050.2939 | 539567.4853 | 678777.5944 | 817362.5244 | 954047.2753 | 1087733.4921 | 1217330.9624 | 1341921.1667 | 130404.7935 | 134032.4727 | 136613.0277 | 138517.1914 | 139210.1091 | 138584.93 | 136684.7509 | 133686.2168 | 129597.4703 | 124590.2044
Ind ¦ Insulation | RET | I_Cement | Greater Toronto Area | Process Heat | Industrial | NA | End Use Consumption (m^3/year) | 15 | 5.3148 | 5.4254 | 5.5077 | 5.5672 | 5.6027 | 5.6015 | 5.5915 | 5.5916 | 5.5916 | 5.5916 | 0.12768 | 0.13294 | 0.13765 | 0.14192 | 0.14569 | 0.14857 | 0.15127 | 0.1543 | 0.15738 | 0.16053 | 0.024023 | 0.024503 | 0.024993 | 0.025493 | 0.026003 | 0.026523 | 0.027053 | 0.027594 | 0.028146 | 0.028709 | 0.10365 | 0.10844 | 0.11266 | 0.11643 | 0.11968 | 0.12205 | 0.12422 | 0.1267 | 0.12924 | 0.13182 | 392435.6606 | 390473.4823 | 388521.1149 | 386578.5094 | 384645.6168 | 382722.3887 | 380808.7768 | 378904.7329 | 377010.2092 | 375125.1582 | 392435.6606 | 390473.4823 | 388521.1149 | 386578.5094 | 384645.6168 | 382722.3887 | 380808.7768 | 378904.7329 | 377010.2092 | 375125.1582 | 17542.6546 | 35527.5391 | 53815.7412 | 72389.9944 | 91094.0935 | 109747.9034 | 128182.427 | 146270.17 | 163871.3239 | 180874.0531 | 17542.6546 | 17984.8845 | 18288.2021 | 18574.2532 | 18704.0991 | 18653.81 | 18434.5235 | 18087.743 | 17601.1539 | 17002.7292
Ind ¦ Radiant heaters | RET | I_Cement | Greater Toronto Area | Space Heating/Ventilation | Industrial | NA | End Use Consumption (m^3/year) | 20 | 1.4656 | 1.4912 | 1.5115 | 1.5269 | 1.5367 | 1.5277 | 1.5255 | 1.5255 | 1.5255 | 1.5255 | 0.98582 | 1.0231 | 1.0578 | 1.0899 | 1.1188 | 1.1346 | 1.1555 | 1.1787 | 1.2022 | 1.2263 | 0.67263 | 0.68608 | 0.69981 | 0.7138 | 0.72808 | 0.74264 | 0.75749 | 0.77264 | 0.78809 | 0.80386 | 0.31319 | 0.33701 | 0.35795 | 0.37608 | 0.39073 | 0.39191 | 0.39804 | 0.40601 | 0.41413 | 0.42239 | 1906116.066 | 1896585.4856 | 1887102.5582 | 1877667.0454 | 1868278.7102 | 1858937.3167 | 1849642.6301 | 1840394.4169 | 1831192.4448 | 1822036.4826 | 1906116.066 | 1896585.4856 | 1887102.5582 | 1877667.0454 | 1868278.7102 | 1858937.3167 | 1849642.6301 | 1840394.4169 | 1831192.4448 | 1822036.4826 | 11973.4874 | 23440.7341 | 34181.1348 | 45818.7195 | 58134.1353 | 70720.7126 | 83162.3839 | 95765.9968 | 108430.2506 | 121363.0055 | 11973.4874 | 11467.2466 | 10740.4007 | 11637.5847 | 12315.4158 | 12586.5773 | 12441.6713 | 12603.6129 | 12664.2538 | 12932.7549
Ind ¦ Ventilation heat recovery | RET | I_Cement | Greater Toronto Area | Space Heating/Ventilation | Industrial | NA | End Use Consumption (m^3/year) | 20 | 4.3968 | 4.4736 | 4.5345 | 4.5806 | 4.61 | 4.5832 | 4.5764 | 4.5765 | 4.5764 | 4.5764 | 0.49291 | 0.51155 | 0.52888 | 0.54494 | 0.5594 | 0.56728 | 0.57777 | 0.58933 | 0.60111 | 0.61313 | 0.11211 | 0.11435 | 0.11663 | 0.11897 | 0.12135 | 0.12377 | 0.12625 | 0.12877 | 0.13135 | 0.13398 | 0.3808 | 0.3972 | 0.41225 | 0.42598 | 0.43806 | 0.4435 | 0.45152 | 0.46055 | 0.46976 | 0.47915 | 1945826.8174 | 1936097.6833 | 1926417.1949 | 1916785.1089 | 1907201.1833 | 1897665.1774 | 1888176.8515 | 1878735.9673 | 1869342.2874 | 1859995.576 | 1945826.8174 | 1936097.6833 | 1926417.1949 | 1916785.1089 | 1907201.1833 | 1897665.1774 | 1888176.8515 | 1878735.9673 | 1869342.2874 | 1859995.576 | 76612.5742 | 154659.8926 | 233555.5169 | 314014.6704 | 395419.2139 | 476947.1365 | 557884.8827 | 637896.7907 | 716453.7174 | 793210.012 | 76612.5742 | 78047.3184 | 78895.6243 | 80459.1535 | 81404.5436 | 81527.9225 | 80937.7463 | 80011.908 | 78556.9267 | 76756.2945
Ind ¦ Ventilation optimization | RET | I_Cement | Greater Toronto Area | Space Heating/Ventilation | Industrial | NA | End Use Consumption (m^3/year) | 15 | 2.256 | 2.3037 | 2.3416 | 2.3703 | 2.3886 | 2.3719 | 2.3677 | 2.3677 | 2.3677 | 2.3677 | 0.54194 | 0.56449 | 0.58524 | 0.60426 | 0.62109 | 0.62909 | 0.64054 | 0.65336 | 0.66642 | 0.67974 | 0.24023 | 0.24503 | 0.24993 | 0.25493 | 0.26003 | 0.26523 | 0.27053 | 0.27594 | 0.28146 | 0.28709 | 0.30171 | 0.31946 | 0.33531 | 0.34933 | 0.36107 | 0.36387 | 0.37 | 0.37741 | 0.38496 | 0.39265 | 2242489.4894 | 2231277.0419 | 2220120.6567 | 2209020.0534 | 2197974.9532 | 2186985.0784 | 2176050.153 | 2165169.9023 | 2154344.0527 | 2143572.3325 | 2242489.4894 | 2231277.0419 | 2220120.6567 | 2209020.0534 | 2197974.9532 | 2186985.0784 | 2176050.153 | 2165169.9023 | 2154344.0527 | 2143572.3325 | 63105.7057 | 126396.4316 | 189329.3639 | 254188.8253 | 320455.6876 | 387234.7103 | 453869.6657 | 520489.4017 | 586776.4386 | 652752.2354 | 63105.7057 | 63290.7258 | 62932.9323 | 64859.4615 | 66266.8623 | 66779.0227 | 66634.9553 | 66619.736 | 66287.0369 | 65975.7968
Ind ¦ Warehouse loading dock seals | RET | I_Cement | Greater Toronto Area | Space Heating/Ventilation | Industrial | NA | End Use Consumption (m^3/year) | 10 | 0.65563 | 0.67466 | 0.68975 | 0.70118 | 0.70846 | 0.70181 | 0.70013 | 0.70014 | 0.70014 | 0.70012 | 0.098874 | 0.10378 | 0.10822 | 0.11222 | 0.11565 | 0.11685 | 0.11891 | 0.12129 | 0.12371 | 0.12618 | 0.15081 | 0.15382 | 0.1569 | 0.16004 | 0.16324 | 0.1665 | 0.16983 | 0.17323 | 0.1767 | 0.18023 | -0.051935 | -0.050045 | -0.048679 | -0.047824 | -0.047591 | -0.04965 | -0.050928 | -0.051945 | -0.052985 | -0.054047 | 708564.3873 | 705021.5653 | 701496.4575 | 697988.9752 | 694499.0303 | 691026.5352 | 687571.4025 | 684133.5455 | 680712.8778 | 677309.3134 | 0 | 0 | 0 | 0 | 0 | 0 | 0 | 0 | 0 | 0 | 0 | 0 | 0 | 0 | 0 | 0 | 0 | 0 | 0 | 0 | 0 | 0 | 0 | 0 | 0 | 0 | 0 | 0 | 0 | 0
Ind ¦ Advanced boiler controls including air/fuel mix control ¦ New | NEW | I_Chemicals / Pharmaceutical | Greater Toronto Area | Process - Boiler/Steam | Industrial | NA | End Use Consumption (m^3/year) | 15 | 4.1594 | 4.246 | 4.3104 | 4.357 | 4.3847 | 4.3838 | 4.376 | 4.376 | 4.3761 | 4.376 | 0.12768 | 0.13294 | 0.13765 | 0.14192 | 0.14569 | 0.14857 | 0.15127 | 0.1543 | 0.15738 | 0.16053 | 0.030695 | 0.031309 | 0.031936 | 0.032574 | 0.033226 | 0.03389 | 0.034568 | 0.035259 | 0.035965 | 0.036684 | 0.09698 | 0.10163 | 0.10572 | 0.10935 | 0.11246 | 0.11468 | 0.1167 | 0.11904 | 0.12142 | 0.12384 | 83338.6619 | 167177.3557 | 251523.6653 | 336385.2476 | 421769.8331 | 507685.2274 | 594139.3113 | 681140.0425 | 768695.4556 | 856813.664 | 83338.6619 | 167177.3557 | 251523.6653 | 336385.2476 | 421769.8331 | 507685.2274 | 594139.3113 | 681140.0425 | 768695.4556 | 856813.664 | 51375.3072 | 103058.8662 | 156289.0289 | 210857.2828 | 267142.6371 | 324977.5819 | 384125.2483 | 444405.4244 | 505815.4102 | 568263.9324 | 51375.3072 | 51683.559 | 53230.1627 | 54568.2538 | 56285.3543 | 57834.9448 | 59147.6663 | 60280.1761 | 61409.9858 | 62448.5222
Ind ¦ Advanced heating and process control ¦ New | NEW | I_Chemicals / Pharmaceutical | Greater Toronto Area | Process Heat | Industrial | NA | End Use Consumption (m^3/year) | 15 | 5.3148 | 5.4254 | 5.5077 | 5.5672 | 5.6027 | 5.6015 | 5.5915 | 5.5916 | 5.5916 | 5.5916 | 0.31919 | 0.33235 | 0.34413 | 0.35481 | 0.36422 | 0.37142 | 0.37817 | 0.38574 | 0.39346 | 0.40132 | 0.060056 | 0.061257 | 0.062483 | 0.063732 | 0.065007 | 0.066307 | 0.067633 | 0.068986 | 0.070366 | 0.071773 | 0.25913 | 0.27109 | 0.28165 | 0.29108 | 0.29921 | 0.30511 | 0.31054 | 0.31675 | 0.32309 | 0.32955 | 132310.8372 | 265415.5393 | 399326.1468 | 534054.8158 | 669613.8197 | 806015.5507 | 943272.5208 | 1081397.3636 | 1220402.8354 | 1360301.817 | 132310.8372 | 265415.5393 | 399326.1468 | 534054.8158 | 669613.8197 | 806015.5507 | 943272.5208 | 1081397.3636 | 1220402.8354 | 1360301.817 | 86619.7301 | 173759.1786 | 263814.5982 | 356421.5448 | 451930.2819 | 550056.161 | 650441.6523 | 752805.4808 | 857086.8451 | 963126.7383 | 86619.7301 | 87139.4485 | 90055.4196 | 92606.9466 | 95508.7372 | 98125.8791 | 100385.4913 | 102363.8285 | 104281.3643 | 106039.8932
Ind ¦ Air compressor heat recovery ¦ New | NEW | I_Chemicals / Pharmaceutical | Greater Toronto Area | Space Heating/Ventilation | Industrial | NA | End Use Consumption (m^3/year) | 25 | 2.502 | 2.5404 | 2.5708 | 2.5939 | 2.6085 | 2.5951 | 2.5917 | 2.5918 | 2.5917 | 2.5917 | 0.78535 | 0.81335 | 0.83956 | 0.86403 | 0.8863 | 0.89938 | 0.91617 | 0.9345 | 0.95318 | 0.97223 | 0.31389 | 0.32017 | 0.32658 | 0.33311 | 0.33977 | 0.34656 | 0.3535 | 0.36057 | 0.36778 | 0.37513 | 0.47146 | 0.49318 | 0.51299 | 0.53092 | 0.54653 | 0.55281 | 0.56267 | 0.57393 | 0.58541 | 0.5971 | 6091.3119 | 12219.1717 | 18384.1337 | 24586.7575 | 30827.6082 | 37107.2563 | 43426.2777 | 49785.2542 | 56184.773 | 62625.4271 | 6091.3119 | 12219.1717 | 18384.1337 | 24586.7575 | 30827.6082 | 37107.2563 | 43426.2777 | 49785.2542 | 56184.773 | 62625.4271 | 1833.647 | 3678.2959 | 5536.8034 | 7388.2222 | 9348.0431 | 11398.2036 | 13502.2534 | 15635.4284 | 17812.9989 | 20027.6787 | 1833.647 | 1844.6489 | 1858.5075 | 1851.4188 | 1959.8208 | 2050.1605 | 2104.0498 | 2133.175 | 2177.5704 | 2214.6798
Ind ¦ Air curtains ¦ New | NEW | I_Chemicals / Pharmaceutical | Greater Toronto Area | Space Heating/Ventilation | Industrial | NA | End Use Consumption (m^3/year) | 15 | 0.92289 | 0.94244 | 0.95793 | 0.96967 | 0.97714 | 0.97032 | 0.9686 | 0.96861 | 0.96861 | 0.96859 | 0.13548 | 0.14112 | 0.14631 | 0.15106 | 0.15527 | 0.15727 | 0.16013 | 0.16334 | 0.16661 | 0.16993 | 0.1468 | 0.14974 | 0.15274 | 0.15579 | 0.15891 | 0.16208 | 0.16533 | 0.16863 | 0.172 | 0.17544 | -0.01132 | -0.0086192 | -0.0064252 | -0.0047254 | -0.0036321 | -0.0048103 | -0.0051917 | -0.0052929 | -0.0053996 | -0.0055101 | 3625.7809 | 7273.3165 | 10942.9367 | 14634.9747 | 18349.7668 | 22087.6525 | 25848.9749 | 29634.0799 | 33443.3173 | 37277.04 | 0 | 0 | 0 | 0 | 0 | 0 | 0 | 0 | 0 | 0 | 0 | 0 | 0 | 0 | 0 | 0 | 0 | 0 | 0 | 0 | 0 | 0 | 0 | 0 | 0 | 0 | 0 | 0 | 0 | 0
Ind ¦ Automated temperature control ¦ New | NEW | I_Chemicals / Pharmaceutical | Greater Toronto Area | Space Heating/Ventilation | Industrial | NA | End Use Consumption (m^3/year) | 25 | 1.1676 | 1.1855 | 1.1997 | 1.2105 | 1.2173 | 1.2111 | 1.2095 | 1.2095 | 1.2095 | 1.2095 | 0.26178 | 0.27112 | 0.27985 | 0.28801 | 0.29543 | 0.29979 | 0.30539 | 0.3115 | 0.31773 | 0.32408 | 0.22421 | 0.22869 | 0.23327 | 0.23793 | 0.24269 | 0.24755 | 0.2525 | 0.25755 | 0.2627 | 0.26795 | 0.037574 | 0.042423 | 0.046585 | 0.050076 | 0.052741 | 0.052247 | 0.052892 | 0.053952 | 0.055029 | 0.056126 | 4700.0864 | 9428.3733 | 14185.2884 | 18971.2635 | 23786.7347 | 28632.1422 | 33507.9304 | 38414.548 | 43352.4483 | 48322.0888 | 4700.0864 | 9428.3733 | 14185.2884 | 18971.2635 | 23786.7347 | 28632.1422 | 33507.9304 | 38414.548 | 43352.4483 | 48322.0888 | 41.8981 | 84.0476 | 121.9841 | 154.2281 | 196.1724 | 246.6714 | 300.5042 | 354.2061 | 410.3413 | 468.0421 | 41.8981 | 42.1495 | 37.9365 | 32.2439 | 41.9444 | 50.4989 | 53.8328 | 53.702 | 56.1352 | 57.7008
Ind ¦ Blow down heat recovery and control ¦ New | NEW | I_Chemicals / Pharmaceutical | Greater Toronto Area | Process - Boiler/Steam | Industrial | NA | End Use Consumption (m^3/year) | 20 | 1.9672 | 2.0009 | 2.026 | 2.0442 | 2.055 | 2.0547 | 2.0516 | 2.0517 | 2.0517 | 2.0517 | 0.061959 | 0.064282 | 0.066391 | 0.068326 | 0.070062 | 0.071451 | 0.072771 | 0.074227 | 0.075713 | 0.077227 | 0.031496 | 0.032126 | 0.032769 | 0.033424 | 0.034093 | 0.034774 | 0.03547 | 0.036179 | 0.036903 | 0.037641 | 0.030463 | 0.032156 | 0.033622 | 0.034902 | 0.035969 | 0.036676 | 0.037301 | 0.038048 | 0.03881 | 0.039587 | 47622.0925 | 95529.9176 | 143727.8088 | 192220.1415 | 241011.3332 | 290105.8442 | 339508.1779 | 389222.8814 | 439254.5461 | 489607.808 | 47622.0925 | 95529.9176 | 143727.8088 | 192220.1415 | 241011.3332 | 290105.8442 | 339508.1779 | 389222.8814 | 439254.5461 | 489607.808 | 12998.6368 | 26075.2654 | 39258.7756 | 52366.3969 | 66354.493 | 81069.9398 | 96205.2478 | 111550.3226 | 127230.6788 | 143183.5235 | 12998.6368 | 13076.6286 | 13183.5102 | 13107.6213 | 13988.0961 | 14715.4468 | 15135.308 | 15345.0748 | 15680.3562 | 15952.8447
Ind ¦ Boiler combustion air preheat ¦ New | NEW | I_Chemicals / Pharmaceutical | Greater Toronto Area | Process - Boiler/Steam | Industrial | NA | End Use Consumption (m^3/year) | 20 | 68.9876 | 69.0887 | 69.1845 | 69.2782 | 69.3709 | 69.4563 | 69.5363 | 69.6241 | 69.7143 | 69.809 | 2.0992 | 2.1443 | 2.1902 | 2.2371 | 2.2849 | 2.3334 | 2.3828 | 2.4336 | 2.4854 | 2.5386 | 0.030429 | 0.031037 | 0.031658 | 0.032291 | 0.032937 | 0.033596 | 0.034267 | 0.034953 | 0.035652 | 0.036365 | 2.0688 | 2.1133 | 2.1586 | 2.2048 | 2.2519 | 2.2998 | 2.3486 | 2.3986 | 2.4498 | 2.5022 | 61228.4046 | 122824.1797 | 184792.897 | 247140.1819 | 309871.7141 | 372993.2283 | 436510.5144 | 500429.419 | 564755.845 | 629495.7532 | 61228.4046 | 122824.1797 | 184792.897 | 247140.1819 | 309871.7141 | 372993.2283 | 436510.5144 | 500429.419 | 564755.845 | 629495.7532 | 45230.5877 | 90732.5589 | 137961.0223 | 186757.878 | 236988.4073 | 288532.6675 | 341283.9344 | 395147.5597 | 450040.0418 | 505887.7 | 45230.5877 | 45501.9712 | 47228.4634 | 48796.8557 | 50230.5293 | 51544.2602 | 52751.2669 | 53863.6253 | 54892.4821 | 55847.6582
Ind ¦ Boiler right sizing and load management | NEW | I_Chemicals / Pharmaceutical | Greater Toronto Area | Process - Boiler/Steam | Industrial | NA | End Use Consumption (m^3/year) | 25 | INF | INF | INF | INF | INF | INF | INF | INF | INF | INF | 0.35266 | 0.36513 | 0.37655 | 0.38712 | 0.39671 | 0.40459 | 0.41215 | 0.4204 | 0.42883 | 0.43741 | 0 | 0 | 0 | 0 | 0 | 0 | 0 | 0 | 0 | 0 | 0.35266 | 0.36513 | 0.37655 | 0.38712 | 0.39671 | 0.40459 | 0.41215 | 0.4204 | 0.42883 | 0.43741 | 198425.3854 | 398041.3231 | 598865.8699 | 800917.2562 | 1004213.8884 | 1208774.3509 | 1414617.4079 | 1621762.0059 | 1830227.2754 | 2040032.5334 | 198425.3854 | 398041.3231 | 598865.8699 | 800917.2562 | 1004213.8884 | 1208774.3509 | 1414617.4079 | 1621762.0059 | 1830227.2754 | 2040032.5334 | 148651.6463 | 298195.2025 | 452081.8784 | 610122.7228 | 772131.9779 | 937928.713 | 1107338.1951 | 1280193.0072 | 1456333.927 | 1635610.5828 | 148651.6463 | 149543.5562 | 153886.6759 | 158040.8443 | 162009.2552 | 165796.7351 | 169409.4821 | 172854.8121 | 176140.9198 | 179276.6558
Ind ¦ Condensate return ¦ New | NEW | I_Chemicals / Pharmaceutical | Greater Toronto Area | Process - Boiler/Steam | Industrial | NA | End Use Consumption (m^3/year) | 25 | 1.6724 | 1.6976 | 1.7164 | 1.73 | 1.7381 | 1.7378 | 1.7356 | 1.7356 | 1.7357 | 1.7357 | 0.070532 | 0.073026 | 0.07531 | 0.077423 | 0.079342 | 0.080918 | 0.082429 | 0.08408 | 0.085765 | 0.087483 | 0.042173 | 0.043016 | 0.043877 | 0.044754 | 0.045649 | 0.046562 | 0.047494 | 0.048443 | 0.049412 | 0.050401 | 0.028359 | 0.03001 | 0.031433 | 0.032669 | 0.033693 | 0.034355 | 0.034936 | 0.035637 | 0.036353 | 0.037082 | 57448.8735 | 115242.4402 | 173385.928 | 231884.6151 | 290743.8305 | 349968.9549 | 409565.421 | 469538.7141 | 529894.3731 | 590637.9906 | 57448.8735 | 115242.4402 | 173385.928 | 231884.6151 | 290743.8305 | 349968.9549 | 409565.421 | 469538.7141 | 529894.3731 | 590637.9906 | 6878.2671 | 13797.8038 | 20595.1062 | 27109.2691 | 34356.3003 | 42193.0513 | 50318.005 | 58530.46 | 66972.5663 | 75591.7397 | 6878.2671 | 6919.5367 | 6797.3025 | 6514.1628 | 7247.0312 | 7836.751 | 8124.9537 | 8212.455 | 8442.1063 | 8619.1734
Ind ¦ Condensing boiler ¦ New | NEW | I_Chemicals / Pharmaceutical | Greater Toronto Area | Process - Boiler/Steam | Industrial | NA | End Use Consumption (m^3/year) | 20 | 3.224 | 3.2793 | 3.3205 | 3.3502 | 3.368 | 3.3674 | 3.3624 | 3.3624 | 3.3625 | 3.3625 | 0.3098 | 0.32141 | 0.33195 | 0.34163 | 0.35031 | 0.35725 | 0.36386 | 0.37114 | 0.37856 | 0.38614 | 0.09609 | 0.098012 | 0.099972 | 0.10197 | 0.10401 | 0.10609 | 0.10821 | 0.11038 | 0.11258 | 0.11484 | 0.21371 | 0.2234 | 0.23198 | 0.23966 | 0.2463 | 0.25116 | 0.25564 | 0.26076 | 0.26598 | 0.2713 | 128504.0591 | 257779.1426 | 387836.9443 | 518689.2707 | 650348.042 | 782825.2939 | 916133.1785 | 1050283.9657 | 1185290.045 | 1321163.9264 | 128504.0591 | 257779.1426 | 387836.9443 | 518689.2707 | 650348.042 | 782825.2939 | 916133.1785 | 1050283.9657 | 1185290.045 | 1321163.9264 | 64638.4586 | 129664.748 | 196097.2496 | 263524.1262 | 333509.5032 | 405700.9034 | 479544.3807 | 554663.6396 | 631205.1605 | 709028.6889 | 64638.4586 | 65026.2894 | 66432.5016 | 67426.8767 | 69985.377 | 72191.4001 | 73843.4773 | 75119.2589 | 76541.5209 | 77823.5284
Ind ¦ Condensing Economizer ¦ New | NEW | I_Chemicals / Pharmaceutical | Greater Toronto Area | Process - Boiler/Steam | Industrial | NA | End Use Consumption (m^3/year) | 15 | 3.7008 | 3.7778 | 3.835 | 3.8765 | 3.9012 | 3.9004 | 3.8934 | 3.8934 | 3.8935 | 3.8934 | 0.25535 | 0.26588 | 0.27531 | 0.28385 | 0.29137 | 0.29714 | 0.30254 | 0.30859 | 0.31477 | 0.32106 | 0.069 | 0.07038 | 0.071788 | 0.073223 | 0.074688 | 0.076182 | 0.077705 | 0.079259 | 0.080844 | 0.082461 | 0.18635 | 0.1955 | 0.20352 | 0.21063 | 0.21668 | 0.22096 | 0.22483 | 0.22933 | 0.23392 | 0.2386 | 102047.3411 | 204706.9662 | 307988.1616 | 411900.3032 | 516452.8569 | 621655.3805 | 727517.5241 | 834049.0316 | 941259.7416 | 1049159.5886 | 102047.3411 | 204706.9662 | 307988.1616 | 411900.3032 | 516452.8569 | 621655.3805 | 727517.5241 | 834049.0316 | 941259.7416 | 1049159.5886 | 60685.7464 | 121735.6072 | 184298.5227 | 248166.5855 | 313935.5594 | 381430.6001 | 450374.6383 | 520563.6595 | 592033.3532 | 664692.0139 | 60685.7464 | 61049.8609 | 62562.9154 | 63868.0628 | 65768.9739 | 67495.0407 | 68944.0382 | 70189.0212 | 71469.6937 | 72658.6607
Ind ¦ De-stratification fans ¦ New | NEW | I_Chemicals / Pharmaceutical | Greater Toronto Area | Space Heating/Ventilation | Industrial | NA | End Use Consumption (m^3/year) | 25 | 1.4153 | 1.437 | 1.4542 | 1.4672 | 1.4755 | 1.468 | 1.466 | 1.466 | 1.466 | 1.466 | 0.29918 | 0.30985 | 0.31983 | 0.32915 | 0.33764 | 0.34262 | 0.34902 | 0.356 | 0.36312 | 0.37037 | 0.2114 | 0.21563 | 0.21994 | 0.22434 | 0.22882 | 0.2334 | 0.23807 | 0.24283 | 0.24769 | 0.25264 | 0.087784 | 0.094223 | 0.099894 | 0.10482 | 0.10881 | 0.10922 | 0.11095 | 0.11317 | 0.11543 | 0.11773 | 3437.7775 | 6896.1816 | 10375.5252 | 13876.1242 | 17398.2974 | 20942.3669 | 24508.6576 | 28097.498 | 31709.2194 | 35344.1564 | 3437.7775 | 6896.1816 | 10375.5252 | 13876.1242 | 17398.2974 | 20942.3669 | 24508.6576 | 28097.498 | 31709.2194 | 35344.1564 | 137.4699 | 275.7646 | 407.5062 | 527.3499 | 669.6986 | 829.8352 | 997.658 | 1166.4533 | 1341.0965 | 1519.8737 | 137.4699 | 138.2947 | 131.7416 | 119.8437 | 142.3487 | 160.1366 | 167.8228 | 168.7953 | 174.6432 | 178.7772
Ind ¦ Direct contact hot water heaters ¦ New | NEW | I_Chemicals / Pharmaceutical | Greater Toronto Area | Process - Boiler/Steam | Industrial | NA | End Use Consumption (m^3/year) | 20 | 11.6065 | 11.8055 | 11.9537 | 12.0609 | 12.1248 | 12.1227 | 12.1047 | 12.1048 | 12.1049 | 12.105 | 0.46469 | 0.48212 | 0.49793 | 0.51244 | 0.52546 | 0.53588 | 0.54579 | 0.5567 | 0.56785 | 0.57921 | 0.040038 | 0.040838 | 0.041655 | 0.042488 | 0.043338 | 0.044205 | 0.045089 | 0.045991 | 0.04691 | 0.047849 | 0.42466 | 0.44128 | 0.45628 | 0.46996 | 0.48212 | 0.49168 | 0.5007 | 0.51071 | 0.52094 | 0.53136 | 108850.4971 | 218354.0973 | 328520.7058 | 439360.3234 | 550883.0474 | 663099.0725 | 776018.6923 | 889652.3004 | 1004010.3911 | 1119103.5612 | 108850.4971 | 218354.0973 | 328520.7058 | 439360.3234 | 550883.0474 | 663099.0725 | 776018.6923 | 889652.3004 | 1004010.3911 | 1119103.5612 | 76385.7882 | 153229.8911 | 232644.0034 | 314390.0187 | 398445.8806 | 484624.8704 | 572729.9578 | 662594.8665 | 754124.9124 | 847205.6971 | 76385.7882 | 76844.1029 | 79414.1123 | 81746.0153 | 84055.8619 | 86178.9899 | 88105.0873 | 89864.9087 | 91530.0459 | 93080.7848
Ind ¦ Energy Management and Process Improvement ¦ New | NEW | I_Chemicals / Pharmaceutical | Greater Toronto Area | Cross Cutting/Behavioural | Industrial | NA | End Use Consumption (m^3/year) | 15 | 3.6479 | 3.7238 | 3.7802 | 3.8211 | 3.8455 | 3.8447 | 3.8378 | 3.8378 | 3.8379 | 3.8378 | 0.25535 | 0.26588 | 0.27531 | 0.28385 | 0.29137 | 0.29714 | 0.30254 | 0.30859 | 0.31477 | 0.32106 | 0.07 | 0.0714 | 0.072828 | 0.074285 | 0.07577 | 0.077286 | 0.078831 | 0.080408 | 0.082016 | 0.083656 | 0.18535 | 0.19448 | 0.20248 | 0.20956 | 0.2156 | 0.21985 | 0.22371 | 0.22818 | 0.23275 | 0.2374 | 641196.8758 | 1286240.9329 | 1935190.5202 | 2588104.5483 | 3245042.496 | 3906064.4171 | 4571230.9471 | 5240603.3098 | 5914243.3244 | 6592213.4123 | 641196.8758 | 1286240.9329 | 1935190.5202 | 2588104.5483 | 3245042.496 | 3906064.4171 | 4571230.9471 | 5240603.3098 | 5914243.3244 | 6592213.4123 | 379472.919 | 761222.6755 | 1155093.3088 | 1559153.4401 | 1976956.178 | 2406967.6088 | 2847089.8103 | 3295737.3563 | 3752926.2873 | 4217874.8633 | 379472.919 | 381749.7565 | 393870.6333 | 404060.1313 | 417802.7379 | 430011.4308 | 440122.2015 | 448647.546 | 457188.931 | 464948.576
Ind ¦ Exhaust gas heat recovery ¦ New | NEW | I_Chemicals / Pharmaceutical | Greater Toronto Area | Process Heat | Industrial | NA | End Use Consumption (m^3/year) | 15 | 5.3148 | 5.4254 | 5.5077 | 5.5672 | 5.6027 | 5.6015 | 5.5915 | 5.5916 | 5.5916 | 5.5916 | 0.44687 | 0.46529 | 0.48179 | 0.49674 | 0.5099 | 0.51999 | 0.52944 | 0.54003 | 0.55084 | 0.56185 | 0.084079 | 0.08576 | 0.087476 | 0.089225 | 0.09101 | 0.09283 | 0.094686 | 0.09658 | 0.098512 | 0.10048 | 0.36279 | 0.37953 | 0.39431 | 0.40751 | 0.41889 | 0.42716 | 0.43475 | 0.44345 | 0.45233 | 0.46137 | 231543.965 | 464477.1938 | 698820.7569 | 934595.9276 | 1171824.1845 | 1410527.2137 | 1650726.9114 | 1892445.3863 | 2135704.962 | 2380528.1797 | 231543.965 | 464477.1938 | 698820.7569 | 934595.9276 | 1171824.1845 | 1410527.2137 | 1650726.9114 | 1892445.3863 | 2135704.962 | 2380528.1797 | 151584.5277 | 304078.5626 | 461821.2757 | 624140.3083 | 791621.1484 | 963741.6089 | 1139855.5377 | 1319454.1061 | 1502418.5071 | 1688460.3544 | 151584.5277 | 152494.0349 | 157742.7131 | 162319.0327 | 167480.8401 | 172120.4605 | 176113.9288 | 179598.5684 | 182964.4009 | 186041.8473
Ind ¦ Feedwater Economizers ¦ New | NEW | I_Chemicals / Pharmaceutical | Greater Toronto Area | Process - Boiler/Steam | Industrial | NA | End Use Consumption (m^3/year) | 20 | 2.418 | 2.4595 | 2.4903 | 2.5127 | 2.526 | 2.5256 | 2.5218 | 2.5218 | 2.5219 | 2.5219 | 0.12392 | 0.12856 | 0.13278 | 0.13665 | 0.14012 | 0.1429 | 0.14554 | 0.14845 | 0.15143 | 0.15445 | 0.051248 | 0.052273 | 0.053318 | 0.054385 | 0.055473 | 0.056582 | 0.057714 | 0.058868 | 0.060045 | 0.061246 | 0.07267 | 0.076292 | 0.079463 | 0.082267 | 0.084651 | 0.086319 | 0.087829 | 0.089587 | 0.091381 | 0.093209 | 68031.5607 | 136471.3108 | 205325.4411 | 274600.2021 | 344301.9046 | 414436.9203 | 485011.6827 | 556032.6877 | 627506.4944 | 699439.7257 | 68031.5607 | 136471.3108 | 205325.4411 | 274600.2021 | 344301.9046 | 414436.9203 | 485011.6827 | 556032.6877 | 627506.4944 | 699439.7257 | 25961.786 | 52079.3428 | 78751.1577 | 105697.8853 | 134079.0862 | 163669.0437 | 194050.3106 | 224931.0709 | 256446.6122 | 288497.8054 | 25961.786 | 26117.5568 | 26671.8149 | 26946.7276 | 28381.2009 | 29589.9575 | 30381.2669 | 30880.7602 | 31515.5414 | 32051.1932
Ind ¦ Heat recovery to preheat make-up water ¦ New | NEW | I_Chemicals / Pharmaceutical | Greater Toronto Area | Process - Boiler/Steam | Industrial | NA | End Use Consumption (m^3/year) | 25 | 3.4769 | 3.5293 | 3.5683 | 3.5965 | 3.6134 | 3.6129 | 3.6082 | 3.6083 | 3.6084 | 3.6085 | 0.2116 | 0.21908 | 0.22593 | 0.23227 | 0.23803 | 0.24275 | 0.24729 | 0.25224 | 0.2573 | 0.26245 | 0.060857 | 0.062074 | 0.063316 | 0.064582 | 0.065874 | 0.067191 | 0.068535 | 0.069906 | 0.071304 | 0.07273 | 0.15074 | 0.157 | 0.16261 | 0.16769 | 0.17215 | 0.17556 | 0.17875 | 0.18234 | 0.18599 | 0.18972 | 142866.2775 | 286589.7527 | 431183.4263 | 576660.4244 | 723033.9997 | 870317.5326 | 1018524.5337 | 1167668.6442 | 1317763.6383 | 1468823.424 | 142866.2775 | 286589.7527 | 431183.4263 | 576660.4244 | 723033.9997 | 870317.5326 | 1018524.5337 | 1167668.6442 | 1317763.6383 | 1468823.424 | 69006.1918 | 138426.4208 | 209365.1685 | 281365.7805 | 356274.7886 | 433711.8592 | 512992.9716 | 593635.8815 | 675840.0942 | 759430.4546 | 69006.1918 | 69420.229 | 70938.7476 | 72000.6121 | 74909.008 | 77437.0706 | 79281.1125 | 80642.9099 | 82204.2126 | 83590.3604
Ind ¦ High-efficiency burner ¦ New | NEW | I_Chemicals / Pharmaceutical | Greater Toronto Area | Process - Boiler/Steam | Industrial | NA | End Use Consumption (m^3/year) | 20 | 2.5792 | 2.6234 | 2.6564 | 2.6802 | 2.6944 | 2.6939 | 2.6899 | 2.6899 | 2.69 | 2.69 | 0.1549 | 0.16071 | 0.16598 | 0.17081 | 0.17515 | 0.17863 | 0.18193 | 0.18557 | 0.18928 | 0.19307 | 0.060056 | 0.061257 | 0.062483 | 0.063732 | 0.065007 | 0.066307 | 0.067633 | 0.068986 | 0.070366 | 0.071773 | 0.094842 | 0.099448 | 0.10349 | 0.10708 | 0.11015 | 0.11232 | 0.1143 | 0.11658 | 0.11892 | 0.1213 | 38551.2177 | 77333.7428 | 116351.0833 | 155606.7812 | 195104.4126 | 234847.5882 | 274839.9535 | 315085.1897 | 355587.0135 | 396349.1779 | 38551.2177 | 77333.7428 | 116351.0833 | 155606.7812 | 195104.4126 | 234847.5882 | 274839.9535 | 315085.1897 | 355587.0135 | 396349.1779 | 15888.0601 | 31871.4486 | 48096.4562 | 64438.1233 | 81515.8453 | 99222.1618 | 117352.1603 | 135764.7338 | 154536.2994 | 173621.6528 | 15888.0601 | 15983.3885 | 16225.0076 | 16341.6671 | 17077.7221 | 17706.3165 | 18129.9985 | 18412.5735 | 18771.5656 | 19085.3534
Ind ¦ High-efficiency burners ¦ New | NEW | I_Chemicals / Pharmaceutical | Greater Toronto Area | Process Heat | Industrial | NA | End Use Consumption (m^3/year) | 20 | 8.928 | 9.0812 | 9.1951 | 9.2776 | 9.3267 | 9.3252 | 9.3113 | 9.3113 | 9.3115 | 9.3115 | 0.61959 | 0.64282 | 0.66391 | 0.68326 | 0.70062 | 0.71451 | 0.72771 | 0.74227 | 0.75713 | 0.77227 | 0.069398 | 0.070786 | 0.072202 | 0.073646 | 0.075119 | 0.076621 | 0.078154 | 0.079717 | 0.081311 | 0.082938 | 0.55019 | 0.57204 | 0.59171 | 0.60961 | 0.6255 | 0.63789 | 0.64956 | 0.66256 | 0.67582 | 0.68934 | 79386.5023 | 159249.3236 | 239595.6881 | 320432.8895 | 401768.2918 | 483609.3304 | 565963.5125 | 648838.4182 | 732241.7013 | 816181.0902 | 79386.5023 | 159249.3236 | 239595.6881 | 320432.8895 | 401768.2918 | 483609.3304 | 565963.5125 | 648838.4182 | 732241.7013 | 816181.0902 | 54328.6428 | 108983.2575 | 165345.1804 | 223257.6624 | 282779.0316 | 343782.9973 | 406124.9423 | 469686.0372 | 534416.1951 | 600238.953 | 54328.6428 | 54654.6147 | 56361.9229 | 57912.4821 | 59521.3691 | 61003.9658 | 62341.945 | 63561.0949 | 64730.1579 | 65822.7579
Ind ¦ Insulation ¦ New | NEW | I_Chemicals / Pharmaceutical | Greater Toronto Area | Process - Boiler/Steam | Industrial | NA | End Use Consumption (m^3/year) | 15 | 5.3148 | 5.4254 | 5.5077 | 5.5672 | 5.6027 | 5.6015 | 5.5915 | 5.5916 | 5.5916 | 5.5916 | 0.12768 | 0.13294 | 0.13765 | 0.14192 | 0.14569 | 0.14857 | 0.15127 | 0.1543 | 0.15738 | 0.16053 | 0.024023 | 0.024503 | 0.024993 | 0.025493 | 0.026003 | 0.026523 | 0.027053 | 0.027594 | 0.028146 | 0.028709 | 0.10365 | 0.10844 | 0.11266 | 0.11643 | 0.11968 | 0.12205 | 0.12422 | 0.1267 | 0.12924 | 0.13182 | 98267.8099 | 197125.2267 | 296581.1927 | 396644.7364 | 497324.9733 | 598631.1071 | 700572.4306 | 803158.3267 | 906398.2697 | 1010301.8261 | 98267.8099 | 197125.2267 | 296581.1927 | 396644.7364 | 497324.9733 | 598631.1071 | 700572.4306 | 803158.3267 | 906398.2697 | 1010301.8261 | 64332.8344 | 129051.6658 | 196028.9725 | 264971.8879 | 336122.9364 | 409255.3237 | 484090.4491 | 560408.8488 | 638157.4945 | 717211.8875 | 64332.8344 | 64718.8314 | 66977.3067 | 68942.9154 | 71151.0485 | 73132.3872 | 74835.1254 | 76318.3998 | 77748.6456 | 79054.3931
Ind ¦ Radiant heaters ¦ New | NEW | I_Chemicals / Pharmaceutical | Greater Toronto Area | Space Heating/Ventilation | Industrial | NA | End Use Consumption (m^3/year) | 20 | 1.4656 | 1.4912 | 1.5115 | 1.5269 | 1.5367 | 1.5277 | 1.5255 | 1.5255 | 1.5255 | 1.5255 | 0.98582 | 1.0231 | 1.0578 | 1.0899 | 1.1188 | 1.1346 | 1.1555 | 1.1787 | 1.2022 | 1.2263 | 0.67263 | 0.68608 | 0.69981 | 0.7138 | 0.72808 | 0.74264 | 0.75749 | 0.77264 | 0.78809 | 0.80386 | 0.31319 | 0.33701 | 0.35795 | 0.37608 | 0.39073 | 0.39191 | 0.39804 | 0.40601 | 0.41413 | 0.42239 | 5478.9578 | 10990.7894 | 16535.9933 | 22115.0729 | 27728.5365 | 33376.8972 | 39060.6731 | 44780.3874 | 50536.5683 | 56329.7493 | 5478.9578 | 10990.7894 | 16535.9933 | 22115.0729 | 27728.5365 | 33376.8972 | 39060.6731 | 44780.3874 | 50536.5683 | 56329.7493 | 504.0386 | 1011.1015 | 1509.9768 | 1989.1771 | 2520.9459 | 3096.2201 | 3696.3305 | 4301.0777 | 4925.0443 | 5563.044 | 504.0386 | 507.0629 | 498.8753 | 479.2003 | 531.7688 | 575.2742 | 600.1104 | 604.7472 | 623.9666 | 637.9997
Ind ¦ Reduce Steam Pressure ¦ New | NEW | I_Chemicals / Pharmaceutical | Greater Toronto Area | Process - Boiler/Steam | Industrial | NA | End Use Consumption (m^3/year) | 20 | 29.9803 | 30.4945 | 30.8771 | 31.154 | 31.3191 | 31.3138 | 31.2672 | 31.2674 | 31.2679 | 31.268 | 0.092939 | 0.096423 | 0.099586 | 0.10249 | 0.10509 | 0.10718 | 0.10916 | 0.11134 | 0.11357 | 0.11584 | 0.0031 | 0.003162 | 0.0032252 | 0.0032897 | 0.0033555 | 0.0034227 | 0.0034911 | 0.0035609 | 0.0036321 | 0.0037048 | 0.089839 | 0.093261 | 0.096361 | 0.099199 | 0.10174 | 0.10375 | 0.10567 | 0.10778 | 0.10994 | 0.11214 | 40818.9364 | 81882.7865 | 123195.2647 | 164760.1213 | 206581.1428 | 248662.1522 | 291007.0096 | 333619.6126 | 376503.8966 | 419663.8354 | 40818.9364 | 81882.7865 | 123195.2647 | 164760.1213 | 206581.1428 | 248662.1522 | 291007.0096 | 333619.6126 | 376503.8966 | 419663.8354 | 30499.6843 | 61182.3667 | 92800.3118 | 125288.1158 | 158593.7053 | 192665.2649 | 227454.1479 | 262916.1508 | 299013.7699 | 335711.6786 | 30499.6843 | 30682.6824 | 31617.9451 | 32487.804 | 33305.5895 | 34071.5596 | 34788.8829 | 35462.0029 | 36097.6191 | 36697.9087
Ind ¦ Steam trap survey and repair ¦ New | NEW | I_Chemicals / Pharmaceutical | Greater Toronto Area | Process - Boiler/Steam | Industrial | NA | End Use Consumption (m^3/year) | 3 | 0.74751 | 0.79708 | 0.84877 | 0.8911 | 0.91312 | 0.91238 | 0.90622 | 0.90625 | 0.90632 | 0.90624 | 0.023145 | 0.025173 | 0.027342 | 0.029279 | 0.030603 | 0.03119 | 0.031599 | 0.032232 | 0.032879 | 0.033534 | 0.030962 | 0.031582 | 0.032213 | 0.032858 | 0.033515 | 0.034185 | 0.034869 | 0.035566 | 0.036277 | 0.037003 | -0.0078176 | -0.0064086 | -0.0048715 | -0.0035782 | -0.0029118 | -0.0029954 | -0.00327 | -0.0033344 | -0.0033984 | -0.0034693 | 90708.7476 | 181961.7477 | 273767.2548 | 366133.6028 | 459069.2061 | 552582.5604 | 646682.2436 | 741376.917 | 836675.3259 | 932586.301 | 0 | 0 | 0 | 0 | 0 | 0 | 0 | 0 | 0 | 0 | 0 | 0 | 0 | 0 | 0 | 0 | 0 | 0 | 0 | 0 | 0 | 0 | 0 | 0 | 0 | 0 | 0 | 0 | 0 | 0
Ind ¦ Ventilation heat recovery ¦ New | NEW | I_Chemicals / Pharmaceutical | Greater Toronto Area | Space Heating/Ventilation | Industrial | NA | End Use Consumption (m^3/year) | 20 | 4.3968 | 4.4736 | 4.5345 | 4.5806 | 4.61 | 4.5832 | 4.5764 | 4.5765 | 4.5764 | 4.5764 | 0.49291 | 0.51155 | 0.52888 | 0.54494 | 0.5594 | 0.56728 | 0.57777 | 0.58933 | 0.60111 | 0.61313 | 0.11211 | 0.11435 | 0.11663 | 0.11897 | 0.12135 | 0.12377 | 0.12625 | 0.12877 | 0.13135 | 0.13398 | 0.3808 | 0.3972 | 0.41225 | 0.42598 | 0.43806 | 0.4435 | 0.45152 | 0.46055 | 0.46976 | 0.47915 | 5593.1028 | 11219.7642 | 16880.4932 | 22575.8036 | 28306.2143 | 34072.2492 | 39874.4371 | 45713.3122 | 51589.4135 | 57503.2857 | 5593.1028 | 11219.7642 | 16880.4932 | 22575.8036 | 28306.2143 | 34072.2492 | 39874.4371 | 45713.3122 | 51589.4135 | 57503.2857 | 3225.1003 | 6469.5513 | 9804.7713 | 13214.6551 | 16742.1072 | 20374.0706 | 24090.0839 | 27875.1028 | 31731.7475 | 35653.3696 | 3225.1003 | 3244.451 | 3335.22 | 3409.8838 | 3527.4521 | 3631.9634 | 3716.0133 | 3785.0189 | 3856.6448 | 3921.6221
Ind ¦ Ventilation optimization ¦ New | NEW | I_Chemicals / Pharmaceutical | Greater Toronto Area | Space Heating/Ventilation | Industrial | NA | End Use Consumption (m^3/year) | 15 | 2.256 | 2.3037 | 2.3416 | 2.3703 | 2.3886 | 2.3719 | 2.3677 | 2.3677 | 2.3677 | 2.3677 | 0.54194 | 0.56449 | 0.58524 | 0.60426 | 0.62109 | 0.62909 | 0.64054 | 0.65336 | 0.66642 | 0.67974 | 0.24023 | 0.24503 | 0.24993 | 0.25493 | 0.26003 | 0.26523 | 0.27053 | 0.27594 | 0.28146 | 0.28709 | 0.30171 | 0.31946 | 0.33531 | 0.34933 | 0.36107 | 0.36387 | 0.37 | 0.37741 | 0.38496 | 0.39265 | 6445.8327 | 12930.3405 | 19454.1098 | 26017.7328 | 32621.8076 | 39266.9379 | 45953.7331 | 52682.8087 | 59454.7863 | 66270.2933 | 6445.8327 | 12930.3405 | 19454.1098 | 26017.7328 | 32621.8076 | 39266.9379 | 45953.7331 | 52682.8087 | 59454.7863 | 66270.2933 | 2656.5121 | 5328.9634 | 8049.3272 | 10795.1016 | 13669.2404 | 16652.8141 | 19710.5375 | 22817.9163 | 25987.236 | 29210.3354 | 2656.5121 | 2672.4512 | 2720.3638 | 2745.7745 | 2874.1387 | 2983.5737 | 3057.7234 | 3107.3789 | 3169.3197 | 3223.0994
Ind ¦ Warehouse loading dock seals ¦ New | NEW | I_Chemicals / Pharmaceutical | Greater Toronto Area | Space Heating/Ventilation | Industrial | NA | End Use Consumption (m^3/year) | 10 | 0.65563 | 0.67466 | 0.68975 | 0.70118 | 0.70846 | 0.70181 | 0.70013 | 0.70014 | 0.70014 | 0.70012 | 0.098874 | 0.10378 | 0.10822 | 0.11222 | 0.11565 | 0.11685 | 0.11891 | 0.12129 | 0.12371 | 0.12618 | 0.15081 | 0.15382 | 0.1569 | 0.16004 | 0.16324 | 0.1665 | 0.16983 | 0.17323 | 0.1767 | 0.18023 | -0.051935 | -0.050045 | -0.048679 | -0.047824 | -0.047591 | -0.04965 | -0.050928 | -0.051945 | -0.052985 | -0.054047 | 2036.7041 | 4085.6284 | 6146.9583 | 8220.8809 | 10307.5851 | 12407.2616 | 14520.1032 | 16646.3041 | 18786.0609 | 20939.5718 | 0 | 0 | 0 | 0 | 0 | 0 | 0 | 0 | 0 | 0 | 0 | 0 | 0 | 0 | 0 | 0 | 0 | 0 | 0 | 0 | 0 | 0 | 0 | 0 | 0 | 0 | 0 | 0 | 0 | 0
Ind ¦ Advanced boiler controls including air/fuel mix control | RET | I_Chemicals / Pharmaceutical | Greater Toronto Area | Process - Boiler/Steam | Industrial | NA | End Use Consumption (m^3/year) | 15 | 4.1594 | 4.246 | 4.3104 | 4.357 | 4.3847 | 4.3838 | 4.376 | 4.376 | 4.3761 | 4.376 | 0.12768 | 0.13294 | 0.13765 | 0.14192 | 0.14569 | 0.14857 | 0.15127 | 0.1543 | 0.15738 | 0.16053 | 0.030695 | 0.031309 | 0.031936 | 0.032574 | 0.033226 | 0.03389 | 0.034568 | 0.035259 | 0.035965 | 0.036684 | 0.09698 | 0.10163 | 0.10572 | 0.10935 | 0.11246 | 0.11468 | 0.1167 | 0.11904 | 0.12142 | 0.12384 | 5182623.0352 | 5156709.92 | 5130926.3704 | 5105271.7385 | 5079745.3798 | 5054346.6529 | 5029074.9197 | 5003929.5451 | 4978909.8973 | 4954015.3479 | 5182623.0352 | 5156709.92 | 5130926.3704 | 5105271.7385 | 5079745.3798 | 5054346.6529 | 5029074.9197 | 5003929.5451 | 4978909.8973 | 4954015.3479 | 218153.8933 | 441232.3319 | 667588.285 | 897813.5448 | 1130100.2928 | 1362250.902 | 1592257.4219 | 1818801.3629 | 2040267.5831 | 2255428.8307 | 218153.8933 | 223078.4386 | 226355.9531 | 230225.2598 | 232286.748 | 232150.6092 | 230006.5199 | 226543.941 | 221466.2202 | 215161.2476
Ind ¦ Advanced heating and process control | RET | I_Chemicals / Pharmaceutical | Greater Toronto Area | Process Heat | Industrial | NA | End Use Consumption (m^3/year) | 15 | 5.3148 | 5.4254 | 5.5077 | 5.5672 | 5.6027 | 5.6015 | 5.5915 | 5.5916 | 5.5916 | 5.5916 | 0.31919 | 0.33235 | 0.34413 | 0.35481 | 0.36422 | 0.37142 | 0.37817 | 0.38574 | 0.39346 | 0.40132 | 0.060056 | 0.061257 | 0.062483 | 0.063732 | 0.065007 | 0.066307 | 0.067633 | 0.068986 | 0.070366 | 0.071773 | 0.25913 | 0.27109 | 0.28165 | 0.29108 | 0.29921 | 0.30511 | 0.31054 | 0.31675 | 0.32309 | 0.32955 | 8228080.1853 | 8186939.7844 | 8146005.0854 | 8105275.06 | 8064748.6847 | 8024424.9413 | 7984302.8166 | 7944381.3025 | 7904659.396 | 7865136.099 | 8228080.1853 | 8186939.7844 | 8146005.0854 | 8105275.06 | 8064748.6847 | 8024424.9413 | 7984302.8166 | 7944381.3025 | 7904659.396 | 7865136.099 | 367811.5498 | 744895.2008 | 1128338.4212 | 1517779.1877 | 1909942.3947 | 2301051.2048 | 2687562.302 | 3066802.557 | 3435840.6442 | 3792331.7411 | 367811.5498 | 377083.651 | 383443.2204 | 389440.7665 | 392163.207 | 391108.81 | 386511.0972 | 379240.2551 | 369038.0872 | 356491.0969
Ind ¦ Air compressor heat recovery | RET | I_Chemicals / Pharmaceutical | Greater Toronto Area | Space Heating/Ventilation | Industrial | NA | End Use Consumption (m^3/year) | 25 | 2.502 | 2.5404 | 2.5708 | 2.5939 | 2.6085 | 2.5951 | 2.5917 | 2.5918 | 2.5917 | 2.5917 | 0.78535 | 0.81335 | 0.83956 | 0.86403 | 0.8863 | 0.89938 | 0.91617 | 0.9345 | 0.95318 | 0.97223 | 0.31389 | 0.32017 | 0.32658 | 0.33311 | 0.33977 | 0.34656 | 0.3535 | 0.36057 | 0.36778 | 0.37513 | 0.47146 | 0.49318 | 0.51299 | 0.53092 | 0.54653 | 0.55281 | 0.56267 | 0.57393 | 0.58541 | 0.5971 | 378803.4609 | 376909.4436 | 375024.8964 | 373149.7719 | 371284.0231 | 369427.6029 | 367580.4649 | 365742.5626 | 363913.8498 | 362094.2805 | 378803.4609 | 376909.4436 | 375024.8964 | 373149.7719 | 371284.0231 | 369427.6029 | 367580.4649 | 365742.5626 | 363913.8498 | 362094.2805 | 7786.177 | 15493.2082 | 23040.3622 | 30895.5273 | 38981.1736 | 47148.5991 | 55297.1143 | 63479.0032 | 71659.6751 | 79870.5471 | 7786.177 | 7707.0312 | 7547.154 | 7855.1651 | 8085.6463 | 8167.4255 | 8148.5152 | 8181.8889 | 8180.6719 | 8210.872
Ind ¦ Air curtains | RET | I_Chemicals / Pharmaceutical | Greater Toronto Area | Space Heating/Ventilation | Industrial | NA | End Use Consumption (m^3/year) | 15 | 0.92289 | 0.94244 | 0.95793 | 0.96967 | 0.97714 | 0.97032 | 0.9686 | 0.96861 | 0.96861 | 0.96859 | 0.13548 | 0.14112 | 0.14631 | 0.15106 | 0.15527 | 0.15727 | 0.16013 | 0.16334 | 0.16661 | 0.16993 | 0.1468 | 0.14974 | 0.15274 | 0.15579 | 0.15891 | 0.16208 | 0.16533 | 0.16863 | 0.172 | 0.17544 | -0.01132 | -0.0086192 | -0.0064252 | -0.0047254 | -0.0036321 | -0.0048103 | -0.0051917 | -0.0052929 | -0.0053996 | -0.0055101 | 225478.2505 | 224350.8593 | 223229.105 | 222112.9595 | 221002.3947 | 219897.3827 | 218797.8958 | 217703.9063 | 216615.3868 | 215532.3098 | 0 | 0 | 0 | 0 | 0 | 0 | 0 | 0 | 0 | 0 | 0 | 0 | 0 | 0 | 0 | 0 | 0 | 0 | 0 | 0 | 0 | 0 | 0 | 0 | 0 | 0 | 0 | 0 | 0 | 0
Ind ¦ Automated temperature control | RET | I_Chemicals / Pharmaceutical | Greater Toronto Area | Space Heating/Ventilation | Industrial | NA | End Use Consumption (m^3/year) | 25 | 1.1676 | 1.1855 | 1.1997 | 1.2105 | 1.2173 | 1.2111 | 1.2095 | 1.2095 | 1.2095 | 1.2095 | 0.26178 | 0.27112 | 0.27985 | 0.28801 | 0.29543 | 0.29979 | 0.30539 | 0.3115 | 0.31773 | 0.32408 | 0.22421 | 0.22869 | 0.23327 | 0.23793 | 0.24269 | 0.24755 | 0.2525 | 0.25755 | 0.2627 | 0.26795 | 0.037574 | 0.042423 | 0.046585 | 0.050076 | 0.052741 | 0.052247 | 0.052892 | 0.053952 | 0.055029 | 0.056126 | 292286.6211 | 290825.188 | 289371.062 | 287924.2067 | 286484.5857 | 285052.1628 | 283626.9019 | 282208.7674 | 280797.7236 | 279393.735 | 292286.6211 | 290825.188 | 289371.062 | 287924.2067 | 286484.5857 | 285052.1628 | 283626.9019 | 282208.7674 | 280797.7236 | 279393.735 | 177.9111 | 332.8183 | 460.4815 | 621.8311 | 810.9314 | 1007.4981 | 1198.9844 | 1394.6936 | 1591.6104 | 1795.958 | 177.9111 | 154.9071 | 127.6633 | 161.3496 | 189.1003 | 196.5668 | 191.4863 | 195.7092 | 196.9168 | 204.3476
Ind ¦ Blow down heat recovery and control | RET | I_Chemicals / Pharmaceutical | Greater Toronto Area | Process - Boiler/Steam | Industrial | NA | End Use Consumption (m^3/year) | 20 | 1.9672 | 2.0009 | 2.026 | 2.0442 | 2.055 | 2.0547 | 2.0516 | 2.0517 | 2.0517 | 2.0517 | 0.061959 | 0.064282 | 0.066391 | 0.068326 | 0.070062 | 0.071451 | 0.072771 | 0.074227 | 0.075713 | 0.077227 | 0.031496 | 0.032126 | 0.032769 | 0.033424 | 0.034093 | 0.034774 | 0.03547 | 0.036179 | 0.036903 | 0.037641 | 0.030463 | 0.032156 | 0.033622 | 0.034902 | 0.035969 | 0.036676 | 0.037301 | 0.038048 | 0.03881 | 0.039587 | 2961498.8772 | 2946691.3828 | 2931957.9259 | 2917298.1363 | 2902711.6456 | 2888198.0874 | 2873757.097 | 2859388.3115 | 2845091.3699 | 2830865.9131 | 2961498.8772 | 2946691.3828 | 2931957.9259 | 2917298.1363 | 2902711.6456 | 2888198.0874 | 2873757.097 | 2859388.3115 | 2845091.3699 | 2830865.9131 | 55195.8397 | 109566.1389 | 162477.2626 | 217815.0586 | 274964.9044 | 332732.1703 | 390320.7612 | 448193.68 | 506099.6874 | 564331.1408 | 55195.8397 | 54370.2992 | 52911.1237 | 55337.7961 | 57149.8457 | 57767.2659 | 57588.5909 | 57872.9189 | 57906.0073 | 58231.4535
Ind ¦ Boiler combustion air preheat | RET | I_Chemicals / Pharmaceutical | Greater Toronto Area | Process - Boiler/Steam | Industrial | NA | End Use Consumption (m^3/year) | 20 | 68.9876 | 69.0887 | 69.1845 | 69.2782 | 69.3709 | 69.4563 | 69.5363 | 69.6241 | 69.7143 | 69.809 | 2.0992 | 2.1443 | 2.1902 | 2.2371 | 2.2849 | 2.3334 | 2.3828 | 2.4336 | 2.4854 | 2.5386 | 0.030429 | 0.031037 | 0.031658 | 0.032291 | 0.032937 | 0.033596 | 0.034267 | 0.034953 | 0.035652 | 0.036365 | 2.0688 | 2.1133 | 2.1586 | 2.2048 | 2.2519 | 2.2998 | 2.3486 | 2.3986 | 2.4498 | 2.5022 | 3807641.4136 | 3788603.2065 | 3769660.1905 | 3750811.8895 | 3732057.8301 | 3713397.5409 | 3694830.5532 | 3676356.4005 | 3657974.6185 | 3639684.7454 | 3807641.4136 | 3788603.2065 | 3769660.1905 | 3750811.8895 | 3732057.8301 | 3713397.5409 | 3694830.5532 | 3676356.4005 | 3657974.6185 | 3639684.7454 | 192061.6993 | 390227.8373 | 592812.0962 | 797931.7906 | 1003564.6607 | 1207626.6173 | 1408055.425 | 1602895.0079 | 1790371.51 | 1968958.498 | 192061.6993 | 198166.138 | 202584.2589 | 205119.6944 | 205632.8701 | 204061.9566 | 200428.8076 | 194839.5829 | 187476.5021 | 178586.988
Ind ¦ Condensate return | RET | I_Chemicals / Pharmaceutical | Greater Toronto Area | Process - Boiler/Steam | Industrial | NA | End Use Consumption (m^3/year) | 25 | 1.6724 | 1.6976 | 1.7164 | 1.73 | 1.7381 | 1.7378 | 1.7356 | 1.7356 | 1.7357 | 1.7357 | 0.070532 | 0.073026 | 0.07531 | 0.077423 | 0.079342 | 0.080918 | 0.082429 | 0.08408 | 0.085765 | 0.087483 | 0.042173 | 0.043016 | 0.043877 | 0.044754 | 0.045649 | 0.046562 | 0.047494 | 0.048443 | 0.049412 | 0.050401 | 0.028359 | 0.03001 | 0.031433 | 0.032669 | 0.033693 | 0.034355 | 0.034936 | 0.035637 | 0.036353 | 0.037082 | 3572601.8202 | 3554738.8111 | 3536965.117 | 3519280.2914 | 3501683.89 | 3484175.4705 | 3466754.5932 | 3449420.8202 | 3432173.7161 | 3415012.8475 | 3572601.8202 | 3554738.8111 | 3536965.117 | 3519280.2914 | 3501683.89 | 3484175.4705 | 3466754.5932 | 3449420.8202 | 3432173.7161 | 3415012.8475 | 29207.0418 | 57183.4163 | 83365.0823 | 111842.2117 | 142005.0796 | 172680.6105 | 203126.8685 | 233883.7638 | 264767.0524 | 296142.068 | 29207.0418 | 27976.3745 | 26181.6661 | 28477.1294 | 30162.8678 | 30675.531 | 30446.258 | 30756.8952 | 30883.2886 | 31375.0157
Ind ¦ Condensing boiler | RET | I_Chemicals / Pharmaceutical | Greater Toronto Area | Process - Boiler/Steam | Industrial | NA | End Use Consumption (m^3/year) | 20 | 3.224 | 3.2793 | 3.3205 | 3.3502 | 3.368 | 3.3674 | 3.3624 | 3.3624 | 3.3625 | 3.3625 | 0.3098 | 0.32141 | 0.33195 | 0.34163 | 0.35031 | 0.35725 | 0.36386 | 0.37114 | 0.37856 | 0.38614 | 0.09609 | 0.098012 | 0.099972 | 0.10197 | 0.10401 | 0.10609 | 0.10821 | 0.11038 | 0.11258 | 0.11484 | 0.21371 | 0.2234 | 0.23198 | 0.23966 | 0.2463 | 0.25116 | 0.25564 | 0.26076 | 0.26598 | 0.2713 | 7991346.1767 | 7951389.4458 | 7911632.4985 | 7872074.3361 | 7832713.9644 | 7793550.3945 | 7754582.6426 | 7715809.7294 | 7677230.6807 | 7638844.5273 | 7991346.1767 | 7951389.4458 | 7911632.4985 | 7872074.3361 | 7832713.9644 | 7793550.3945 | 7754582.6426 | 7715809.7294 | 7677230.6807 | 7638844.5273 | 274472.936 | 552352.9872 | 831343.4854 | 1117151.9721 | 1407493.8758 | 1699175.5094 | 1989687.2641 | 2278532.6921 | 2564094.6757 | 2845651.9317 | 274472.936 | 277880.0513 | 278990.4982 | 285808.4867 | 290341.9037 | 291681.6336 | 290511.7547 | 288845.428 | 285561.9836 | 281557.256
Ind ¦ Condensing Economizer | RET | I_Chemicals / Pharmaceutical | Greater Toronto Area | Process - Boiler/Steam | Industrial | NA | End Use Consumption (m^3/year) | 15 | 3.7008 | 3.7778 | 3.835 | 3.8765 | 3.9012 | 3.9004 | 3.8934 | 3.8934 | 3.8935 | 3.8934 | 0.25535 | 0.26588 | 0.27531 | 0.28385 | 0.29137 | 0.29714 | 0.30254 | 0.30859 | 0.31477 | 0.32106 | 0.069 | 0.07038 | 0.071788 | 0.073223 | 0.074688 | 0.076182 | 0.077705 | 0.079259 | 0.080844 | 0.082461 | 0.18635 | 0.1955 | 0.20352 | 0.21063 | 0.21668 | 0.22096 | 0.22483 | 0.22933 | 0.23392 | 0.2386 | 6346069.0226 | 6314338.6775 | 6282766.9841 | 6251353.1492 | 6220096.3835 | 6188995.9016 | 6158050.922 | 6127260.6674 | 6096624.3641 | 6066141.2423 | 6346069.0226 | 6314338.6775 | 6282766.9841 | 6251353.1492 | 6220096.3835 | 6188995.9016 | 6158050.922 | 6127260.6674 | 6096624.3641 | 6066141.2423 | 257688.6166 | 520791.0708 | 787404.611 | 1058803.5462 | 1332929.9182 | 1607198.6091 | 1879288.7802 | 2147826.7202 | 2410988.1594 | 2667444.2497 | 257688.6166 | 263102.4542 | 266613.5403 | 271398.9351 | 274126.372 | 274268.6909 | 272090.171 | 268537.9401 | 263161.4392 | 256456.0903
Ind ¦ De-stratification fans | RET | I_Chemicals / Pharmaceutical | Greater Toronto Area | Space Heating/Ventilation | Industrial | NA | End Use Consumption (m^3/year) | 25 | 1.4153 | 1.437 | 1.4542 | 1.4672 | 1.4755 | 1.468 | 1.466 | 1.466 | 1.466 | 1.466 | 0.29918 | 0.30985 | 0.31983 | 0.32915 | 0.33764 | 0.34262 | 0.34902 | 0.356 | 0.36312 | 0.37037 | 0.2114 | 0.21563 | 0.21994 | 0.22434 | 0.22882 | 0.2334 | 0.23807 | 0.24283 | 0.24769 | 0.25264 | 0.087784 | 0.094223 | 0.099894 | 0.10482 | 0.10881 | 0.10922 | 0.11095 | 0.11317 | 0.11543 | 0.11773 | 213786.7857 | 212717.8518 | 211654.2625 | 210595.9912 | 209543.0112 | 208495.2962 | 207452.8197 | 206415.5556 | 205383.4778 | 204356.5604 | 213786.7857 | 212717.8518 | 211654.2625 | 210595.9912 | 209543.0112 | 208495.2962 | 207452.8197 | 206415.5556 | 205383.4778 | 204356.5604 | 583.7356 | 1123.0101 | 1599.7225 | 2150.8979 | 2755.6681 | 3374.9021 | 3984.2545 | 4601.79 | 5221.651 | 5856.0009 | 583.7356 | 539.2745 | 476.7124 | 551.1754 | 604.7702 | 619.234 | 609.3524 | 617.5355 | 619.861 | 634.3499
Ind ¦ Direct contact hot water heaters | RET | I_Chemicals / Pharmaceutical | Greater Toronto Area | Process - Boiler/Steam | Industrial | NA | End Use Consumption (m^3/year) | 20 | 11.6065 | 11.8055 | 11.9537 | 12.0609 | 12.1248 | 12.1227 | 12.1047 | 12.1048 | 12.1049 | 12.105 | 0.46469 | 0.48212 | 0.49793 | 0.51244 | 0.52546 | 0.53588 | 0.54579 | 0.5567 | 0.56785 | 0.57921 | 0.040038 | 0.040838 | 0.041655 | 0.042488 | 0.043338 | 0.044205 | 0.045089 | 0.045991 | 0.04691 | 0.047849 | 0.42466 | 0.44128 | 0.45628 | 0.46996 | 0.48212 | 0.49168 | 0.5007 | 0.51071 | 0.52094 | 0.53136 | 6769140.2908 | 6735294.5894 | 6701618.1164 | 6668110.0258 | 6634769.4757 | 6601595.6283 | 6568587.6502 | 6535744.7119 | 6503065.9884 | 6470550.6584 | 6769140.2908 | 6735294.5894 | 6701618.1164 | 6668110.0258 | 6634769.4757 | 6601595.6283 | 6568587.6502 | 6535744.7119 | 6503065.9884 | 6470550.6584 | 324355.376 | 658091.5113 | 998527.3757 | 1343494.1564 | 1689862.9481 | 2034293.3247 | 2373528.8967 | 2704666.9414 | 3024916.4698 | 3331907.0881 | 324355.376 | 333736.1354 | 340435.8643 | 344966.7808 | 346368.7917 | 344430.3766 | 339235.5719 | 331138.0448 | 320249.5283 | 306990.6183
Ind ¦ Energy Management and Process Improvement | RET | I_Chemicals / Pharmaceutical | Greater Toronto Area | Cross Cutting/Behavioural | Industrial | NA | End Use Consumption (m^3/year) | 15 | 3.6479 | 3.7238 | 3.7802 | 3.8211 | 3.8455 | 3.8447 | 3.8378 | 3.8378 | 3.8379 | 3.8378 | 0.25535 | 0.26588 | 0.27531 | 0.28385 | 0.29137 | 0.29714 | 0.30254 | 0.30859 | 0.31477 | 0.32106 | 0.07 | 0.0714 | 0.072828 | 0.074285 | 0.07577 | 0.077286 | 0.078831 | 0.080408 | 0.082016 | 0.083656 | 0.18535 | 0.19448 | 0.20248 | 0.20956 | 0.2156 | 0.21985 | 0.22371 | 0.22818 | 0.23275 | 0.2374 | 39874430.7167 | 39675058.5631 | 39476683.2703 | 39279299.8539 | 39082903.3547 | 38887488.8379 | 38693051.3937 | 38499586.1367 | 38307088.206 | 38115552.765 | 39874430.7167 | 39675058.5631 | 39476683.2703 | 39279299.8539 | 39082903.3547 | 38887488.8379 | 38693051.3937 | 38499586.1367 | 38307088.206 | 38115552.765 | 1611347.9255 | 3256211.8386 | 4922485.3957 | 6619097.2483 | 8333003.4301 | 10048041.4345 | 11749736.3454 | 13429650.4768 | 15076444.9132 | 16681912.8168 | 1611347.9255 | 1644863.9131 | 1666273.5571 | 1696611.8526 | 1713906.1817 | 1715038.0045 | 1701694.9109 | 1679914.1314 | 1646794.4364 | 1605467.9036
Ind ¦ Exhaust gas heat recovery | RET | I_Chemicals / Pharmaceutical | Greater Toronto Area | Process Heat | Industrial | NA | End Use Consumption (m^3/year) | 15 | 5.3148 | 5.4254 | 5.5077 | 5.5672 | 5.6027 | 5.6015 | 5.5915 | 5.5916 | 5.5916 | 5.5916 | 0.44687 | 0.46529 | 0.48179 | 0.49674 | 0.5099 | 0.51999 | 0.52944 | 0.54003 | 0.55084 | 0.56185 | 0.084079 | 0.08576 | 0.087476 | 0.089225 | 0.09101 | 0.09283 | 0.094686 | 0.09658 | 0.098512 | 0.10048 | 0.36279 | 0.37953 | 0.39431 | 0.40751 | 0.41889 | 0.42716 | 0.43475 | 0.44345 | 0.45233 | 0.46137 | 14399140.3242 | 14327144.6226 | 14255508.8995 | 14184231.355 | 14113310.1982 | 14042743.6472 | 13972529.929 | 13902667.2794 | 13833153.943 | 13763988.1733 | 14399140.3242 | 14327144.6226 | 14255508.8995 | 14184231.355 | 14113310.1982 | 14042743.6472 | 13972529.929 | 13902667.2794 | 13833153.943 | 13763988.1733 | 643670.2122 | 1303566.6014 | 1974592.2371 | 2656113.5784 | 3342399.1908 | 4026839.6083 | 4703234.0284 | 5366904.4748 | 6012721.1273 | 6636580.5469 | 643670.2122 | 659896.3892 | 671025.6357 | 681521.3414 | 686285.6123 | 684440.4175 | 676394.4201 | 663670.4464 | 645816.6525 | 623859.4196
Ind ¦ Feedwater Economizers | RET | I_Chemicals / Pharmaceutical | Greater Toronto Area | Process - Boiler/Steam | Industrial | NA | End Use Consumption (m^3/year) | 20 | 2.418 | 2.4595 | 2.4903 | 2.5127 | 2.526 | 2.5256 | 2.5218 | 2.5218 | 2.5219 | 2.5219 | 0.12392 | 0.12856 | 0.13278 | 0.13665 | 0.14012 | 0.1429 | 0.14554 | 0.14845 | 0.15143 | 0.15445 | 0.051248 | 0.052273 | 0.053318 | 0.054385 | 0.055473 | 0.056582 | 0.057714 | 0.058868 | 0.060045 | 0.061246 | 0.07267 | 0.076292 | 0.079463 | 0.082267 | 0.084651 | 0.086319 | 0.087829 | 0.089587 | 0.091381 | 0.093209 | 4230712.6818 | 4209559.1184 | 4188511.3228 | 4167568.7661 | 4146730.9223 | 4125997.2677 | 4105367.2814 | 4084840.445 | 4064416.2427 | 4044094.1615 | 4230712.6818 | 4209559.1184 | 4188511.3228 | 4167568.7661 | 4146730.9223 | 4125997.2677 | 4105367.2814 | 4084840.445 | 4064416.2427 | 4044094.1615 | 110240.9895 | 220407.9677 | 329508.5315 | 442249.4734 | 557687.4387 | 674114.9679 | 790313.3572 | 906655.7945 | 1022609.8396 | 1138329.2695 | 110240.9895 | 110166.9781 | 109100.5638 | 112740.9419 | 115437.9653 | 116427.5292 | 116198.3893 | 116342.4372 | 115954.0452 | 115719.4299
Ind ¦ Heat recovery to preheat make-up water | RET | I_Chemicals / Pharmaceutical | Greater Toronto Area | Process - Boiler/Steam | Industrial | NA | End Use Consumption (m^3/year) | 25 | 3.4769 | 3.5293 | 3.5683 | 3.5965 | 3.6134 | 3.6129 | 3.6082 | 3.6083 | 3.6084 | 3.6085 | 0.2116 | 0.21908 | 0.22593 | 0.23227 | 0.23803 | 0.24275 | 0.24729 | 0.25224 | 0.2573 | 0.26245 | 0.060857 | 0.062074 | 0.063316 | 0.064582 | 0.065874 | 0.067191 | 0.068535 | 0.069906 | 0.071304 | 0.07273 | 0.15074 | 0.157 | 0.16261 | 0.16769 | 0.17215 | 0.17556 | 0.17875 | 0.18234 | 0.18599 | 0.18972 | 8884496.6317 | 8840074.1485 | 8795873.7778 | 8751894.4089 | 8708134.9369 | 8664594.2622 | 8621271.2909 | 8578164.9344 | 8535274.1097 | 8492597.7392 | 8884496.6317 | 8840074.1485 | 8795873.7778 | 8751894.4089 | 8708134.9369 | 8664594.2622 | 8621271.2909 | 8578164.9344 | 8535274.1097 | 8492597.7392 | 293019.5503 | 588990.3908 | 885590.4509 | 1189780.9118 | 1499276.1216 | 1810472.3694 | 2120543.8339 | 2429272.0749 | 2734973.6364 | 3037108.4983 | 293019.5503 | 295970.8406 | 296600.06 | 304190.4609 | 309495.2098 | 311196.2478 | 310071.4645 | 308728.2411 | 305701.5615 | 302134.8619
Ind ¦ High-efficiency burner | RET | I_Chemicals / Pharmaceutical | Greater Toronto Area | Process - Boiler/Steam | Industrial | NA | End Use Consumption (m^3/year) | 20 | 2.5792 | 2.6234 | 2.6564 | 2.6802 | 2.6944 | 2.6939 | 2.6899 | 2.6899 | 2.69 | 2.69 | 0.1549 | 0.16071 | 0.16598 | 0.17081 | 0.17515 | 0.17863 | 0.18193 | 0.18557 | 0.18928 | 0.19307 | 0.060056 | 0.061257 | 0.062483 | 0.063732 | 0.065007 | 0.066307 | 0.067633 | 0.068986 | 0.070366 | 0.071773 | 0.094842 | 0.099448 | 0.10349 | 0.10708 | 0.11015 | 0.11232 | 0.1143 | 0.11658 | 0.11892 | 0.1213 | 2397403.853 | 2385416.8337 | 2373489.7496 | 2361622.3008 | 2349814.1893 | 2338065.1184 | 2326374.7928 | 2314742.9188 | 2303169.2042 | 2291653.3582 | 2397403.853 | 2385416.8337 | 2373489.7496 | 2361622.3008 | 2349814.1893 | 2338065.1184 | 2326374.7928 | 2314742.9188 | 2303169.2042 | 2291653.3582 | 67465.1377 | 135128.0769 | 202408.5056 | 271748.5509 | 342593.2223 | 413985.4349 | 485223.6278 | 556445.5499 | 627311.7896 | 697845.2883 | 67465.1377 | 67662.9392 | 67280.4288 | 69340.0453 | 70844.6714 | 71392.2126 | 71238.1928 | 71221.9221 | 70866.2397 | 70533.4987
Ind ¦ High-efficiency burners | RET | I_Chemicals / Pharmaceutical | Greater Toronto Area | Process Heat | Industrial | NA | End Use Consumption (m^3/year) | 20 | 8.928 | 9.0812 | 9.1951 | 9.2776 | 9.3267 | 9.3252 | 9.3113 | 9.3113 | 9.3115 | 9.3115 | 0.61959 | 0.64282 | 0.66391 | 0.68326 | 0.70062 | 0.71451 | 0.72771 | 0.74227 | 0.75713 | 0.77227 | 0.069398 | 0.070786 | 0.072202 | 0.073646 | 0.075119 | 0.076621 | 0.078154 | 0.079717 | 0.081311 | 0.082938 | 0.55019 | 0.57204 | 0.59171 | 0.60961 | 0.6255 | 0.63789 | 0.64956 | 0.66256 | 0.67582 | 0.68934 | 4936848.1112 | 4912163.8706 | 4887603.0513 | 4863165.036 | 4838849.2108 | 4814654.9648 | 4790581.6899 | 4766628.7815 | 4742795.6376 | 4719081.6594 | 4936848.1112 | 4912163.8706 | 4887603.0513 | 4863165.036 | 4838849.2108 | 4814654.9648 | 4790581.6899 | 4766628.7815 | 4742795.6376 | 4719081.6594 | 230694.5805 | 467806.7619 | 709484.1134 | 954530.0546 | 1200801.8124 | 1445967.5876 | 1687771.8221 | 1924271.4543 | 2153537.8273 | 2373946.0206 | 230694.5805 | 237112.1814 | 241677.3514 | 245045.9412 | 246271.7578 | 245165.7752 | 241804.2345 | 236499.6321 | 229266.3731 | 220408.1933
Ind ¦ Insulation | RET | I_Chemicals / Pharmaceutical | Greater Toronto Area | Process - Boiler/Steam | Industrial | NA | End Use Consumption (m^3/year) | 15 | 5.3148 | 5.4254 | 5.5077 | 5.5672 | 5.6027 | 5.6015 | 5.5915 | 5.5916 | 5.5916 | 5.5916 | 0.12768 | 0.13294 | 0.13765 | 0.14192 | 0.14569 | 0.14857 | 0.15127 | 0.1543 | 0.15738 | 0.16053 | 0.024023 | 0.024503 | 0.024993 | 0.025493 | 0.026003 | 0.026523 | 0.027053 | 0.027594 | 0.028146 | 0.028709 | 0.10365 | 0.10844 | 0.11266 | 0.11643 | 0.11968 | 0.12205 | 0.12422 | 0.1267 | 0.12924 | 0.13182 | 6111029.4292 | 6080474.2821 | 6050071.9107 | 6019821.5511 | 5989722.4433 | 5959773.8311 | 5929974.962 | 5900325.0872 | 5870823.4617 | 5841469.3444 | 6111029.4292 | 6080474.2821 | 6050071.9107 | 6019821.5511 | 5989722.4433 | 5959773.8311 | 5929974.962 | 5900325.0872 | 5870823.4617 | 5841469.3444 | 273175.1702 | 553236.7686 | 838021.6457 | 1127260.9253 | 1418522.1728 | 1709000.3152 | 1996063.7172 | 2277727.0344 | 2551813.1591 | 2816580.5818 | 273175.1702 | 280061.5984 | 284784.8771 | 289239.2796 | 291261.2475 | 290478.1424 | 287063.402 | 281663.3172 | 274086.1246 | 264767.4227
Ind ¦ Radiant heaters | RET | I_Chemicals / Pharmaceutical | Greater Toronto Area | Space Heating/Ventilation | Industrial | NA | End Use Consumption (m^3/year) | 20 | 1.4656 | 1.4912 | 1.5115 | 1.5269 | 1.5367 | 1.5277 | 1.5255 | 1.5255 | 1.5255 | 1.5255 | 0.98582 | 1.0231 | 1.0578 | 1.0899 | 1.1188 | 1.1346 | 1.1555 | 1.1787 | 1.2022 | 1.2263 | 0.67263 | 0.68608 | 0.69981 | 0.7138 | 0.72808 | 0.74264 | 0.75749 | 0.77264 | 0.78809 | 0.80386 | 0.31319 | 0.33701 | 0.35795 | 0.37608 | 0.39073 | 0.39191 | 0.39804 | 0.40601 | 0.41413 | 0.42239 | 340722.6897 | 339019.0763 | 337323.9809 | 335637.361 | 333959.1742 | 332289.3783 | 330627.9314 | 328974.7918 | 327329.9178 | 325693.2682 | 340722.6897 | 339019.0763 | 337323.9809 | 335637.361 | 333959.1742 | 332289.3783 | 330627.9314 | 328974.7918 | 327329.9178 | 325693.2682 | 2140.2888 | 4190.0859 | 6109.9575 | 8190.2029 | 10391.6122 | 12641.4922 | 14865.47 | 17118.3951 | 19382.16 | 21693.9201 | 2140.2888 | 2049.7971 | 1919.8717 | 2080.2454 | 2201.4093 | 2249.88 | 2223.9777 | 2252.9252 | 2263.7649 | 2311.7601
Ind ¦ Reduce Steam Pressure | RET | I_Chemicals / Pharmaceutical | Greater Toronto Area | Process - Boiler/Steam | Industrial | NA | End Use Consumption (m^3/year) | 20 | 29.9803 | 30.4945 | 30.8771 | 31.154 | 31.3191 | 31.3138 | 31.2672 | 31.2674 | 31.2679 | 31.268 | 0.092939 | 0.096423 | 0.099586 | 0.10249 | 0.10509 | 0.10718 | 0.10916 | 0.11134 | 0.11357 | 0.11584 | 0.0031 | 0.003162 | 0.0032252 | 0.0032897 | 0.0033555 | 0.0034227 | 0.0034911 | 0.0035609 | 0.0036321 | 0.0037048 | 0.089839 | 0.093261 | 0.096361 | 0.099199 | 0.10174 | 0.10375 | 0.10567 | 0.10778 | 0.10994 | 0.11214 | 2538427.6091 | 2525735.471 | 2513106.7937 | 2500541.2597 | 2488038.5534 | 2475598.3606 | 2463220.3688 | 2450904.267 | 2438649.7456 | 2426456.4969 | 2538427.6091 | 2525735.471 | 2513106.7937 | 2500541.2597 | 2488038.5534 | 2475598.3606 | 2463220.3688 | 2450904.267 | 2438649.7456 | 2426456.4969 | 129510.172 | 263076.1995 | 399523.8223 | 537573.2487 | 675835.749 | 812881.1816 | 947303.0765 | 1077785.9562 | 1203141.1358 | 1322360.6773 | 129510.172 | 133566.0275 | 136447.6228 | 138049.4264 | 138262.5003 | 137045.4326 | 134421.8949 | 130482.8796 | 125355.1796 | 119219.5414
Ind ¦ Steam trap survey and repair | RET | I_Chemicals / Pharmaceutical | Greater Toronto Area | Process - Boiler/Steam | Industrial | NA | End Use Consumption (m^3/year) | 3 | 0.74751 | 0.79708 | 0.84877 | 0.8911 | 0.91312 | 0.91238 | 0.90622 | 0.90625 | 0.90632 | 0.90624 | 0.023145 | 0.025173 | 0.027342 | 0.029279 | 0.030603 | 0.03119 | 0.031599 | 0.032232 | 0.032879 | 0.033534 | 0.030962 | 0.031582 | 0.032213 | 0.032858 | 0.033515 | 0.034185 | 0.034869 | 0.035566 | 0.036277 | 0.037003 | -0.0078176 | -0.0064086 | -0.0048715 | -0.0035782 | -0.0029118 | -0.0029954 | -0.00327 | -0.0033344 | -0.0033984 | -0.0034693 | 5640950.2423 | 5612745.4911 | 5584681.7637 | 5556758.3549 | 5528974.5631 | 5501329.6903 | 5473823.0418 | 5446453.9266 | 5419221.657 | 5392125.5487 | 0 | 0 | 0 | 0 | 0 | 0 | 0 | 0 | 0 | 0 | 0 | 0 | 0 | 0 | 0 | 0 | 0 | 0 | 0 | 0 | 0 | 0 | 0 | 0 | 0 | 0 | 0 | 0 | 0 | 0
Ind ¦ Ventilation heat recovery | RET | I_Chemicals / Pharmaceutical | Greater Toronto Area | Space Heating/Ventilation | Industrial | NA | End Use Consumption (m^3/year) | 20 | 4.3968 | 4.4736 | 4.5345 | 4.5806 | 4.61 | 4.5832 | 4.5764 | 4.5765 | 4.5764 | 4.5764 | 0.49291 | 0.51155 | 0.52888 | 0.54494 | 0.5594 | 0.56728 | 0.57777 | 0.58933 | 0.60111 | 0.61313 | 0.11211 | 0.11435 | 0.11663 | 0.11897 | 0.12135 | 0.12377 | 0.12625 | 0.12877 | 0.13135 | 0.13398 | 0.3808 | 0.3972 | 0.41225 | 0.42598 | 0.43806 | 0.4435 | 0.45152 | 0.46055 | 0.46976 | 0.47915 | 347821.0791 | 346081.9737 | 344351.5638 | 342629.806 | 340916.657 | 339212.0737 | 337516.0133 | 335828.4333 | 334149.2911 | 332478.5446 | 347821.0791 | 346081.9737 | 344351.5638 | 342629.806 | 340916.657 | 339212.0737 | 337516.0133 | 335828.4333 | 334149.2911 | 332478.5446 | 13694.6762 | 27645.8163 | 41748.593 | 56130.8543 | 70682.1062 | 85255.4124 | 99723.2232 | 114025.5382 | 128067.772 | 141788.1385 | 13694.6762 | 13951.1401 | 14102.7767 | 14382.2612 | 14551.2519 | 14573.3062 | 14467.8108 | 14302.315 | 14042.2338 | 13720.3666
Ind ¦ Ventilation optimization | RET | I_Chemicals / Pharmaceutical | Greater Toronto Area | Space Heating/Ventilation | Industrial | NA | End Use Consumption (m^3/year) | 15 | 2.256 | 2.3037 | 2.3416 | 2.3703 | 2.3886 | 2.3719 | 2.3677 | 2.3677 | 2.3677 | 2.3677 | 0.54194 | 0.56449 | 0.58524 | 0.60426 | 0.62109 | 0.62909 | 0.64054 | 0.65336 | 0.66642 | 0.67974 | 0.24023 | 0.24503 | 0.24993 | 0.25493 | 0.26003 | 0.26523 | 0.27053 | 0.27594 | 0.28146 | 0.28709 | 0.30171 | 0.31946 | 0.33531 | 0.34933 | 0.36107 | 0.36387 | 0.37 | 0.37741 | 0.38496 | 0.39265 | 400850.2232 | 398845.9721 | 396851.7422 | 394867.4835 | 392893.1461 | 390928.6804 | 388974.037 | 387029.1668 | 385094.0209 | 383168.5508 | 400850.2232 | 398845.9721 | 396851.7422 | 394867.4835 | 392893.1461 | 390928.6804 | 388974.037 | 387029.1668 | 385094.0209 | 383168.5508 | 11280.292 | 22593.6568 | 33843.0651 | 45436.845 | 57282.2011 | 69219.1071 | 81130.2607 | 93038.6937 | 104887.6561 | 116680.9836 | 11280.292 | 11313.3648 | 11249.4083 | 11593.7799 | 11845.3561 | 11936.906 | 11911.1536 | 11908.4331 | 11848.9624 | 11793.3275
Ind ¦ Warehouse loading dock seals | RET | I_Chemicals / Pharmaceutical | Greater Toronto Area | Space Heating/Ventilation | Industrial | NA | End Use Consumption (m^3/year) | 10 | 0.65563 | 0.67466 | 0.68975 | 0.70118 | 0.70846 | 0.70181 | 0.70013 | 0.70014 | 0.70014 | 0.70012 | 0.098874 | 0.10378 | 0.10822 | 0.11222 | 0.11565 | 0.11685 | 0.11891 | 0.12129 | 0.12371 | 0.12618 | 0.15081 | 0.15382 | 0.1569 | 0.16004 | 0.16324 | 0.1665 | 0.16983 | 0.17323 | 0.1767 | 0.18023 | -0.051935 | -0.050045 | -0.048679 | -0.047824 | -0.047591 | -0.04965 | -0.050928 | -0.051945 | -0.052985 | -0.054047 | 126657.5358 | 126024.2481 | 125394.1269 | 124767.1562 | 124143.3205 | 123522.6039 | 122904.9908 | 122290.4659 | 121679.0136 | 121070.6185 | 0 | 0 | 0 | 0 | 0 | 0 | 0 | 0 | 0 | 0 | 0 | 0 | 0 | 0 | 0 | 0 | 0 | 0 | 0 | 0 | 0 | 0 | 0 | 0 | 0 | 0 | 0 | 0 | 0 | 0
Ind ¦ Boiler right sizing and load management | ROB | I_Chemicals / Pharmaceutical | Greater Toronto Area | Process - Boiler/Steam | Industrial | NA | End Use Consumption (m^3/year) | 25 | INF | INF | INF | INF | INF | INF | INF | INF | INF | INF | 0.35266 | 0.36513 | 0.37655 | 0.38712 | 0.39671 | 0.40459 | 0.41215 | 0.4204 | 0.42883 | 0.43741 | 0 | 0 | 0 | 0 | 0 | 0 | 0 | 0 | 0 | 0 | 0.35266 | 0.36513 | 0.37655 | 0.38712 | 0.39671 | 0.40459 | 0.41215 | 0.4204 | 0.42883 | 0.43741 | 12339578.6551 | 12277880.7619 | 12216491.358 | 12155408.9013 | 12094631.8567 | 12034158.6975 | 11973987.904 | 11914117.9645 | 11854547.3746 | 11795274.6378 | 12339578.6551 | 12277880.7619 | 12216491.358 | 12155408.9013 | 12094631.8567 | 12034158.6975 | 11973987.904 | 11914117.9645 | 11854547.3746 | 11795274.6378 | 369413.6479 | 732218.2979 | 1088050.0147 | 1436576.668 | 1777501.5012 | 2110565.5888 | 2435549.2844 | 2752272.7681 | 3060595.8121 | 3360416.8828 | 369413.6479 | 362804.65 | 355831.7167 | 348526.6534 | 340924.8332 | 333064.0876 | 324983.6955 | 316723.4837 | 308323.044 | 299821.0707
Ind ¦ Advanced boiler controls including air/fuel mix control ¦ New | NEW | I_Food & Beverage | Greater Toronto Area | Process - Boiler/Steam | Industrial | NA | End Use Consumption (m^3/year) | 15 | 4.1594 | 4.246 | 4.3104 | 4.357 | 4.3847 | 4.3838 | 4.376 | 4.376 | 4.3761 | 4.376 | 0.12768 | 0.13294 | 0.13765 | 0.14192 | 0.14569 | 0.14857 | 0.15127 | 0.1543 | 0.15738 | 0.16053 | 0.030695 | 0.031309 | 0.031936 | 0.032574 | 0.033226 | 0.03389 | 0.034568 | 0.035259 | 0.035965 | 0.036684 | 0.09698 | 0.10163 | 0.10572 | 0.10935 | 0.11246 | 0.11468 | 0.1167 | 0.11904 | 0.12142 | 0.12384 | 71805.2984 | 144759.4816 | 218888.4713 | 294218.7246 | 370777.2452 | 448591.5952 | 527689.9063 | 608100.8925 | 689853.862 | 772978.7295 | 71805.2984 | 144759.4816 | 218888.4713 | 294218.7246 | 370777.2452 | 448591.5952 | 527689.9063 | 608100.8925 | 689853.862 | 772978.7295 | 44265.4008 | 89239.0479 | 136021.1561 | 184460.512 | 234927.7641 | 287309.4675 | 341424.8228 | 397139.4215 | 454480.0514 | 513390.3693 | 44265.4008 | 44973.6472 | 46782.1082 | 48439.3559 | 50467.2521 | 52381.7034 | 54115.3553 | 55714.5987 | 57340.6299 | 58910.3179
Ind ¦ Advanced heating and process control ¦ New | NEW | I_Food & Beverage | Greater Toronto Area | Process Heat | Industrial | NA | End Use Consumption (m^3/year) | 15 | 5.3148 | 5.4254 | 5.5077 | 5.5672 | 5.6027 | 5.6015 | 5.5915 | 5.5916 | 5.5916 | 5.5916 | 0.31919 | 0.33235 | 0.34413 | 0.35481 | 0.36422 | 0.37142 | 0.37817 | 0.38574 | 0.39346 | 0.40132 | 0.060056 | 0.061257 | 0.062483 | 0.063732 | 0.065007 | 0.066307 | 0.067633 | 0.068986 | 0.070366 | 0.071773 | 0.25913 | 0.27109 | 0.28165 | 0.29108 | 0.29921 | 0.30511 | 0.31054 | 0.31675 | 0.32309 | 0.32955 | 93010.1833 | 187508.5295 | 283528.6153 | 381104.7108 | 480271.7945 | 581065.5674 | 683522.4692 | 787679.6934 | 893575.203 | 1001247.7471 | 93010.1833 | 187508.5295 | 283528.6153 | 381104.7108 | 480271.7945 | 581065.5674 | 683522.4692 | 787679.6934 | 893575.203 | 1001247.7471 | 60890.8321 | 122755.9176 | 187329.8096 | 254399.6051 | 324268.2806 | 396778.3098 | 471712.3499 | 548903.2963 | 628346.2789 | 709960.1257 | 60890.8321 | 61865.0854 | 64573.8921 | 67069.7954 | 69868.6755 | 72510.0292 | 74934.0401 | 77190.9464 | 79442.9826 | 81613.8468
Ind ¦ Air compressor heat recovery ¦ New | NEW | I_Food & Beverage | Greater Toronto Area | Space Heating/Ventilation | Industrial | NA | End Use Consumption (m^3/year) | 25 | 2.502 | 2.5404 | 2.5708 | 2.5939 | 2.6085 | 2.5951 | 2.5917 | 2.5918 | 2.5917 | 2.5917 | 0.78535 | 0.81335 | 0.83956 | 0.86403 | 0.8863 | 0.89938 | 0.91617 | 0.9345 | 0.95318 | 0.97223 | 0.31389 | 0.32017 | 0.32658 | 0.33311 | 0.33977 | 0.34656 | 0.3535 | 0.36057 | 0.36778 | 0.37513 | 0.47146 | 0.49318 | 0.51299 | 0.53092 | 0.54653 | 0.55281 | 0.56267 | 0.57393 | 0.58541 | 0.5971 | 22220.5508 | 44796.6304 | 67736.2605 | 91047.6283 | 114739.0902 | 138819.1756 | 163296.5899 | 188180.2189 | 213479.1321 | 239202.5868 | 22220.5508 | 44796.6304 | 67736.2605 | 91047.6283 | 114739.0902 | 138819.1756 | 163296.5899 | 188180.2189 | 213479.1321 | 239202.5868 | 6688.9772 | 13484.978 | 20400.4261 | 27358.6274 | 34798.482 | 42660.0751 | 50810.3422 | 59157.7849 | 67766.2894 | 76611.5731 | 6688.9772 | 6796.0008 | 6915.4482 | 6958.2013 | 7439.8546 | 7861.5931 | 8150.2671 | 8347.4427 | 8608.5045 | 8845.2838
Ind ¦ Air curtains ¦ New | NEW | I_Food & Beverage | Greater Toronto Area | Space Heating/Ventilation | Industrial | NA | End Use Consumption (m^3/year) | 15 | 0.92289 | 0.94244 | 0.95793 | 0.96967 | 0.97714 | 0.97032 | 0.9686 | 0.96861 | 0.96861 | 0.96859 | 0.13548 | 0.14112 | 0.14631 | 0.15106 | 0.15527 | 0.15727 | 0.16013 | 0.16334 | 0.16661 | 0.16993 | 0.1468 | 0.14974 | 0.15274 | 0.15579 | 0.15891 | 0.16208 | 0.16533 | 0.16863 | 0.172 | 0.17544 | -0.01132 | -0.0086192 | -0.0064252 | -0.0047254 | -0.0036321 | -0.0048103 | -0.0051917 | -0.0052929 | -0.0053996 | -0.0055101 | 13226.5183 | 26664.661 | 40319.2027 | 54195.0168 | 68297.0775 | 82630.4617 | 97200.3511 | 112012.0351 | 127070.9119 | 142382.4921 | 0 | 0 | 0 | 0 | 0 | 0 | 0 | 0 | 0 | 0 | 0 | 0 | 0 | 0 | 0 | 0 | 0 | 0 | 0 | 0 | 0 | 0 | 0 | 0 | 0 | 0 | 0 | 0 | 0 | 0
Ind ¦ Automated temperature control ¦ New | NEW | I_Food & Beverage | Greater Toronto Area | Space Heating/Ventilation | Industrial | NA | End Use Consumption (m^3/year) | 25 | 1.1676 | 1.1855 | 1.1997 | 1.2105 | 1.2173 | 1.2111 | 1.2095 | 1.2095 | 1.2095 | 1.2095 | 0.26178 | 0.27112 | 0.27985 | 0.28801 | 0.29543 | 0.29979 | 0.30539 | 0.3115 | 0.31773 | 0.32408 | 0.22421 | 0.22869 | 0.23327 | 0.23793 | 0.24269 | 0.24755 | 0.2525 | 0.25755 | 0.2627 | 0.26795 | 0.037574 | 0.042423 | 0.046585 | 0.050076 | 0.052741 | 0.052247 | 0.052892 | 0.053952 | 0.055029 | 0.056126 | 17145.4867 | 34565.3013 | 52265.6331 | 70252.7996 | 88533.2486 | 107113.5614 | 126000.4552 | 145200.7862 | 164721.5525 | 184569.8972 | 17145.4867 | 34565.3013 | 52265.6331 | 70252.7996 | 88533.2486 | 107113.5614 | 126000.4552 | 145200.7862 | 164721.5525 | 184569.8972 | 152.8406 | 308.1266 | 449.287 | 570.4696 | 729.6985 | 923.3428 | 1131.8699 | 1342.0139 | 1563.9303 | 1794.3827 | 152.8406 | 155.286 | 141.1605 | 121.1826 | 159.2289 | 193.6443 | 208.5271 | 210.1439 | 221.9164 | 230.4524
Ind ¦ Blow down heat recovery and control ¦ New | NEW | I_Food & Beverage | Greater Toronto Area | Process - Boiler/Steam | Industrial | NA | End Use Consumption (m^3/year) | 20 | 1.9672 | 2.0009 | 2.026 | 2.0442 | 2.055 | 2.0547 | 2.0516 | 2.0517 | 2.0517 | 2.0517 | 0.061959 | 0.064282 | 0.066391 | 0.068326 | 0.070062 | 0.071451 | 0.072771 | 0.074227 | 0.075713 | 0.077227 | 0.031496 | 0.032126 | 0.032769 | 0.033424 | 0.034093 | 0.034774 | 0.03547 | 0.036179 | 0.036903 | 0.037641 | 0.030463 | 0.032156 | 0.033622 | 0.034902 | 0.035969 | 0.036676 | 0.037301 | 0.038048 | 0.03881 | 0.039587 | 41031.5991 | 82719.7038 | 125079.1265 | 168124.9855 | 211872.7116 | 256338.0544 | 301537.0893 | 347486.2243 | 394202.2068 | 441702.1311 | 41031.5991 | 82719.7038 | 125079.1265 | 168124.9855 | 211872.7116 | 256338.0544 | 301537.0893 | 347486.2243 | 394202.2068 | 441702.1311 | 11199.7358 | 22578.6673 | 34165.1884 | 45800.6117 | 58342.7814 | 71670.6939 | 85518.2488 | 99701.0497 | 114342.2771 | 129391.1866 | 11199.7358 | 11378.9315 | 11586.521 | 11635.4233 | 12542.1697 | 13327.9125 | 13847.5549 | 14182.8009 | 14641.2274 | 15048.9095
Ind ¦ Boiler combustion air preheat ¦ New | NEW | I_Food & Beverage | Greater Toronto Area | Process - Boiler/Steam | Industrial | NA | End Use Consumption (m^3/year) | 20 | 68.9876 | 69.0887 | 69.1845 | 69.2782 | 69.3709 | 69.4563 | 69.5363 | 69.6241 | 69.7143 | 69.809 | 2.0992 | 2.1443 | 2.1902 | 2.2371 | 2.2849 | 2.3334 | 2.3828 | 2.4336 | 2.4854 | 2.5386 | 0.030429 | 0.031037 | 0.031658 | 0.032291 | 0.032937 | 0.033596 | 0.034267 | 0.034953 | 0.035652 | 0.036365 | 2.0688 | 2.1133 | 2.1586 | 2.2048 | 2.2519 | 2.2998 | 2.3486 | 2.3986 | 2.4498 | 2.5022 | 52754.9131 | 106353.9049 | 160816.0198 | 216160.6956 | 272407.772 | 329577.4985 | 387690.5434 | 446768.0027 | 506831.4088 | 567902.74 | 52754.9131 | 106353.9049 | 160816.0198 | 216160.6956 | 272407.772 | 329577.4985 | 387690.5434 | 446768.0027 | 506831.4088 | 567902.74 | 38971.0583 | 78565.6535 | 120073.0803 | 163389.2595 | 208427.581 | 255111.8071 | 303375.0824 | 353159.2783 | 404414.5031 | 457098.2085 | 38971.0583 | 39594.5952 | 41507.4268 | 43316.1792 | 45038.3215 | 46684.2262 | 48263.2753 | 49784.1959 | 51255.2248 | 52683.7054
Ind ¦ Boiler right sizing and load management | NEW | I_Food & Beverage | Greater Toronto Area | Process - Boiler/Steam | Industrial | NA | End Use Consumption (m^3/year) | 25 | INF | INF | INF | INF | INF | INF | INF | INF | INF | INF | 0.35266 | 0.36513 | 0.37655 | 0.38712 | 0.39671 | 0.40459 | 0.41215 | 0.4204 | 0.42883 | 0.43741 | 0 | 0 | 0 | 0 | 0 | 0 | 0 | 0 | 0 | 0 | 0.35266 | 0.36513 | 0.37655 | 0.38712 | 0.39671 | 0.40459 | 0.41215 | 0.4204 | 0.42883 | 0.43741 | 170964.9963 | 344665.4325 | 521163.027 | 700520.7729 | 882802.9649 | 1068075.2266 | 1256404.5388 | 1447859.2679 | 1642509.1951 | 1840425.5464 | 170964.9963 | 344665.4325 | 521163.027 | 700520.7729 | 882802.9649 | 1068075.2266 | 1256404.5388 | 1447859.2679 | 1642509.1951 | 1840425.5464 | 128079.5202 | 258208.3127 | 393463.8977 | 533780.961 | 679091.2869 | 829325.6864 | 984415.7202 | 1144295.2117 | 1308901.548 | 1478176.7753 | 128079.5202 | 130128.7925 | 135255.585 | 140317.0632 | 145310.3259 | 150234.3995 | 155090.0338 | 159879.4915 | 164606.3364 | 169275.2273
Ind ¦ Condensate return ¦ New | NEW | I_Food & Beverage | Greater Toronto Area | Process - Boiler/Steam | Industrial | NA | End Use Consumption (m^3/year) | 25 | 1.6724 | 1.6976 | 1.7164 | 1.73 | 1.7381 | 1.7378 | 1.7356 | 1.7356 | 1.7357 | 1.7357 | 0.070532 | 0.073026 | 0.07531 | 0.077423 | 0.079342 | 0.080918 | 0.082429 | 0.08408 | 0.085765 | 0.087483 | 0.042173 | 0.043016 | 0.043877 | 0.044754 | 0.045649 | 0.046562 | 0.047494 | 0.048443 | 0.049412 | 0.050401 | 0.028359 | 0.03001 | 0.031433 | 0.032669 | 0.033693 | 0.034355 | 0.034936 | 0.035637 | 0.036353 | 0.037082 | 49498.437 | 99788.849 | 150889.105 | 202817.4428 | 255592.4775 | 309233.2085 | 363759.0284 | 419189.7309 | 475545.5194 | 532847.0154 | 49498.437 | 99788.849 | 150889.105 | 202817.4428 | 255592.4775 | 309233.2085 | 363759.0284 | 419189.7309 | 475545.5194 | 532847.0154 | 5926.3733 | 11947.5686 | 17921.4774 | 23703.9943 | 30201.9109 | 37299.7229 | 44733.3769 | 52323.7922 | 60206.4362 | 68337.2139 | 5926.3733 | 6021.1953 | 5973.9088 | 5782.5169 | 6497.9166 | 7097.812 | 7433.654 | 7590.4153 | 7882.6439 | 8130.7777
Ind ¦ Condensing boiler ¦ New | NEW | I_Food & Beverage | Greater Toronto Area | Process - Boiler/Steam | Industrial | NA | End Use Consumption (m^3/year) | 20 | 3.224 | 3.2793 | 3.3205 | 3.3502 | 3.368 | 3.3674 | 3.3624 | 3.3624 | 3.3625 | 3.3625 | 0.3098 | 0.32141 | 0.33195 | 0.34163 | 0.35031 | 0.35725 | 0.36386 | 0.37114 | 0.37856 | 0.38614 | 0.09609 | 0.098012 | 0.099972 | 0.10197 | 0.10401 | 0.10609 | 0.10821 | 0.11038 | 0.11258 | 0.11484 | 0.21371 | 0.2234 | 0.23198 | 0.23966 | 0.2463 | 0.25116 | 0.25564 | 0.26076 | 0.26598 | 0.2713 | 110720.1881 | 223211.8991 | 337515.1032 | 453670.5958 | 571720.0154 | 691705.861 | 813671.5108 | 937661.2402 | 1063720.2407 | 1191894.6396 | 110720.1881 | 223211.8991 | 337515.1032 | 453670.5958 | 571720.0154 | 691705.861 | 813671.5108 | 937661.2402 | 1063720.2407 | 1191894.6396 | 55693.0446 | 112277.1779 | 170662.355 | 230516.1023 | 293267.2138 | 358651.6427 | 426212.3567 | 495641.9354 | 567111.1177 | 640524.951 | 55693.0446 | 56584.1333 | 58385.1771 | 59853.7473 | 62751.1115 | 65384.4289 | 67560.714 | 69429.5787 | 71469.1823 | 73413.8332
Ind ¦ Condensing Economizer ¦ New | NEW | I_Food & Beverage | Greater Toronto Area | Process - Boiler/Steam | Industrial | NA | End Use Consumption (m^3/year) | 15 | 3.7008 | 3.7778 | 3.835 | 3.8765 | 3.9012 | 3.9004 | 3.8934 | 3.8934 | 3.8935 | 3.8934 | 0.25535 | 0.26588 | 0.27531 | 0.28385 | 0.29137 | 0.29714 | 0.30254 | 0.30859 | 0.31477 | 0.32106 | 0.069 | 0.07038 | 0.071788 | 0.073223 | 0.074688 | 0.076182 | 0.077705 | 0.079259 | 0.080844 | 0.082461 | 0.18635 | 0.1955 | 0.20352 | 0.21063 | 0.21668 | 0.22096 | 0.22483 | 0.22933 | 0.23392 | 0.2386 | 87924.8552 | 177256.5081 | 268026.6996 | 360267.8261 | 454012.9534 | 549295.8308 | 646150.9057 | 744613.3378 | 844719.0146 | 946504.5667 | 87924.8552 | 177256.5081 | 268026.6996 | 360267.8261 | 454012.9534 | 549295.8308 | 646150.9057 | 744613.3378 | 844719.0146 | 946504.5667 | 52287.3542 | 105411.306 | 160395.6406 | 217090.2865 | 276060.8382 | 337191.7359 | 400269.8724 | 465142.6426 | 531876.0999 | 600417.7108 | 52287.3542 | 53123.9518 | 54984.3346 | 56694.6458 | 58970.5517 | 61130.8977 | 63078.1365 | 64872.7702 | 66733.4574 | 68541.6109
Ind ¦ De-stratification fans ¦ New | NEW | I_Food & Beverage | Greater Toronto Area | Space Heating/Ventilation | Industrial | NA | End Use Consumption (m^3/year) | 25 | 1.4153 | 1.437 | 1.4542 | 1.4672 | 1.4755 | 1.468 | 1.466 | 1.466 | 1.466 | 1.466 | 0.29918 | 0.30985 | 0.31983 | 0.32915 | 0.33764 | 0.34262 | 0.34902 | 0.356 | 0.36312 | 0.37037 | 0.2114 | 0.21563 | 0.21994 | 0.22434 | 0.22882 | 0.2334 | 0.23807 | 0.24283 | 0.24769 | 0.25264 | 0.087784 | 0.094223 | 0.099894 | 0.10482 | 0.10881 | 0.10922 | 0.11095 | 0.11317 | 0.11543 | 0.11773 | 12540.6989 | 25282.0489 | 38228.5773 | 51384.9048 | 64755.7476 | 78345.9192 | 92160.3329 | 106204.0036 | 120482.0498 | 134999.6962 | 12540.6989 | 25282.0489 | 38228.5773 | 51384.9048 | 64755.7476 | 78345.9192 | 92160.3329 | 106204.0036 | 120482.0498 | 134999.6962 | 501.4777 | 1010.979 | 1501.1854 | 1951.5949 | 2491.9777 | 3106.0411 | 3756.1208 | 4416.6419 | 5107.0505 | 5821.0728 | 501.4777 | 509.5013 | 490.2064 | 450.4094 | 540.3828 | 614.0634 | 650.0797 | 660.5211 | 690.4086 | 714.0223
Ind ¦ Digester Gas ¦ New | NEW | I_Food & Beverage | Greater Toronto Area | Process - Boiler/Steam | Industrial | NA | End Use Consumption (m^3/year) | 20 | 11.9533 | 12.1583 | 12.3108 | 12.4213 | 12.4871 | 12.4849 | 12.4664 | 12.4665 | 12.4667 | 12.4667 | 0.92939 | 0.96423 | 0.99586 | 1.0249 | 1.0509 | 1.0718 | 1.0916 | 1.1134 | 1.1357 | 1.1584 | 0.077752 | 0.079307 | 0.080893 | 0.082511 | 0.084161 | 0.085844 | 0.087561 | 0.089312 | 0.091099 | 0.092921 | 0.85164 | 0.88493 | 0.91497 | 0.94238 | 0.96676 | 0.98592 | 1.004 | 1.0241 | 1.0446 | 1.0655 | 117233.1403 | 236342.0109 | 357368.9328 | 480357.1014 | 605350.6045 | 732394.4411 | 861534.5409 | 992817.7837 | 1126292.0195 | 1262006.089 | 117233.1403 | 236342.0109 | 357368.9328 | 480357.1014 | 605350.6045 | 732394.4411 | 861534.5409 | 992817.7837 | 1126292.0195 | 1262006.089 | 82465.5122 | 166250.4726 | 253275.7943 | 343423.4358 | 436786.5429 | 533274.8826 | 632776.5124 | 735202.5604 | 840533.709 | 948722.2762 | 82465.5122 | 83784.9604 | 87025.3217 | 90147.6416 | 93363.1071 | 96488.3397 | 99501.6298 | 102426.048 | 105331.1486 | 108188.5672
Ind ¦ Direct contact hot water heaters ¦ New | NEW | I_Food & Beverage | Greater Toronto Area | Process - Boiler/Steam | Industrial | NA | End Use Consumption (m^3/year) | 20 | 11.6065 | 11.8055 | 11.9537 | 12.0609 | 12.1248 | 12.1227 | 12.1047 | 12.1048 | 12.1049 | 12.105 | 0.46469 | 0.48212 | 0.49793 | 0.51244 | 0.52546 | 0.53588 | 0.54579 | 0.5567 | 0.56785 | 0.57921 | 0.040038 | 0.040838 | 0.041655 | 0.042488 | 0.043338 | 0.044205 | 0.045089 | 0.045991 | 0.04691 | 0.047849 | 0.42466 | 0.44128 | 0.45628 | 0.46996 | 0.48212 | 0.49168 | 0.5007 | 0.51071 | 0.52094 | 0.53136 | 93786.5122 | 189073.6087 | 285895.1462 | 384285.6811 | 484280.4836 | 585915.5529 | 689227.6327 | 794254.227 | 901033.6156 | 1009604.8712 | 93786.5122 | 189073.6087 | 285895.1462 | 384285.6811 | 484280.4836 | 585915.5529 | 689227.6327 | 794254.227 | 901033.6156 | 1009604.8712 | 65814.6434 | 132682.3212 | 202476.577 | 275041.1919 | 350408.3703 | 428461.5662 | 509070.622 | 592129.1959 | 677593.9073 | 765400.8296 | 65814.6434 | 66867.6777 | 69794.2559 | 72564.6149 | 75367.1784 | 78053.1959 | 80609.0558 | 83058.5739 | 85464.7114 | 87806.9223
Ind ¦ Energy Management and Process Improvement ¦ New | NEW | I_Food & Beverage | Greater Toronto Area | Cross Cutting/Behavioural | Industrial | NA | End Use Consumption (m^3/year) | 15 | 3.6479 | 3.7238 | 3.7802 | 3.8211 | 3.8455 | 3.8447 | 3.8378 | 3.8378 | 3.8379 | 3.8378 | 0.25535 | 0.26588 | 0.27531 | 0.28385 | 0.29137 | 0.29714 | 0.30254 | 0.30859 | 0.31477 | 0.32106 | 0.07 | 0.0714 | 0.072828 | 0.074285 | 0.07577 | 0.077286 | 0.078831 | 0.080408 | 0.082016 | 0.083656 | 0.18535 | 0.19448 | 0.20248 | 0.20956 | 0.2156 | 0.21985 | 0.22371 | 0.22818 | 0.23275 | 0.2374 | 531859.9966 | 1072229.7532 | 1621301.2711 | 2179270.5175 | 2746337.5084 | 3322706.3946 | 3908585.5485 | 4504187.6529 | 5109729.7925 | 5725433.5461 | 531859.9966 | 1072229.7532 | 1621301.2711 | 2179270.5175 | 2746337.5084 | 3322706.3946 | 3908585.5485 | 4504187.6529 | 5109729.7925 | 5725433.5461 | 314765.204 | 634566.6512 | 967817.7245 | 1313120.6546 | 1673767.0508 | 2048710.2969 | 2436371.8236 | 2835577.4624 | 3246553.4226 | 3668805.4303 | 314765.204 | 319801.4472 | 333251.0733 | 345302.9301 | 360646.3962 | 374943.2462 | 387661.5267 | 399205.6388 | 410975.9601 | 422252.0078
Ind ¦ Exhaust gas heat recovery ¦ New | NEW | I_Food & Beverage | Greater Toronto Area | Process Heat | Industrial | NA | End Use Consumption (m^3/year) | 15 | 5.3148 | 5.4254 | 5.5077 | 5.5672 | 5.6027 | 5.6015 | 5.5915 | 5.5916 | 5.5916 | 5.5916 | 0.44687 | 0.46529 | 0.48179 | 0.49674 | 0.5099 | 0.51999 | 0.52944 | 0.54003 | 0.55084 | 0.56185 | 0.084079 | 0.08576 | 0.087476 | 0.089225 | 0.09101 | 0.09283 | 0.094686 | 0.09658 | 0.098512 | 0.10048 | 0.36279 | 0.37953 | 0.39431 | 0.40751 | 0.41889 | 0.42716 | 0.43475 | 0.44345 | 0.45233 | 0.46137 | 162767.8207 | 328139.9266 | 496175.0767 | 666933.244 | 840475.6403 | 1016864.7429 | 1196164.3212 | 1378439.4635 | 1563756.6053 | 1752183.5575 | 162767.8207 | 328139.9266 | 496175.0767 | 666933.244 | 840475.6403 | 1016864.7429 | 1196164.3212 | 1378439.4635 | 1563756.6053 | 1752183.5575 | 106558.9562 | 214822.8557 | 327931.6612 | 445489.8436 | 568009.1456 | 695197.3811 | 826659.8384 | 962092.1977 | 1101476.8743 | 1244664.2291 | 106558.9562 | 108263.8995 | 113108.8054 | 117558.1824 | 122519.302 | 127188.2356 | 131462.4572 | 135432.3594 | 139384.6766 | 143187.3548
Ind ¦ Feedwater Economizers ¦ New | NEW | I_Food & Beverage | Greater Toronto Area | Process - Boiler/Steam | Industrial | NA | End Use Consumption (m^3/year) | 20 | 2.418 | 2.4595 | 2.4903 | 2.5127 | 2.526 | 2.5256 | 2.5218 | 2.5218 | 2.5219 | 2.5219 | 0.12392 | 0.12856 | 0.13278 | 0.13665 | 0.14012 | 0.1429 | 0.14554 | 0.14845 | 0.15143 | 0.15445 | 0.051248 | 0.052273 | 0.053318 | 0.054385 | 0.055473 | 0.056582 | 0.057714 | 0.058868 | 0.060045 | 0.061246 | 0.07267 | 0.076292 | 0.079463 | 0.082267 | 0.084651 | 0.086319 | 0.087829 | 0.089587 | 0.091381 | 0.093209 | 58616.5702 | 118171.0054 | 178684.4664 | 240178.5507 | 302675.3022 | 366197.2205 | 430767.2704 | 496408.8919 | 563146.0098 | 631003.0445 | 58616.5702 | 118171.0054 | 178684.4664 | 240178.5507 | 302675.3022 | 366197.2205 | 430767.2704 | 496408.8919 | 563146.0098 | 631003.0445 | 22368.8952 | 45095.6928 | 68536.608 | 92456.782 | 117904.2677 | 144704.1678 | 172500.5277 | 201042.3161 | 230469.348 | 260704.4274 | 22368.8952 | 22726.7975 | 23440.9152 | 23920.174 | 25447.4857 | 26799.9001 | 27796.3599 | 28541.7884 | 29427.0319 | 30235.0794
Ind ¦ Heat recovery to preheat make-up water ¦ New | NEW | I_Food & Beverage | Greater Toronto Area | Process - Boiler/Steam | Industrial | NA | End Use Consumption (m^3/year) | 25 | 3.4769 | 3.5293 | 3.5683 | 3.5965 | 3.6134 | 3.6129 | 3.6082 | 3.6083 | 3.6084 | 3.6085 | 0.2116 | 0.21908 | 0.22593 | 0.23227 | 0.23803 | 0.24275 | 0.24729 | 0.25224 | 0.2573 | 0.26245 | 0.060857 | 0.062074 | 0.063316 | 0.064582 | 0.065874 | 0.067191 | 0.068535 | 0.069906 | 0.071304 | 0.07273 | 0.15074 | 0.157 | 0.16261 | 0.16769 | 0.17215 | 0.17556 | 0.17875 | 0.18234 | 0.18599 | 0.18972 | 123094.7973 | 248159.1114 | 375237.3795 | 504374.9565 | 635618.1347 | 769014.1631 | 904611.2679 | 1042458.6729 | 1182606.6205 | 1325106.3934 | 123094.7973 | 248159.1114 | 375237.3795 | 504374.9565 | 635618.1347 | 769014.1631 | 904611.2679 | 1042458.6729 | 1182606.6205 | 1325106.3934 | 59456.3206 | 119863.9423 | 182209.4998 | 246123.278 | 313289.0804 | 383424.5822 | 455960.3363 | 530495.2943 | 607252.0708 | 686106.2056 | 59456.3206 | 60407.6217 | 62345.5575 | 63913.7782 | 67165.8024 | 70135.5018 | 72535.7541 | 74534.958 | 76756.7765 | 78854.1347
Ind ¦ High-efficiency burner ¦ New | NEW | I_Food & Beverage | Greater Toronto Area | Process - Boiler/Steam | Industrial | NA | End Use Consumption (m^3/year) | 20 | 2.5792 | 2.6234 | 2.6564 | 2.6802 | 2.6944 | 2.6939 | 2.6899 | 2.6899 | 2.69 | 2.69 | 0.1549 | 0.16071 | 0.16598 | 0.17081 | 0.17515 | 0.17863 | 0.18193 | 0.18557 | 0.18928 | 0.19307 | 0.060056 | 0.061257 | 0.062483 | 0.063732 | 0.065007 | 0.066307 | 0.067633 | 0.068986 | 0.070366 | 0.071773 | 0.094842 | 0.099448 | 0.10349 | 0.10708 | 0.11015 | 0.11232 | 0.1143 | 0.11658 | 0.11892 | 0.1213 | 33216.0564 | 66963.5697 | 101254.531 | 136101.1787 | 171516.0046 | 207511.7583 | 244101.4533 | 281298.372 | 319116.0722 | 357568.3919 | 33216.0564 | 66963.5697 | 101254.531 | 136101.1787 | 171516.0046 | 207511.7583 | 244101.4533 | 281298.372 | 319116.0722 | 357568.3919 | 13689.2875 | 27597.6035 | 41857.1891 | 56363.4225 | 71675.8491 | 87712.622 | 104300.0722 | 121318.0271 | 138845.5969 | 156849.4937 | 13689.2875 | 13908.3161 | 14259.5856 | 14506.2334 | 15312.4266 | 16036.7729 | 16587.4502 | 17017.9549 | 17527.5698 | 18003.8968
Ind ¦ High-efficiency burners ¦ New | NEW | I_Food & Beverage | Greater Toronto Area | Process Heat | Industrial | NA | End Use Consumption (m^3/year) | 20 | 8.928 | 9.0812 | 9.1951 | 9.2776 | 9.3267 | 9.3252 | 9.3113 | 9.3113 | 9.3115 | 9.3115 | 0.61959 | 0.64282 | 0.66391 | 0.68326 | 0.70062 | 0.71451 | 0.72771 | 0.74227 | 0.75713 | 0.77227 | 0.069398 | 0.070786 | 0.072202 | 0.073646 | 0.075119 | 0.076621 | 0.078154 | 0.079717 | 0.081311 | 0.082938 | 0.55019 | 0.57204 | 0.59171 | 0.60961 | 0.6255 | 0.63789 | 0.64956 | 0.66256 | 0.67582 | 0.68934 | 55806.11 | 112505.1177 | 170117.1692 | 228662.8265 | 288163.0767 | 348639.3404 | 410113.4815 | 472607.816 | 536145.1218 | 600748.6483 | 55806.11 | 112505.1177 | 170117.1692 | 228662.8265 | 288163.0767 | 348639.3404 | 410113.4815 | 472607.816 | 536145.1218 | 600748.6483 | 38191.2558 | 76993.5716 | 117407.6716 | 159350.2954 | 202892.6753 | 247971.4523 | 294507.3003 | 342437.5556 | 391749.6475 | 442409.9718 | 38191.2558 | 38802.3159 | 40414.1 | 41942.6238 | 43542.3798 | 45078.777 | 46535.848 | 47930.2553 | 49312.0919 | 50660.3243
Ind ¦ Insulation ¦ New | NEW | I_Food & Beverage | Greater Toronto Area | Process - Boiler/Steam | Industrial | NA | End Use Consumption (m^3/year) | 15 | 5.3148 | 5.4254 | 5.5077 | 5.5672 | 5.6027 | 5.6015 | 5.5915 | 5.5916 | 5.5916 | 5.5916 | 0.12768 | 0.13294 | 0.13765 | 0.14192 | 0.14569 | 0.14857 | 0.15127 | 0.1543 | 0.15738 | 0.16053 | 0.024023 | 0.024503 | 0.024993 | 0.025493 | 0.026003 | 0.026523 | 0.027053 | 0.027594 | 0.028146 | 0.028709 | 0.10365 | 0.10844 | 0.11266 | 0.11643 | 0.11968 | 0.12205 | 0.12422 | 0.1267 | 0.12924 | 0.13182 | 84668.3791 | 170691.4523 | 258099.7848 | 346924.5733 | 437197.6588 | 528951.5408 | 622219.3906 | 717035.066 | 813433.1252 | 911448.8421 | 84668.3791 | 170691.4523 | 258099.7848 | 346924.5733 | 437197.6588 | 528951.5408 | 622219.3906 | 717035.066 | 813433.1252 | 911448.8421 | 55429.7162 | 111746.3078 | 170610.2949 | 231809.8052 | 295606.1153 | 361842.8691 | 430310.9783 | 500849.0491 | 573445.5938 | 648020.8316 | 55429.7162 | 56316.5916 | 58863.9871 | 61199.5103 | 63796.3101 | 66236.7538 | 68468.1092 | 70538.0708 | 72596.5447 | 74575.2378
Ind ¦ Radiant heaters ¦ New | NEW | I_Food & Beverage | Greater Toronto Area | Space Heating/Ventilation | Industrial | NA | End Use Consumption (m^3/year) | 20 | 1.4656 | 1.4912 | 1.5115 | 1.5269 | 1.5367 | 1.5277 | 1.5255 | 1.5255 | 1.5255 | 1.5255 | 0.98582 | 1.0231 | 1.0578 | 1.0899 | 1.1188 | 1.1346 | 1.1555 | 1.1787 | 1.2022 | 1.2263 | 0.67263 | 0.68608 | 0.69981 | 0.7138 | 0.72808 | 0.74264 | 0.75749 | 0.77264 | 0.78809 | 0.80386 | 0.31319 | 0.33701 | 0.35795 | 0.37608 | 0.39073 | 0.39191 | 0.39804 | 0.40601 | 0.41413 | 0.42239 | 19986.7388 | 40293.2655 | 60926.7951 | 81894.6921 | 103204.4727 | 124863.8087 | 146880.5306 | 169262.6307 | 192018.2669 | 215155.7659 | 19986.7388 | 40293.2655 | 60926.7951 | 81894.6921 | 103204.4727 | 124863.8087 | 146880.5306 | 169262.6307 | 192018.2669 | 215155.7659 | 1838.6871 | 3706.7931 | 5563.0923 | 7364.0743 | 9382.7704 | 11588.7301 | 13913.3223 | 16279.789 | 18746.4872 | 21294.6081 | 1838.6871 | 1868.1061 | 1856.2992 | 1800.9819 | 2018.6961 | 2205.9597 | 2324.5922 | 2366.4667 | 2466.6982 | 2548.1208
Ind ¦ Reduce Steam Pressure ¦ New | NEW | I_Food & Beverage | Greater Toronto Area | Process - Boiler/Steam | Industrial | NA | End Use Consumption (m^3/year) | 20 | 29.9803 | 30.4945 | 30.8771 | 31.154 | 31.3191 | 31.3138 | 31.2672 | 31.2674 | 31.2679 | 31.268 | 0.092939 | 0.096423 | 0.099586 | 0.10249 | 0.10509 | 0.10718 | 0.10916 | 0.11134 | 0.11357 | 0.11584 | 0.0031 | 0.003162 | 0.0032252 | 0.0032897 | 0.0033555 | 0.0034227 | 0.0034911 | 0.0035609 | 0.0036321 | 0.0037048 | 0.089839 | 0.093261 | 0.096361 | 0.099199 | 0.10174 | 0.10375 | 0.10567 | 0.10778 | 0.10994 | 0.11214 | 35169.9421 | 70902.6033 | 107210.6798 | 144107.1304 | 181605.1813 | 219718.3323 | 258460.3623 | 297845.3351 | 337887.6059 | 378601.8267 | 35169.9421 | 70902.6033 | 107210.6798 | 144107.1304 | 181605.1813 | 219718.3323 | 258460.3623 | 297845.3351 | 337887.6059 | 378601.8267 | 26278.7869 | 52978.0343 | 80765.9285 | 109604.8264 | 139467.6814 | 170326.6327 | 202155.6378 | 234931.7308 | 268637.2603 | 303255.8487 | 26278.7869 | 26699.2475 | 27787.8942 | 28838.8979 | 29862.855 | 30858.9513 | 31829.0051 | 32776.0929 | 33705.5295 | 34618.5885
Ind ¦ Steam trap survey and repair ¦ New | NEW | I_Food & Beverage | Greater Toronto Area | Process - Boiler/Steam | Industrial | NA | End Use Consumption (m^3/year) | 3 | 0.74751 | 0.79708 | 0.84877 | 0.8911 | 0.91312 | 0.91238 | 0.90622 | 0.90625 | 0.90632 | 0.90624 | 0.023145 | 0.025173 | 0.027342 | 0.029279 | 0.030603 | 0.03119 | 0.031599 | 0.032232 | 0.032879 | 0.033534 | 0.030962 | 0.031582 | 0.032213 | 0.032858 | 0.033515 | 0.034185 | 0.034869 | 0.035566 | 0.036277 | 0.037003 | -0.0078176 | -0.0064086 | -0.0048715 | -0.0035782 | -0.0029118 | -0.0029954 | -0.00327 | -0.0033344 | -0.0033984 | -0.0034693 | 78155.4269 | 157561.3406 | 238245.9552 | 320238.0676 | 403567.0697 | 488262.9607 | 574356.3606 | 661878.5225 | 750861.3464 | 841337.3927 | 0 | 0 | 0 | 0 | 0 | 0 | 0 | 0 | 0 | 0 | 0 | 0 | 0 | 0 | 0 | 0 | 0 | 0 | 0 | 0 | 0 | 0 | 0 | 0 | 0 | 0 | 0 | 0 | 0 | 0
Ind ¦ Ventilation heat recovery ¦ New | NEW | I_Food & Beverage | Greater Toronto Area | Space Heating/Ventilation | Industrial | NA | End Use Consumption (m^3/year) | 20 | 4.3968 | 4.4736 | 4.5345 | 4.5806 | 4.61 | 4.5832 | 4.5764 | 4.5765 | 4.5764 | 4.5764 | 0.49291 | 0.51155 | 0.52888 | 0.54494 | 0.5594 | 0.56728 | 0.57777 | 0.58933 | 0.60111 | 0.61313 | 0.11211 | 0.11435 | 0.11663 | 0.11897 | 0.12135 | 0.12377 | 0.12625 | 0.12877 | 0.13135 | 0.13398 | 0.3808 | 0.3972 | 0.41225 | 0.42598 | 0.43806 | 0.4435 | 0.45152 | 0.46055 | 0.46976 | 0.47915 | 20403.1292 | 41132.7085 | 62196.1034 | 83600.8315 | 105354.5659 | 127465.1381 | 149940.5417 | 172788.9356 | 196018.6475 | 219638.1777 | 20403.1292 | 41132.7085 | 62196.1034 | 83600.8315 | 105354.5659 | 127465.1381 | 149940.5417 | 172788.9356 | 196018.6475 | 219638.1777 | 11764.8722 | 23717.9823 | 36128.2312 | 48943.6233 | 62334.5104 | 76261.7372 | 90656.15 | 105467.5547 | 120713.9336 | 136376.6994 | 11764.8722 | 11953.1101 | 12410.249 | 12815.392 | 13390.8871 | 13927.2269 | 14394.4128 | 14811.4046 | 15246.379 | 15662.7658
Ind ¦ Ventilation optimization ¦ New | NEW | I_Food & Beverage | Greater Toronto Area | Space Heating/Ventilation | Industrial | NA | End Use Consumption (m^3/year) | 15 | 2.256 | 2.3037 | 2.3416 | 2.3703 | 2.3886 | 2.3719 | 2.3677 | 2.3677 | 2.3677 | 2.3677 | 0.54194 | 0.56449 | 0.58524 | 0.60426 | 0.62109 | 0.62909 | 0.64054 | 0.65336 | 0.66642 | 0.67974 | 0.24023 | 0.24503 | 0.24993 | 0.25493 | 0.26003 | 0.26523 | 0.27053 | 0.27594 | 0.28146 | 0.28709 | 0.30171 | 0.31946 | 0.33531 | 0.34933 | 0.36107 | 0.36387 | 0.37 | 0.37741 | 0.38496 | 0.39265 | 23513.8104 | 47403.8417 | 71678.5825 | 96346.6966 | 121417.0267 | 146898.5985 | 172800.6242 | 199132.5068 | 225903.8435 | 253124.4305 | 23513.8104 | 47403.8417 | 71678.5825 | 96346.6966 | 121417.0267 | 146898.5985 | 172800.6242 | 199132.5068 | 225903.8435 | 253124.4305 | 9690.7142 | 19536.4798 | 29658.8682 | 39978.3331 | 50889.1149 | 62330.0014 | 74174.4392 | 86334.112 | 98863.2897 | 111736.1739 | 9690.7142 | 9845.7656 | 10122.3883 | 10319.4649 | 10910.7818 | 11440.8865 | 11844.4378 | 12159.6727 | 12529.1778 | 12872.8842
Ind ¦ Warehouse loading dock seals ¦ New | NEW | I_Food & Beverage | Greater Toronto Area | Space Heating/Ventilation | Industrial | NA | End Use Consumption (m^3/year) | 10 | 0.65563 | 0.67466 | 0.68975 | 0.70118 | 0.70846 | 0.70181 | 0.70013 | 0.70014 | 0.70014 | 0.70012 | 0.098874 | 0.10378 | 0.10822 | 0.11222 | 0.11565 | 0.11685 | 0.11891 | 0.12129 | 0.12371 | 0.12618 | 0.15081 | 0.15382 | 0.1569 | 0.16004 | 0.16324 | 0.1665 | 0.16983 | 0.17323 | 0.1767 | 0.18023 | -0.051935 | -0.050045 | -0.048679 | -0.047824 | -0.047591 | -0.04965 | -0.050928 | -0.051945 | -0.052985 | -0.054047 | 7429.7109 | 14978.2972 | 22648.441 | 30442.8798 | 38364.4077 | 46415.8766 | 54600.1972 | 62920.3407 | 71379.3394 | 79980.2888 | 0 | 0 | 0 | 0 | 0 | 0 | 0 | 0 | 0 | 0 | 0 | 0 | 0 | 0 | 0 | 0 | 0 | 0 | 0 | 0 | 0 | 0 | 0 | 0 | 0 | 0 | 0 | 0 | 0 | 0
Ind ¦ Advanced boiler controls including air/fuel mix control | RET | I_Food & Beverage | Greater Toronto Area | Process - Boiler/Steam | Industrial | NA | End Use Consumption (m^3/year) | 15 | 4.1594 | 4.246 | 4.3104 | 4.357 | 4.3847 | 4.3838 | 4.376 | 4.376 | 4.3761 | 4.376 | 0.12768 | 0.13294 | 0.13765 | 0.14192 | 0.14569 | 0.14857 | 0.15127 | 0.1543 | 0.15738 | 0.16053 | 0.030695 | 0.031309 | 0.031936 | 0.032574 | 0.033226 | 0.03389 | 0.034568 | 0.035259 | 0.035965 | 0.036684 | 0.09698 | 0.10163 | 0.10572 | 0.10935 | 0.11246 | 0.11468 | 0.1167 | 0.11904 | 0.12142 | 0.12384 | 2747933.5363 | 2734193.8686 | 2720522.8993 | 2706920.2848 | 2693385.6834 | 2679918.755 | 2666519.1612 | 2653186.5654 | 2639920.6326 | 2626721.0294 | 2747933.5363 | 2734193.8686 | 2720522.8993 | 2706920.2848 | 2693385.6834 | 2679918.755 | 2666519.1612 | 2653186.5654 | 2639920.6326 | 2626721.0294 | 115669.6899 | 233950.4753 | 353969.0663 | 476039.2435 | 599202.4643 | 722293.5014 | 844247.6982 | 964365.9643 | 1081791.9182 | 1195874.8457 | 115669.6899 | 118280.7853 | 120018.5911 | 122070.1772 | 123163.2207 | 123091.0371 | 121954.1968 | 120118.2661 | 117425.9539 | 114082.9275
Ind ¦ Advanced heating and process control | RET | I_Food & Beverage | Greater Toronto Area | Process Heat | Industrial | NA | End Use Consumption (m^3/year) | 15 | 5.3148 | 5.4254 | 5.5077 | 5.5672 | 5.6027 | 5.6015 | 5.5915 | 5.5916 | 5.5916 | 5.5916 | 0.31919 | 0.33235 | 0.34413 | 0.35481 | 0.36422 | 0.37142 | 0.37817 | 0.38574 | 0.39346 | 0.40132 | 0.060056 | 0.061257 | 0.062483 | 0.063732 | 0.065007 | 0.066307 | 0.067633 | 0.068986 | 0.070366 | 0.071773 | 0.25913 | 0.27109 | 0.28165 | 0.29108 | 0.29921 | 0.30511 | 0.31054 | 0.31675 | 0.32309 | 0.32955 | 3559428.1673 | 3541631.0265 | 3523922.8713 | 3506303.257 | 3488771.7407 | 3471327.882 | 3453971.2426 | 3436701.3864 | 3419517.8794 | 3402420.29 | 3559428.1673 | 3541631.0265 | 3523922.8713 | 3506303.257 | 3488771.7407 | 3471327.882 | 3453971.2426 | 3436701.3864 | 3419517.8794 | 3402420.29 | 159113.5187 | 322238.1041 | 488113.8088 | 656584.0233 | 826231.9526 | 995423.7548 | 1162626.6083 | 1326684.1303 | 1486328.2433 | 1640544.5882 | 159113.5187 | 163124.5854 | 165875.7047 | 168470.2145 | 169647.9293 | 169191.8022 | 167202.8536 | 164057.522 | 159644.1129 | 154216.3449
Ind ¦ Air compressor heat recovery | RET | I_Food & Beverage | Greater Toronto Area | Space Heating/Ventilation | Industrial | NA | End Use Consumption (m^3/year) | 25 | 2.502 | 2.5404 | 2.5708 | 2.5939 | 2.6085 | 2.5951 | 2.5917 | 2.5918 | 2.5917 | 2.5917 | 0.78535 | 0.81335 | 0.83956 | 0.86403 | 0.8863 | 0.89938 | 0.91617 | 0.9345 | 0.95318 | 0.97223 | 0.31389 | 0.32017 | 0.32658 | 0.33311 | 0.33977 | 0.34656 | 0.3535 | 0.36057 | 0.36778 | 0.37513 | 0.47146 | 0.49318 | 0.51299 | 0.53092 | 0.54653 | 0.55281 | 0.56267 | 0.57393 | 0.58541 | 0.5971 | 850363.3866 | 846111.5697 | 841881.0118 | 837671.6068 | 833483.2487 | 829315.8325 | 825169.2533 | 821043.4071 | 816938.19 | 812853.4991 | 850363.3866 | 846111.5697 | 841881.0118 | 837671.6068 | 833483.2487 | 829315.8325 | 825169.2533 | 821043.4071 | 816938.19 | 812853.4991 | 17478.9317 | 34780.1916 | 51722.5486 | 69356.3495 | 87507.55 | 105842.334 | 124134.6668 | 142501.9191 | 160866.4393 | 179298.7549 | 17478.9317 | 17301.26 | 16942.357 | 17633.8009 | 18151.2005 | 18334.784 | 18292.3328 | 18367.2523 | 18364.5202 | 18432.3156
Ind ¦ Air curtains | RET | I_Food & Beverage | Greater Toronto Area | Space Heating/Ventilation | Industrial | NA | End Use Consumption (m^3/year) | 15 | 0.92289 | 0.94244 | 0.95793 | 0.96967 | 0.97714 | 0.97032 | 0.9686 | 0.96861 | 0.96861 | 0.96859 | 0.13548 | 0.14112 | 0.14631 | 0.15106 | 0.15527 | 0.15727 | 0.16013 | 0.16334 | 0.16661 | 0.16993 | 0.1468 | 0.14974 | 0.15274 | 0.15579 | 0.15891 | 0.16208 | 0.16533 | 0.16863 | 0.172 | 0.17544 | -0.01132 | -0.0086192 | -0.0064252 | -0.0047254 | -0.0036321 | -0.0048103 | -0.0051917 | -0.0052929 | -0.0053996 | -0.0055101 | 506168.6825 | 503637.8391 | 501119.6499 | 498614.0516 | 496120.9814 | 493640.3765 | 491172.1746 | 488716.3137 | 486272.7322 | 483841.3685 | 0 | 0 | 0 | 0 | 0 | 0 | 0 | 0 | 0 | 0 | 0 | 0 | 0 | 0 | 0 | 0 | 0 | 0 | 0 | 0 | 0 | 0 | 0 | 0 | 0 | 0 | 0 | 0 | 0 | 0
Ind ¦ Automated temperature control | RET | I_Food & Beverage | Greater Toronto Area | Space Heating/Ventilation | Industrial | NA | End Use Consumption (m^3/year) | 25 | 1.1676 | 1.1855 | 1.1997 | 1.2105 | 1.2173 | 1.2111 | 1.2095 | 1.2095 | 1.2095 | 1.2095 | 0.26178 | 0.27112 | 0.27985 | 0.28801 | 0.29543 | 0.29979 | 0.30539 | 0.3115 | 0.31773 | 0.32408 | 0.22421 | 0.22869 | 0.23327 | 0.23793 | 0.24269 | 0.24755 | 0.2525 | 0.25755 | 0.2627 | 0.26795 | 0.037574 | 0.042423 | 0.046585 | 0.050076 | 0.052741 | 0.052247 | 0.052892 | 0.053952 | 0.055029 | 0.056126 | 656144.5884 | 652863.8655 | 649599.5462 | 646351.5484 | 643119.7907 | 639904.1917 | 636704.6708 | 633521.1474 | 630353.5417 | 627201.774 | 656144.5884 | 652863.8655 | 649599.5462 | 646351.5484 | 643119.7907 | 639904.1917 | 636704.6708 | 633521.1474 | 630353.5417 | 627201.774 | 399.3869 | 747.1328 | 1033.7198 | 1395.9281 | 1820.433 | 2261.6993 | 2691.5606 | 3130.9017 | 3572.9536 | 4031.6868 | 399.3869 | 347.7459 | 286.587 | 362.2083 | 424.5049 | 441.2663 | 429.8612 | 439.3412 | 442.0519 | 458.7331
Ind ¦ Blow down heat recovery and control | RET | I_Food & Beverage | Greater Toronto Area | Process - Boiler/Steam | Industrial | NA | End Use Consumption (m^3/year) | 20 | 1.9672 | 2.0009 | 2.026 | 2.0442 | 2.055 | 2.0547 | 2.0516 | 2.0517 | 2.0517 | 2.0517 | 0.061959 | 0.064282 | 0.066391 | 0.068326 | 0.070062 | 0.071451 | 0.072771 | 0.074227 | 0.075713 | 0.077227 | 0.031496 | 0.032126 | 0.032769 | 0.033424 | 0.034093 | 0.034774 | 0.03547 | 0.036179 | 0.036903 | 0.037641 | 0.030463 | 0.032156 | 0.033622 | 0.034902 | 0.035969 | 0.036676 | 0.037301 | 0.038048 | 0.03881 | 0.039587 | 1570247.735 | 1562396.4964 | 1554584.5139 | 1546811.5913 | 1539077.5334 | 1531382.1457 | 1523725.235 | 1516106.6088 | 1508526.0757 | 1500983.4454 | 1570247.735 | 1562396.4964 | 1554584.5139 | 1546811.5913 | 1539077.5334 | 1531382.1457 | 1523725.235 | 1516106.6088 | 1508526.0757 | 1500983.4454 | 29265.9717 | 58094.2248 | 86148.7929 | 115490.0328 | 145792.0588 | 176421.4536 | 206956.1113 | 237641.5255 | 268344.4839 | 299220.0006 | 29265.9717 | 28828.2531 | 28054.5682 | 29341.2399 | 30302.0259 | 30629.3948 | 30534.6577 | 30685.4142 | 30702.9584 | 30875.5167
Ind ¦ Boiler combustion air preheat | RET | I_Food & Beverage | Greater Toronto Area | Process - Boiler/Steam | Industrial | NA | End Use Consumption (m^3/year) | 20 | 68.9876 | 69.0887 | 69.1845 | 69.2782 | 69.3709 | 69.4563 | 69.5363 | 69.6241 | 69.7143 | 69.809 | 2.0992 | 2.1443 | 2.1902 | 2.2371 | 2.2849 | 2.3334 | 2.3828 | 2.4336 | 2.4854 | 2.5386 | 0.030429 | 0.031037 | 0.031658 | 0.032291 | 0.032937 | 0.033596 | 0.034267 | 0.034953 | 0.035652 | 0.036365 | 2.0688 | 2.1133 | 2.1586 | 2.2048 | 2.2519 | 2.2998 | 2.3486 | 2.3986 | 2.4498 | 2.5022 | 2018889.9451 | 2008795.4953 | 1998751.5179 | 1988757.7603 | 1978813.9715 | 1968919.9016 | 1959075.3021 | 1949279.9256 | 1939533.526 | 1929835.8583 | 2018889.9451 | 2008795.4953 | 1998751.5179 | 1988757.7603 | 1978813.9715 | 1968919.9016 | 1959075.3021 | 1949279.9256 | 1939533.526 | 1929835.8583 | 101835.071 | 206906.8411 | 314321.19 | 423079.8791 | 532110.6645 | 640308.5192 | 746580.0034 | 849887.9655 | 949291.8704 | 1043982.3718 | 101835.071 | 105071.7702 | 107414.3489 | 108758.6891 | 109030.7854 | 108197.8547 | 106271.4842 | 103307.9621 | 99403.9049 | 94690.5014
Ind ¦ Condensate return | RET | I_Food & Beverage | Greater Toronto Area | Process - Boiler/Steam | Industrial | NA | End Use Consumption (m^3/year) | 25 | 1.6724 | 1.6976 | 1.7164 | 1.73 | 1.7381 | 1.7378 | 1.7356 | 1.7356 | 1.7357 | 1.7357 | 0.070532 | 0.073026 | 0.07531 | 0.077423 | 0.079342 | 0.080918 | 0.082429 | 0.08408 | 0.085765 | 0.087483 | 0.042173 | 0.043016 | 0.043877 | 0.044754 | 0.045649 | 0.046562 | 0.047494 | 0.048443 | 0.049412 | 0.050401 | 0.028359 | 0.03001 | 0.031433 | 0.032669 | 0.033693 | 0.034355 | 0.034936 | 0.035637 | 0.036353 | 0.037082 | 1894267.1089 | 1884795.7734 | 1875371.7945 | 1865994.9356 | 1856664.9609 | 1847381.6361 | 1838144.7279 | 1828954.0043 | 1819809.2342 | 1810710.1881 | 1894267.1089 | 1884795.7734 | 1875371.7945 | 1865994.9356 | 1856664.9609 | 1847381.6361 | 1838144.7279 | 1828954.0043 | 1819809.2342 | 1810710.1881 | 15486.1754 | 30319.8257 | 44201.8846 | 59301.0455 | 75294.0196 | 91558.8183 | 107702.0517 | 124009.9914 | 140384.9475 | 157020.6273 | 15486.1754 | 14833.6503 | 13882.0589 | 15099.1609 | 15992.9741 | 16264.7987 | 16143.2334 | 16307.9397 | 16374.9561 | 16635.6799
Ind ¦ Condensing boiler | RET | I_Food & Beverage | Greater Toronto Area | Process - Boiler/Steam | Industrial | NA | End Use Consumption (m^3/year) | 20 | 3.224 | 3.2793 | 3.3205 | 3.3502 | 3.368 | 3.3674 | 3.3624 | 3.3624 | 3.3625 | 3.3625 | 0.3098 | 0.32141 | 0.33195 | 0.34163 | 0.35031 | 0.35725 | 0.36386 | 0.37114 | 0.37856 | 0.38614 | 0.09609 | 0.098012 | 0.099972 | 0.10197 | 0.10401 | 0.10609 | 0.10821 | 0.11038 | 0.11258 | 0.11484 | 0.21371 | 0.2234 | 0.23198 | 0.23966 | 0.2463 | 0.25116 | 0.25564 | 0.26076 | 0.26598 | 0.2713 | 4237176.4279 | 4215990.5458 | 4194910.593 | 4173936.0401 | 4153066.3599 | 4132301.0281 | 4111639.5229 | 4091081.3253 | 4070625.9187 | 4050272.7891 | 4237176.4279 | 4215990.5458 | 4194910.593 | 4173936.0401 | 4153066.3599 | 4132301.0281 | 4111639.5229 | 4091081.3253 | 4070625.9187 | 4050272.7891 | 145531.207 | 292868.9367 | 440795.4482 | 592336.9978 | 746282.2585 | 900937.8716 | 1054973.1907 | 1208124.9892 | 1359535.8377 | 1508823.2971 | 145531.207 | 147337.7297 | 147926.5115 | 151541.5496 | 153945.2607 | 154655.6131 | 154035.3192 | 153151.7984 | 151410.8486 | 149287.4594
Ind ¦ Condensing Economizer | RET | I_Food & Beverage | Greater Toronto Area | Process - Boiler/Steam | Industrial | NA | End Use Consumption (m^3/year) | 15 | 3.7008 | 3.7778 | 3.835 | 3.8765 | 3.9012 | 3.9004 | 3.8934 | 3.8934 | 3.8935 | 3.8934 | 0.25535 | 0.26588 | 0.27531 | 0.28385 | 0.29137 | 0.29714 | 0.30254 | 0.30859 | 0.31477 | 0.32106 | 0.069 | 0.07038 | 0.071788 | 0.073223 | 0.074688 | 0.076182 | 0.077705 | 0.079259 | 0.080844 | 0.082461 | 0.18635 | 0.1955 | 0.20352 | 0.21063 | 0.21668 | 0.22096 | 0.22483 | 0.22933 | 0.23392 | 0.2386 | 3364816.5751 | 3347992.4922 | 3331252.5298 | 3314596.2671 | 3298023.2858 | 3281533.1693 | 3265125.5035 | 3248799.876 | 3232555.8766 | 3216393.0972 | 3364816.5751 | 3347992.4922 | 3331252.5298 | 3314596.2671 | 3298023.2858 | 3281533.1693 | 3265125.5035 | 3248799.876 | 3232555.8766 | 3216393.0972 | 136631.8149 | 276134.1581 | 417498.1516 | 561399.4599 | 706746.9116 | 852169.8236 | 996437.6395 | 1138821.9893 | 1278355.6076 | 1414333.9117 | 136631.8149 | 139502.3432 | 141363.9934 | 143901.3084 | 145347.4516 | 145422.912 | 144267.8159 | 142384.3498 | 139533.6183 | 135978.3041
Ind ¦ De-stratification fans | RET | I_Food & Beverage | Greater Toronto Area | Space Heating/Ventilation | Industrial | NA | End Use Consumption (m^3/year) | 25 | 1.4153 | 1.437 | 1.4542 | 1.4672 | 1.4755 | 1.468 | 1.466 | 1.466 | 1.466 | 1.466 | 0.29918 | 0.30985 | 0.31983 | 0.32915 | 0.33764 | 0.34262 | 0.34902 | 0.356 | 0.36312 | 0.37037 | 0.2114 | 0.21563 | 0.21994 | 0.22434 | 0.22882 | 0.2334 | 0.23807 | 0.24283 | 0.24769 | 0.25264 | 0.087784 | 0.094223 | 0.099894 | 0.10482 | 0.10881 | 0.10922 | 0.11095 | 0.11317 | 0.11543 | 0.11773 | 479922.899 | 477523.2845 | 475135.668 | 472759.9897 | 470396.1898 | 468044.2088 | 465703.9878 | 463375.4678 | 461058.5905 | 458753.2975 | 479922.899 | 477523.2845 | 475135.668 | 472759.9897 | 470396.1898 | 468044.2088 | 465703.9878 | 463375.4678 | 461058.5905 | 458753.2975 | 1310.4088 | 2521.0082 | 3591.1641 | 4828.4797 | 6186.1083 | 7576.2063 | 8944.1214 | 10330.4064 | 11721.912 | 13145.9432 | 1310.4088 | 1210.5994 | 1070.1559 | 1237.3155 | 1357.6286 | 1390.098 | 1367.9151 | 1386.285 | 1391.5055 | 1424.0313
Ind ¦ Digester Gas | RET | I_Food & Beverage | Greater Toronto Area | Process - Boiler/Steam | Industrial | NA | End Use Consumption (m^3/year) | 20 | 11.9533 | 12.1583 | 12.3108 | 12.4213 | 12.4871 | 12.4849 | 12.4664 | 12.4665 | 12.4667 | 12.4667 | 0.92939 | 0.96423 | 0.99586 | 1.0249 | 1.0509 | 1.0718 | 1.0916 | 1.1134 | 1.1357 | 1.1584 | 0.077752 | 0.079307 | 0.080893 | 0.082511 | 0.084161 | 0.085844 | 0.087561 | 0.089312 | 0.091099 | 0.092921 | 0.85164 | 0.88493 | 0.91497 | 0.94238 | 0.96676 | 0.98592 | 1.004 | 1.0241 | 1.0446 | 1.0655 | 4486422.1001 | 4463989.9896 | 4441670.0397 | 4419461.6895 | 4397364.381 | 4375377.5591 | 4353500.6713 | 4331733.168 | 4310074.5021 | 4288524.1296 | 4486422.1001 | 4463989.9896 | 4441670.0397 | 4419461.6895 | 4397364.381 | 4375377.5591 | 4353500.6713 | 4331733.168 | 4310074.5021 | 4288524.1296 | 215490.2037 | 437235.3891 | 663449.2538 | 892660.0626 | 1122781.3865 | 1351589.7062 | 1576915.9531 | 1796820.7864 | 2009444.9636 | 2213208.4438 | 215490.2037 | 221745.1854 | 226213.8647 | 229210.8088 | 230121.3239 | 228808.3197 | 225326.247 | 219904.8332 | 212624.1773 | 203763.4802
Ind ¦ Direct contact hot water heaters | RET | I_Food & Beverage | Greater Toronto Area | Process - Boiler/Steam | Industrial | NA | End Use Consumption (m^3/year) | 20 | 11.6065 | 11.8055 | 11.9537 | 12.0609 | 12.1248 | 12.1227 | 12.1047 | 12.1048 | 12.1049 | 12.105 | 0.46469 | 0.48212 | 0.49793 | 0.51244 | 0.52546 | 0.53588 | 0.54579 | 0.5567 | 0.56785 | 0.57921 | 0.040038 | 0.040838 | 0.041655 | 0.042488 | 0.043338 | 0.044205 | 0.045089 | 0.045991 | 0.04691 | 0.047849 | 0.42466 | 0.44128 | 0.45628 | 0.46996 | 0.48212 | 0.49168 | 0.5007 | 0.51071 | 0.52094 | 0.53136 | 3589137.6801 | 3571191.9917 | 3553336.0317 | 3535569.3516 | 3517891.5048 | 3500302.0473 | 3482800.5371 | 3465386.5344 | 3448059.6017 | 3430819.3037 | 3589137.6801 | 3571191.9917 | 3553336.0317 | 3535569.3516 | 3517891.5048 | 3500302.0473 | 3482800.5371 | 3465386.5344 | 3448059.6017 | 3430819.3037 | 171979.9046 | 348933.6812 | 529439.7921 | 712348.2884 | 896000.1597 | 1078624.2433 | 1258493.9345 | 1434070.1499 | 1603873.0495 | 1766645.8018 | 171979.9046 | 176953.7766 | 180506.1109 | 182908.4962 | 183651.8713 | 182624.0837 | 179869.6912 | 175576.2154 | 169802.8996 | 162772.7523
Ind ¦ Energy Management and Process Improvement | RET | I_Food & Beverage | Greater Toronto Area | Cross Cutting/Behavioural | Industrial | NA | End Use Consumption (m^3/year) | 15 | 3.6479 | 3.7238 | 3.7802 | 3.8211 | 3.8455 | 3.8447 | 3.8378 | 3.8378 | 3.8379 | 3.8378 | 0.25535 | 0.26588 | 0.27531 | 0.28385 | 0.29137 | 0.29714 | 0.30254 | 0.30859 | 0.31477 | 0.32106 | 0.07 | 0.0714 | 0.072828 | 0.074285 | 0.07577 | 0.077286 | 0.078831 | 0.080408 | 0.082016 | 0.083656 | 0.18535 | 0.19448 | 0.20248 | 0.20956 | 0.2156 | 0.21985 | 0.22371 | 0.22818 | 0.23275 | 0.2374 | 20353872.9471 | 20252103.5823 | 20150843.0644 | 20050088.8491 | 19949838.4048 | 19850089.2128 | 19750838.7668 | 19652084.5729 | 19553824.1501 | 19456055.0293 | 20353872.9471 | 20252103.5823 | 20150843.0644 | 20050088.8491 | 19949838.4048 | 19850089.2128 | 19750838.7668 | 19652084.5729 | 19553824.1501 | 19456055.0293 | 822511.3277 | 1662130.8658 | 2512678.9406 | 3378713.1752 | 4253575.2871 | 5129015.137 | 5997644.0149 | 6855154.9104 | 7695759.8828 | 8515269.7577 | 822511.3277 | 839619.5382 | 850548.0747 | 866034.2347 | 874862.1119 | 875439.8499 | 868628.8779 | 857510.8955 | 840604.9723 | 819509.8749
Ind ¦ Exhaust gas heat recovery | RET | I_Food & Beverage | Greater Toronto Area | Process Heat | Industrial | NA | End Use Consumption (m^3/year) | 15 | 5.3148 | 5.4254 | 5.5077 | 5.5672 | 5.6027 | 5.6015 | 5.5915 | 5.5916 | 5.5916 | 5.5916 | 0.44687 | 0.46529 | 0.48179 | 0.49674 | 0.5099 | 0.51999 | 0.52944 | 0.54003 | 0.55084 | 0.56185 | 0.084079 | 0.08576 | 0.087476 | 0.089225 | 0.09101 | 0.09283 | 0.094686 | 0.09658 | 0.098512 | 0.10048 | 0.36279 | 0.37953 | 0.39431 | 0.40751 | 0.41889 | 0.42716 | 0.43475 | 0.44345 | 0.45233 | 0.46137 | 6228999.2928 | 6197854.2963 | 6166865.0248 | 6136030.6997 | 6105350.5462 | 6074823.7935 | 6044449.6745 | 6014227.4261 | 5984156.289 | 5954235.5076 | 6228999.2928 | 6197854.2963 | 6166865.0248 | 6136030.6997 | 6105350.5462 | 6074823.7935 | 6044449.6745 | 6014227.4261 | 5984156.289 | 5954235.5076 | 278448.6578 | 563916.6822 | 854199.1655 | 1149022.0408 | 1445905.9171 | 1741991.5709 | 2034596.5646 | 2321697.2281 | 2601074.4257 | 2870953.0293 | 278448.6578 | 285468.0244 | 290282.4833 | 294822.8754 | 296883.8762 | 296085.6538 | 292604.9937 | 287100.6635 | 279377.1976 | 269878.6036
Ind ¦ Feedwater Economizers | RET | I_Food & Beverage | Greater Toronto Area | Process - Boiler/Steam | Industrial | NA | End Use Consumption (m^3/year) | 20 | 2.418 | 2.4595 | 2.4903 | 2.5127 | 2.526 | 2.5256 | 2.5218 | 2.5218 | 2.5219 | 2.5219 | 0.12392 | 0.12856 | 0.13278 | 0.13665 | 0.14012 | 0.1429 | 0.14554 | 0.14845 | 0.15143 | 0.15445 | 0.051248 | 0.052273 | 0.053318 | 0.054385 | 0.055473 | 0.056582 | 0.057714 | 0.058868 | 0.060045 | 0.061246 | 0.07267 | 0.076292 | 0.079463 | 0.082267 | 0.084651 | 0.086319 | 0.087829 | 0.089587 | 0.091381 | 0.093209 | 2243211.0501 | 2231994.9948 | 2220835.0198 | 2209730.8447 | 2198682.1905 | 2187688.7796 | 2176750.3357 | 2165866.584 | 2155037.2511 | 2144262.0648 | 2243211.0501 | 2231994.9948 | 2220835.0198 | 2209730.8447 | 2198682.1905 | 2187688.7796 | 2176750.3357 | 2165866.584 | 2155037.2511 | 2144262.0648 | 58452.0445 | 116864.8466 | 174712.2139 | 234489.7846 | 295697.3728 | 357429.6481 | 419040.4287 | 480727.5865 | 542208.8108 | 603565.6373 | 58452.0445 | 58412.8021 | 57847.3673 | 59777.5708 | 61207.5881 | 61732.2753 | 61610.7806 | 61687.1578 | 61481.2243 | 61356.8265
Ind ¦ Heat recovery to preheat make-up water | RET | I_Food & Beverage | Greater Toronto Area | Process - Boiler/Steam | Industrial | NA | End Use Consumption (m^3/year) | 25 | 3.4769 | 3.5293 | 3.5683 | 3.5965 | 3.6134 | 3.6129 | 3.6082 | 3.6083 | 3.6084 | 3.6085 | 0.2116 | 0.21908 | 0.22593 | 0.23227 | 0.23803 | 0.24275 | 0.24729 | 0.25224 | 0.2573 | 0.26245 | 0.060857 | 0.062074 | 0.063316 | 0.064582 | 0.065874 | 0.067191 | 0.068535 | 0.069906 | 0.071304 | 0.07273 | 0.15074 | 0.157 | 0.16261 | 0.16769 | 0.17215 | 0.17556 | 0.17875 | 0.18234 | 0.18599 | 0.18972 | 4710743.2051 | 4687189.4891 | 4663753.5417 | 4640434.7739 | 4617232.6001 | 4594146.4371 | 4571175.7049 | 4548319.8264 | 4525578.2272 | 4502950.3361 | 4710743.2051 | 4687189.4891 | 4663753.5417 | 4640434.7739 | 4617232.6001 | 4594146.4371 | 4571175.7049 | 4548319.8264 | 4525578.2272 | 4502950.3361 | 155365.0041 | 312294.8431 | 469558.3072 | 630846.3583 | 794947.0966 | 959949.7603 | 1124356.0407 | 1288050.1164 | 1450139.3841 | 1610337.5143 | 155365.0041 | 156929.839 | 157263.4641 | 161288.0511 | 164100.7383 | 165002.6637 | 164406.2804 | 163694.0757 | 162089.2678 | 160198.1302
Ind ¦ High-efficiency burner | RET | I_Food & Beverage | Greater Toronto Area | Process - Boiler/Steam | Industrial | NA | End Use Consumption (m^3/year) | 20 | 2.5792 | 2.6234 | 2.6564 | 2.6802 | 2.6944 | 2.6939 | 2.6899 | 2.6899 | 2.69 | 2.69 | 0.1549 | 0.16071 | 0.16598 | 0.17081 | 0.17515 | 0.17863 | 0.18193 | 0.18557 | 0.18928 | 0.19307 | 0.060056 | 0.061257 | 0.062483 | 0.063732 | 0.065007 | 0.066307 | 0.067633 | 0.068986 | 0.070366 | 0.071773 | 0.094842 | 0.099448 | 0.10349 | 0.10708 | 0.11015 | 0.11232 | 0.1143 | 0.11658 | 0.11892 | 0.1213 | 1271152.9284 | 1264797.1637 | 1258473.1779 | 1252180.812 | 1245919.908 | 1239690.3084 | 1233491.8569 | 1227324.3976 | 1221187.7756 | 1215081.8367 | 1271152.9284 | 1264797.1637 | 1258473.1779 | 1252180.812 | 1245919.908 | 1239690.3084 | 1233491.8569 | 1227324.3976 | 1221187.7756 | 1215081.8367 | 35771.4063 | 71647.6911 | 107321.1609 | 144086.6819 | 181649.9866 | 219503.609 | 257275.5669 | 295038.8977 | 332613.6384 | 370011.953 | 35771.4063 | 35876.2848 | 35673.4698 | 36765.521 | 37563.3047 | 37853.6224 | 37771.9579 | 37763.3308 | 37574.7407 | 37398.3146
Ind ¦ High-efficiency burners | RET | I_Food & Beverage | Greater Toronto Area | Process Heat | Industrial | NA | End Use Consumption (m^3/year) | 20 | 8.928 | 9.0812 | 9.1951 | 9.2776 | 9.3267 | 9.3252 | 9.3113 | 9.3113 | 9.3115 | 9.3115 | 0.61959 | 0.64282 | 0.66391 | 0.68326 | 0.70062 | 0.71451 | 0.72771 | 0.74227 | 0.75713 | 0.77227 | 0.069398 | 0.070786 | 0.072202 | 0.073646 | 0.075119 | 0.076621 | 0.078154 | 0.079717 | 0.081311 | 0.082938 | 0.55019 | 0.57204 | 0.59171 | 0.60961 | 0.6255 | 0.63789 | 0.64956 | 0.66256 | 0.67582 | 0.68934 | 2135656.9004 | 2124978.6159 | 2114353.7228 | 2103781.9542 | 2093263.0444 | 2082796.7292 | 2072382.7455 | 2062020.8318 | 2051710.7277 | 2041452.174 | 2135656.9004 | 2124978.6159 | 2114353.7228 | 2103781.9542 | 2093263.0444 | 2082796.7292 | 2072382.7455 | 2062020.8318 | 2051710.7277 | 2041452.174 | 99797.3731 | 202370.9696 | 306919.4369 | 412925.14 | 519461.1256 | 625518.6683 | 730122.0246 | 832430.6353 | 931610.1727 | 1026957.7038 | 99797.3731 | 102573.5966 | 104548.4673 | 106005.7031 | 106535.9855 | 106057.5427 | 104603.3563 | 102308.6107 | 99179.5374 | 95347.5311
Ind ¦ Insulation | RET | I_Food & Beverage | Greater Toronto Area | Process - Boiler/Steam | Industrial | NA | End Use Consumption (m^3/year) | 15 | 5.3148 | 5.4254 | 5.5077 | 5.5672 | 5.6027 | 5.6015 | 5.5915 | 5.5916 | 5.5916 | 5.5916 | 0.12768 | 0.13294 | 0.13765 | 0.14192 | 0.14569 | 0.14857 | 0.15127 | 0.1543 | 0.15738 | 0.16053 | 0.024023 | 0.024503 | 0.024993 | 0.025493 | 0.026003 | 0.026523 | 0.027053 | 0.027594 | 0.028146 | 0.028709 | 0.10365 | 0.10844 | 0.11266 | 0.11643 | 0.11968 | 0.12205 | 0.12422 | 0.1267 | 0.12924 | 0.13182 | 3240193.739 | 3223992.7703 | 3207872.8064 | 3191833.4424 | 3175874.2752 | 3159994.9038 | 3144194.9293 | 3128473.9546 | 3112831.5849 | 3097267.4269 | 3240193.739 | 3223992.7703 | 3207872.8064 | 3191833.4424 | 3175874.2752 | 3159994.9038 | 3144194.9293 | 3128473.9546 | 3112831.5849 | 3097267.4269 | 144843.1048 | 293337.5358 | 444336.3464 | 597696.9731 | 752129.6888 | 906147.1861 | 1058354.1176 | 1207697.8129 | 1353023.9245 | 1493409.0683 | 144843.1048 | 148494.431 | 150998.8107 | 153360.6266 | 154432.7157 | 154017.4973 | 152206.9315 | 149343.6953 | 145326.1116 | 140385.1438
Ind ¦ Radiant heaters | RET | I_Food & Beverage | Greater Toronto Area | Space Heating/Ventilation | Industrial | NA | End Use Consumption (m^3/year) | 20 | 1.4656 | 1.4912 | 1.5115 | 1.5269 | 1.5367 | 1.5277 | 1.5255 | 1.5255 | 1.5255 | 1.5255 | 0.98582 | 1.0231 | 1.0578 | 1.0899 | 1.1188 | 1.1346 | 1.1555 | 1.1787 | 1.2022 | 1.2263 | 0.67263 | 0.68608 | 0.69981 | 0.7138 | 0.72808 | 0.74264 | 0.75749 | 0.77264 | 0.78809 | 0.80386 | 0.31319 | 0.33701 | 0.35795 | 0.37608 | 0.39073 | 0.39191 | 0.39804 | 0.40601 | 0.41413 | 0.42239 | 764877.1202 | 761052.7346 | 757247.4709 | 753461.2336 | 749693.9274 | 745945.4578 | 742215.7305 | 738504.6518 | 734812.1286 | 731138.0679 | 764877.1202 | 761052.7346 | 757247.4709 | 753461.2336 | 749693.9274 | 745945.4578 | 742215.7305 | 738504.6518 | 734812.1286 | 731138.0679 | 4804.6636 | 9406.1854 | 13716.042 | 18385.9162 | 23327.7872 | 28378.4686 | 33371.0029 | 38428.5203 | 43510.3713 | 48699.9652 | 4804.6636 | 4601.5218 | 4309.8565 | 4669.8742 | 4941.871 | 5050.6814 | 4992.5342 | 5057.5174 | 5081.8511 | 5189.5939
Ind ¦ Reduce Steam Pressure | RET | I_Food & Beverage | Greater Toronto Area | Process - Boiler/Steam | Industrial | NA | End Use Consumption (m^3/year) | 20 | 29.9803 | 30.4945 | 30.8771 | 31.154 | 31.3191 | 31.3138 | 31.2672 | 31.2674 | 31.2679 | 31.268 | 0.092939 | 0.096423 | 0.099586 | 0.10249 | 0.10509 | 0.10718 | 0.10916 | 0.11134 | 0.11357 | 0.11584 | 0.0031 | 0.003162 | 0.0032252 | 0.0032897 | 0.0033555 | 0.0034227 | 0.0034911 | 0.0035609 | 0.0036321 | 0.0037048 | 0.089839 | 0.093261 | 0.096361 | 0.099199 | 0.10174 | 0.10375 | 0.10567 | 0.10778 | 0.10994 | 0.11214 | 1345926.63 | 1339196.9969 | 1332501.0119 | 1325838.5068 | 1319209.3143 | 1312613.2677 | 1306050.2014 | 1299519.9504 | 1293022.3506 | 1286557.2389 | 1345926.63 | 1339196.9969 | 1332501.0119 | 1325838.5068 | 1319209.3143 | 1312613.2677 | 1306050.2014 | 1299519.9504 | 1293022.3506 | 1286557.2389 | 68668.9622 | 139488.4225 | 211835.7639 | 285032.4147 | 358342.0417 | 431006.3543 | 502279.6131 | 571464.3249 | 637930.2245 | 701142.8822 | 68668.9622 | 70819.4603 | 72347.3415 | 73196.6508 | 73309.627 | 72664.3126 | 71273.2588 | 69184.7118 | 66465.8996 | 63212.6577
Ind ¦ Steam trap survey and repair | RET | I_Food & Beverage | Greater Toronto Area | Process - Boiler/Steam | Industrial | NA | End Use Consumption (m^3/year) | 3 | 0.74751 | 0.79708 | 0.84877 | 0.8911 | 0.91312 | 0.91238 | 0.90622 | 0.90625 | 0.90632 | 0.90624 | 0.023145 | 0.025173 | 0.027342 | 0.029279 | 0.030603 | 0.03119 | 0.031599 | 0.032232 | 0.032879 | 0.033534 | 0.030962 | 0.031582 | 0.032213 | 0.032858 | 0.033515 | 0.034185 | 0.034869 | 0.035566 | 0.036277 | 0.037003 | -0.0078176 | -0.0064086 | -0.0048715 | -0.0035782 | -0.0029118 | -0.0029954 | -0.00327 | -0.0033344 | -0.0033984 | -0.0034693 | 2990948.0667 | 2975993.3264 | 2961113.3598 | 2946307.793 | 2931576.254 | 2916918.3727 | 2902333.7809 | 2887822.112 | 2873383.0014 | 2859016.0864 | 0 | 0 | 0 | 0 | 0 | 0 | 0 | 0 | 0 | 0 | 0 | 0 | 0 | 0 | 0 | 0 | 0 | 0 | 0 | 0 | 0 | 0 | 0 | 0 | 0 | 0 | 0 | 0 | 0 | 0
Ind ¦ Ventilation heat recovery | RET | I_Food & Beverage | Greater Toronto Area | Space Heating/Ventilation | Industrial | NA | End Use Consumption (m^3/year) | 20 | 4.3968 | 4.4736 | 4.5345 | 4.5806 | 4.61 | 4.5832 | 4.5764 | 4.5765 | 4.5764 | 4.5764 | 0.49291 | 0.51155 | 0.52888 | 0.54494 | 0.5594 | 0.56728 | 0.57777 | 0.58933 | 0.60111 | 0.61313 | 0.11211 | 0.11435 | 0.11663 | 0.11897 | 0.12135 | 0.12377 | 0.12625 | 0.12877 | 0.13135 | 0.13398 | 0.3808 | 0.3972 | 0.41225 | 0.42598 | 0.43806 | 0.4435 | 0.45152 | 0.46055 | 0.46976 | 0.47915 | 780812.0602 | 776907.9999 | 773023.4599 | 769158.3426 | 765312.5509 | 761485.9882 | 757678.5582 | 753890.1654 | 750120.7146 | 746370.111 | 780812.0602 | 776907.9999 | 773023.4599 | 769158.3426 | 765312.5509 | 761485.9882 | 757678.5582 | 753890.1654 | 750120.7146 | 746370.111 | 30742.7266 | 62061.1805 | 93720.0385 | 126006.3021 | 158671.9272 | 191387.0612 | 223865.3722 | 255972.1672 | 287495.1143 | 318295.5123 | 30742.7266 | 31318.4539 | 31658.858 | 32286.2635 | 32665.6251 | 32715.1341 | 32478.3109 | 32106.795 | 31522.9471 | 30800.398
Ind ¦ Ventilation optimization | RET | I_Food & Beverage | Greater Toronto Area | Space Heating/Ventilation | Industrial | NA | End Use Consumption (m^3/year) | 15 | 2.256 | 2.3037 | 2.3416 | 2.3703 | 2.3886 | 2.3719 | 2.3677 | 2.3677 | 2.3677 | 2.3677 | 0.54194 | 0.56449 | 0.58524 | 0.60426 | 0.62109 | 0.62909 | 0.64054 | 0.65336 | 0.66642 | 0.67974 | 0.24023 | 0.24503 | 0.24993 | 0.25493 | 0.26003 | 0.26523 | 0.27053 | 0.27594 | 0.28146 | 0.28709 | 0.30171 | 0.31946 | 0.33531 | 0.34933 | 0.36107 | 0.36387 | 0.37 | 0.37741 | 0.38496 | 0.39265 | 899855.4356 | 895356.1584 | 890879.3776 | 886424.9807 | 881992.8558 | 877582.8915 | 873194.9771 | 868829.0022 | 864484.8572 | 860162.4329 | 899855.4356 | 895356.1584 | 890879.3776 | 886424.9807 | 881992.8558 | 877582.8915 | 873194.9771 | 868829.0022 | 864484.8572 | 860162.4329 | 25322.7552 | 50719.7543 | 75973.1798 | 101999.6737 | 128590.9226 | 155387.6888 | 182126.6444 | 208859.4927 | 235458.8373 | 261933.2888 | 25322.7552 | 25396.9992 | 25253.4255 | 26026.4939 | 26591.2489 | 26796.7662 | 26738.9555 | 26732.8484 | 26599.3445 | 26474.4516
Ind ¦ Warehouse loading dock seals | RET | I_Food & Beverage | Greater Toronto Area | Space Heating/Ventilation | Industrial | NA | End Use Consumption (m^3/year) | 10 | 0.65563 | 0.67466 | 0.68975 | 0.70118 | 0.70846 | 0.70181 | 0.70013 | 0.70014 | 0.70014 | 0.70012 | 0.098874 | 0.10378 | 0.10822 | 0.11222 | 0.11565 | 0.11685 | 0.11891 | 0.12129 | 0.12371 | 0.12618 | 0.15081 | 0.15382 | 0.1569 | 0.16004 | 0.16324 | 0.1665 | 0.16983 | 0.17323 | 0.1767 | 0.18023 | -0.051935 | -0.050045 | -0.048679 | -0.047824 | -0.047591 | -0.04965 | -0.050928 | -0.051945 | -0.052985 | -0.054047 | 284329.3217 | 282907.675 | 281493.1367 | 280085.671 | 278685.2426 | 277291.8164 | 275905.3573 | 274525.8305 | 273153.2014 | 271787.4354 | 0 | 0 | 0 | 0 | 0 | 0 | 0 | 0 | 0 | 0 | 0 | 0 | 0 | 0 | 0 | 0 | 0 | 0 | 0 | 0 | 0 | 0 | 0 | 0 | 0 | 0 | 0 | 0 | 0 | 0
Ind ¦ Boiler right sizing and load management | ROB | I_Food & Beverage | Greater Toronto Area | Process - Boiler/Steam | Industrial | NA | End Use Consumption (m^3/year) | 25 | INF | INF | INF | INF | INF | INF | INF | INF | INF | INF | 0.35266 | 0.36513 | 0.37655 | 0.38712 | 0.39671 | 0.40459 | 0.41215 | 0.4204 | 0.42883 | 0.43741 | 0 | 0 | 0 | 0 | 0 | 0 | 0 | 0 | 0 | 0 | 0.35266 | 0.36513 | 0.37655 | 0.38712 | 0.39671 | 0.40459 | 0.41215 | 0.4204 | 0.42883 | 0.43741 | 6542698.896 | 6509985.4015 | 6477435.4745 | 6445048.2972 | 6412823.0557 | 6380758.9404 | 6348855.1457 | 6317110.87 | 6285525.3156 | 6254097.689 | 6542698.896 | 6509985.4015 | 6477435.4745 | 6445048.2972 | 6412823.0557 | 6380758.9404 | 6348855.1457 | 6317110.87 | 6285525.3156 | 6254097.689 | 196365.0048 | 389753.9439 | 579962.0875 | 766795 | 950072.0947 | 1129629.4101 | 1305321.6535 | 1477023.5732 | 1644630.7276 | 1808059.73 | 196365.0048 | 193388.9391 | 190208.1436 | 186832.9125 | 183277.0947 | 179557.3154 | 175692.2435 | 171701.9196 | 167607.1545 | 163429.0024
Ind ¦ Advanced boiler controls including air/fuel mix control ¦ New | NEW | I_Green House / Agriculture | Greater Toronto Area | Process - Boiler/Steam | Industrial | NA | End Use Consumption (m^3/year) | 15 | 4.1594 | 4.246 | 4.3104 | 4.357 | 4.3847 | 4.3838 | 4.376 | 4.376 | 4.3761 | 4.376 | 0.12768 | 0.13294 | 0.13765 | 0.14192 | 0.14569 | 0.14857 | 0.15127 | 0.1543 | 0.15738 | 0.16053 | 0.030695 | 0.031309 | 0.031936 | 0.032574 | 0.033226 | 0.03389 | 0.034568 | 0.035259 | 0.035965 | 0.036684 | 0.09698 | 0.10163 | 0.10572 | 0.10935 | 0.11246 | 0.11468 | 0.1167 | 0.11904 | 0.12142 | 0.12384 | 22957.7194 | 46282.7623 | 69983.4164 | 94068.1407 | 118545.5688 | 143424.513 | 168713.9675 | 194423.1129 | 220561.3196 | 247138.152 | 22957.7194 | 46282.7623 | 69983.4164 | 94068.1407 | 118545.5688 | 143424.513 | 168713.9675 | 194423.1129 | 220561.3196 | 247138.152 | 14152.6137 | 28531.6692 | 43488.9291 | 58976.0472 | 75111.528 | 91859.1006 | 109160.9594 | 126974.1313 | 145307.1808 | 164142.0938 | 14152.6137 | 14379.0555 | 14957.2599 | 15487.1181 | 16135.4808 | 16747.5726 | 17301.8589 | 17813.1719 | 18333.0495 | 18834.913
Ind ¦ Advanced heating and process control ¦ New | NEW | I_Green House / Agriculture | Greater Toronto Area | Process Heat | Industrial | NA | End Use Consumption (m^3/year) | 15 | 5.3148 | 5.4254 | 5.5077 | 5.5672 | 5.6027 | 5.6015 | 5.5915 | 5.5916 | 5.5916 | 5.5916 | 0.31919 | 0.33235 | 0.34413 | 0.35481 | 0.36422 | 0.37142 | 0.37817 | 0.38574 | 0.39346 | 0.40132 | 0.060056 | 0.061257 | 0.062483 | 0.063732 | 0.065007 | 0.066307 | 0.067633 | 0.068986 | 0.070366 | 0.071773 | 0.25913 | 0.27109 | 0.28165 | 0.29108 | 0.29921 | 0.30511 | 0.31054 | 0.31675 | 0.32309 | 0.32955 | 11661.0638 | 23508.7046 | 35547.1321 | 47780.6429 | 60213.6223 | 72850.5463 | 85695.9835 | 98754.597 | 112031.1464 | 125530.4899 | 11661.0638 | 23508.7046 | 35547.1321 | 47780.6429 | 60213.6223 | 72850.5463 | 85695.9835 | 98754.597 | 112031.1464 | 125530.4899 | 7634.1305 | 15390.4071 | 23486.2978 | 31895.11 | 40654.8292 | 49745.7055 | 59140.49 | 68818.2319 | 78778.3208 | 89010.5797 | 7634.1305 | 7756.2766 | 8095.8907 | 8408.8122 | 8759.7192 | 9090.8764 | 9394.7845 | 9677.7419 | 9960.0888 | 10232.2589
Ind ¦ Air compressor heat recovery ¦ New | NEW | I_Green House / Agriculture | Greater Toronto Area | Space Heating/Ventilation | Industrial | NA | End Use Consumption (m^3/year) | 25 | 2.502 | 2.5404 | 2.5708 | 2.5939 | 2.6085 | 2.5951 | 2.5917 | 2.5918 | 2.5917 | 2.5917 | 0.78535 | 0.81335 | 0.83956 | 0.86403 | 0.8863 | 0.89938 | 0.91617 | 0.9345 | 0.95318 | 0.97223 | 0.31389 | 0.32017 | 0.32658 | 0.33311 | 0.33977 | 0.34656 | 0.3535 | 0.36057 | 0.36778 | 0.37513 | 0.47146 | 0.49318 | 0.51299 | 0.53092 | 0.54653 | 0.55281 | 0.56267 | 0.57393 | 0.58541 | 0.5971 | 9445.4617 | 19042.0508 | 28793.177 | 38702.3207 | 48773.034 | 59008.9425 | 69413.7466 | 79991.2236 | 90745.2286 | 101679.6968 | 9445.4617 | 19042.0508 | 28793.177 | 38702.3207 | 48773.034 | 59008.9425 | 69413.7466 | 79991.2236 | 90745.2286 | 101679.6968 | 2843.3353 | 5732.1641 | 8671.7672 | 11629.5437 | 14792.0603 | 18133.8486 | 21598.3458 | 25146.6579 | 28805.9416 | 32565.8749 | 2843.3353 | 2888.8287 | 2939.6031 | 2957.7765 | 3162.5166 | 3341.7883 | 3464.4972 | 3548.3121 | 3659.2837 | 3759.9333
Ind ¦ Air curtains ¦ New | NEW | I_Green House / Agriculture | Greater Toronto Area | Space Heating/Ventilation | Industrial | NA | End Use Consumption (m^3/year) | 15 | 0.92289 | 0.94244 | 0.95793 | 0.96967 | 0.97714 | 0.97032 | 0.9686 | 0.96861 | 0.96861 | 0.96859 | 0.13548 | 0.14112 | 0.14631 | 0.15106 | 0.15527 | 0.15727 | 0.16013 | 0.16334 | 0.16661 | 0.16993 | 0.1468 | 0.14974 | 0.15274 | 0.15579 | 0.15891 | 0.16208 | 0.16533 | 0.16863 | 0.172 | 0.17544 | -0.01132 | -0.0086192 | -0.0064252 | -0.0047254 | -0.0036321 | -0.0048103 | -0.0051917 | -0.0052929 | -0.0053996 | -0.0055101 | 5622.2986 | 11334.554 | 17138.7959 | 23037.0957 | 29031.5679 | 35124.3705 | 41317.7063 | 47613.8236 | 54015.017 | 60523.6291 | 0 | 0 | 0 | 0 | 0 | 0 | 0 | 0 | 0 | 0 | 0 | 0 | 0 | 0 | 0 | 0 | 0 | 0 | 0 | 0 | 0 | 0 | 0 | 0 | 0 | 0 | 0 | 0 | 0 | 0
Ind ¦ Automated temperature control ¦ New | NEW | I_Green House / Agriculture | Greater Toronto Area | Space Heating/Ventilation | Industrial | NA | End Use Consumption (m^3/year) | 25 | 1.1676 | 1.1855 | 1.1997 | 1.2105 | 1.2173 | 1.2111 | 1.2095 | 1.2095 | 1.2095 | 1.2095 | 0.26178 | 0.27112 | 0.27985 | 0.28801 | 0.29543 | 0.29979 | 0.30539 | 0.3115 | 0.31773 | 0.32408 | 0.22421 | 0.22869 | 0.23327 | 0.23793 | 0.24269 | 0.24755 | 0.2525 | 0.25755 | 0.2627 | 0.26795 | 0.037574 | 0.042423 | 0.046585 | 0.050076 | 0.052741 | 0.052247 | 0.052892 | 0.053952 | 0.055029 | 0.056126 | 7288.1649 | 14692.9404 | 22216.9576 | 29862.9018 | 37633.5139 | 45531.5914 | 53559.9897 | 61721.6231 | 70019.4665 | 78456.5562 | 7288.1649 | 14692.9404 | 22216.9576 | 29862.9018 | 37633.5139 | 45531.5914 | 53559.9897 | 61721.6231 | 70019.4665 | 78456.5562 | 64.9691 | 130.9777 | 190.9819 | 242.4939 | 310.1786 | 392.4925 | 481.1327 | 570.4602 | 664.792 | 762.7521 | 64.9691 | 66.0086 | 60.0042 | 51.512 | 67.6847 | 82.3139 | 88.6402 | 89.3275 | 94.3317 | 97.9602
Ind ¦ Blow down heat recovery and control ¦ New | NEW | I_Green House / Agriculture | Greater Toronto Area | Process - Boiler/Steam | Industrial | NA | End Use Consumption (m^3/year) | 20 | 1.9672 | 2.0009 | 2.026 | 2.0442 | 2.055 | 2.0547 | 2.0516 | 2.0517 | 2.0517 | 2.0517 | 0.061959 | 0.064282 | 0.066391 | 0.068326 | 0.070062 | 0.071451 | 0.072771 | 0.074227 | 0.075713 | 0.077227 | 0.031496 | 0.032126 | 0.032769 | 0.033424 | 0.034093 | 0.034774 | 0.03547 | 0.036179 | 0.036903 | 0.037641 | 0.030463 | 0.032156 | 0.033622 | 0.034902 | 0.035969 | 0.036676 | 0.037301 | 0.038048 | 0.03881 | 0.039587 | 13118.6968 | 26447.2927 | 39990.5237 | 53753.2233 | 67740.325 | 81956.8646 | 96407.9814 | 111098.9216 | 126035.0397 | 141221.8011 | 13118.6968 | 26447.2927 | 39990.5237 | 53753.2233 | 67740.325 | 81956.8646 | 96407.9814 | 111098.9216 | 126035.0397 | 141221.8011 | 3580.7997 | 7218.8922 | 10923.3556 | 14643.4541 | 18653.4592 | 22914.6834 | 27342.0486 | 31876.5992 | 36557.7188 | 41369.1833 | 3580.7997 | 3638.0925 | 3704.4634 | 3720.0985 | 4010.0051 | 4261.2242 | 4427.3652 | 4534.5507 | 4681.1196 | 4811.4645
Ind ¦ Boiler combustion air preheat ¦ New | NEW | I_Green House / Agriculture | Greater Toronto Area | Process - Boiler/Steam | Industrial | NA | End Use Consumption (m^3/year) | 20 | 68.9876 | 69.0887 | 69.1845 | 69.2782 | 69.3709 | 69.4563 | 69.5363 | 69.6241 | 69.7143 | 69.809 | 2.0992 | 2.1443 | 2.1902 | 2.2371 | 2.2849 | 2.3334 | 2.3828 | 2.4336 | 2.4854 | 2.5386 | 0.030429 | 0.031037 | 0.031658 | 0.032291 | 0.032937 | 0.033596 | 0.034267 | 0.034953 | 0.035652 | 0.036365 | 2.0688 | 2.1133 | 2.1586 | 2.2048 | 2.2519 | 2.2998 | 2.3486 | 2.3986 | 2.4498 | 2.5022 | 16866.8959 | 34003.6621 | 51416.3876 | 69111.287 | 87094.7036 | 105373.1116 | 123953.119 | 142841.4707 | 162045.0511 | 181570.8872 | 16866.8959 | 34003.6621 | 51416.3876 | 69111.287 | 87094.7036 | 105373.1116 | 123953.119 | 142841.4707 | 162045.0511 | 181570.8872 | 12459.897 | 25119.1523 | 38389.9816 | 52239.1084 | 66638.8417 | 81564.8066 | 96995.6279 | 112912.7207 | 129300.1335 | 146144.2627 | 12459.897 | 12659.2553 | 13270.8293 | 13849.1268 | 14399.7333 | 14925.9649 | 15430.8213 | 15917.0928 | 16387.4128 | 16844.1292
Ind ¦ Boiler right sizing and load management | NEW | I_Green House / Agriculture | Greater Toronto Area | Process - Boiler/Steam | Industrial | NA | End Use Consumption (m^3/year) | 25 | INF | INF | INF | INF | INF | INF | INF | INF | INF | INF | 0.35266 | 0.36513 | 0.37655 | 0.38712 | 0.39671 | 0.40459 | 0.41215 | 0.4204 | 0.42883 | 0.43741 | 0 | 0 | 0 | 0 | 0 | 0 | 0 | 0 | 0 | 0 | 0.35266 | 0.36513 | 0.37655 | 0.38712 | 0.39671 | 0.40459 | 0.41215 | 0.4204 | 0.42883 | 0.43741 | 54661.2366 | 110197.053 | 166627.1819 | 223971.7636 | 282251.3544 | 341486.9356 | 401699.9226 | 462912.1735 | 525145.999 | 588424.1714 | 54661.2366 | 110197.053 | 166627.1819 | 223971.7636 | 282251.3544 | 341486.9356 | 401699.9226 | 462912.1735 | 525145.999 | 588424.1714 | 40949.8149 | 82554.8269 | 125798.9862 | 170661.4105 | 217120.2897 | 265153.5025 | 314739.1675 | 365856.1266 | 418484.361 | 472605.3416 | 40949.8149 | 41605.012 | 43244.1593 | 44862.4243 | 46458.8792 | 48033.2129 | 49585.665 | 51116.959 | 52628.2344 | 54120.9806
Ind ¦ Condensate return ¦ New | NEW | I_Green House / Agriculture | Greater Toronto Area | Process - Boiler/Steam | Industrial | NA | End Use Consumption (m^3/year) | 25 | 1.6724 | 1.6976 | 1.7164 | 1.73 | 1.7381 | 1.7378 | 1.7356 | 1.7356 | 1.7357 | 1.7357 | 0.070532 | 0.073026 | 0.07531 | 0.077423 | 0.079342 | 0.080918 | 0.082429 | 0.08408 | 0.085765 | 0.087483 | 0.042173 | 0.043016 | 0.043877 | 0.044754 | 0.045649 | 0.046562 | 0.047494 | 0.048443 | 0.049412 | 0.050401 | 0.028359 | 0.03001 | 0.031433 | 0.032669 | 0.033693 | 0.034355 | 0.034936 | 0.035637 | 0.036353 | 0.037082 | 15825.7295 | 31904.6706 | 48242.5365 | 64845.1582 | 81718.4874 | 98868.5985 | 116301.6919 | 134024.096 | 152042.2702 | 170362.8077 | 15825.7295 | 31904.6706 | 48242.5365 | 64845.1582 | 81718.4874 | 98868.5985 | 116301.6919 | 134024.096 | 152042.2702 | 170362.8077 | 1894.7907 | 3819.8981 | 5729.887 | 7578.6838 | 9656.2094 | 11925.5346 | 14302.2359 | 16729.0571 | 19249.3102 | 21848.8971 | 1894.7907 | 1925.1074 | 1909.9889 | 1848.7967 | 2077.5256 | 2269.3252 | 2376.7012 | 2426.8213 | 2520.2531 | 2599.5869
Ind ¦ Condensing boiler ¦ New | NEW | I_Green House / Agriculture | Greater Toronto Area | Process - Boiler/Steam | Industrial | NA | End Use Consumption (m^3/year) | 20 | 3.224 | 3.2793 | 3.3205 | 3.3502 | 3.368 | 3.3674 | 3.3624 | 3.3624 | 3.3625 | 3.3625 | 0.3098 | 0.32141 | 0.33195 | 0.34163 | 0.35031 | 0.35725 | 0.36386 | 0.37114 | 0.37856 | 0.38614 | 0.09609 | 0.098012 | 0.099972 | 0.10197 | 0.10401 | 0.10609 | 0.10821 | 0.11038 | 0.11258 | 0.11484 | 0.21371 | 0.2234 | 0.23198 | 0.23966 | 0.2463 | 0.25116 | 0.25564 | 0.26076 | 0.26598 | 0.2713 | 35399.658 | 71365.7105 | 107910.9369 | 145048.3802 | 182791.3533 | 221153.444 | 260148.5213 | 299790.741 | 340094.5517 | 381074.7014 | 35399.658 | 71365.7105 | 107910.9369 | 145048.3802 | 182791.3533 | 221153.444 | 260148.5213 | 299790.741 | 340094.5517 | 381074.7014 | 17806.2805 | 35897.4616 | 54564.4756 | 73701.0235 | 93763.9219 | 114668.7493 | 136269.3825 | 158467.5325 | 181317.7882 | 204789.7913 | 17806.2805 | 18091.181 | 18667.014 | 19136.5479 | 20062.8984 | 20904.8274 | 21600.6332 | 22198.15 | 22850.2557 | 23472.003
Ind ¦ Condensing Economizer ¦ New | NEW | I_Green House / Agriculture | Greater Toronto Area | Process - Boiler/Steam | Industrial | NA | End Use Consumption (m^3/year) | 15 | 3.7008 | 3.7778 | 3.835 | 3.8765 | 3.9012 | 3.9004 | 3.8934 | 3.8934 | 3.8935 | 3.8934 | 0.25535 | 0.26588 | 0.27531 | 0.28385 | 0.29137 | 0.29714 | 0.30254 | 0.30859 | 0.31477 | 0.32106 | 0.069 | 0.07038 | 0.071788 | 0.073223 | 0.074688 | 0.076182 | 0.077705 | 0.079259 | 0.080844 | 0.082461 | 0.18635 | 0.1955 | 0.20352 | 0.21063 | 0.21668 | 0.22096 | 0.22483 | 0.22933 | 0.23392 | 0.2386 | 28111.4931 | 56672.7701 | 85693.9793 | 115185.4784 | 145157.8394 | 175621.8526 | 206588.5316 | 238069.1178 | 270075.0852 | 302618.1453 | 28111.4931 | 56672.7701 | 85693.9793 | 115185.4784 | 145157.8394 | 175621.8526 | 206588.5316 | 238069.1178 | 270075.0852 | 302618.1453 | 16717.4071 | 33702.2927 | 51281.9832 | 69408.4975 | 88262.6685 | 107807.5493 | 127975.0047 | 148716.2437 | 170052.3849 | 191966.6322 | 16717.4071 | 16984.8856 | 17579.6905 | 18126.5143 | 18854.171 | 19544.8807 | 20167.4554 | 20741.2389 | 21336.1412 | 21914.2473
Ind ¦ De-stratification fans ¦ New | NEW | I_Green House / Agriculture | Greater Toronto Area | Space Heating/Ventilation | Industrial | NA | End Use Consumption (m^3/year) | 25 | 1.4153 | 1.437 | 1.4542 | 1.4672 | 1.4755 | 1.468 | 1.466 | 1.466 | 1.466 | 1.466 | 0.29918 | 0.30985 | 0.31983 | 0.32915 | 0.33764 | 0.34262 | 0.34902 | 0.356 | 0.36312 | 0.37037 | 0.2114 | 0.21563 | 0.21994 | 0.22434 | 0.22882 | 0.2334 | 0.23807 | 0.24283 | 0.24769 | 0.25264 | 0.087784 | 0.094223 | 0.099894 | 0.10482 | 0.10881 | 0.10922 | 0.11095 | 0.11317 | 0.11543 | 0.11773 | 5330.772 | 10746.8364 | 16250.1175 | 21842.5796 | 27526.2273 | 33303.1069 | 39175.3067 | 45144.9586 | 51214.2384 | 57385.3668 | 5330.772 | 10746.8364 | 16250.1175 | 21842.5796 | 27526.2273 | 33303.1069 | 39175.3067 | 45144.9586 | 51214.2384 | 57385.3668 | 213.167 | 429.7447 | 638.1205 | 829.5796 | 1059.2843 | 1320.3089 | 1596.6434 | 1877.4162 | 2170.8935 | 2474.4085 | 213.167 | 216.5777 | 208.3758 | 191.459 | 229.7047 | 261.0247 | 276.3344 | 280.7728 | 293.4773 | 303.515
Ind ¦ Digester Gas ¦ New | NEW | I_Green House / Agriculture | Greater Toronto Area | Process - Boiler/Steam | Industrial | NA | End Use Consumption (m^3/year) | 20 | 11.9533 | 12.1583 | 12.3108 | 12.4213 | 12.4871 | 12.4849 | 12.4664 | 12.4665 | 12.4667 | 12.4667 | 0.92939 | 0.96423 | 0.99586 | 1.0249 | 1.0509 | 1.0718 | 1.0916 | 1.1134 | 1.1357 | 1.1584 | 0.077752 | 0.079307 | 0.080893 | 0.082511 | 0.084161 | 0.085844 | 0.087561 | 0.089312 | 0.091099 | 0.092921 | 0.85164 | 0.88493 | 0.91497 | 0.94238 | 0.96676 | 0.98592 | 1.004 | 1.0241 | 1.0446 | 1.0655 | 62469.9847 | 125939.4892 | 190431.065 | 255967.7298 | 322572.9764 | 390270.7836 | 459085.6259 | 529042.484 | 600166.8559 | 672484.7673 | 62469.9847 | 125939.4892 | 190431.065 | 255967.7298 | 322572.9764 | 390270.7836 | 459085.6259 | 529042.484 | 600166.8559 | 672484.7673 | 43943.3702 | 88589.8343 | 135013.9872 | 183144.6741 | 233024.8118 | 284600.2366 | 337805.8188 | 392589.3308 | 448936.279 | 506817.4918 | 43943.3702 | 44646.4641 | 46424.1529 | 48130.6868 | 49880.1377 | 51575.4248 | 53205.5822 | 54783.5121 | 56346.9481 | 57881.2129
Ind ¦ Direct contact hot water heaters ¦ New | NEW | I_Green House / Agriculture | Greater Toronto Area | Process - Boiler/Steam | Industrial | NA | End Use Consumption (m^3/year) | 20 | 11.6065 | 11.8055 | 11.9537 | 12.0609 | 12.1248 | 12.1227 | 12.1047 | 12.1048 | 12.1049 | 12.105 | 0.46469 | 0.48212 | 0.49793 | 0.51244 | 0.52546 | 0.53588 | 0.54579 | 0.5567 | 0.56785 | 0.57921 | 0.040038 | 0.040838 | 0.041655 | 0.042488 | 0.043338 | 0.044205 | 0.045089 | 0.045991 | 0.04691 | 0.047849 | 0.42466 | 0.44128 | 0.45628 | 0.46996 | 0.48212 | 0.49168 | 0.5007 | 0.51071 | 0.52094 | 0.53136 | 29985.5927 | 60450.9548 | 91406.9112 | 122864.5103 | 154835.0287 | 187329.9761 | 220361.1004 | 253940.3923 | 288080.0909 | 322792.6883 | 29985.5927 | 60450.9548 | 91406.9112 | 122864.5103 | 154835.0287 | 187329.9761 | 220361.1004 | 253940.3923 | 288080.0909 | 322792.6883 | 21042.3764 | 42421.4308 | 64736.176 | 87936.6654 | 112033.1954 | 136988.5038 | 162760.9764 | 189316.6133 | 216641.5448 | 244715.3321 | 21042.3764 | 21379.0544 | 22314.7452 | 23200.4894 | 24096.5301 | 24955.3084 | 25772.4726 | 26555.6369 | 27324.9315 | 28073.7874
Ind ¦ Energy Management and Process Improvement ¦ New | NEW | I_Green House / Agriculture | Greater Toronto Area | Cross Cutting/Behavioural | Industrial | NA | End Use Consumption (m^3/year) | 15 | 3.6479 | 3.7238 | 3.7802 | 3.8211 | 3.8455 | 3.8447 | 3.8378 | 3.8378 | 3.8379 | 3.8378 | 0.25535 | 0.26588 | 0.27531 | 0.28385 | 0.29137 | 0.29714 | 0.30254 | 0.30859 | 0.31477 | 0.32106 | 0.07 | 0.0714 | 0.072828 | 0.074285 | 0.07577 | 0.077286 | 0.078831 | 0.080408 | 0.082016 | 0.083656 | 0.18535 | 0.19448 | 0.20248 | 0.20956 | 0.2156 | 0.21985 | 0.22371 | 0.22818 | 0.23275 | 0.2374 | 131881.0788 | 265872.2549 | 402021.1373 | 540376.3184 | 680987.3946 | 823904.9876 | 969180.7657 | 1116867.4663 | 1267018.9181 | 1419690.0642 | 131881.0788 | 265872.2549 | 402021.1373 | 540376.3184 | 680987.3946 | 823904.9876 | 969180.7657 | 1116867.4663 | 1267018.9181 | 1419690.0642 | 78049.8156 | 157348.4283 | 239982.0374 | 325604.0493 | 415030.658 | 508002.3425 | 604127.6775 | 703115.5138 | 805021.9429 | 909724.4034 | 78049.8156 | 79298.6127 | 82633.6091 | 85622.0119 | 89426.6087 | 92971.6845 | 96125.335 | 98987.8364 | 101906.429 | 104702.4606
Ind ¦ Exhaust gas heat recovery ¦ New | NEW | I_Green House / Agriculture | Greater Toronto Area | Process Heat | Industrial | NA | End Use Consumption (m^3/year) | 15 | 5.3148 | 5.4254 | 5.5077 | 5.5672 | 5.6027 | 5.6015 | 5.5915 | 5.5916 | 5.5916 | 5.5916 | 0.44687 | 0.46529 | 0.48179 | 0.49674 | 0.5099 | 0.51999 | 0.52944 | 0.54003 | 0.55084 | 0.56185 | 0.084079 | 0.08576 | 0.087476 | 0.089225 | 0.09101 | 0.09283 | 0.094686 | 0.09658 | 0.098512 | 0.10048 | 0.36279 | 0.37953 | 0.39431 | 0.40751 | 0.41889 | 0.42716 | 0.43475 | 0.44345 | 0.45233 | 0.46137 | 20406.8617 | 41140.2331 | 62207.4812 | 83616.1251 | 105373.839 | 127488.456 | 149967.9711 | 172820.5448 | 196054.5063 | 219678.3573 | 20406.8617 | 41140.2331 | 62207.4812 | 83616.1251 | 105373.839 | 127488.456 | 149967.9711 | 172820.5448 | 196054.5063 | 219678.3573 | 13359.7284 | 26933.2125 | 41114.122 | 55852.868 | 71213.6097 | 87159.7145 | 103641.6958 | 120621.3999 | 138096.622 | 156048.6012 | 13359.7284 | 13573.4841 | 14180.9096 | 14738.746 | 15360.7417 | 15946.1048 | 16481.9813 | 16979.704 | 17475.2221 | 17951.9793
Ind ¦ Feedwater Economizers ¦ New | NEW | I_Green House / Agriculture | Greater Toronto Area | Process - Boiler/Steam | Industrial | NA | End Use Consumption (m^3/year) | 20 | 2.418 | 2.4595 | 2.4903 | 2.5127 | 2.526 | 2.5256 | 2.5218 | 2.5218 | 2.5219 | 2.5219 | 0.12392 | 0.12856 | 0.13278 | 0.13665 | 0.14012 | 0.1429 | 0.14554 | 0.14845 | 0.15143 | 0.15445 | 0.051248 | 0.052273 | 0.053318 | 0.054385 | 0.055473 | 0.056582 | 0.057714 | 0.058868 | 0.060045 | 0.061246 | 0.07267 | 0.076292 | 0.079463 | 0.082267 | 0.084651 | 0.086319 | 0.087829 | 0.089587 | 0.091381 | 0.093209 | 18740.9954 | 37781.8467 | 57129.3195 | 76790.3189 | 96771.8929 | 117081.2351 | 137725.6878 | 158712.7452 | 180050.0568 | 201745.4302 | 18740.9954 | 37781.8467 | 57129.3195 | 76790.3189 | 96771.8929 | 117081.2351 | 137725.6878 | 158712.7452 | 180050.0568 | 201745.4302 | 7151.8235 | 14418.0761 | 21912.6478 | 29560.4489 | 37696.5649 | 46265.0772 | 55152.1795 | 64277.6115 | 73686.0751 | 83352.8892 | 7151.8235 | 7266.2527 | 7494.5716 | 7647.8011 | 8136.116 | 8568.5123 | 8887.1023 | 9125.432 | 9408.4636 | 9666.8141
Ind ¦ Heat recovery to preheat make-up water ¦ New | NEW | I_Green House / Agriculture | Greater Toronto Area | Process - Boiler/Steam | Industrial | NA | End Use Consumption (m^3/year) | 25 | 3.4769 | 3.5293 | 3.5683 | 3.5965 | 3.6134 | 3.6129 | 3.6082 | 3.6083 | 3.6084 | 3.6085 | 0.2116 | 0.21908 | 0.22593 | 0.23227 | 0.23803 | 0.24275 | 0.24729 | 0.25224 | 0.2573 | 0.26245 | 0.060857 | 0.062074 | 0.063316 | 0.064582 | 0.065874 | 0.067191 | 0.068535 | 0.069906 | 0.071304 | 0.07273 | 0.15074 | 0.157 | 0.16261 | 0.16769 | 0.17215 | 0.17556 | 0.17875 | 0.18234 | 0.18599 | 0.18972 | 39356.0904 | 79341.8782 | 119971.571 | 161259.6698 | 203220.9751 | 245870.5937 | 289223.9443 | 333296.7649 | 378105.1192 | 423665.4034 | 39356.0904 | 79341.8782 | 119971.571 | 161259.6698 | 203220.9751 | 245870.5937 | 289223.9443 | 333296.7649 | 378105.1192 | 423665.4034 | 19009.4819 | 38323.1156 | 58256.3495 | 78690.9778 | 100165.3492 | 122589.1982 | 145780.4602 | 169610.9112 | 194151.7261 | 219363.1121 | 19009.4819 | 19313.6336 | 19933.2339 | 20434.6283 | 21474.3714 | 22423.849 | 23191.262 | 23830.4511 | 24540.8149 | 25211.386
Ind ¦ High-efficiency burner ¦ New | NEW | I_Green House / Agriculture | Greater Toronto Area | Process - Boiler/Steam | Industrial | NA | End Use Consumption (m^3/year) | 20 | 2.5792 | 2.6234 | 2.6564 | 2.6802 | 2.6944 | 2.6939 | 2.6899 | 2.6899 | 2.69 | 2.69 | 0.1549 | 0.16071 | 0.16598 | 0.17081 | 0.17515 | 0.17863 | 0.18193 | 0.18557 | 0.18928 | 0.19307 | 0.060056 | 0.061257 | 0.062483 | 0.063732 | 0.065007 | 0.066307 | 0.067633 | 0.068986 | 0.070366 | 0.071773 | 0.094842 | 0.099448 | 0.10349 | 0.10708 | 0.11015 | 0.11232 | 0.1143 | 0.11658 | 0.11892 | 0.1213 | 10619.8974 | 21409.7132 | 32373.2811 | 43514.5141 | 54837.406 | 66346.0332 | 78044.5564 | 89937.2223 | 102028.3655 | 114322.4104 | 10619.8974 | 21409.7132 | 32373.2811 | 43514.5141 | 54837.406 | 66346.0332 | 78044.5564 | 89937.2223 | 102028.3655 | 114322.4104 | 4376.7636 | 8823.5555 | 13382.6559 | 18020.615 | 22916.3316 | 28043.6375 | 33347.007 | 38788.0182 | 44391.9644 | 50148.2027 | 4376.7636 | 4446.7919 | 4559.1004 | 4637.9591 | 4895.7166 | 5127.3059 | 5303.3695 | 5441.0112 | 5603.9462 | 5756.2383
Ind ¦ High-efficiency burners ¦ New | NEW | I_Green House / Agriculture | Greater Toronto Area | Process Heat | Industrial | NA | End Use Consumption (m^3/year) | 20 | 8.928 | 9.0812 | 9.1951 | 9.2776 | 9.3267 | 9.3252 | 9.3113 | 9.3113 | 9.3115 | 9.3115 | 0.61959 | 0.64282 | 0.66391 | 0.68326 | 0.70062 | 0.71451 | 0.72771 | 0.74227 | 0.75713 | 0.77227 | 0.069398 | 0.070786 | 0.072202 | 0.073646 | 0.075119 | 0.076621 | 0.078154 | 0.079717 | 0.081311 | 0.082938 | 0.55019 | 0.57204 | 0.59171 | 0.60961 | 0.6255 | 0.63789 | 0.64956 | 0.66256 | 0.67582 | 0.68934 | 6996.6383 | 14105.2228 | 21328.2793 | 28668.3857 | 36128.1734 | 43710.3278 | 51417.5901 | 59252.7582 | 67218.6879 | 75318.2939 | 6996.6383 | 14105.2228 | 21328.2793 | 28668.3857 | 36128.1734 | 43710.3278 | 51417.5901 | 59252.7582 | 67218.6879 | 75318.2939 | 4788.1926 | 9652.9963 | 14719.8758 | 19978.3927 | 25437.4774 | 31089.1864 | 36923.5744 | 42932.7849 | 49115.2418 | 55466.732 | 4788.1926 | 4864.8037 | 5066.8796 | 5258.5168 | 5459.0847 | 5651.7091 | 5834.388 | 6009.2105 | 6182.4569 | 6351.4903
Ind ¦ Insulation ¦ New | NEW | I_Green House / Agriculture | Greater Toronto Area | Process - Boiler/Steam | Industrial | NA | End Use Consumption (m^3/year) | 15 | 5.3148 | 5.4254 | 5.5077 | 5.5672 | 5.6027 | 5.6015 | 5.5915 | 5.5916 | 5.5916 | 5.5916 | 0.12768 | 0.13294 | 0.13765 | 0.14192 | 0.14569 | 0.14857 | 0.15127 | 0.1543 | 0.15738 | 0.16053 | 0.024023 | 0.024503 | 0.024993 | 0.025493 | 0.026003 | 0.026523 | 0.027053 | 0.027594 | 0.028146 | 0.028709 | 0.10365 | 0.10844 | 0.11266 | 0.11643 | 0.11968 | 0.12205 | 0.12422 | 0.1267 | 0.12924 | 0.13182 | 27070.3267 | 54573.7786 | 82520.1282 | 110919.3496 | 139781.6231 | 169117.3396 | 198937.1045 | 229251.7431 | 260072.3042 | 291410.0658 | 27070.3267 | 54573.7786 | 82520.1282 | 110919.3496 | 139781.6231 | 169117.3396 | 198937.1045 | 229251.7431 | 260072.3042 | 291410.0658 | 17722.0887 | 35727.7308 | 54547.8308 | 74114.6485 | 94511.7197 | 115689.054 | 137579.8012 | 160132.3603 | 183343.0584 | 207186.3877 | 17722.0887 | 18005.6421 | 18820.1 | 19566.8177 | 20397.0712 | 21177.3342 | 21890.7472 | 22552.5591 | 23210.698 | 23843.3294
Ind ¦ Radiant heaters ¦ New | NEW | I_Green House / Agriculture | Greater Toronto Area | Space Heating/Ventilation | Industrial | NA | End Use Consumption (m^3/year) | 20 | 1.4656 | 1.4912 | 1.5115 | 1.5269 | 1.5367 | 1.5277 | 1.5255 | 1.5255 | 1.5255 | 1.5255 | 0.98582 | 1.0231 | 1.0578 | 1.0899 | 1.1188 | 1.1346 | 1.1555 | 1.1787 | 1.2022 | 1.2263 | 0.67263 | 0.68608 | 0.69981 | 0.7138 | 0.72808 | 0.74264 | 0.75749 | 0.77264 | 0.78809 | 0.80386 | 0.31319 | 0.33701 | 0.35795 | 0.37608 | 0.39073 | 0.39191 | 0.39804 | 0.40601 | 0.41413 | 0.42239 | 8495.9179 | 17127.7705 | 25898.6248 | 34811.6112 | 43869.9248 | 53076.8266 | 62435.6451 | 71949.7778 | 81622.6924 | 91457.9283 | 8495.9179 | 17127.7705 | 25898.6248 | 34811.6112 | 43869.9248 | 53076.8266 | 62435.6451 | 71949.7778 | 81622.6924 | 91457.9283 | 781.585 | 1575.6753 | 2364.7468 | 3130.3041 | 3988.4069 | 4926.1113 | 5914.2437 | 6920.176 | 7968.7146 | 9051.864 | 781.585 | 794.0903 | 789.0715 | 765.5573 | 858.1028 | 937.7044 | 988.1324 | 1005.9323 | 1048.5385 | 1083.1495
Ind ¦ Steam trap survey and repair ¦ New | NEW | I_Green House / Agriculture | Greater Toronto Area | Process - Boiler/Steam | Industrial | NA | End Use Consumption (m^3/year) | 3 | 0.74751 | 0.79708 | 0.84877 | 0.8911 | 0.91312 | 0.91238 | 0.90622 | 0.90625 | 0.90632 | 0.90624 | 0.023145 | 0.025173 | 0.027342 | 0.029279 | 0.030603 | 0.03119 | 0.031599 | 0.032232 | 0.032879 | 0.033534 | 0.030962 | 0.031582 | 0.032213 | 0.032858 | 0.033515 | 0.034185 | 0.034869 | 0.035566 | 0.036277 | 0.037003 | -0.0078176 | -0.0064086 | -0.0048715 | -0.0035782 | -0.0029118 | -0.0029954 | -0.00327 | -0.0033344 | -0.0033984 | -0.0034693 | 24987.9939 | 50375.7957 | 76172.426 | 102387.0919 | 129029.1906 | 156108.3134 | 183634.2503 | 211616.9936 | 240066.7424 | 268993.9069 | 0 | 0 | 0 | 0 | 0 | 0 | 0 | 0 | 0 | 0 | 0 | 0 | 0 | 0 | 0 | 0 | 0 | 0 | 0 | 0 | 0 | 0 | 0 | 0 | 0 | 0 | 0 | 0 | 0 | 0
Ind ¦ Ventilation heat recovery ¦ New | NEW | I_Green House / Agriculture | Greater Toronto Area | Space Heating/Ventilation | Industrial | NA | End Use Consumption (m^3/year) | 20 | 4.3968 | 4.4736 | 4.5345 | 4.5806 | 4.61 | 4.5832 | 4.5764 | 4.5765 | 4.5764 | 4.5764 | 0.49291 | 0.51155 | 0.52888 | 0.54494 | 0.5594 | 0.56728 | 0.57777 | 0.58933 | 0.60111 | 0.61313 | 0.11211 | 0.11435 | 0.11663 | 0.11897 | 0.12135 | 0.12377 | 0.12625 | 0.12877 | 0.13135 | 0.13398 | 0.3808 | 0.3972 | 0.41225 | 0.42598 | 0.43806 | 0.4435 | 0.45152 | 0.46055 | 0.46976 | 0.47915 | 8672.9162 | 17484.5991 | 26438.1795 | 35536.8531 | 44783.8816 | 54182.5938 | 63736.3877 | 73448.7315 | 83323.1652 | 93363.3019 | 8672.9162 | 17484.5991 | 26438.1795 | 35536.8531 | 44783.8816 | 54182.5938 | 63736.3877 | 73448.7315 | 83323.1652 | 93363.3019 | 5000.9854 | 10081.9865 | 15357.3072 | 20804.8451 | 26497.0133 | 32417.1675 | 38535.9121 | 44831.9106 | 51312.807 | 57970.7002 | 5000.9854 | 5081.0011 | 5275.3207 | 5447.538 | 5692.1681 | 5920.1542 | 6118.7446 | 6295.9985 | 6480.8964 | 6657.8932
Ind ¦ Ventilation optimization ¦ New | NEW | I_Green House / Agriculture | Greater Toronto Area | Space Heating/Ventilation | Industrial | NA | End Use Consumption (m^3/year) | 15 | 2.256 | 2.3037 | 2.3416 | 2.3703 | 2.3886 | 2.3719 | 2.3677 | 2.3677 | 2.3677 | 2.3677 | 0.54194 | 0.56449 | 0.58524 | 0.60426 | 0.62109 | 0.62909 | 0.64054 | 0.65336 | 0.66642 | 0.67974 | 0.24023 | 0.24503 | 0.24993 | 0.25493 | 0.26003 | 0.26523 | 0.27053 | 0.27594 | 0.28146 | 0.28709 | 0.30171 | 0.31946 | 0.33531 | 0.34933 | 0.36107 | 0.36387 | 0.37 | 0.37741 | 0.38496 | 0.39265 | 9995.1976 | 20150.3183 | 30468.9704 | 40954.8368 | 51611.6762 | 62443.3254 | 73453.7001 | 84646.7974 | 96026.697 | 107597.5628 | 9995.1976 | 20150.3183 | 30468.9704 | 40954.8368 | 51611.6762 | 62443.3254 | 73453.7001 | 84646.7974 | 96026.697 | 107597.5628 | 4119.307 | 8304.5228 | 12607.3249 | 16993.8998 | 21631.8303 | 26495.0966 | 31529.9036 | 36698.7099 | 42024.5845 | 47496.5611 | 4119.307 | 4185.2159 | 4302.802 | 4386.5749 | 4637.9306 | 4863.2663 | 5034.8069 | 5168.8063 | 5325.8747 | 5471.9766
Ind ¦ Warehouse loading dock seals ¦ New | NEW | I_Green House / Agriculture | Greater Toronto Area | Space Heating/Ventilation | Industrial | NA | End Use Consumption (m^3/year) | 10 | 0.65563 | 0.67466 | 0.68975 | 0.70118 | 0.70846 | 0.70181 | 0.70013 | 0.70014 | 0.70014 | 0.70012 | 0.098874 | 0.10378 | 0.10822 | 0.11222 | 0.11565 | 0.11685 | 0.11891 | 0.12129 | 0.12371 | 0.12618 | 0.15081 | 0.15382 | 0.1569 | 0.16004 | 0.16324 | 0.1665 | 0.16983 | 0.17323 | 0.1767 | 0.18023 | -0.051935 | -0.050045 | -0.048679 | -0.047824 | -0.047591 | -0.04965 | -0.050928 | -0.051945 | -0.052985 | -0.054047 | 3158.2048 | 6366.9408 | 9627.3483 | 12940.5908 | 16307.856 | 19730.3563 | 23209.3289 | 26746.0367 | 30341.7688 | 33997.841 | 0 | 0 | 0 | 0 | 0 | 0 | 0 | 0 | 0 | 0 | 0 | 0 | 0 | 0 | 0 | 0 | 0 | 0 | 0 | 0 | 0 | 0 | 0 | 0 | 0 | 0 | 0 | 0 | 0 | 0
Ind ¦ Advanced boiler controls including air/fuel mix control | RET | I_Green House / Agriculture | Greater Toronto Area | Process - Boiler/Steam | Industrial | NA | End Use Consumption (m^3/year) | 15 | 4.1594 | 4.246 | 4.3104 | 4.357 | 4.3847 | 4.3838 | 4.376 | 4.376 | 4.3761 | 4.376 | 0.12768 | 0.13294 | 0.13765 | 0.14192 | 0.14569 | 0.14857 | 0.15127 | 0.1543 | 0.15738 | 0.16053 | 0.030695 | 0.031309 | 0.031936 | 0.032574 | 0.033226 | 0.03389 | 0.034568 | 0.035259 | 0.035965 | 0.036684 | 0.09698 | 0.10163 | 0.10572 | 0.10935 | 0.11246 | 0.11468 | 0.1167 | 0.11904 | 0.12142 | 0.12384 | 878574.2608 | 874181.3895 | 869810.4826 | 865461.4301 | 861134.123 | 856828.4524 | 852544.3101 | 848281.5886 | 844040.1806 | 839819.9797 | 878574.2608 | 874181.3895 | 869810.4826 | 865461.4301 | 861134.123 | 856828.4524 | 852544.3101 | 848281.5886 | 844040.1806 | 839819.9797 | 36982.1216 | 74799.0674 | 113171.6276 | 152200.1246 | 191578.0914 | 230932.9795 | 269924.395 | 308328.8235 | 345872.461 | 382347.2601 | 36982.1216 | 37816.9458 | 38372.5602 | 39028.497 | 39377.9668 | 39354.8881 | 38991.4155 | 38404.4284 | 37543.6375 | 36474.7991
Ind ¦ Advanced heating and process control | RET | I_Green House / Agriculture | Greater Toronto Area | Process Heat | Industrial | NA | End Use Consumption (m^3/year) | 15 | 5.3148 | 5.4254 | 5.5077 | 5.5672 | 5.6027 | 5.6015 | 5.5915 | 5.5916 | 5.5916 | 5.5916 | 0.31919 | 0.33235 | 0.34413 | 0.35481 | 0.36422 | 0.37142 | 0.37817 | 0.38574 | 0.39346 | 0.40132 | 0.060056 | 0.061257 | 0.062483 | 0.063732 | 0.065007 | 0.066307 | 0.067633 | 0.068986 | 0.070366 | 0.071773 | 0.25913 | 0.27109 | 0.28165 | 0.29108 | 0.29921 | 0.30511 | 0.31054 | 0.31675 | 0.32309 | 0.32955 | 446259.942 | 444028.6423 | 441808.4991 | 439599.4566 | 437401.4593 | 435214.452 | 433038.3797 | 430873.1878 | 428718.8219 | 426575.2278 | 446259.942 | 444028.6423 | 441808.4991 | 439599.4566 | 437401.4593 | 435214.452 | 433038.3797 | 430873.1878 | 428718.8219 | 426575.2278 | 19948.707 | 40400.2977 | 61196.8074 | 82318.6013 | 103588.0501 | 124800.3124 | 145763.2121 | 166331.7688 | 186346.9986 | 205681.727 | 19948.707 | 20451.5907 | 20796.5097 | 21121.7939 | 21269.4488 | 21212.2623 | 20962.8997 | 20568.5567 | 20015.2298 | 19334.7285
Ind ¦ Air compressor heat recovery | RET | I_Green House / Agriculture | Greater Toronto Area | Space Heating/Ventilation | Industrial | NA | End Use Consumption (m^3/year) | 25 | 2.502 | 2.5404 | 2.5708 | 2.5939 | 2.6085 | 2.5951 | 2.5917 | 2.5918 | 2.5917 | 2.5917 | 0.78535 | 0.81335 | 0.83956 | 0.86403 | 0.8863 | 0.89938 | 0.91617 | 0.9345 | 0.95318 | 0.97223 | 0.31389 | 0.32017 | 0.32658 | 0.33311 | 0.33977 | 0.34656 | 0.3535 | 0.36057 | 0.36778 | 0.37513 | 0.47146 | 0.49318 | 0.51299 | 0.53092 | 0.54653 | 0.55281 | 0.56267 | 0.57393 | 0.58541 | 0.5971 | 361470.553 | 359663.2003 | 357864.8843 | 356075.5598 | 354295.182 | 352523.7061 | 350761.0876 | 349007.2822 | 347262.2457 | 345525.9345 | 361470.553 | 359663.2003 | 357864.8843 | 356075.5598 | 354295.182 | 352523.7061 | 350761.0876 | 349007.2822 | 347262.2457 | 345525.9345 | 7429.9049 | 14784.2855 | 21986.1045 | 29481.8408 | 37197.5122 | 44991.2209 | 52766.8846 | 60574.3948 | 68380.7437 | 76215.9109 | 7429.9049 | 7354.3806 | 7201.8189 | 7495.7364 | 7715.6714 | 7793.7087 | 7775.6636 | 7807.5102 | 7806.3489 | 7835.1672
Ind ¦ Air curtains | RET | I_Green House / Agriculture | Greater Toronto Area | Space Heating/Ventilation | Industrial | NA | End Use Consumption (m^3/year) | 15 | 0.92289 | 0.94244 | 0.95793 | 0.96967 | 0.97714 | 0.97032 | 0.9686 | 0.96861 | 0.96861 | 0.96859 | 0.13548 | 0.14112 | 0.14631 | 0.15106 | 0.15527 | 0.15727 | 0.16013 | 0.16334 | 0.16661 | 0.16993 | 0.1468 | 0.14974 | 0.15274 | 0.15579 | 0.15891 | 0.16208 | 0.16533 | 0.16863 | 0.172 | 0.17544 | -0.01132 | -0.0086192 | -0.0064252 | -0.0047254 | -0.0036321 | -0.0048103 | -0.0051917 | -0.0052929 | -0.0053996 | -0.0055101 | 215161.0435 | 214085.2382 | 213014.8121 | 211949.738 | 210889.9893 | 209835.5394 | 208786.3617 | 207742.4299 | 206703.7177 | 205670.1991 | 0 | 0 | 0 | 0 | 0 | 0 | 0 | 0 | 0 | 0 | 0 | 0 | 0 | 0 | 0 | 0 | 0 | 0 | 0 | 0 | 0 | 0 | 0 | 0 | 0 | 0 | 0 | 0 | 0 | 0
Ind ¦ Automated temperature control | RET | I_Green House / Agriculture | Greater Toronto Area | Space Heating/Ventilation | Industrial | NA | End Use Consumption (m^3/year) | 25 | 1.1676 | 1.1855 | 1.1997 | 1.2105 | 1.2173 | 1.2111 | 1.2095 | 1.2095 | 1.2095 | 1.2095 | 0.26178 | 0.27112 | 0.27985 | 0.28801 | 0.29543 | 0.29979 | 0.30539 | 0.3115 | 0.31773 | 0.32408 | 0.22421 | 0.22869 | 0.23327 | 0.23793 | 0.24269 | 0.24755 | 0.2525 | 0.25755 | 0.2627 | 0.26795 | 0.037574 | 0.042423 | 0.046585 | 0.050076 | 0.052741 | 0.052247 | 0.052892 | 0.053952 | 0.055029 | 0.056126 | 278912.4637 | 277517.9014 | 276130.3119 | 274749.6604 | 273375.9121 | 272009.0325 | 270648.9873 | 269295.7424 | 267949.2637 | 266609.5174 | 278912.4637 | 277517.9014 | 276130.3119 | 274749.6604 | 273375.9121 | 272009.0325 | 270648.9873 | 269295.7424 | 267949.2637 | 266609.5174 | 169.7705 | 317.5895 | 439.4113 | 593.378 | 773.8256 | 961.3981 | 1144.1225 | 1330.8766 | 1518.7831 | 1713.7803 | 169.7705 | 147.819 | 121.8218 | 153.9667 | 180.4476 | 187.5725 | 182.7244 | 186.7542 | 187.9064 | 194.9972
Ind ¦ Blow down heat recovery and control | RET | I_Green House / Agriculture | Greater Toronto Area | Process - Boiler/Steam | Industrial | NA | End Use Consumption (m^3/year) | 20 | 1.9672 | 2.0009 | 2.026 | 2.0442 | 2.055 | 2.0547 | 2.0516 | 2.0517 | 2.0517 | 2.0517 | 0.061959 | 0.064282 | 0.066391 | 0.068326 | 0.070062 | 0.071451 | 0.072771 | 0.074227 | 0.075713 | 0.077227 | 0.031496 | 0.032126 | 0.032769 | 0.033424 | 0.034093 | 0.034774 | 0.03547 | 0.036179 | 0.036903 | 0.037641 | 0.030463 | 0.032156 | 0.033622 | 0.034902 | 0.035969 | 0.036676 | 0.037301 | 0.038048 | 0.03881 | 0.039587 | 502042.4347 | 499532.2226 | 497034.5615 | 494549.3887 | 492076.6417 | 489616.2585 | 487168.1772 | 484732.3363 | 482308.6746 | 479897.1313 | 502042.4347 | 499532.2226 | 497034.5615 | 494549.3887 | 492076.6417 | 489616.2585 | 487168.1772 | 484732.3363 | 482308.6746 | 479897.1313 | 9356.9692 | 18573.9902 | 27543.6473 | 36924.6814 | 46612.8997 | 56405.785 | 66168.3807 | 75979.1767 | 85795.5818 | 95667.1576 | 9356.9692 | 9217.021 | 8969.6571 | 9381.0341 | 9688.2183 | 9792.8853 | 9762.5958 | 9810.7959 | 9816.4052 | 9871.5758
Ind ¦ Boiler combustion air preheat | RET | I_Green House / Agriculture | Greater Toronto Area | Process - Boiler/Steam | Industrial | NA | End Use Consumption (m^3/year) | 20 | 68.9876 | 69.0887 | 69.1845 | 69.2782 | 69.3709 | 69.4563 | 69.5363 | 69.6241 | 69.7143 | 69.809 | 2.0992 | 2.1443 | 2.1902 | 2.2371 | 2.2849 | 2.3334 | 2.3828 | 2.4336 | 2.4854 | 2.5386 | 0.030429 | 0.031037 | 0.031658 | 0.032291 | 0.032937 | 0.033596 | 0.034267 | 0.034953 | 0.035652 | 0.036365 | 2.0688 | 2.1133 | 2.1586 | 2.2048 | 2.2519 | 2.2998 | 2.3486 | 2.3986 | 2.4498 | 2.5022 | 645483.1304 | 642255.7147 | 639044.4362 | 635849.214 | 632669.9679 | 629506.6181 | 626359.085 | 623227.2896 | 620111.1531 | 617010.5973 | 645483.1304 | 642255.7147 | 639044.4362 | 635849.214 | 632669.9679 | 629506.6181 | 626359.085 | 623227.2896 | 620111.1531 | 617010.5973 | 32558.8923 | 66152.628 | 100495.3371 | 135267.8611 | 170127.3803 | 204720.5933 | 238697.9037 | 271727.7115 | 303509.307 | 333783.9247 | 32558.8923 | 33593.7357 | 34342.7091 | 34772.524 | 34859.5191 | 34593.213 | 33977.3104 | 33029.8078 | 31781.5956 | 30274.6177
Ind ¦ Condensate return | RET | I_Green House / Agriculture | Greater Toronto Area | Process - Boiler/Steam | Industrial | NA | End Use Consumption (m^3/year) | 25 | 1.6724 | 1.6976 | 1.7164 | 1.73 | 1.7381 | 1.7378 | 1.7356 | 1.7356 | 1.7357 | 1.7357 | 0.070532 | 0.073026 | 0.07531 | 0.077423 | 0.079342 | 0.080918 | 0.082429 | 0.08408 | 0.085765 | 0.087483 | 0.042173 | 0.043016 | 0.043877 | 0.044754 | 0.045649 | 0.046562 | 0.047494 | 0.048443 | 0.049412 | 0.050401 | 0.028359 | 0.03001 | 0.031433 | 0.032669 | 0.033693 | 0.034355 | 0.034936 | 0.035637 | 0.036353 | 0.037082 | 605638.4927 | 602610.3002 | 599597.2487 | 596599.2625 | 593616.2662 | 590648.1849 | 587694.9439 | 584756.4692 | 581832.6869 | 578923.5234 | 605638.4927 | 602610.3002 | 599597.2487 | 596599.2625 | 593616.2662 | 590648.1849 | 587694.9439 | 584756.4692 | 581832.6869 | 578923.5234 | 4951.2679 | 9693.9093 | 14132.3062 | 18959.8371 | 24073.1396 | 29273.3503 | 34434.694 | 39648.6979 | 44884.1283 | 50202.9179 | 4951.2679 | 4742.6414 | 4438.3969 | 4827.5309 | 5113.3025 | 5200.2107 | 5161.3437 | 5214.0039 | 5235.4305 | 5318.7895
Ind ¦ Condensing boiler | RET | I_Green House / Agriculture | Greater Toronto Area | Process - Boiler/Steam | Industrial | NA | End Use Consumption (m^3/year) | 20 | 3.224 | 3.2793 | 3.3205 | 3.3502 | 3.368 | 3.3674 | 3.3624 | 3.3624 | 3.3625 | 3.3625 | 0.3098 | 0.32141 | 0.33195 | 0.34163 | 0.35031 | 0.35725 | 0.36386 | 0.37114 | 0.37856 | 0.38614 | 0.09609 | 0.098012 | 0.099972 | 0.10197 | 0.10401 | 0.10609 | 0.10821 | 0.11038 | 0.11258 | 0.11484 | 0.21371 | 0.2234 | 0.23198 | 0.23966 | 0.2463 | 0.25116 | 0.25564 | 0.26076 | 0.26598 | 0.2713 | 1354717.6811 | 1347944.0927 | 1341204.3722 | 1334498.3503 | 1327825.8586 | 1321186.7293 | 1314580.7956 | 1308007.8917 | 1301467.8522 | 1294960.5129 | 1354717.6811 | 1347944.0927 | 1341204.3722 | 1334498.3503 | 1327825.8586 | 1321186.7293 | 1314580.7956 | 1308007.8917 | 1301467.8522 | 1294960.5129 | 46529.4997 | 93636.5841 | 140931.9148 | 189383.0521 | 238602.7082 | 288049.4794 | 337297.9291 | 386263.898 | 434673.2473 | 482403.7028 | 46529.4997 | 47107.0844 | 47295.3308 | 48451.1372 | 49219.6561 | 49446.7712 | 49248.4498 | 48965.9689 | 48409.3493 | 47730.4555
Ind ¦ Condensing Economizer | RET | I_Green House / Agriculture | Greater Toronto Area | Process - Boiler/Steam | Industrial | NA | End Use Consumption (m^3/year) | 15 | 3.7008 | 3.7778 | 3.835 | 3.8765 | 3.9012 | 3.9004 | 3.8934 | 3.8934 | 3.8935 | 3.8934 | 0.25535 | 0.26588 | 0.27531 | 0.28385 | 0.29137 | 0.29714 | 0.30254 | 0.30859 | 0.31477 | 0.32106 | 0.069 | 0.07038 | 0.071788 | 0.073223 | 0.074688 | 0.076182 | 0.077705 | 0.079259 | 0.080844 | 0.082461 | 0.18635 | 0.1955 | 0.20352 | 0.21063 | 0.21668 | 0.22096 | 0.22483 | 0.22933 | 0.23392 | 0.2386 | 1075805.2173 | 1070426.1912 | 1065074.0603 | 1059748.69 | 1054449.9465 | 1049177.6968 | 1043931.8083 | 1038712.1493 | 1033518.5885 | 1028350.9956 | 1075805.2173 | 1070426.1912 | 1065074.0603 | 1059748.69 | 1054449.9465 | 1049177.6968 | 1043931.8083 | 1038712.1493 | 1033518.5885 | 1028350.9956 | 43684.17 | 88286.1105 | 133483.2612 | 179491.6467 | 225962.3958 | 272457.2712 | 318582.8372 | 364106.2181 | 408718.1579 | 452193.3863 | 43684.17 | 44601.9405 | 45197.1506 | 46008.3856 | 46470.7491 | 46494.8754 | 46125.566 | 45523.3808 | 44611.9398 | 43475.2284
Ind ¦ De-stratification fans | RET | I_Green House / Agriculture | Greater Toronto Area | Space Heating/Ventilation | Industrial | NA | End Use Consumption (m^3/year) | 25 | 1.4153 | 1.437 | 1.4542 | 1.4672 | 1.4755 | 1.468 | 1.466 | 1.466 | 1.466 | 1.466 | 0.29918 | 0.30985 | 0.31983 | 0.32915 | 0.33764 | 0.34262 | 0.34902 | 0.356 | 0.36312 | 0.37037 | 0.2114 | 0.21563 | 0.21994 | 0.22434 | 0.22882 | 0.2334 | 0.23807 | 0.24283 | 0.24769 | 0.25264 | 0.087784 | 0.094223 | 0.099894 | 0.10482 | 0.10881 | 0.10922 | 0.11095 | 0.11317 | 0.11543 | 0.11773 | 204004.5449 | 202984.5222 | 201969.5996 | 200959.7516 | 199954.9528 | 198955.1781 | 197960.4022 | 196970.6002 | 195985.7472 | 195005.8184 | 204004.5449 | 202984.5222 | 201969.5996 | 200959.7516 | 199954.9528 | 198955.1781 | 197960.4022 | 196970.6002 | 195985.7472 | 195005.8184 | 557.0256 | 1071.6245 | 1526.524 | 2052.4793 | 2629.577 | 3220.4767 | 3801.947 | 4391.2259 | 4982.7239 | 5588.0479 | 557.0256 | 514.5989 | 454.8995 | 525.9553 | 577.0977 | 590.8997 | 581.4703 | 589.2789 | 591.498 | 605.324
Ind ¦ Digester Gas | RET | I_Green House / Agriculture | Greater Toronto Area | Process - Boiler/Steam | Industrial | NA | End Use Consumption (m^3/year) | 20 | 11.9533 | 12.1583 | 12.3108 | 12.4213 | 12.4871 | 12.4849 | 12.4664 | 12.4665 | 12.4667 | 12.4667 | 0.92939 | 0.96423 | 0.99586 | 1.0249 | 1.0509 | 1.0718 | 1.0916 | 1.1134 | 1.1357 | 1.1584 | 0.077752 | 0.079307 | 0.080893 | 0.082511 | 0.084161 | 0.085844 | 0.087561 | 0.089312 | 0.091099 | 0.092921 | 0.85164 | 0.88493 | 0.91497 | 0.94238 | 0.96676 | 0.98592 | 1.004 | 1.0241 | 1.0446 | 1.0655 | 2390678.2607 | 2378724.8694 | 2366831.245 | 2354997.0888 | 2343222.1034 | 2331505.9929 | 2319848.4629 | 2308249.2206 | 2296707.9745 | 2285224.4346 | 2390678.2607 | 2378724.8694 | 2366831.245 | 2354997.0888 | 2343222.1034 | 2331505.9929 | 2319848.4629 | 2308249.2206 | 2296707.9745 | 2285224.4346 | 114828.1936 | 232989.4772 | 353531.9844 | 475671.4723 | 598296.1461 | 720221.1597 | 840290.6824 | 957471.2982 | 1070772.2732 | 1179351.6515 | 114828.1936 | 118161.2836 | 120542.5072 | 122139.4879 | 122624.6738 | 121925.0136 | 120069.5227 | 117180.6157 | 113300.975 | 108579.3783
Ind ¦ Direct contact hot water heaters | RET | I_Green House / Agriculture | Greater Toronto Area | Process - Boiler/Steam | Industrial | NA | End Use Consumption (m^3/year) | 20 | 11.6065 | 11.8055 | 11.9537 | 12.0609 | 12.1248 | 12.1227 | 12.1047 | 12.1048 | 12.1049 | 12.105 | 0.46469 | 0.48212 | 0.49793 | 0.51244 | 0.52546 | 0.53588 | 0.54579 | 0.5567 | 0.56785 | 0.57921 | 0.040038 | 0.040838 | 0.041655 | 0.042488 | 0.043338 | 0.044205 | 0.045089 | 0.045991 | 0.04691 | 0.047849 | 0.42466 | 0.44128 | 0.45628 | 0.46996 | 0.48212 | 0.49168 | 0.5007 | 0.51071 | 0.52094 | 0.53136 | 1147525.5651 | 1141787.9373 | 1136078.9976 | 1130398.6026 | 1124746.6096 | 1119122.8766 | 1113527.2622 | 1107959.6259 | 1102419.8277 | 1096907.7286 | 1147525.5651 | 1141787.9373 | 1136078.9976 | 1130398.6026 | 1124746.6096 | 1119122.8766 | 1113527.2622 | 1107959.6259 | 1102419.8277 | 1096907.7286 | 54985.7249 | 111561.7052 | 169273.4442 | 227753.2781 | 286470.7852 | 344859.6863 | 402367.948 | 458503.4919 | 512793.1809 | 564835.1785 | 54985.7249 | 56575.9802 | 57711.739 | 58479.8339 | 58717.5072 | 58388.901 | 57508.2617 | 56135.5439 | 54289.689 | 52041.9976
Ind ¦ Energy Management and Process Improvement | RET | I_Green House / Agriculture | Greater Toronto Area | Cross Cutting/Behavioural | Industrial | NA | End Use Consumption (m^3/year) | 15 | 3.6479 | 3.7238 | 3.7802 | 3.8211 | 3.8455 | 3.8447 | 3.8378 | 3.8378 | 3.8379 | 3.8378 | 0.25535 | 0.26588 | 0.27531 | 0.28385 | 0.29137 | 0.29714 | 0.30254 | 0.30859 | 0.31477 | 0.32106 | 0.07 | 0.0714 | 0.072828 | 0.074285 | 0.07577 | 0.077286 | 0.078831 | 0.080408 | 0.082016 | 0.083656 | 0.18535 | 0.19448 | 0.20248 | 0.20956 | 0.2156 | 0.21985 | 0.22371 | 0.22818 | 0.23275 | 0.2374 | 5046987.4392 | 5021752.502 | 4996643.7395 | 4971660.5208 | 4946802.2182 | 4922068.2071 | 4897457.8661 | 4872970.5768 | 4848605.7239 | 4824362.6953 | 5046987.4392 | 5021752.502 | 4996643.7395 | 4971660.5208 | 4946802.2182 | 4922068.2071 | 4897457.8661 | 4872970.5768 | 4848605.7239 | 4824362.6953 | 203951.5698 | 412145.3261 | 623048.9443 | 837792.542 | 1054725.118 | 1271800.9511 | 1487187.9218 | 1699818.0551 | 1908256.1616 | 2111463.4851 | 203951.5698 | 208193.7562 | 210903.6182 | 214743.5977 | 216932.576 | 217075.8331 | 215386.9707 | 212630.1333 | 208438.1065 | 203207.3235
Ind ¦ Exhaust gas heat recovery | RET | I_Green House / Agriculture | Greater Toronto Area | Process Heat | Industrial | NA | End Use Consumption (m^3/year) | 15 | 5.3148 | 5.4254 | 5.5077 | 5.5672 | 5.6027 | 5.6015 | 5.5915 | 5.5916 | 5.5916 | 5.5916 | 0.44687 | 0.46529 | 0.48179 | 0.49674 | 0.5099 | 0.51999 | 0.52944 | 0.54003 | 0.55084 | 0.56185 | 0.084079 | 0.08576 | 0.087476 | 0.089225 | 0.09101 | 0.09283 | 0.094686 | 0.09658 | 0.098512 | 0.10048 | 0.36279 | 0.37953 | 0.39431 | 0.40751 | 0.41889 | 0.42716 | 0.43475 | 0.44345 | 0.45233 | 0.46137 | 780954.8985 | 777050.124 | 773164.8734 | 769299.049 | 765452.5538 | 761625.291 | 757817.1645 | 754028.0787 | 750257.9383 | 746506.6486 | 780954.8985 | 777050.124 | 773164.8734 | 769299.049 | 765452.5538 | 761625.291 | 757817.1645 | 754028.0787 | 750257.9383 | 746506.6486 | 34910.2373 | 70700.521 | 107094.413 | 144057.5523 | 181279.0876 | 218400.5466 | 255085.6211 | 291080.5954 | 326107.2475 | 359943.0223 | 34910.2373 | 35790.2837 | 36393.892 | 36963.1393 | 37221.5354 | 37121.459 | 36685.0745 | 35994.9743 | 35026.6521 | 33835.7748
Ind ¦ Feedwater Economizers | RET | I_Green House / Agriculture | Greater Toronto Area | Process - Boiler/Steam | Industrial | NA | End Use Consumption (m^3/year) | 20 | 2.418 | 2.4595 | 2.4903 | 2.5127 | 2.526 | 2.5256 | 2.5218 | 2.5218 | 2.5219 | 2.5219 | 0.12392 | 0.12856 | 0.13278 | 0.13665 | 0.14012 | 0.1429 | 0.14554 | 0.14845 | 0.15143 | 0.15445 | 0.051248 | 0.052273 | 0.053318 | 0.054385 | 0.055473 | 0.056582 | 0.057714 | 0.058868 | 0.060045 | 0.061246 | 0.07267 | 0.076292 | 0.079463 | 0.082267 | 0.084651 | 0.086319 | 0.087829 | 0.089587 | 0.091381 | 0.093209 | 717203.4782 | 713617.4608 | 710049.3735 | 706499.1266 | 702966.631 | 699451.7979 | 695954.5389 | 692474.7662 | 689012.3923 | 685567.3304 | 717203.4782 | 713617.4608 | 710049.3735 | 706499.1266 | 702966.631 | 699451.7979 | 695954.5389 | 692474.7662 | 689012.3923 | 685567.3304 | 18688.393 | 37364.2393 | 55859.3038 | 74971.4964 | 94540.8967 | 114278.051 | 133976.3608 | 153699.09 | 173355.9778 | 192973.0929 | 18688.393 | 18675.8463 | 18495.0645 | 19112.1926 | 19569.4003 | 19737.1543 | 19698.3098 | 19722.7292 | 19656.8878 | 19617.1151
Ind ¦ Heat recovery to preheat make-up water | RET | I_Green House / Agriculture | Greater Toronto Area | Process - Boiler/Steam | Industrial | NA | End Use Consumption (m^3/year) | 25 | 3.4769 | 3.5293 | 3.5683 | 3.5965 | 3.6134 | 3.6129 | 3.6082 | 3.6083 | 3.6084 | 3.6085 | 0.2116 | 0.21908 | 0.22593 | 0.23227 | 0.23803 | 0.24275 | 0.24729 | 0.25224 | 0.2573 | 0.26245 | 0.060857 | 0.062074 | 0.063316 | 0.064582 | 0.065874 | 0.067191 | 0.068535 | 0.069906 | 0.071304 | 0.07273 | 0.15074 | 0.157 | 0.16261 | 0.16769 | 0.17215 | 0.17556 | 0.17875 | 0.18234 | 0.18599 | 0.18972 | 1506127.3042 | 1498596.6677 | 1491103.6844 | 1483648.166 | 1476229.9251 | 1468848.7755 | 1461504.5316 | 1454197.009 | 1446926.0239 | 1439691.3938 | 1506127.3042 | 1498596.6677 | 1491103.6844 | 1483648.166 | 1476229.9251 | 1468848.7755 | 1461504.5316 | 1454197.009 | 1446926.0239 | 1439691.3938 | 49673.579 | 99847.4699 | 150128.0279 | 201695.3342 | 254161.9179 | 306916.8668 | 359481.1389 | 411817.7037 | 463641.1764 | 514860.0112 | 49673.579 | 50173.8909 | 50280.5581 | 51567.3063 | 52466.5837 | 52754.9489 | 52564.2722 | 52336.5648 | 51823.4727 | 51218.8348
Ind ¦ High-efficiency burner | RET | I_Green House / Agriculture | Greater Toronto Area | Process - Boiler/Steam | Industrial | NA | End Use Consumption (m^3/year) | 20 | 2.5792 | 2.6234 | 2.6564 | 2.6802 | 2.6944 | 2.6939 | 2.6899 | 2.6899 | 2.69 | 2.69 | 0.1549 | 0.16071 | 0.16598 | 0.17081 | 0.17515 | 0.17863 | 0.18193 | 0.18557 | 0.18928 | 0.19307 | 0.060056 | 0.061257 | 0.062483 | 0.063732 | 0.065007 | 0.066307 | 0.067633 | 0.068986 | 0.070366 | 0.071773 | 0.094842 | 0.099448 | 0.10349 | 0.10708 | 0.11015 | 0.11232 | 0.1143 | 0.11658 | 0.11892 | 0.1213 | 406415.3043 | 404383.2278 | 402361.3117 | 400349.5051 | 398347.7576 | 396356.0188 | 394374.2387 | 392402.3675 | 390440.3557 | 388488.1539 | 406415.3043 | 404383.2278 | 402361.3117 | 400349.5051 | 398347.7576 | 396356.0188 | 394374.2387 | 392402.3675 | 390440.3557 | 388488.1539 | 11436.8985 | 22907.3289 | 34312.9149 | 46067.6535 | 58077.461 | 70180.0893 | 82256.6077 | 94330.3679 | 106343.8317 | 118300.8882 | 11436.8985 | 11470.4304 | 11405.586 | 11754.7386 | 12009.8075 | 12102.6283 | 12076.5184 | 12073.7602 | 12013.4638 | 11957.0565
Ind ¦ High-efficiency burners | RET | I_Green House / Agriculture | Greater Toronto Area | Process Heat | Industrial | NA | End Use Consumption (m^3/year) | 20 | 8.928 | 9.0812 | 9.1951 | 9.2776 | 9.3267 | 9.3252 | 9.3113 | 9.3113 | 9.3115 | 9.3115 | 0.61959 | 0.64282 | 0.66391 | 0.68326 | 0.70062 | 0.71451 | 0.72771 | 0.74227 | 0.75713 | 0.77227 | 0.069398 | 0.070786 | 0.072202 | 0.073646 | 0.075119 | 0.076621 | 0.078154 | 0.079717 | 0.081311 | 0.082938 | 0.55019 | 0.57204 | 0.59171 | 0.60961 | 0.6255 | 0.63789 | 0.64956 | 0.66256 | 0.67582 | 0.68934 | 267755.9652 | 266417.1854 | 265085.0994 | 263759.6739 | 262440.8756 | 261128.6712 | 259823.0278 | 258523.9127 | 257231.2931 | 255945.1367 | 267755.9652 | 266417.1854 | 265085.0994 | 263759.6739 | 262440.8756 | 261128.6712 | 259823.0278 | 258523.9127 | 257231.2931 | 255945.1367 | 12512.0013 | 25372.069 | 38479.7343 | 51770.0991 | 65126.9476 | 78423.8118 | 91538.3587 | 104365.2041 | 116799.7448 | 128753.8514 | 12512.0013 | 12860.0677 | 13107.6653 | 13290.3648 | 13356.8485 | 13296.8642 | 13114.5469 | 12826.8454 | 12434.5407 | 11954.1066
Ind ¦ Insulation | RET | I_Green House / Agriculture | Greater Toronto Area | Process - Boiler/Steam | Industrial | NA | End Use Consumption (m^3/year) | 15 | 5.3148 | 5.4254 | 5.5077 | 5.5672 | 5.6027 | 5.6015 | 5.5915 | 5.5916 | 5.5916 | 5.5916 | 0.12768 | 0.13294 | 0.13765 | 0.14192 | 0.14569 | 0.14857 | 0.15127 | 0.1543 | 0.15738 | 0.16053 | 0.024023 | 0.024503 | 0.024993 | 0.025493 | 0.026003 | 0.026523 | 0.027053 | 0.027594 | 0.028146 | 0.028709 | 0.10365 | 0.10844 | 0.11266 | 0.11643 | 0.11968 | 0.12205 | 0.12422 | 0.1267 | 0.12924 | 0.13182 | 1035960.5796 | 1030780.7767 | 1025626.8729 | 1020498.7385 | 1015396.2448 | 1010319.2636 | 1005267.6673 | 1000241.3289 | 995240.1223 | 990263.9217 | 1035960.5796 | 1030780.7767 | 1025626.8729 | 1020498.7385 | 1015396.2448 | 1010319.2636 | 1005267.6673 | 1000241.3289 | 995240.1223 | 990263.9217 | 46309.4984 | 93786.4054 | 142064.0172 | 191096.753 | 240472.2591 | 289715.0108 | 338378.8852 | 386127.3205 | 432591.2467 | 477475.4378 | 46309.4984 | 47476.907 | 48277.6118 | 49032.7358 | 49375.5061 | 49242.7517 | 48663.8744 | 47748.4353 | 46463.9262 | 44884.1911
Ind ¦ Radiant heaters | RET | I_Green House / Agriculture | Greater Toronto Area | Space Heating/Ventilation | Industrial | NA | End Use Consumption (m^3/year) | 20 | 1.4656 | 1.4912 | 1.5115 | 1.5269 | 1.5367 | 1.5277 | 1.5255 | 1.5255 | 1.5255 | 1.5255 | 0.98582 | 1.0231 | 1.0578 | 1.0899 | 1.1188 | 1.1346 | 1.1555 | 1.1787 | 1.2022 | 1.2263 | 0.67263 | 0.68608 | 0.69981 | 0.7138 | 0.72808 | 0.74264 | 0.75749 | 0.77264 | 0.78809 | 0.80386 | 0.31319 | 0.33701 | 0.35795 | 0.37608 | 0.39073 | 0.39191 | 0.39804 | 0.40601 | 0.41413 | 0.42239 | 325132.2435 | 323506.5822 | 321889.0493 | 320279.6041 | 318678.2061 | 317084.815 | 315499.391 | 313921.894 | 312352.2845 | 310790.5231 | 325132.2435 | 323506.5822 | 321889.0493 | 320279.6041 | 318678.2061 | 317084.815 | 315499.391 | 313921.894 | 312352.2845 | 310790.5231 | 2042.3556 | 3998.3601 | 5830.3842 | 7815.4438 | 9916.1232 | 12063.0555 | 14185.2707 | 16335.1088 | 18495.2906 | 20701.2715 | 2042.3556 | 1956.0045 | 1832.0241 | 1985.0596 | 2100.6794 | 2146.9323 | 2122.2152 | 2149.8381 | 2160.1818 | 2205.9809
Ind ¦ Steam trap survey and repair | RET | I_Green House / Agriculture | Greater Toronto Area | Process - Boiler/Steam | Industrial | NA | End Use Consumption (m^3/year) | 3 | 0.74751 | 0.79708 | 0.84877 | 0.8911 | 0.91312 | 0.91238 | 0.90622 | 0.90625 | 0.90632 | 0.90624 | 0.023145 | 0.025173 | 0.027342 | 0.029279 | 0.030603 | 0.03119 | 0.031599 | 0.032232 | 0.032879 | 0.033534 | 0.030962 | 0.031582 | 0.032213 | 0.032858 | 0.033515 | 0.034185 | 0.034869 | 0.035566 | 0.036277 | 0.037003 | -0.0078176 | -0.0064086 | -0.0048715 | -0.0035782 | -0.0029118 | -0.0029954 | -0.00327 | -0.0033344 | -0.0033984 | -0.0034693 | 956271.3043 | 951489.9478 | 946732.498 | 941998.8355 | 937288.8414 | 932602.3971 | 927939.3852 | 923299.6882 | 918683.1898 | 914089.7738 | 0 | 0 | 0 | 0 | 0 | 0 | 0 | 0 | 0 | 0 | 0 | 0 | 0 | 0 | 0 | 0 | 0 | 0 | 0 | 0 | 0 | 0 | 0 | 0 | 0 | 0 | 0 | 0 | 0 | 0
Ind ¦ Ventilation heat recovery | RET | I_Green House / Agriculture | Greater Toronto Area | Space Heating/Ventilation | Industrial | NA | End Use Consumption (m^3/year) | 20 | 4.3968 | 4.4736 | 4.5345 | 4.5806 | 4.61 | 4.5832 | 4.5764 | 4.5765 | 4.5764 | 4.5764 | 0.49291 | 0.51155 | 0.52888 | 0.54494 | 0.5594 | 0.56728 | 0.57777 | 0.58933 | 0.60111 | 0.61313 | 0.11211 | 0.11435 | 0.11663 | 0.11897 | 0.12135 | 0.12377 | 0.12625 | 0.12877 | 0.13135 | 0.13398 | 0.3808 | 0.3972 | 0.41225 | 0.42598 | 0.43806 | 0.4435 | 0.45152 | 0.46055 | 0.46976 | 0.47915 | 331905.8319 | 330246.3027 | 328595.0712 | 326952.0958 | 325317.3354 | 323690.7487 | 322072.2949 | 320461.9335 | 318859.6238 | 317265.3257 | 331905.8319 | 330246.3027 | 328595.0712 | 326952.0958 | 325317.3354 | 323690.7487 | 322072.2949 | 320461.9335 | 318859.6238 | 317265.3257 | 13068.049 | 26380.8268 | 39838.3029 | 53562.4751 | 67447.9054 | 81354.3809 | 95160.1882 | 108808.0723 | 122207.7756 | 135300.3394 | 13068.049 | 13312.7778 | 13457.4761 | 13724.1722 | 13885.4303 | 13906.4755 | 13805.8073 | 13647.8841 | 13399.7033 | 13092.5638
Ind ¦ Ventilation optimization | RET | I_Green House / Agriculture | Greater Toronto Area | Space Heating/Ventilation | Industrial | NA | End Use Consumption (m^3/year) | 15 | 2.256 | 2.3037 | 2.3416 | 2.3703 | 2.3886 | 2.3719 | 2.3677 | 2.3677 | 2.3677 | 2.3677 | 0.54194 | 0.56449 | 0.58524 | 0.60426 | 0.62109 | 0.62909 | 0.64054 | 0.65336 | 0.66642 | 0.67974 | 0.24023 | 0.24503 | 0.24993 | 0.25493 | 0.26003 | 0.26523 | 0.27053 | 0.27594 | 0.28146 | 0.28709 | 0.30171 | 0.31946 | 0.33531 | 0.34933 | 0.36107 | 0.36387 | 0.37 | 0.37741 | 0.38496 | 0.39265 | 382508.5217 | 380595.9791 | 378692.9992 | 376799.5342 | 374915.5365 | 373040.9589 | 371175.7541 | 369319.8753 | 367473.2759 | 365635.9095 | 382508.5217 | 380595.9791 | 378692.9992 | 376799.5342 | 374915.5365 | 373040.9589 | 371175.7541 | 369319.8753 | 367473.2759 | 365635.9095 | 10764.1397 | 21559.8389 | 32294.5081 | 43357.7915 | 54661.1397 | 66051.8488 | 77417.9838 | 88781.5227 | 100088.3122 | 111342.0124 | 10764.1397 | 10795.6992 | 10734.6692 | 11063.2834 | 11303.3482 | 11390.709 | 11366.135 | 11363.539 | 11306.7894 | 11253.7002
Ind ¦ Warehouse loading dock seals | RET | I_Green House / Agriculture | Greater Toronto Area | Space Heating/Ventilation | Industrial | NA | End Use Consumption (m^3/year) | 10 | 0.65563 | 0.67466 | 0.68975 | 0.70118 | 0.70846 | 0.70181 | 0.70013 | 0.70014 | 0.70014 | 0.70012 | 0.098874 | 0.10378 | 0.10822 | 0.11222 | 0.11565 | 0.11685 | 0.11891 | 0.12129 | 0.12371 | 0.12618 | 0.15081 | 0.15382 | 0.1569 | 0.16004 | 0.16324 | 0.1665 | 0.16983 | 0.17323 | 0.1767 | 0.18023 | -0.051935 | -0.050045 | -0.048679 | -0.047824 | -0.047591 | -0.04965 | -0.050928 | -0.051945 | -0.052985 | -0.054047 | 120862.0676 | 120257.7573 | 119656.4685 | 119058.1862 | 118462.8952 | 117870.5808 | 117281.2278 | 116694.8217 | 116111.3476 | 115530.7909 | 0 | 0 | 0 | 0 | 0 | 0 | 0 | 0 | 0 | 0 | 0 | 0 | 0 | 0 | 0 | 0 | 0 | 0 | 0 | 0 | 0 | 0 | 0 | 0 | 0 | 0 | 0 | 0 | 0 | 0
Ind ¦ Boiler right sizing and load management | ROB | I_Green House / Agriculture | Greater Toronto Area | Process - Boiler/Steam | Industrial | NA | End Use Consumption (m^3/year) | 25 | INF | INF | INF | INF | INF | INF | INF | INF | INF | INF | 0.35266 | 0.36513 | 0.37655 | 0.38712 | 0.39671 | 0.40459 | 0.41215 | 0.4204 | 0.42883 | 0.43741 | 0 | 0 | 0 | 0 | 0 | 0 | 0 | 0 | 0 | 0 | 0.35266 | 0.36513 | 0.37655 | 0.38712 | 0.39671 | 0.40459 | 0.41215 | 0.4204 | 0.42883 | 0.43741 | 2091843.4781 | 2081384.2607 | 2070977.3394 | 2060622.4527 | 2050319.3405 | 2040067.7438 | 2029867.405 | 2019718.068 | 2009619.4777 | 1999571.3803 | 2091843.4781 | 2081384.2607 | 2070977.3394 | 2060622.4527 | 2050319.3405 | 2040067.7438 | 2029867.405 | 2019718.068 | 2009619.4777 | 1999571.3803 | 62782.1731 | 124612.8331 | 185426.5234 | 245161.0788 | 303758.7617 | 361167.1501 | 417339.7907 | 472236.6378 | 525824.2991 | 578076.1142 | 62782.1731 | 61830.66 | 60813.6903 | 59734.5554 | 58597.6829 | 57408.3884 | 56172.6406 | 54896.8471 | 53587.6614 | 52251.8151
Ind ¦ Advanced heating and process control ¦ New | NEW | I_Other (including mining, construction, etc.) | Greater Toronto Area | Process Heat | Industrial | NA | End Use Consumption (m^3/year) | 15 | 5.3148 | 5.4254 | 5.5077 | 5.5672 | 5.6027 | 5.6015 | 5.5915 | 5.5916 | 5.5916 | 5.5916 | 0.31919 | 0.33235 | 0.34413 | 0.35481 | 0.36422 | 0.37142 | 0.37817 | 0.38574 | 0.39346 | 0.40132 | 0.060056 | 0.061257 | 0.062483 | 0.063732 | 0.065007 | 0.066307 | 0.067633 | 0.068986 | 0.070366 | 0.071773 | 0.25913 | 0.27109 | 0.28165 | 0.29108 | 0.29921 | 0.30511 | 0.31054 | 0.31675 | 0.32309 | 0.32955 | 9782.7749 | 19722.0743 | 29821.4296 | 40084.4454 | 50514.8007 | 61116.2505 | 71892.6277 | 82847.844 | 93985.8926 | 105310.8489 | 9782.7749 | 19722.0743 | 29821.4296 | 40084.4454 | 50514.8007 | 61116.2505 | 71892.6277 | 82847.844 | 93985.8926 | 105310.8489 | 6404.4741 | 12911.4197 | 19703.2766 | 26757.6516 | 34106.4117 | 41732.9884 | 49614.5216 | 57733.4354 | 66089.2174 | 74673.3301 | 6404.4741 | 6506.9456 | 6791.8569 | 7054.375 | 7348.7601 | 7626.5767 | 7881.5332 | 8118.9137 | 8355.782 | 8584.1127
Ind ¦ Air compressor heat recovery ¦ New | NEW | I_Other (including mining, construction, etc.) | Greater Toronto Area | Space Heating/Ventilation | Industrial | NA | End Use Consumption (m^3/year) | 25 | 2.502 | 2.5404 | 2.5708 | 2.5939 | 2.6085 | 2.5951 | 2.5917 | 2.5918 | 2.5917 | 2.5917 | 0.78535 | 0.81335 | 0.83956 | 0.86403 | 0.8863 | 0.89938 | 0.91617 | 0.9345 | 0.95318 | 0.97223 | 0.31389 | 0.32017 | 0.32658 | 0.33311 | 0.33977 | 0.34656 | 0.3535 | 0.36057 | 0.36778 | 0.37513 | 0.47146 | 0.49318 | 0.51299 | 0.53092 | 0.54653 | 0.55281 | 0.56267 | 0.57393 | 0.58541 | 0.5971 | 778.5636 | 1569.5843 | 2373.343 | 3190.1267 | 4020.2281 | 4863.9461 | 5721.5858 | 6593.4583 | 7479.8816 | 8381.18 | 778.5636 | 1569.5843 | 2373.343 | 3190.1267 | 4020.2281 | 4863.9461 | 5721.5858 | 6593.4583 | 7479.8816 | 8381.18 | 234.3684 | 472.4866 | 714.7901 | 958.5916 | 1219.2692 | 1494.7237 | 1780.2927 | 2072.7704 | 2374.3952 | 2684.3162 | 234.3684 | 238.1183 | 242.3035 | 243.8015 | 260.6776 | 275.4545 | 285.5691 | 292.4777 | 301.6248 | 309.921
Ind ¦ Air curtains ¦ New | NEW | I_Other (including mining, construction, etc.) | Greater Toronto Area | Space Heating/Ventilation | Industrial | NA | End Use Consumption (m^3/year) | 15 | 0.92289 | 0.94244 | 0.95793 | 0.96967 | 0.97714 | 0.97032 | 0.9686 | 0.96861 | 0.96861 | 0.96859 | 0.13548 | 0.14112 | 0.14631 | 0.15106 | 0.15527 | 0.15727 | 0.16013 | 0.16334 | 0.16661 | 0.16993 | 0.1468 | 0.14974 | 0.15274 | 0.15579 | 0.15891 | 0.16208 | 0.16533 | 0.16863 | 0.172 | 0.17544 | -0.01132 | -0.0086192 | -0.0064252 | -0.0047254 | -0.0036321 | -0.0048103 | -0.0051917 | -0.0052929 | -0.0053996 | -0.0055101 | 463.4307 | 934.2764 | 1412.7042 | 1898.8849 | 2392.9929 | 2895.206 | 3405.7058 | 3924.6776 | 4452.3105 | 4988.7976 | 0 | 0 | 0 | 0 | 0 | 0 | 0 | 0 | 0 | 0 | 0 | 0 | 0 | 0 | 0 | 0 | 0 | 0 | 0 | 0 | 0 | 0 | 0 | 0 | 0 | 0 | 0 | 0 | 0 | 0
Ind ¦ Automated temperature control ¦ New | NEW | I_Other (including mining, construction, etc.) | Greater Toronto Area | Space Heating/Ventilation | Industrial | NA | End Use Consumption (m^3/year) | 25 | 1.1676 | 1.1855 | 1.1997 | 1.2105 | 1.2173 | 1.2111 | 1.2095 | 1.2095 | 1.2095 | 1.2095 | 0.26178 | 0.27112 | 0.27985 | 0.28801 | 0.29543 | 0.29979 | 0.30539 | 0.3115 | 0.31773 | 0.32408 | 0.22421 | 0.22869 | 0.23327 | 0.23793 | 0.24269 | 0.24755 | 0.2525 | 0.25755 | 0.2627 | 0.26795 | 0.037574 | 0.042423 | 0.046585 | 0.050076 | 0.052741 | 0.052247 | 0.052892 | 0.053952 | 0.055029 | 0.056126 | 600.7435 | 1211.099 | 1831.2832 | 2461.5175 | 3102.0279 | 3753.0449 | 4414.8038 | 5087.545 | 5771.5136 | 6466.9599 | 600.7435 | 1211.099 | 1831.2832 | 2461.5175 | 3102.0279 | 3753.0449 | 4414.8038 | 5087.545 | 5771.5136 | 6466.9599 | 5.3552 | 10.7961 | 15.7421 | 19.9881 | 25.5672 | 32.3521 | 39.6585 | 47.0215 | 54.797 | 62.8716 | 5.3552 | 5.4409 | 4.946 | 4.246 | 5.5791 | 6.7849 | 7.3064 | 7.363 | 7.7755 | 8.0746
Ind ¦ De-stratification fans ¦ New | NEW | I_Other (including mining, construction, etc.) | Greater Toronto Area | Space Heating/Ventilation | Industrial | NA | End Use Consumption (m^3/year) | 25 | 1.4153 | 1.437 | 1.4542 | 1.4672 | 1.4755 | 1.468 | 1.466 | 1.466 | 1.466 | 1.466 | 0.29918 | 0.30985 | 0.31983 | 0.32915 | 0.33764 | 0.34262 | 0.34902 | 0.356 | 0.36312 | 0.37037 | 0.2114 | 0.21563 | 0.21994 | 0.22434 | 0.22882 | 0.2334 | 0.23807 | 0.24283 | 0.24769 | 0.25264 | 0.087784 | 0.094223 | 0.099894 | 0.10482 | 0.10881 | 0.10922 | 0.11095 | 0.11317 | 0.11543 | 0.11773 | 439.401 | 885.8324 | 1339.4529 | 1800.4242 | 2268.9118 | 2745.0842 | 3229.1137 | 3721.1758 | 4221.4499 | 4730.1192 | 439.401 | 885.8324 | 1339.4529 | 1800.4242 | 2268.9118 | 2745.0842 | 3229.1137 | 3721.1758 | 4221.4499 | 4730.1192 | 17.5708 | 35.4227 | 52.5985 | 68.38 | 87.3139 | 108.8295 | 131.607 | 154.7503 | 178.9408 | 203.9587 | 17.5708 | 17.8519 | 17.1759 | 15.7814 | 18.9339 | 21.5156 | 22.7775 | 23.1433 | 24.1905 | 25.0179
Ind ¦ Energy Management and Process Improvement ¦ New | NEW | I_Other (including mining, construction, etc.) | Greater Toronto Area | Cross Cutting/Behavioural | Industrial | NA | End Use Consumption (m^3/year) | 15 | 3.6479 | 3.7238 | 3.7802 | 3.8211 | 3.8455 | 3.8447 | 3.8378 | 3.8378 | 3.8379 | 3.8378 | 0.25535 | 0.26588 | 0.27531 | 0.28385 | 0.29137 | 0.29714 | 0.30254 | 0.30859 | 0.31477 | 0.32106 | 0.07 | 0.0714 | 0.072828 | 0.074285 | 0.07577 | 0.077286 | 0.078831 | 0.080408 | 0.082016 | 0.083656 | 0.18535 | 0.19448 | 0.20248 | 0.20956 | 0.2156 | 0.21985 | 0.22371 | 0.22818 | 0.23275 | 0.2374 | 19204.7223 | 38716.7202 | 58542.9265 | 78690.4173 | 99166.4151 | 119978.2913 | 141133.57 | 162639.9308 | 184505.2125 | 206737.4159 | 19204.7223 | 38716.7202 | 58542.9265 | 78690.4173 | 99166.4151 | 119978.2913 | 141133.57 | 162639.9308 | 184505.2125 | 206737.4159 | 11365.7323 | 22913.3163 | 34946.5475 | 47414.9545 | 60437.3926 | 73976.07 | 87973.9867 | 102388.7453 | 117228.5137 | 132475.4445 | 11365.7323 | 11547.584 | 12033.2312 | 12468.407 | 13022.4381 | 13538.6774 | 13997.9168 | 14414.7586 | 14839.7684 | 15246.9308
Ind ¦ Exhaust gas heat recovery ¦ New | NEW | I_Other (including mining, construction, etc.) | Greater Toronto Area | Process Heat | Industrial | NA | End Use Consumption (m^3/year) | 15 | 5.3148 | 5.4254 | 5.5077 | 5.5672 | 5.6027 | 5.6015 | 5.5915 | 5.5916 | 5.5916 | 5.5916 | 0.44687 | 0.46529 | 0.48179 | 0.49674 | 0.5099 | 0.51999 | 0.52944 | 0.54003 | 0.55084 | 0.56185 | 0.084079 | 0.08576 | 0.087476 | 0.089225 | 0.09101 | 0.09283 | 0.094686 | 0.09658 | 0.098512 | 0.10048 | 0.36279 | 0.37953 | 0.39431 | 0.40751 | 0.41889 | 0.42716 | 0.43475 | 0.44345 | 0.45233 | 0.46137 | 17119.8561 | 34513.6299 | 52187.5017 | 70147.7794 | 88400.9012 | 106953.4384 | 125812.0984 | 144983.727 | 164475.312 | 184293.9856 | 17119.8561 | 34513.6299 | 52187.5017 | 70147.7794 | 88400.9012 | 106953.4384 | 125812.0984 | 144983.727 | 164475.312 | 184293.9856 | 11207.8296 | 22594.9845 | 34491.7247 | 46856.4486 | 59742.9812 | 73120.5903 | 86947.7605 | 101192.4834 | 115852.9095 | 130913.2999 | 11207.8296 | 11387.1549 | 11896.7402 | 12364.7239 | 12886.5326 | 13377.6092 | 13827.1702 | 14244.7229 | 14660.4261 | 15060.3903
Ind ¦ High-efficiency burners ¦ New | NEW | I_Other (including mining, construction, etc.) | Greater Toronto Area | Process Heat | Industrial | NA | End Use Consumption (m^3/year) | 20 | 8.928 | 9.0812 | 9.1951 | 9.2776 | 9.3267 | 9.3252 | 9.3113 | 9.3113 | 9.3115 | 9.3115 | 0.61959 | 0.64282 | 0.66391 | 0.68326 | 0.70062 | 0.71451 | 0.72771 | 0.74227 | 0.75713 | 0.77227 | 0.069398 | 0.070786 | 0.072202 | 0.073646 | 0.075119 | 0.076621 | 0.078154 | 0.079717 | 0.081311 | 0.082938 | 0.55019 | 0.57204 | 0.59171 | 0.60961 | 0.6255 | 0.63789 | 0.64956 | 0.66256 | 0.67582 | 0.68934 | 5869.665 | 11833.2446 | 17892.8577 | 24050.6672 | 30308.8804 | 36669.7503 | 43135.5766 | 49708.7064 | 56391.5355 | 63186.5093 | 5869.665 | 11833.2446 | 17892.8577 | 24050.6672 | 30308.8804 | 36669.7503 | 43135.5766 | 49708.7064 | 56391.5355 | 63186.5093 | 4016.9414 | 8098.1539 | 12348.8933 | 16760.4021 | 21340.1727 | 26081.541 | 30976.1634 | 36017.449 | 41204.0757 | 46532.5089 | 4016.9414 | 4081.2125 | 4250.7393 | 4411.5089 | 4579.7706 | 4741.3682 | 4894.6224 | 5041.2856 | 5186.6267 | 5328.4332
Ind ¦ High-efficiency furnaces ¦ New | NEW | I_Other (including mining, construction, etc.) | Greater Toronto Area | Process Heat | Industrial | NA | End Use Consumption (m^3/year) | 20 | 3.8688 | 3.9352 | 3.9846 | 4.0203 | 4.0416 | 4.0409 | 4.0349 | 4.0349 | 4.035 | 4.035 | 0.61959 | 0.64282 | 0.66391 | 0.68326 | 0.70062 | 0.71451 | 0.72771 | 0.74227 | 0.75713 | 0.77227 | 0.16015 | 0.16335 | 0.16662 | 0.16995 | 0.17335 | 0.17682 | 0.18036 | 0.18396 | 0.18764 | 0.19139 | 0.45944 | 0.47947 | 0.49729 | 0.51331 | 0.52726 | 0.53769 | 0.54736 | 0.55831 | 0.56949 | 0.58088 | 11180.3142 | 22539.5134 | 34081.6338 | 45810.7947 | 57731.2008 | 69847.1435 | 82163.003 | 94683.2503 | 107412.4486 | 120355.2559 | 11180.3142 | 22539.5134 | 34081.6338 | 45810.7947 | 57731.2008 | 69847.1435 | 82163.003 | 94683.2503 | 107412.4486 | 120355.2559 | 6241.0472 | 12581.9511 | 19146.9482 | 25909.4446 | 32973.2982 | 40318.173 | 47905.7772 | 55708.742 | 63739.5292 | 71988.8455 | 6241.0472 | 6340.9039 | 6564.9971 | 6762.4964 | 7063.8536 | 7344.8748 | 7587.6042 | 7802.9648 | 8030.7872 | 8249.3163
Ind ¦ High-efficiency ovens & dryers ¦ New | NEW | I_Other (including mining, construction, etc.) | Greater Toronto Area | Process Heat | Industrial | NA | End Use Consumption (m^3/year) | 20 | 3.3161 | 3.373 | 3.4153 | 3.446 | 3.4642 | 3.4636 | 3.4585 | 3.4585 | 3.4586 | 3.4586 | 0.37176 | 0.38569 | 0.39834 | 0.40996 | 0.42037 | 0.4287 | 0.43663 | 0.44536 | 0.45428 | 0.46336 | 0.11211 | 0.11435 | 0.11663 | 0.11897 | 0.12135 | 0.12377 | 0.12625 | 0.12877 | 0.13135 | 0.13398 | 0.25965 | 0.27135 | 0.28171 | 0.29099 | 0.29902 | 0.30493 | 0.31038 | 0.31659 | 0.32293 | 0.32939 | 11739.3299 | 23666.4891 | 35785.7155 | 48101.3344 | 60617.7608 | 73339.5006 | 86271.1532 | 99417.4128 | 112783.0711 | 126373.0187 | 11739.3299 | 23666.4891 | 35785.7155 | 48101.3344 | 60617.7608 | 73339.5006 | 86271.1532 | 99417.4128 | 112783.0711 | 126373.0187 | 6012.9888 | 12122.1855 | 18465.6056 | 25006.696 | 31873.9046 | 39039.9683 | 46455.1263 | 54083.537 | 61939.8472 | 70011.3634 | 6012.9888 | 6109.1967 | 6343.4201 | 6541.0904 | 6867.2085 | 7166.0637 | 7415.1581 | 7628.4107 | 7856.3102 | 8071.5162
Ind ¦ Insulation ¦ New | NEW | I_Other (including mining, construction, etc.) | Greater Toronto Area | Process Heat | Industrial | NA | End Use Consumption (m^3/year) | 15 | 5.3148 | 5.4254 | 5.5077 | 5.5672 | 5.6027 | 5.6015 | 5.5915 | 5.5916 | 5.5916 | 5.5916 | 0.12768 | 0.13294 | 0.13765 | 0.14192 | 0.14569 | 0.14857 | 0.15127 | 0.1543 | 0.15738 | 0.16053 | 0.024023 | 0.024503 | 0.024993 | 0.025493 | 0.026003 | 0.026523 | 0.027053 | 0.027594 | 0.028146 | 0.028709 | 0.10365 | 0.10844 | 0.11266 | 0.11643 | 0.11968 | 0.12205 | 0.12422 | 0.1267 | 0.12924 | 0.13182 | 96.119 | 193.7758 | 293.0053 | 393.8428 | 496.3245 | 600.4872 | 706.3686 | 814.0072 | 923.4422 | 1034.7136 | 96.119 | 193.7758 | 293.0053 | 393.8428 | 496.3245 | 600.4872 | 706.3686 | 814.0072 | 923.4422 | 1034.7136 | 62.9261 | 126.8589 | 193.9167 | 263.7946 | 336.7414 | 412.5428 | 490.9315 | 571.7004 | 654.8187 | 740.1812 | 62.9261 | 63.9329 | 67.0578 | 69.8779 | 72.9468 | 75.8013 | 78.3887 | 80.7689 | 83.1183 | 85.3626
Ind ¦ Radiant heaters ¦ New | NEW | I_Other (including mining, construction, etc.) | Greater Toronto Area | Space Heating/Ventilation | Industrial | NA | End Use Consumption (m^3/year) | 20 | 1.4656 | 1.4912 | 1.5115 | 1.5269 | 1.5367 | 1.5277 | 1.5255 | 1.5255 | 1.5255 | 1.5255 | 0.98582 | 1.0231 | 1.0578 | 1.0899 | 1.1188 | 1.1346 | 1.1555 | 1.1787 | 1.2022 | 1.2263 | 0.67263 | 0.68608 | 0.69981 | 0.7138 | 0.72808 | 0.74264 | 0.75749 | 0.77264 | 0.78809 | 0.80386 | 0.31319 | 0.33701 | 0.35795 | 0.37608 | 0.39073 | 0.39191 | 0.39804 | 0.40601 | 0.41413 | 0.42239 | 700.2953 | 1411.7954 | 2134.753 | 2869.4261 | 3616.0782 | 4374.978 | 5146.3999 | 5930.6239 | 6727.9359 | 7538.6275 | 700.2953 | 1411.7954 | 2134.753 | 2869.4261 | 3616.0782 | 4374.978 | 5146.3999 | 5930.6239 | 6727.9359 | 7538.6275 | 64.4239 | 129.8786 | 194.9196 | 258.0224 | 328.7535 | 406.0459 | 487.495 | 570.4112 | 656.8394 | 746.1205 | 64.4239 | 65.4547 | 65.041 | 63.1028 | 70.7311 | 77.2924 | 81.4491 | 82.9163 | 86.4282 | 89.2811
Ind ¦ Ventilation heat recovery ¦ New | NEW | I_Other (including mining, construction, etc.) | Greater Toronto Area | Space Heating/Ventilation | Industrial | NA | End Use Consumption (m^3/year) | 20 | 4.3968 | 4.4736 | 4.5345 | 4.5806 | 4.61 | 4.5832 | 4.5764 | 4.5765 | 4.5764 | 4.5764 | 0.49291 | 0.51155 | 0.52888 | 0.54494 | 0.5594 | 0.56728 | 0.57777 | 0.58933 | 0.60111 | 0.61313 | 0.11211 | 0.11435 | 0.11663 | 0.11897 | 0.12135 | 0.12377 | 0.12625 | 0.12877 | 0.13135 | 0.13398 | 0.3808 | 0.3972 | 0.41225 | 0.42598 | 0.43806 | 0.4435 | 0.45152 | 0.46055 | 0.46976 | 0.47915 | 714.8848 | 1441.2078 | 2179.227 | 2929.2059 | 3691.4132 | 4466.1234 | 5253.6166 | 6054.1786 | 6868.1012 | 7695.6823 | 714.8848 | 1441.2078 | 2179.227 | 2929.2059 | 3691.4132 | 4466.1234 | 5253.6166 | 6054.1786 | 6868.1012 | 7695.6823 | 412.2176 | 831.0306 | 1265.8609 | 1714.8866 | 2184.0765 | 2672.0587 | 3176.4101 | 3695.3721 | 4229.5747 | 4778.3667 | 412.2176 | 418.8131 | 434.8303 | 449.0257 | 469.1899 | 487.9822 | 504.3514 | 518.962 | 534.2026 | 548.792
Ind ¦ Ventilation optimization ¦ New | NEW | I_Other (including mining, construction, etc.) | Greater Toronto Area | Space Heating/Ventilation | Industrial | NA | End Use Consumption (m^3/year) | 15 | 2.256 | 2.3037 | 2.3416 | 2.3703 | 2.3886 | 2.3719 | 2.3677 | 2.3677 | 2.3677 | 2.3677 | 0.54194 | 0.56449 | 0.58524 | 0.60426 | 0.62109 | 0.62909 | 0.64054 | 0.65336 | 0.66642 | 0.67974 | 0.24023 | 0.24503 | 0.24993 | 0.25493 | 0.26003 | 0.26523 | 0.27053 | 0.27594 | 0.28146 | 0.28709 | 0.30171 | 0.31946 | 0.33531 | 0.34933 | 0.36107 | 0.36387 | 0.37 | 0.37741 | 0.38496 | 0.39265 | 823.8769 | 1660.9358 | 2511.4741 | 3375.7955 | 4254.2097 | 5147.033 | 6054.5881 | 6977.2046 | 7915.2186 | 8868.9736 | 823.8769 | 1660.9358 | 2511.4741 | 3375.7955 | 4254.2097 | 5147.033 | 6054.5881 | 6977.2046 | 7915.2186 | 8868.9736 | 339.5432 | 684.5192 | 1039.1874 | 1400.7608 | 1783.0528 | 2183.9185 | 2598.9239 | 3024.9745 | 3463.9719 | 3915.012 | 339.5432 | 344.9759 | 354.6682 | 361.5734 | 382.292 | 400.8658 | 415.0054 | 426.0506 | 438.9973 | 451.0401
Ind ¦ Warehouse loading dock seals ¦ New | NEW | I_Other (including mining, construction, etc.) | Greater Toronto Area | Space Heating/Ventilation | Industrial | NA | End Use Consumption (m^3/year) | 10 | 0.65563 | 0.67466 | 0.68975 | 0.70118 | 0.70846 | 0.70181 | 0.70013 | 0.70014 | 0.70014 | 0.70012 | 0.098874 | 0.10378 | 0.10822 | 0.11222 | 0.11565 | 0.11685 | 0.11891 | 0.12129 | 0.12371 | 0.12618 | 0.15081 | 0.15382 | 0.1569 | 0.16004 | 0.16324 | 0.1665 | 0.16983 | 0.17323 | 0.1767 | 0.18023 | -0.051935 | -0.050045 | -0.048679 | -0.047824 | -0.047591 | -0.04965 | -0.050928 | -0.051945 | -0.052985 | -0.054047 | 260.3222 | 524.8096 | 793.5561 | 1066.6576 | 1344.2121 | 1626.3194 | 1913.0817 | 2204.6028 | 2500.9892 | 2802.3493 | 0 | 0 | 0 | 0 | 0 | 0 | 0 | 0 | 0 | 0 | 0 | 0 | 0 | 0 | 0 | 0 | 0 | 0 | 0 | 0 | 0 | 0 | 0 | 0 | 0 | 0 | 0 | 0 | 0 | 0
Ind ¦ Advanced heating and process control | RET | I_Other (including mining, construction, etc.) | Greater Toronto Area | Process Heat | Industrial | NA | End Use Consumption (m^3/year) | 15 | 5.3148 | 5.4254 | 5.5077 | 5.5672 | 5.6027 | 5.6015 | 5.5915 | 5.5916 | 5.5916 | 5.5916 | 0.31919 | 0.33235 | 0.34413 | 0.35481 | 0.36422 | 0.37142 | 0.37817 | 0.38574 | 0.39346 | 0.40132 | 0.060056 | 0.061257 | 0.062483 | 0.063732 | 0.065007 | 0.066307 | 0.067633 | 0.068986 | 0.070366 | 0.071773 | 0.25913 | 0.27109 | 0.28165 | 0.29108 | 0.29921 | 0.30511 | 0.31054 | 0.31675 | 0.32309 | 0.32955 | 374379.2712 | 372507.3749 | 370644.838 | 368791.6138 | 366947.6557 | 365112.9174 | 363287.3529 | 361470.9161 | 359663.5615 | 357865.2437 | 374379.2712 | 372507.3749 | 370644.838 | 368791.6138 | 366947.6557 | 365112.9174 | 363287.3529 | 361470.9161 | 359663.5615 | 357865.2437 | 16735.4981 | 33892.8785 | 51339.6207 | 69059.2524 | 86902.7556 | 104698.2836 | 122284.6148 | 139540.1212 | 156331.4269 | 172551.8422 | 16735.4981 | 17157.3805 | 17446.7422 | 17719.6317 | 17843.5033 | 17795.528 | 17586.3312 | 17255.5064 | 16791.3057 | 16220.4152
Ind ¦ Air compressor heat recovery | RET | I_Other (including mining, construction, etc.) | Greater Toronto Area | Space Heating/Ventilation | Industrial | NA | End Use Consumption (m^3/year) | 25 | 2.502 | 2.5404 | 2.5708 | 2.5939 | 2.6085 | 2.5951 | 2.5917 | 2.5918 | 2.5917 | 2.5917 | 0.78535 | 0.81335 | 0.83956 | 0.86403 | 0.8863 | 0.89938 | 0.91617 | 0.9345 | 0.95318 | 0.97223 | 0.31389 | 0.32017 | 0.32658 | 0.33311 | 0.33977 | 0.34656 | 0.3535 | 0.36057 | 0.36778 | 0.37513 | 0.47146 | 0.49318 | 0.51299 | 0.53092 | 0.54653 | 0.55281 | 0.56267 | 0.57393 | 0.58541 | 0.5971 | 29795.0315 | 29646.0564 | 29497.8261 | 29350.3369 | 29203.5853 | 29057.5673 | 28912.2795 | 28767.7181 | 28623.8795 | 28480.7601 | 29795.0315 | 29646.0564 | 29497.8261 | 29350.3369 | 29203.5853 | 29057.5673 | 28912.2795 | 28767.7181 | 28623.8795 | 28480.7601 | 612.4268 | 1218.6283 | 1812.2546 | 2430.1077 | 3066.0895 | 3708.5036 | 4349.4303 | 4992.9821 | 5636.4381 | 6282.2696 | 612.4268 | 606.2015 | 593.6263 | 617.8531 | 635.9817 | 642.4141 | 640.9267 | 643.5518 | 643.456 | 645.8315
Ind ¦ Air curtains | RET | I_Other (including mining, construction, etc.) | Greater Toronto Area | Space Heating/Ventilation | Industrial | NA | End Use Consumption (m^3/year) | 15 | 0.92289 | 0.94244 | 0.95793 | 0.96967 | 0.97714 | 0.97032 | 0.9686 | 0.96861 | 0.96861 | 0.96859 | 0.13548 | 0.14112 | 0.14631 | 0.15106 | 0.15527 | 0.15727 | 0.16013 | 0.16334 | 0.16661 | 0.16993 | 0.1468 | 0.14974 | 0.15274 | 0.15579 | 0.15891 | 0.16208 | 0.16533 | 0.16863 | 0.172 | 0.17544 | -0.01132 | -0.0086192 | -0.0064252 | -0.0047254 | -0.0036321 | -0.0048103 | -0.0051917 | -0.0052929 | -0.0053996 | -0.0055101 | 17735.1378 | 17646.4621 | 17558.2298 | 17470.4387 | 17383.0865 | 17296.171 | 17209.6902 | 17123.6417 | 17038.0235 | 16952.8334 | 0 | 0 | 0 | 0 | 0 | 0 | 0 | 0 | 0 | 0 | 0 | 0 | 0 | 0 | 0 | 0 | 0 | 0 | 0 | 0 | 0 | 0 | 0 | 0 | 0 | 0 | 0 | 0 | 0 | 0
Ind ¦ Automated temperature control | RET | I_Other (including mining, construction, etc.) | Greater Toronto Area | Space Heating/Ventilation | Industrial | NA | End Use Consumption (m^3/year) | 25 | 1.1676 | 1.1855 | 1.1997 | 1.2105 | 1.2173 | 1.2111 | 1.2095 | 1.2095 | 1.2095 | 1.2095 | 0.26178 | 0.27112 | 0.27985 | 0.28801 | 0.29543 | 0.29979 | 0.30539 | 0.3115 | 0.31773 | 0.32408 | 0.22421 | 0.22869 | 0.23327 | 0.23793 | 0.24269 | 0.24755 | 0.2525 | 0.25755 | 0.2627 | 0.26795 | 0.037574 | 0.042423 | 0.046585 | 0.050076 | 0.052741 | 0.052247 | 0.052892 | 0.053952 | 0.055029 | 0.056126 | 22989.9935 | 22875.0435 | 22760.6683 | 22646.8649 | 22533.6306 | 22420.9625 | 22308.8576 | 22197.3134 | 22086.3268 | 21975.8952 | 22989.9935 | 22875.0435 | 22760.6683 | 22646.8649 | 22533.6306 | 22420.9625 | 22308.8576 | 22197.3134 | 22086.3268 | 21975.8952 | 13.9937 | 26.178 | 36.2195 | 48.9105 | 63.7843 | 79.2454 | 94.3069 | 109.7005 | 125.1891 | 141.2622 | 13.9937 | 12.1843 | 10.0414 | 12.6911 | 14.8738 | 15.4611 | 15.0615 | 15.3936 | 15.4886 | 16.0731
Ind ¦ De-stratification fans | RET | I_Other (including mining, construction, etc.) | Greater Toronto Area | Space Heating/Ventilation | Industrial | NA | End Use Consumption (m^3/year) | 25 | 1.4153 | 1.437 | 1.4542 | 1.4672 | 1.4755 | 1.468 | 1.466 | 1.466 | 1.466 | 1.466 | 0.29918 | 0.30985 | 0.31983 | 0.32915 | 0.33764 | 0.34262 | 0.34902 | 0.356 | 0.36312 | 0.37037 | 0.2114 | 0.21563 | 0.21994 | 0.22434 | 0.22882 | 0.2334 | 0.23807 | 0.24283 | 0.24769 | 0.25264 | 0.087784 | 0.094223 | 0.099894 | 0.10482 | 0.10881 | 0.10922 | 0.11095 | 0.11317 | 0.11543 | 0.11773 | 16815.5381 | 16731.4604 | 16647.8031 | 16564.5641 | 16481.7412 | 16399.3325 | 16317.3359 | 16235.7492 | 16154.5704 | 16073.7976 | 16815.5381 | 16731.4604 | 16647.8031 | 16564.5641 | 16481.7412 | 16399.3325 | 16317.3359 | 16235.7492 | 16154.5704 | 16073.7976 | 45.9141 | 88.3311 | 125.8272 | 169.1803 | 216.7489 | 265.4551 | 313.3841 | 361.9568 | 410.7123 | 460.6075 | 45.9141 | 42.417 | 37.4961 | 43.3531 | 47.5686 | 48.7063 | 47.929 | 48.5727 | 48.7556 | 49.8952
Ind ¦ Energy Management and Process Improvement | RET | I_Other (including mining, construction, etc.) | Greater Toronto Area | Cross Cutting/Behavioural | Industrial | NA | End Use Consumption (m^3/year) | 15 | 3.6479 | 3.7238 | 3.7802 | 3.8211 | 3.8455 | 3.8447 | 3.8378 | 3.8378 | 3.8379 | 3.8378 | 0.25535 | 0.26588 | 0.27531 | 0.28385 | 0.29137 | 0.29714 | 0.30254 | 0.30859 | 0.31477 | 0.32106 | 0.07 | 0.0714 | 0.072828 | 0.074285 | 0.07577 | 0.077286 | 0.078831 | 0.080408 | 0.082016 | 0.083656 | 0.18535 | 0.19448 | 0.20248 | 0.20956 | 0.2156 | 0.21985 | 0.22371 | 0.22818 | 0.23275 | 0.2374 | 734949.9495 | 731275.1998 | 727618.8238 | 723980.7297 | 720360.826 | 716759.0219 | 713175.2268 | 709609.3507 | 706061.3039 | 702530.9974 | 734949.9495 | 731275.1998 | 727618.8238 | 723980.7297 | 720360.826 | 716759.0219 | 713175.2268 | 709609.3507 | 706061.3039 | 702530.9974 | 29699.7363 | 60017.2262 | 90729.3303 | 122000.618 | 153590.668 | 185201.5794 | 216566.556 | 247530.0779 | 277883.1504 | 307474.5084 | 29699.7363 | 30317.4899 | 30712.1041 | 31271.2877 | 31590.05 | 31610.9114 | 31364.9767 | 30963.5218 | 30353.0725 | 29591.358
Ind ¦ Exhaust gas heat recovery | RET | I_Other (including mining, construction, etc.) | Greater Toronto Area | Process Heat | Industrial | NA | End Use Consumption (m^3/year) | 15 | 5.3148 | 5.4254 | 5.5077 | 5.5672 | 5.6027 | 5.6015 | 5.5915 | 5.5916 | 5.5916 | 5.5916 | 0.44687 | 0.46529 | 0.48179 | 0.49674 | 0.5099 | 0.51999 | 0.52944 | 0.54003 | 0.55084 | 0.56185 | 0.084079 | 0.08576 | 0.087476 | 0.089225 | 0.09101 | 0.09283 | 0.094686 | 0.09658 | 0.098512 | 0.10048 | 0.36279 | 0.37953 | 0.39431 | 0.40751 | 0.41889 | 0.42716 | 0.43475 | 0.44345 | 0.45233 | 0.46137 | 655163.7246 | 651887.906 | 648628.4665 | 645385.3241 | 642158.3975 | 638947.6055 | 635752.8675 | 632574.1032 | 629411.2327 | 626264.1765 | 655163.7246 | 651887.906 | 648628.4665 | 645385.3241 | 642158.3975 | 638947.6055 | 635752.8675 | 632574.1032 | 629411.2327 | 626264.1765 | 29287.1216 | 59312.5375 | 89844.3362 | 120853.6917 | 152079.8224 | 183221.9964 | 213998.0759 | 244195.2121 | 273579.9972 | 301965.7238 | 29287.1216 | 30025.4159 | 30531.7988 | 31009.3554 | 31226.1307 | 31142.174 | 30776.0795 | 30197.1362 | 29384.7851 | 28385.7266
Ind ¦ High-efficiency burners | RET | I_Other (including mining, construction, etc.) | Greater Toronto Area | Process Heat | Industrial | NA | End Use Consumption (m^3/year) | 20 | 8.928 | 9.0812 | 9.1951 | 9.2776 | 9.3267 | 9.3252 | 9.3113 | 9.3113 | 9.3115 | 9.3115 | 0.61959 | 0.64282 | 0.66391 | 0.68326 | 0.70062 | 0.71451 | 0.72771 | 0.74227 | 0.75713 | 0.77227 | 0.069398 | 0.070786 | 0.072202 | 0.073646 | 0.075119 | 0.076621 | 0.078154 | 0.079717 | 0.081311 | 0.082938 | 0.55019 | 0.57204 | 0.59171 | 0.60961 | 0.6255 | 0.63789 | 0.64956 | 0.66256 | 0.67582 | 0.68934 | 224627.5627 | 223504.4249 | 222386.9028 | 221274.9683 | 220168.5934 | 219067.7505 | 217972.4117 | 216882.5497 | 215798.1369 | 214719.1462 | 224627.5627 | 223504.4249 | 222386.9028 | 221274.9683 | 220168.5934 | 219067.7505 | 217972.4117 | 216882.5497 | 215798.1369 | 214719.1462 | 10496.6489 | 21285.2999 | 32281.6671 | 43431.3057 | 54636.7193 | 65791.8104 | 76793.9508 | 87554.7307 | 97986.3959 | 108015.0121 | 10496.6489 | 10788.651 | 10996.3672 | 11149.6387 | 11205.4136 | 11155.0911 | 11002.1404 | 10760.7799 | 10431.6652 | 10028.6163
Ind ¦ High-efficiency furnaces | RET | I_Other (including mining, construction, etc.) | Greater Toronto Area | Process Heat | Industrial | NA | End Use Consumption (m^3/year) | 20 | 3.8688 | 3.9352 | 3.9846 | 4.0203 | 4.0416 | 4.0409 | 4.0349 | 4.0349 | 4.035 | 4.035 | 0.61959 | 0.64282 | 0.66391 | 0.68326 | 0.70062 | 0.71451 | 0.72771 | 0.74227 | 0.75713 | 0.77227 | 0.16015 | 0.16335 | 0.16662 | 0.16995 | 0.17335 | 0.17682 | 0.18036 | 0.18396 | 0.18764 | 0.19139 | 0.45944 | 0.47947 | 0.49729 | 0.51331 | 0.52726 | 0.53769 | 0.54736 | 0.55831 | 0.56949 | 0.58088 | 427862.0242 | 425722.7141 | 423594.1006 | 421476.1301 | 419368.7494 | 417271.9057 | 415185.5461 | 413109.6184 | 411044.0703 | 408988.85 | 427862.0242 | 425722.7141 | 423594.1006 | 421476.1301 | 419368.7494 | 417271.9057 | 415185.5461 | 413109.6184 | 411044.0703 | 408988.85 | 16308.4481 | 32898.9967 | 49648.083 | 66742.6695 | 84054.1542 | 101406.3997 | 118649.047 | 135720.9044 | 152513.6483 | 168960.9495 | 16308.4481 | 16590.5486 | 16749.0863 | 17094.5865 | 17311.4848 | 17352.2454 | 17242.6473 | 17071.8574 | 16792.7439 | 16447.3013
Ind ¦ High-efficiency ovens & dryers | RET | I_Other (including mining, construction, etc.) | Greater Toronto Area | Process Heat | Industrial | NA | End Use Consumption (m^3/year) | 20 | 3.3161 | 3.373 | 3.4153 | 3.446 | 3.4642 | 3.4636 | 3.4585 | 3.4585 | 3.4586 | 3.4586 | 0.37176 | 0.38569 | 0.39834 | 0.40996 | 0.42037 | 0.4287 | 0.43663 | 0.44536 | 0.45428 | 0.46336 | 0.11211 | 0.11435 | 0.11663 | 0.11897 | 0.12135 | 0.12377 | 0.12625 | 0.12877 | 0.13135 | 0.13398 | 0.25965 | 0.27135 | 0.28171 | 0.29099 | 0.29902 | 0.30493 | 0.31038 | 0.31659 | 0.32293 | 0.32939 | 449255.1255 | 447008.8498 | 444773.8056 | 442549.9366 | 440337.1869 | 438135.5009 | 435944.8234 | 433765.0993 | 431596.2738 | 429438.2925 | 449255.1255 | 447008.8498 | 444773.8056 | 442549.9366 | 440337.1869 | 438135.5009 | 435944.8234 | 433765.0993 | 431596.2738 | 429438.2925 | 15712.5101 | 31637.4733 | 47656.9768 | 64042.0995 | 80673.8484 | 97376.392 | 114006.2315 | 130529.757 | 146852.5242 | 162929.3111 | 15712.5101 | 15924.9632 | 16019.5035 | 16385.1227 | 16631.7489 | 16702.5436 | 16629.8395 | 16523.5255 | 16322.7672 | 16076.7869
Ind ¦ Insulation | RET | I_Other (including mining, construction, etc.) | Greater Toronto Area | Process Heat | Industrial | NA | End Use Consumption (m^3/year) | 15 | 5.3148 | 5.4254 | 5.5077 | 5.5672 | 5.6027 | 5.6015 | 5.5915 | 5.5916 | 5.5916 | 5.5916 | 0.12768 | 0.13294 | 0.13765 | 0.14192 | 0.14569 | 0.14857 | 0.15127 | 0.1543 | 0.15738 | 0.16053 | 0.024023 | 0.024503 | 0.024993 | 0.025493 | 0.026003 | 0.026523 | 0.027053 | 0.027594 | 0.028146 | 0.028709 | 0.10365 | 0.10844 | 0.11266 | 0.11643 | 0.11968 | 0.12205 | 0.12422 | 0.1267 | 0.12924 | 0.13182 | 3678.399 | 3660.007 | 3641.7069 | 3623.4984 | 3605.3809 | 3587.354 | 3569.4172 | 3551.5701 | 3533.8123 | 3516.1432 | 3678.399 | 3660.007 | 3641.7069 | 3623.4984 | 3605.3809 | 3587.354 | 3569.4172 | 3551.5701 | 3533.8123 | 3516.1432 | 164.4317 | 333.0086 | 504.4286 | 678.5298 | 853.848 | 1028.6949 | 1201.4864 | 1371.0274 | 1536.0075 | 1695.3784 | 164.4317 | 168.5769 | 171.42 | 174.1012 | 175.3183 | 174.8469 | 172.7915 | 169.541 | 164.9801 | 159.3709
Ind ¦ Radiant heaters | RET | I_Other (including mining, construction, etc.) | Greater Toronto Area | Space Heating/Ventilation | Industrial | NA | End Use Consumption (m^3/year) | 20 | 1.4656 | 1.4912 | 1.5115 | 1.5269 | 1.5367 | 1.5277 | 1.5255 | 1.5255 | 1.5255 | 1.5255 | 0.98582 | 1.0231 | 1.0578 | 1.0899 | 1.1188 | 1.1346 | 1.1555 | 1.1787 | 1.2022 | 1.2263 | 0.67263 | 0.68608 | 0.69981 | 0.7138 | 0.72808 | 0.74264 | 0.75749 | 0.77264 | 0.78809 | 0.80386 | 0.31319 | 0.33701 | 0.35795 | 0.37608 | 0.39073 | 0.39191 | 0.39804 | 0.40601 | 0.41413 | 0.42239 | 26799.7638 | 26665.765 | 26532.4362 | 26399.774 | 26267.7751 | 26136.4362 | 26005.754 | 25875.7253 | 25746.3467 | 25617.6149 | 26799.7638 | 26665.765 | 26532.4362 | 26399.774 | 26267.7751 | 26136.4362 | 26005.754 | 25875.7253 | 25746.3467 | 25617.6149 | 168.3458 | 329.5739 | 480.5827 | 644.2057 | 817.359 | 994.3248 | 1169.2532 | 1346.4585 | 1524.5163 | 1706.3493 | 168.3458 | 161.2281 | 151.0087 | 163.623 | 173.1533 | 176.9658 | 174.9284 | 177.2053 | 178.0579 | 181.833
Ind ¦ Ventilation heat recovery | RET | I_Other (including mining, construction, etc.) | Greater Toronto Area | Space Heating/Ventilation | Industrial | NA | End Use Consumption (m^3/year) | 20 | 4.3968 | 4.4736 | 4.5345 | 4.5806 | 4.61 | 4.5832 | 4.5764 | 4.5765 | 4.5764 | 4.5764 | 0.49291 | 0.51155 | 0.52888 | 0.54494 | 0.5594 | 0.56728 | 0.57777 | 0.58933 | 0.60111 | 0.61313 | 0.11211 | 0.11435 | 0.11663 | 0.11897 | 0.12135 | 0.12377 | 0.12625 | 0.12877 | 0.13135 | 0.13398 | 0.3808 | 0.3972 | 0.41225 | 0.42598 | 0.43806 | 0.4435 | 0.45152 | 0.46055 | 0.46976 | 0.47915 | 27358.0922 | 27221.3018 | 27085.1952 | 26949.7693 | 26815.0204 | 26680.9453 | 26547.5406 | 26414.8029 | 26282.7289 | 26151.3152 | 27358.0922 | 27221.3018 | 27085.1952 | 26949.7693 | 26815.0204 | 26680.9453 | 26547.5406 | 26414.8029 | 26282.7289 | 26151.3152 | 1077.1636 | 2174.4996 | 3283.7626 | 4415.0087 | 5559.5468 | 6705.8197 | 7843.7947 | 8968.7525 | 10073.2535 | 11152.4379 | 1077.1636 | 1097.336 | 1109.263 | 1131.2461 | 1144.5381 | 1146.2728 | 1137.975 | 1124.9579 | 1104.501 | 1079.1843
Ind ¦ Ventilation optimization | RET | I_Other (including mining, construction, etc.) | Greater Toronto Area | Space Heating/Ventilation | Industrial | NA | End Use Consumption (m^3/year) | 15 | 2.256 | 2.3037 | 2.3416 | 2.3703 | 2.3886 | 2.3719 | 2.3677 | 2.3677 | 2.3677 | 2.3677 | 0.54194 | 0.56449 | 0.58524 | 0.60426 | 0.62109 | 0.62909 | 0.64054 | 0.65336 | 0.66642 | 0.67974 | 0.24023 | 0.24503 | 0.24993 | 0.25493 | 0.26003 | 0.26523 | 0.27053 | 0.27594 | 0.28146 | 0.28709 | 0.30171 | 0.31946 | 0.33531 | 0.34933 | 0.36107 | 0.36387 | 0.37 | 0.37741 | 0.38496 | 0.39265 | 31529.1339 | 31371.4882 | 31214.6308 | 31058.5576 | 30903.2648 | 30748.7485 | 30595.0048 | 30442.0297 | 30289.8196 | 30138.3705 | 31529.1339 | 31371.4882 | 31214.6308 | 31058.5576 | 30903.2648 | 30748.7485 | 30595.0048 | 30442.0297 | 30289.8196 | 30138.3705 | 887.2587 | 1777.1187 | 2661.9482 | 3573.8645 | 4505.5686 | 5444.4737 | 6381.3532 | 7318.0187 | 8250.0065 | 9177.6183 | 887.2587 | 889.86 | 884.8295 | 911.9163 | 931.7042 | 938.9051 | 936.8795 | 936.6655 | 931.9878 | 927.6118
Ind ¦ Warehouse loading dock seals | RET | I_Other (including mining, construction, etc.) | Greater Toronto Area | Space Heating/Ventilation | Industrial | NA | End Use Consumption (m^3/year) | 10 | 0.65563 | 0.67466 | 0.68975 | 0.70118 | 0.70846 | 0.70181 | 0.70013 | 0.70014 | 0.70014 | 0.70012 | 0.098874 | 0.10378 | 0.10822 | 0.11222 | 0.11565 | 0.11685 | 0.11891 | 0.12129 | 0.12371 | 0.12618 | 0.15081 | 0.15382 | 0.1569 | 0.16004 | 0.16324 | 0.1665 | 0.16983 | 0.17323 | 0.1767 | 0.18023 | -0.051935 | -0.050045 | -0.048679 | -0.047824 | -0.047591 | -0.04965 | -0.050928 | -0.051945 | -0.052985 | -0.054047 | 9962.3305 | 9912.5188 | 9862.9563 | 9813.6415 | 9764.5733 | 9715.7504 | 9667.1716 | 9618.8358 | 9570.7416 | 9522.8879 | 0 | 0 | 0 | 0 | 0 | 0 | 0 | 0 | 0 | 0 | 0 | 0 | 0 | 0 | 0 | 0 | 0 | 0 | 0 | 0 | 0 | 0 | 0 | 0 | 0 | 0 | 0 | 0 | 0 | 0
Ind ¦ Advanced boiler controls including air/fuel mix control ¦ New | NEW | I_Other Manufacturing <0.5 million m3/year | Greater Toronto Area | Process - Boiler/Steam | Industrial | NA | End Use Consumption (m^3/year) | 15 | 4.1594 | 4.246 | 4.3104 | 4.357 | 4.3847 | 4.3838 | 4.376 | 4.376 | 4.3761 | 4.376 | 0.12768 | 0.13294 | 0.13765 | 0.14192 | 0.14569 | 0.14857 | 0.15127 | 0.1543 | 0.15738 | 0.16053 | 0.030695 | 0.031309 | 0.031936 | 0.032574 | 0.033226 | 0.03389 | 0.034568 | 0.035259 | 0.035965 | 0.036684 | 0.09698 | 0.10163 | 0.10572 | 0.10935 | 0.11246 | 0.11468 | 0.1167 | 0.11904 | 0.12142 | 0.12384 | 29519.8527 | 59512.023 | 89987.1676 | 120956.1633 | 152430.1115 | 184420.3434 | 216938.4241 | 249996.1582 | 283605.5946 | 317779.0316 | 29519.8527 | 59512.023 | 89987.1676 | 120956.1633 | 152430.1115 | 184420.3434 | 216938.4241 | 249996.1582 | 283605.5946 | 317779.0316 | 18197.9344 | 36687.0357 | 55919.6128 | 75833.5005 | 96581.0759 | 118115.7008 | 140363.0468 | 163267.8571 | 186841.1447 | 211059.7461 | 18197.9344 | 18489.1013 | 19232.5771 | 19913.8877 | 20747.5754 | 21534.6249 | 22247.3459 | 22904.8104 | 23573.2875 | 24218.6014
Ind ¦ Advanced heating and process control ¦ New | NEW | I_Other Manufacturing <0.5 million m3/year | Greater Toronto Area | Process Heat | Industrial | NA | End Use Consumption (m^3/year) | 15 | 5.3148 | 5.4254 | 5.5077 | 5.5672 | 5.6027 | 5.6015 | 5.5915 | 5.5916 | 5.5916 | 5.5916 | 0.31919 | 0.33235 | 0.34413 | 0.35481 | 0.36422 | 0.37142 | 0.37817 | 0.38574 | 0.39346 | 0.40132 | 0.060056 | 0.061257 | 0.062483 | 0.063732 | 0.065007 | 0.066307 | 0.067633 | 0.068986 | 0.070366 | 0.071773 | 0.25913 | 0.27109 | 0.28165 | 0.29108 | 0.29921 | 0.30511 | 0.31054 | 0.31675 | 0.32309 | 0.32955 | 199922.8116 | 403044.3883 | 609436.902 | 819174.0157 | 1032330.914 | 1248984.336 | 1469212.6074 | 1693095.6746 | 1920715.1382 | 2152154.2882 | 199922.8116 | 403044.3883 | 609436.902 | 819174.0157 | 1032330.914 | 1248984.336 | 1469212.6074 | 1693095.6746 | 1920715.1382 | 2152154.2882 | 130883.1564 | 263860.4433 | 402660.235 | 546824.9018 | 697005.6838 | 852863.9823 | 1013932.6252 | 1179852.4255 | 1350612.9151 | 1526039.6174 | 130883.1564 | 132977.2869 | 138799.7917 | 144164.6668 | 150180.782 | 155858.2985 | 161068.6429 | 165919.8003 | 170760.4897 | 175426.7022
Ind ¦ Air compressor heat recovery ¦ New | NEW | I_Other Manufacturing <0.5 million m3/year | Greater Toronto Area | Space Heating/Ventilation | Industrial | NA | End Use Consumption (m^3/year) | 25 | 2.502 | 2.5404 | 2.5708 | 2.5939 | 2.6085 | 2.5951 | 2.5917 | 2.5918 | 2.5917 | 2.5917 | 0.78535 | 0.81335 | 0.83956 | 0.86403 | 0.8863 | 0.89938 | 0.91617 | 0.9345 | 0.95318 | 0.97223 | 0.31389 | 0.32017 | 0.32658 | 0.33311 | 0.33977 | 0.34656 | 0.3535 | 0.36057 | 0.36778 | 0.37513 | 0.47146 | 0.49318 | 0.51299 | 0.53092 | 0.54653 | 0.55281 | 0.56267 | 0.57393 | 0.58541 | 0.5971 | 91089.8311 | 183637.0994 | 277674.6885 | 373236.1609 | 470355.7727 | 569068.4881 | 669409.9943 | 771416.7167 | 875125.8348 | 980575.2976 | 91089.8311 | 183637.0994 | 277674.6885 | 373236.1609 | 470355.7727 | 569068.4881 | 669409.9943 | 771416.7167 | 875125.8348 | 980575.2976 | 27420.4634 | 55279.6542 | 83628.5016 | 112152.6092 | 142651.1824 | 174878.6097 | 208289.413 | 242508.5083 | 277797.7874 | 314057.7078 | 27420.4634 | 27859.1908 | 28348.8475 | 28524.1075 | 30498.5732 | 32227.4273 | 33410.8033 | 34219.0953 | 35289.2791 | 36259.9204
Ind ¦ Air curtains ¦ New | NEW | I_Other Manufacturing <0.5 million m3/year | Greater Toronto Area | Space Heating/Ventilation | Industrial | NA | End Use Consumption (m^3/year) | 15 | 0.92289 | 0.94244 | 0.95793 | 0.96967 | 0.97714 | 0.97032 | 0.9686 | 0.96861 | 0.96861 | 0.96859 | 0.13548 | 0.14112 | 0.14631 | 0.15106 | 0.15527 | 0.15727 | 0.16013 | 0.16334 | 0.16661 | 0.16993 | 0.1468 | 0.14974 | 0.15274 | 0.15579 | 0.15891 | 0.16208 | 0.16533 | 0.16863 | 0.172 | 0.17544 | -0.01132 | -0.0086192 | -0.0064252 | -0.0047254 | -0.0036321 | -0.0048103 | -0.0051917 | -0.0052929 | -0.0053996 | -0.0055101 | 54220.1375 | 109307.7973 | 165282.5527 | 222164.3815 | 279973.6742 | 338731.2429 | 398458.3299 | 459176.6171 | 520908.235 | 583675.7724 | 0 | 0 | 0 | 0 | 0 | 0 | 0 | 0 | 0 | 0 | 0 | 0 | 0 | 0 | 0 | 0 | 0 | 0 | 0 | 0 | 0 | 0 | 0 | 0 | 0 | 0 | 0 | 0 | 0 | 0
Ind ¦ Automated temperature control ¦ New | NEW | I_Other Manufacturing <0.5 million m3/year | Greater Toronto Area | Space Heating/Ventilation | Industrial | NA | End Use Consumption (m^3/year) | 25 | 1.1676 | 1.1855 | 1.1997 | 1.2105 | 1.2173 | 1.2111 | 1.2095 | 1.2095 | 1.2095 | 1.2095 | 0.26178 | 0.27112 | 0.27985 | 0.28801 | 0.29543 | 0.29979 | 0.30539 | 0.3115 | 0.31773 | 0.32408 | 0.22421 | 0.22869 | 0.23327 | 0.23793 | 0.24269 | 0.24755 | 0.2525 | 0.25755 | 0.2627 | 0.26795 | 0.037574 | 0.042423 | 0.046585 | 0.050076 | 0.052741 | 0.052247 | 0.052892 | 0.053952 | 0.055029 | 0.056126 | 70285.3635 | 141695.2928 | 214255.1609 | 287990.8649 | 362928.8369 | 439096.0556 | 516520.0573 | 595228.9481 | 675251.4158 | 756616.7419 | 70285.3635 | 141695.2928 | 214255.1609 | 287990.8649 | 362928.8369 | 439096.0556 | 516520.0573 | 595228.9481 | 675251.4158 | 756616.7419 | 626.547 | 1263.1188 | 1841.7851 | 2338.5549 | 2991.2901 | 3785.106 | 4639.9318 | 5501.3856 | 6411.0989 | 7355.8039 | 626.547 | 636.5718 | 578.6663 | 496.7699 | 652.7351 | 793.816 | 854.8258 | 861.4537 | 909.7133 | 944.7051
Ind ¦ Boiler right sizing and load management | NEW | I_Other Manufacturing <0.5 million m3/year | Greater Toronto Area | Process - Boiler/Steam | Industrial | NA | End Use Consumption (m^3/year) | 25 | INF | INF | INF | INF | INF | INF | INF | INF | INF | INF | 0.35266 | 0.36513 | 0.37655 | 0.38712 | 0.39671 | 0.40459 | 0.41215 | 0.4204 | 0.42883 | 0.43741 | 0 | 0 | 0 | 0 | 0 | 0 | 0 | 0 | 0 | 0 | 0.35266 | 0.36513 | 0.37655 | 0.38712 | 0.39671 | 0.40459 | 0.41215 | 0.4204 | 0.42883 | 0.43741 | 70285.3635 | 141695.2928 | 214255.1609 | 287990.8649 | 362928.8369 | 439096.0556 | 516520.0573 | 595228.9481 | 675251.4158 | 756616.7419 | 70285.3635 | 141695.2928 | 214255.1609 | 287990.8649 | 362928.8369 | 439096.0556 | 516520.0573 | 595228.9481 | 675251.4158 | 756616.7419 | 52654.7295 | 106151.9346 | 161756.8138 | 219442.5156 | 279180.9959 | 340943.8106 | 404702.8234 | 470430.8286 | 538102.0855 | 607692.7686 | 52654.7295 | 53497.2051 | 55604.8791 | 57685.7018 | 59738.4804 | 61762.8146 | 63759.0129 | 65728.0052 | 67671.2569 | 69590.6831
Ind ¦ Condensing boiler ¦ New | NEW | I_Other Manufacturing <0.5 million m3/year | Greater Toronto Area | Process - Boiler/Steam | Industrial | NA | End Use Consumption (m^3/year) | 20 | 3.224 | 3.2793 | 3.3205 | 3.3502 | 3.368 | 3.3674 | 3.3624 | 3.3624 | 3.3625 | 3.3625 | 0.3098 | 0.32141 | 0.33195 | 0.34163 | 0.35031 | 0.35725 | 0.36386 | 0.37114 | 0.37856 | 0.38614 | 0.09609 | 0.098012 | 0.099972 | 0.10197 | 0.10401 | 0.10609 | 0.10821 | 0.11038 | 0.11258 | 0.11484 | 0.21371 | 0.2234 | 0.23198 | 0.23966 | 0.2463 | 0.25116 | 0.25564 | 0.26076 | 0.26598 | 0.2713 | 45518.1402 | 91764.5705 | 138755.7232 | 186508.3696 | 235039.6277 | 284366.9693 | 334508.2276 | 385481.6045 | 437305.6788 | 489999.4138 | 45518.1402 | 91764.5705 | 138755.7232 | 186508.3696 | 235039.6277 | 284366.9693 | 334508.2276 | 385481.6045 | 437305.6788 | 489999.4138 | 22895.9493 | 46158.2337 | 70160.9447 | 94767.3991 | 120564.9879 | 147445.159 | 175220.022 | 203763.1933 | 233144.8654 | 263326.0022 | 22895.9493 | 23262.2845 | 24002.711 | 24606.4544 | 25797.5888 | 26880.1711 | 27774.8629 | 28543.1713 | 29381.6721 | 30181.1369
Ind ¦ De-stratification fans ¦ New | NEW | I_Other Manufacturing <0.5 million m3/year | Greater Toronto Area | Space Heating/Ventilation | Industrial | NA | End Use Consumption (m^3/year) | 25 | 1.4153 | 1.437 | 1.4542 | 1.4672 | 1.4755 | 1.468 | 1.466 | 1.466 | 1.466 | 1.466 | 0.29918 | 0.30985 | 0.31983 | 0.32915 | 0.33764 | 0.34262 | 0.34902 | 0.356 | 0.36312 | 0.37037 | 0.2114 | 0.21563 | 0.21994 | 0.22434 | 0.22882 | 0.2334 | 0.23807 | 0.24283 | 0.24769 | 0.25264 | 0.087784 | 0.094223 | 0.099894 | 0.10482 | 0.10881 | 0.10922 | 0.11095 | 0.11317 | 0.11543 | 0.11773 | 51408.723 | 103639.9856 | 156712.3462 | 210644.7469 | 265456.5207 | 321167.4007 | 377797.5276 | 435367.4592 | 493898.1784 | 553411.1027 | 51408.723 | 103639.9856 | 156712.3462 | 210644.7469 | 265456.5207 | 321167.4007 | 377797.5276 | 435367.4592 | 493898.1784 | 553411.1027 | 2055.733 | 4144.3577 | 6153.8856 | 8000.2719 | 10215.4905 | 12732.7517 | 15397.6565 | 18105.3641 | 20935.5911 | 23862.6188 | 2055.733 | 2088.6247 | 2009.5279 | 1846.3863 | 2215.2186 | 2517.2611 | 2664.9049 | 2707.7076 | 2830.227 | 2927.0277
Ind ¦ Direct contact hot water heaters ¦ New | NEW | I_Other Manufacturing <0.5 million m3/year | Greater Toronto Area | Process - Boiler/Steam | Industrial | NA | End Use Consumption (m^3/year) | 20 | 11.6065 | 11.8055 | 11.9537 | 12.0609 | 12.1248 | 12.1227 | 12.1047 | 12.1048 | 12.1049 | 12.105 | 0.46469 | 0.48212 | 0.49793 | 0.51244 | 0.52546 | 0.53588 | 0.54579 | 0.5567 | 0.56785 | 0.57921 | 0.040038 | 0.040838 | 0.041655 | 0.042488 | 0.043338 | 0.044205 | 0.045089 | 0.045991 | 0.04691 | 0.047849 | 0.42466 | 0.44128 | 0.45628 | 0.46996 | 0.48212 | 0.49168 | 0.5007 | 0.51071 | 0.52094 | 0.53136 | 38556.5422 | 77729.9892 | 117534.2597 | 157983.5602 | 199092.3906 | 240875.5505 | 283348.1457 | 326525.5944 | 370423.6338 | 415058.327 | 38556.5422 | 77729.9892 | 117534.2597 | 157983.5602 | 199092.3906 | 240875.5505 | 283348.1457 | 326525.5944 | 370423.6338 | 415058.327 | 27057.0365 | 54546.9855 | 83240.0791 | 113072.0941 | 144056.27 | 176144.6938 | 209283.8562 | 243430.0393 | 278565.4087 | 314663.6837 | 27057.0365 | 27489.949 | 28693.0936 | 29832.015 | 30984.176 | 32088.4237 | 33139.1625 | 34146.183 | 35135.3694 | 36098.275
Ind ¦ Energy Management and Process Improvement ¦ New | NEW | I_Other Manufacturing <0.5 million m3/year | Greater Toronto Area | Cross Cutting/Behavioural | Industrial | NA | End Use Consumption (m^3/year) | 15 | 3.6479 | 3.7238 | 3.7802 | 3.8211 | 3.8455 | 3.8447 | 3.8378 | 3.8378 | 3.8379 | 3.8378 | 0.25535 | 0.26588 | 0.27531 | 0.28385 | 0.29137 | 0.29714 | 0.30254 | 0.30859 | 0.31477 | 0.32106 | 0.07 | 0.0714 | 0.072828 | 0.074285 | 0.07577 | 0.077286 | 0.078831 | 0.080408 | 0.082016 | 0.083656 | 0.18535 | 0.19448 | 0.20248 | 0.20956 | 0.2156 | 0.21985 | 0.22371 | 0.22818 | 0.23275 | 0.2374 | 635915.1933 | 1282005.0297 | 1938499.0745 | 2605631.6346 | 3283641.8581 | 3972773.8365 | 4673276.7089 | 5385404.7685 | 6109417.5712 | 6845580.0462 | 635915.1933 | 1282005.0297 | 1938499.0745 | 2605631.6346 | 3283641.8581 | 3972773.8365 | 4673276.7089 | 5385404.7685 | 6109417.5712 | 6845580.0462 | 376347.1154 | 758715.7846 | 1157165.4181 | 1570024.7813 | 2001229.4672 | 2449528.0953 | 2913033.2588 | 3390341.0702 | 3881721.9953 | 4386585.0586 | 376347.1154 | 382368.6692 | 398449.6335 | 412859.3632 | 431204.6858 | 448298.6282 | 463505.1635 | 477307.8114 | 491380.9251 | 504863.0633
Ind ¦ Exhaust gas heat recovery ¦ New | NEW | I_Other Manufacturing <0.5 million m3/year | Greater Toronto Area | Process Heat | Industrial | NA | End Use Consumption (m^3/year) | 15 | 5.3148 | 5.4254 | 5.5077 | 5.5672 | 5.6027 | 5.6015 | 5.5915 | 5.5916 | 5.5916 | 5.5916 | 0.44687 | 0.46529 | 0.48179 | 0.49674 | 0.5099 | 0.51999 | 0.52944 | 0.54003 | 0.55084 | 0.56185 | 0.084079 | 0.08576 | 0.087476 | 0.089225 | 0.09101 | 0.09283 | 0.094686 | 0.09658 | 0.098512 | 0.10048 | 0.36279 | 0.37953 | 0.39431 | 0.40751 | 0.41889 | 0.42716 | 0.43475 | 0.44345 | 0.45233 | 0.46137 | 349864.9204 | 705327.6795 | 1066514.5786 | 1433554.5274 | 1806579.0995 | 2185722.5879 | 2571122.063 | 2962917.4305 | 3361251.4918 | 3766270.0043 | 349864.9204 | 705327.6795 | 1066514.5786 | 1433554.5274 | 1806579.0995 | 2185722.5879 | 2571122.063 | 2962917.4305 | 3361251.4918 | 3766270.0043 | 229045.5237 | 461755.7757 | 704880.0188 | 957568.0744 | 1220919.919 | 1494307.507 | 1776882.416 | 2067990.5197 | 2367594.0198 | 2675371.2712 | 229045.5237 | 232710.2521 | 243124.243 | 252688.0556 | 263351.8446 | 273387.588 | 282574.909 | 291108.1036 | 299603.5001 | 307777.2514
Ind ¦ Feedwater Economizers ¦ New | NEW | I_Other Manufacturing <0.5 million m3/year | Greater Toronto Area | Process - Boiler/Steam | Industrial | NA | End Use Consumption (m^3/year) | 20 | 2.418 | 2.4595 | 2.4903 | 2.5127 | 2.526 | 2.5256 | 2.5218 | 2.5218 | 2.5219 | 2.5219 | 0.12392 | 0.12856 | 0.13278 | 0.13665 | 0.14012 | 0.1429 | 0.14554 | 0.14845 | 0.15143 | 0.15445 | 0.051248 | 0.052273 | 0.053318 | 0.054385 | 0.055473 | 0.056582 | 0.057714 | 0.058868 | 0.060045 | 0.061246 | 0.07267 | 0.076292 | 0.079463 | 0.082267 | 0.084651 | 0.086319 | 0.087829 | 0.089587 | 0.091381 | 0.093209 | 24097.8389 | 48581.2432 | 73458.9123 | 98739.7251 | 124432.7441 | 150547.2191 | 177092.5911 | 204078.4965 | 231514.7711 | 259411.4544 | 24097.8389 | 48581.2432 | 73458.9123 | 98739.7251 | 124432.7441 | 150547.2191 | 177092.5911 | 204078.4965 | 231514.7711 | 259411.4544 | 9196.0692 | 18539.2754 | 28176.0624 | 38009.8773 | 48471.5848 | 59489.2829 | 70916.6353 | 82650.4406 | 94748.178 | 107178.1115 | 9196.0692 | 9343.2063 | 9636.787 | 9833.8149 | 10461.7075 | 11017.6981 | 11427.3524 | 11733.8053 | 12097.7374 | 12429.9336
Ind ¦ High-efficiency burner ¦ New | NEW | I_Other Manufacturing <0.5 million m3/year | Greater Toronto Area | Process - Boiler/Steam | Industrial | NA | End Use Consumption (m^3/year) | 20 | 2.5792 | 2.6234 | 2.6564 | 2.6802 | 2.6944 | 2.6939 | 2.6899 | 2.6899 | 2.69 | 2.69 | 0.1549 | 0.16071 | 0.16598 | 0.17081 | 0.17515 | 0.17863 | 0.18193 | 0.18557 | 0.18928 | 0.19307 | 0.060056 | 0.061257 | 0.062483 | 0.063732 | 0.065007 | 0.066307 | 0.067633 | 0.068986 | 0.070366 | 0.071773 | 0.094842 | 0.099448 | 0.10349 | 0.10708 | 0.11015 | 0.11232 | 0.1143 | 0.11658 | 0.11892 | 0.1213 | 13655.442 | 27529.3712 | 41626.717 | 55952.5109 | 70511.8883 | 85310.0908 | 100352.4683 | 115644.4813 | 131191.7036 | 146999.8241 | 13655.442 | 27529.3712 | 41626.717 | 55952.5109 | 70511.8883 | 85310.0908 | 100352.4683 | 115644.4813 | 131191.7036 | 146999.8241 | 5627.7985 | 11345.6417 | 17207.8953 | 23171.5481 | 29466.6348 | 36059.5072 | 42878.7684 | 49875.0143 | 57080.7678 | 64482.3438 | 5627.7985 | 5717.8432 | 5862.2535 | 5963.6529 | 6295.0867 | 6592.8724 | 6819.2612 | 6996.2458 | 7205.7535 | 7401.5761
Ind ¦ High-efficiency burners ¦ New | NEW | I_Other Manufacturing <0.5 million m3/year | Greater Toronto Area | Process Heat | Industrial | NA | End Use Consumption (m^3/year) | 20 | 8.928 | 9.0812 | 9.1951 | 9.2776 | 9.3267 | 9.3252 | 9.3113 | 9.3113 | 9.3115 | 9.3115 | 0.61959 | 0.64282 | 0.66391 | 0.68326 | 0.70062 | 0.71451 | 0.72771 | 0.74227 | 0.75713 | 0.77227 | 0.069398 | 0.070786 | 0.072202 | 0.073646 | 0.075119 | 0.076621 | 0.078154 | 0.079717 | 0.081311 | 0.082938 | 0.55019 | 0.57204 | 0.59171 | 0.60961 | 0.6255 | 0.63789 | 0.64956 | 0.66256 | 0.67582 | 0.68934 | 119953.687 | 241826.633 | 365662.1412 | 491504.4094 | 619398.5484 | 749390.6016 | 881527.5645 | 1015857.4048 | 1152429.0829 | 1291292.5729 | 119953.687 | 241826.633 | 365662.1412 | 491504.4094 | 619398.5484 | 749390.6016 | 881527.5645 | 1015857.4048 | 1152429.0829 | 1291292.5729 | 82091.046 | 165495.5488 | 252364.5368 | 342519.0445 | 436112.1834 | 533007.7655 | 633035.2813 | 736060.0369 | 842055.0119 | 950947.9753 | 82091.046 | 83404.5028 | 86868.988 | 90154.5077 | 93593.1389 | 96895.5821 | 100027.5158 | 103024.7556 | 105994.975 | 108892.9633
Ind ¦ High-efficiency furnaces ¦ New | NEW | I_Other Manufacturing <0.5 million m3/year | Greater Toronto Area | Process Heat | Industrial | NA | End Use Consumption (m^3/year) | 20 | 3.8688 | 3.9352 | 3.9846 | 4.0203 | 4.0416 | 4.0409 | 4.0349 | 4.0349 | 4.035 | 4.035 | 0.61959 | 0.64282 | 0.66391 | 0.68326 | 0.70062 | 0.71451 | 0.72771 | 0.74227 | 0.75713 | 0.77227 | 0.16015 | 0.16335 | 0.16662 | 0.16995 | 0.17335 | 0.17682 | 0.18036 | 0.18396 | 0.18764 | 0.19139 | 0.45944 | 0.47947 | 0.49729 | 0.51331 | 0.52726 | 0.53769 | 0.54736 | 0.55831 | 0.56949 | 0.58088 | 228483.2133 | 460622.158 | 696499.3166 | 936198.875 | 1179806.7588 | 1427410.6697 | 1679100.1228 | 1934966.4853 | 2195103.015 | 2459604.9008 | 228483.2133 | 460622.158 | 696499.3166 | 936198.875 | 1179806.7588 | 1427410.6697 | 1679100.1228 | 1934966.4853 | 2195103.015 | 2459604.9008 | 127543.3307 | 257127.3546 | 391290.9932 | 529490.7674 | 673849.1414 | 823950.5216 | 979012.3708 | 1138475.3723 | 1302594.2006 | 1471178.9345 | 127543.3307 | 129584.0239 | 134163.6386 | 138199.7742 | 144358.3741 | 150101.3802 | 155061.8492 | 159463.0016 | 164118.8282 | 168584.7339
Ind ¦ High-efficiency ovens & dryers ¦ New | NEW | I_Other Manufacturing <0.5 million m3/year | Greater Toronto Area | Process Heat | Industrial | NA | End Use Consumption (m^3/year) | 20 | 3.3161 | 3.373 | 3.4153 | 3.446 | 3.4642 | 3.4636 | 3.4585 | 3.4585 | 3.4586 | 3.4586 | 0.37176 | 0.38569 | 0.39834 | 0.40996 | 0.42037 | 0.4287 | 0.43663 | 0.44536 | 0.45428 | 0.46336 | 0.11211 | 0.11435 | 0.11663 | 0.11897 | 0.12135 | 0.12377 | 0.12625 | 0.12877 | 0.13135 | 0.13398 | 0.25965 | 0.27135 | 0.28171 | 0.29099 | 0.29902 | 0.30493 | 0.31038 | 0.31659 | 0.32293 | 0.32939 | 239907.374 | 483653.2659 | 731324.2824 | 983008.8188 | 1238797.0968 | 1498781.2032 | 1763055.1289 | 2031714.8095 | 2304858.1658 | 2582585.1458 | 239907.374 | 483653.2659 | 731324.2824 | 983008.8188 | 1238797.0968 | 1498781.2032 | 1763055.1289 | 2031714.8095 | 2304858.1658 | 2582585.1458 | 122882.6836 | 247731.4901 | 377366.9359 | 511042.0114 | 651381.7056 | 797828.8656 | 949366.5693 | 1105262.3474 | 1265815.5269 | 1430766.7017 | 122882.6836 | 124848.8065 | 129635.4458 | 133675.0755 | 140339.6942 | 146447.16 | 151537.7037 | 155895.7781 | 160553.1796 | 164951.1748
Ind ¦ Insulation ¦ New | NEW | I_Other Manufacturing <0.5 million m3/year | Greater Toronto Area | Process - Boiler/Steam | Industrial | NA | End Use Consumption (m^3/year) | 15 | 5.3148 | 5.4254 | 5.5077 | 5.5672 | 5.6027 | 5.6015 | 5.5915 | 5.5916 | 5.5916 | 5.5916 | 0.12768 | 0.13294 | 0.13765 | 0.14192 | 0.14569 | 0.14857 | 0.15127 | 0.1543 | 0.15738 | 0.16053 | 0.024023 | 0.024503 | 0.024993 | 0.025493 | 0.026003 | 0.026523 | 0.027053 | 0.027594 | 0.028146 | 0.028709 | 0.10365 | 0.10844 | 0.11266 | 0.11643 | 0.11968 | 0.12205 | 0.12422 | 0.1267 | 0.12924 | 0.13182 | 34807.9895 | 70172.9069 | 106107.3178 | 142624.0474 | 179736.1859 | 217457.0942 | 255800.4093 | 294780.0505 | 334410.2249 | 374705.4341 | 34807.9895 | 70172.9069 | 106107.3178 | 142624.0474 | 179736.1859 | 217457.0942 | 255800.4093 | 294780.0505 | 334410.2249 | 374705.4341 | 22787.6924 | 45939.9879 | 70139.5423 | 95299.2529 | 121526.533 | 148757.1031 | 176905.005 | 205903.8881 | 235749.0297 | 266407.6313 | 22787.6924 | 23152.2955 | 24199.5544 | 25159.7106 | 26227.2801 | 27230.5701 | 28147.9019 | 28998.8831 | 29845.1416 | 30658.6015
Ind ¦ Radiant heaters ¦ New | NEW | I_Other Manufacturing <0.5 million m3/year | Greater Toronto Area | Space Heating/Ventilation | Industrial | NA | End Use Consumption (m^3/year) | 20 | 1.4656 | 1.4912 | 1.5115 | 1.5269 | 1.5367 | 1.5277 | 1.5255 | 1.5255 | 1.5255 | 1.5255 | 0.98582 | 1.0231 | 1.0578 | 1.0899 | 1.1188 | 1.1346 | 1.1555 | 1.1787 | 1.2022 | 1.2263 | 0.67263 | 0.68608 | 0.69981 | 0.7138 | 0.72808 | 0.74264 | 0.75749 | 0.77264 | 0.78809 | 0.80386 | 0.31319 | 0.33701 | 0.35795 | 0.37608 | 0.39073 | 0.39191 | 0.39804 | 0.40601 | 0.41413 | 0.42239 | 81932.6523 | 165176.227 | 249760.3018 | 335715.0653 | 423071.3299 | 511860.5448 | 602114.8097 | 693866.8881 | 787150.2218 | 881998.9449 | 81932.6523 | 165176.227 | 249760.3018 | 335715.0653 | 423071.3299 | 511860.5448 | 602114.8097 | 693866.8881 | 787150.2218 | 881998.9449 | 7537.4231 | 15195.445 | 22805.0666 | 30187.9232 | 38463.2664 | 47506.2691 | 57035.5879 | 66736.5649 | 76848.426 | 87294.067 | 7537.4231 | 7658.0219 | 7609.6216 | 7382.8566 | 8275.3432 | 9043.0027 | 9529.3188 | 9700.9769 | 10111.8612 | 10445.641
Ind ¦ Ventilation heat recovery ¦ New | NEW | I_Other Manufacturing <0.5 million m3/year | Greater Toronto Area | Space Heating/Ventilation | Industrial | NA | End Use Consumption (m^3/year) | 20 | 4.3968 | 4.4736 | 4.5345 | 4.5806 | 4.61 | 4.5832 | 4.5764 | 4.5765 | 4.5764 | 4.5764 | 0.49291 | 0.51155 | 0.52888 | 0.54494 | 0.5594 | 0.56728 | 0.57777 | 0.58933 | 0.60111 | 0.61313 | 0.11211 | 0.11435 | 0.11663 | 0.11897 | 0.12135 | 0.12377 | 0.12625 | 0.12877 | 0.13135 | 0.13398 | 0.3808 | 0.3972 | 0.41225 | 0.42598 | 0.43806 | 0.4435 | 0.45152 | 0.46055 | 0.46976 | 0.47915 | 83639.5825 | 168617.3984 | 254963.6414 | 342709.1292 | 431885.316 | 522524.3062 | 614658.8682 | 708322.4482 | 803549.1848 | 900373.9229 | 83639.5825 | 168617.3984 | 254963.6414 | 342709.1292 | 431885.316 | 522524.3062 | 614658.8682 | 708322.4482 | 803549.1848 | 900373.9229 | 48228.3372 | 97228.3278 | 148102.2909 | 200637.0775 | 255531.0203 | 312623.6079 | 371631.3544 | 432348.4968 | 494848.7514 | 559055.9215 | 48228.3372 | 48999.9906 | 50873.9631 | 52534.7866 | 54893.9429 | 57092.5875 | 59007.7465 | 60717.1423 | 62500.2546 | 64207.1702
Ind ¦ Ventilation optimization ¦ New | NEW | I_Other Manufacturing <0.5 million m3/year | Greater Toronto Area | Space Heating/Ventilation | Industrial | NA | End Use Consumption (m^3/year) | 15 | 2.256 | 2.3037 | 2.3416 | 2.3703 | 2.3886 | 2.3719 | 2.3677 | 2.3677 | 2.3677 | 2.3677 | 0.54194 | 0.56449 | 0.58524 | 0.60426 | 0.62109 | 0.62909 | 0.64054 | 0.65336 | 0.66642 | 0.67974 | 0.24023 | 0.24503 | 0.24993 | 0.25493 | 0.26003 | 0.26523 | 0.27053 | 0.27594 | 0.28146 | 0.28709 | 0.30171 | 0.31946 | 0.33531 | 0.34933 | 0.36107 | 0.36387 | 0.37 | 0.37741 | 0.38496 | 0.39265 | 96391.3556 | 194324.9729 | 293835.6492 | 394958.9004 | 497730.9764 | 602188.8763 | 708370.3643 | 816313.986 | 926059.0845 | 1037645.8175 | 96391.3556 | 194324.9729 | 293835.6492 | 394958.9004 | 497730.9764 | 602188.8763 | 708370.3643 | 816313.986 | 926059.0845 | 1037645.8175 | 39725.6363 | 80086.8827 | 121582.1027 | 163885.2086 | 208612.3301 | 255512.5366 | 304067.0412 | 353913.8044 | 405275.2985 | 458045.7655 | 39725.6363 | 40361.2464 | 41495.22 | 42303.1059 | 44727.1215 | 46900.2066 | 48554.5046 | 49846.7633 | 51361.4941 | 52770.467
Ind ¦ Warehouse loading dock seals ¦ New | NEW | I_Other Manufacturing <0.5 million m3/year | Greater Toronto Area | Space Heating/Ventilation | Industrial | NA | End Use Consumption (m^3/year) | 10 | 0.65563 | 0.67466 | 0.68975 | 0.70118 | 0.70846 | 0.70181 | 0.70013 | 0.70014 | 0.70014 | 0.70012 | 0.098874 | 0.10378 | 0.10822 | 0.11222 | 0.11565 | 0.11685 | 0.11891 | 0.12129 | 0.12371 | 0.12618 | 0.15081 | 0.15382 | 0.1569 | 0.16004 | 0.16324 | 0.1665 | 0.16983 | 0.17323 | 0.1767 | 0.18023 | -0.051935 | -0.050045 | -0.048679 | -0.047824 | -0.047591 | -0.04965 | -0.050928 | -0.051945 | -0.052985 | -0.054047 | 30456.9908 | 61401.2935 | 92843.903 | 124796.0414 | 157269.1627 | 190274.9574 | 223825.3582 | 257932.5442 | 292608.9468 | 327867.2548 | 0 | 0 | 0 | 0 | 0 | 0 | 0 | 0 | 0 | 0 | 0 | 0 | 0 | 0 | 0 | 0 | 0 | 0 | 0 | 0 | 0 | 0 | 0 | 0 | 0 | 0 | 0 | 0 | 0 | 0
Ind ¦ Advanced boiler controls including air/fuel mix control | RET | I_Other Manufacturing <0.5 million m3/year | Greater Toronto Area | Process - Boiler/Steam | Industrial | NA | End Use Consumption (m^3/year) | 15 | 4.1594 | 4.246 | 4.3104 | 4.357 | 4.3847 | 4.3838 | 4.376 | 4.376 | 4.3761 | 4.376 | 0.12768 | 0.13294 | 0.13765 | 0.14192 | 0.14569 | 0.14857 | 0.15127 | 0.1543 | 0.15738 | 0.16053 | 0.030695 | 0.031309 | 0.031936 | 0.032574 | 0.033226 | 0.03389 | 0.034568 | 0.035259 | 0.035965 | 0.036684 | 0.09698 | 0.10163 | 0.10572 | 0.10935 | 0.11246 | 0.11468 | 0.1167 | 0.11904 | 0.12142 | 0.12384 | 1129702.0536 | 1124053.5433 | 1118433.2756 | 1112841.1092 | 1107276.9037 | 1101740.5192 | 1096231.8166 | 1090750.6575 | 1085296.9042 | 1079870.4197 | 1129702.0536 | 1124053.5433 | 1118433.2756 | 1112841.1092 | 1107276.9037 | 1101740.5192 | 1096231.8166 | 1090750.6575 | 1085296.9042 | 1079870.4197 | 47552.9282 | 96179.303 | 145520.1066 | 195704.3371 | 246337.9283 | 296941.8441 | 347078.3939 | 396460.1749 | 444735.1202 | 491635.7151 | 47552.9282 | 48626.3748 | 49340.8036 | 50184.2305 | 50633.5912 | 50603.9158 | 50136.5498 | 49381.7809 | 48274.9453 | 46900.5949
Ind ¦ Advanced heating and process control | RET | I_Other Manufacturing <0.5 million m3/year | Greater Toronto Area | Process Heat | Industrial | NA | End Use Consumption (m^3/year) | 15 | 5.3148 | 5.4254 | 5.5077 | 5.5672 | 5.6027 | 5.6015 | 5.5915 | 5.5916 | 5.5916 | 5.5916 | 0.31919 | 0.33235 | 0.34413 | 0.35481 | 0.36422 | 0.37142 | 0.37817 | 0.38574 | 0.39346 | 0.40132 | 0.060056 | 0.061257 | 0.062483 | 0.063732 | 0.065007 | 0.066307 | 0.067633 | 0.068986 | 0.070366 | 0.071773 | 0.25913 | 0.27109 | 0.28165 | 0.29108 | 0.29921 | 0.30511 | 0.31054 | 0.31675 | 0.32309 | 0.32955 | 7650892.2149 | 7612637.7538 | 7574574.565 | 7536701.6922 | 7499018.1838 | 7461523.0928 | 7424215.4774 | 7387094.4 | 7350158.928 | 7313408.1333 | 7650892.2149 | 7612637.7538 | 7574574.565 | 7536701.6922 | 7499018.1838 | 7461523.0928 | 7424215.4774 | 7387094.4 | 7350158.928 | 7313408.1333 | 342010.0995 | 692641.8757 | 1049187.1066 | 1411309.1644 | 1775962.6875 | 2139635.778 | 2499033.6786 | 2851670.7761 | 3194821.3732 | 3526305.1332 | 342010.0995 | 350631.7762 | 356545.2309 | 362122.0578 | 364653.5231 | 363673.0905 | 359397.9006 | 352637.0976 | 343150.597 | 331483.7601
Ind ¦ Air compressor heat recovery | RET | I_Other Manufacturing <0.5 million m3/year | Greater Toronto Area | Space Heating/Ventilation | Industrial | NA | End Use Consumption (m^3/year) | 25 | 2.502 | 2.5404 | 2.5708 | 2.5939 | 2.6085 | 2.5951 | 2.5917 | 2.5918 | 2.5917 | 2.5917 | 0.78535 | 0.81335 | 0.83956 | 0.86403 | 0.8863 | 0.89938 | 0.91617 | 0.9345 | 0.95318 | 0.97223 | 0.31389 | 0.32017 | 0.32658 | 0.33311 | 0.33977 | 0.34656 | 0.3535 | 0.36057 | 0.36778 | 0.37513 | 0.47146 | 0.49318 | 0.51299 | 0.53092 | 0.54653 | 0.55281 | 0.56267 | 0.57393 | 0.58541 | 0.5971 | 3485937.7654 | 3468508.0766 | 3451165.5362 | 3433909.7085 | 3416740.16 | 3399656.4592 | 3382658.1769 | 3365744.886 | 3348916.1616 | 3332171.5808 | 3485937.7654 | 3468508.0766 | 3451165.5362 | 3433909.7085 | 3416740.16 | 3399656.4592 | 3382658.1769 | 3365744.886 | 3348916.1616 | 3332171.5808 | 71652.2712 | 142576.2037 | 212028.8671 | 284316.0015 | 358724.1385 | 433884.8487 | 508871.5364 | 584165.3454 | 659447.9547 | 735008.481 | 71652.2712 | 70923.9325 | 69452.6634 | 72287.1344 | 74408.1371 | 75160.7101 | 74986.6877 | 75293.8091 | 75282.6093 | 75560.5263
Ind ¦ Air curtains | RET | I_Other Manufacturing <0.5 million m3/year | Greater Toronto Area | Space Heating/Ventilation | Industrial | NA | End Use Consumption (m^3/year) | 15 | 0.92289 | 0.94244 | 0.95793 | 0.96967 | 0.97714 | 0.97032 | 0.9686 | 0.96861 | 0.96861 | 0.96859 | 0.13548 | 0.14112 | 0.14631 | 0.15106 | 0.15527 | 0.15727 | 0.16013 | 0.16334 | 0.16661 | 0.16993 | 0.1468 | 0.14974 | 0.15274 | 0.15579 | 0.15891 | 0.16208 | 0.16533 | 0.16863 | 0.172 | 0.17544 | -0.01132 | -0.0086192 | -0.0064252 | -0.0047254 | -0.0036321 | -0.0048103 | -0.0051917 | -0.0052929 | -0.0053996 | -0.0055101 | 2074962.9556 | 2064588.1408 | 2054265.2001 | 2043993.8741 | 2033773.9047 | 2023605.0352 | 2013487.01 | 2003419.575 | 1993402.4771 | 1983435.4647 | 0 | 0 | 0 | 0 | 0 | 0 | 0 | 0 | 0 | 0 | 0 | 0 | 0 | 0 | 0 | 0 | 0 | 0 | 0 | 0 | 0 | 0 | 0 | 0 | 0 | 0 | 0 | 0 | 0 | 0
Ind ¦ Automated temperature control | RET | I_Other Manufacturing <0.5 million m3/year | Greater Toronto Area | Space Heating/Ventilation | Industrial | NA | End Use Consumption (m^3/year) | 25 | 1.1676 | 1.1855 | 1.1997 | 1.2105 | 1.2173 | 1.2111 | 1.2095 | 1.2095 | 1.2095 | 1.2095 | 0.26178 | 0.27112 | 0.27985 | 0.28801 | 0.29543 | 0.29979 | 0.30539 | 0.3115 | 0.31773 | 0.32408 | 0.22421 | 0.22869 | 0.23327 | 0.23793 | 0.24269 | 0.24755 | 0.2525 | 0.25755 | 0.2627 | 0.26795 | 0.037574 | 0.042423 | 0.046585 | 0.050076 | 0.052741 | 0.052247 | 0.052892 | 0.053952 | 0.055029 | 0.056126 | 2689766.7943 | 2676317.9603 | 2662936.3705 | 2649621.6887 | 2636373.5802 | 2623191.7123 | 2610075.7538 | 2597025.375 | 2584040.2481 | 2571120.0469 | 2689766.7943 | 2676317.9603 | 2662936.3705 | 2649621.6887 | 2636373.5802 | 2623191.7123 | 2610075.7538 | 2597025.375 | 2584040.2481 | 2571120.0469 | 1637.2268 | 3062.7592 | 4237.58 | 5722.3989 | 7462.5935 | 9271.4988 | 11033.6507 | 12834.6642 | 14646.7901 | 16527.298 | 1637.2268 | 1425.5324 | 1174.8208 | 1484.819 | 1740.1945 | 1808.9054 | 1762.1519 | 1801.0135 | 1812.1259 | 1880.5079
Ind ¦ Condensing boiler | RET | I_Other Manufacturing <0.5 million m3/year | Greater Toronto Area | Process - Boiler/Steam | Industrial | NA | End Use Consumption (m^3/year) | 20 | 3.224 | 3.2793 | 3.3205 | 3.3502 | 3.368 | 3.3674 | 3.3624 | 3.3624 | 3.3625 | 3.3625 | 0.3098 | 0.32141 | 0.33195 | 0.34163 | 0.35031 | 0.35725 | 0.36386 | 0.37114 | 0.37856 | 0.38614 | 0.09609 | 0.098012 | 0.099972 | 0.10197 | 0.10401 | 0.10609 | 0.10821 | 0.11038 | 0.11258 | 0.11484 | 0.21371 | 0.2234 | 0.23198 | 0.23966 | 0.2463 | 0.25116 | 0.25564 | 0.26076 | 0.26598 | 0.2713 | 1741944.2096 | 1733234.4886 | 1724568.3161 | 1715945.4746 | 1707365.7472 | 1698828.9185 | 1690334.7739 | 1681883.1 | 1673473.6845 | 1665106.3161 | 1741944.2096 | 1733234.4886 | 1724568.3161 | 1715945.4746 | 1707365.7472 | 1698828.9185 | 1690334.7739 | 1681883.1 | 1673473.6845 | 1665106.3161 | 59829.2867 | 120401.2524 | 181215.2719 | 243515.4686 | 306803.8542 | 370384.2725 | 433709.682 | 496671.8675 | 558918.3317 | 620291.8501 | 59829.2867 | 60571.9657 | 60814.0196 | 62300.1967 | 63288.3856 | 63580.4183 | 63325.4095 | 62962.1855 | 62246.4642 | 61373.5184
Ind ¦ De-stratification fans | RET | I_Other Manufacturing <0.5 million m3/year | Greater Toronto Area | Space Heating/Ventilation | Industrial | NA | End Use Consumption (m^3/year) | 25 | 1.4153 | 1.437 | 1.4542 | 1.4672 | 1.4755 | 1.468 | 1.466 | 1.466 | 1.466 | 1.466 | 0.29918 | 0.30985 | 0.31983 | 0.32915 | 0.33764 | 0.34262 | 0.34902 | 0.356 | 0.36312 | 0.37037 | 0.2114 | 0.21563 | 0.21994 | 0.22434 | 0.22882 | 0.2334 | 0.23807 | 0.24283 | 0.24769 | 0.25264 | 0.087784 | 0.094223 | 0.099894 | 0.10482 | 0.10881 | 0.10922 | 0.11095 | 0.11317 | 0.11543 | 0.11773 | 1967372.2838 | 1957535.4224 | 1947747.7453 | 1938009.0066 | 1928318.9615 | 1918677.3667 | 1909083.9799 | 1899538.56 | 1890040.8672 | 1880590.6629 | 1967372.2838 | 1957535.4224 | 1947747.7453 | 1938009.0066 | 1928318.9615 | 1918677.3667 | 1909083.9799 | 1899538.56 | 1890040.8672 | 1880590.6629 | 5371.8252 | 10334.4969 | 14721.4413 | 19793.6317 | 25359.0275 | 31057.5269 | 36665.0907 | 42347.959 | 48052.2283 | 53889.8319 | 5371.8252 | 4962.6717 | 4386.9444 | 5072.1904 | 5565.3958 | 5698.4994 | 5607.5637 | 5682.8684 | 5704.2692 | 5837.6036
Ind ¦ Direct contact hot water heaters | RET | I_Other Manufacturing <0.5 million m3/year | Greater Toronto Area | Process - Boiler/Steam | Industrial | NA | End Use Consumption (m^3/year) | 20 | 11.6065 | 11.8055 | 11.9537 | 12.0609 | 12.1248 | 12.1227 | 12.1047 | 12.1048 | 12.1049 | 12.105 | 0.46469 | 0.48212 | 0.49793 | 0.51244 | 0.52546 | 0.53588 | 0.54579 | 0.5567 | 0.56785 | 0.57921 | 0.040038 | 0.040838 | 0.041655 | 0.042488 | 0.043338 | 0.044205 | 0.045089 | 0.045991 | 0.04691 | 0.047849 | 0.42466 | 0.44128 | 0.45628 | 0.46996 | 0.48212 | 0.49168 | 0.5007 | 0.51071 | 0.52094 | 0.53136 | 1475529.2129 | 1468151.5668 | 1460810.809 | 1453506.7549 | 1446239.2212 | 1439008.025 | 1431812.9849 | 1424653.92 | 1417530.6504 | 1410442.9971 | 1475529.2129 | 1468151.5668 | 1460810.809 | 1453506.7549 | 1446239.2212 | 1439008.025 | 1431812.9849 | 1424653.92 | 1417530.6504 | 1410442.9971 | 70702.6021 | 143450.0111 | 217657.8191 | 292853.2709 | 368354.3314 | 443432.8584 | 517379.0281 | 589560.1083 | 659367.7226 | 726285.1754 | 70702.6021 | 72747.409 | 74207.808 | 75195.4518 | 75501.0605 | 75078.5271 | 73946.1697 | 72181.0803 | 69807.6143 | 66917.4527
Ind ¦ Energy Management and Process Improvement | RET | I_Other Manufacturing <0.5 million m3/year | Greater Toronto Area | Cross Cutting/Behavioural | Industrial | NA | End Use Consumption (m^3/year) | 15 | 3.6479 | 3.7238 | 3.7802 | 3.8211 | 3.8455 | 3.8447 | 3.8378 | 3.8378 | 3.8379 | 3.8378 | 0.25535 | 0.26588 | 0.27531 | 0.28385 | 0.29137 | 0.29714 | 0.30254 | 0.30859 | 0.31477 | 0.32106 | 0.07 | 0.0714 | 0.072828 | 0.074285 | 0.07577 | 0.077286 | 0.078831 | 0.080408 | 0.082016 | 0.083656 | 0.18535 | 0.19448 | 0.20248 | 0.20956 | 0.2156 | 0.21985 | 0.22371 | 0.22818 | 0.23275 | 0.2374 | 24335985.2817 | 24214305.3553 | 24093233.8285 | 23972767.6594 | 23852903.8211 | 23733639.302 | 23614971.1055 | 23496896.25 | 23379411.7687 | 23262514.7099 | 24335985.2817 | 24214305.3553 | 24093233.8285 | 23972767.6594 | 23852903.8211 | 23733639.302 | 23614971.1055 | 23496896.25 | 23379411.7687 | 23262514.7099 | 983430.7022 | 1987316.7329 | 3004269.4024 | 4039738.0055 | 5085761.6067 | 6132475.9769 | 7171046.8495 | 8196324.5736 | 9201388.8328 | 10181230.8661 | 983430.7022 | 1003886.0308 | 1016952.6695 | 1035468.6031 | 1046023.6012 | 1046714.3702 | 1038570.8726 | 1025277.7241 | 1005064.2591 | 979842.0333
Ind ¦ Exhaust gas heat recovery | RET | I_Other Manufacturing <0.5 million m3/year | Greater Toronto Area | Process Heat | Industrial | NA | End Use Consumption (m^3/year) | 15 | 5.3148 | 5.4254 | 5.5077 | 5.5672 | 5.6027 | 5.6015 | 5.5915 | 5.5916 | 5.5916 | 5.5916 | 0.44687 | 0.46529 | 0.48179 | 0.49674 | 0.5099 | 0.51999 | 0.52944 | 0.54003 | 0.55084 | 0.56185 | 0.084079 | 0.08576 | 0.087476 | 0.089225 | 0.09101 | 0.09283 | 0.094686 | 0.09658 | 0.098512 | 0.10048 | 0.36279 | 0.37953 | 0.39431 | 0.40751 | 0.41889 | 0.42716 | 0.43475 | 0.44345 | 0.45233 | 0.46137 | 13389061.3761 | 13322116.0692 | 13255505.4888 | 13189227.9614 | 13123281.8216 | 13057665.4125 | 12992377.0854 | 12927415.2 | 12862778.124 | 12798464.2334 | 13389061.3761 | 13322116.0692 | 13255505.4888 | 13189227.9614 | 13123281.8216 | 13057665.4125 | 12992377.0854 | 12927415.2 | 12862778.124 | 12798464.2334 | 598517.6741 | 1212123.2824 | 1836077.4365 | 2469791.0377 | 3107934.7031 | 3744362.6115 | 4373308.9375 | 4990423.8583 | 5590937.4031 | 6171033.9832 | 598517.6741 | 613605.6083 | 623954.1541 | 633713.6012 | 638143.6654 | 636427.9084 | 628946.3261 | 617114.9207 | 600513.5448 | 580096.5801
Ind ¦ Feedwater Economizers | RET | I_Other Manufacturing <0.5 million m3/year | Greater Toronto Area | Process - Boiler/Steam | Industrial | NA | End Use Consumption (m^3/year) | 20 | 2.418 | 2.4595 | 2.4903 | 2.5127 | 2.526 | 2.5256 | 2.5218 | 2.5218 | 2.5219 | 2.5219 | 0.12392 | 0.12856 | 0.13278 | 0.13665 | 0.14012 | 0.1429 | 0.14554 | 0.14845 | 0.15143 | 0.15445 | 0.051248 | 0.052273 | 0.053318 | 0.054385 | 0.055473 | 0.056582 | 0.057714 | 0.058868 | 0.060045 | 0.061246 | 0.07267 | 0.076292 | 0.079463 | 0.082267 | 0.084651 | 0.086319 | 0.087829 | 0.089587 | 0.091381 | 0.093209 | 922205.758 | 917594.7293 | 913006.7556 | 908441.7218 | 903899.5132 | 899380.0157 | 894883.1156 | 890408.7 | 885956.6565 | 881526.8732 | 922205.758 | 917594.7293 | 913006.7556 | 908441.7218 | 903899.5132 | 899380.0157 | 894883.1156 | 890408.7 | 885956.6565 | 881526.8732 | 24030.2008 | 48044.2687 | 71825.8809 | 96401.0183 | 121564.0498 | 146942.7852 | 172271.573 | 197631.7602 | 222907.2861 | 248131.6709 | 24030.2008 | 24014.0679 | 23781.6122 | 24575.1375 | 25163.0314 | 25378.7354 | 25328.7878 | 25360.1872 | 25275.5259 | 25224.3848
Ind ¦ High-efficiency burner | RET | I_Other Manufacturing <0.5 million m3/year | Greater Toronto Area | Process - Boiler/Steam | Industrial | NA | End Use Consumption (m^3/year) | 20 | 2.5792 | 2.6234 | 2.6564 | 2.6802 | 2.6944 | 2.6939 | 2.6899 | 2.6899 | 2.69 | 2.69 | 0.1549 | 0.16071 | 0.16598 | 0.17081 | 0.17515 | 0.17863 | 0.18193 | 0.18557 | 0.18928 | 0.19307 | 0.060056 | 0.061257 | 0.062483 | 0.063732 | 0.065007 | 0.066307 | 0.067633 | 0.068986 | 0.070366 | 0.071773 | 0.094842 | 0.099448 | 0.10349 | 0.10708 | 0.11015 | 0.11232 | 0.1143 | 0.11658 | 0.11892 | 0.1213 | 522583.2629 | 519970.3466 | 517370.4948 | 514783.6424 | 512209.7242 | 509648.6755 | 507100.4322 | 504564.93 | 502042.1053 | 499531.8948 | 522583.2629 | 519970.3466 | 517370.4948 | 514783.6424 | 512209.7242 | 509648.6755 | 507100.4322 | 504564.93 | 502042.1053 | 499531.8948 | 14705.9711 | 29455.0587 | 44120.7672 | 59235.4285 | 74678.0663 | 90240.0566 | 105768.4738 | 121293.3443 | 136740.6837 | 152115.4925 | 14705.9711 | 14749.0876 | 14665.7085 | 15114.6613 | 15442.6379 | 15561.9903 | 15528.4172 | 15524.8705 | 15447.3393 | 15374.8088
Ind ¦ High-efficiency burners | RET | I_Other Manufacturing <0.5 million m3/year | Greater Toronto Area | Process Heat | Industrial | NA | End Use Consumption (m^3/year) | 20 | 8.928 | 9.0812 | 9.1951 | 9.2776 | 9.3267 | 9.3252 | 9.3113 | 9.3113 | 9.3115 | 9.3115 | 0.61959 | 0.64282 | 0.66391 | 0.68326 | 0.70062 | 0.71451 | 0.72771 | 0.74227 | 0.75713 | 0.77227 | 0.069398 | 0.070786 | 0.072202 | 0.073646 | 0.075119 | 0.076621 | 0.078154 | 0.079717 | 0.081311 | 0.082938 | 0.55019 | 0.57204 | 0.59171 | 0.60961 | 0.6255 | 0.63789 | 0.64956 | 0.66256 | 0.67582 | 0.68934 | 4590535.3289 | 4567582.6523 | 4544744.739 | 4522021.0153 | 4499410.9103 | 4476913.8557 | 4454529.2864 | 4432256.64 | 4410095.3568 | 4388044.88 | 4590535.3289 | 4567582.6523 | 4544744.739 | 4522021.0153 | 4499410.9103 | 4476913.8557 | 4454529.2864 | 4432256.64 | 4410095.3568 | 4388044.88 | 214511.6881 | 434990.7916 | 659714.825 | 887571.1465 | 1116567.2953 | 1344535.0446 | 1569377.0605 | 1789286.5841 | 2002470.2515 | 2207417.1275 | 214511.6881 | 220479.1035 | 224724.0334 | 227856.3215 | 228996.1488 | 227967.7493 | 224842.0159 | 219909.5237 | 213183.6673 | 204946.8761
Ind ¦ High-efficiency furnaces | RET | I_Other Manufacturing <0.5 million m3/year | Greater Toronto Area | Process Heat | Industrial | NA | End Use Consumption (m^3/year) | 20 | 3.8688 | 3.9352 | 3.9846 | 4.0203 | 4.0416 | 4.0409 | 4.0349 | 4.0349 | 4.035 | 4.035 | 0.61959 | 0.64282 | 0.66391 | 0.68326 | 0.70062 | 0.71451 | 0.72771 | 0.74227 | 0.75713 | 0.77227 | 0.16015 | 0.16335 | 0.16662 | 0.16995 | 0.17335 | 0.17682 | 0.18036 | 0.18396 | 0.18764 | 0.19139 | 0.45944 | 0.47947 | 0.49729 | 0.51331 | 0.52726 | 0.53769 | 0.54736 | 0.55831 | 0.56949 | 0.58088 | 8743876.817 | 8700157.4329 | 8656656.6458 | 8613373.3625 | 8570306.4957 | 8527454.9632 | 8484817.6884 | 8442393.6 | 8400181.632 | 8358180.7238 | 8743876.817 | 8700157.4329 | 8656656.6458 | 8613373.3625 | 8570306.4957 | 8527454.9632 | 8484817.6884 | 8442393.6 | 8400181.632 | 8358180.7238 | 333282.8182 | 672330.6997 | 1014618.4913 | 1363966.9972 | 1717748.0801 | 2072362.1565 | 2424736.4636 | 2773620.4713 | 3116800.4586 | 3452920.9091 | 333282.8182 | 339047.8815 | 342287.7917 | 349348.5058 | 353781.0829 | 354614.0764 | 352374.3071 | 348884.0077 | 343179.9873 | 336120.4505
Ind ¦ High-efficiency ovens & dryers | RET | I_Other Manufacturing <0.5 million m3/year | Greater Toronto Area | Process Heat | Industrial | NA | End Use Consumption (m^3/year) | 20 | 3.3161 | 3.373 | 3.4153 | 3.446 | 3.4642 | 3.4636 | 3.4585 | 3.4585 | 3.4586 | 3.4586 | 0.37176 | 0.38569 | 0.39834 | 0.40996 | 0.42037 | 0.4287 | 0.43663 | 0.44536 | 0.45428 | 0.46336 | 0.11211 | 0.11435 | 0.11663 | 0.11897 | 0.12135 | 0.12377 | 0.12625 | 0.12877 | 0.13135 | 0.13398 | 0.25965 | 0.27135 | 0.28171 | 0.29099 | 0.29902 | 0.30493 | 0.31038 | 0.31659 | 0.32293 | 0.32939 | 9181070.6579 | 9135165.3046 | 9089489.4781 | 9044042.0307 | 8998821.8205 | 8953827.7114 | 8909058.5728 | 8864513.28 | 8820190.7136 | 8776089.76 | 9181070.6579 | 9135165.3046 | 9089489.4781 | 9044042.0307 | 8998821.8205 | 8953827.7114 | 8909058.5728 | 8864513.28 | 8820190.7136 | 8776089.76 | 321104.1054 | 646549.9474 | 973927.8342 | 1308777.5912 | 1648667.4512 | 1990004.0858 | 2329854.9259 | 2667533.1101 | 3001108.5573 | 3329657.0983 | 321104.1054 | 325445.842 | 327377.8869 | 334849.757 | 339889.8599 | 341336.6346 | 339850.8401 | 337678.1842 | 333575.4471 | 328548.541
Ind ¦ Insulation | RET | I_Other Manufacturing <0.5 million m3/year | Greater Toronto Area | Process - Boiler/Steam | Industrial | NA | End Use Consumption (m^3/year) | 15 | 5.3148 | 5.4254 | 5.5077 | 5.5672 | 5.6027 | 5.6015 | 5.5915 | 5.5916 | 5.5916 | 5.5916 | 0.12768 | 0.13294 | 0.13765 | 0.14192 | 0.14569 | 0.14857 | 0.15127 | 0.1543 | 0.15738 | 0.16053 | 0.024023 | 0.024503 | 0.024993 | 0.025493 | 0.026003 | 0.026523 | 0.027053 | 0.027594 | 0.028146 | 0.028709 | 0.10365 | 0.10844 | 0.11266 | 0.11643 | 0.11968 | 0.12205 | 0.12422 | 0.1267 | 0.12924 | 0.13182 | 1332074.9838 | 1325414.6089 | 1318787.5359 | 1312193.5982 | 1305632.6302 | 1299104.4671 | 1292608.9447 | 1286145.9 | 1279715.1705 | 1273316.5946 | 1332074.9838 | 1325414.6089 | 1318787.5359 | 1312193.5982 | 1305632.6302 | 1299104.4671 | 1292608.9447 | 1286145.9 | 1279715.1705 | 1273316.5946 | 59546.4013 | 120593.898 | 182670.9695 | 245719.0063 | 309207.7893 | 372525.8721 | 435099.6137 | 496496.2512 | 556241.2212 | 613954.9116 | 59546.4013 | 61047.4967 | 62077.0715 | 63048.0369 | 63488.783 | 63318.0827 | 62573.7416 | 61396.6375 | 59744.97 | 57713.6904
Ind ¦ Radiant heaters | RET | I_Other Manufacturing <0.5 million m3/year | Greater Toronto Area | Space Heating/Ventilation | Industrial | NA | End Use Consumption (m^3/year) | 20 | 1.4656 | 1.4912 | 1.5115 | 1.5269 | 1.5367 | 1.5277 | 1.5255 | 1.5255 | 1.5255 | 1.5255 | 0.98582 | 1.0231 | 1.0578 | 1.0899 | 1.1188 | 1.1346 | 1.1555 | 1.1787 | 1.2022 | 1.2263 | 0.67263 | 0.68608 | 0.69981 | 0.7138 | 0.72808 | 0.74264 | 0.75749 | 0.77264 | 0.78809 | 0.80386 | 0.31319 | 0.33701 | 0.35795 | 0.37608 | 0.39073 | 0.39191 | 0.39804 | 0.40601 | 0.41413 | 0.42239 | 3135499.5774 | 3119822.0795 | 3104222.9691 | 3088701.8542 | 3073258.345 | 3057892.0532 | 3042602.593 | 3027389.58 | 3012252.6321 | 2997191.3689 | 3135499.5774 | 3119822.0795 | 3104222.9691 | 3088701.8542 | 3073258.345 | 3057892.0532 | 3042602.593 | 3027389.58 | 3012252.6321 | 2997191.3689 | 19696.0014 | 38559.253 | 56226.8666 | 75370.3188 | 95628.7814 | 116333.296 | 136799.4448 | 157531.9824 | 178364.2722 | 199638.2378 | 19696.0014 | 18863.2516 | 17667.6135 | 19143.4522 | 20258.4626 | 20704.5146 | 20466.1489 | 20732.5375 | 20832.2899 | 21273.9656
Ind ¦ Ventilation heat recovery | RET | I_Other Manufacturing <0.5 million m3/year | Greater Toronto Area | Space Heating/Ventilation | Industrial | NA | End Use Consumption (m^3/year) | 20 | 4.3968 | 4.4736 | 4.5345 | 4.5806 | 4.61 | 4.5832 | 4.5764 | 4.5765 | 4.5764 | 4.5764 | 0.49291 | 0.51155 | 0.52888 | 0.54494 | 0.5594 | 0.56728 | 0.57777 | 0.58933 | 0.60111 | 0.61313 | 0.11211 | 0.11435 | 0.11663 | 0.11897 | 0.12135 | 0.12377 | 0.12625 | 0.12877 | 0.13135 | 0.13398 | 0.3808 | 0.3972 | 0.41225 | 0.42598 | 0.43806 | 0.4435 | 0.45152 | 0.46055 | 0.46976 | 0.47915 | 3200822.4852 | 3184818.3728 | 3168894.2809 | 3153049.8095 | 3137284.5605 | 3121598.1377 | 3105990.147 | 3090460.1962 | 3075007.8953 | 3059632.8558 | 3200822.4852 | 3184818.3728 | 3168894.2809 | 3153049.8095 | 3137284.5605 | 3121598.1377 | 3105990.147 | 3090460.1962 | 3075007.8953 | 3059632.8558 | 126025.2186 | 254410.5454 | 384191.3079 | 516544.0258 | 650451.8798 | 784562.6883 | 917702.6758 | 1049319.6891 | 1178543.3051 | 1304804.9391 | 126025.2186 | 128385.3268 | 129780.7625 | 132352.7178 | 133907.854 | 134110.8085 | 133139.9875 | 131617.0133 | 129223.616 | 126261.634
Ind ¦ Ventilation optimization | RET | I_Other Manufacturing <0.5 million m3/year | Greater Toronto Area | Space Heating/Ventilation | Industrial | NA | End Use Consumption (m^3/year) | 15 | 2.256 | 2.3037 | 2.3416 | 2.3703 | 2.3886 | 2.3719 | 2.3677 | 2.3677 | 2.3677 | 2.3677 | 0.54194 | 0.56449 | 0.58524 | 0.60426 | 0.62109 | 0.62909 | 0.64054 | 0.65336 | 0.66642 | 0.67974 | 0.24023 | 0.24503 | 0.24993 | 0.25493 | 0.26003 | 0.26523 | 0.27053 | 0.27594 | 0.28146 | 0.28709 | 0.30171 | 0.31946 | 0.33531 | 0.34933 | 0.36107 | 0.36387 | 0.37 | 0.37741 | 0.38496 | 0.39265 | 3688823.0322 | 3670378.917 | 3652027.0224 | 3633766.8873 | 3615598.0529 | 3597520.0626 | 3579532.4623 | 3561634.8 | 3543826.626 | 3526107.4929 | 3688823.0322 | 3670378.917 | 3652027.0224 | 3633766.8873 | 3615598.0529 | 3597520.0626 | 3579532.4623 | 3561634.8 | 3543826.626 | 3526107.4929 | 103806.8548 | 207918.0617 | 311440.7097 | 418132.4362 | 527139.2918 | 636988.6348 | 746600.9916 | 856188.313 | 965228.3552 | 1073756.4175 | 103806.8548 | 104111.2069 | 103522.648 | 106691.7265 | 109006.8556 | 109849.343 | 109612.3568 | 109587.3215 | 109040.0422 | 108528.0623
Ind ¦ Warehouse loading dock seals | RET | I_Other Manufacturing <0.5 million m3/year | Greater Toronto Area | Space Heating/Ventilation | Industrial | NA | End Use Consumption (m^3/year) | 10 | 0.65563 | 0.67466 | 0.68975 | 0.70118 | 0.70846 | 0.70181 | 0.70013 | 0.70014 | 0.70014 | 0.70012 | 0.098874 | 0.10378 | 0.10822 | 0.11222 | 0.11565 | 0.11685 | 0.11891 | 0.12129 | 0.12371 | 0.12618 | 0.15081 | 0.15382 | 0.1569 | 0.16004 | 0.16324 | 0.1665 | 0.16983 | 0.17323 | 0.1767 | 0.18023 | -0.051935 | -0.050045 | -0.048679 | -0.047824 | -0.047591 | -0.04965 | -0.050928 | -0.051945 | -0.052985 | -0.054047 | 1165565.6109 | 1159737.7828 | 1153939.0939 | 1148169.3984 | 1142428.5514 | 1136716.4087 | 1131032.8266 | 1125377.6625 | 1119750.7742 | 1114152.0203 | 0 | 0 | 0 | 0 | 0 | 0 | 0 | 0 | 0 | 0 | 0 | 0 | 0 | 0 | 0 | 0 | 0 | 0 | 0 | 0 | 0 | 0 | 0 | 0 | 0 | 0 | 0 | 0 | 0 | 0
Ind ¦ Boiler right sizing and load management | ROB | I_Other Manufacturing <0.5 million m3/year | Greater Toronto Area | Process - Boiler/Steam | Industrial | NA | End Use Consumption (m^3/year) | 25 | INF | INF | INF | INF | INF | INF | INF | INF | INF | INF | 0.35266 | 0.36513 | 0.37655 | 0.38712 | 0.39671 | 0.40459 | 0.41215 | 0.4204 | 0.42883 | 0.43741 | 0 | 0 | 0 | 0 | 0 | 0 | 0 | 0 | 0 | 0 | 0.35266 | 0.36513 | 0.37655 | 0.38712 | 0.39671 | 0.40459 | 0.41215 | 0.4204 | 0.42883 | 0.43741 | 2689766.7943 | 2676317.9603 | 2662936.3705 | 2649621.6887 | 2636373.5802 | 2623191.7123 | 2610075.7538 | 2597025.375 | 2584040.2481 | 2571120.0469 | 2689766.7943 | 2676317.9603 | 2662936.3705 | 2649621.6887 | 2636373.5802 | 2623191.7123 | 2610075.7538 | 2597025.375 | 2584040.2481 | 2571120.0469 | 80727.5526 | 160231.6159 | 238428.0233 | 315236.8406 | 390583.8268 | 464401.5758 | 536630.3563 | 607218.6761 | 676123.5983 | 743310.8418 | 80727.5526 | 79504.0632 | 78196.4075 | 76808.8173 | 75346.9862 | 73817.7489 | 72228.7805 | 70588.3198 | 68904.9222 | 67187.2435
Ind ¦ Advanced boiler controls including air/fuel mix control ¦ New | NEW | I_Other Manufacturing >0.5 million m3/year | Greater Toronto Area | Process - Boiler/Steam | Industrial | NA | End Use Consumption (m^3/year) | 15 | 4.1594 | 4.246 | 4.3104 | 4.357 | 4.3847 | 4.3838 | 4.376 | 4.376 | 4.3761 | 4.376 | 0.12768 | 0.13294 | 0.13765 | 0.14192 | 0.14569 | 0.14857 | 0.15127 | 0.1543 | 0.15738 | 0.16053 | 0.030695 | 0.031309 | 0.031936 | 0.032574 | 0.033226 | 0.03389 | 0.034568 | 0.035259 | 0.035965 | 0.036684 | 0.09698 | 0.10163 | 0.10572 | 0.10935 | 0.11246 | 0.11468 | 0.1167 | 0.11904 | 0.12142 | 0.12384 | 27861.0263 | 56167.829 | 84930.466 | 114159.2028 | 143864.517 | 174057.1031 | 204747.8762 | 235947.9777 | 267668.7794 | 299921.8885 | 27861.0263 | 56167.829 | 84930.466 | 114159.2028 | 143864.517 | 174057.1031 | 204747.8762 | 235947.9777 | 267668.7794 | 299921.8885 | 17175.3272 | 34625.4596 | 52777.2893 | 71572.1442 | 91153.839 | 111478.3561 | 132475.5439 | 154093.2509 | 176341.8709 | 199199.5422 | 17175.3272 | 17450.1324 | 18151.8297 | 18794.8549 | 19581.6948 | 20324.5171 | 20997.1878 | 21617.707 | 22248.62 | 22857.6714
Ind ¦ Advanced heating and process control ¦ New | NEW | I_Other Manufacturing >0.5 million m3/year | Greater Toronto Area | Process Heat | Industrial | NA | End Use Consumption (m^3/year) | 15 | 5.3148 | 5.4254 | 5.5077 | 5.5672 | 5.6027 | 5.6015 | 5.5915 | 5.5916 | 5.5916 | 5.5916 | 0.31919 | 0.33235 | 0.34413 | 0.35481 | 0.36422 | 0.37142 | 0.37817 | 0.38574 | 0.39346 | 0.40132 | 0.060056 | 0.061257 | 0.062483 | 0.063732 | 0.065007 | 0.066307 | 0.067633 | 0.068986 | 0.070366 | 0.071773 | 0.25913 | 0.27109 | 0.28165 | 0.29108 | 0.29921 | 0.30511 | 0.31054 | 0.31675 | 0.32309 | 0.32955 | 188688.4321 | 380395.879 | 575190.4575 | 773141.6907 | 974320.5387 | 1178799.4281 | 1386652.2834 | 1597954.5583 | 1812783.2681 | 2031217.0225 | 188688.4321 | 380395.879 | 575190.4575 | 773141.6907 | 974320.5387 | 1178799.4281 | 1386652.2834 | 1597954.5583 | 1812783.2681 | 2031217.0225 | 123528.3626 | 249033.1789 | 380033.3127 | 516096.85 | 657838.4354 | 804938.4973 | 956956.1157 | 1113552.2875 | 1274717.133 | 1440285.9799 | 123528.3626 | 125504.8164 | 131000.1338 | 136063.5373 | 141741.5854 | 147100.0619 | 152017.6183 | 156596.1718 | 161164.8455 | 165568.8469
Ind ¦ Air compressor heat recovery ¦ New | NEW | I_Other Manufacturing >0.5 million m3/year | Greater Toronto Area | Space Heating/Ventilation | Industrial | NA | End Use Consumption (m^3/year) | 25 | 2.502 | 2.5404 | 2.5708 | 2.5939 | 2.6085 | 2.5951 | 2.5917 | 2.5918 | 2.5917 | 2.5917 | 0.78535 | 0.81335 | 0.83956 | 0.86403 | 0.8863 | 0.89938 | 0.91617 | 0.9345 | 0.95318 | 0.97223 | 0.31389 | 0.32017 | 0.32658 | 0.33311 | 0.33977 | 0.34656 | 0.3535 | 0.36057 | 0.36778 | 0.37513 | 0.47146 | 0.49318 | 0.51299 | 0.53092 | 0.54653 | 0.55281 | 0.56267 | 0.57393 | 0.58541 | 0.5971 | 85971.1669 | 173317.8724 | 262071.1522 | 352262.6828 | 443924.7954 | 537090.4894 | 631793.4466 | 728068.0456 | 825949.3765 | 925473.2559 | 85971.1669 | 173317.8724 | 262071.1522 | 352262.6828 | 443924.7954 | 537090.4894 | 631793.4466 | 728068.0456 | 825949.3765 | 925473.2559 | 25879.6092 | 52173.2922 | 78929.1163 | 105850.3519 | 134635.101 | 165051.5536 | 196584.8841 | 228881.0858 | 262187.3337 | 296409.6792 | 25879.6092 | 26293.683 | 26755.8241 | 26921.2356 | 28784.7491 | 30416.4526 | 31533.3305 | 32296.2017 | 33306.248 | 34222.3455
Ind ¦ Air curtains ¦ New | NEW | I_Other Manufacturing >0.5 million m3/year | Greater Toronto Area | Space Heating/Ventilation | Industrial | NA | End Use Consumption (m^3/year) | 15 | 0.92289 | 0.94244 | 0.95793 | 0.96967 | 0.97714 | 0.97032 | 0.9686 | 0.96861 | 0.96861 | 0.96859 | 0.13548 | 0.14112 | 0.14631 | 0.15106 | 0.15527 | 0.15727 | 0.16013 | 0.16334 | 0.16661 | 0.16993 | 0.1468 | 0.14974 | 0.15274 | 0.15579 | 0.15891 | 0.16208 | 0.16533 | 0.16863 | 0.172 | 0.17544 | -0.01132 | -0.0086192 | -0.0064252 | -0.0047254 | -0.0036321 | -0.0048103 | -0.0051917 | -0.0052929 | -0.0053996 | -0.0055101 | 51173.3136 | 103165.4002 | 155994.7334 | 209680.1683 | 264240.9497 | 319696.7199 | 376067.5277 | 433373.8367 | 491636.5336 | 550876.938 | 0 | 0 | 0 | 0 | 0 | 0 | 0 | 0 | 0 | 0 | 0 | 0 | 0 | 0 | 0 | 0 | 0 | 0 | 0 | 0 | 0 | 0 | 0 | 0 | 0 | 0 | 0 | 0 | 0 | 0
Ind ¦ Automated temperature control ¦ New | NEW | I_Other Manufacturing >0.5 million m3/year | Greater Toronto Area | Space Heating/Ventilation | Industrial | NA | End Use Consumption (m^3/year) | 25 | 1.1676 | 1.1855 | 1.1997 | 1.2105 | 1.2173 | 1.2111 | 1.2095 | 1.2095 | 1.2095 | 1.2095 | 0.26178 | 0.27112 | 0.27985 | 0.28801 | 0.29543 | 0.29979 | 0.30539 | 0.3115 | 0.31773 | 0.32408 | 0.22421 | 0.22869 | 0.23327 | 0.23793 | 0.24269 | 0.24755 | 0.2525 | 0.25755 | 0.2627 | 0.26795 | 0.037574 | 0.042423 | 0.046585 | 0.050076 | 0.052741 | 0.052247 | 0.052892 | 0.053952 | 0.055029 | 0.056126 | 66335.7769 | 133732.9262 | 202215.3952 | 271807.6256 | 342534.5644 | 414421.6739 | 487494.9434 | 561780.8994 | 637306.6177 | 714099.7345 | 66335.7769 | 133732.9262 | 202215.3952 | 271807.6256 | 342534.5644 | 414421.6739 | 487494.9434 | 561780.8994 | 637306.6177 | 714099.7345 | 591.3391 | 1192.1396 | 1738.2886 | 2207.1432 | 2823.1988 | 3572.4074 | 4379.1974 | 5192.243 | 6050.8362 | 6942.4549 | 591.3391 | 600.8005 | 546.1489 | 468.8546 | 616.0556 | 749.2086 | 806.7901 | 813.0455 | 858.5933 | 891.6187
Ind ¦ Blow down heat recovery and control ¦ New | NEW | I_Other Manufacturing >0.5 million m3/year | Greater Toronto Area | Process - Boiler/Steam | Industrial | NA | End Use Consumption (m^3/year) | 20 | 1.9672 | 2.0009 | 2.026 | 2.0442 | 2.055 | 2.0547 | 2.0516 | 2.0517 | 2.0517 | 2.0517 | 0.061959 | 0.064282 | 0.066391 | 0.068326 | 0.070062 | 0.071451 | 0.072771 | 0.074227 | 0.075713 | 0.077227 | 0.031496 | 0.032126 | 0.032769 | 0.033424 | 0.034093 | 0.034774 | 0.03547 | 0.036179 | 0.036903 | 0.037641 | 0.030463 | 0.032156 | 0.033622 | 0.034902 | 0.035969 | 0.036676 | 0.037301 | 0.038048 | 0.03881 | 0.039587 | 15920.5865 | 32095.9023 | 48531.6948 | 65233.8302 | 82208.2954 | 99461.2017 | 116998.7864 | 134827.4159 | 152953.5882 | 171383.9363 | 15920.5865 | 32095.9023 | 48531.6948 | 65233.8302 | 82208.2954 | 99461.2017 | 116998.7864 | 134827.4159 | 152953.5882 | 171383.9363 | 4345.5865 | 8760.7023 | 13256.3645 | 17771.0012 | 22637.4627 | 27808.7987 | 33181.76 | 38684.7994 | 44365.712 | 50204.8084 | 4345.5865 | 4415.1158 | 4495.6622 | 4514.6367 | 4866.4615 | 5171.3359 | 5372.9613 | 5503.0394 | 5680.9126 | 5839.0965
Ind ¦ Boiler combustion air preheat ¦ New | NEW | I_Other Manufacturing >0.5 million m3/year | Greater Toronto Area | Process - Boiler/Steam | Industrial | NA | End Use Consumption (m^3/year) | 20 | 68.9876 | 69.0887 | 69.1845 | 69.2782 | 69.3709 | 69.4563 | 69.5363 | 69.6241 | 69.7143 | 69.809 | 2.0992 | 2.1443 | 2.1902 | 2.2371 | 2.2849 | 2.3334 | 2.3828 | 2.4336 | 2.4854 | 2.5386 | 0.030429 | 0.031037 | 0.031658 | 0.032291 | 0.032937 | 0.033596 | 0.034267 | 0.034953 | 0.035652 | 0.036365 | 2.0688 | 2.1133 | 2.1586 | 2.2048 | 2.2519 | 2.2998 | 2.3486 | 2.3986 | 2.4498 | 2.5022 | 20469.3254 | 41266.1601 | 62397.8934 | 83872.0673 | 105696.3799 | 127878.688 | 150427.0111 | 173349.5347 | 196654.6135 | 220350.7752 | 20469.3254 | 41266.1601 | 62397.8934 | 83872.0673 | 105696.3799 | 127878.688 | 150427.0111 | 173349.5347 | 196654.6135 | 220350.7752 | 15121.0802 | 30484.0978 | 46589.3092 | 63396.3308 | 80871.5574 | 98985.4081 | 117711.9423 | 137028.6059 | 156916.0403 | 177357.7366 | 15121.0802 | 15363.0175 | 16105.2114 | 16807.0217 | 17475.2266 | 18113.8507 | 18726.5343 | 19316.6636 | 19887.4344 | 20441.6963
Ind ¦ Boiler right sizing and load management | NEW | I_Other Manufacturing >0.5 million m3/year | Greater Toronto Area | Process - Boiler/Steam | Industrial | NA | End Use Consumption (m^3/year) | 25 | INF | INF | INF | INF | INF | INF | INF | INF | INF | INF | 0.35266 | 0.36513 | 0.37655 | 0.38712 | 0.39671 | 0.40459 | 0.41215 | 0.4204 | 0.42883 | 0.43741 | 0 | 0 | 0 | 0 | 0 | 0 | 0 | 0 | 0 | 0 | 0.35266 | 0.36513 | 0.37655 | 0.38712 | 0.39671 | 0.40459 | 0.41215 | 0.4204 | 0.42883 | 0.43741 | 66335.7769 | 133732.9262 | 202215.3952 | 271807.6256 | 342534.5644 | 414421.6739 | 487494.9434 | 561780.8994 | 637306.6177 | 714099.7345 | 66335.7769 | 133732.9262 | 202215.3952 | 271807.6256 | 342534.5644 | 414421.6739 | 487494.9434 | 561780.8994 | 637306.6177 | 714099.7345 | 49695.8714 | 100186.8768 | 152667.1184 | 207111.2538 | 263492.8148 | 321784.9554 | 381961.1208 | 443995.6337 | 507864.2001 | 573544.3332 | 49695.8714 | 50491.0054 | 52480.2416 | 54444.1354 | 56381.561 | 58292.1406 | 60176.1653 | 62034.513 | 63868.5663 | 65680.1331
Ind ¦ Condensate return ¦ New | NEW | I_Other Manufacturing >0.5 million m3/year | Greater Toronto Area | Process - Boiler/Steam | Industrial | NA | End Use Consumption (m^3/year) | 25 | 1.6724 | 1.6976 | 1.7164 | 1.73 | 1.7381 | 1.7378 | 1.7356 | 1.7356 | 1.7357 | 1.7357 | 0.070532 | 0.073026 | 0.07531 | 0.077423 | 0.079342 | 0.080918 | 0.082429 | 0.08408 | 0.085765 | 0.087483 | 0.042173 | 0.043016 | 0.043877 | 0.044754 | 0.045649 | 0.046562 | 0.047494 | 0.048443 | 0.049412 | 0.050401 | 0.028359 | 0.03001 | 0.031433 | 0.032669 | 0.033693 | 0.034355 | 0.034936 | 0.035637 | 0.036353 | 0.037082 | 19205.7868 | 38718.8663 | 58546.1716 | 78694.7792 | 99171.912 | 119984.9418 | 141141.3931 | 162648.9461 | 184515.4398 | 206748.8755 | 19205.7868 | 38718.8663 | 58546.1716 | 78694.7792 | 99171.912 | 119984.9418 | 141141.3931 | 162648.9461 | 184515.4398 | 206748.8755 | 2299.4799 | 4635.7515 | 6953.6756 | 9197.3381 | 11718.5814 | 14472.5888 | 17356.9057 | 20302.0471 | 23360.5756 | 26515.3819 | 2299.4799 | 2336.2716 | 2317.9241 | 2243.6625 | 2521.2433 | 2754.0075 | 2884.3168 | 2945.1415 | 3058.5285 | 3154.8063
Ind ¦ Condensing boiler ¦ New | NEW | I_Other Manufacturing >0.5 million m3/year | Greater Toronto Area | Process - Boiler/Steam | Industrial | NA | End Use Consumption (m^3/year) | 20 | 3.224 | 3.2793 | 3.3205 | 3.3502 | 3.368 | 3.3674 | 3.3624 | 3.3624 | 3.3625 | 3.3625 | 0.3098 | 0.32141 | 0.33195 | 0.34163 | 0.35031 | 0.35725 | 0.36386 | 0.37114 | 0.37856 | 0.38614 | 0.09609 | 0.098012 | 0.099972 | 0.10197 | 0.10401 | 0.10609 | 0.10821 | 0.11038 | 0.11258 | 0.11484 | 0.21371 | 0.2234 | 0.23198 | 0.23966 | 0.2463 | 0.25116 | 0.25564 | 0.26076 | 0.26598 | 0.2713 | 42960.3127 | 86607.9903 | 130958.5417 | 176027.7956 | 221831.9084 | 268387.3698 | 315711.0109 | 363820.011 | 412731.9048 | 462464.5899 | 42960.3127 | 86607.9903 | 130958.5417 | 176027.7956 | 221831.9084 | 268387.3698 | 315711.0109 | 363820.011 | 412731.9048 | 462464.5899 | 21609.3438 | 43564.4371 | 66218.3497 | 89442.0792 | 113790.009 | 139159.6869 | 165373.7807 | 192313.0089 | 220043.6195 | 248528.77 | 21609.3438 | 21955.0933 | 22653.9126 | 23223.7295 | 24347.9298 | 25369.6779 | 26214.0938 | 26939.2282 | 27730.6106 | 28485.1506
Ind ¦ Condensing Economizer ¦ New | NEW | I_Other Manufacturing >0.5 million m3/year | Greater Toronto Area | Process - Boiler/Steam | Industrial | NA | End Use Consumption (m^3/year) | 15 | 3.7008 | 3.7778 | 3.835 | 3.8765 | 3.9012 | 3.9004 | 3.8934 | 3.8934 | 3.8935 | 3.8934 | 0.25535 | 0.26588 | 0.27531 | 0.28385 | 0.29137 | 0.29714 | 0.30254 | 0.30859 | 0.31477 | 0.32106 | 0.069 | 0.07038 | 0.071788 | 0.073223 | 0.074688 | 0.076182 | 0.077705 | 0.079259 | 0.080844 | 0.082461 | 0.18635 | 0.1955 | 0.20352 | 0.21063 | 0.21668 | 0.22096 | 0.22483 | 0.22933 | 0.23392 | 0.2386 | 34115.5424 | 68776.9335 | 103996.489 | 139786.7789 | 176160.6331 | 213131.1466 | 250711.6852 | 288915.8911 | 327757.6891 | 367251.292 | 34115.5424 | 68776.9335 | 103996.489 | 139786.7789 | 176160.6331 | 213131.1466 | 250711.6852 | 288915.8911 | 327757.6891 | 367251.292 | 20287.9088 | 40900.4242 | 62234.7829 | 84232.756 | 107113.7986 | 130833.0726 | 155307.8907 | 180479.0409 | 206372.1526 | 232966.8422 | 20287.9088 | 20612.5154 | 21334.3587 | 21997.973 | 22881.0426 | 23719.274 | 24474.8181 | 25171.1502 | 25893.1117 | 26594.6896
Ind ¦ De-stratification fans ¦ New | NEW | I_Other Manufacturing >0.5 million m3/year | Greater Toronto Area | Space Heating/Ventilation | Industrial | NA | End Use Consumption (m^3/year) | 25 | 1.4153 | 1.437 | 1.4542 | 1.4672 | 1.4755 | 1.468 | 1.466 | 1.466 | 1.466 | 1.466 | 0.29918 | 0.30985 | 0.31983 | 0.32915 | 0.33764 | 0.34262 | 0.34902 | 0.356 | 0.36312 | 0.37037 | 0.2114 | 0.21563 | 0.21994 | 0.22434 | 0.22882 | 0.2334 | 0.23807 | 0.24283 | 0.24769 | 0.25264 | 0.087784 | 0.094223 | 0.099894 | 0.10482 | 0.10881 | 0.10922 | 0.11095 | 0.11317 | 0.11543 | 0.11773 | 48519.8825 | 97816.0832 | 147906.1176 | 198807.8633 | 250539.5671 | 303119.8529 | 356567.73 | 410902.6007 | 466144.2689 | 522312.9486 | 48519.8825 | 97816.0832 | 147906.1176 | 198807.8633 | 250539.5671 | 303119.8529 | 356567.73 | 410902.6007 | 466144.2689 | 522312.9486 | 1940.214 | 3911.4714 | 5808.0767 | 7550.7079 | 9641.4455 | 12017.2527 | 14532.407 | 17087.9588 | 19759.1452 | 22521.6927 | 1940.214 | 1971.2574 | 1896.6054 | 1742.6312 | 2090.7375 | 2375.8072 | 2515.1543 | 2555.5518 | 2671.1864 | 2762.5475
Ind ¦ Digester Gas ¦ New | NEW | I_Other Manufacturing >0.5 million m3/year | Greater Toronto Area | Process - Boiler/Steam | Industrial | NA | End Use Consumption (m^3/year) | 20 | 11.9533 | 12.1583 | 12.3108 | 12.4213 | 12.4871 | 12.4849 | 12.4664 | 12.4665 | 12.4667 | 12.4667 | 0.92939 | 0.96423 | 0.99586 | 1.0249 | 1.0509 | 1.0718 | 1.0916 | 1.1134 | 1.1357 | 1.1584 | 0.077752 | 0.079307 | 0.080893 | 0.082511 | 0.084161 | 0.085844 | 0.087561 | 0.089312 | 0.091099 | 0.092921 | 0.85164 | 0.88493 | 0.91497 | 0.94238 | 0.96676 | 0.98592 | 1.004 | 1.0241 | 1.0446 | 1.0655 | 30324.9266 | 61135.052 | 92441.3235 | 124254.9146 | 156587.2294 | 189449.9081 | 222854.8313 | 256814.1254 | 291340.1681 | 326445.5929 | 30324.9266 | 61135.052 | 92441.3235 | 124254.9146 | 156587.2294 | 189449.9081 | 222854.8313 | 256814.1254 | 291340.1681 | 326445.5929 | 21331.516 | 43004.3362 | 65502.9688 | 88798.7982 | 112917.4877 | 137837.1256 | 163530.0501 | 189974.4298 | 217166.2705 | 245094.1433 | 21331.516 | 21672.8202 | 22498.6327 | 23295.8294 | 24118.6895 | 24919.6379 | 25692.9245 | 26444.3797 | 27191.8408 | 27927.8727
Ind ¦ Direct contact hot water heaters ¦ New | NEW | I_Other Manufacturing >0.5 million m3/year | Greater Toronto Area | Process - Boiler/Steam | Industrial | NA | End Use Consumption (m^3/year) | 20 | 11.6065 | 11.8055 | 11.9537 | 12.0609 | 12.1248 | 12.1227 | 12.1047 | 12.1048 | 12.1049 | 12.105 | 0.46469 | 0.48212 | 0.49793 | 0.51244 | 0.52546 | 0.53588 | 0.54579 | 0.5567 | 0.56785 | 0.57921 | 0.040038 | 0.040838 | 0.041655 | 0.042488 | 0.043338 | 0.044205 | 0.045089 | 0.045991 | 0.04691 | 0.047849 | 0.42466 | 0.44128 | 0.45628 | 0.46996 | 0.48212 | 0.49168 | 0.5007 | 0.51071 | 0.52094 | 0.53136 | 36389.9119 | 73362.0624 | 110929.5882 | 149105.8975 | 187904.6753 | 227339.8897 | 267425.7975 | 308176.9505 | 349608.2017 | 391734.7115 | 36389.9119 | 73362.0624 | 110929.5882 | 149105.8975 | 187904.6753 | 227339.8897 | 267425.7975 | 308176.9505 | 349608.2017 | 391734.7115 | 25536.6046 | 51481.7948 | 78562.5206 | 106718.1677 | 135961.2317 | 166246.4919 | 197523.446 | 229750.8326 | 262911.8196 | 296981.6031 | 25536.6046 | 25945.1902 | 27080.7258 | 28155.6471 | 29243.064 | 30285.2601 | 31276.9541 | 32227.3866 | 33160.987 | 34069.7835
Ind ¦ Energy Management and Process Improvement ¦ New | NEW | I_Other Manufacturing >0.5 million m3/year | Greater Toronto Area | Cross Cutting/Behavioural | Industrial | NA | End Use Consumption (m^3/year) | 15 | 3.6479 | 3.7238 | 3.7802 | 3.8211 | 3.8455 | 3.8447 | 3.8378 | 3.8378 | 3.8379 | 3.8378 | 0.25535 | 0.26588 | 0.27531 | 0.28385 | 0.29137 | 0.29714 | 0.30254 | 0.30859 | 0.31477 | 0.32106 | 0.07 | 0.0714 | 0.072828 | 0.074285 | 0.07577 | 0.077286 | 0.078831 | 0.080408 | 0.082016 | 0.083656 | 0.18535 | 0.19448 | 0.20248 | 0.20956 | 0.2156 | 0.21985 | 0.22371 | 0.22818 | 0.23275 | 0.2374 | 600180.8386 | 1209964.5706 | 1829567.8613 | 2459211.851 | 3099122.2491 | 3749529.4308 | 4410668.5353 | 5082779.566 | 5766107.4934 | 6460902.3595 | 600180.8386 | 1209964.5706 | 1829567.8613 | 2459211.851 | 3099122.2491 | 3749529.4308 | 4410668.5353 | 5082779.566 | 5766107.4934 | 6460902.3595 | 355198.8216 | 716080.8244 | 1092140.1444 | 1481799.4598 | 1888773.2083 | 2311880.3292 | 2749339.4757 | 3199825.6499 | 3663594.119 | 4140087.1167 | 355198.8216 | 360882.0028 | 376059.32 | 389659.3153 | 406973.7485 | 423107.121 | 437459.1465 | 450486.1742 | 463768.4691 | 476492.9977
Ind ¦ Exhaust gas heat recovery ¦ New | NEW | I_Other Manufacturing >0.5 million m3/year | Greater Toronto Area | Process Heat | Industrial | NA | End Use Consumption (m^3/year) | 15 | 5.3148 | 5.4254 | 5.5077 | 5.5672 | 5.6027 | 5.6015 | 5.5915 | 5.5916 | 5.5916 | 5.5916 | 0.44687 | 0.46529 | 0.48179 | 0.49674 | 0.5099 | 0.51999 | 0.52944 | 0.54003 | 0.55084 | 0.56185 | 0.084079 | 0.08576 | 0.087476 | 0.089225 | 0.09101 | 0.09283 | 0.094686 | 0.09658 | 0.098512 | 0.10048 | 0.36279 | 0.37953 | 0.39431 | 0.40751 | 0.41889 | 0.42716 | 0.43475 | 0.44345 | 0.45233 | 0.46137 | 330204.7561 | 665692.7883 | 1006583.3006 | 1352997.9587 | 1705060.9427 | 2062898.9991 | 2426641.4959 | 2796420.477 | 3172370.7192 | 3554629.7894 | 330204.7561 | 665692.7883 | 1006583.3006 | 1352997.9587 | 1705060.9427 | 2062898.9991 | 2426641.4959 | 2796420.477 | 3172370.7192 | 3554629.7894 | 216174.6345 | 435808.0631 | 665270.2833 | 903758.891 | 1152312.0513 | 1410337.0106 | 1677033.0223 | 1951782.7179 | 2234550.4232 | 2525032.5673 | 216174.6345 | 219633.4286 | 229462.2201 | 238488.6078 | 248553.1603 | 258024.9593 | 266696.0117 | 274749.6956 | 282767.7053 | 290482.1441
Ind ¦ Feedwater Economizers ¦ New | NEW | I_Other Manufacturing >0.5 million m3/year | Greater Toronto Area | Process - Boiler/Steam | Industrial | NA | End Use Consumption (m^3/year) | 20 | 2.418 | 2.4595 | 2.4903 | 2.5127 | 2.526 | 2.5256 | 2.5218 | 2.5218 | 2.5219 | 2.5219 | 0.12392 | 0.12856 | 0.13278 | 0.13665 | 0.14012 | 0.1429 | 0.14554 | 0.14845 | 0.15143 | 0.15445 | 0.051248 | 0.052273 | 0.053318 | 0.054385 | 0.055473 | 0.056582 | 0.057714 | 0.058868 | 0.060045 | 0.061246 | 0.07267 | 0.076292 | 0.079463 | 0.082267 | 0.084651 | 0.086319 | 0.087829 | 0.089587 | 0.091381 | 0.093209 | 22743.6949 | 45851.289 | 69330.9926 | 93191.1859 | 117440.4221 | 142087.4311 | 167141.1234 | 192610.5941 | 218505.1261 | 244834.1947 | 22743.6949 | 45851.289 | 69330.9926 | 93191.1859 | 117440.4221 | 142087.4311 | 167141.1234 | 192610.5941 | 218505.1261 | 244834.1947 | 8679.3091 | 17497.4871 | 26592.7484 | 35873.966 | 45747.7926 | 56146.3668 | 66931.5753 | 78006.016 | 89423.9381 | 101155.3892 | 8679.3091 | 8818.178 | 9095.2613 | 9281.2176 | 9873.8266 | 10398.5742 | 10785.2085 | 11074.4407 | 11417.9222 | 11731.451
Ind ¦ Heat recovery to preheat make-up water ¦ New | NEW | I_Other Manufacturing >0.5 million m3/year | Greater Toronto Area | Process - Boiler/Steam | Industrial | NA | End Use Consumption (m^3/year) | 25 | 3.4769 | 3.5293 | 3.5683 | 3.5965 | 3.6134 | 3.6129 | 3.6082 | 3.6083 | 3.6084 | 3.6085 | 0.2116 | 0.21908 | 0.22593 | 0.23227 | 0.23803 | 0.24275 | 0.24729 | 0.25224 | 0.2573 | 0.26245 | 0.060857 | 0.062074 | 0.063316 | 0.064582 | 0.065874 | 0.067191 | 0.068535 | 0.069906 | 0.071304 | 0.07273 | 0.15074 | 0.157 | 0.16261 | 0.16769 | 0.17215 | 0.17556 | 0.17875 | 0.18234 | 0.18599 | 0.18972 | 47761.7594 | 96287.7069 | 145595.0845 | 195701.4905 | 246624.8863 | 298383.6052 | 350996.3592 | 404482.2476 | 458860.7647 | 514151.8088 | 47761.7594 | 96287.7069 | 145595.0845 | 195701.4905 | 246624.8863 | 298383.6052 | 350996.3592 | 404482.2476 | 458860.7647 | 514151.8088 | 23069.5248 | 46508.162 | 70698.7336 | 95497.7873 | 121558.6523 | 148771.7843 | 176916.2332 | 205836.3891 | 235618.6282 | 266214.659 | 23069.5248 | 23438.6372 | 24190.5716 | 24799.0537 | 26060.865 | 27213.1319 | 28144.4489 | 28920.1559 | 29782.2391 | 30596.0308
Ind ¦ High-efficiency burner ¦ New | NEW | I_Other Manufacturing >0.5 million m3/year | Greater Toronto Area | Process - Boiler/Steam | Industrial | NA | End Use Consumption (m^3/year) | 20 | 2.5792 | 2.6234 | 2.6564 | 2.6802 | 2.6944 | 2.6939 | 2.6899 | 2.6899 | 2.69 | 2.69 | 0.1549 | 0.16071 | 0.16598 | 0.17081 | 0.17515 | 0.17863 | 0.18193 | 0.18557 | 0.18928 | 0.19307 | 0.060056 | 0.061257 | 0.062483 | 0.063732 | 0.065007 | 0.066307 | 0.067633 | 0.068986 | 0.070366 | 0.071773 | 0.094842 | 0.099448 | 0.10349 | 0.10708 | 0.11015 | 0.11232 | 0.1143 | 0.11658 | 0.11892 | 0.1213 | 12888.0938 | 25982.3971 | 39287.5625 | 52808.3387 | 66549.5725 | 80516.2109 | 94713.3033 | 109146.0033 | 123819.5714 | 138739.377 | 12888.0938 | 25982.3971 | 39287.5625 | 52808.3387 | 66549.5725 | 80516.2109 | 94713.3033 | 109146.0033 | 123819.5714 | 138739.377 | 5311.5523 | 10708.0894 | 16240.9219 | 21869.4557 | 27810.7989 | 34033.1942 | 40469.2567 | 47072.3584 | 53873.1948 | 60858.8498 | 5311.5523 | 5396.5371 | 5532.8325 | 5628.5338 | 5941.3432 | 6222.3953 | 6436.0625 | 6603.1017 | 6800.8364 | 6985.655
Ind ¦ High-efficiency burners ¦ New | NEW | I_Other Manufacturing >0.5 million m3/year | Greater Toronto Area | Process Heat | Industrial | NA | End Use Consumption (m^3/year) | 20 | 8.928 | 9.0812 | 9.1951 | 9.2776 | 9.3267 | 9.3252 | 9.3113 | 9.3113 | 9.3115 | 9.3115 | 0.61959 | 0.64282 | 0.66391 | 0.68326 | 0.70062 | 0.71451 | 0.72771 | 0.74227 | 0.75713 | 0.77227 | 0.069398 | 0.070786 | 0.072202 | 0.073646 | 0.075119 | 0.076621 | 0.078154 | 0.079717 | 0.081311 | 0.082938 | 0.55019 | 0.57204 | 0.59171 | 0.60961 | 0.6255 | 0.63789 | 0.64956 | 0.66256 | 0.67582 | 0.68934 | 113213.0592 | 228237.5274 | 345114.2745 | 463885.0144 | 584592.3232 | 707279.6568 | 831991.37 | 958772.735 | 1087669.9609 | 1218730.2135 | 113213.0592 | 228237.5274 | 345114.2745 | 463885.0144 | 584592.3232 | 707279.6568 | 831991.37 | 958772.735 | 1087669.9609 | 1218730.2135 | 77478.0558 | 156195.7605 | 238183.2686 | 323271.6713 | 411605.4762 | 503056.1481 | 597462.7592 | 694698.1844 | 794736.9218 | 897510.799 | 77478.0558 | 78717.7047 | 81987.5081 | 85088.4027 | 88333.8048 | 91450.6719 | 94406.6111 | 97235.4252 | 100038.7374 | 102773.8773
Ind ¦ High-efficiency furnaces ¦ New | NEW | I_Other Manufacturing >0.5 million m3/year | Greater Toronto Area | Process Heat | Industrial | NA | End Use Consumption (m^3/year) | 20 | 3.8688 | 3.9352 | 3.9846 | 4.0203 | 4.0416 | 4.0409 | 4.0349 | 4.0349 | 4.035 | 4.035 | 0.61959 | 0.64282 | 0.66391 | 0.68326 | 0.70062 | 0.71451 | 0.72771 | 0.74227 | 0.75713 | 0.77227 | 0.16015 | 0.16335 | 0.16662 | 0.16995 | 0.17335 | 0.17682 | 0.18036 | 0.18396 | 0.18764 | 0.19139 | 0.45944 | 0.47947 | 0.49729 | 0.51331 | 0.52726 | 0.53769 | 0.54736 | 0.55831 | 0.56949 | 0.58088 | 215643.9224 | 434738.1475 | 657360.5228 | 883590.5037 | 1113509.187 | 1347199.3464 | 1584745.4667 | 1826233.7809 | 2071752.3064 | 2321390.8829 | 215643.9224 | 434738.1475 | 657360.5228 | 883590.5037 | 1113509.187 | 1347199.3464 | 1584745.4667 | 1826233.7809 | 2071752.3064 | 2321390.8829 | 120376.2136 | 242678.4467 | 369302.9494 | 499736.7827 | 635983.1422 | 777649.7877 | 923998.1556 | 1074500.3593 | 1229396.7622 | 1388508.1154 | 120376.2136 | 122302.233 | 126624.5027 | 130433.8334 | 136246.3595 | 141666.6455 | 146348.3679 | 150502.2038 | 154896.4028 | 159111.3533
Ind ¦ High-efficiency ovens & dryers ¦ New | NEW | I_Other Manufacturing >0.5 million m3/year | Greater Toronto Area | Process Heat | Industrial | NA | End Use Consumption (m^3/year) | 20 | 3.3161 | 3.373 | 3.4153 | 3.446 | 3.4642 | 3.4636 | 3.4585 | 3.4585 | 3.4586 | 3.4586 | 0.37176 | 0.38569 | 0.39834 | 0.40996 | 0.42037 | 0.4287 | 0.43663 | 0.44536 | 0.45428 | 0.46336 | 0.11211 | 0.11435 | 0.11663 | 0.11897 | 0.12135 | 0.12377 | 0.12625 | 0.12877 | 0.13135 | 0.13398 | 0.25965 | 0.27135 | 0.28171 | 0.29099 | 0.29902 | 0.30493 | 0.31038 | 0.31659 | 0.32293 | 0.32939 | 226426.1185 | 456475.0549 | 690228.5489 | 927770.0288 | 1169184.6464 | 1414559.3137 | 1663982.74 | 1917545.47 | 2175339.9217 | 2437460.427 | 226426.1185 | 456475.0549 | 690228.5489 | 927770.0288 | 1169184.6464 | 1414559.3137 | 1663982.74 | 1917545.47 | 2175339.9217 | 2437460.427 | 115977.465 | 233810.5695 | 356161.3348 | 482324.7285 | 614778.2321 | 752996.0011 | 896018.2579 | 1043153.6933 | 1194684.8141 | 1350366.7909 | 115977.465 | 117833.1044 | 122350.7653 | 126163.3937 | 132453.5036 | 138217.769 | 143022.2568 | 147135.4354 | 151531.1208 | 155681.9768
Ind ¦ Insulation ¦ New | NEW | I_Other Manufacturing >0.5 million m3/year | Greater Toronto Area | Process - Boiler/Steam | Industrial | NA | End Use Consumption (m^3/year) | 15 | 5.3148 | 5.4254 | 5.5077 | 5.5672 | 5.6027 | 5.6015 | 5.5915 | 5.5916 | 5.5916 | 5.5916 | 0.12768 | 0.13294 | 0.13765 | 0.14192 | 0.14569 | 0.14857 | 0.15127 | 0.1543 | 0.15738 | 0.16053 | 0.024023 | 0.024503 | 0.024993 | 0.025493 | 0.026003 | 0.026523 | 0.027053 | 0.027594 | 0.028146 | 0.028709 | 0.10365 | 0.10844 | 0.11266 | 0.11643 | 0.11968 | 0.12205 | 0.12422 | 0.1267 | 0.12924 | 0.13182 | 32852.0038 | 66229.6397 | 100144.7671 | 134609.4908 | 169636.1652 | 205237.4004 | 241426.0672 | 278215.3026 | 315618.5154 | 353649.3923 | 32852.0038 | 66229.6397 | 100144.7671 | 134609.4908 | 169636.1652 | 205237.4004 | 241426.0672 | 278215.3026 | 315618.5154 | 353649.3923 | 21507.1703 | 43358.4553 | 66198.1499 | 89944.0462 | 114697.5214 | 140397.9081 | 166964.0785 | 194333.4104 | 222501.4465 | 251437.2313 | 21507.1703 | 21851.285 | 22839.6947 | 23745.8962 | 24753.4752 | 25700.3867 | 26566.1704 | 27369.3319 | 28168.0361 | 28935.7848
Ind ¦ Optimize Combustion ¦ New | NEW | I_Other Manufacturing >0.5 million m3/year | Greater Toronto Area | Process Heat | Industrial | NA | End Use Consumption (m^3/year) | 7 | 3.0358 | 3.1544 | 3.2427 | 3.3066 | 3.3447 | 3.3434 | 3.3327 | 3.3328 | 3.3328 | 3.3327 | 0.068002 | 0.072072 | 0.075571 | 0.078601 | 0.081098 | 0.082688 | 0.08407 | 0.085754 | 0.087469 | 0.089216 | 0.0224 | 0.022848 | 0.023305 | 0.023771 | 0.024246 | 0.024731 | 0.025226 | 0.025731 | 0.026245 | 0.02677 | 0.045602 | 0.049224 | 0.052266 | 0.05483 | 0.056851 | 0.057957 | 0.058844 | 0.060023 | 0.061224 | 0.062445 | 94344.216 | 190197.9395 | 287595.2287 | 386570.8453 | 487160.2693 | 589399.714 | 693326.1417 | 798977.2791 | 906391.6341 | 1015608.5113 | 94344.216 | 190197.9395 | 287595.2287 | 386570.8453 | 487160.2693 | 589399.714 | 693326.1417 | 798977.2791 | 906391.6341 | 1015608.5113 | 62495.1089 | 125990.1396 | 192257.8175 | 261115.3901 | 332747.5981 | 407018.2368 | 483751.9291 | 562811.4023 | 644176.2519 | 727774.7851 | 62495.1089 | 63495.0307 | 66267.678 | 68857.5726 | 71632.208 | 74270.6386 | 76733.6924 | 79059.4732 | 81364.8495 | 83598.5333
Ind ¦ Radiant heaters ¦ New | NEW | I_Other Manufacturing >0.5 million m3/year | Greater Toronto Area | Space Heating/Ventilation | Industrial | NA | End Use Consumption (m^3/year) | 20 | 1.4656 | 1.4912 | 1.5115 | 1.5269 | 1.5367 | 1.5277 | 1.5255 | 1.5255 | 1.5255 | 1.5255 | 0.98582 | 1.0231 | 1.0578 | 1.0899 | 1.1188 | 1.1346 | 1.1555 | 1.1787 | 1.2022 | 1.2263 | 0.67263 | 0.68608 | 0.69981 | 0.7138 | 0.72808 | 0.74264 | 0.75749 | 0.77264 | 0.78809 | 0.80386 | 0.31319 | 0.33701 | 0.35795 | 0.37608 | 0.39073 | 0.39191 | 0.39804 | 0.40601 | 0.41413 | 0.42239 | 77328.5628 | 155894.3826 | 235725.375 | 316850.0322 | 399297.435 | 483097.2656 | 568279.8197 | 654876.0199 | 742917.4286 | 832436.2619 | 77328.5628 | 155894.3826 | 235725.375 | 316850.0322 | 399297.435 | 483097.2656 | 568279.8197 | 654876.0199 | 742917.4286 | 832436.2619 | 7113.8683 | 14341.5585 | 21523.5681 | 28491.5556 | 36301.8776 | 44836.7215 | 53830.5538 | 62986.398 | 72530.0374 | 82388.7004 | 7113.8683 | 7227.6902 | 7182.0096 | 6967.9875 | 7810.322 | 8534.8439 | 8993.8322 | 9155.8442 | 9543.6394 | 9858.6629
Ind ¦ Reduce Steam Pressure ¦ New | NEW | I_Other Manufacturing >0.5 million m3/year | Greater Toronto Area | Process - Boiler/Steam | Industrial | NA | End Use Consumption (m^3/year) | 20 | 29.9803 | 30.4945 | 30.8771 | 31.154 | 31.3191 | 31.3138 | 31.2672 | 31.2674 | 31.2679 | 31.268 | 0.092939 | 0.096423 | 0.099586 | 0.10249 | 0.10509 | 0.10718 | 0.10916 | 0.11134 | 0.11357 | 0.11584 | 0.0031 | 0.003162 | 0.0032252 | 0.0032897 | 0.0033555 | 0.0034227 | 0.0034911 | 0.0035609 | 0.0036321 | 0.0037048 | 0.089839 | 0.093261 | 0.096361 | 0.099199 | 0.10174 | 0.10375 | 0.10567 | 0.10778 | 0.10994 | 0.11214 | 13646.217 | 27510.7734 | 41598.5956 | 55914.7116 | 70464.2532 | 85252.4586 | 100284.6741 | 115566.3564 | 131103.0756 | 146900.5168 | 13646.217 | 27510.7734 | 41598.5956 | 55914.7116 | 70464.2532 | 85252.4586 | 100284.6741 | 115566.3564 | 131103.0756 | 146900.5168 | 10196.3781 | 20555.8982 | 31337.822 | 42527.5435 | 54114.5685 | 66088.0868 | 78437.9936 | 91155.3781 | 104233.3913 | 117665.6787 | 10196.3781 | 10359.5201 | 10781.9237 | 11189.7215 | 11587.025 | 11973.5183 | 12349.9069 | 12717.3845 | 13078.0132 | 13432.2874
Ind ¦ Regenerative Thermal Oxidizers ¦ New | NEW | I_Other Manufacturing >0.5 million m3/year | Greater Toronto Area | Process Heat | Industrial | NA | End Use Consumption (m^3/year) | 20 | 9.8324 | 10.0011 | 10.1266 | 10.2174 | 10.2715 | 10.2698 | 10.2545 | 10.2546 | 10.2547 | 10.2547 | 0.88198 | 0.91505 | 0.94507 | 0.97261 | 0.99732 | 1.0171 | 1.0359 | 1.0566 | 1.0778 | 1.0993 | 0.089702 | 0.091496 | 0.093325 | 0.095192 | 0.097096 | 0.099038 | 0.10102 | 0.10304 | 0.1051 | 0.1072 | 0.79228 | 0.82356 | 0.85174 | 0.87742 | 0.90022 | 0.91806 | 0.93487 | 0.95358 | 0.97267 | 0.99212 | 119908.9715 | 241736.4865 | 365525.8323 | 491321.1899 | 619167.6534 | 749111.249 | 881198.9548 | 1015478.7206 | 1151999.4885 | 1290811.214 | 119908.9715 | 241736.4865 | 365525.8323 | 491321.1899 | 619167.6534 | 749111.249 | 881198.9548 | 1015478.7206 | 1151999.4885 | 1290811.214 | 82891.7269 | 167109.7214 | 255081.3961 | 346584.1825 | 441695.7146 | 540247.5732 | 642047.5331 | 746940.8412 | 854873.4405 | 965756.1996 | 82891.7269 | 84217.9945 | 87971.6748 | 91502.7864 | 95111.5321 | 98551.8586 | 101799.9599 | 104893.3081 | 107932.5993 | 110882.7591
Ind ¦ Steam trap survey and repair ¦ New | NEW | I_Other Manufacturing >0.5 million m3/year | Greater Toronto Area | Process - Boiler/Steam | Industrial | NA | End Use Consumption (m^3/year) | 3 | 0.74751 | 0.79708 | 0.84877 | 0.8911 | 0.91312 | 0.91238 | 0.90622 | 0.90625 | 0.90632 | 0.90624 | 0.023145 | 0.025173 | 0.027342 | 0.029279 | 0.030603 | 0.03119 | 0.031599 | 0.032232 | 0.032879 | 0.033534 | 0.030962 | 0.031582 | 0.032213 | 0.032858 | 0.033515 | 0.034185 | 0.034869 | 0.035566 | 0.036277 | 0.037003 | -0.0078176 | -0.0064086 | -0.0048715 | -0.0035782 | -0.0029118 | -0.0029954 | -0.00327 | -0.0033344 | -0.0033984 | -0.0034693 | 30324.9266 | 61135.052 | 92441.3235 | 124254.9146 | 156587.2294 | 189449.9081 | 222854.8313 | 256814.1254 | 291340.1681 | 326445.5929 | 0 | 0 | 0 | 0 | 0 | 0 | 0 | 0 | 0 | 0 | 0 | 0 | 0 | 0 | 0 | 0 | 0 | 0 | 0 | 0 | 0 | 0 | 0 | 0 | 0 | 0 | 0 | 0 | 0 | 0
Ind ¦ Ventilation heat recovery ¦ New | NEW | I_Other Manufacturing >0.5 million m3/year | Greater Toronto Area | Space Heating/Ventilation | Industrial | NA | End Use Consumption (m^3/year) | 20 | 4.3968 | 4.4736 | 4.5345 | 4.5806 | 4.61 | 4.5832 | 4.5764 | 4.5765 | 4.5764 | 4.5764 | 0.49291 | 0.51155 | 0.52888 | 0.54494 | 0.5594 | 0.56728 | 0.57777 | 0.58933 | 0.60111 | 0.61313 | 0.11211 | 0.11435 | 0.11663 | 0.11897 | 0.12135 | 0.12377 | 0.12625 | 0.12877 | 0.13135 | 0.13398 | 0.3808 | 0.3972 | 0.41225 | 0.42598 | 0.43806 | 0.4435 | 0.45152 | 0.46055 | 0.46976 | 0.47915 | 78939.5745 | 159142.1822 | 240636.3203 | 323451.0745 | 407616.1316 | 493161.792 | 580118.9826 | 668519.2703 | 758394.8751 | 849778.684 | 78939.5745 | 159142.1822 | 240636.3203 | 323451.0745 | 407616.1316 | 493161.792 | 580118.9826 | 668519.2703 | 758394.8751 | 849778.684 | 45518.214 | 91764.7194 | 139779.8922 | 189362.5607 | 241171.8161 | 295056.1665 | 350748.0562 | 408053.2846 | 467041.4258 | 527640.5649 | 45518.214 | 46246.5054 | 48015.1728 | 49582.6685 | 51809.2554 | 53884.3504 | 55691.8897 | 57305.2284 | 58988.1412 | 60599.1391
Ind ¦ Ventilation optimization ¦ New | NEW | I_Other Manufacturing >0.5 million m3/year | Greater Toronto Area | Space Heating/Ventilation | Industrial | NA | End Use Consumption (m^3/year) | 15 | 2.256 | 2.3037 | 2.3416 | 2.3703 | 2.3886 | 2.3719 | 2.3677 | 2.3677 | 2.3677 | 2.3677 | 0.54194 | 0.56449 | 0.58524 | 0.60426 | 0.62109 | 0.62909 | 0.64054 | 0.65336 | 0.66642 | 0.67974 | 0.24023 | 0.24503 | 0.24993 | 0.25493 | 0.26003 | 0.26523 | 0.27053 | 0.27594 | 0.28146 | 0.28709 | 0.30171 | 0.31946 | 0.33531 | 0.34933 | 0.36107 | 0.36387 | 0.37 | 0.37741 | 0.38496 | 0.39265 | 90974.7797 | 183405.156 | 277323.9706 | 372764.7437 | 469761.6883 | 568349.7242 | 668564.4938 | 770442.3763 | 874020.5043 | 979336.7787 | 90974.7797 | 183405.156 | 277323.9706 | 372764.7437 | 469761.6883 | 568349.7242 | 668564.4938 | 770442.3763 | 874020.5043 | 979336.7787 | 37493.3103 | 75586.5136 | 114749.9684 | 154675.9111 | 196889.6553 | 241154.3711 | 286980.4239 | 334026.1189 | 382501.4264 | 432306.5317 | 37493.3103 | 38093.2033 | 39163.4548 | 39925.9427 | 42213.7441 | 44264.7158 | 45826.0529 | 47045.6949 | 48475.3076 | 49805.1052
Ind ¦ Warehouse loading dock seals ¦ New | NEW | I_Other Manufacturing >0.5 million m3/year | Greater Toronto Area | Space Heating/Ventilation | Industrial | NA | End Use Consumption (m^3/year) | 10 | 0.65563 | 0.67466 | 0.68975 | 0.70118 | 0.70846 | 0.70181 | 0.70013 | 0.70014 | 0.70014 | 0.70012 | 0.098874 | 0.10378 | 0.10822 | 0.11222 | 0.11565 | 0.11685 | 0.11891 | 0.12129 | 0.12371 | 0.12618 | 0.15081 | 0.15382 | 0.1569 | 0.16004 | 0.16324 | 0.1665 | 0.16983 | 0.17323 | 0.1767 | 0.18023 | -0.051935 | -0.050045 | -0.048679 | -0.047824 | -0.047591 | -0.04965 | -0.050928 | -0.051945 | -0.052985 | -0.054047 | 28745.5033 | 57950.9347 | 87626.6713 | 117783.3044 | 148431.6446 | 179582.7254 | 211247.8088 | 243438.3897 | 276166.201 | 309443.2183 | 0 | 0 | 0 | 0 | 0 | 0 | 0 | 0 | 0 | 0 | 0 | 0 | 0 | 0 | 0 | 0 | 0 | 0 | 0 | 0 | 0 | 0 | 0 | 0 | 0 | 0 | 0 | 0 | 0 | 0
Ind ¦ Advanced boiler controls including air/fuel mix control | RET | I_Other Manufacturing >0.5 million m3/year | Greater Toronto Area | Process - Boiler/Steam | Industrial | NA | End Use Consumption (m^3/year) | 15 | 4.1594 | 4.246 | 4.3104 | 4.357 | 4.3847 | 4.3838 | 4.376 | 4.376 | 4.3761 | 4.376 | 0.12768 | 0.13294 | 0.13765 | 0.14192 | 0.14569 | 0.14857 | 0.15127 | 0.1543 | 0.15738 | 0.16053 | 0.030695 | 0.031309 | 0.031936 | 0.032574 | 0.033226 | 0.03389 | 0.034568 | 0.035259 | 0.035965 | 0.036684 | 0.09698 | 0.10163 | 0.10572 | 0.10935 | 0.11246 | 0.11468 | 0.1167 | 0.11904 | 0.12142 | 0.12384 | 1066220.0448 | 1060888.9446 | 1055584.4999 | 1050306.5774 | 1045055.0445 | 1039829.7693 | 1034630.6204 | 1029457.4673 | 1024310.18 | 1019188.6291 | 1066220.0448 | 1060888.9446 | 1055584.4999 | 1050306.5774 | 1045055.0445 | 1039829.7693 | 1034630.6204 | 1029457.4673 | 1024310.18 | 1019188.6291 | 44880.7587 | 90774.6432 | 137342.8101 | 184707.0087 | 232495.3169 | 280255.6173 | 327574.8146 | 374181.6562 | 419743.8593 | 464008.9415 | 44880.7587 | 45893.8845 | 46568.1669 | 47364.1986 | 47788.3082 | 47760.3004 | 47319.1973 | 46606.8416 | 45562.2031 | 44265.0823
Ind ¦ Advanced heating and process control | RET | I_Other Manufacturing >0.5 million m3/year | Greater Toronto Area | Process Heat | Industrial | NA | End Use Consumption (m^3/year) | 15 | 5.3148 | 5.4254 | 5.5077 | 5.5672 | 5.6027 | 5.6015 | 5.5915 | 5.5916 | 5.5916 | 5.5916 | 0.31919 | 0.33235 | 0.34413 | 0.35481 | 0.36422 | 0.37142 | 0.37817 | 0.38574 | 0.39346 | 0.40132 | 0.060056 | 0.061257 | 0.062483 | 0.063732 | 0.065007 | 0.066307 | 0.067633 | 0.068986 | 0.070366 | 0.071773 | 0.25913 | 0.27109 | 0.28165 | 0.29108 | 0.29921 | 0.30511 | 0.31054 | 0.31675 | 0.32309 | 0.32955 | 7220961.1502 | 7184856.3444 | 7148932.0627 | 7113187.4024 | 7077621.4654 | 7042233.358 | 7007022.1913 | 6971987.0803 | 6937127.1449 | 6902441.5092 | 7220961.1502 | 7184856.3444 | 7148932.0627 | 7113187.4024 | 7077621.4654 | 7042233.358 | 7007022.1913 | 6971987.0803 | 6937127.1449 | 6902441.5092 | 322791.3258 | 653719.8453 | 990229.5214 | 1332002.6424 | 1676164.9766 | 2019401.9723 | 2358604.0163 | 2691425.171 | 3015292.9057 | 3328149.4047 | 322791.3258 | 330928.5195 | 336509.6761 | 341773.1211 | 344162.3342 | 343236.9956 | 339202.044 | 332821.1547 | 323867.7347 | 312856.4991
Ind ¦ Air compressor heat recovery | RET | I_Other Manufacturing >0.5 million m3/year | Greater Toronto Area | Space Heating/Ventilation | Industrial | NA | End Use Consumption (m^3/year) | 25 | 2.502 | 2.5404 | 2.5708 | 2.5939 | 2.6085 | 2.5951 | 2.5917 | 2.5918 | 2.5917 | 2.5917 | 0.78535 | 0.81335 | 0.83956 | 0.86403 | 0.8863 | 0.89938 | 0.91617 | 0.9345 | 0.95318 | 0.97223 | 0.31389 | 0.32017 | 0.32658 | 0.33311 | 0.33977 | 0.34656 | 0.3535 | 0.36057 | 0.36778 | 0.37513 | 0.47146 | 0.49318 | 0.51299 | 0.53092 | 0.54653 | 0.55281 | 0.56267 | 0.57393 | 0.58541 | 0.5971 | 3290050.424 | 3273600.1719 | 3257232.1711 | 3240946.0102 | 3224741.2802 | 3208617.5738 | 3192574.4859 | 3176611.6135 | 3160728.5554 | 3144924.9126 | 3290050.424 | 3273600.1719 | 3257232.1711 | 3240946.0102 | 3224741.2802 | 3208617.5738 | 3192574.4859 | 3176611.6135 | 3160728.5554 | 3144924.9126 | 67625.8731 | 134564.3356 | 200114.2049 | 268339.266 | 338566.143 | 409503.3034 | 480276.2202 | 551339.0002 | 622391.2098 | 693705.7192 | 67625.8731 | 66938.4625 | 65549.8692 | 68225.0611 | 70226.8771 | 70937.1604 | 70772.9169 | 71062.78 | 71052.2096 | 71314.5094
Ind ¦ Air curtains | RET | I_Other Manufacturing >0.5 million m3/year | Greater Toronto Area | Space Heating/Ventilation | Industrial | NA | End Use Consumption (m^3/year) | 15 | 0.92289 | 0.94244 | 0.95793 | 0.96967 | 0.97714 | 0.97032 | 0.9686 | 0.96861 | 0.96861 | 0.96859 | 0.13548 | 0.14112 | 0.14631 | 0.15106 | 0.15527 | 0.15727 | 0.16013 | 0.16334 | 0.16661 | 0.16993 | 0.1468 | 0.14974 | 0.15274 | 0.15579 | 0.15891 | 0.16208 | 0.16533 | 0.16863 | 0.172 | 0.17544 | -0.01132 | -0.0086192 | -0.0064252 | -0.0047254 | -0.0036321 | -0.0048103 | -0.0051917 | -0.0052929 | -0.0053996 | -0.0055101 | 1958363.3476 | 1948571.5309 | 1938828.6733 | 1929134.5299 | 1919488.8572 | 1909891.413 | 1900341.9559 | 1890840.2461 | 1881386.0449 | 1871979.1147 | 0 | 0 | 0 | 0 | 0 | 0 | 0 | 0 | 0 | 0 | 0 | 0 | 0 | 0 | 0 | 0 | 0 | 0 | 0 | 0 | 0 | 0 | 0 | 0 | 0 | 0 | 0 | 0 | 0 | 0
Ind ¦ Automated temperature control | RET | I_Other Manufacturing >0.5 million m3/year | Greater Toronto Area | Space Heating/Ventilation | Industrial | NA | End Use Consumption (m^3/year) | 25 | 1.1676 | 1.1855 | 1.1997 | 1.2105 | 1.2173 | 1.2111 | 1.2095 | 1.2095 | 1.2095 | 1.2095 | 0.26178 | 0.27112 | 0.27985 | 0.28801 | 0.29543 | 0.29979 | 0.30539 | 0.3115 | 0.31773 | 0.32408 | 0.22421 | 0.22869 | 0.23327 | 0.23793 | 0.24269 | 0.24755 | 0.2525 | 0.25755 | 0.2627 | 0.26795 | 0.037574 | 0.042423 | 0.046585 | 0.050076 | 0.052741 | 0.052247 | 0.052892 | 0.053952 | 0.055029 | 0.056126 | 2538619.1544 | 2525926.0586 | 2513296.4283 | 2500729.9461 | 2488226.2964 | 2475785.1649 | 2463406.2391 | 2451089.2079 | 2438833.7619 | 2426639.5931 | 2538619.1544 | 2525926.0586 | 2513296.4283 | 2500729.9461 | 2488226.2964 | 2475785.1649 | 2463406.2391 | 2451089.2079 | 2438833.7619 | 2426639.5931 | 1545.2252 | 2890.6518 | 3999.4552 | 5400.8368 | 7043.2436 | 8750.5001 | 10413.6303 | 12113.4384 | 13823.7344 | 15598.5699 | 1545.2252 | 1345.4266 | 1108.8034 | 1401.3817 | 1642.4068 | 1707.2565 | 1663.1302 | 1699.8081 | 1710.296 | 1774.8355
Ind ¦ Blow down heat recovery and control | RET | I_Other Manufacturing >0.5 million m3/year | Greater Toronto Area | Process - Boiler/Steam | Industrial | NA | End Use Consumption (m^3/year) | 20 | 1.9672 | 2.0009 | 2.026 | 2.0442 | 2.055 | 2.0547 | 2.0516 | 2.0517 | 2.0517 | 2.0517 | 0.061959 | 0.064282 | 0.066391 | 0.068326 | 0.070062 | 0.071451 | 0.072771 | 0.074227 | 0.075713 | 0.077227 | 0.031496 | 0.032126 | 0.032769 | 0.033424 | 0.034093 | 0.034774 | 0.03547 | 0.036179 | 0.036903 | 0.037641 | 0.030463 | 0.032156 | 0.033622 | 0.034902 | 0.035969 | 0.036676 | 0.037301 | 0.038048 | 0.03881 | 0.039587 | 609268.597 | 606222.2541 | 603191.1428 | 600175.1871 | 597174.3111 | 594188.4396 | 591217.4974 | 588261.4099 | 585320.1029 | 582393.5023 | 609268.597 | 606222.2541 | 603191.1428 | 600175.1871 | 597174.3111 | 594188.4396 | 591217.4974 | 588261.4099 | 585320.1029 | 582393.5023 | 11355.4295 | 22541.0208 | 33426.4161 | 44811.0503 | 56568.4771 | 68452.9257 | 80300.6155 | 92206.8 | 104119.7918 | 116099.7376 | 11355.4295 | 11185.5913 | 10885.3953 | 11384.6342 | 11757.4268 | 11884.4486 | 11847.6898 | 11906.1845 | 11912.9918 | 11979.9458
Ind ¦ Boiler combustion air preheat | RET | I_Other Manufacturing >0.5 million m3/year | Greater Toronto Area | Process - Boiler/Steam | Industrial | NA | End Use Consumption (m^3/year) | 20 | 68.9876 | 69.0887 | 69.1845 | 69.2782 | 69.3709 | 69.4563 | 69.5363 | 69.6241 | 69.7143 | 69.809 | 2.0992 | 2.1443 | 2.1902 | 2.2371 | 2.2849 | 2.3334 | 2.3828 | 2.4336 | 2.4854 | 2.5386 | 0.030429 | 0.031037 | 0.031658 | 0.032291 | 0.032937 | 0.033596 | 0.034267 | 0.034953 | 0.035652 | 0.036365 | 2.0688 | 2.1133 | 2.1586 | 2.2048 | 2.2519 | 2.2998 | 2.3486 | 2.3986 | 2.4498 | 2.5022 | 783345.3391 | 779428.6124 | 775531.4693 | 771653.812 | 767795.5429 | 763956.5652 | 760136.7824 | 756336.0984 | 752554.418 | 748791.6459 | 783345.3391 | 779428.6124 | 775531.4693 | 771653.812 | 767795.5429 | 763956.5652 | 760136.7824 | 756336.0984 | 752554.418 | 748791.6459 | 39512.8166 | 80281.4983 | 121959.1191 | 164158.3545 | 206463.1655 | 248444.7928 | 289678.973 | 329763.2831 | 368332.788 | 405073.4548 | 39512.8166 | 40768.6816 | 41677.6208 | 42199.2355 | 42304.811 | 41981.6273 | 41234.1802 | 40084.3101 | 38569.5049 | 36740.6669
Ind ¦ Condensate return | RET | I_Other Manufacturing >0.5 million m3/year | Greater Toronto Area | Process - Boiler/Steam | Industrial | NA | End Use Consumption (m^3/year) | 25 | 1.6724 | 1.6976 | 1.7164 | 1.73 | 1.7381 | 1.7378 | 1.7356 | 1.7356 | 1.7357 | 1.7357 | 0.070532 | 0.073026 | 0.07531 | 0.077423 | 0.079342 | 0.080918 | 0.082429 | 0.08408 | 0.085765 | 0.087483 | 0.042173 | 0.043016 | 0.043877 | 0.044754 | 0.045649 | 0.046562 | 0.047494 | 0.048443 | 0.049412 | 0.050401 | 0.028359 | 0.03001 | 0.031433 | 0.032669 | 0.033693 | 0.034355 | 0.034936 | 0.035637 | 0.036353 | 0.037082 | 734990.6885 | 731315.7351 | 727659.1564 | 724020.8606 | 720400.7563 | 716798.7525 | 713214.7588 | 709648.685 | 706100.4415 | 702569.9393 | 734990.6885 | 731315.7351 | 727659.1564 | 724020.8606 | 720400.7563 | 716798.7525 | 713214.7588 | 709648.685 | 706100.4415 | 702569.9393 | 6008.7591 | 11764.3333 | 17150.6824 | 23009.2768 | 29214.6778 | 35525.5489 | 41789.2518 | 48116.8619 | 54470.475 | 60925.251 | 6008.7591 | 5755.5742 | 5386.3491 | 5858.5944 | 6205.401 | 6310.8711 | 6263.7028 | 6327.6102 | 6353.6131 | 6454.776
Ind ¦ Condensing boiler | RET | I_Other Manufacturing >0.5 million m3/year | Greater Toronto Area | Process - Boiler/Steam | Industrial | NA | End Use Consumption (m^3/year) | 20 | 3.224 | 3.2793 | 3.3205 | 3.3502 | 3.368 | 3.3674 | 3.3624 | 3.3624 | 3.3625 | 3.3625 | 0.3098 | 0.32141 | 0.33195 | 0.34163 | 0.35031 | 0.35725 | 0.36386 | 0.37114 | 0.37856 | 0.38614 | 0.09609 | 0.098012 | 0.099972 | 0.10197 | 0.10401 | 0.10609 | 0.10821 | 0.11038 | 0.11258 | 0.11484 | 0.21371 | 0.2234 | 0.23198 | 0.23966 | 0.2463 | 0.25116 | 0.25564 | 0.26076 | 0.26598 | 0.2713 | 1644058.119 | 1635837.8284 | 1627658.6393 | 1619520.3461 | 1611422.7443 | 1603365.6306 | 1595348.8025 | 1587372.0585 | 1579435.1982 | 1571538.0222 | 1644058.119 | 1635837.8284 | 1627658.6393 | 1619520.3461 | 1611422.7443 | 1603365.6306 | 1595348.8025 | 1587372.0585 | 1579435.1982 | 1571538.0222 | 56467.2646 | 113635.4743 | 171032.1361 | 229831.4613 | 289563.4456 | 349571.0522 | 409337.9799 | 468762.0945 | 527510.7067 | 585435.4271 | 56467.2646 | 57168.2097 | 57396.6618 | 58799.3253 | 59731.9843 | 60007.6066 | 59766.9277 | 59424.1146 | 58748.6122 | 57924.7204
Ind ¦ Condensing Economizer | RET | I_Other Manufacturing >0.5 million m3/year | Greater Toronto Area | Process - Boiler/Steam | Industrial | NA | End Use Consumption (m^3/year) | 15 | 3.7008 | 3.7778 | 3.835 | 3.8765 | 3.9012 | 3.9004 | 3.8934 | 3.8934 | 3.8935 | 3.8934 | 0.25535 | 0.26588 | 0.27531 | 0.28385 | 0.29137 | 0.29714 | 0.30254 | 0.30859 | 0.31477 | 0.32106 | 0.069 | 0.07038 | 0.071788 | 0.073223 | 0.074688 | 0.076182 | 0.077705 | 0.079259 | 0.080844 | 0.082461 | 0.18635 | 0.1955 | 0.20352 | 0.21063 | 0.21668 | 0.22096 | 0.22483 | 0.22933 | 0.23392 | 0.2386 | 1305575.5651 | 1299047.6873 | 1292552.4488 | 1286089.6866 | 1279659.2382 | 1273260.942 | 1266894.6373 | 1260560.1641 | 1254257.3633 | 1247986.0764 | 1305575.5651 | 1299047.6873 | 1292552.4488 | 1286089.6866 | 1279659.2382 | 1273260.942 | 1266894.6373 | 1260560.1641 | 1254257.3633 | 1247986.0764 | 53014.2298 | 107142.2473 | 161992.5999 | 217827.4509 | 274223.4169 | 330648.6622 | 386625.721 | 441871.98 | 496012.1325 | 548772.7948 | 53014.2298 | 54128.0175 | 54850.3526 | 55834.851 | 56395.966 | 56425.2453 | 55977.0588 | 55246.259 | 54140.1525 | 52760.6624
Ind ¦ De-stratification fans | RET | I_Other Manufacturing >0.5 million m3/year | Greater Toronto Area | Space Heating/Ventilation | Industrial | NA | End Use Consumption (m^3/year) | 25 | 1.4153 | 1.437 | 1.4542 | 1.4672 | 1.4755 | 1.468 | 1.466 | 1.466 | 1.466 | 1.466 | 0.29918 | 0.30985 | 0.31983 | 0.32915 | 0.33764 | 0.34262 | 0.34902 | 0.356 | 0.36312 | 0.37037 | 0.2114 | 0.21563 | 0.21994 | 0.22434 | 0.22882 | 0.2334 | 0.23807 | 0.24283 | 0.24769 | 0.25264 | 0.087784 | 0.094223 | 0.099894 | 0.10482 | 0.10881 | 0.10922 | 0.11095 | 0.11317 | 0.11543 | 0.11773 | 1856818.5815 | 1847534.4886 | 1838296.8161 | 1829105.332 | 1819959.8054 | 1810860.0064 | 1801805.7063 | 1792796.6778 | 1783832.6944 | 1774913.5309 | 1856818.5815 | 1847534.4886 | 1838296.8161 | 1829105.332 | 1819959.8054 | 1810860.0064 | 1801805.7063 | 1792796.6778 | 1783832.6944 | 1774913.5309 | 5069.9631 | 9753.7645 | 13894.1908 | 18681.3566 | 23934.0128 | 29312.2931 | 34604.7478 | 39968.2754 | 45352.0013 | 50861.569 | 5069.9631 | 4683.8013 | 4140.4263 | 4787.1658 | 5252.6563 | 5378.2803 | 5292.4546 | 5363.5276 | 5383.7259 | 5509.5677
Ind ¦ Digester Gas | RET | I_Other Manufacturing >0.5 million m3/year | Greater Toronto Area | Process - Boiler/Steam | Industrial | NA | End Use Consumption (m^3/year) | 20 | 11.9533 | 12.1583 | 12.3108 | 12.4213 | 12.4871 | 12.4849 | 12.4664 | 12.4665 | 12.4667 | 12.4667 | 0.92939 | 0.96423 | 0.99586 | 1.0249 | 1.0509 | 1.0718 | 1.0916 | 1.1134 | 1.1357 | 1.1584 | 0.077752 | 0.079307 | 0.080893 | 0.082511 | 0.084161 | 0.085844 | 0.087561 | 0.089312 | 0.091099 | 0.092921 | 0.85164 | 0.88493 | 0.91497 | 0.94238 | 0.96676 | 0.98592 | 1.004 | 1.0241 | 1.0446 | 1.0655 | 1160511.6134 | 1154709.0554 | 1148935.5101 | 1143190.8325 | 1137474.8784 | 1131787.504 | 1126128.5665 | 1120497.9236 | 1114895.434 | 1109320.9568 | 1160511.6134 | 1154709.0554 | 1148935.5101 | 1143190.8325 | 1137474.8784 | 1131787.504 | 1126128.5665 | 1120497.9236 | 1114895.434 | 1109320.9568 | 55741.2741 | 113100.5366 | 171615.7211 | 230906.1311 | 290432.0657 | 349618.363 | 407903.9458 | 464787.1607 | 519787.0741 | 572494.9736 | 55741.2741 | 57359.2625 | 58515.1845 | 59290.41 | 59525.9347 | 59186.2973 | 58285.5827 | 56883.215 | 54999.9134 | 52707.8995
Ind ¦ Direct contact hot water heaters | RET | I_Other Manufacturing >0.5 million m3/year | Greater Toronto Area | Process - Boiler/Steam | Industrial | NA | End Use Consumption (m^3/year) | 20 | 11.6065 | 11.8055 | 11.9537 | 12.0609 | 12.1248 | 12.1227 | 12.1047 | 12.1048 | 12.1049 | 12.105 | 0.46469 | 0.48212 | 0.49793 | 0.51244 | 0.52546 | 0.53588 | 0.54579 | 0.5567 | 0.56785 | 0.57921 | 0.040038 | 0.040838 | 0.041655 | 0.042488 | 0.043338 | 0.044205 | 0.045089 | 0.045991 | 0.04691 | 0.047849 | 0.42466 | 0.44128 | 0.45628 | 0.46996 | 0.48212 | 0.49168 | 0.5007 | 0.51071 | 0.52094 | 0.53136 | 1392613.9361 | 1385650.8664 | 1378722.6121 | 1371828.999 | 1364969.854 | 1358145.0048 | 1351354.2797 | 1344597.5083 | 1337874.5208 | 1331185.1482 | 1392613.9361 | 1385650.8664 | 1378722.6121 | 1371828.999 | 1364969.854 | 1358145.0048 | 1351354.2797 | 1344597.5083 | 1337874.5208 | 1331185.1482 | 66729.5694 | 135389.0406 | 205426.8458 | 276396.7956 | 347655.1808 | 418514.7762 | 488305.6455 | 556430.6121 | 622315.4862 | 685472.6074 | 66729.5694 | 68659.4712 | 70037.8052 | 70969.9498 | 71258.3852 | 70859.5954 | 69790.8693 | 68124.9666 | 65884.8742 | 63157.1211
Ind ¦ Energy Management and Process Improvement | RET | I_Other Manufacturing >0.5 million m3/year | Greater Toronto Area | Cross Cutting/Behavioural | Industrial | NA | End Use Consumption (m^3/year) | 15 | 3.6479 | 3.7238 | 3.7802 | 3.8211 | 3.8455 | 3.8447 | 3.8378 | 3.8378 | 3.8379 | 3.8378 | 0.25535 | 0.26588 | 0.27531 | 0.28385 | 0.29137 | 0.29714 | 0.30254 | 0.30859 | 0.31477 | 0.32106 | 0.07 | 0.0714 | 0.072828 | 0.074285 | 0.07577 | 0.077286 | 0.078831 | 0.080408 | 0.082016 | 0.083656 | 0.18535 | 0.19448 | 0.20248 | 0.20956 | 0.2156 | 0.21985 | 0.22371 | 0.22818 | 0.23275 | 0.2374 | 22968459.0156 | 22853616.7205 | 22739348.6369 | 22625651.8937 | 22512523.6343 | 22399961.0161 | 22287961.211 | 22176521.405 | 22065638.7979 | 21955310.6039 | 22968459.0156 | 22853616.7205 | 22739348.6369 | 22625651.8937 | 22512523.6343 | 22399961.0161 | 22287961.211 | 22176521.405 | 22065638.7979 | 21955310.6039 | 928168.2051 | 1875642.2805 | 2835448.7333 | 3812730.6431 | 4799974.4277 | 5787870.1646 | 6768080.0163 | 7735743.7091 | 8684329.804 | 9609111.0004 | 928168.2051 | 947474.0754 | 959806.4528 | 977281.9098 | 987243.7847 | 987895.7369 | 980209.8516 | 967663.6928 | 948586.0949 | 924781.1964
Ind ¦ Exhaust gas heat recovery | RET | I_Other Manufacturing >0.5 million m3/year | Greater Toronto Area | Process Heat | Industrial | NA | End Use Consumption (m^3/year) | 15 | 5.3148 | 5.4254 | 5.5077 | 5.5672 | 5.6027 | 5.6015 | 5.5915 | 5.5916 | 5.5916 | 5.5916 | 0.44687 | 0.46529 | 0.48179 | 0.49674 | 0.5099 | 0.51999 | 0.52944 | 0.54003 | 0.55084 | 0.56185 | 0.084079 | 0.08576 | 0.087476 | 0.089225 | 0.09101 | 0.09283 | 0.094686 | 0.09658 | 0.098512 | 0.10048 | 0.36279 | 0.37953 | 0.39431 | 0.40751 | 0.41889 | 0.42716 | 0.43475 | 0.44345 | 0.45233 | 0.46137 | 12636682.0128 | 12573498.6027 | 12510631.1097 | 12448077.9542 | 12385837.5644 | 12323908.3766 | 12262288.8347 | 12200977.3905 | 12139972.5036 | 12079272.641 | 12636682.0128 | 12573498.6027 | 12510631.1097 | 12448077.9542 | 12385837.5644 | 12323908.3766 | 12262288.8347 | 12200977.3905 | 12139972.5036 | 12079272.641 | 564884.8201 | 1144009.7293 | 1732901.6624 | 2331004.6242 | 2933288.7091 | 3533953.4515 | 4127557.0285 | 4709994.0492 | 5276762.5849 | 5824261.4583 | 564884.8201 | 579124.9091 | 588891.9331 | 598102.9618 | 602284.0849 | 600664.7424 | 593603.577 | 582437.0208 | 566768.5357 | 547498.8734
Ind ¦ Feedwater Economizers | RET | I_Other Manufacturing >0.5 million m3/year | Greater Toronto Area | Process - Boiler/Steam | Industrial | NA | End Use Consumption (m^3/year) | 20 | 2.418 | 2.4595 | 2.4903 | 2.5127 | 2.526 | 2.5256 | 2.5218 | 2.5218 | 2.5219 | 2.5219 | 0.12392 | 0.12856 | 0.13278 | 0.13665 | 0.14012 | 0.1429 | 0.14554 | 0.14845 | 0.15143 | 0.15445 | 0.051248 | 0.052273 | 0.053318 | 0.054385 | 0.055473 | 0.056582 | 0.057714 | 0.058868 | 0.060045 | 0.061246 | 0.07267 | 0.076292 | 0.079463 | 0.082267 | 0.084651 | 0.086319 | 0.087829 | 0.089587 | 0.091381 | 0.093209 | 870383.7101 | 866031.7915 | 861701.6326 | 857393.1244 | 853106.1588 | 848840.628 | 844596.4248 | 840373.4427 | 836171.5755 | 831990.7176 | 870383.7101 | 866031.7915 | 861701.6326 | 857393.1244 | 853106.1588 | 848840.628 | 844596.4248 | 840373.4427 | 836171.5755 | 831990.7176 | 22679.8577 | 45344.489 | 67789.7271 | 90983.8995 | 114732.93 | 138685.5433 | 162591.0157 | 186526.123 | 210381.3265 | 234188.2627 | 22679.8577 | 22664.6313 | 22445.2381 | 23194.1724 | 23749.0305 | 23952.6133 | 23905.4724 | 23935.1073 | 23855.2035 | 23806.9362
Ind ¦ Heat recovery to preheat make-up water | RET | I_Other Manufacturing >0.5 million m3/year | Greater Toronto Area | Process - Boiler/Steam | Industrial | NA | End Use Consumption (m^3/year) | 25 | 3.4769 | 3.5293 | 3.5683 | 3.5965 | 3.6134 | 3.6129 | 3.6082 | 3.6083 | 3.6084 | 3.6085 | 0.2116 | 0.21908 | 0.22593 | 0.23227 | 0.23803 | 0.24275 | 0.24729 | 0.25224 | 0.2573 | 0.26245 | 0.060857 | 0.062074 | 0.063316 | 0.064582 | 0.065874 | 0.067191 | 0.068535 | 0.069906 | 0.071304 | 0.07273 | 0.15074 | 0.157 | 0.16261 | 0.16769 | 0.17215 | 0.17556 | 0.17875 | 0.18234 | 0.18599 | 0.18972 | 1827805.7911 | 1818666.7622 | 1809573.4284 | 1800525.5612 | 1791522.9334 | 1782565.3188 | 1773652.4922 | 1764784.2297 | 1755960.3086 | 1747180.507 | 1827805.7911 | 1818666.7622 | 1809573.4284 | 1800525.5612 | 1791522.9334 | 1782565.3188 | 1773652.4922 | 1764784.2297 | 1755960.3086 | 1747180.507 | 60282.856 | 121172.8803 | 182192.3539 | 244773.3992 | 308445.7895 | 372468.1339 | 436259.077 | 499773.6789 | 562665.6026 | 624823.7499 | 60282.856 | 60890.0244 | 61019.4736 | 62581.0453 | 63672.3903 | 64022.3445 | 63790.943 | 63514.6019 | 62891.9237 | 62158.1473
Ind ¦ High-efficiency burner | RET | I_Other Manufacturing >0.5 million m3/year | Greater Toronto Area | Process - Boiler/Steam | Industrial | NA | End Use Consumption (m^3/year) | 20 | 2.5792 | 2.6234 | 2.6564 | 2.6802 | 2.6944 | 2.6939 | 2.6899 | 2.6899 | 2.69 | 2.69 | 0.1549 | 0.16071 | 0.16598 | 0.17081 | 0.17515 | 0.17863 | 0.18193 | 0.18557 | 0.18928 | 0.19307 | 0.060056 | 0.061257 | 0.062483 | 0.063732 | 0.065007 | 0.066307 | 0.067633 | 0.068986 | 0.070366 | 0.071773 | 0.094842 | 0.099448 | 0.10349 | 0.10708 | 0.11015 | 0.11232 | 0.1143 | 0.11658 | 0.11892 | 0.1213 | 493217.4357 | 490751.3485 | 488297.5918 | 485856.1038 | 483426.8233 | 481009.6892 | 478604.6407 | 476211.6175 | 473830.5595 | 471461.4067 | 493217.4357 | 490751.3485 | 488297.5918 | 485856.1038 | 483426.8233 | 481009.6892 | 478604.6407 | 476211.6175 | 473830.5595 | 471461.4067 | 13879.5899 | 27799.8734 | 41641.4631 | 55906.7774 | 70481.638 | 85169.1443 | 99824.964 | 114477.4364 | 129056.7344 | 143567.5776 | 13879.5899 | 13920.2835 | 13841.5897 | 14265.3142 | 14574.8607 | 14687.5062 | 14655.8198 | 14652.4724 | 14579.2979 | 14510.8432
Ind ¦ High-efficiency burners | RET | I_Other Manufacturing >0.5 million m3/year | Greater Toronto Area | Process Heat | Industrial | NA | End Use Consumption (m^3/year) | 20 | 8.928 | 9.0812 | 9.1951 | 9.2776 | 9.3267 | 9.3252 | 9.3113 | 9.3113 | 9.3115 | 9.3115 | 0.61959 | 0.64282 | 0.66391 | 0.68326 | 0.70062 | 0.71451 | 0.72771 | 0.74227 | 0.75713 | 0.77227 | 0.069398 | 0.070786 | 0.072202 | 0.073646 | 0.075119 | 0.076621 | 0.078154 | 0.079717 | 0.081311 | 0.082938 | 0.55019 | 0.57204 | 0.59171 | 0.60961 | 0.6255 | 0.63789 | 0.64956 | 0.66256 | 0.67582 | 0.68934 | 4332576.6901 | 4310913.8067 | 4289359.2376 | 4267912.4414 | 4246572.8792 | 4225340.0148 | 4204213.3148 | 4183192.2482 | 4162276.2869 | 4141464.9055 | 4332576.6901 | 4310913.8067 | 4289359.2376 | 4267912.4414 | 4246572.8792 | 4225340.0148 | 4204213.3148 | 4183192.2482 | 4162276.2869 | 4141464.9055 | 202457.5072 | 410547.0994 | 622643.0837 | 837695.3415 | 1053823.3757 | 1268980.7998 | 1481188.1367 | 1688740.1558 | 1889944.2685 | 2083374.4448 | 202457.5072 | 208089.5922 | 212095.9842 | 215052.2578 | 216128.0342 | 215157.4241 | 212207.3368 | 207552.0191 | 201204.1127 | 193430.1763
Ind ¦ High-efficiency furnaces | RET | I_Other Manufacturing >0.5 million m3/year | Greater Toronto Area | Process Heat | Industrial | NA | End Use Consumption (m^3/year) | 20 | 3.8688 | 3.9352 | 3.9846 | 4.0203 | 4.0416 | 4.0409 | 4.0349 | 4.0349 | 4.035 | 4.035 | 0.61959 | 0.64282 | 0.66391 | 0.68326 | 0.70062 | 0.71451 | 0.72771 | 0.74227 | 0.75713 | 0.77227 | 0.16015 | 0.16335 | 0.16662 | 0.16995 | 0.17335 | 0.17682 | 0.18036 | 0.18396 | 0.18764 | 0.19139 | 0.45944 | 0.47947 | 0.49729 | 0.51331 | 0.52726 | 0.53769 | 0.54736 | 0.55831 | 0.56949 | 0.58088 | 8252527.0288 | 8211264.3936 | 8170208.0717 | 8129357.0313 | 8088710.2461 | 8048266.6949 | 8008025.3614 | 7967985.2346 | 7928145.3085 | 7888504.5819 | 8252527.0288 | 8211264.3936 | 8170208.0717 | 8129357.0313 | 8088710.2461 | 8048266.6949 | 8008025.3614 | 7967985.2346 | 7928145.3085 | 7888504.5819 | 314554.4617 | 634550.0271 | 957603.4405 | 1287320.8013 | 1621221.6567 | 1955908.6967 | 2288481.8282 | 2617760.7926 | 2941656.266 | 3258888.9033 | 314554.4617 | 319995.5654 | 323053.4134 | 329717.3608 | 333900.8554 | 334687.0401 | 332573.1314 | 329278.9645 | 323895.4734 | 317232.6373
Ind ¦ High-efficiency ovens & dryers | RET | I_Other Manufacturing >0.5 million m3/year | Greater Toronto Area | Process Heat | Industrial | NA | End Use Consumption (m^3/year) | 20 | 3.3161 | 3.373 | 3.4153 | 3.446 | 3.4642 | 3.4636 | 3.4585 | 3.4585 | 3.4586 | 3.4586 | 0.37176 | 0.38569 | 0.39834 | 0.40996 | 0.42037 | 0.4287 | 0.43663 | 0.44536 | 0.45428 | 0.46336 | 0.11211 | 0.11435 | 0.11663 | 0.11897 | 0.12135 | 0.12377 | 0.12625 | 0.12877 | 0.13135 | 0.13398 | 0.25965 | 0.27135 | 0.28171 | 0.29099 | 0.29902 | 0.30493 | 0.31038 | 0.31659 | 0.32293 | 0.32939 | 8665153.3802 | 8621827.6133 | 8578718.4752 | 8535824.8829 | 8493145.7584 | 8450680.0297 | 8408426.6295 | 8366384.4964 | 8324552.5739 | 8282929.811 | 8665153.3802 | 8621827.6133 | 8578718.4752 | 8535824.8829 | 8493145.7584 | 8450680.0297 | 8408426.6295 | 8366384.4964 | 8324552.5739 | 8282929.811 | 303060.1144 | 610217.9877 | 919199.3374 | 1235232.6859 | 1556022.916 | 1878178.6214 | 2198932.0243 | 2517634.8606 | 2832465.5074 | 3142551.728 | 303060.1144 | 307157.8733 | 308981.3496 | 316033.3486 | 320790.2301 | 322155.7053 | 320753.4029 | 318702.8363 | 314830.6468 | 310086.2206
Ind ¦ Insulation | RET | I_Other Manufacturing >0.5 million m3/year | Greater Toronto Area | Process - Boiler/Steam | Industrial | NA | End Use Consumption (m^3/year) | 15 | 5.3148 | 5.4254 | 5.5077 | 5.5672 | 5.6027 | 5.6015 | 5.5915 | 5.5916 | 5.5916 | 5.5916 | 0.12768 | 0.13294 | 0.13765 | 0.14192 | 0.14569 | 0.14857 | 0.15127 | 0.1543 | 0.15738 | 0.16053 | 0.024023 | 0.024503 | 0.024993 | 0.025493 | 0.026003 | 0.026523 | 0.027053 | 0.027594 | 0.028146 | 0.028709 | 0.10365 | 0.10844 | 0.11266 | 0.11643 | 0.11968 | 0.12205 | 0.12422 | 0.1267 | 0.12924 | 0.13182 | 1257220.9145 | 1250934.81 | 1244680.1359 | 1238456.7352 | 1232264.4516 | 1226103.1293 | 1219972.6137 | 1213872.7506 | 1207803.3868 | 1201764.3699 | 1257220.9145 | 1250934.81 | 1244680.1359 | 1238456.7352 | 1232264.4516 | 1226103.1293 | 1219972.6137 | 1213872.7506 | 1207803.3868 | 1201764.3699 | 56200.2755 | 113817.2945 | 172406.0327 | 231911.1743 | 291832.295 | 351592.3077 | 410649.8064 | 468596.3467 | 524984.0327 | 579454.5839 | 56200.2755 | 57617.019 | 58588.7382 | 59505.1416 | 59921.1207 | 59760.0126 | 59057.4987 | 57946.5403 | 56387.6859 | 54470.5512
Ind ¦ Optimize Combustion | RET | I_Other Manufacturing >0.5 million m3/year | Greater Toronto Area | Process Heat | Industrial | NA | End Use Consumption (m^3/year) | 7 | 3.0358 | 3.1544 | 3.2427 | 3.3066 | 3.3447 | 3.3434 | 3.3327 | 3.3328 | 3.3328 | 3.3327 | 0.068002 | 0.072072 | 0.075571 | 0.078601 | 0.081098 | 0.082688 | 0.08407 | 0.085754 | 0.087469 | 0.089216 | 0.0224 | 0.022848 | 0.023305 | 0.023771 | 0.024246 | 0.024731 | 0.025226 | 0.025731 | 0.026245 | 0.02677 | 0.045602 | 0.049224 | 0.052266 | 0.05483 | 0.056851 | 0.057957 | 0.058844 | 0.060023 | 0.061224 | 0.062445 | 3610480.5751 | 3592428.1722 | 3574466.0313 | 3556593.7012 | 3538810.7327 | 3521116.679 | 3503511.0956 | 3485993.5401 | 3468563.5724 | 3451220.7546 | 3610480.5751 | 3592428.1722 | 3574466.0313 | 3556593.7012 | 3538810.7327 | 3521116.679 | 3503511.0956 | 3485993.5401 | 3468563.5724 | 3451220.7546 | 163305.6461 | 330921.9262 | 501581.8863 | 674756.3075 | 848997.317 | 1022687.6363 | 1194280.8743 | 1362511.9275 | 1526067.3959 | 1683856.8712 | 163305.6461 | 167616.2801 | 170659.9601 | 173174.4212 | 174241.0095 | 173690.3193 | 171593.238 | 168231.0532 | 163555.4684 | 157789.4753
Ind ¦ Radiant heaters | RET | I_Other Manufacturing >0.5 million m3/year | Greater Toronto Area | Space Heating/Ventilation | Industrial | NA | End Use Consumption (m^3/year) | 20 | 1.4656 | 1.4912 | 1.5115 | 1.5269 | 1.5367 | 1.5277 | 1.5255 | 1.5255 | 1.5255 | 1.5255 | 0.98582 | 1.0231 | 1.0578 | 1.0899 | 1.1188 | 1.1346 | 1.1555 | 1.1787 | 1.2022 | 1.2263 | 0.67263 | 0.68608 | 0.69981 | 0.7138 | 0.72808 | 0.74264 | 0.75749 | 0.77264 | 0.78809 | 0.80386 | 0.31319 | 0.33701 | 0.35795 | 0.37608 | 0.39073 | 0.39191 | 0.39804 | 0.40601 | 0.41413 | 0.42239 | 2959304.6142 | 2944508.0911 | 2929785.5507 | 2915136.6229 | 2900560.9398 | 2886058.1351 | 2871627.8445 | 2857269.7052 | 2842983.3567 | 2828768.4399 | 2959304.6142 | 2944508.0911 | 2929785.5507 | 2915136.6229 | 2900560.9398 | 2886058.1351 | 2871627.8445 | 2857269.7052 | 2842983.3567 | 2828768.4399 | 18589.2125 | 36392.4704 | 53067.2773 | 71134.9904 | 90255.0573 | 109796.111 | 129112.1935 | 148679.6955 | 168341.3443 | 188419.8495 | 18589.2125 | 17803.2579 | 16674.807 | 18067.713 | 19120.0669 | 19541.0537 | 19316.0826 | 19567.5019 | 19661.6488 | 20078.5052
Ind ¦ Reduce Steam Pressure | RET | I_Other Manufacturing >0.5 million m3/year | Greater Toronto Area | Process - Boiler/Steam | Industrial | NA | End Use Consumption (m^3/year) | 20 | 29.9803 | 30.4945 | 30.8771 | 31.154 | 31.3191 | 31.3138 | 31.2672 | 31.2674 | 31.2679 | 31.268 | 0.092939 | 0.096423 | 0.099586 | 0.10249 | 0.10509 | 0.10718 | 0.10916 | 0.11134 | 0.11357 | 0.11584 | 0.0031 | 0.003162 | 0.0032252 | 0.0032897 | 0.0033555 | 0.0034227 | 0.0034911 | 0.0035609 | 0.0036321 | 0.0037048 | 0.089839 | 0.093261 | 0.096361 | 0.099199 | 0.10174 | 0.10375 | 0.10567 | 0.10778 | 0.10994 | 0.11214 | 522230.226 | 519619.0749 | 517020.9795 | 514435.8746 | 511863.6953 | 509304.3768 | 506757.8549 | 504224.0656 | 501702.9453 | 499194.4306 | 522230.226 | 519619.0749 | 517020.9795 | 514435.8746 | 511863.6953 | 509304.3768 | 506757.8549 | 504224.0656 | 501702.9453 | 499194.4306 | 26644.1029 | 54122.6162 | 82193.9595 | 110594.8415 | 139039.5593 | 167233.8899 | 194888.4806 | 221732.6984 | 247521.9955 | 272049.009 | 26644.1029 | 27478.5133 | 28071.3433 | 28400.8821 | 28444.7177 | 28194.3306 | 27654.5907 | 26844.2178 | 25789.2971 | 24527.0134
Ind ¦ Regenerative Thermal Oxidizers | RET | I_Other Manufacturing >0.5 million m3/year | Greater Toronto Area | Process Heat | Industrial | NA | End Use Consumption (m^3/year) | 20 | 9.8324 | 10.0011 | 10.1266 | 10.2174 | 10.2715 | 10.2698 | 10.2545 | 10.2546 | 10.2547 | 10.2547 | 0.88198 | 0.91505 | 0.94507 | 0.97261 | 0.99732 | 1.0171 | 1.0359 | 1.0566 | 1.0778 | 1.0993 | 0.089702 | 0.091496 | 0.093325 | 0.095192 | 0.097096 | 0.099038 | 0.10102 | 0.10304 | 0.1051 | 0.1072 | 0.79228 | 0.82356 | 0.85174 | 0.87742 | 0.90022 | 0.91806 | 0.93487 | 0.95358 | 0.97267 | 0.99212 | 4588824.1016 | 4565879.9811 | 4543050.5812 | 4520335.3283 | 4497733.6517 | 4475244.9834 | 4452868.7585 | 4430604.4147 | 4408451.3926 | 4386409.1357 | 4588824.1016 | 4565879.9811 | 4543050.5812 | 4520335.3283 | 4497733.6517 | 4475244.9834 | 4452868.7585 | 4430604.4147 | 4408451.3926 | 4386409.1357 | 216603.9431 | 439329.2566 | 666416.753 | 896612.5315 | 1127874.3023 | 1357996.8505 | 1584840.1365 | 1806534.1009 | 2021246.5883 | 2227428.4818 | 216603.9431 | 222725.3135 | 227087.4964 | 230195.7786 | 231261.7707 | 230122.5482 | 226843.286 | 221693.9644 | 214712.4873 | 206181.8936
Ind ¦ Steam trap survey and repair | RET | I_Other Manufacturing >0.5 million m3/year | Greater Toronto Area | Process - Boiler/Steam | Industrial | NA | End Use Consumption (m^3/year) | 3 | 0.74751 | 0.79708 | 0.84877 | 0.8911 | 0.91312 | 0.91238 | 0.90622 | 0.90625 | 0.90632 | 0.90624 | 0.023145 | 0.025173 | 0.027342 | 0.029279 | 0.030603 | 0.03119 | 0.031599 | 0.032232 | 0.032879 | 0.033534 | 0.030962 | 0.031582 | 0.032213 | 0.032858 | 0.033515 | 0.034185 | 0.034869 | 0.035566 | 0.036277 | 0.037003 | -0.0078176 | -0.0064086 | -0.0048715 | -0.0035782 | -0.0029118 | -0.0029954 | -0.00327 | -0.0033344 | -0.0033984 | -0.0034693 | 1160511.6134 | 1154709.0554 | 1148935.5101 | 1143190.8325 | 1137474.8784 | 1131787.504 | 1126128.5665 | 1120497.9236 | 1114895.434 | 1109320.9568 | 0 | 0 | 0 | 0 | 0 | 0 | 0 | 0 | 0 | 0 | 0 | 0 | 0 | 0 | 0 | 0 | 0 | 0 | 0 | 0 | 0 | 0 | 0 | 0 | 0 | 0 | 0 | 0 | 0 | 0
Ind ¦ Ventilation heat recovery | RET | I_Other Manufacturing >0.5 million m3/year | Greater Toronto Area | Space Heating/Ventilation | Industrial | NA | End Use Consumption (m^3/year) | 20 | 4.3968 | 4.4736 | 4.5345 | 4.5806 | 4.61 | 4.5832 | 4.5764 | 4.5765 | 4.5764 | 4.5764 | 0.49291 | 0.51155 | 0.52888 | 0.54494 | 0.5594 | 0.56728 | 0.57777 | 0.58933 | 0.60111 | 0.61313 | 0.11211 | 0.11435 | 0.11663 | 0.11897 | 0.12135 | 0.12377 | 0.12625 | 0.12877 | 0.13135 | 0.13398 | 0.3808 | 0.3972 | 0.41225 | 0.42598 | 0.43806 | 0.4435 | 0.45152 | 0.46055 | 0.46976 | 0.47915 | 3020956.7937 | 3005852.0097 | 2990822.7497 | 2975868.6359 | 2960989.2927 | 2946184.3463 | 2931453.4245 | 2916796.1574 | 2902212.1766 | 2887701.1158 | 3020956.7937 | 3005852.0097 | 2990822.7497 | 2975868.6359 | 2960989.2927 | 2946184.3463 | 2931453.4245 | 2916796.1574 | 2902212.1766 | 2887701.1158 | 118943.4098 | 240114.3047 | 362602.2209 | 487517.565 | 613900.6566 | 740475.2979 | 866133.6721 | 990354.6536 | 1112316.7313 | 1231483.2714 | 118943.4098 | 121170.895 | 122487.9162 | 124915.3441 | 126383.0916 | 126574.6413 | 125658.3742 | 124220.9814 | 121962.0777 | 119166.5401
Ind ¦ Ventilation optimization | RET | I_Other Manufacturing >0.5 million m3/year | Greater Toronto Area | Space Heating/Ventilation | Industrial | NA | End Use Consumption (m^3/year) | 15 | 2.256 | 2.3037 | 2.3416 | 2.3703 | 2.3886 | 2.3719 | 2.3677 | 2.3677 | 2.3677 | 2.3677 | 0.54194 | 0.56449 | 0.58524 | 0.60426 | 0.62109 | 0.62909 | 0.64054 | 0.65336 | 0.66642 | 0.67974 | 0.24023 | 0.24503 | 0.24993 | 0.25493 | 0.26003 | 0.26523 | 0.27053 | 0.27594 | 0.28146 | 0.28709 | 0.30171 | 0.31946 | 0.33531 | 0.34933 | 0.36107 | 0.36387 | 0.37 | 0.37741 | 0.38496 | 0.39265 | 3481534.8403 | 3464127.1661 | 3446806.5302 | 3429572.4976 | 3412424.6351 | 3395362.5119 | 3378385.6994 | 3361493.7709 | 3344686.302 | 3327962.8705 | 3481534.8403 | 3464127.1661 | 3446806.5302 | 3429572.4976 | 3412424.6351 | 3395362.5119 | 3378385.6994 | 3361493.7709 | 3344686.302 | 3327962.8705 | 97973.5754 | 196234.4004 | 293939.7396 | 394636.0755 | 497517.445 | 601193.9596 | 704646.805 | 808076.022 | 910988.7132 | 1013418.1946 | 97973.5754 | 98260.8249 | 97705.3392 | 100696.3359 | 102881.3695 | 103676.5146 | 103452.8454 | 103429.217 | 102912.6913 | 102429.4813
Ind ¦ Warehouse loading dock seals | RET | I_Other Manufacturing >0.5 million m3/year | Greater Toronto Area | Space Heating/Ventilation | Industrial | NA | End Use Consumption (m^3/year) | 10 | 0.65563 | 0.67466 | 0.68975 | 0.70118 | 0.70846 | 0.70181 | 0.70013 | 0.70014 | 0.70014 | 0.70012 | 0.098874 | 0.10378 | 0.10822 | 0.11222 | 0.11565 | 0.11685 | 0.11891 | 0.12129 | 0.12371 | 0.12618 | 0.15081 | 0.15382 | 0.1569 | 0.16004 | 0.16324 | 0.1665 | 0.16983 | 0.17323 | 0.1767 | 0.18023 | -0.051935 | -0.050045 | -0.048679 | -0.047824 | -0.047591 | -0.04965 | -0.050928 | -0.051945 | -0.052985 | -0.054047 | 1100068.3002 | 1094567.9587 | 1089095.1189 | 1083649.6433 | 1078231.3951 | 1072840.2381 | 1067476.0369 | 1062138.6568 | 1056827.9635 | 1051543.8237 | 0 | 0 | 0 | 0 | 0 | 0 | 0 | 0 | 0 | 0 | 0 | 0 | 0 | 0 | 0 | 0 | 0 | 0 | 0 | 0 | 0 | 0 | 0 | 0 | 0 | 0 | 0 | 0 | 0 | 0
Ind ¦ Boiler right sizing and load management | ROB | I_Other Manufacturing >0.5 million m3/year | Greater Toronto Area | Process - Boiler/Steam | Industrial | NA | End Use Consumption (m^3/year) | 25 | INF | INF | INF | INF | INF | INF | INF | INF | INF | INF | 0.35266 | 0.36513 | 0.37655 | 0.38712 | 0.39671 | 0.40459 | 0.41215 | 0.4204 | 0.42883 | 0.43741 | 0 | 0 | 0 | 0 | 0 | 0 | 0 | 0 | 0 | 0 | 0.35266 | 0.36513 | 0.37655 | 0.38712 | 0.39671 | 0.40459 | 0.41215 | 0.4204 | 0.42883 | 0.43741 | 2538619.1544 | 2525926.0586 | 2513296.4283 | 2500729.9461 | 2488226.2964 | 2475785.1649 | 2463406.2391 | 2451089.2079 | 2438833.7619 | 2426639.5931 | 2538619.1544 | 2525926.0586 | 2513296.4283 | 2500729.9461 | 2488226.2964 | 2475785.1649 | 2463406.2391 | 2451089.2079 | 2438833.7619 | 2426639.5931 | 76191.182 | 151227.6269 | 225029.8978 | 297522.5523 | 368635.5212 | 438305.1862 | 506475.1725 | 573096.8816 | 638129.7892 | 701541.5405 | 76191.182 | 75036.4449 | 73802.271 | 72492.6545 | 71112.9689 | 69669.665 | 68169.9864 | 66621.709 | 65032.9076 | 63411.7514
Ind ¦ Advanced heating and process control ¦ New | NEW | I_Petroleum Refining | Greater Toronto Area | Process Heat | Industrial | NA | End Use Consumption (m^3/year) | 15 | 5.3148 | 5.4254 | 5.5077 | 5.5672 | 5.6027 | 5.6015 | 5.5915 | 5.5916 | 5.5916 | 5.5916 | 0.31919 | 0.33235 | 0.34413 | 0.35481 | 0.36422 | 0.37142 | 0.37817 | 0.38574 | 0.39346 | 0.40132 | 0.060056 | 0.061257 | 0.062483 | 0.063732 | 0.065007 | 0.066307 | 0.067633 | 0.068986 | 0.070366 | 0.071773 | 0.25913 | 0.27109 | 0.28165 | 0.29108 | 0.29921 | 0.30511 | 0.31054 | 0.31675 | 0.32309 | 0.32955 | 0 | 0 | 0 | 0 | 0 | 0 | 0 | 0 | 0 | 0 | 0 | 0 | 0 | 0 | 0 | 0 | 0 | 0 | 0 | 0 | 0 | 0 | 0 | 0 | 0 | 0 | 0 | 0 | 0 | 0 | 0 | 0 | 0 | 0 | 0 | 0 | 0 | 0 | 0 | 0
Ind ¦ Air compressor heat recovery ¦ New | NEW | I_Petroleum Refining | Greater Toronto Area | Space Heating/Ventilation | Industrial | NA | End Use Consumption (m^3/year) | 25 | 2.502 | 2.5404 | 2.5708 | 2.5939 | 2.6085 | 2.5951 | 2.5917 | 2.5918 | 2.5917 | 2.5917 | 0.78535 | 0.81335 | 0.83956 | 0.86403 | 0.8863 | 0.89938 | 0.91617 | 0.9345 | 0.95318 | 0.97223 | 0.31389 | 0.32017 | 0.32658 | 0.33311 | 0.33977 | 0.34656 | 0.3535 | 0.36057 | 0.36778 | 0.37513 | 0.47146 | 0.49318 | 0.51299 | 0.53092 | 0.54653 | 0.55281 | 0.56267 | 0.57393 | 0.58541 | 0.5971 | 0 | 0 | 0 | 0 | 0 | 0 | 0 | 0 | 0 | 0 | 0 | 0 | 0 | 0 | 0 | 0 | 0 | 0 | 0 | 0 | 0 | 0 | 0 | 0 | 0 | 0 | 0 | 0 | 0 | 0 | 0 | 0 | 0 | 0 | 0 | 0 | 0 | 0 | 0 | 0
Ind ¦ Air curtains ¦ New | NEW | I_Petroleum Refining | Greater Toronto Area | Space Heating/Ventilation | Industrial | NA | End Use Consumption (m^3/year) | 15 | 0.92289 | 0.94244 | 0.95793 | 0.96967 | 0.97714 | 0.97032 | 0.9686 | 0.96861 | 0.96861 | 0.96859 | 0.13548 | 0.14112 | 0.14631 | 0.15106 | 0.15527 | 0.15727 | 0.16013 | 0.16334 | 0.16661 | 0.16993 | 0.1468 | 0.14974 | 0.15274 | 0.15579 | 0.15891 | 0.16208 | 0.16533 | 0.16863 | 0.172 | 0.17544 | -0.01132 | -0.0086192 | -0.0064252 | -0.0047254 | -0.0036321 | -0.0048103 | -0.0051917 | -0.0052929 | -0.0053996 | -0.0055101 | 0 | 0 | 0 | 0 | 0 | 0 | 0 | 0 | 0 | 0 | 0 | 0 | 0 | 0 | 0 | 0 | 0 | 0 | 0 | 0 | 0 | 0 | 0 | 0 | 0 | 0 | 0 | 0 | 0 | 0 | 0 | 0 | 0 | 0 | 0 | 0 | 0 | 0 | 0 | 0
Ind ¦ Automated temperature control ¦ New | NEW | I_Petroleum Refining | Greater Toronto Area | Space Heating/Ventilation | Industrial | NA | End Use Consumption (m^3/year) | 25 | 1.1676 | 1.1855 | 1.1997 | 1.2105 | 1.2173 | 1.2111 | 1.2095 | 1.2095 | 1.2095 | 1.2095 | 0.26178 | 0.27112 | 0.27985 | 0.28801 | 0.29543 | 0.29979 | 0.30539 | 0.3115 | 0.31773 | 0.32408 | 0.22421 | 0.22869 | 0.23327 | 0.23793 | 0.24269 | 0.24755 | 0.2525 | 0.25755 | 0.2627 | 0.26795 | 0.037574 | 0.042423 | 0.046585 | 0.050076 | 0.052741 | 0.052247 | 0.052892 | 0.053952 | 0.055029 | 0.056126 | 0 | 0 | 0 | 0 | 0 | 0 | 0 | 0 | 0 | 0 | 0 | 0 | 0 | 0 | 0 | 0 | 0 | 0 | 0 | 0 | 0 | 0 | 0 | 0 | 0 | 0 | 0 | 0 | 0 | 0 | 0 | 0 | 0 | 0 | 0 | 0 | 0 | 0 | 0 | 0
Ind ¦ Condensing Economizer ¦ New | NEW | I_Petroleum Refining | Greater Toronto Area | Process - Boiler/Steam | Industrial | NA | End Use Consumption (m^3/year) | 15 | 3.7008 | 3.7778 | 3.835 | 3.8765 | 3.9012 | 3.9004 | 3.8934 | 3.8934 | 3.8935 | 3.8934 | 0.25535 | 0.26588 | 0.27531 | 0.28385 | 0.29137 | 0.29714 | 0.30254 | 0.30859 | 0.31477 | 0.32106 | 0.069 | 0.07038 | 0.071788 | 0.073223 | 0.074688 | 0.076182 | 0.077705 | 0.079259 | 0.080844 | 0.082461 | 0.18635 | 0.1955 | 0.20352 | 0.21063 | 0.21668 | 0.22096 | 0.22483 | 0.22933 | 0.23392 | 0.2386 | 0 | 0 | 0 | 0 | 0 | 0 | 0 | 0 | 0 | 0 | 0 | 0 | 0 | 0 | 0 | 0 | 0 | 0 | 0 | 0 | 0 | 0 | 0 | 0 | 0 | 0 | 0 | 0 | 0 | 0 | 0 | 0 | 0 | 0 | 0 | 0 | 0 | 0 | 0 | 0
Ind ¦ De-stratification fans ¦ New | NEW | I_Petroleum Refining | Greater Toronto Area | Space Heating/Ventilation | Industrial | NA | End Use Consumption (m^3/year) | 25 | 1.4153 | 1.437 | 1.4542 | 1.4672 | 1.4755 | 1.468 | 1.466 | 1.466 | 1.466 | 1.466 | 0.29918 | 0.30985 | 0.31983 | 0.32915 | 0.33764 | 0.34262 | 0.34902 | 0.356 | 0.36312 | 0.37037 | 0.2114 | 0.21563 | 0.21994 | 0.22434 | 0.22882 | 0.2334 | 0.23807 | 0.24283 | 0.24769 | 0.25264 | 0.087784 | 0.094223 | 0.099894 | 0.10482 | 0.10881 | 0.10922 | 0.11095 | 0.11317 | 0.11543 | 0.11773 | 0 | 0 | 0 | 0 | 0 | 0 | 0 | 0 | 0 | 0 | 0 | 0 | 0 | 0 | 0 | 0 | 0 | 0 | 0 | 0 | 0 | 0 | 0 | 0 | 0 | 0 | 0 | 0 | 0 | 0 | 0 | 0 | 0 | 0 | 0 | 0 | 0 | 0 | 0 | 0
Ind ¦ Energy Management and Process Improvement ¦ New | NEW | I_Petroleum Refining | Greater Toronto Area | Cross Cutting/Behavioural | Industrial | NA | End Use Consumption (m^3/year) | 15 | 3.6479 | 3.7238 | 3.7802 | 3.8211 | 3.8455 | 3.8447 | 3.8378 | 3.8378 | 3.8379 | 3.8378 | 0.25535 | 0.26588 | 0.27531 | 0.28385 | 0.29137 | 0.29714 | 0.30254 | 0.30859 | 0.31477 | 0.32106 | 0.07 | 0.0714 | 0.072828 | 0.074285 | 0.07577 | 0.077286 | 0.078831 | 0.080408 | 0.082016 | 0.083656 | 0.18535 | 0.19448 | 0.20248 | 0.20956 | 0.2156 | 0.21985 | 0.22371 | 0.22818 | 0.23275 | 0.2374 | 0 | 0 | 0 | 0 | 0 | 0 | 0 | 0 | 0 | 0 | 0 | 0 | 0 | 0 | 0 | 0 | 0 | 0 | 0 | 0 | 0 | 0 | 0 | 0 | 0 | 0 | 0 | 0 | 0 | 0 | 0 | 0 | 0 | 0 | 0 | 0 | 0 | 0 | 0 | 0
Ind ¦ Exhaust gas heat recovery ¦ New | NEW | I_Petroleum Refining | Greater Toronto Area | Process Heat | Industrial | NA | End Use Consumption (m^3/year) | 15 | 5.3148 | 5.4254 | 5.5077 | 5.5672 | 5.6027 | 5.6015 | 5.5915 | 5.5916 | 5.5916 | 5.5916 | 0.44687 | 0.46529 | 0.48179 | 0.49674 | 0.5099 | 0.51999 | 0.52944 | 0.54003 | 0.55084 | 0.56185 | 0.084079 | 0.08576 | 0.087476 | 0.089225 | 0.09101 | 0.09283 | 0.094686 | 0.09658 | 0.098512 | 0.10048 | 0.36279 | 0.37953 | 0.39431 | 0.40751 | 0.41889 | 0.42716 | 0.43475 | 0.44345 | 0.45233 | 0.46137 | 0 | 0 | 0 | 0 | 0 | 0 | 0 | 0 | 0 | 0 | 0 | 0 | 0 | 0 | 0 | 0 | 0 | 0 | 0 | 0 | 0 | 0 | 0 | 0 | 0 | 0 | 0 | 0 | 0 | 0 | 0 | 0 | 0 | 0 | 0 | 0 | 0 | 0 | 0 | 0
Ind ¦ High-efficiency burners ¦ New | NEW | I_Petroleum Refining | Greater Toronto Area | Process Heat | Industrial | NA | End Use Consumption (m^3/year) | 20 | 8.928 | 9.0812 | 9.1951 | 9.2776 | 9.3267 | 9.3252 | 9.3113 | 9.3113 | 9.3115 | 9.3115 | 0.61959 | 0.64282 | 0.66391 | 0.68326 | 0.70062 | 0.71451 | 0.72771 | 0.74227 | 0.75713 | 0.77227 | 0.069398 | 0.070786 | 0.072202 | 0.073646 | 0.075119 | 0.076621 | 0.078154 | 0.079717 | 0.081311 | 0.082938 | 0.55019 | 0.57204 | 0.59171 | 0.60961 | 0.6255 | 0.63789 | 0.64956 | 0.66256 | 0.67582 | 0.68934 | 0 | 0 | 0 | 0 | 0 | 0 | 0 | 0 | 0 | 0 | 0 | 0 | 0 | 0 | 0 | 0 | 0 | 0 | 0 | 0 | 0 | 0 | 0 | 0 | 0 | 0 | 0 | 0 | 0 | 0 | 0 | 0 | 0 | 0 | 0 | 0 | 0 | 0 | 0 | 0
Ind ¦ Insulation ¦ New | NEW | I_Petroleum Refining | Greater Toronto Area | Process Heat | Industrial | NA | End Use Consumption (m^3/year) | 15 | 5.3148 | 5.4254 | 5.5077 | 5.5672 | 5.6027 | 5.6015 | 5.5915 | 5.5916 | 5.5916 | 5.5916 | 0.12768 | 0.13294 | 0.13765 | 0.14192 | 0.14569 | 0.14857 | 0.15127 | 0.1543 | 0.15738 | 0.16053 | 0.024023 | 0.024503 | 0.024993 | 0.025493 | 0.026003 | 0.026523 | 0.027053 | 0.027594 | 0.028146 | 0.028709 | 0.10365 | 0.10844 | 0.11266 | 0.11643 | 0.11968 | 0.12205 | 0.12422 | 0.1267 | 0.12924 | 0.13182 | 0 | 0 | 0 | 0 | 0 | 0 | 0 | 0 | 0 | 0 | 0 | 0 | 0 | 0 | 0 | 0 | 0 | 0 | 0 | 0 | 0 | 0 | 0 | 0 | 0 | 0 | 0 | 0 | 0 | 0 | 0 | 0 | 0 | 0 | 0 | 0 | 0 | 0 | 0 | 0
Ind ¦ Radiant heaters ¦ New | NEW | I_Petroleum Refining | Greater Toronto Area | Space Heating/Ventilation | Industrial | NA | End Use Consumption (m^3/year) | 20 | 1.4656 | 1.4912 | 1.5115 | 1.5269 | 1.5367 | 1.5277 | 1.5255 | 1.5255 | 1.5255 | 1.5255 | 0.98582 | 1.0231 | 1.0578 | 1.0899 | 1.1188 | 1.1346 | 1.1555 | 1.1787 | 1.2022 | 1.2263 | 0.67263 | 0.68608 | 0.69981 | 0.7138 | 0.72808 | 0.74264 | 0.75749 | 0.77264 | 0.78809 | 0.80386 | 0.31319 | 0.33701 | 0.35795 | 0.37608 | 0.39073 | 0.39191 | 0.39804 | 0.40601 | 0.41413 | 0.42239 | 0 | 0 | 0 | 0 | 0 | 0 | 0 | 0 | 0 | 0 | 0 | 0 | 0 | 0 | 0 | 0 | 0 | 0 | 0 | 0 | 0 | 0 | 0 | 0 | 0 | 0 | 0 | 0 | 0 | 0 | 0 | 0 | 0 | 0 | 0 | 0 | 0 | 0 | 0 | 0
Ind ¦ Reduce Steam Pressure ¦ New | NEW | I_Petroleum Refining | Greater Toronto Area | Process - Boiler/Steam | Industrial | NA | End Use Consumption (m^3/year) | 20 | 29.9803 | 30.4945 | 30.8771 | 31.154 | 31.3191 | 31.3138 | 31.2672 | 31.2674 | 31.2679 | 31.268 | 0.092939 | 0.096423 | 0.099586 | 0.10249 | 0.10509 | 0.10718 | 0.10916 | 0.11134 | 0.11357 | 0.11584 | 0.0031 | 0.003162 | 0.0032252 | 0.0032897 | 0.0033555 | 0.0034227 | 0.0034911 | 0.0035609 | 0.0036321 | 0.0037048 | 0.089839 | 0.093261 | 0.096361 | 0.099199 | 0.10174 | 0.10375 | 0.10567 | 0.10778 | 0.10994 | 0.11214 | 0 | 0 | 0 | 0 | 0 | 0 | 0 | 0 | 0 | 0 | 0 | 0 | 0 | 0 | 0 | 0 | 0 | 0 | 0 | 0 | 0 | 0 | 0 | 0 | 0 | 0 | 0 | 0 | 0 | 0 | 0 | 0 | 0 | 0 | 0 | 0 | 0 | 0 | 0 | 0
Ind ¦ Ventilation heat recovery ¦ New | NEW | I_Petroleum Refining | Greater Toronto Area | Space Heating/Ventilation | Industrial | NA | End Use Consumption (m^3/year) | 20 | 4.3968 | 4.4736 | 4.5345 | 4.5806 | 4.61 | 4.5832 | 4.5764 | 4.5765 | 4.5764 | 4.5764 | 0.49291 | 0.51155 | 0.52888 | 0.54494 | 0.5594 | 0.56728 | 0.57777 | 0.58933 | 0.60111 | 0.61313 | 0.11211 | 0.11435 | 0.11663 | 0.11897 | 0.12135 | 0.12377 | 0.12625 | 0.12877 | 0.13135 | 0.13398 | 0.3808 | 0.3972 | 0.41225 | 0.42598 | 0.43806 | 0.4435 | 0.45152 | 0.46055 | 0.46976 | 0.47915 | 0 | 0 | 0 | 0 | 0 | 0 | 0 | 0 | 0 | 0 | 0 | 0 | 0 | 0 | 0 | 0 | 0 | 0 | 0 | 0 | 0 | 0 | 0 | 0 | 0 | 0 | 0 | 0 | 0 | 0 | 0 | 0 | 0 | 0 | 0 | 0 | 0 | 0 | 0 | 0
Ind ¦ Ventilation optimization ¦ New | NEW | I_Petroleum Refining | Greater Toronto Area | Space Heating/Ventilation | Industrial | NA | End Use Consumption (m^3/year) | 15 | 2.256 | 2.3037 | 2.3416 | 2.3703 | 2.3886 | 2.3719 | 2.3677 | 2.3677 | 2.3677 | 2.3677 | 0.54194 | 0.56449 | 0.58524 | 0.60426 | 0.62109 | 0.62909 | 0.64054 | 0.65336 | 0.66642 | 0.67974 | 0.24023 | 0.24503 | 0.24993 | 0.25493 | 0.26003 | 0.26523 | 0.27053 | 0.27594 | 0.28146 | 0.28709 | 0.30171 | 0.31946 | 0.33531 | 0.34933 | 0.36107 | 0.36387 | 0.37 | 0.37741 | 0.38496 | 0.39265 | 0 | 0 | 0 | 0 | 0 | 0 | 0 | 0 | 0 | 0 | 0 | 0 | 0 | 0 | 0 | 0 | 0 | 0 | 0 | 0 | 0 | 0 | 0 | 0 | 0 | 0 | 0 | 0 | 0 | 0 | 0 | 0 | 0 | 0 | 0 | 0 | 0 | 0 | 0 | 0
Ind ¦ Warehouse loading dock seals ¦ New | NEW | I_Petroleum Refining | Greater Toronto Area | Space Heating/Ventilation | Industrial | NA | End Use Consumption (m^3/year) | 10 | 0.65563 | 0.67466 | 0.68975 | 0.70118 | 0.70846 | 0.70181 | 0.70013 | 0.70014 | 0.70014 | 0.70012 | 0.098874 | 0.10378 | 0.10822 | 0.11222 | 0.11565 | 0.11685 | 0.11891 | 0.12129 | 0.12371 | 0.12618 | 0.15081 | 0.15382 | 0.1569 | 0.16004 | 0.16324 | 0.1665 | 0.16983 | 0.17323 | 0.1767 | 0.18023 | -0.051935 | -0.050045 | -0.048679 | -0.047824 | -0.047591 | -0.04965 | -0.050928 | -0.051945 | -0.052985 | -0.054047 | 0 | 0 | 0 | 0 | 0 | 0 | 0 | 0 | 0 | 0 | 0 | 0 | 0 | 0 | 0 | 0 | 0 | 0 | 0 | 0 | 0 | 0 | 0 | 0 | 0 | 0 | 0 | 0 | 0 | 0 | 0 | 0 | 0 | 0 | 0 | 0 | 0 | 0 | 0 | 0
Ind ¦ Advanced heating and process control | RET | I_Petroleum Refining | Greater Toronto Area | Process Heat | Industrial | NA | End Use Consumption (m^3/year) | 15 | 5.3148 | 5.4254 | 5.5077 | 5.5672 | 5.6027 | 5.6015 | 5.5915 | 5.5916 | 5.5916 | 5.5916 | 0.31919 | 0.33235 | 0.34413 | 0.35481 | 0.36422 | 0.37142 | 0.37817 | 0.38574 | 0.39346 | 0.40132 | 0.060056 | 0.061257 | 0.062483 | 0.063732 | 0.065007 | 0.066307 | 0.067633 | 0.068986 | 0.070366 | 0.071773 | 0.25913 | 0.27109 | 0.28165 | 0.29108 | 0.29921 | 0.30511 | 0.31054 | 0.31675 | 0.32309 | 0.32955 | 415882.4775 | 410060.1228 | 404319.2811 | 398658.8112 | 393077.5878 | 387574.5016 | 382148.4586 | 376798.3802 | 371523.2028 | 366321.878 | 415882.4775 | 410060.1228 | 404319.2811 | 398658.8112 | 393077.5878 | 387574.5016 | 382148.4586 | 376798.3802 | 371523.2028 | 366321.878 | 18422.6162 | 37138.8076 | 55998.503 | 74979.9298 | 93921.1575 | 112640.5914 | 130972.6363 | 148797.1304 | 165985.2277 | 184655.1841 | 18422.6162 | 18716.1914 | 18859.6954 | 18981.4268 | 18941.2276 | 18719.4339 | 18332.045 | 17824.494 | 17188.0974 | 18669.9564
Ind ¦ Air compressor heat recovery | RET | I_Petroleum Refining | Greater Toronto Area | Space Heating/Ventilation | Industrial | NA | End Use Consumption (m^3/year) | 25 | 2.502 | 2.5404 | 2.5708 | 2.5939 | 2.6085 | 2.5951 | 2.5917 | 2.5918 | 2.5917 | 2.5917 | 0.78535 | 0.81335 | 0.83956 | 0.86403 | 0.8863 | 0.89938 | 0.91617 | 0.9345 | 0.95318 | 0.97223 | 0.31389 | 0.32017 | 0.32658 | 0.33311 | 0.33977 | 0.34656 | 0.3535 | 0.36057 | 0.36778 | 0.37513 | 0.47146 | 0.49318 | 0.51299 | 0.53092 | 0.54653 | 0.55281 | 0.56267 | 0.57393 | 0.58541 | 0.5971 | 2187.4338 | 2156.8097 | 2126.6144 | 2096.8418 | 2067.486 | 2038.5412 | 2010.0016 | 1981.8616 | 1954.1155 | 1926.7579 | 2187.4338 | 2156.8097 | 2126.6144 | 2096.8418 | 2067.486 | 2038.5412 | 2010.0016 | 1981.8616 | 1954.1155 | 1926.7579 | 44.5553 | 88.2587 | 130.6685 | 174.4098 | 219.0272 | 263.6883 | 307.8429 | 351.7774 | 395.308 | 442.5039 | 44.5553 | 43.7035 | 42.4097 | 43.7413 | 44.6175 | 44.6611 | 44.1546 | 43.9345 | 43.5306 | 47.1959
Ind ¦ Air curtains | RET | I_Petroleum Refining | Greater Toronto Area | Space Heating/Ventilation | Industrial | NA | End Use Consumption (m^3/year) | 15 | 0.92289 | 0.94244 | 0.95793 | 0.96967 | 0.97714 | 0.97032 | 0.9686 | 0.96861 | 0.96861 | 0.96859 | 0.13548 | 0.14112 | 0.14631 | 0.15106 | 0.15527 | 0.15727 | 0.16013 | 0.16334 | 0.16661 | 0.16993 | 0.1468 | 0.14974 | 0.15274 | 0.15579 | 0.15891 | 0.16208 | 0.16533 | 0.16863 | 0.172 | 0.17544 | -0.01132 | -0.0086192 | -0.0064252 | -0.0047254 | -0.0036321 | -0.0048103 | -0.0051917 | -0.0052929 | -0.0053996 | -0.0055101 | 1302.0439 | 1283.8153 | 1265.8419 | 1248.1201 | 1230.6464 | 1213.4174 | 1196.4295 | 1179.6795 | 1163.164 | 1146.8797 | 0 | 0 | 0 | 0 | 0 | 0 | 0 | 0 | 0 | 0 | 0 | 0 | 0 | 0 | 0 | 0 | 0 | 0 | 0 | 0 | 0 | 0 | 0 | 0 | 0 | 0 | 0 | 0 | 0 | 0
Ind ¦ Automated temperature control | RET | I_Petroleum Refining | Greater Toronto Area | Space Heating/Ventilation | Industrial | NA | End Use Consumption (m^3/year) | 25 | 1.1676 | 1.1855 | 1.1997 | 1.2105 | 1.2173 | 1.2111 | 1.2095 | 1.2095 | 1.2095 | 1.2095 | 0.26178 | 0.27112 | 0.27985 | 0.28801 | 0.29543 | 0.29979 | 0.30539 | 0.3115 | 0.31773 | 0.32408 | 0.22421 | 0.22869 | 0.23327 | 0.23793 | 0.24269 | 0.24755 | 0.2525 | 0.25755 | 0.2627 | 0.26795 | 0.037574 | 0.042423 | 0.046585 | 0.050076 | 0.052741 | 0.052247 | 0.052892 | 0.053952 | 0.055029 | 0.056126 | 1687.8347 | 1664.205 | 1640.9062 | 1617.9335 | 1595.2824 | 1572.9485 | 1550.9272 | 1529.2142 | 1507.8052 | 1486.6959 | 1687.8347 | 1664.205 | 1640.9062 | 1617.9335 | 1595.2824 | 1572.9485 | 1550.9272 | 1529.2142 | 1507.8052 | 1486.6959 | 1.0181 | 1.8965 | 2.6139 | 3.5123 | 4.5558 | 5.6307 | 6.6683 | 7.7192 | 8.767 | 9.9417 | 1.0181 | 0.87842 | 0.71738 | 0.89847 | 1.0435 | 1.0749 | 1.0376 | 1.0509 | 1.0478 | 1.1747
Ind ¦ Condensing Economizer | RET | I_Petroleum Refining | Greater Toronto Area | Process - Boiler/Steam | Industrial | NA | End Use Consumption (m^3/year) | 15 | 3.7008 | 3.7778 | 3.835 | 3.8765 | 3.9012 | 3.9004 | 3.8934 | 3.8934 | 3.8935 | 3.8934 | 0.25535 | 0.26588 | 0.27531 | 0.28385 | 0.29137 | 0.29714 | 0.30254 | 0.30859 | 0.31477 | 0.32106 | 0.069 | 0.07038 | 0.071788 | 0.073223 | 0.074688 | 0.076182 | 0.077705 | 0.079259 | 0.080844 | 0.082461 | 0.18635 | 0.1955 | 0.20352 | 0.21063 | 0.21668 | 0.22096 | 0.22483 | 0.22933 | 0.23392 | 0.2386 | 120656.0713 | 118966.8863 | 117301.3499 | 115659.131 | 114039.9031 | 112443.3445 | 110869.1377 | 109316.9698 | 107786.5322 | 106277.5207 | 120656.0713 | 118966.8863 | 117301.3499 | 115659.131 | 114039.9031 | 112443.3445 | 110869.1377 | 109316.9698 | 107786.5322 | 106277.5207 | 4855.0472 | 9767.2576 | 14699.9961 | 19675.8528 | 24656.2545 | 29594.1697 | 34448.5532 | 39196.2253 | 43806.7585 | 48819.1074 | 4855.0472 | 4912.2104 | 4932.7385 | 4975.8567 | 4980.4018 | 4937.9152 | 4854.3835 | 4747.6721 | 4610.5332 | 5012.3489
Ind ¦ De-stratification fans | RET | I_Petroleum Refining | Greater Toronto Area | Space Heating/Ventilation | Industrial | NA | End Use Consumption (m^3/year) | 25 | 1.4153 | 1.437 | 1.4542 | 1.4672 | 1.4755 | 1.468 | 1.466 | 1.466 | 1.466 | 1.466 | 0.29918 | 0.30985 | 0.31983 | 0.32915 | 0.33764 | 0.34262 | 0.34902 | 0.356 | 0.36312 | 0.37037 | 0.2114 | 0.21563 | 0.21994 | 0.22434 | 0.22882 | 0.2334 | 0.23807 | 0.24283 | 0.24769 | 0.25264 | 0.087784 | 0.094223 | 0.099894 | 0.10482 | 0.10881 | 0.10922 | 0.11095 | 0.11317 | 0.11543 | 0.11773 | 1234.5305 | 1217.2471 | 1200.2057 | 1183.4028 | 1166.8351 | 1150.4994 | 1134.3925 | 1118.511 | 1102.8518 | 1087.4119 | 1234.5305 | 1217.2471 | 1200.2057 | 1183.4028 | 1166.8351 | 1150.4994 | 1134.3925 | 1118.511 | 1102.8518 | 1087.4119 | 3.3403 | 6.3983 | 9.0771 | 12.1463 | 15.4835 | 18.8696 | 22.1715 | 25.4875 | 28.7859 | 32.3791 | 3.3403 | 3.058 | 2.6788 | 3.0692 | 3.3372 | 3.3861 | 3.3019 | 3.316 | 3.2984 | 3.5932
Ind ¦ Energy Management and Process Improvement | RET | I_Petroleum Refining | Greater Toronto Area | Cross Cutting/Behavioural | Industrial | NA | End Use Consumption (m^3/year) | 15 | 3.6479 | 3.7238 | 3.7802 | 3.8211 | 3.8455 | 3.8447 | 3.8378 | 3.8378 | 3.8379 | 3.8378 | 0.25535 | 0.26588 | 0.27531 | 0.28385 | 0.29137 | 0.29714 | 0.30254 | 0.30859 | 0.31477 | 0.32106 | 0.07 | 0.0714 | 0.072828 | 0.074285 | 0.07577 | 0.077286 | 0.078831 | 0.080408 | 0.082016 | 0.083656 | 0.18535 | 0.19448 | 0.20248 | 0.20956 | 0.2156 | 0.21985 | 0.22371 | 0.22818 | 0.23275 | 0.2374 | 1275118.9521 | 1257267.2868 | 1239665.5448 | 1222310.2272 | 1205197.884 | 1188325.1136 | 1171688.562 | 1155284.9222 | 1139110.9332 | 1123163.3802 | 1275118.9521 | 1257267.2868 | 1239665.5448 | 1222310.2272 | 1205197.884 | 1188325.1136 | 1171688.562 | 1155284.9222 | 1139110.9332 | 1123163.3802 | 51062.1813 | 102714.9786 | 154566.7992 | 206885.1492 | 259258.7485 | 311192.8902 | 362256.8799 | 412211.3047 | 460737.9315 | 512975.7759 | 51062.1813 | 51652.7973 | 51851.8206 | 52318.3499 | 52373.5993 | 51934.1417 | 51063.9898 | 49954.4247 | 48526.6268 | 52237.8444
Ind ¦ Exhaust gas heat recovery | RET | I_Petroleum Refining | Greater Toronto Area | Process Heat | Industrial | NA | End Use Consumption (m^3/year) | 15 | 5.3148 | 5.4254 | 5.5077 | 5.5672 | 5.6027 | 5.6015 | 5.5915 | 5.5916 | 5.5916 | 5.5916 | 0.44687 | 0.46529 | 0.48179 | 0.49674 | 0.5099 | 0.51999 | 0.52944 | 0.54003 | 0.55084 | 0.56185 | 0.084079 | 0.08576 | 0.087476 | 0.089225 | 0.09101 | 0.09283 | 0.094686 | 0.09658 | 0.098512 | 0.10048 | 0.36279 | 0.37953 | 0.39431 | 0.40751 | 0.41889 | 0.42716 | 0.43475 | 0.44345 | 0.45233 | 0.46137 | 727794.3357 | 717605.215 | 707558.742 | 697652.9196 | 687885.7787 | 678255.3778 | 668759.8025 | 659397.1653 | 650165.605 | 641063.2865 | 727794.3357 | 717605.215 | 707558.742 | 697652.9196 | 687885.7787 | 678255.3778 | 668759.8025 | 659397.1653 | 650165.605 | 641063.2865 | 32239.5783 | 64992.9133 | 97997.3802 | 131214.8772 | 164362.0255 | 197121.0349 | 229202.1136 | 260394.9781 | 290474.1485 | 323415.2072 | 32239.5783 | 32753.335 | 33004.4669 | 33217.497 | 33147.1484 | 32759.0093 | 32081.0787 | 31192.8646 | 30079.1704 | 32941.0587
Ind ¦ High-efficiency burners | RET | I_Petroleum Refining | Greater Toronto Area | Process Heat | Industrial | NA | End Use Consumption (m^3/year) | 20 | 8.928 | 9.0812 | 9.1951 | 9.2776 | 9.3267 | 9.3252 | 9.3113 | 9.3113 | 9.3115 | 9.3115 | 0.61959 | 0.64282 | 0.66391 | 0.68326 | 0.70062 | 0.71451 | 0.72771 | 0.74227 | 0.75713 | 0.77227 | 0.069398 | 0.070786 | 0.072202 | 0.073646 | 0.075119 | 0.076621 | 0.078154 | 0.079717 | 0.081311 | 0.082938 | 0.55019 | 0.57204 | 0.59171 | 0.60961 | 0.6255 | 0.63789 | 0.64956 | 0.66256 | 0.67582 | 0.68934 | 249529.4865 | 246036.0737 | 242591.5687 | 239195.2867 | 235846.5527 | 232544.701 | 229289.0751 | 226079.0281 | 222913.9217 | 219793.1268 | 249529.4865 | 246036.0737 | 242591.5687 | 239195.2867 | 235846.5527 | 232544.701 | 229289.0751 | 226079.0281 | 222913.9217 | 219793.1268 | 11554.824 | 23323.6635 | 35210.5896 | 47154.1815 | 59048.9472 | 70783.1869 | 82251.8514 | 93367.4601 | 104045.6336 | 116069.1135 | 11554.824 | 11768.8395 | 11886.9261 | 11943.592 | 11894.7656 | 11734.2397 | 11468.6645 | 11115.6087 | 10678.1736 | 12023.4798
Ind ¦ Insulation | RET | I_Petroleum Refining | Greater Toronto Area | Process Heat | Industrial | NA | End Use Consumption (m^3/year) | 15 | 5.3148 | 5.4254 | 5.5077 | 5.5672 | 5.6027 | 5.6015 | 5.5915 | 5.5916 | 5.5916 | 5.5916 | 0.12768 | 0.13294 | 0.13765 | 0.14192 | 0.14569 | 0.14857 | 0.15127 | 0.1543 | 0.15738 | 0.16053 | 0.024023 | 0.024503 | 0.024993 | 0.025493 | 0.026003 | 0.026523 | 0.027053 | 0.027594 | 0.028146 | 0.028709 | 0.10365 | 0.10844 | 0.11266 | 0.11643 | 0.11968 | 0.12205 | 0.12422 | 0.1267 | 0.12924 | 0.13182 | 56306.1666 | 55517.8803 | 54740.6299 | 53974.2611 | 53218.6215 | 52473.5608 | 51738.9309 | 51014.5859 | 50300.3817 | 49596.1763 | 56306.1666 | 55517.8803 | 54740.6299 | 53974.2611 | 53218.6215 | 52473.5608 | 51738.9309 | 51014.5859 | 50300.3817 | 49596.1763 | 2494.2308 | 5028.2087 | 7581.6155 | 10151.5035 | 12715.9489 | 15250.3658 | 17732.3342 | 20145.5855 | 22472.6753 | 25091.4102 | 2494.2308 | 2533.9779 | 2553.4068 | 2569.888 | 2564.4454 | 2534.4169 | 2481.9684 | 2413.2513 | 2327.0898 | 2618.7349
Ind ¦ Radiant heaters | RET | I_Petroleum Refining | Greater Toronto Area | Space Heating/Ventilation | Industrial | NA | End Use Consumption (m^3/year) | 20 | 1.4656 | 1.4912 | 1.5115 | 1.5269 | 1.5367 | 1.5277 | 1.5255 | 1.5255 | 1.5255 | 1.5255 | 0.98582 | 1.0231 | 1.0578 | 1.0899 | 1.1188 | 1.1346 | 1.1555 | 1.1787 | 1.2022 | 1.2263 | 0.67263 | 0.68608 | 0.69981 | 0.7138 | 0.72808 | 0.74264 | 0.75749 | 0.77264 | 0.78809 | 0.80386 | 0.31319 | 0.33701 | 0.35795 | 0.37608 | 0.39073 | 0.39191 | 0.39804 | 0.40601 | 0.41413 | 0.42239 | 1967.5331 | 1939.9876 | 1912.8278 | 1886.0482 | 1859.6435 | 1833.6085 | 1807.938 | 1782.6268 | 1757.6701 | 1733.0627 | 1967.5331 | 1939.9876 | 1912.8278 | 1886.0482 | 1859.6435 | 1833.6085 | 1807.938 | 1782.6268 | 1757.6701 | 1733.0627 | 12.2475 | 23.8711 | 34.6594 | 46.2432 | 58.3908 | 70.6936 | 82.7447 | 94.8423 | 106.8881 | 119.7813 | 12.2475 | 11.6236 | 10.7883 | 11.5838 | 12.1476 | 12.3028 | 12.0511 | 12.0976 | 12.0458 | 12.8931
Ind ¦ Reduce Steam Pressure | RET | I_Petroleum Refining | Greater Toronto Area | Process - Boiler/Steam | Industrial | NA | End Use Consumption (m^3/year) | 20 | 29.9803 | 30.4945 | 30.8771 | 31.154 | 31.3191 | 31.3138 | 31.2672 | 31.2674 | 31.2679 | 31.268 | 0.092939 | 0.096423 | 0.099586 | 0.10249 | 0.10509 | 0.10718 | 0.10916 | 0.11134 | 0.11357 | 0.11584 | 0.0031 | 0.003162 | 0.0032252 | 0.0032897 | 0.0033555 | 0.0034227 | 0.0034911 | 0.0035609 | 0.0036321 | 0.0037048 | 0.089839 | 0.093261 | 0.096361 | 0.099199 | 0.10174 | 0.10375 | 0.10567 | 0.10778 | 0.10994 | 0.11214 | 24131.2143 | 23793.3773 | 23460.27 | 23131.8262 | 22807.9806 | 22488.6689 | 22173.8275 | 21863.394 | 21557.3064 | 21255.5041 | 24131.2143 | 23793.3773 | 23460.27 | 23131.8262 | 22807.9806 | 22488.6689 | 22173.8275 | 21863.394 | 21557.3064 | 21255.5041 | 1220.0345 | 2466.8956 | 3729.1354 | 4994.6417 | 6250.6369 | 7484.3153 | 8683.4315 | 9836.881 | 10934.9792 | 12144.8392 | 1220.0345 | 1246.8611 | 1262.2398 | 1265.5064 | 1255.9952 | 1233.6784 | 1199.1161 | 1153.4495 | 1098.0982 | 1209.86
Ind ¦ Ventilation heat recovery | RET | I_Petroleum Refining | Greater Toronto Area | Space Heating/Ventilation | Industrial | NA | End Use Consumption (m^3/year) | 20 | 4.3968 | 4.4736 | 4.5345 | 4.5806 | 4.61 | 4.5832 | 4.5764 | 4.5765 | 4.5764 | 4.5764 | 0.49291 | 0.51155 | 0.52888 | 0.54494 | 0.5594 | 0.56728 | 0.57777 | 0.58933 | 0.60111 | 0.61313 | 0.11211 | 0.11435 | 0.11663 | 0.11897 | 0.12135 | 0.12377 | 0.12625 | 0.12877 | 0.13135 | 0.13398 | 0.3808 | 0.3972 | 0.41225 | 0.42598 | 0.43806 | 0.4435 | 0.45152 | 0.46055 | 0.46976 | 0.47915 | 2008.5233 | 1980.404 | 1952.6783 | 1925.3408 | 1898.3861 | 1871.8087 | 1845.6034 | 1819.7649 | 1794.2882 | 1769.1682 | 2008.5233 | 1980.404 | 1952.6783 | 1925.3408 | 1898.3861 | 1871.8087 | 1845.6034 | 1819.7649 | 1794.2882 | 1769.1682 | 78.3658 | 157.4771 | 236.7249 | 316.8121 | 397.1075 | 476.7972 | 555.1944 | 631.9938 | 706.7147 | 787.6751 | 78.3658 | 79.1113 | 79.2478 | 80.0873 | 80.2954 | 79.6897 | 78.3972 | 76.7994 | 74.7208 | 80.9604
Ind ¦ Ventilation optimization | RET | I_Petroleum Refining | Greater Toronto Area | Space Heating/Ventilation | Industrial | NA | End Use Consumption (m^3/year) | 15 | 2.256 | 2.3037 | 2.3416 | 2.3703 | 2.3886 | 2.3719 | 2.3677 | 2.3677 | 2.3677 | 2.3677 | 0.54194 | 0.56449 | 0.58524 | 0.60426 | 0.62109 | 0.62909 | 0.64054 | 0.65336 | 0.66642 | 0.67974 | 0.24023 | 0.24503 | 0.24993 | 0.25493 | 0.26003 | 0.26523 | 0.27053 | 0.27594 | 0.28146 | 0.28709 | 0.30171 | 0.31946 | 0.33531 | 0.34933 | 0.36107 | 0.36387 | 0.37 | 0.37741 | 0.38496 | 0.39265 | 2314.7448 | 2282.3383 | 2250.3856 | 2218.8802 | 2187.8159 | 2157.1865 | 2126.9859 | 2097.2081 | 2067.8471 | 2038.8973 | 2314.7448 | 2282.3383 | 2250.3856 | 2218.8802 | 2187.8159 | 2157.1865 | 2126.9859 | 2097.2081 | 2067.8471 | 2038.8973 | 64.5498 | 128.7034 | 191.9172 | 256.4769 | 321.8408 | 387.1141 | 451.6575 | 515.6025 | 578.6526 | 646.9502 | 64.5498 | 64.1535 | 63.2138 | 64.5597 | 65.3639 | 65.2733 | 64.5434 | 63.945 | 63.0501 | 68.2976
Ind ¦ Warehouse loading dock seals | RET | I_Petroleum Refining | Greater Toronto Area | Space Heating/Ventilation | Industrial | NA | End Use Consumption (m^3/year) | 10 | 0.65563 | 0.67466 | 0.68975 | 0.70118 | 0.70846 | 0.70181 | 0.70013 | 0.70014 | 0.70014 | 0.70012 | 0.098874 | 0.10378 | 0.10822 | 0.11222 | 0.11565 | 0.11685 | 0.11891 | 0.12129 | 0.12371 | 0.12618 | 0.15081 | 0.15382 | 0.1569 | 0.16004 | 0.16324 | 0.1665 | 0.16983 | 0.17323 | 0.1767 | 0.18023 | -0.051935 | -0.050045 | -0.048679 | -0.047824 | -0.047591 | -0.04965 | -0.050928 | -0.051945 | -0.052985 | -0.054047 | 731.395 | 721.1555 | 711.0593 | 701.1045 | 691.289 | 681.611 | 672.0684 | 662.6595 | 653.3823 | 644.2349 | 0 | 0 | 0 | 0 | 0 | 0 | 0 | 0 | 0 | 0 | 0 | 0 | 0 | 0 | 0 | 0 | 0 | 0 | 0 | 0 | 0 | 0 | 0 | 0 | 0 | 0 | 0 | 0 | 0 | 0
Ind ¦ Advanced heating and process control ¦ New | NEW | I_Power Generation | Greater Toronto Area | Process Heat | Industrial | NA | End Use Consumption (m^3/year) | 15 | 5.3148 | 5.4254 | 5.5077 | 5.5672 | 5.6027 | 5.6015 | 5.5915 | 5.5916 | 5.5916 | 5.5916 | 0.31919 | 0.33235 | 0.34413 | 0.35481 | 0.36422 | 0.37142 | 0.37817 | 0.38574 | 0.39346 | 0.40132 | 0.060056 | 0.061257 | 0.062483 | 0.063732 | 0.065007 | 0.066307 | 0.067633 | 0.068986 | 0.070366 | 0.071773 | 0.25913 | 0.27109 | 0.28165 | 0.29108 | 0.29921 | 0.30511 | 0.31054 | 0.31675 | 0.32309 | 0.32955 | 0 | 0 | 0 | 0 | 0 | 0 | 0 | 0 | 0 | 0 | 0 | 0 | 0 | 0 | 0 | 0 | 0 | 0 | 0 | 0 | 0 | 0 | 0 | 0 | 0 | 0 | 0 | 0 | 0 | 0 | 0 | 0 | 0 | 0 | 0 | 0 | 0 | 0 | 0 | 0
Ind ¦ Air compressor heat recovery ¦ New | NEW | I_Power Generation | Greater Toronto Area | Space Heating/Ventilation | Industrial | NA | End Use Consumption (m^3/year) | 25 | 2.502 | 2.5404 | 2.5708 | 2.5939 | 2.6085 | 2.5951 | 2.5917 | 2.5918 | 2.5917 | 2.5917 | 0.78535 | 0.81335 | 0.83956 | 0.86403 | 0.8863 | 0.89938 | 0.91617 | 0.9345 | 0.95318 | 0.97223 | 0.31389 | 0.32017 | 0.32658 | 0.33311 | 0.33977 | 0.34656 | 0.3535 | 0.36057 | 0.36778 | 0.37513 | 0.47146 | 0.49318 | 0.51299 | 0.53092 | 0.54653 | 0.55281 | 0.56267 | 0.57393 | 0.58541 | 0.5971 | 0 | 0 | 0 | 0 | 0 | 0 | 0 | 0 | 0 | 0 | 0 | 0 | 0 | 0 | 0 | 0 | 0 | 0 | 0 | 0 | 0 | 0 | 0 | 0 | 0 | 0 | 0 | 0 | 0 | 0 | 0 | 0 | 0 | 0 | 0 | 0 | 0 | 0 | 0 | 0
Ind ¦ Air curtains ¦ New | NEW | I_Power Generation | Greater Toronto Area | Space Heating/Ventilation | Industrial | NA | End Use Consumption (m^3/year) | 15 | 0.92289 | 0.94244 | 0.95793 | 0.96967 | 0.97714 | 0.97032 | 0.9686 | 0.96861 | 0.96861 | 0.96859 | 0.13548 | 0.14112 | 0.14631 | 0.15106 | 0.15527 | 0.15727 | 0.16013 | 0.16334 | 0.16661 | 0.16993 | 0.1468 | 0.14974 | 0.15274 | 0.15579 | 0.15891 | 0.16208 | 0.16533 | 0.16863 | 0.172 | 0.17544 | -0.01132 | -0.0086192 | -0.0064252 | -0.0047254 | -0.0036321 | -0.0048103 | -0.0051917 | -0.0052929 | -0.0053996 | -0.0055101 | 0 | 0 | 0 | 0 | 0 | 0 | 0 | 0 | 0 | 0 | 0 | 0 | 0 | 0 | 0 | 0 | 0 | 0 | 0 | 0 | 0 | 0 | 0 | 0 | 0 | 0 | 0 | 0 | 0 | 0 | 0 | 0 | 0 | 0 | 0 | 0 | 0 | 0 | 0 | 0
Ind ¦ Automated temperature control ¦ New | NEW | I_Power Generation | Greater Toronto Area | Space Heating/Ventilation | Industrial | NA | End Use Consumption (m^3/year) | 25 | 1.1676 | 1.1855 | 1.1997 | 1.2105 | 1.2173 | 1.2111 | 1.2095 | 1.2095 | 1.2095 | 1.2095 | 0.26178 | 0.27112 | 0.27985 | 0.28801 | 0.29543 | 0.29979 | 0.30539 | 0.3115 | 0.31773 | 0.32408 | 0.22421 | 0.22869 | 0.23327 | 0.23793 | 0.24269 | 0.24755 | 0.2525 | 0.25755 | 0.2627 | 0.26795 | 0.037574 | 0.042423 | 0.046585 | 0.050076 | 0.052741 | 0.052247 | 0.052892 | 0.053952 | 0.055029 | 0.056126 | 0 | 0 | 0 | 0 | 0 | 0 | 0 | 0 | 0 | 0 | 0 | 0 | 0 | 0 | 0 | 0 | 0 | 0 | 0 | 0 | 0 | 0 | 0 | 0 | 0 | 0 | 0 | 0 | 0 | 0 | 0 | 0 | 0 | 0 | 0 | 0 | 0 | 0 | 0 | 0
Ind ¦ De-stratification fans ¦ New | NEW | I_Power Generation | Greater Toronto Area | Space Heating/Ventilation | Industrial | NA | End Use Consumption (m^3/year) | 25 | 1.4153 | 1.437 | 1.4542 | 1.4672 | 1.4755 | 1.468 | 1.466 | 1.466 | 1.466 | 1.466 | 0.29918 | 0.30985 | 0.31983 | 0.32915 | 0.33764 | 0.34262 | 0.34902 | 0.356 | 0.36312 | 0.37037 | 0.2114 | 0.21563 | 0.21994 | 0.22434 | 0.22882 | 0.2334 | 0.23807 | 0.24283 | 0.24769 | 0.25264 | 0.087784 | 0.094223 | 0.099894 | 0.10482 | 0.10881 | 0.10922 | 0.11095 | 0.11317 | 0.11543 | 0.11773 | 0 | 0 | 0 | 0 | 0 | 0 | 0 | 0 | 0 | 0 | 0 | 0 | 0 | 0 | 0 | 0 | 0 | 0 | 0 | 0 | 0 | 0 | 0 | 0 | 0 | 0 | 0 | 0 | 0 | 0 | 0 | 0 | 0 | 0 | 0 | 0 | 0 | 0 | 0 | 0
Ind ¦ Energy Management and Process Improvement ¦ New | NEW | I_Power Generation | Greater Toronto Area | Cross Cutting/Behavioural | Industrial | NA | End Use Consumption (m^3/year) | 15 | 3.6479 | 3.7238 | 3.7802 | 3.8211 | 3.8455 | 3.8447 | 3.8378 | 3.8378 | 3.8379 | 3.8378 | 0.25535 | 0.26588 | 0.27531 | 0.28385 | 0.29137 | 0.29714 | 0.30254 | 0.30859 | 0.31477 | 0.32106 | 0.07 | 0.0714 | 0.072828 | 0.074285 | 0.07577 | 0.077286 | 0.078831 | 0.080408 | 0.082016 | 0.083656 | 0.18535 | 0.19448 | 0.20248 | 0.20956 | 0.2156 | 0.21985 | 0.22371 | 0.22818 | 0.23275 | 0.2374 | 0 | 0 | 0 | 0 | 0 | 0 | 0 | 0 | 0 | 0 | 0 | 0 | 0 | 0 | 0 | 0 | 0 | 0 | 0 | 0 | 0 | 0 | 0 | 0 | 0 | 0 | 0 | 0 | 0 | 0 | 0 | 0 | 0 | 0 | 0 | 0 | 0 | 0 | 0 | 0
Ind ¦ Exhaust gas heat recovery ¦ New | NEW | I_Power Generation | Greater Toronto Area | Process Heat | Industrial | NA | End Use Consumption (m^3/year) | 15 | 5.3148 | 5.4254 | 5.5077 | 5.5672 | 5.6027 | 5.6015 | 5.5915 | 5.5916 | 5.5916 | 5.5916 | 0.44687 | 0.46529 | 0.48179 | 0.49674 | 0.5099 | 0.51999 | 0.52944 | 0.54003 | 0.55084 | 0.56185 | 0.084079 | 0.08576 | 0.087476 | 0.089225 | 0.09101 | 0.09283 | 0.094686 | 0.09658 | 0.098512 | 0.10048 | 0.36279 | 0.37953 | 0.39431 | 0.40751 | 0.41889 | 0.42716 | 0.43475 | 0.44345 | 0.45233 | 0.46137 | 0 | 0 | 0 | 0 | 0 | 0 | 0 | 0 | 0 | 0 | 0 | 0 | 0 | 0 | 0 | 0 | 0 | 0 | 0 | 0 | 0 | 0 | 0 | 0 | 0 | 0 | 0 | 0 | 0 | 0 | 0 | 0 | 0 | 0 | 0 | 0 | 0 | 0 | 0 | 0
Ind ¦ High-efficiency burners ¦ New | NEW | I_Power Generation | Greater Toronto Area | Process Heat | Industrial | NA | End Use Consumption (m^3/year) | 20 | 8.928 | 9.0812 | 9.1951 | 9.2776 | 9.3267 | 9.3252 | 9.3113 | 9.3113 | 9.3115 | 9.3115 | 0.61959 | 0.64282 | 0.66391 | 0.68326 | 0.70062 | 0.71451 | 0.72771 | 0.74227 | 0.75713 | 0.77227 | 0.069398 | 0.070786 | 0.072202 | 0.073646 | 0.075119 | 0.076621 | 0.078154 | 0.079717 | 0.081311 | 0.082938 | 0.55019 | 0.57204 | 0.59171 | 0.60961 | 0.6255 | 0.63789 | 0.64956 | 0.66256 | 0.67582 | 0.68934 | 0 | 0 | 0 | 0 | 0 | 0 | 0 | 0 | 0 | 0 | 0 | 0 | 0 | 0 | 0 | 0 | 0 | 0 | 0 | 0 | 0 | 0 | 0 | 0 | 0 | 0 | 0 | 0 | 0 | 0 | 0 | 0 | 0 | 0 | 0 | 0 | 0 | 0 | 0 | 0
Ind ¦ Insulation ¦ New | NEW | I_Power Generation | Greater Toronto Area | Process Heat | Industrial | NA | End Use Consumption (m^3/year) | 15 | 5.3148 | 5.4254 | 5.5077 | 5.5672 | 5.6027 | 5.6015 | 5.5915 | 5.5916 | 5.5916 | 5.5916 | 0.12768 | 0.13294 | 0.13765 | 0.14192 | 0.14569 | 0.14857 | 0.15127 | 0.1543 | 0.15738 | 0.16053 | 0.024023 | 0.024503 | 0.024993 | 0.025493 | 0.026003 | 0.026523 | 0.027053 | 0.027594 | 0.028146 | 0.028709 | 0.10365 | 0.10844 | 0.11266 | 0.11643 | 0.11968 | 0.12205 | 0.12422 | 0.1267 | 0.12924 | 0.13182 | 0 | 0 | 0 | 0 | 0 | 0 | 0 | 0 | 0 | 0 | 0 | 0 | 0 | 0 | 0 | 0 | 0 | 0 | 0 | 0 | 0 | 0 | 0 | 0 | 0 | 0 | 0 | 0 | 0 | 0 | 0 | 0 | 0 | 0 | 0 | 0 | 0 | 0 | 0 | 0
Ind ¦ Radiant heaters ¦ New | NEW | I_Power Generation | Greater Toronto Area | Space Heating/Ventilation | Industrial | NA | End Use Consumption (m^3/year) | 20 | 1.4656 | 1.4912 | 1.5115 | 1.5269 | 1.5367 | 1.5277 | 1.5255 | 1.5255 | 1.5255 | 1.5255 | 0.98582 | 1.0231 | 1.0578 | 1.0899 | 1.1188 | 1.1346 | 1.1555 | 1.1787 | 1.2022 | 1.2263 | 0.67263 | 0.68608 | 0.69981 | 0.7138 | 0.72808 | 0.74264 | 0.75749 | 0.77264 | 0.78809 | 0.80386 | 0.31319 | 0.33701 | 0.35795 | 0.37608 | 0.39073 | 0.39191 | 0.39804 | 0.40601 | 0.41413 | 0.42239 | 0 | 0 | 0 | 0 | 0 | 0 | 0 | 0 | 0 | 0 | 0 | 0 | 0 | 0 | 0 | 0 | 0 | 0 | 0 | 0 | 0 | 0 | 0 | 0 | 0 | 0 | 0 | 0 | 0 | 0 | 0 | 0 | 0 | 0 | 0 | 0 | 0 | 0 | 0 | 0
Ind ¦ Ventilation heat recovery ¦ New | NEW | I_Power Generation | Greater Toronto Area | Space Heating/Ventilation | Industrial | NA | End Use Consumption (m^3/year) | 20 | 4.3968 | 4.4736 | 4.5345 | 4.5806 | 4.61 | 4.5832 | 4.5764 | 4.5765 | 4.5764 | 4.5764 | 0.49291 | 0.51155 | 0.52888 | 0.54494 | 0.5594 | 0.56728 | 0.57777 | 0.58933 | 0.60111 | 0.61313 | 0.11211 | 0.11435 | 0.11663 | 0.11897 | 0.12135 | 0.12377 | 0.12625 | 0.12877 | 0.13135 | 0.13398 | 0.3808 | 0.3972 | 0.41225 | 0.42598 | 0.43806 | 0.4435 | 0.45152 | 0.46055 | 0.46976 | 0.47915 | 0 | 0 | 0 | 0 | 0 | 0 | 0 | 0 | 0 | 0 | 0 | 0 | 0 | 0 | 0 | 0 | 0 | 0 | 0 | 0 | 0 | 0 | 0 | 0 | 0 | 0 | 0 | 0 | 0 | 0 | 0 | 0 | 0 | 0 | 0 | 0 | 0 | 0 | 0 | 0
Ind ¦ Ventilation optimization ¦ New | NEW | I_Power Generation | Greater Toronto Area | Space Heating/Ventilation | Industrial | NA | End Use Consumption (m^3/year) | 15 | 2.256 | 2.3037 | 2.3416 | 2.3703 | 2.3886 | 2.3719 | 2.3677 | 2.3677 | 2.3677 | 2.3677 | 0.54194 | 0.56449 | 0.58524 | 0.60426 | 0.62109 | 0.62909 | 0.64054 | 0.65336 | 0.66642 | 0.67974 | 0.24023 | 0.24503 | 0.24993 | 0.25493 | 0.26003 | 0.26523 | 0.27053 | 0.27594 | 0.28146 | 0.28709 | 0.30171 | 0.31946 | 0.33531 | 0.34933 | 0.36107 | 0.36387 | 0.37 | 0.37741 | 0.38496 | 0.39265 | 0 | 0 | 0 | 0 | 0 | 0 | 0 | 0 | 0 | 0 | 0 | 0 | 0 | 0 | 0 | 0 | 0 | 0 | 0 | 0 | 0 | 0 | 0 | 0 | 0 | 0 | 0 | 0 | 0 | 0 | 0 | 0 | 0 | 0 | 0 | 0 | 0 | 0 | 0 | 0
Ind ¦ Warehouse loading dock seals ¦ New | NEW | I_Power Generation | Greater Toronto Area | Space Heating/Ventilation | Industrial | NA | End Use Consumption (m^3/year) | 10 | 0.65563 | 0.67466 | 0.68975 | 0.70118 | 0.70846 | 0.70181 | 0.70013 | 0.70014 | 0.70014 | 0.70012 | 0.098874 | 0.10378 | 0.10822 | 0.11222 | 0.11565 | 0.11685 | 0.11891 | 0.12129 | 0.12371 | 0.12618 | 0.15081 | 0.15382 | 0.1569 | 0.16004 | 0.16324 | 0.1665 | 0.16983 | 0.17323 | 0.1767 | 0.18023 | -0.051935 | -0.050045 | -0.048679 | -0.047824 | -0.047591 | -0.04965 | -0.050928 | -0.051945 | -0.052985 | -0.054047 | 0 | 0 | 0 | 0 | 0 | 0 | 0 | 0 | 0 | 0 | 0 | 0 | 0 | 0 | 0 | 0 | 0 | 0 | 0 | 0 | 0 | 0 | 0 | 0 | 0 | 0 | 0 | 0 | 0 | 0 | 0 | 0 | 0 | 0 | 0 | 0 | 0 | 0 | 0 | 0
Ind ¦ Advanced heating and process control | RET | I_Power Generation | Greater Toronto Area | Process Heat | Industrial | NA | End Use Consumption (m^3/year) | 15 | 5.3148 | 5.4254 | 5.5077 | 5.5672 | 5.6027 | 5.6015 | 5.5915 | 5.5916 | 5.5916 | 5.5916 | 0.31919 | 0.33235 | 0.34413 | 0.35481 | 0.36422 | 0.37142 | 0.37817 | 0.38574 | 0.39346 | 0.40132 | 0.060056 | 0.061257 | 0.062483 | 0.063732 | 0.065007 | 0.066307 | 0.067633 | 0.068986 | 0.070366 | 0.071773 | 0.25913 | 0.27109 | 0.28165 | 0.29108 | 0.29921 | 0.30511 | 0.31054 | 0.31675 | 0.32309 | 0.32955 | 0 | 0 | 0 | 0 | 0 | 0 | 0 | 0 | 0 | 0 | 0 | 0 | 0 | 0 | 0 | 0 | 0 | 0 | 0 | 0 | 0 | 0 | 0 | 0 | 0 | 0 | 0 | 0 | 0 | 0 | 0 | 0 | 0 | 0 | 0 | 0 | 0 | 0 | 0 | 0
Ind ¦ Air compressor heat recovery | RET | I_Power Generation | Greater Toronto Area | Space Heating/Ventilation | Industrial | NA | End Use Consumption (m^3/year) | 25 | 2.502 | 2.5404 | 2.5708 | 2.5939 | 2.6085 | 2.5951 | 2.5917 | 2.5918 | 2.5917 | 2.5917 | 0.78535 | 0.81335 | 0.83956 | 0.86403 | 0.8863 | 0.89938 | 0.91617 | 0.9345 | 0.95318 | 0.97223 | 0.31389 | 0.32017 | 0.32658 | 0.33311 | 0.33977 | 0.34656 | 0.3535 | 0.36057 | 0.36778 | 0.37513 | 0.47146 | 0.49318 | 0.51299 | 0.53092 | 0.54653 | 0.55281 | 0.56267 | 0.57393 | 0.58541 | 0.5971 | 0 | 0 | 0 | 0 | 0 | 0 | 0 | 0 | 0 | 0 | 0 | 0 | 0 | 0 | 0 | 0 | 0 | 0 | 0 | 0 | 0 | 0 | 0 | 0 | 0 | 0 | 0 | 0 | 0 | 0 | 0 | 0 | 0 | 0 | 0 | 0 | 0 | 0 | 0 | 0
Ind ¦ Air curtains | RET | I_Power Generation | Greater Toronto Area | Space Heating/Ventilation | Industrial | NA | End Use Consumption (m^3/year) | 15 | 0.92289 | 0.94244 | 0.95793 | 0.96967 | 0.97714 | 0.97032 | 0.9686 | 0.96861 | 0.96861 | 0.96859 | 0.13548 | 0.14112 | 0.14631 | 0.15106 | 0.15527 | 0.15727 | 0.16013 | 0.16334 | 0.16661 | 0.16993 | 0.1468 | 0.14974 | 0.15274 | 0.15579 | 0.15891 | 0.16208 | 0.16533 | 0.16863 | 0.172 | 0.17544 | -0.01132 | -0.0086192 | -0.0064252 | -0.0047254 | -0.0036321 | -0.0048103 | -0.0051917 | -0.0052929 | -0.0053996 | -0.0055101 | 0 | 0 | 0 | 0 | 0 | 0 | 0 | 0 | 0 | 0 | 0 | 0 | 0 | 0 | 0 | 0 | 0 | 0 | 0 | 0 | 0 | 0 | 0 | 0 | 0 | 0 | 0 | 0 | 0 | 0 | 0 | 0 | 0 | 0 | 0 | 0 | 0 | 0 | 0 | 0
Ind ¦ Automated temperature control | RET | I_Power Generation | Greater Toronto Area | Space Heating/Ventilation | Industrial | NA | End Use Consumption (m^3/year) | 25 | 1.1676 | 1.1855 | 1.1997 | 1.2105 | 1.2173 | 1.2111 | 1.2095 | 1.2095 | 1.2095 | 1.2095 | 0.26178 | 0.27112 | 0.27985 | 0.28801 | 0.29543 | 0.29979 | 0.30539 | 0.3115 | 0.31773 | 0.32408 | 0.22421 | 0.22869 | 0.23327 | 0.23793 | 0.24269 | 0.24755 | 0.2525 | 0.25755 | 0.2627 | 0.26795 | 0.037574 | 0.042423 | 0.046585 | 0.050076 | 0.052741 | 0.052247 | 0.052892 | 0.053952 | 0.055029 | 0.056126 | 0 | 0 | 0 | 0 | 0 | 0 | 0 | 0 | 0 | 0 | 0 | 0 | 0 | 0 | 0 | 0 | 0 | 0 | 0 | 0 | 0 | 0 | 0 | 0 | 0 | 0 | 0 | 0 | 0 | 0 | 0 | 0 | 0 | 0 | 0 | 0 | 0 | 0 | 0 | 0
Ind ¦ De-stratification fans | RET | I_Power Generation | Greater Toronto Area | Space Heating/Ventilation | Industrial | NA | End Use Consumption (m^3/year) | 25 | 1.4153 | 1.437 | 1.4542 | 1.4672 | 1.4755 | 1.468 | 1.466 | 1.466 | 1.466 | 1.466 | 0.29918 | 0.30985 | 0.31983 | 0.32915 | 0.33764 | 0.34262 | 0.34902 | 0.356 | 0.36312 | 0.37037 | 0.2114 | 0.21563 | 0.21994 | 0.22434 | 0.22882 | 0.2334 | 0.23807 | 0.24283 | 0.24769 | 0.25264 | 0.087784 | 0.094223 | 0.099894 | 0.10482 | 0.10881 | 0.10922 | 0.11095 | 0.11317 | 0.11543 | 0.11773 | 0 | 0 | 0 | 0 | 0 | 0 | 0 | 0 | 0 | 0 | 0 | 0 | 0 | 0 | 0 | 0 | 0 | 0 | 0 | 0 | 0 | 0 | 0 | 0 | 0 | 0 | 0 | 0 | 0 | 0 | 0 | 0 | 0 | 0 | 0 | 0 | 0 | 0 | 0 | 0
Ind ¦ Energy Management and Process Improvement | RET | I_Power Generation | Greater Toronto Area | Cross Cutting/Behavioural | Industrial | NA | End Use Consumption (m^3/year) | 15 | 3.6479 | 3.7238 | 3.7802 | 3.8211 | 3.8455 | 3.8447 | 3.8378 | 3.8378 | 3.8379 | 3.8378 | 0.25535 | 0.26588 | 0.27531 | 0.28385 | 0.29137 | 0.29714 | 0.30254 | 0.30859 | 0.31477 | 0.32106 | 0.07 | 0.0714 | 0.072828 | 0.074285 | 0.07577 | 0.077286 | 0.078831 | 0.080408 | 0.082016 | 0.083656 | 0.18535 | 0.19448 | 0.20248 | 0.20956 | 0.2156 | 0.21985 | 0.22371 | 0.22818 | 0.23275 | 0.2374 | 0 | 0 | 0 | 0 | 0 | 0 | 0 | 0 | 0 | 0 | 0 | 0 | 0 | 0 | 0 | 0 | 0 | 0 | 0 | 0 | 0 | 0 | 0 | 0 | 0 | 0 | 0 | 0 | 0 | 0 | 0 | 0 | 0 | 0 | 0 | 0 | 0 | 0 | 0 | 0
Ind ¦ Exhaust gas heat recovery | RET | I_Power Generation | Greater Toronto Area | Process Heat | Industrial | NA | End Use Consumption (m^3/year) | 15 | 5.3148 | 5.4254 | 5.5077 | 5.5672 | 5.6027 | 5.6015 | 5.5915 | 5.5916 | 5.5916 | 5.5916 | 0.44687 | 0.46529 | 0.48179 | 0.49674 | 0.5099 | 0.51999 | 0.52944 | 0.54003 | 0.55084 | 0.56185 | 0.084079 | 0.08576 | 0.087476 | 0.089225 | 0.09101 | 0.09283 | 0.094686 | 0.09658 | 0.098512 | 0.10048 | 0.36279 | 0.37953 | 0.39431 | 0.40751 | 0.41889 | 0.42716 | 0.43475 | 0.44345 | 0.45233 | 0.46137 | 0 | 0 | 0 | 0 | 0 | 0 | 0 | 0 | 0 | 0 | 0 | 0 | 0 | 0 | 0 | 0 | 0 | 0 | 0 | 0 | 0 | 0 | 0 | 0 | 0 | 0 | 0 | 0 | 0 | 0 | 0 | 0 | 0 | 0 | 0 | 0 | 0 | 0 | 0 | 0
Ind ¦ High-efficiency burners | RET | I_Power Generation | Greater Toronto Area | Process Heat | Industrial | NA | End Use Consumption (m^3/year) | 20 | 8.928 | 9.0812 | 9.1951 | 9.2776 | 9.3267 | 9.3252 | 9.3113 | 9.3113 | 9.3115 | 9.3115 | 0.61959 | 0.64282 | 0.66391 | 0.68326 | 0.70062 | 0.71451 | 0.72771 | 0.74227 | 0.75713 | 0.77227 | 0.069398 | 0.070786 | 0.072202 | 0.073646 | 0.075119 | 0.076621 | 0.078154 | 0.079717 | 0.081311 | 0.082938 | 0.55019 | 0.57204 | 0.59171 | 0.60961 | 0.6255 | 0.63789 | 0.64956 | 0.66256 | 0.67582 | 0.68934 | 0 | 0 | 0 | 0 | 0 | 0 | 0 | 0 | 0 | 0 | 0 | 0 | 0 | 0 | 0 | 0 | 0 | 0 | 0 | 0 | 0 | 0 | 0 | 0 | 0 | 0 | 0 | 0 | 0 | 0 | 0 | 0 | 0 | 0 | 0 | 0 | 0 | 0 | 0 | 0
Ind ¦ Insulation | RET | I_Power Generation | Greater Toronto Area | Process Heat | Industrial | NA | End Use Consumption (m^3/year) | 15 | 5.3148 | 5.4254 | 5.5077 | 5.5672 | 5.6027 | 5.6015 | 5.5915 | 5.5916 | 5.5916 | 5.5916 | 0.12768 | 0.13294 | 0.13765 | 0.14192 | 0.14569 | 0.14857 | 0.15127 | 0.1543 | 0.15738 | 0.16053 | 0.024023 | 0.024503 | 0.024993 | 0.025493 | 0.026003 | 0.026523 | 0.027053 | 0.027594 | 0.028146 | 0.028709 | 0.10365 | 0.10844 | 0.11266 | 0.11643 | 0.11968 | 0.12205 | 0.12422 | 0.1267 | 0.12924 | 0.13182 | 0 | 0 | 0 | 0 | 0 | 0 | 0 | 0 | 0 | 0 | 0 | 0 | 0 | 0 | 0 | 0 | 0 | 0 | 0 | 0 | 0 | 0 | 0 | 0 | 0 | 0 | 0 | 0 | 0 | 0 | 0 | 0 | 0 | 0 | 0 | 0 | 0 | 0 | 0 | 0
Ind ¦ Radiant heaters | RET | I_Power Generation | Greater Toronto Area | Space Heating/Ventilation | Industrial | NA | End Use Consumption (m^3/year) | 20 | 1.4656 | 1.4912 | 1.5115 | 1.5269 | 1.5367 | 1.5277 | 1.5255 | 1.5255 | 1.5255 | 1.5255 | 0.98582 | 1.0231 | 1.0578 | 1.0899 | 1.1188 | 1.1346 | 1.1555 | 1.1787 | 1.2022 | 1.2263 | 0.67263 | 0.68608 | 0.69981 | 0.7138 | 0.72808 | 0.74264 | 0.75749 | 0.77264 | 0.78809 | 0.80386 | 0.31319 | 0.33701 | 0.35795 | 0.37608 | 0.39073 | 0.39191 | 0.39804 | 0.40601 | 0.41413 | 0.42239 | 0 | 0 | 0 | 0 | 0 | 0 | 0 | 0 | 0 | 0 | 0 | 0 | 0 | 0 | 0 | 0 | 0 | 0 | 0 | 0 | 0 | 0 | 0 | 0 | 0 | 0 | 0 | 0 | 0 | 0 | 0 | 0 | 0 | 0 | 0 | 0 | 0 | 0 | 0 | 0
Ind ¦ Ventilation heat recovery | RET | I_Power Generation | Greater Toronto Area | Space Heating/Ventilation | Industrial | NA | End Use Consumption (m^3/year) | 20 | 4.3968 | 4.4736 | 4.5345 | 4.5806 | 4.61 | 4.5832 | 4.5764 | 4.5765 | 4.5764 | 4.5764 | 0.49291 | 0.51155 | 0.52888 | 0.54494 | 0.5594 | 0.56728 | 0.57777 | 0.58933 | 0.60111 | 0.61313 | 0.11211 | 0.11435 | 0.11663 | 0.11897 | 0.12135 | 0.12377 | 0.12625 | 0.12877 | 0.13135 | 0.13398 | 0.3808 | 0.3972 | 0.41225 | 0.42598 | 0.43806 | 0.4435 | 0.45152 | 0.46055 | 0.46976 | 0.47915 | 0 | 0 | 0 | 0 | 0 | 0 | 0 | 0 | 0 | 0 | 0 | 0 | 0 | 0 | 0 | 0 | 0 | 0 | 0 | 0 | 0 | 0 | 0 | 0 | 0 | 0 | 0 | 0 | 0 | 0 | 0 | 0 | 0 | 0 | 0 | 0 | 0 | 0 | 0 | 0
Ind ¦ Ventilation optimization | RET | I_Power Generation | Greater Toronto Area | Space Heating/Ventilation | Industrial | NA | End Use Consumption (m^3/year) | 15 | 2.256 | 2.3037 | 2.3416 | 2.3703 | 2.3886 | 2.3719 | 2.3677 | 2.3677 | 2.3677 | 2.3677 | 0.54194 | 0.56449 | 0.58524 | 0.60426 | 0.62109 | 0.62909 | 0.64054 | 0.65336 | 0.66642 | 0.67974 | 0.24023 | 0.24503 | 0.24993 | 0.25493 | 0.26003 | 0.26523 | 0.27053 | 0.27594 | 0.28146 | 0.28709 | 0.30171 | 0.31946 | 0.33531 | 0.34933 | 0.36107 | 0.36387 | 0.37 | 0.37741 | 0.38496 | 0.39265 | 0 | 0 | 0 | 0 | 0 | 0 | 0 | 0 | 0 | 0 | 0 | 0 | 0 | 0 | 0 | 0 | 0 | 0 | 0 | 0 | 0 | 0 | 0 | 0 | 0 | 0 | 0 | 0 | 0 | 0 | 0 | 0 | 0 | 0 | 0 | 0 | 0 | 0 | 0 | 0
Ind ¦ Warehouse loading dock seals | RET | I_Power Generation | Greater Toronto Area | Space Heating/Ventilation | Industrial | NA | End Use Consumption (m^3/year) | 10 | 0.65563 | 0.67466 | 0.68975 | 0.70118 | 0.70846 | 0.70181 | 0.70013 | 0.70014 | 0.70014 | 0.70012 | 0.098874 | 0.10378 | 0.10822 | 0.11222 | 0.11565 | 0.11685 | 0.11891 | 0.12129 | 0.12371 | 0.12618 | 0.15081 | 0.15382 | 0.1569 | 0.16004 | 0.16324 | 0.1665 | 0.16983 | 0.17323 | 0.1767 | 0.18023 | -0.051935 | -0.050045 | -0.048679 | -0.047824 | -0.047591 | -0.04965 | -0.050928 | -0.051945 | -0.052985 | -0.054047 | 0 | 0 | 0 | 0 | 0 | 0 | 0 | 0 | 0 | 0 | 0 | 0 | 0 | 0 | 0 | 0 | 0 | 0 | 0 | 0 | 0 | 0 | 0 | 0 | 0 | 0 | 0 | 0 | 0 | 0 | 0 | 0 | 0 | 0 | 0 | 0 | 0 | 0 | 0 | 0
Ind ¦ Advanced heating and process control ¦ New | NEW | I_Primary Metals | Greater Toronto Area | Process Heat | Industrial | NA | End Use Consumption (m^3/year) | 15 | 5.3148 | 5.4254 | 5.5077 | 5.5672 | 5.6027 | 5.6015 | 5.5915 | 5.5916 | 5.5916 | 5.5916 | 0.31919 | 0.33235 | 0.34413 | 0.35481 | 0.36422 | 0.37142 | 0.37817 | 0.38574 | 0.39346 | 0.40132 | 0.060056 | 0.061257 | 0.062483 | 0.063732 | 0.065007 | 0.066307 | 0.067633 | 0.068986 | 0.070366 | 0.071773 | 0.25913 | 0.27109 | 0.28165 | 0.29108 | 0.29921 | 0.30511 | 0.31054 | 0.31675 | 0.32309 | 0.32955 | 0 | 0 | 0 | 0 | 0 | 0 | 0 | 0 | 0 | 0 | 0 | 0 | 0 | 0 | 0 | 0 | 0 | 0 | 0 | 0 | 0 | 0 | 0 | 0 | 0 | 0 | 0 | 0 | 0 | 0 | 0 | 0 | 0 | 0 | 0 | 0 | 0 | 0 | 0 | 0
Ind ¦ Air compressor heat recovery ¦ New | NEW | I_Primary Metals | Greater Toronto Area | Space Heating/Ventilation | Industrial | NA | End Use Consumption (m^3/year) | 25 | 2.502 | 2.5404 | 2.5708 | 2.5939 | 2.6085 | 2.5951 | 2.5917 | 2.5918 | 2.5917 | 2.5917 | 0.78535 | 0.81335 | 0.83956 | 0.86403 | 0.8863 | 0.89938 | 0.91617 | 0.9345 | 0.95318 | 0.97223 | 0.31389 | 0.32017 | 0.32658 | 0.33311 | 0.33977 | 0.34656 | 0.3535 | 0.36057 | 0.36778 | 0.37513 | 0.47146 | 0.49318 | 0.51299 | 0.53092 | 0.54653 | 0.55281 | 0.56267 | 0.57393 | 0.58541 | 0.5971 | 0 | 0 | 0 | 0 | 0 | 0 | 0 | 0 | 0 | 0 | 0 | 0 | 0 | 0 | 0 | 0 | 0 | 0 | 0 | 0 | 0 | 0 | 0 | 0 | 0 | 0 | 0 | 0 | 0 | 0 | 0 | 0 | 0 | 0 | 0 | 0 | 0 | 0 | 0 | 0
Ind ¦ Air curtains ¦ New | NEW | I_Primary Metals | Greater Toronto Area | Space Heating/Ventilation | Industrial | NA | End Use Consumption (m^3/year) | 15 | 0.92289 | 0.94244 | 0.95793 | 0.96967 | 0.97714 | 0.97032 | 0.9686 | 0.96861 | 0.96861 | 0.96859 | 0.13548 | 0.14112 | 0.14631 | 0.15106 | 0.15527 | 0.15727 | 0.16013 | 0.16334 | 0.16661 | 0.16993 | 0.1468 | 0.14974 | 0.15274 | 0.15579 | 0.15891 | 0.16208 | 0.16533 | 0.16863 | 0.172 | 0.17544 | -0.01132 | -0.0086192 | -0.0064252 | -0.0047254 | -0.0036321 | -0.0048103 | -0.0051917 | -0.0052929 | -0.0053996 | -0.0055101 | 0 | 0 | 0 | 0 | 0 | 0 | 0 | 0 | 0 | 0 | 0 | 0 | 0 | 0 | 0 | 0 | 0 | 0 | 0 | 0 | 0 | 0 | 0 | 0 | 0 | 0 | 0 | 0 | 0 | 0 | 0 | 0 | 0 | 0 | 0 | 0 | 0 | 0 | 0 | 0
Ind ¦ Automated temperature control ¦ New | NEW | I_Primary Metals | Greater Toronto Area | Space Heating/Ventilation | Industrial | NA | End Use Consumption (m^3/year) | 25 | 1.1676 | 1.1855 | 1.1997 | 1.2105 | 1.2173 | 1.2111 | 1.2095 | 1.2095 | 1.2095 | 1.2095 | 0.26178 | 0.27112 | 0.27985 | 0.28801 | 0.29543 | 0.29979 | 0.30539 | 0.3115 | 0.31773 | 0.32408 | 0.22421 | 0.22869 | 0.23327 | 0.23793 | 0.24269 | 0.24755 | 0.2525 | 0.25755 | 0.2627 | 0.26795 | 0.037574 | 0.042423 | 0.046585 | 0.050076 | 0.052741 | 0.052247 | 0.052892 | 0.053952 | 0.055029 | 0.056126 | 0 | 0 | 0 | 0 | 0 | 0 | 0 | 0 | 0 | 0 | 0 | 0 | 0 | 0 | 0 | 0 | 0 | 0 | 0 | 0 | 0 | 0 | 0 | 0 | 0 | 0 | 0 | 0 | 0 | 0 | 0 | 0 | 0 | 0 | 0 | 0 | 0 | 0 | 0 | 0
Ind ¦ De-stratification fans ¦ New | NEW | I_Primary Metals | Greater Toronto Area | Space Heating/Ventilation | Industrial | NA | End Use Consumption (m^3/year) | 25 | 1.4153 | 1.437 | 1.4542 | 1.4672 | 1.4755 | 1.468 | 1.466 | 1.466 | 1.466 | 1.466 | 0.29918 | 0.30985 | 0.31983 | 0.32915 | 0.33764 | 0.34262 | 0.34902 | 0.356 | 0.36312 | 0.37037 | 0.2114 | 0.21563 | 0.21994 | 0.22434 | 0.22882 | 0.2334 | 0.23807 | 0.24283 | 0.24769 | 0.25264 | 0.087784 | 0.094223 | 0.099894 | 0.10482 | 0.10881 | 0.10922 | 0.11095 | 0.11317 | 0.11543 | 0.11773 | 0 | 0 | 0 | 0 | 0 | 0 | 0 | 0 | 0 | 0 | 0 | 0 | 0 | 0 | 0 | 0 | 0 | 0 | 0 | 0 | 0 | 0 | 0 | 0 | 0 | 0 | 0 | 0 | 0 | 0 | 0 | 0 | 0 | 0 | 0 | 0 | 0 | 0 | 0 | 0
Ind ¦ Energy Management and Process Improvement ¦ New | NEW | I_Primary Metals | Greater Toronto Area | Cross Cutting/Behavioural | Industrial | NA | End Use Consumption (m^3/year) | 15 | 3.6479 | 3.7238 | 3.7802 | 3.8211 | 3.8455 | 3.8447 | 3.8378 | 3.8378 | 3.8379 | 3.8378 | 0.25535 | 0.26588 | 0.27531 | 0.28385 | 0.29137 | 0.29714 | 0.30254 | 0.30859 | 0.31477 | 0.32106 | 0.07 | 0.0714 | 0.072828 | 0.074285 | 0.07577 | 0.077286 | 0.078831 | 0.080408 | 0.082016 | 0.083656 | 0.18535 | 0.19448 | 0.20248 | 0.20956 | 0.2156 | 0.21985 | 0.22371 | 0.22818 | 0.23275 | 0.2374 | 0 | 0 | 0 | 0 | 0 | 0 | 0 | 0 | 0 | 0 | 0 | 0 | 0 | 0 | 0 | 0 | 0 | 0 | 0 | 0 | 0 | 0 | 0 | 0 | 0 | 0 | 0 | 0 | 0 | 0 | 0 | 0 | 0 | 0 | 0 | 0 | 0 | 0 | 0 | 0
Ind ¦ Exhaust gas heat recovery ¦ New | NEW | I_Primary Metals | Greater Toronto Area | Process Heat | Industrial | NA | End Use Consumption (m^3/year) | 15 | 5.3148 | 5.4254 | 5.5077 | 5.5672 | 5.6027 | 5.6015 | 5.5915 | 5.5916 | 5.5916 | 5.5916 | 0.44687 | 0.46529 | 0.48179 | 0.49674 | 0.5099 | 0.51999 | 0.52944 | 0.54003 | 0.55084 | 0.56185 | 0.084079 | 0.08576 | 0.087476 | 0.089225 | 0.09101 | 0.09283 | 0.094686 | 0.09658 | 0.098512 | 0.10048 | 0.36279 | 0.37953 | 0.39431 | 0.40751 | 0.41889 | 0.42716 | 0.43475 | 0.44345 | 0.45233 | 0.46137 | 0 | 0 | 0 | 0 | 0 | 0 | 0 | 0 | 0 | 0 | 0 | 0 | 0 | 0 | 0 | 0 | 0 | 0 | 0 | 0 | 0 | 0 | 0 | 0 | 0 | 0 | 0 | 0 | 0 | 0 | 0 | 0 | 0 | 0 | 0 | 0 | 0 | 0 | 0 | 0
Ind ¦ High-efficiency burners ¦ New | NEW | I_Primary Metals | Greater Toronto Area | Process Heat | Industrial | NA | End Use Consumption (m^3/year) | 20 | 8.928 | 9.0812 | 9.1951 | 9.2776 | 9.3267 | 9.3252 | 9.3113 | 9.3113 | 9.3115 | 9.3115 | 0.61959 | 0.64282 | 0.66391 | 0.68326 | 0.70062 | 0.71451 | 0.72771 | 0.74227 | 0.75713 | 0.77227 | 0.069398 | 0.070786 | 0.072202 | 0.073646 | 0.075119 | 0.076621 | 0.078154 | 0.079717 | 0.081311 | 0.082938 | 0.55019 | 0.57204 | 0.59171 | 0.60961 | 0.6255 | 0.63789 | 0.64956 | 0.66256 | 0.67582 | 0.68934 | 0 | 0 | 0 | 0 | 0 | 0 | 0 | 0 | 0 | 0 | 0 | 0 | 0 | 0 | 0 | 0 | 0 | 0 | 0 | 0 | 0 | 0 | 0 | 0 | 0 | 0 | 0 | 0 | 0 | 0 | 0 | 0 | 0 | 0 | 0 | 0 | 0 | 0 | 0 | 0
Ind ¦ High-efficiency furnaces ¦ New | NEW | I_Primary Metals | Greater Toronto Area | Process Heat | Industrial | NA | End Use Consumption (m^3/year) | 20 | 3.8688 | 3.9352 | 3.9846 | 4.0203 | 4.0416 | 4.0409 | 4.0349 | 4.0349 | 4.035 | 4.035 | 0.61959 | 0.64282 | 0.66391 | 0.68326 | 0.70062 | 0.71451 | 0.72771 | 0.74227 | 0.75713 | 0.77227 | 0.16015 | 0.16335 | 0.16662 | 0.16995 | 0.17335 | 0.17682 | 0.18036 | 0.18396 | 0.18764 | 0.19139 | 0.45944 | 0.47947 | 0.49729 | 0.51331 | 0.52726 | 0.53769 | 0.54736 | 0.55831 | 0.56949 | 0.58088 | 0 | 0 | 0 | 0 | 0 | 0 | 0 | 0 | 0 | 0 | 0 | 0 | 0 | 0 | 0 | 0 | 0 | 0 | 0 | 0 | 0 | 0 | 0 | 0 | 0 | 0 | 0 | 0 | 0 | 0 | 0 | 0 | 0 | 0 | 0 | 0 | 0 | 0 | 0 | 0
Ind ¦ Insulation ¦ New | NEW | I_Primary Metals | Greater Toronto Area | Process Heat | Industrial | NA | End Use Consumption (m^3/year) | 15 | 5.3148 | 5.4254 | 5.5077 | 5.5672 | 5.6027 | 5.6015 | 5.5915 | 5.5916 | 5.5916 | 5.5916 | 0.12768 | 0.13294 | 0.13765 | 0.14192 | 0.14569 | 0.14857 | 0.15127 | 0.1543 | 0.15738 | 0.16053 | 0.024023 | 0.024503 | 0.024993 | 0.025493 | 0.026003 | 0.026523 | 0.027053 | 0.027594 | 0.028146 | 0.028709 | 0.10365 | 0.10844 | 0.11266 | 0.11643 | 0.11968 | 0.12205 | 0.12422 | 0.1267 | 0.12924 | 0.13182 | 0 | 0 | 0 | 0 | 0 | 0 | 0 | 0 | 0 | 0 | 0 | 0 | 0 | 0 | 0 | 0 | 0 | 0 | 0 | 0 | 0 | 0 | 0 | 0 | 0 | 0 | 0 | 0 | 0 | 0 | 0 | 0 | 0 | 0 | 0 | 0 | 0 | 0 | 0 | 0
Ind ¦ Optimize Combustion ¦ New | NEW | I_Primary Metals | Greater Toronto Area | Process Heat | Industrial | NA | End Use Consumption (m^3/year) | 7 | 3.0358 | 3.1544 | 3.2427 | 3.3066 | 3.3447 | 3.3434 | 3.3327 | 3.3328 | 3.3328 | 3.3327 | 0.068002 | 0.072072 | 0.075571 | 0.078601 | 0.081098 | 0.082688 | 0.08407 | 0.085754 | 0.087469 | 0.089216 | 0.0224 | 0.022848 | 0.023305 | 0.023771 | 0.024246 | 0.024731 | 0.025226 | 0.025731 | 0.026245 | 0.02677 | 0.045602 | 0.049224 | 0.052266 | 0.05483 | 0.056851 | 0.057957 | 0.058844 | 0.060023 | 0.061224 | 0.062445 | 0 | 0 | 0 | 0 | 0 | 0 | 0 | 0 | 0 | 0 | 0 | 0 | 0 | 0 | 0 | 0 | 0 | 0 | 0 | 0 | 0 | 0 | 0 | 0 | 0 | 0 | 0 | 0 | 0 | 0 | 0 | 0 | 0 | 0 | 0 | 0 | 0 | 0 | 0 | 0
Ind ¦ Preheat Charge ¦ New | NEW | I_Primary Metals | Greater Toronto Area | Process Heat | Industrial | NA | End Use Consumption (m^3/year) | 20 | 2.5579 | 2.6018 | 2.6345 | 2.6581 | 2.6722 | 2.6717 | 2.6678 | 2.6678 | 2.6678 | 2.6678 | 0.27882 | 0.28927 | 0.29876 | 0.30747 | 0.31528 | 0.32153 | 0.32747 | 0.33402 | 0.34071 | 0.34752 | 0.109 | 0.11118 | 0.1134 | 0.11567 | 0.11799 | 0.12034 | 0.12275 | 0.12521 | 0.12771 | 0.13027 | 0.16982 | 0.17809 | 0.18535 | 0.19179 | 0.19729 | 0.20118 | 0.20472 | 0.20882 | 0.213 | 0.21726 | 0 | 0 | 0 | 0 | 0 | 0 | 0 | 0 | 0 | 0 | 0 | 0 | 0 | 0 | 0 | 0 | 0 | 0 | 0 | 0 | 0 | 0 | 0 | 0 | 0 | 0 | 0 | 0 | 0 | 0 | 0 | 0 | 0 | 0 | 0 | 0 | 0 | 0 | 0 | 0
Ind ¦ Radiant heaters ¦ New | NEW | I_Primary Metals | Greater Toronto Area | Space Heating/Ventilation | Industrial | NA | End Use Consumption (m^3/year) | 20 | 1.4656 | 1.4912 | 1.5115 | 1.5269 | 1.5367 | 1.5277 | 1.5255 | 1.5255 | 1.5255 | 1.5255 | 0.98582 | 1.0231 | 1.0578 | 1.0899 | 1.1188 | 1.1346 | 1.1555 | 1.1787 | 1.2022 | 1.2263 | 0.67263 | 0.68608 | 0.69981 | 0.7138 | 0.72808 | 0.74264 | 0.75749 | 0.77264 | 0.78809 | 0.80386 | 0.31319 | 0.33701 | 0.35795 | 0.37608 | 0.39073 | 0.39191 | 0.39804 | 0.40601 | 0.41413 | 0.42239 | 0 | 0 | 0 | 0 | 0 | 0 | 0 | 0 | 0 | 0 | 0 | 0 | 0 | 0 | 0 | 0 | 0 | 0 | 0 | 0 | 0 | 0 | 0 | 0 | 0 | 0 | 0 | 0 | 0 | 0 | 0 | 0 | 0 | 0 | 0 | 0 | 0 | 0 | 0 | 0
Ind ¦ Reduce Furnace Opening ¦ New | NEW | I_Primary Metals | Greater Toronto Area | Process Heat | Industrial | NA | End Use Consumption (m^3/year) | 18 | 7.2392 | 7.372 | 7.4708 | 7.5423 | 7.585 | 7.5836 | 7.5716 | 7.5717 | 7.5717 | 7.5716 | 0.043435 | 0.045117 | 0.046636 | 0.048024 | 0.049261 | 0.050238 | 0.051161 | 0.052185 | 0.053229 | 0.054293 | 0.006 | 0.00612 | 0.0062424 | 0.0063672 | 0.0064946 | 0.0066245 | 0.006757 | 0.0068921 | 0.00703 | 0.0071706 | 0.037435 | 0.038997 | 0.040394 | 0.041657 | 0.042767 | 0.043613 | 0.044404 | 0.045293 | 0.046199 | 0.047122 | 0 | 0 | 0 | 0 | 0 | 0 | 0 | 0 | 0 | 0 | 0 | 0 | 0 | 0 | 0 | 0 | 0 | 0 | 0 | 0 | 0 | 0 | 0 | 0 | 0 | 0 | 0 | 0 | 0 | 0 | 0 | 0 | 0 | 0 | 0 | 0 | 0 | 0 | 0 | 0
Ind ¦ Ventilation heat recovery ¦ New | NEW | I_Primary Metals | Greater Toronto Area | Space Heating/Ventilation | Industrial | NA | End Use Consumption (m^3/year) | 20 | 4.3968 | 4.4736 | 4.5345 | 4.5806 | 4.61 | 4.5832 | 4.5764 | 4.5765 | 4.5764 | 4.5764 | 0.49291 | 0.51155 | 0.52888 | 0.54494 | 0.5594 | 0.56728 | 0.57777 | 0.58933 | 0.60111 | 0.61313 | 0.11211 | 0.11435 | 0.11663 | 0.11897 | 0.12135 | 0.12377 | 0.12625 | 0.12877 | 0.13135 | 0.13398 | 0.3808 | 0.3972 | 0.41225 | 0.42598 | 0.43806 | 0.4435 | 0.45152 | 0.46055 | 0.46976 | 0.47915 | 0 | 0 | 0 | 0 | 0 | 0 | 0 | 0 | 0 | 0 | 0 | 0 | 0 | 0 | 0 | 0 | 0 | 0 | 0 | 0 | 0 | 0 | 0 | 0 | 0 | 0 | 0 | 0 | 0 | 0 | 0 | 0 | 0 | 0 | 0 | 0 | 0 | 0 | 0 | 0
Ind ¦ Ventilation optimization ¦ New | NEW | I_Primary Metals | Greater Toronto Area | Space Heating/Ventilation | Industrial | NA | End Use Consumption (m^3/year) | 15 | 2.256 | 2.3037 | 2.3416 | 2.3703 | 2.3886 | 2.3719 | 2.3677 | 2.3677 | 2.3677 | 2.3677 | 0.54194 | 0.56449 | 0.58524 | 0.60426 | 0.62109 | 0.62909 | 0.64054 | 0.65336 | 0.66642 | 0.67974 | 0.24023 | 0.24503 | 0.24993 | 0.25493 | 0.26003 | 0.26523 | 0.27053 | 0.27594 | 0.28146 | 0.28709 | 0.30171 | 0.31946 | 0.33531 | 0.34933 | 0.36107 | 0.36387 | 0.37 | 0.37741 | 0.38496 | 0.39265 | 0 | 0 | 0 | 0 | 0 | 0 | 0 | 0 | 0 | 0 | 0 | 0 | 0 | 0 | 0 | 0 | 0 | 0 | 0 | 0 | 0 | 0 | 0 | 0 | 0 | 0 | 0 | 0 | 0 | 0 | 0 | 0 | 0 | 0 | 0 | 0 | 0 | 0 | 0 | 0
Ind ¦ Warehouse loading dock seals ¦ New | NEW | I_Primary Metals | Greater Toronto Area | Space Heating/Ventilation | Industrial | NA | End Use Consumption (m^3/year) | 10 | 0.65563 | 0.67466 | 0.68975 | 0.70118 | 0.70846 | 0.70181 | 0.70013 | 0.70014 | 0.70014 | 0.70012 | 0.098874 | 0.10378 | 0.10822 | 0.11222 | 0.11565 | 0.11685 | 0.11891 | 0.12129 | 0.12371 | 0.12618 | 0.15081 | 0.15382 | 0.1569 | 0.16004 | 0.16324 | 0.1665 | 0.16983 | 0.17323 | 0.1767 | 0.18023 | -0.051935 | -0.050045 | -0.048679 | -0.047824 | -0.047591 | -0.04965 | -0.050928 | -0.051945 | -0.052985 | -0.054047 | 0 | 0 | 0 | 0 | 0 | 0 | 0 | 0 | 0 | 0 | 0 | 0 | 0 | 0 | 0 | 0 | 0 | 0 | 0 | 0 | 0 | 0 | 0 | 0 | 0 | 0 | 0 | 0 | 0 | 0 | 0 | 0 | 0 | 0 | 0 | 0 | 0 | 0 | 0 | 0
Ind ¦ Advanced heating and process control | RET | I_Primary Metals | Greater Toronto Area | Process Heat | Industrial | NA | End Use Consumption (m^3/year) | 15 | 5.3148 | 5.4254 | 5.5077 | 5.5672 | 5.6027 | 5.6015 | 5.5915 | 5.5916 | 5.5916 | 5.5916 | 0.31919 | 0.33235 | 0.34413 | 0.35481 | 0.36422 | 0.37142 | 0.37817 | 0.38574 | 0.39346 | 0.40132 | 0.060056 | 0.061257 | 0.062483 | 0.063732 | 0.065007 | 0.066307 | 0.067633 | 0.068986 | 0.070366 | 0.071773 | 0.25913 | 0.27109 | 0.28165 | 0.29108 | 0.29921 | 0.30511 | 0.31054 | 0.31675 | 0.32309 | 0.32955 | 5819621.3491 | 5621754.2232 | 5430614.5797 | 5245973.6839 | 5067610.5787 | 4895311.819 | 4728871.2172 | 4568089.5958 | 4412774.5495 | 4262740.2148 | 5819621.3491 | 5621754.2232 | 5430614.5797 | 5245973.6839 | 5067610.5787 | 4895311.819 | 4728871.2172 | 4568089.5958 | 4412774.5495 | 4262740.2148 | 252566.4275 | 503952.9601 | 752128.7504 | 996839.928 | 1236079.6488 | 1467722.0648 | 1689969.3682 | 1901680.1658 | 2101691.1352 | 2371982.2226 | 252566.4275 | 251386.5326 | 248175.7903 | 244711.1777 | 239239.7208 | 231642.416 | 222247.3034 | 211710.7976 | 200010.9693 | 270291.0875
Ind ¦ Air compressor heat recovery | RET | I_Primary Metals | Greater Toronto Area | Space Heating/Ventilation | Industrial | NA | End Use Consumption (m^3/year) | 25 | 2.502 | 2.5404 | 2.5708 | 2.5939 | 2.6085 | 2.5951 | 2.5917 | 2.5918 | 2.5917 | 2.5917 | 0.78535 | 0.81335 | 0.83956 | 0.86403 | 0.8863 | 0.89938 | 0.91617 | 0.9345 | 0.95318 | 0.97223 | 0.31389 | 0.32017 | 0.32658 | 0.33311 | 0.33977 | 0.34656 | 0.3535 | 0.36057 | 0.36778 | 0.37513 | 0.47146 | 0.49318 | 0.51299 | 0.53092 | 0.54653 | 0.55281 | 0.56267 | 0.57393 | 0.58541 | 0.5971 | 577211.4236 | 557586.2352 | 538628.3032 | 520314.9409 | 502624.2329 | 485535.009 | 469026.8187 | 453079.9068 | 437675.19 | 422794.2336 | 577211.4236 | 557586.2352 | 538628.3032 | 520314.9409 | 502624.2329 | 485535.009 | 469026.8187 | 453079.9068 | 437675.19 | 422794.2336 | 11518.5893 | 22587.7881 | 33111.4366 | 43745.3343 | 54372.2185 | 64793.7234 | 74888.0599 | 84728.3278 | 94280.3729 | 106511.2921 | 11518.5893 | 11069.1988 | 10523.6484 | 10633.8977 | 10626.8842 | 10421.5049 | 10094.3365 | 9840.2679 | 9552.0451 | 12230.9193
Ind ¦ Air curtains | RET | I_Primary Metals | Greater Toronto Area | Space Heating/Ventilation | Industrial | NA | End Use Consumption (m^3/year) | 15 | 0.92289 | 0.94244 | 0.95793 | 0.96967 | 0.97714 | 0.97032 | 0.9686 | 0.96861 | 0.96861 | 0.96859 | 0.13548 | 0.14112 | 0.14631 | 0.15106 | 0.15527 | 0.15727 | 0.16013 | 0.16334 | 0.16661 | 0.16993 | 0.1468 | 0.14974 | 0.15274 | 0.15579 | 0.15891 | 0.16208 | 0.16533 | 0.16863 | 0.172 | 0.17544 | -0.01132 | -0.0086192 | -0.0064252 | -0.0047254 | -0.0036321 | -0.0048103 | -0.0051917 | -0.0052929 | -0.0053996 | -0.0055101 | 343578.2283 | 331896.5686 | 320612.0852 | 309711.2743 | 299181.091 | 289008.9339 | 279182.6302 | 269690.4207 | 260520.9464 | 251663.2343 | 0 | 0 | 0 | 0 | 0 | 0 | 0 | 0 | 0 | 0 | 0 | 0 | 0 | 0 | 0 | 0 | 0 | 0 | 0 | 0 | 0 | 0 | 0 | 0 | 0 | 0 | 0 | 0 | 0 | 0
Ind ¦ Automated temperature control | RET | I_Primary Metals | Greater Toronto Area | Space Heating/Ventilation | Industrial | NA | End Use Consumption (m^3/year) | 25 | 1.1676 | 1.1855 | 1.1997 | 1.2105 | 1.2173 | 1.2111 | 1.2095 | 1.2095 | 1.2095 | 1.2095 | 0.26178 | 0.27112 | 0.27985 | 0.28801 | 0.29543 | 0.29979 | 0.30539 | 0.3115 | 0.31773 | 0.32408 | 0.22421 | 0.22869 | 0.23327 | 0.23793 | 0.24269 | 0.24755 | 0.2525 | 0.25755 | 0.2627 | 0.26795 | 0.037574 | 0.042423 | 0.046585 | 0.050076 | 0.052741 | 0.052247 | 0.052892 | 0.053952 | 0.055029 | 0.056126 | 445379.1849 | 430236.2926 | 415608.2586 | 401477.5779 | 387827.3402 | 374641.2106 | 361903.4095 | 349598.6936 | 337712.338 | 326230.1185 | 445379.1849 | 430236.2926 | 415608.2586 | 401477.5779 | 387827.3402 | 374641.2106 | 361903.4095 | 349598.6936 | 337712.338 | 326230.1185 | 263.1953 | 485.6802 | 663.6921 | 882.1184 | 1130.651 | 1381.4671 | 1618.6792 | 1854.0566 | 2083.9836 | 2393.9575 | 263.1953 | 222.4849 | 178.0119 | 218.4263 | 248.5326 | 250.8161 | 237.2122 | 235.3773 | 229.927 | 309.9739
Ind ¦ De-stratification fans | RET | I_Primary Metals | Greater Toronto Area | Space Heating/Ventilation | Industrial | NA | End Use Consumption (m^3/year) | 25 | 1.4153 | 1.437 | 1.4542 | 1.4672 | 1.4755 | 1.468 | 1.466 | 1.466 | 1.466 | 1.466 | 0.29918 | 0.30985 | 0.31983 | 0.32915 | 0.33764 | 0.34262 | 0.34902 | 0.356 | 0.36312 | 0.37037 | 0.2114 | 0.21563 | 0.21994 | 0.22434 | 0.22882 | 0.2334 | 0.23807 | 0.24283 | 0.24769 | 0.25264 | 0.087784 | 0.094223 | 0.099894 | 0.10482 | 0.10881 | 0.10922 | 0.11095 | 0.11317 | 0.11543 | 0.11773 | 325763.0609 | 314687.1169 | 303987.7549 | 293652.1712 | 283667.9974 | 274023.2855 | 264706.4938 | 255706.473 | 247012.4529 | 238614.0295 | 325763.0609 | 314687.1169 | 303987.7549 | 293652.1712 | 283667.9974 | 274023.2855 | 264706.4938 | 255706.473 | 247012.4529 | 238614.0295 | 863.5574 | 1638.0886 | 2302.8099 | 3048.9614 | 3843.8048 | 4633.9375 | 5388.8 | 6131.5031 | 6855.275 | 7803.4443 | 863.5574 | 774.5312 | 664.7212 | 746.1515 | 794.8434 | 790.1328 | 754.8625 | 742.7031 | 723.7719 | 948.1693
Ind ¦ Energy Management and Process Improvement | RET | I_Primary Metals | Greater Toronto Area | Cross Cutting/Behavioural | Industrial | NA | End Use Consumption (m^3/year) | 15 | 3.6479 | 3.7238 | 3.7802 | 3.8211 | 3.8455 | 3.8447 | 3.8378 | 3.8378 | 3.8379 | 3.8378 | 0.25535 | 0.26588 | 0.27531 | 0.28385 | 0.29137 | 0.29714 | 0.30254 | 0.30859 | 0.31477 | 0.32106 | 0.07 | 0.0714 | 0.072828 | 0.074285 | 0.07577 | 0.077286 | 0.078831 | 0.080408 | 0.082016 | 0.083656 | 0.18535 | 0.19448 | 0.20248 | 0.20956 | 0.2156 | 0.21985 | 0.22371 | 0.22818 | 0.23275 | 0.2374 | 13146639.1537 | 12699653.4225 | 12267865.2061 | 11850757.7891 | 11447832.0243 | 11058605.7355 | 10682613.1405 | 10319404.2937 | 9968544.5477 | 9629614.0331 | 13146639.1537 | 12699653.4225 | 12267865.2061 | 11850757.7891 | 11447832.0243 | 11058605.7355 | 10682613.1405 | 10319404.2937 | 9968544.5477 | 9629614.0331 | 515778.9538 | 1026940.6598 | 1529663.5803 | 2026620.7107 | 2514011.7276 | 2987509.8587 | 3443631.0676 | 3880790.3413 | 4296840.842 | 4847217.7862 | 515778.9538 | 511161.706 | 502722.9204 | 496957.1304 | 487391.017 | 473498.1311 | 456121.2089 | 437159.2736 | 416050.5008 | 550376.9442
Ind ¦ Exhaust gas heat recovery | RET | I_Primary Metals | Greater Toronto Area | Process Heat | Industrial | NA | End Use Consumption (m^3/year) | 15 | 5.3148 | 5.4254 | 5.5077 | 5.5672 | 5.6027 | 5.6015 | 5.5915 | 5.5916 | 5.5916 | 5.5916 | 0.44687 | 0.46529 | 0.48179 | 0.49674 | 0.5099 | 0.51999 | 0.52944 | 0.54003 | 0.55084 | 0.56185 | 0.084079 | 0.08576 | 0.087476 | 0.089225 | 0.09101 | 0.09283 | 0.094686 | 0.09658 | 0.098512 | 0.10048 | 0.36279 | 0.37953 | 0.39431 | 0.40751 | 0.41889 | 0.42716 | 0.43475 | 0.44345 | 0.45233 | 0.46137 | 10184337.3609 | 9838069.8907 | 9503575.5144 | 9180453.9469 | 8868318.5127 | 8566795.6833 | 8275524.63 | 7994156.7926 | 7722355.4617 | 7459795.376 | 10184337.3609 | 9838069.8907 | 9503575.5144 | 9180453.9469 | 8868318.5127 | 8566795.6833 | 8275524.63 | 7994156.7926 | 7722355.4617 | 7459795.376 | 441991.2481 | 881917.6801 | 1316225.3131 | 1744469.874 | 2163139.3854 | 2568513.6134 | 2957446.3944 | 3327940.2902 | 3677959.4865 | 4151258.3056 | 441991.2481 | 439926.432 | 434307.633 | 428244.5609 | 418669.5114 | 405374.228 | 388932.781 | 370493.8958 | 350019.1963 | 473298.8191
Ind ¦ High-efficiency burners | RET | I_Primary Metals | Greater Toronto Area | Process Heat | Industrial | NA | End Use Consumption (m^3/year) | 20 | 8.928 | 9.0812 | 9.1951 | 9.2776 | 9.3267 | 9.3252 | 9.3113 | 9.3113 | 9.3115 | 9.3115 | 0.61959 | 0.64282 | 0.66391 | 0.68326 | 0.70062 | 0.71451 | 0.72771 | 0.74227 | 0.75713 | 0.77227 | 0.069398 | 0.070786 | 0.072202 | 0.073646 | 0.075119 | 0.076621 | 0.078154 | 0.079717 | 0.081311 | 0.082938 | 0.55019 | 0.57204 | 0.59171 | 0.60961 | 0.6255 | 0.63789 | 0.64956 | 0.66256 | 0.67582 | 0.68934 | 3491772.8095 | 3373052.5339 | 3258368.7478 | 3147584.2104 | 3040566.3472 | 2937187.0914 | 2837322.7303 | 2740853.7575 | 2647664.7297 | 2557644.1289 | 3491772.8095 | 3373052.5339 | 3258368.7478 | 3147584.2104 | 3040566.3472 | 2937187.0914 | 2837322.7303 | 2740853.7575 | 2647664.7297 | 2557644.1289 | 158411.8445 | 316485.0173 | 472905.7453 | 626884.1831 | 777122.6184 | 922327.2035 | 1061366.7795 | 1193392.6525 | 1317650.2593 | 1474187.5323 | 158411.8445 | 158073.1728 | 156420.728 | 153978.4378 | 150238.4352 | 145204.5851 | 139039.576 | 132025.873 | 124257.6067 | 156537.273
Ind ¦ High-efficiency furnaces | RET | I_Primary Metals | Greater Toronto Area | Process Heat | Industrial | NA | End Use Consumption (m^3/year) | 20 | 3.8688 | 3.9352 | 3.9846 | 4.0203 | 4.0416 | 4.0409 | 4.0349 | 4.0349 | 4.035 | 4.035 | 0.61959 | 0.64282 | 0.66391 | 0.68326 | 0.70062 | 0.71451 | 0.72771 | 0.74227 | 0.75713 | 0.77227 | 0.16015 | 0.16335 | 0.16662 | 0.16995 | 0.17335 | 0.17682 | 0.18036 | 0.18396 | 0.18764 | 0.19139 | 0.45944 | 0.47947 | 0.49729 | 0.51331 | 0.52726 | 0.53769 | 0.54736 | 0.55831 | 0.56949 | 0.58088 | 6650995.8276 | 6424861.9694 | 6206416.6625 | 5995398.4959 | 5791554.9471 | 5594642.0789 | 5404424.2482 | 5220673.8238 | 5043170.9137 | 4871703.1027 | 6650995.8276 | 6424861.9694 | 6206416.6625 | 5995398.4959 | 5791554.9471 | 5594642.0789 | 5404424.2482 | 5220673.8238 | 5043170.9137 | 4871703.1027 | 246121.5351 | 489202.9588 | 727454.7592 | 963533.9552 | 1195640.5499 | 1421512.806 | 1639416.8043 | 1848874.38 | 2048902.48 | 2309534.6477 | 246121.5351 | 243081.4236 | 238251.8004 | 236079.196 | 232106.5947 | 225872.256 | 217903.9984 | 209457.5757 | 200028.0999 | 260632.1678
Ind ¦ Insulation | RET | I_Primary Metals | Greater Toronto Area | Process Heat | Industrial | NA | End Use Consumption (m^3/year) | 15 | 5.3148 | 5.4254 | 5.5077 | 5.5672 | 5.6027 | 5.6015 | 5.5915 | 5.5916 | 5.5916 | 5.5916 | 0.12768 | 0.13294 | 0.13765 | 0.14192 | 0.14569 | 0.14857 | 0.15127 | 0.1543 | 0.15738 | 0.16053 | 0.024023 | 0.024503 | 0.024993 | 0.025493 | 0.026003 | 0.026523 | 0.027053 | 0.027594 | 0.028146 | 0.028709 | 0.10365 | 0.10844 | 0.11266 | 0.11643 | 0.11968 | 0.12205 | 0.12422 | 0.1267 | 0.12924 | 0.13182 | 207101.321 | 200059.8761 | 193257.8403 | 186687.0737 | 180339.7132 | 174208.1629 | 168285.0854 | 162563.3925 | 157036.2372 | 151697.0051 | 207101.321 | 200059.8761 | 193257.8403 | 186687.0737 | 180339.7132 | 174208.1629 | 168285.0854 | 162563.3925 | 157036.2372 | 151697.0051 | 8988.0144 | 17934.0403 | 26765.8063 | 35474.2781 | 43988.0385 | 52231.4357 | 60140.4915 | 67674.5875 | 74792.3248 | 83608.5783 | 8988.0144 | 8946.0258 | 8831.766 | 8708.4718 | 8513.7605 | 8243.3972 | 7909.0558 | 7534.096 | 7117.7373 | 8816.2534
Ind ¦ Optimize Combustion | RET | I_Primary Metals | Greater Toronto Area | Process Heat | Industrial | NA | End Use Consumption (m^3/year) | 7 | 3.0358 | 3.1544 | 3.2427 | 3.3066 | 3.3447 | 3.3434 | 3.3327 | 3.3328 | 3.3328 | 3.3327 | 0.068002 | 0.072072 | 0.075571 | 0.078601 | 0.081098 | 0.082688 | 0.08407 | 0.085754 | 0.087469 | 0.089216 | 0.0224 | 0.022848 | 0.023305 | 0.023771 | 0.024246 | 0.024731 | 0.025226 | 0.025731 | 0.026245 | 0.02677 | 0.045602 | 0.049224 | 0.052266 | 0.05483 | 0.056851 | 0.057957 | 0.058844 | 0.060023 | 0.061224 | 0.062445 | 2909810.6746 | 2810877.1116 | 2715307.2898 | 2622986.842 | 2533805.2893 | 2447655.9095 | 2364435.6086 | 2284044.7979 | 2206387.2748 | 2131370.1074 | 2909810.6746 | 2810877.1116 | 2715307.2898 | 2622986.842 | 2533805.2893 | 2447655.9095 | 2364435.6086 | 2284044.7979 | 2206387.2748 | 2131370.1074 | 127777.6704 | 255105.6974 | 380967.3693 | 504961.0773 | 626082.3224 | 743301.7531 | 855730.7172 | 962744.1385 | 1063751.0752 | 1200675.9087 | 127777.6704 | 127328.027 | 125861.672 | 123993.708 | 121121.2452 | 117219.4306 | 112428.9641 | 107013.4213 | 101006.9367 | 136924.8335
Ind ¦ Preheat Charge | RET | I_Primary Metals | Greater Toronto Area | Process Heat | Industrial | NA | End Use Consumption (m^3/year) | 20 | 2.5579 | 2.6018 | 2.6345 | 2.6581 | 2.6722 | 2.6717 | 2.6678 | 2.6678 | 2.6678 | 2.6678 | 0.27882 | 0.28927 | 0.29876 | 0.30747 | 0.31528 | 0.32153 | 0.32747 | 0.33402 | 0.34071 | 0.34752 | 0.109 | 0.11118 | 0.1134 | 0.11567 | 0.11799 | 0.12034 | 0.12275 | 0.12521 | 0.12771 | 0.13027 | 0.16982 | 0.17809 | 0.18535 | 0.19179 | 0.19729 | 0.20118 | 0.20472 | 0.20882 | 0.213 | 0.21726 | 4489422.1836 | 4336781.8294 | 4189331.2472 | 4046893.9848 | 3909299.5893 | 3776383.4032 | 3647986.3675 | 3523954.831 | 3404140.3668 | 3288399.5943 | 4489422.1836 | 4336781.8294 | 4189331.2472 | 4046893.9848 | 3909299.5893 | 3776383.4032 | 3647986.3675 | 3523954.831 | 3404140.3668 | 3288399.5943 | 121526.9418 | 239802.9392 | 353927.169 | 468153.4888 | 581489.5133 | 692384.4135 | 799819.3339 | 904119.1136 | 1004895.5477 | 1133085.3612 | 121526.9418 | 118275.9974 | 114124.2298 | 114226.3198 | 113336.0244 | 110894.9002 | 107434.9204 | 104299.7797 | 100776.4341 | 128189.8135
Ind ¦ Radiant heaters | RET | I_Primary Metals | Greater Toronto Area | Space Heating/Ventilation | Industrial | NA | End Use Consumption (m^3/year) | 20 | 1.4656 | 1.4912 | 1.5115 | 1.5269 | 1.5367 | 1.5277 | 1.5255 | 1.5255 | 1.5255 | 1.5255 | 0.98582 | 1.0231 | 1.0578 | 1.0899 | 1.1188 | 1.1346 | 1.1555 | 1.1787 | 1.2022 | 1.2263 | 0.67263 | 0.68608 | 0.69981 | 0.7138 | 0.72808 | 0.74264 | 0.75749 | 0.77264 | 0.78809 | 0.80386 | 0.31319 | 0.33701 | 0.35795 | 0.37608 | 0.39073 | 0.39191 | 0.39804 | 0.40601 | 0.41413 | 0.42239 | 519184.8784 | 501532.5925 | 484480.4844 | 468008.1479 | 452095.8709 | 436724.6113 | 421875.9745 | 407532.1913 | 393676.0968 | 380291.1095 | 519184.8784 | 501532.5925 | 484480.4844 | 468008.1479 | 452095.8709 | 436724.6113 | 421875.9745 | 407532.1913 | 393676.0968 | 380291.1095 | 3166.266 | 6110.2805 | 8787.3233 | 11603.447 | 14496.7372 | 17367.5483 | 20122.5999 | 22832.1683 | 25475.4211 | 28856.8821 | 3166.266 | 2944.0145 | 2677.0428 | 2816.1237 | 2893.2902 | 2870.8111 | 2755.0516 | 2709.5684 | 2643.2529 | 3381.461
Ind ¦ Reduce Furnace Opening | RET | I_Primary Metals | Greater Toronto Area | Process Heat | Industrial | NA | End Use Consumption (m^3/year) | 18 | 7.2392 | 7.372 | 7.4708 | 7.5423 | 7.585 | 7.5836 | 7.5716 | 7.5717 | 7.5717 | 7.5716 | 0.043435 | 0.045117 | 0.046636 | 0.048024 | 0.049261 | 0.050238 | 0.051161 | 0.052185 | 0.053229 | 0.054293 | 0.006 | 0.00612 | 0.0062424 | 0.0063672 | 0.0064946 | 0.0066245 | 0.006757 | 0.0068921 | 0.00703 | 0.0071706 | 0.037435 | 0.038997 | 0.040394 | 0.041657 | 0.042767 | 0.043613 | 0.044404 | 0.045293 | 0.046199 | 0.047122 | 763825.3021 | 737855.2418 | 712768.1636 | 688534.046 | 665123.8885 | 642509.6762 | 620664.3473 | 599561.7594 | 579176.6596 | 559484.6532 | 763825.3021 | 737855.2418 | 712768.1636 | 688534.046 | 665123.8885 | 642509.6762 | 620664.3473 | 599561.7594 | 579176.6596 | 559484.6532 | 34069.5746 | 68041.7695 | 101640.1576 | 134727.5534 | 167030.8977 | 198274.0689 | 228217.1932 | 256686.0033 | 283520.6452 | 319993.2689 | 34069.5746 | 33972.1949 | 33598.3881 | 33087.3958 | 32303.3443 | 31243.1712 | 29943.1243 | 28468.8101 | 26834.6419 | 36472.6237
Ind ¦ Ventilation heat recovery | RET | I_Primary Metals | Greater Toronto Area | Space Heating/Ventilation | Industrial | NA | End Use Consumption (m^3/year) | 20 | 4.3968 | 4.4736 | 4.5345 | 4.5806 | 4.61 | 4.5832 | 4.5764 | 4.5765 | 4.5764 | 4.5764 | 0.49291 | 0.51155 | 0.52888 | 0.54494 | 0.5594 | 0.56728 | 0.57777 | 0.58933 | 0.60111 | 0.61313 | 0.11211 | 0.11435 | 0.11663 | 0.11897 | 0.12135 | 0.12377 | 0.12625 | 0.12877 | 0.13135 | 0.13398 | 0.3808 | 0.3972 | 0.41225 | 0.42598 | 0.43806 | 0.4435 | 0.45152 | 0.46055 | 0.46976 | 0.47915 | 530001.23 | 511981.1882 | 494573.8278 | 477758.3176 | 461514.5348 | 445823.0407 | 430665.0573 | 416022.4453 | 401877.6822 | 388213.841 | 530001.23 | 511981.1882 | 494573.8278 | 477758.3176 | 461514.5348 | 445823.0407 | 430665.0573 | 416022.4453 | 401877.6822 | 388213.841 | 20259.41 | 40296.6902 | 59961.4092 | 79431.3368 | 98555.9018 | 117151.2084 | 135073.8541 | 152275.0913 | 168671.3057 | 190416.1274 | 20259.41 | 20037.2802 | 19664.7191 | 19469.9275 | 19124.5651 | 18595.3066 | 17922.6457 | 17201.2372 | 16396.2144 | 21744.8217
Ind ¦ Ventilation optimization | RET | I_Primary Metals | Greater Toronto Area | Space Heating/Ventilation | Industrial | NA | End Use Consumption (m^3/year) | 15 | 2.256 | 2.3037 | 2.3416 | 2.3703 | 2.3886 | 2.3719 | 2.3677 | 2.3677 | 2.3677 | 2.3677 | 0.54194 | 0.56449 | 0.58524 | 0.60426 | 0.62109 | 0.62909 | 0.64054 | 0.65336 | 0.66642 | 0.67974 | 0.24023 | 0.24503 | 0.24993 | 0.25493 | 0.26003 | 0.26523 | 0.27053 | 0.27594 | 0.28146 | 0.28709 | 0.30171 | 0.31946 | 0.33531 | 0.34933 | 0.36107 | 0.36387 | 0.37 | 0.37741 | 0.38496 | 0.39265 | 610805.7393 | 590038.3441 | 569977.0404 | 550597.8211 | 531877.4951 | 513793.6603 | 496324.6759 | 479449.6369 | 463148.3492 | 447401.3053 | 610805.7393 | 590038.3441 | 569977.0404 | 550597.8211 | 531877.4951 | 513793.6603 | 496324.6759 | 479449.6369 | 463148.3492 | 447401.3053 | 16687.6571 | 32936.4409 | 48622.4621 | 64317.4944 | 79885.7276 | 95117.0295 | 109872.5021 | 124194.6438 | 138029.916 | 155973.4298 | 16687.6571 | 16248.7838 | 15686.0212 | 15695.0323 | 15568.2332 | 15231.3019 | 14755.4726 | 14322.1417 | 13835.2723 | 17943.5138
Ind ¦ Warehouse loading dock seals | RET | I_Primary Metals | Greater Toronto Area | Space Heating/Ventilation | Industrial | NA | End Use Consumption (m^3/year) | 10 | 0.65563 | 0.67466 | 0.68975 | 0.70118 | 0.70846 | 0.70181 | 0.70013 | 0.70014 | 0.70014 | 0.70012 | 0.098874 | 0.10378 | 0.10822 | 0.11222 | 0.11565 | 0.11685 | 0.11891 | 0.12129 | 0.12371 | 0.12618 | 0.15081 | 0.15382 | 0.1569 | 0.16004 | 0.16324 | 0.1665 | 0.16983 | 0.17323 | 0.1767 | 0.18023 | -0.051935 | -0.050045 | -0.048679 | -0.047824 | -0.047591 | -0.04965 | -0.050928 | -0.051945 | -0.052985 | -0.054047 | 192997.6468 | 186435.7268 | 180096.9121 | 173973.6171 | 168058.5141 | 162344.5246 | 156824.8108 | 151492.7672 | 146342.0131 | 141366.3847 | 0 | 0 | 0 | 0 | 0 | 0 | 0 | 0 | 0 | 0 | 0 | 0 | 0 | 0 | 0 | 0 | 0 | 0 | 0 | 0 | 0 | 0 | 0 | 0 | 0 | 0 | 0 | 0 | 0 | 0
Ind ¦ Advanced boiler controls including air/fuel mix control ¦ New | NEW | I_Pulp & Paper | Greater Toronto Area | Process - Boiler/Steam | Industrial | NA | End Use Consumption (m^3/year) | 15 | 4.1594 | 4.246 | 4.3104 | 4.357 | 4.3847 | 4.3838 | 4.376 | 4.376 | 4.3761 | 4.376 | 0.12768 | 0.13294 | 0.13765 | 0.14192 | 0.14569 | 0.14857 | 0.15127 | 0.1543 | 0.15738 | 0.16053 | 0.030695 | 0.031309 | 0.031936 | 0.032574 | 0.033226 | 0.03389 | 0.034568 | 0.035259 | 0.035965 | 0.036684 | 0.09698 | 0.10163 | 0.10572 | 0.10935 | 0.11246 | 0.11468 | 0.1167 | 0.11904 | 0.12142 | 0.12384 | 0 | 0 | 0 | 0 | 0 | 0 | 0 | 0 | 0 | 0 | 0 | 0 | 0 | 0 | 0 | 0 | 0 | 0 | 0 | 0 | 0 | 0 | 0 | 0 | 0 | 0 | 0 | 0 | 0 | 0 | 0 | 0 | 0 | 0 | 0 | 0 | 0 | 0 | 0 | 0
Ind ¦ Advanced heating and process control ¦ New | NEW | I_Pulp & Paper | Greater Toronto Area | Process Heat | Industrial | NA | End Use Consumption (m^3/year) | 15 | 5.3148 | 5.4254 | 5.5077 | 5.5672 | 5.6027 | 5.6015 | 5.5915 | 5.5916 | 5.5916 | 5.5916 | 0.31919 | 0.33235 | 0.34413 | 0.35481 | 0.36422 | 0.37142 | 0.37817 | 0.38574 | 0.39346 | 0.40132 | 0.060056 | 0.061257 | 0.062483 | 0.063732 | 0.065007 | 0.066307 | 0.067633 | 0.068986 | 0.070366 | 0.071773 | 0.25913 | 0.27109 | 0.28165 | 0.29108 | 0.29921 | 0.30511 | 0.31054 | 0.31675 | 0.32309 | 0.32955 | 0 | 0 | 0 | 0 | 0 | 0 | 0 | 0 | 0 | 0 | 0 | 0 | 0 | 0 | 0 | 0 | 0 | 0 | 0 | 0 | 0 | 0 | 0 | 0 | 0 | 0 | 0 | 0 | 0 | 0 | 0 | 0 | 0 | 0 | 0 | 0 | 0 | 0 | 0 | 0
Ind ¦ Air compressor heat recovery ¦ New | NEW | I_Pulp & Paper | Greater Toronto Area | Space Heating/Ventilation | Industrial | NA | End Use Consumption (m^3/year) | 25 | 2.502 | 2.5404 | 2.5708 | 2.5939 | 2.6085 | 2.5951 | 2.5917 | 2.5918 | 2.5917 | 2.5917 | 0.78535 | 0.81335 | 0.83956 | 0.86403 | 0.8863 | 0.89938 | 0.91617 | 0.9345 | 0.95318 | 0.97223 | 0.31389 | 0.32017 | 0.32658 | 0.33311 | 0.33977 | 0.34656 | 0.3535 | 0.36057 | 0.36778 | 0.37513 | 0.47146 | 0.49318 | 0.51299 | 0.53092 | 0.54653 | 0.55281 | 0.56267 | 0.57393 | 0.58541 | 0.5971 | 0 | 0 | 0 | 0 | 0 | 0 | 0 | 0 | 0 | 0 | 0 | 0 | 0 | 0 | 0 | 0 | 0 | 0 | 0 | 0 | 0 | 0 | 0 | 0 | 0 | 0 | 0 | 0 | 0 | 0 | 0 | 0 | 0 | 0 | 0 | 0 | 0 | 0 | 0 | 0
Ind ¦ Air curtains ¦ New | NEW | I_Pulp & Paper | Greater Toronto Area | Space Heating/Ventilation | Industrial | NA | End Use Consumption (m^3/year) | 15 | 0.92289 | 0.94244 | 0.95793 | 0.96967 | 0.97714 | 0.97032 | 0.9686 | 0.96861 | 0.96861 | 0.96859 | 0.13548 | 0.14112 | 0.14631 | 0.15106 | 0.15527 | 0.15727 | 0.16013 | 0.16334 | 0.16661 | 0.16993 | 0.1468 | 0.14974 | 0.15274 | 0.15579 | 0.15891 | 0.16208 | 0.16533 | 0.16863 | 0.172 | 0.17544 | -0.01132 | -0.0086192 | -0.0064252 | -0.0047254 | -0.0036321 | -0.0048103 | -0.0051917 | -0.0052929 | -0.0053996 | -0.0055101 | 0 | 0 | 0 | 0 | 0 | 0 | 0 | 0 | 0 | 0 | 0 | 0 | 0 | 0 | 0 | 0 | 0 | 0 | 0 | 0 | 0 | 0 | 0 | 0 | 0 | 0 | 0 | 0 | 0 | 0 | 0 | 0 | 0 | 0 | 0 | 0 | 0 | 0 | 0 | 0
Ind ¦ Automated temperature control ¦ New | NEW | I_Pulp & Paper | Greater Toronto Area | Space Heating/Ventilation | Industrial | NA | End Use Consumption (m^3/year) | 25 | 1.1676 | 1.1855 | 1.1997 | 1.2105 | 1.2173 | 1.2111 | 1.2095 | 1.2095 | 1.2095 | 1.2095 | 0.26178 | 0.27112 | 0.27985 | 0.28801 | 0.29543 | 0.29979 | 0.30539 | 0.3115 | 0.31773 | 0.32408 | 0.22421 | 0.22869 | 0.23327 | 0.23793 | 0.24269 | 0.24755 | 0.2525 | 0.25755 | 0.2627 | 0.26795 | 0.037574 | 0.042423 | 0.046585 | 0.050076 | 0.052741 | 0.052247 | 0.052892 | 0.053952 | 0.055029 | 0.056126 | 0 | 0 | 0 | 0 | 0 | 0 | 0 | 0 | 0 | 0 | 0 | 0 | 0 | 0 | 0 | 0 | 0 | 0 | 0 | 0 | 0 | 0 | 0 | 0 | 0 | 0 | 0 | 0 | 0 | 0 | 0 | 0 | 0 | 0 | 0 | 0 | 0 | 0 | 0 | 0
Ind ¦ Blow down heat recovery and control ¦ New | NEW | I_Pulp & Paper | Greater Toronto Area | Process - Boiler/Steam | Industrial | NA | End Use Consumption (m^3/year) | 20 | 1.9672 | 2.0009 | 2.026 | 2.0442 | 2.055 | 2.0547 | 2.0516 | 2.0517 | 2.0517 | 2.0517 | 0.061959 | 0.064282 | 0.066391 | 0.068326 | 0.070062 | 0.071451 | 0.072771 | 0.074227 | 0.075713 | 0.077227 | 0.031496 | 0.032126 | 0.032769 | 0.033424 | 0.034093 | 0.034774 | 0.03547 | 0.036179 | 0.036903 | 0.037641 | 0.030463 | 0.032156 | 0.033622 | 0.034902 | 0.035969 | 0.036676 | 0.037301 | 0.038048 | 0.03881 | 0.039587 | 0 | 0 | 0 | 0 | 0 | 0 | 0 | 0 | 0 | 0 | 0 | 0 | 0 | 0 | 0 | 0 | 0 | 0 | 0 | 0 | 0 | 0 | 0 | 0 | 0 | 0 | 0 | 0 | 0 | 0 | 0 | 0 | 0 | 0 | 0 | 0 | 0 | 0 | 0 | 0
Ind ¦ Boiler combustion air preheat ¦ New | NEW | I_Pulp & Paper | Greater Toronto Area | Process - Boiler/Steam | Industrial | NA | End Use Consumption (m^3/year) | 20 | 68.9876 | 69.0887 | 69.1845 | 69.2782 | 69.3709 | 69.4563 | 69.5363 | 69.6241 | 69.7143 | 69.809 | 2.0992 | 2.1443 | 2.1902 | 2.2371 | 2.2849 | 2.3334 | 2.3828 | 2.4336 | 2.4854 | 2.5386 | 0.030429 | 0.031037 | 0.031658 | 0.032291 | 0.032937 | 0.033596 | 0.034267 | 0.034953 | 0.035652 | 0.036365 | 2.0688 | 2.1133 | 2.1586 | 2.2048 | 2.2519 | 2.2998 | 2.3486 | 2.3986 | 2.4498 | 2.5022 | 0 | 0 | 0 | 0 | 0 | 0 | 0 | 0 | 0 | 0 | 0 | 0 | 0 | 0 | 0 | 0 | 0 | 0 | 0 | 0 | 0 | 0 | 0 | 0 | 0 | 0 | 0 | 0 | 0 | 0 | 0 | 0 | 0 | 0 | 0 | 0 | 0 | 0 | 0 | 0
Ind ¦ Boiler right sizing and load management | NEW | I_Pulp & Paper | Greater Toronto Area | Process - Boiler/Steam | Industrial | NA | End Use Consumption (m^3/year) | 25 | INF | INF | INF | INF | INF | INF | INF | INF | INF | INF | 0.35266 | 0.36513 | 0.37655 | 0.38712 | 0.39671 | 0.40459 | 0.41215 | 0.4204 | 0.42883 | 0.43741 | 0 | 0 | 0 | 0 | 0 | 0 | 0 | 0 | 0 | 0 | 0.35266 | 0.36513 | 0.37655 | 0.38712 | 0.39671 | 0.40459 | 0.41215 | 0.4204 | 0.42883 | 0.43741 | 0 | 0 | 0 | 0 | 0 | 0 | 0 | 0 | 0 | 0 | 0 | 0 | 0 | 0 | 0 | 0 | 0 | 0 | 0 | 0 | 0 | 0 | 0 | 0 | 0 | 0 | 0 | 0 | 0 | 0 | 0 | 0 | 0 | 0 | 0 | 0 | 0 | 0 | 0 | 0
Ind ¦ Condensate return ¦ New | NEW | I_Pulp & Paper | Greater Toronto Area | Process - Boiler/Steam | Industrial | NA | End Use Consumption (m^3/year) | 25 | 1.6724 | 1.6976 | 1.7164 | 1.73 | 1.7381 | 1.7378 | 1.7356 | 1.7356 | 1.7357 | 1.7357 | 0.070532 | 0.073026 | 0.07531 | 0.077423 | 0.079342 | 0.080918 | 0.082429 | 0.08408 | 0.085765 | 0.087483 | 0.042173 | 0.043016 | 0.043877 | 0.044754 | 0.045649 | 0.046562 | 0.047494 | 0.048443 | 0.049412 | 0.050401 | 0.028359 | 0.03001 | 0.031433 | 0.032669 | 0.033693 | 0.034355 | 0.034936 | 0.035637 | 0.036353 | 0.037082 | 0 | 0 | 0 | 0 | 0 | 0 | 0 | 0 | 0 | 0 | 0 | 0 | 0 | 0 | 0 | 0 | 0 | 0 | 0 | 0 | 0 | 0 | 0 | 0 | 0 | 0 | 0 | 0 | 0 | 0 | 0 | 0 | 0 | 0 | 0 | 0 | 0 | 0 | 0 | 0
Ind ¦ Condensing boiler ¦ New | NEW | I_Pulp & Paper | Greater Toronto Area | Process - Boiler/Steam | Industrial | NA | End Use Consumption (m^3/year) | 20 | 3.224 | 3.2793 | 3.3205 | 3.3502 | 3.368 | 3.3674 | 3.3624 | 3.3624 | 3.3625 | 3.3625 | 0.3098 | 0.32141 | 0.33195 | 0.34163 | 0.35031 | 0.35725 | 0.36386 | 0.37114 | 0.37856 | 0.38614 | 0.09609 | 0.098012 | 0.099972 | 0.10197 | 0.10401 | 0.10609 | 0.10821 | 0.11038 | 0.11258 | 0.11484 | 0.21371 | 0.2234 | 0.23198 | 0.23966 | 0.2463 | 0.25116 | 0.25564 | 0.26076 | 0.26598 | 0.2713 | 0 | 0 | 0 | 0 | 0 | 0 | 0 | 0 | 0 | 0 | 0 | 0 | 0 | 0 | 0 | 0 | 0 | 0 | 0 | 0 | 0 | 0 | 0 | 0 | 0 | 0 | 0 | 0 | 0 | 0 | 0 | 0 | 0 | 0 | 0 | 0 | 0 | 0 | 0 | 0
Ind ¦ Condensing Economizer ¦ New | NEW | I_Pulp & Paper | Greater Toronto Area | Process - Boiler/Steam | Industrial | NA | End Use Consumption (m^3/year) | 15 | 3.7008 | 3.7778 | 3.835 | 3.8765 | 3.9012 | 3.9004 | 3.8934 | 3.8934 | 3.8935 | 3.8934 | 0.25535 | 0.26588 | 0.27531 | 0.28385 | 0.29137 | 0.29714 | 0.30254 | 0.30859 | 0.31477 | 0.32106 | 0.069 | 0.07038 | 0.071788 | 0.073223 | 0.074688 | 0.076182 | 0.077705 | 0.079259 | 0.080844 | 0.082461 | 0.18635 | 0.1955 | 0.20352 | 0.21063 | 0.21668 | 0.22096 | 0.22483 | 0.22933 | 0.23392 | 0.2386 | 0 | 0 | 0 | 0 | 0 | 0 | 0 | 0 | 0 | 0 | 0 | 0 | 0 | 0 | 0 | 0 | 0 | 0 | 0 | 0 | 0 | 0 | 0 | 0 | 0 | 0 | 0 | 0 | 0 | 0 | 0 | 0 | 0 | 0 | 0 | 0 | 0 | 0 | 0 | 0
Ind ¦ De-stratification fans ¦ New | NEW | I_Pulp & Paper | Greater Toronto Area | Space Heating/Ventilation | Industrial | NA | End Use Consumption (m^3/year) | 25 | 1.4153 | 1.437 | 1.4542 | 1.4672 | 1.4755 | 1.468 | 1.466 | 1.466 | 1.466 | 1.466 | 0.29918 | 0.30985 | 0.31983 | 0.32915 | 0.33764 | 0.34262 | 0.34902 | 0.356 | 0.36312 | 0.37037 | 0.2114 | 0.21563 | 0.21994 | 0.22434 | 0.22882 | 0.2334 | 0.23807 | 0.24283 | 0.24769 | 0.25264 | 0.087784 | 0.094223 | 0.099894 | 0.10482 | 0.10881 | 0.10922 | 0.11095 | 0.11317 | 0.11543 | 0.11773 | 0 | 0 | 0 | 0 | 0 | 0 | 0 | 0 | 0 | 0 | 0 | 0 | 0 | 0 | 0 | 0 | 0 | 0 | 0 | 0 | 0 | 0 | 0 | 0 | 0 | 0 | 0 | 0 | 0 | 0 | 0 | 0 | 0 | 0 | 0 | 0 | 0 | 0 | 0 | 0
Ind ¦ Direct contact hot water heaters ¦ New | NEW | I_Pulp & Paper | Greater Toronto Area | Process - Boiler/Steam | Industrial | NA | End Use Consumption (m^3/year) | 20 | 11.6065 | 11.8055 | 11.9537 | 12.0609 | 12.1248 | 12.1227 | 12.1047 | 12.1048 | 12.1049 | 12.105 | 0.46469 | 0.48212 | 0.49793 | 0.51244 | 0.52546 | 0.53588 | 0.54579 | 0.5567 | 0.56785 | 0.57921 | 0.040038 | 0.040838 | 0.041655 | 0.042488 | 0.043338 | 0.044205 | 0.045089 | 0.045991 | 0.04691 | 0.047849 | 0.42466 | 0.44128 | 0.45628 | 0.46996 | 0.48212 | 0.49168 | 0.5007 | 0.51071 | 0.52094 | 0.53136 | 0 | 0 | 0 | 0 | 0 | 0 | 0 | 0 | 0 | 0 | 0 | 0 | 0 | 0 | 0 | 0 | 0 | 0 | 0 | 0 | 0 | 0 | 0 | 0 | 0 | 0 | 0 | 0 | 0 | 0 | 0 | 0 | 0 | 0 | 0 | 0 | 0 | 0 | 0 | 0
Ind ¦ Energy Management and Process Improvement ¦ New | NEW | I_Pulp & Paper | Greater Toronto Area | Cross Cutting/Behavioural | Industrial | NA | End Use Consumption (m^3/year) | 15 | 3.6479 | 3.7238 | 3.7802 | 3.8211 | 3.8455 | 3.8447 | 3.8378 | 3.8378 | 3.8379 | 3.8378 | 0.25535 | 0.26588 | 0.27531 | 0.28385 | 0.29137 | 0.29714 | 0.30254 | 0.30859 | 0.31477 | 0.32106 | 0.07 | 0.0714 | 0.072828 | 0.074285 | 0.07577 | 0.077286 | 0.078831 | 0.080408 | 0.082016 | 0.083656 | 0.18535 | 0.19448 | 0.20248 | 0.20956 | 0.2156 | 0.21985 | 0.22371 | 0.22818 | 0.23275 | 0.2374 | 0 | 0 | 0 | 0 | 0 | 0 | 0 | 0 | 0 | 0 | 0 | 0 | 0 | 0 | 0 | 0 | 0 | 0 | 0 | 0 | 0 | 0 | 0 | 0 | 0 | 0 | 0 | 0 | 0 | 0 | 0 | 0 | 0 | 0 | 0 | 0 | 0 | 0 | 0 | 0
Ind ¦ Exhaust gas heat recovery ¦ New | NEW | I_Pulp & Paper | Greater Toronto Area | Process Heat | Industrial | NA | End Use Consumption (m^3/year) | 15 | 5.3148 | 5.4254 | 5.5077 | 5.5672 | 5.6027 | 5.6015 | 5.5915 | 5.5916 | 5.5916 | 5.5916 | 0.44687 | 0.46529 | 0.48179 | 0.49674 | 0.5099 | 0.51999 | 0.52944 | 0.54003 | 0.55084 | 0.56185 | 0.084079 | 0.08576 | 0.087476 | 0.089225 | 0.09101 | 0.09283 | 0.094686 | 0.09658 | 0.098512 | 0.10048 | 0.36279 | 0.37953 | 0.39431 | 0.40751 | 0.41889 | 0.42716 | 0.43475 | 0.44345 | 0.45233 | 0.46137 | 0 | 0 | 0 | 0 | 0 | 0 | 0 | 0 | 0 | 0 | 0 | 0 | 0 | 0 | 0 | 0 | 0 | 0 | 0 | 0 | 0 | 0 | 0 | 0 | 0 | 0 | 0 | 0 | 0 | 0 | 0 | 0 | 0 | 0 | 0 | 0 | 0 | 0 | 0 | 0
Ind ¦ Feedwater Economizers ¦ New | NEW | I_Pulp & Paper | Greater Toronto Area | Process - Boiler/Steam | Industrial | NA | End Use Consumption (m^3/year) | 20 | 2.418 | 2.4595 | 2.4903 | 2.5127 | 2.526 | 2.5256 | 2.5218 | 2.5218 | 2.5219 | 2.5219 | 0.12392 | 0.12856 | 0.13278 | 0.13665 | 0.14012 | 0.1429 | 0.14554 | 0.14845 | 0.15143 | 0.15445 | 0.051248 | 0.052273 | 0.053318 | 0.054385 | 0.055473 | 0.056582 | 0.057714 | 0.058868 | 0.060045 | 0.061246 | 0.07267 | 0.076292 | 0.079463 | 0.082267 | 0.084651 | 0.086319 | 0.087829 | 0.089587 | 0.091381 | 0.093209 | 0 | 0 | 0 | 0 | 0 | 0 | 0 | 0 | 0 | 0 | 0 | 0 | 0 | 0 | 0 | 0 | 0 | 0 | 0 | 0 | 0 | 0 | 0 | 0 | 0 | 0 | 0 | 0 | 0 | 0 | 0 | 0 | 0 | 0 | 0 | 0 | 0 | 0 | 0 | 0
Ind ¦ Heat recovery to preheat make-up water ¦ New | NEW | I_Pulp & Paper | Greater Toronto Area | Process - Boiler/Steam | Industrial | NA | End Use Consumption (m^3/year) | 25 | 3.4769 | 3.5293 | 3.5683 | 3.5965 | 3.6134 | 3.6129 | 3.6082 | 3.6083 | 3.6084 | 3.6085 | 0.2116 | 0.21908 | 0.22593 | 0.23227 | 0.23803 | 0.24275 | 0.24729 | 0.25224 | 0.2573 | 0.26245 | 0.060857 | 0.062074 | 0.063316 | 0.064582 | 0.065874 | 0.067191 | 0.068535 | 0.069906 | 0.071304 | 0.07273 | 0.15074 | 0.157 | 0.16261 | 0.16769 | 0.17215 | 0.17556 | 0.17875 | 0.18234 | 0.18599 | 0.18972 | 0 | 0 | 0 | 0 | 0 | 0 | 0 | 0 | 0 | 0 | 0 | 0 | 0 | 0 | 0 | 0 | 0 | 0 | 0 | 0 | 0 | 0 | 0 | 0 | 0 | 0 | 0 | 0 | 0 | 0 | 0 | 0 | 0 | 0 | 0 | 0 | 0 | 0 | 0 | 0
Ind ¦ High-efficiency burner ¦ New | NEW | I_Pulp & Paper | Greater Toronto Area | Process - Boiler/Steam | Industrial | NA | End Use Consumption (m^3/year) | 20 | 2.5792 | 2.6234 | 2.6564 | 2.6802 | 2.6944 | 2.6939 | 2.6899 | 2.6899 | 2.69 | 2.69 | 0.1549 | 0.16071 | 0.16598 | 0.17081 | 0.17515 | 0.17863 | 0.18193 | 0.18557 | 0.18928 | 0.19307 | 0.060056 | 0.061257 | 0.062483 | 0.063732 | 0.065007 | 0.066307 | 0.067633 | 0.068986 | 0.070366 | 0.071773 | 0.094842 | 0.099448 | 0.10349 | 0.10708 | 0.11015 | 0.11232 | 0.1143 | 0.11658 | 0.11892 | 0.1213 | 0 | 0 | 0 | 0 | 0 | 0 | 0 | 0 | 0 | 0 | 0 | 0 | 0 | 0 | 0 | 0 | 0 | 0 | 0 | 0 | 0 | 0 | 0 | 0 | 0 | 0 | 0 | 0 | 0 | 0 | 0 | 0 | 0 | 0 | 0 | 0 | 0 | 0 | 0 | 0
Ind ¦ High-efficiency burners ¦ New | NEW | I_Pulp & Paper | Greater Toronto Area | Process Heat | Industrial | NA | End Use Consumption (m^3/year) | 20 | 8.928 | 9.0812 | 9.1951 | 9.2776 | 9.3267 | 9.3252 | 9.3113 | 9.3113 | 9.3115 | 9.3115 | 0.61959 | 0.64282 | 0.66391 | 0.68326 | 0.70062 | 0.71451 | 0.72771 | 0.74227 | 0.75713 | 0.77227 | 0.069398 | 0.070786 | 0.072202 | 0.073646 | 0.075119 | 0.076621 | 0.078154 | 0.079717 | 0.081311 | 0.082938 | 0.55019 | 0.57204 | 0.59171 | 0.60961 | 0.6255 | 0.63789 | 0.64956 | 0.66256 | 0.67582 | 0.68934 | 0 | 0 | 0 | 0 | 0 | 0 | 0 | 0 | 0 | 0 | 0 | 0 | 0 | 0 | 0 | 0 | 0 | 0 | 0 | 0 | 0 | 0 | 0 | 0 | 0 | 0 | 0 | 0 | 0 | 0 | 0 | 0 | 0 | 0 | 0 | 0 | 0 | 0 | 0 | 0
Ind ¦ High-efficiency ovens & dryers ¦ New | NEW | I_Pulp & Paper | Greater Toronto Area | Process Heat | Industrial | NA | End Use Consumption (m^3/year) | 20 | 3.3161 | 3.373 | 3.4153 | 3.446 | 3.4642 | 3.4636 | 3.4585 | 3.4585 | 3.4586 | 3.4586 | 0.37176 | 0.38569 | 0.39834 | 0.40996 | 0.42037 | 0.4287 | 0.43663 | 0.44536 | 0.45428 | 0.46336 | 0.11211 | 0.11435 | 0.11663 | 0.11897 | 0.12135 | 0.12377 | 0.12625 | 0.12877 | 0.13135 | 0.13398 | 0.25965 | 0.27135 | 0.28171 | 0.29099 | 0.29902 | 0.30493 | 0.31038 | 0.31659 | 0.32293 | 0.32939 | 0 | 0 | 0 | 0 | 0 | 0 | 0 | 0 | 0 | 0 | 0 | 0 | 0 | 0 | 0 | 0 | 0 | 0 | 0 | 0 | 0 | 0 | 0 | 0 | 0 | 0 | 0 | 0 | 0 | 0 | 0 | 0 | 0 | 0 | 0 | 0 | 0 | 0 | 0 | 0
Ind ¦ Insulation ¦ New | NEW | I_Pulp & Paper | Greater Toronto Area | Process - Boiler/Steam | Industrial | NA | End Use Consumption (m^3/year) | 15 | 5.3148 | 5.4254 | 5.5077 | 5.5672 | 5.6027 | 5.6015 | 5.5915 | 5.5916 | 5.5916 | 5.5916 | 0.12768 | 0.13294 | 0.13765 | 0.14192 | 0.14569 | 0.14857 | 0.15127 | 0.1543 | 0.15738 | 0.16053 | 0.024023 | 0.024503 | 0.024993 | 0.025493 | 0.026003 | 0.026523 | 0.027053 | 0.027594 | 0.028146 | 0.028709 | 0.10365 | 0.10844 | 0.11266 | 0.11643 | 0.11968 | 0.12205 | 0.12422 | 0.1267 | 0.12924 | 0.13182 | 0 | 0 | 0 | 0 | 0 | 0 | 0 | 0 | 0 | 0 | 0 | 0 | 0 | 0 | 0 | 0 | 0 | 0 | 0 | 0 | 0 | 0 | 0 | 0 | 0 | 0 | 0 | 0 | 0 | 0 | 0 | 0 | 0 | 0 | 0 | 0 | 0 | 0 | 0 | 0
Ind ¦ Radiant heaters ¦ New | NEW | I_Pulp & Paper | Greater Toronto Area | Space Heating/Ventilation | Industrial | NA | End Use Consumption (m^3/year) | 20 | 1.4656 | 1.4912 | 1.5115 | 1.5269 | 1.5367 | 1.5277 | 1.5255 | 1.5255 | 1.5255 | 1.5255 | 0.98582 | 1.0231 | 1.0578 | 1.0899 | 1.1188 | 1.1346 | 1.1555 | 1.1787 | 1.2022 | 1.2263 | 0.67263 | 0.68608 | 0.69981 | 0.7138 | 0.72808 | 0.74264 | 0.75749 | 0.77264 | 0.78809 | 0.80386 | 0.31319 | 0.33701 | 0.35795 | 0.37608 | 0.39073 | 0.39191 | 0.39804 | 0.40601 | 0.41413 | 0.42239 | 0 | 0 | 0 | 0 | 0 | 0 | 0 | 0 | 0 | 0 | 0 | 0 | 0 | 0 | 0 | 0 | 0 | 0 | 0 | 0 | 0 | 0 | 0 | 0 | 0 | 0 | 0 | 0 | 0 | 0 | 0 | 0 | 0 | 0 | 0 | 0 | 0 | 0 | 0 | 0
Ind ¦ Reduce Steam Pressure ¦ New | NEW | I_Pulp & Paper | Greater Toronto Area | Process - Boiler/Steam | Industrial | NA | End Use Consumption (m^3/year) | 20 | 29.9803 | 30.4945 | 30.8771 | 31.154 | 31.3191 | 31.3138 | 31.2672 | 31.2674 | 31.2679 | 31.268 | 0.092939 | 0.096423 | 0.099586 | 0.10249 | 0.10509 | 0.10718 | 0.10916 | 0.11134 | 0.11357 | 0.11584 | 0.0031 | 0.003162 | 0.0032252 | 0.0032897 | 0.0033555 | 0.0034227 | 0.0034911 | 0.0035609 | 0.0036321 | 0.0037048 | 0.089839 | 0.093261 | 0.096361 | 0.099199 | 0.10174 | 0.10375 | 0.10567 | 0.10778 | 0.10994 | 0.11214 | 0 | 0 | 0 | 0 | 0 | 0 | 0 | 0 | 0 | 0 | 0 | 0 | 0 | 0 | 0 | 0 | 0 | 0 | 0 | 0 | 0 | 0 | 0 | 0 | 0 | 0 | 0 | 0 | 0 | 0 | 0 | 0 | 0 | 0 | 0 | 0 | 0 | 0 | 0 | 0
Ind ¦ Steam trap survey and repair ¦ New | NEW | I_Pulp & Paper | Greater Toronto Area | Process - Boiler/Steam | Industrial | NA | End Use Consumption (m^3/year) | 3 | 0.74751 | 0.79708 | 0.84877 | 0.8911 | 0.91312 | 0.91238 | 0.90622 | 0.90625 | 0.90632 | 0.90624 | 0.023145 | 0.025173 | 0.027342 | 0.029279 | 0.030603 | 0.03119 | 0.031599 | 0.032232 | 0.032879 | 0.033534 | 0.030962 | 0.031582 | 0.032213 | 0.032858 | 0.033515 | 0.034185 | 0.034869 | 0.035566 | 0.036277 | 0.037003 | -0.0078176 | -0.0064086 | -0.0048715 | -0.0035782 | -0.0029118 | -0.0029954 | -0.00327 | -0.0033344 | -0.0033984 | -0.0034693 | 0 | 0 | 0 | 0 | 0 | 0 | 0 | 0 | 0 | 0 | 0 | 0 | 0 | 0 | 0 | 0 | 0 | 0 | 0 | 0 | 0 | 0 | 0 | 0 | 0 | 0 | 0 | 0 | 0 | 0 | 0 | 0 | 0 | 0 | 0 | 0 | 0 | 0 | 0 | 0
Ind ¦ Ventilation heat recovery ¦ New | NEW | I_Pulp & Paper | Greater Toronto Area | Space Heating/Ventilation | Industrial | NA | End Use Consumption (m^3/year) | 20 | 4.3968 | 4.4736 | 4.5345 | 4.5806 | 4.61 | 4.5832 | 4.5764 | 4.5765 | 4.5764 | 4.5764 | 0.49291 | 0.51155 | 0.52888 | 0.54494 | 0.5594 | 0.56728 | 0.57777 | 0.58933 | 0.60111 | 0.61313 | 0.11211 | 0.11435 | 0.11663 | 0.11897 | 0.12135 | 0.12377 | 0.12625 | 0.12877 | 0.13135 | 0.13398 | 0.3808 | 0.3972 | 0.41225 | 0.42598 | 0.43806 | 0.4435 | 0.45152 | 0.46055 | 0.46976 | 0.47915 | 0 | 0 | 0 | 0 | 0 | 0 | 0 | 0 | 0 | 0 | 0 | 0 | 0 | 0 | 0 | 0 | 0 | 0 | 0 | 0 | 0 | 0 | 0 | 0 | 0 | 0 | 0 | 0 | 0 | 0 | 0 | 0 | 0 | 0 | 0 | 0 | 0 | 0 | 0 | 0
Ind ¦ Ventilation optimization ¦ New | NEW | I_Pulp & Paper | Greater Toronto Area | Space Heating/Ventilation | Industrial | NA | End Use Consumption (m^3/year) | 15 | 2.256 | 2.3037 | 2.3416 | 2.3703 | 2.3886 | 2.3719 | 2.3677 | 2.3677 | 2.3677 | 2.3677 | 0.54194 | 0.56449 | 0.58524 | 0.60426 | 0.62109 | 0.62909 | 0.64054 | 0.65336 | 0.66642 | 0.67974 | 0.24023 | 0.24503 | 0.24993 | 0.25493 | 0.26003 | 0.26523 | 0.27053 | 0.27594 | 0.28146 | 0.28709 | 0.30171 | 0.31946 | 0.33531 | 0.34933 | 0.36107 | 0.36387 | 0.37 | 0.37741 | 0.38496 | 0.39265 | 0 | 0 | 0 | 0 | 0 | 0 | 0 | 0 | 0 | 0 | 0 | 0 | 0 | 0 | 0 | 0 | 0 | 0 | 0 | 0 | 0 | 0 | 0 | 0 | 0 | 0 | 0 | 0 | 0 | 0 | 0 | 0 | 0 | 0 | 0 | 0 | 0 | 0 | 0 | 0
Ind ¦ Warehouse loading dock seals ¦ New | NEW | I_Pulp & Paper | Greater Toronto Area | Space Heating/Ventilation | Industrial | NA | End Use Consumption (m^3/year) | 10 | 0.65563 | 0.67466 | 0.68975 | 0.70118 | 0.70846 | 0.70181 | 0.70013 | 0.70014 | 0.70014 | 0.70012 | 0.098874 | 0.10378 | 0.10822 | 0.11222 | 0.11565 | 0.11685 | 0.11891 | 0.12129 | 0.12371 | 0.12618 | 0.15081 | 0.15382 | 0.1569 | 0.16004 | 0.16324 | 0.1665 | 0.16983 | 0.17323 | 0.1767 | 0.18023 | -0.051935 | -0.050045 | -0.048679 | -0.047824 | -0.047591 | -0.04965 | -0.050928 | -0.051945 | -0.052985 | -0.054047 | 0 | 0 | 0 | 0 | 0 | 0 | 0 | 0 | 0 | 0 | 0 | 0 | 0 | 0 | 0 | 0 | 0 | 0 | 0 | 0 | 0 | 0 | 0 | 0 | 0 | 0 | 0 | 0 | 0 | 0 | 0 | 0 | 0 | 0 | 0 | 0 | 0 | 0 | 0 | 0
Ind ¦ Advanced boiler controls including air/fuel mix control | RET | I_Pulp & Paper | Greater Toronto Area | Process - Boiler/Steam | Industrial | NA | End Use Consumption (m^3/year) | 15 | 4.1594 | 4.246 | 4.3104 | 4.357 | 4.3847 | 4.3838 | 4.376 | 4.376 | 4.3761 | 4.376 | 0.12768 | 0.13294 | 0.13765 | 0.14192 | 0.14569 | 0.14857 | 0.15127 | 0.1543 | 0.15738 | 0.16053 | 0.030695 | 0.031309 | 0.031936 | 0.032574 | 0.033226 | 0.03389 | 0.034568 | 0.035259 | 0.035965 | 0.036684 | 0.09698 | 0.10163 | 0.10572 | 0.10935 | 0.11246 | 0.11468 | 0.1167 | 0.11904 | 0.12142 | 0.12384 | 2752356.9653 | 2713823.9678 | 2675830.4322 | 2638368.8062 | 2601431.6429 | 2565011.5999 | 2529101.4375 | 2493694.0174 | 2458782.3011 | 2424359.3489 | 2752356.9653 | 2713823.9678 | 2675830.4322 | 2638368.8062 | 2601431.6429 | 2565011.5999 | 2529101.4375 | 2493694.0174 | 2458782.3011 | 2424359.3489 | 114807.9441 | 231145.625 | 348124.8019 | 466027.4193 | 583909.7578 | 700657.3602 | 815280.4534 | 927156.7966 | 1035536.2956 | 1152577.2403 | 114807.9441 | 116337.6809 | 116979.1769 | 117902.6174 | 117882.3385 | 116747.6024 | 114623.0932 | 111876.3432 | 108379.499 | 117040.9447
Ind ¦ Advanced heating and process control | RET | I_Pulp & Paper | Greater Toronto Area | Process Heat | Industrial | NA | End Use Consumption (m^3/year) | 15 | 5.3148 | 5.4254 | 5.5077 | 5.5672 | 5.6027 | 5.6015 | 5.5915 | 5.5916 | 5.5916 | 5.5916 | 0.31919 | 0.33235 | 0.34413 | 0.35481 | 0.36422 | 0.37142 | 0.37817 | 0.38574 | 0.39346 | 0.40132 | 0.060056 | 0.061257 | 0.062483 | 0.063732 | 0.065007 | 0.066307 | 0.067633 | 0.068986 | 0.070366 | 0.071773 | 0.25913 | 0.27109 | 0.28165 | 0.29108 | 0.29921 | 0.30511 | 0.31054 | 0.31675 | 0.32309 | 0.32955 | 3495056.4639 | 3446125.6734 | 3397879.9139 | 3350309.5951 | 3303405.2608 | 3257157.5872 | 3211557.3809 | 3166595.5776 | 3122263.2395 | 3078551.5542 | 3495056.4639 | 3446125.6734 | 3397879.9139 | 3350309.5951 | 3303405.2608 | 3257157.5872 | 3211557.3809 | 3166595.5776 | 3122263.2395 | 3078551.5542 | 154822.7858 | 312112.7642 | 470608.7425 | 630127.7464 | 789308.9182 | 946626.1461 | 1100687.7759 | 1250483.9718 | 1394931.9206 | 1551833.3416 | 154822.7858 | 157289.9784 | 158495.9784 | 159519.0039 | 159181.1718 | 157317.2279 | 154061.6298 | 149796.1959 | 144447.9488 | 156901.421
Ind ¦ Air compressor heat recovery | RET | I_Pulp & Paper | Greater Toronto Area | Space Heating/Ventilation | Industrial | NA | End Use Consumption (m^3/year) | 25 | 2.502 | 2.5404 | 2.5708 | 2.5939 | 2.6085 | 2.5951 | 2.5917 | 2.5918 | 2.5917 | 2.5917 | 0.78535 | 0.81335 | 0.83956 | 0.86403 | 0.8863 | 0.89938 | 0.91617 | 0.9345 | 0.95318 | 0.97223 | 0.31389 | 0.32017 | 0.32658 | 0.33311 | 0.33977 | 0.34656 | 0.3535 | 0.36057 | 0.36778 | 0.37513 | 0.47146 | 0.49318 | 0.51299 | 0.53092 | 0.54653 | 0.55281 | 0.56267 | 0.57393 | 0.58541 | 0.5971 | 508127.4397 | 501013.6556 | 493999.4644 | 487083.4719 | 480264.3033 | 473540.6031 | 466911.0346 | 460374.2801 | 453929.0402 | 447574.0336 | 508127.4397 | 501013.6556 | 493999.4644 | 487083.4719 | 480264.3033 | 473540.6031 | 466911.0346 | 460374.2801 | 453929.0402 | 447574.0336 | 10349.9157 | 20501.9598 | 30353.484 | 40514.3182 | 50878.6813 | 61253.1747 | 71510.0253 | 81715.7291 | 91827.6157 | 102790.9337 | 10349.9157 | 10152.0441 | 9851.5242 | 10160.8342 | 10364.3631 | 10374.4934 | 10256.8506 | 10205.7038 | 10111.8866 | 10963.318
Ind ¦ Air curtains | RET | I_Pulp & Paper | Greater Toronto Area | Space Heating/Ventilation | Industrial | NA | End Use Consumption (m^3/year) | 15 | 0.92289 | 0.94244 | 0.95793 | 0.96967 | 0.97714 | 0.97032 | 0.9686 | 0.96861 | 0.96861 | 0.96859 | 0.13548 | 0.14112 | 0.14631 | 0.15106 | 0.15527 | 0.15727 | 0.16013 | 0.16334 | 0.16661 | 0.16993 | 0.1468 | 0.14974 | 0.15274 | 0.15579 | 0.15891 | 0.16208 | 0.16533 | 0.16863 | 0.172 | 0.17544 | -0.01132 | -0.0086192 | -0.0064252 | -0.0047254 | -0.0036321 | -0.0048103 | -0.0051917 | -0.0052929 | -0.0053996 | -0.0055101 | 302456.8094 | 298222.414 | 294047.3002 | 289930.638 | 285871.6091 | 281869.4066 | 277923.2349 | 274032.3096 | 270195.8573 | 266413.1153 | 0 | 0 | 0 | 0 | 0 | 0 | 0 | 0 | 0 | 0 | 0 | 0 | 0 | 0 | 0 | 0 | 0 | 0 | 0 | 0 | 0 | 0 | 0 | 0 | 0 | 0 | 0 | 0 | 0 | 0
Ind ¦ Automated temperature control | RET | I_Pulp & Paper | Greater Toronto Area | Space Heating/Ventilation | Industrial | NA | End Use Consumption (m^3/year) | 25 | 1.1676 | 1.1855 | 1.1997 | 1.2105 | 1.2173 | 1.2111 | 1.2095 | 1.2095 | 1.2095 | 1.2095 | 0.26178 | 0.27112 | 0.27985 | 0.28801 | 0.29543 | 0.29979 | 0.30539 | 0.3115 | 0.31773 | 0.32408 | 0.22421 | 0.22869 | 0.23327 | 0.23793 | 0.24269 | 0.24755 | 0.2525 | 0.25755 | 0.2627 | 0.26795 | 0.037574 | 0.042423 | 0.046585 | 0.050076 | 0.052741 | 0.052247 | 0.052892 | 0.053952 | 0.055029 | 0.056126 | 392073.6418 | 386584.6108 | 381172.4262 | 375836.0123 | 370574.3081 | 365386.2678 | 360270.86 | 355227.068 | 350253.889 | 345350.3346 | 392073.6418 | 386584.6108 | 381172.4262 | 375836.0123 | 370574.3081 | 365386.2678 | 360270.86 | 355227.068 | 350253.889 | 345350.3346 | 236.4916 | 440.5421 | 607.1848 | 815.8941 | 1058.2871 | 1307.9717 | 1549.0029 | 1793.1214 | 2036.5244 | 2309.3988 | 236.4916 | 204.0506 | 166.6426 | 208.7093 | 242.393 | 249.6847 | 241.0312 | 244.1185 | 243.403 | 272.8745
Ind ¦ Blow down heat recovery and control | RET | I_Pulp & Paper | Greater Toronto Area | Process - Boiler/Steam | Industrial | NA | End Use Consumption (m^3/year) | 20 | 1.9672 | 2.0009 | 2.026 | 2.0442 | 2.055 | 2.0547 | 2.0516 | 2.0517 | 2.0517 | 2.0517 | 0.061959 | 0.064282 | 0.066391 | 0.068326 | 0.070062 | 0.071451 | 0.072771 | 0.074227 | 0.075713 | 0.077227 | 0.031496 | 0.032126 | 0.032769 | 0.033424 | 0.034093 | 0.034774 | 0.03547 | 0.036179 | 0.036903 | 0.037641 | 0.030463 | 0.032156 | 0.033622 | 0.034902 | 0.035969 | 0.036676 | 0.037301 | 0.038048 | 0.03881 | 0.039587 | 1572775.4087 | 1550756.553 | 1529045.9613 | 1507639.3178 | 1486532.3674 | 1465720.9142 | 1445200.8214 | 1424968.0099 | 1405018.4578 | 1385348.1994 | 1572775.4087 | 1550756.553 | 1529045.9613 | 1507639.3178 | 1486532.3674 | 1465720.9142 | 1445200.8214 | 1424968.0099 | 1405018.4578 | 1385348.1994 | 29047.9385 | 57402.6041 | 84746.7035 | 113086.2133 | 142088.9761 | 171139.9005 | 199839.0105 | 228418.943 | 256756.5561 | 287280.3835 | 29047.9385 | 28354.6656 | 27344.0995 | 28339.5097 | 29002.7628 | 29050.9244 | 28699.11 | 28579.9325 | 28337.6131 | 30523.8274
Ind ¦ Boiler combustion air preheat | RET | I_Pulp & Paper | Greater Toronto Area | Process - Boiler/Steam | Industrial | NA | End Use Consumption (m^3/year) | 20 | 68.9876 | 69.0887 | 69.1845 | 69.2782 | 69.3709 | 69.4563 | 69.5363 | 69.6241 | 69.7143 | 69.809 | 2.0992 | 2.1443 | 2.1902 | 2.2371 | 2.2849 | 2.3334 | 2.3828 | 2.4336 | 2.4854 | 2.5386 | 0.030429 | 0.031037 | 0.031658 | 0.032291 | 0.032937 | 0.033596 | 0.034267 | 0.034953 | 0.035652 | 0.036365 | 2.0688 | 2.1133 | 2.1586 | 2.2048 | 2.2519 | 2.2998 | 2.3486 | 2.3986 | 2.4498 | 2.5022 | 2022139.8112 | 1993829.8539 | 1965916.2359 | 1938393.4086 | 1911255.9009 | 1884498.3183 | 1858115.3418 | 1832101.727 | 1806452.3029 | 1781161.9706 | 2022139.8112 | 1993829.8539 | 1965916.2359 | 1938393.4086 | 1911255.9009 | 1884498.3183 | 1858115.3418 | 1832101.727 | 1806452.3029 | 1781161.9706 | 101076.3938 | 204422.0559 | 309116.1871 | 414161.7797 | 518517.6408 | 621139.5735 | 721022.6981 | 817242.1775 | 908988.0399 | 1007764.3285 | 101076.3938 | 103345.6621 | 104694.1312 | 105045.5926 | 104355.8611 | 102621.9327 | 99883.1247 | 96219.4793 | 91745.8624 | 98776.2886
Ind ¦ Condensate return | RET | I_Pulp & Paper | Greater Toronto Area | Process - Boiler/Steam | Industrial | NA | End Use Consumption (m^3/year) | 25 | 1.6724 | 1.6976 | 1.7164 | 1.73 | 1.7381 | 1.7378 | 1.7356 | 1.7356 | 1.7357 | 1.7357 | 0.070532 | 0.073026 | 0.07531 | 0.077423 | 0.079342 | 0.080918 | 0.082429 | 0.08408 | 0.085765 | 0.087483 | 0.042173 | 0.043016 | 0.043877 | 0.044754 | 0.045649 | 0.046562 | 0.047494 | 0.048443 | 0.049412 | 0.050401 | 0.028359 | 0.03001 | 0.031433 | 0.032669 | 0.033693 | 0.034355 | 0.034936 | 0.035637 | 0.036353 | 0.037082 | 1897316.3661 | 1870753.937 | 1844563.3819 | 1818739.4945 | 1793277.1416 | 1768171.2616 | 1743416.8639 | 1719009.0278 | 1694942.9015 | 1671213.7008 | 1897316.3661 | 1870753.937 | 1844563.3819 | 1818739.4945 | 1793277.1416 | 1768171.2616 | 1743416.8639 | 1719009.0278 | 1694942.9015 | 1671213.7008 | 15370.8025 | 29960.7672 | 43491.2695 | 58074.9346 | 73382.1763 | 88808.7768 | 103981.5826 | 119170.5519 | 134283.987 | 150856.362 | 15370.8025 | 14589.9646 | 13530.5023 | 14583.6651 | 15307.2417 | 15426.6005 | 15172.8058 | 15188.9693 | 15113.4351 | 16572.375
Ind ¦ Condensing boiler | RET | I_Pulp & Paper | Greater Toronto Area | Process - Boiler/Steam | Industrial | NA | End Use Consumption (m^3/year) | 20 | 3.224 | 3.2793 | 3.3205 | 3.3502 | 3.368 | 3.3674 | 3.3624 | 3.3624 | 3.3625 | 3.3625 | 0.3098 | 0.32141 | 0.33195 | 0.34163 | 0.35031 | 0.35725 | 0.36386 | 0.37114 | 0.37856 | 0.38614 | 0.09609 | 0.098012 | 0.099972 | 0.10197 | 0.10401 | 0.10609 | 0.10821 | 0.11038 | 0.11258 | 0.11484 | 0.21371 | 0.2234 | 0.23198 | 0.23966 | 0.2463 | 0.25116 | 0.25564 | 0.26076 | 0.26598 | 0.2713 | 4243997.1347 | 4184581.1748 | 4125997.0384 | 4068233.0798 | 4011277.8167 | 3955119.9273 | 3899748.2483 | 3845151.7728 | 3791319.648 | 3738241.1729 | 4243997.1347 | 4184581.1748 | 4125997.0384 | 4068233.0798 | 4011277.8167 | 3955119.9273 | 3899748.2483 | 3845151.7728 | 3791319.648 | 3738241.1729 | 144446.9911 | 289364.272 | 433544.6144 | 579912.4312 | 727256.9649 | 873942.4788 | 1018718.1832 | 1161361.4607 | 1301107.6698 | 1452887.735 | 144446.9911 | 144917.2808 | 144180.3425 | 146367.8168 | 147344.5337 | 146685.5139 | 144775.7044 | 142643.2775 | 139746.2091 | 151780.0652
Ind ¦ Condensing Economizer | RET | I_Pulp & Paper | Greater Toronto Area | Process - Boiler/Steam | Industrial | NA | End Use Consumption (m^3/year) | 15 | 3.7008 | 3.7778 | 3.835 | 3.8765 | 3.9012 | 3.9004 | 3.8934 | 3.8934 | 3.8935 | 3.8934 | 0.25535 | 0.26588 | 0.27531 | 0.28385 | 0.29137 | 0.29714 | 0.30254 | 0.30859 | 0.31477 | 0.32106 | 0.069 | 0.07038 | 0.071788 | 0.073223 | 0.074688 | 0.076182 | 0.077705 | 0.079259 | 0.080844 | 0.082461 | 0.18635 | 0.1955 | 0.20352 | 0.21063 | 0.21668 | 0.22096 | 0.22483 | 0.22933 | 0.23392 | 0.2386 | 3370233.0187 | 3323049.7565 | 3276527.0599 | 3230655.681 | 3185426.5015 | 3140830.5305 | 3096858.9031 | 3053502.8784 | 3010753.8381 | 2968603.2844 | 3370233.0187 | 3323049.7565 | 3276527.0599 | 3230655.681 | 3185426.5015 | 3140830.5305 | 3096858.9031 | 3053502.8784 | 3010753.8381 | 2968603.2844 | 135613.9001 | 272824.5133 | 410608.5303 | 549596.949 | 688712.3228 | 826640.9383 | 962236.299 | 1094850.9371 | 1223634.9336 | 1363642.6735 | 135613.9001 | 137210.6132 | 137784.017 | 138988.4187 | 139115.3738 | 137928.6154 | 135595.3607 | 132614.6381 | 128783.9965 | 140007.7398
Ind ¦ De-stratification fans | RET | I_Pulp & Paper | Greater Toronto Area | Space Heating/Ventilation | Industrial | NA | End Use Consumption (m^3/year) | 25 | 1.4153 | 1.437 | 1.4542 | 1.4672 | 1.4755 | 1.468 | 1.466 | 1.466 | 1.466 | 1.466 | 0.29918 | 0.30985 | 0.31983 | 0.32915 | 0.33764 | 0.34262 | 0.34902 | 0.356 | 0.36312 | 0.37037 | 0.2114 | 0.21563 | 0.21994 | 0.22434 | 0.22882 | 0.2334 | 0.23807 | 0.24283 | 0.24769 | 0.25264 | 0.087784 | 0.094223 | 0.099894 | 0.10482 | 0.10881 | 0.10922 | 0.11095 | 0.11317 | 0.11543 | 0.11773 | 286773.8637 | 282759.0296 | 278800.4032 | 274897.1976 | 271048.6368 | 267253.9559 | 263512.4005 | 259823.2269 | 256185.7017 | 252599.1019 | 286773.8637 | 282759.0296 | 278800.4032 | 274897.1976 | 271048.6368 | 267253.9559 | 263512.4005 | 259823.2269 | 256185.7017 | 252599.1019 | 775.9411 | 1486.2973 | 2108.5642 | 2821.5221 | 3596.7301 | 4383.2986 | 5150.314 | 5920.5987 | 6686.7906 | 7521.4775 | 775.9411 | 710.3563 | 622.2668 | 712.9579 | 775.208 | 786.5685 | 767.0154 | 770.2847 | 766.1919 | 834.687
Ind ¦ Direct contact hot water heaters | RET | I_Pulp & Paper | Greater Toronto Area | Process - Boiler/Steam | Industrial | NA | End Use Consumption (m^3/year) | 20 | 11.6065 | 11.8055 | 11.9537 | 12.0609 | 12.1248 | 12.1227 | 12.1047 | 12.1048 | 12.1049 | 12.105 | 0.46469 | 0.48212 | 0.49793 | 0.51244 | 0.52546 | 0.53588 | 0.54579 | 0.5567 | 0.56785 | 0.57921 | 0.040038 | 0.040838 | 0.041655 | 0.042488 | 0.043338 | 0.044205 | 0.045089 | 0.045991 | 0.04691 | 0.047849 | 0.42466 | 0.44128 | 0.45628 | 0.46996 | 0.48212 | 0.49168 | 0.5007 | 0.51071 | 0.52094 | 0.53136 | 3594915.22 | 3544586.4069 | 3494962.1972 | 3446032.7264 | 3397788.2683 | 3350219.2325 | 3303316.1633 | 3257069.737 | 3211470.7607 | 3166510.17 | 3594915.22 | 3544586.4069 | 3494962.1972 | 3446032.7264 | 3397788.2683 | 3350219.2325 | 3303316.1633 | 3257069.737 | 3211470.7607 | 3166510.17 | 170698.6445 | 344745.4428 | 520680.3217 | 697344.196 | 873121.6069 | 1046334.2503 | 1215391.3301 | 1378920.3717 | 1535641.7146 | 1706819.9486 | 170698.6445 | 174046.7983 | 175934.8789 | 176663.8743 | 175777.4109 | 173212.6434 | 169057.0798 | 163529.0416 | 156721.3429 | 171178.2341
Ind ¦ Energy Management and Process Improvement | RET | I_Pulp & Paper | Greater Toronto Area | Cross Cutting/Behavioural | Industrial | NA | End Use Consumption (m^3/year) | 15 | 3.6479 | 3.7238 | 3.7802 | 3.8211 | 3.8455 | 3.8447 | 3.8378 | 3.8378 | 3.8379 | 3.8378 | 0.25535 | 0.26588 | 0.27531 | 0.28385 | 0.29137 | 0.29714 | 0.30254 | 0.30859 | 0.31477 | 0.32106 | 0.07 | 0.0714 | 0.072828 | 0.074285 | 0.07577 | 0.077286 | 0.078831 | 0.080408 | 0.082016 | 0.083656 | 0.18535 | 0.19448 | 0.20248 | 0.20956 | 0.2156 | 0.21985 | 0.22371 | 0.22818 | 0.23275 | 0.2374 | 19611683.5919 | 19337120.0216 | 19066400.3413 | 18799470.7365 | 18536278.1462 | 18276770.2521 | 18020895.4686 | 17768602.932 | 17519842.491 | 17274564.6961 | 19611683.5919 | 19337120.0216 | 19066400.3413 | 18799470.7365 | 18536278.1462 | 18276770.2521 | 18020895.4686 | 17768602.932 | 17519842.491 | 17274564.6961 | 785350.529 | 1579784.8958 | 2377280.2965 | 3181951.0478 | 3987471.5494 | 4786233.071 | 5571611.4144 | 6339924.3392 | 7086277.336 | 7889709.8904 | 785350.529 | 794434.3667 | 797495.4007 | 804670.7513 | 805520.5017 | 798761.5215 | 785378.3434 | 768312.9248 | 746352.9969 | 803432.5543
Ind ¦ Exhaust gas heat recovery | RET | I_Pulp & Paper | Greater Toronto Area | Process Heat | Industrial | NA | End Use Consumption (m^3/year) | 15 | 5.3148 | 5.4254 | 5.5077 | 5.5672 | 5.6027 | 5.6015 | 5.5915 | 5.5916 | 5.5916 | 5.5916 | 0.44687 | 0.46529 | 0.48179 | 0.49674 | 0.5099 | 0.51999 | 0.52944 | 0.54003 | 0.55084 | 0.56185 | 0.084079 | 0.08576 | 0.087476 | 0.089225 | 0.09101 | 0.09283 | 0.094686 | 0.09658 | 0.098512 | 0.10048 | 0.36279 | 0.37953 | 0.39431 | 0.40751 | 0.41889 | 0.42716 | 0.43475 | 0.44345 | 0.45233 | 0.46137 | 6116348.8118 | 6030719.9284 | 5946289.8494 | 5863041.7915 | 5780959.2064 | 5700025.7775 | 5620225.4166 | 5541542.2608 | 5463960.6692 | 5387465.2198 | 6116348.8118 | 6030719.9284 | 5946289.8494 | 5863041.7915 | 5780959.2064 | 5700025.7775 | 5620225.4166 | 5541542.2608 | 5463960.6692 | 5387465.2198 | 270939.8752 | 546197.3373 | 823565.2994 | 1102723.5562 | 1381290.6069 | 1656595.7557 | 1926203.6078 | 2188346.9506 | 2441130.8611 | 2717965.9439 | 270939.8752 | 275257.4621 | 277367.9621 | 279158.2568 | 278567.0507 | 275305.1488 | 269607.8521 | 262143.3428 | 252783.9105 | 276835.0829
Ind ¦ Feedwater Economizers | RET | I_Pulp & Paper | Greater Toronto Area | Process - Boiler/Steam | Industrial | NA | End Use Consumption (m^3/year) | 20 | 2.418 | 2.4595 | 2.4903 | 2.5127 | 2.526 | 2.5256 | 2.5218 | 2.5218 | 2.5219 | 2.5219 | 0.12392 | 0.12856 | 0.13278 | 0.13665 | 0.14012 | 0.1429 | 0.14554 | 0.14845 | 0.15143 | 0.15445 | 0.051248 | 0.052273 | 0.053318 | 0.054385 | 0.055473 | 0.056582 | 0.057714 | 0.058868 | 0.060045 | 0.061246 | 0.07267 | 0.076292 | 0.079463 | 0.082267 | 0.084651 | 0.086319 | 0.087829 | 0.089587 | 0.091381 | 0.093209 | 2246822.0125 | 2215366.5043 | 2184351.3732 | 2153770.454 | 2123617.6677 | 2093887.0203 | 2064572.602 | 2035668.5856 | 2007169.2254 | 1979068.8563 | 2246822.0125 | 2215366.5043 | 2184351.3732 | 2153770.454 | 2123617.6677 | 2093887.0203 | 2064572.602 | 2035668.5856 | 2007169.2254 | 1979068.8563 | 58016.5734 | 115469.7761 | 171852.1861 | 229588.9095 | 288172.0935 | 346723.027 | 404630.163 | 462084.6523 | 518829.3843 | 579608.2935 | 58016.5734 | 57453.2027 | 56382.41 | 57736.7234 | 58583.184 | 58550.9336 | 57907.1359 | 57454.4893 | 56744.732 | 60778.9091
Ind ¦ Heat recovery to preheat make-up water | RET | I_Pulp & Paper | Greater Toronto Area | Process - Boiler/Steam | Industrial | NA | End Use Consumption (m^3/year) | 25 | 3.4769 | 3.5293 | 3.5683 | 3.5965 | 3.6134 | 3.6129 | 3.6082 | 3.6083 | 3.6084 | 3.6085 | 0.2116 | 0.21908 | 0.22593 | 0.23227 | 0.23803 | 0.24275 | 0.24729 | 0.25224 | 0.2573 | 0.26245 | 0.060857 | 0.062074 | 0.063316 | 0.064582 | 0.065874 | 0.067191 | 0.068535 | 0.069906 | 0.071304 | 0.07273 | 0.15074 | 0.157 | 0.16261 | 0.16769 | 0.17215 | 0.17556 | 0.17875 | 0.18234 | 0.18599 | 0.18972 | 4718326.2262 | 4652269.659 | 4587137.8838 | 4522917.9534 | 4459597.1021 | 4397162.7427 | 4335602.4643 | 4274904.0298 | 4215055.3734 | 4156044.5981 | 4718326.2262 | 4652269.659 | 4587137.8838 | 4522917.9534 | 4459597.1021 | 4397162.7427 | 4335602.4643 | 4274904.0298 | 4215055.3734 | 4156044.5981 | 154207.5259 | 308559.3379 | 461840.179 | 617621.745 | 774686.3189 | 931185.6533 | 1085708.8833 | 1238171.079 | 1387773.0456 | 1549676.2037 | 154207.5259 | 154351.812 | 153280.8411 | 155781.5661 | 157064.5739 | 156499.3344 | 154523.23 | 152462.1957 | 149601.9666 | 161903.1581
Ind ¦ High-efficiency burner | RET | I_Pulp & Paper | Greater Toronto Area | Process - Boiler/Steam | Industrial | NA | End Use Consumption (m^3/year) | 20 | 2.5792 | 2.6234 | 2.6564 | 2.6802 | 2.6944 | 2.6939 | 2.6899 | 2.6899 | 2.69 | 2.69 | 0.1549 | 0.16071 | 0.16598 | 0.17081 | 0.17515 | 0.17863 | 0.18193 | 0.18557 | 0.18928 | 0.19307 | 0.060056 | 0.061257 | 0.062483 | 0.063732 | 0.065007 | 0.066307 | 0.067633 | 0.068986 | 0.070366 | 0.071773 | 0.094842 | 0.099448 | 0.10349 | 0.10708 | 0.11015 | 0.11232 | 0.1143 | 0.11658 | 0.11892 | 0.1213 | 1273199.1404 | 1255374.3524 | 1237799.1115 | 1220469.9239 | 1203383.345 | 1186535.9782 | 1169924.4745 | 1153545.5318 | 1137395.8944 | 1121472.3519 | 1273199.1404 | 1255374.3524 | 1237799.1115 | 1220469.9239 | 1203383.345 | 1186535.9782 | 1169924.4745 | 1153545.5318 | 1137395.8944 | 1121472.3519 | 35504.9073 | 70791.8202 | 105561.8762 | 141072.197 | 177024.896 | 212927.751 | 248429.1012 | 283601.2986 | 318281.2942 | 355817.9 | 35504.9073 | 35286.9129 | 34770.056 | 35510.3208 | 35952.699 | 35902.855 | 35501.3502 | 35172.1974 | 34679.9957 | 37536.6058
Ind ¦ High-efficiency burners | RET | I_Pulp & Paper | Greater Toronto Area | Process Heat | Industrial | NA | End Use Consumption (m^3/year) | 20 | 8.928 | 9.0812 | 9.1951 | 9.2776 | 9.3267 | 9.3252 | 9.3113 | 9.3113 | 9.3115 | 9.3115 | 0.61959 | 0.64282 | 0.66391 | 0.68326 | 0.70062 | 0.71451 | 0.72771 | 0.74227 | 0.75713 | 0.77227 | 0.069398 | 0.070786 | 0.072202 | 0.073646 | 0.075119 | 0.076621 | 0.078154 | 0.079717 | 0.081311 | 0.082938 | 0.55019 | 0.57204 | 0.59171 | 0.60961 | 0.6255 | 0.63789 | 0.64956 | 0.66256 | 0.67582 | 0.68934 | 2097033.8783 | 2067675.404 | 2038727.9484 | 2010185.7571 | 1982043.1565 | 1954294.5523 | 1926934.4286 | 1899957.3466 | 1873357.9437 | 1847130.9325 | 2097033.8783 | 2067675.404 | 2038727.9484 | 2010185.7571 | 1982043.1565 | 1954294.5523 | 1926934.4286 | 1899957.3466 | 1873357.9437 | 1847130.9325 | 97106.1883 | 196010.9533 | 295908.1121 | 396281.488 | 496244.5296 | 594858.5192 | 691240.6276 | 784655.6719 | 874394.5321 | 975439.2821 | 97106.1883 | 98904.765 | 99897.1587 | 100373.3759 | 99963.0416 | 98613.9896 | 96382.1084 | 93415.0443 | 89738.8602 | 101044.7499
Ind ¦ High-efficiency ovens & dryers | RET | I_Pulp & Paper | Greater Toronto Area | Process Heat | Industrial | NA | End Use Consumption (m^3/year) | 20 | 3.3161 | 3.373 | 3.4153 | 3.446 | 3.4642 | 3.4636 | 3.4585 | 3.4585 | 3.4586 | 3.4586 | 0.37176 | 0.38569 | 0.39834 | 0.40996 | 0.42037 | 0.4287 | 0.43663 | 0.44536 | 0.45428 | 0.46336 | 0.11211 | 0.11435 | 0.11663 | 0.11897 | 0.12135 | 0.12377 | 0.12625 | 0.12877 | 0.13135 | 0.13398 | 0.25965 | 0.27135 | 0.28171 | 0.29099 | 0.29902 | 0.30493 | 0.31038 | 0.31659 | 0.32293 | 0.32939 | 4194067.7566 | 4135350.808 | 4077455.8967 | 4020371.5142 | 3964086.313 | 3908589.1046 | 3853868.8571 | 3799914.6931 | 3746715.8874 | 3694261.865 | 4194067.7566 | 4135350.808 | 4077455.8967 | 4020371.5142 | 3964086.313 | 3908589.1046 | 3853868.8571 | 3799914.6931 | 3746715.8874 | 3694261.865 | 145358.9593 | 291350.7744 | 436880.9175 | 584386.1537 | 732757.3137 | 880412.2668 | 1026094.738 | 1169536.559 | 1309953.8847 | 1462077.298 | 145358.9593 | 145991.8151 | 145530.1431 | 147505.2362 | 148371.1599 | 147654.9531 | 145682.4712 | 143441.821 | 140417.3256 | 152123.4134
Ind ¦ Insulation | RET | I_Pulp & Paper | Greater Toronto Area | Process - Boiler/Steam | Industrial | NA | End Use Consumption (m^3/year) | 15 | 5.3148 | 5.4254 | 5.5077 | 5.5672 | 5.6027 | 5.6015 | 5.5915 | 5.5916 | 5.5916 | 5.5916 | 0.12768 | 0.13294 | 0.13765 | 0.14192 | 0.14569 | 0.14857 | 0.15127 | 0.1543 | 0.15738 | 0.16053 | 0.024023 | 0.024503 | 0.024993 | 0.025493 | 0.026003 | 0.026523 | 0.027053 | 0.027594 | 0.028146 | 0.028709 | 0.10365 | 0.10844 | 0.11266 | 0.11643 | 0.11968 | 0.12205 | 0.12422 | 0.1267 | 0.12924 | 0.13182 | 3245409.5736 | 3199973.8396 | 3155174.2058 | 3111001.7669 | 3067447.7422 | 3024503.4738 | 2982160.4252 | 2940410.1792 | 2899244.4367 | 2858655.0146 | 3245409.5736 | 3199973.8396 | 3155174.2058 | 3111001.7669 | 3067447.7422 | 3024503.4738 | 2982160.4252 | 2940410.1792 | 2899244.4367 | 2858655.0146 | 143764.0154 | 289818.9953 | 436993.8323 | 585118.6217 | 732929.7098 | 879009.9928 | 1022067.2205 | 1161163.6881 | 1295293.9263 | 1442846.3328 | 143764.0154 | 146054.9799 | 147174.837 | 148124.7893 | 147811.0881 | 146080.283 | 143057.2277 | 139096.4676 | 134130.2382 | 147552.4065
Ind ¦ Radiant heaters | RET | I_Pulp & Paper | Greater Toronto Area | Space Heating/Ventilation | Industrial | NA | End Use Consumption (m^3/year) | 20 | 1.4656 | 1.4912 | 1.5115 | 1.5269 | 1.5367 | 1.5277 | 1.5255 | 1.5255 | 1.5255 | 1.5255 | 0.98582 | 1.0231 | 1.0578 | 1.0899 | 1.1188 | 1.1346 | 1.1555 | 1.1787 | 1.2022 | 1.2263 | 0.67263 | 0.68608 | 0.69981 | 0.7138 | 0.72808 | 0.74264 | 0.75749 | 0.77264 | 0.78809 | 0.80386 | 0.31319 | 0.33701 | 0.35795 | 0.37608 | 0.39073 | 0.39191 | 0.39804 | 0.40601 | 0.41413 | 0.42239 | 457045.8453 | 450647.2034 | 444338.1426 | 438117.4086 | 431983.7649 | 425935.9922 | 419972.8883 | 414093.2678 | 408295.9621 | 402579.8186 | 457045.8453 | 450647.2034 | 444338.1426 | 438117.4086 | 431983.7649 | 425935.9922 | 419972.8883 | 414093.2678 | 408295.9621 | 402579.8186 | 2845.0174 | 5545.1012 | 8051.1666 | 10742.0112 | 13563.8271 | 16421.6879 | 19221.0946 | 22031.2876 | 24829.4604 | 27824.456 | 2845.0174 | 2700.0838 | 2506.0655 | 2690.8446 | 2821.8159 | 2857.8608 | 2799.4066 | 2810.193 | 2798.1728 | 2994.9956
Ind ¦ Reduce Steam Pressure | RET | I_Pulp & Paper | Greater Toronto Area | Process - Boiler/Steam | Industrial | NA | End Use Consumption (m^3/year) | 20 | 29.9803 | 30.4945 | 30.8771 | 31.154 | 31.3191 | 31.3138 | 31.2672 | 31.2674 | 31.2679 | 31.268 | 0.092939 | 0.096423 | 0.099586 | 0.10249 | 0.10509 | 0.10718 | 0.10916 | 0.11134 | 0.11357 | 0.11584 | 0.0031 | 0.003162 | 0.0032252 | 0.0032897 | 0.0033555 | 0.0034227 | 0.0034911 | 0.0035609 | 0.0036321 | 0.0037048 | 0.089839 | 0.093261 | 0.096361 | 0.099199 | 0.10174 | 0.10375 | 0.10567 | 0.10778 | 0.10994 | 0.11214 | 1348093.2075 | 1329219.9026 | 1310610.8239 | 1292262.2724 | 1274170.6006 | 1256332.2122 | 1238743.5612 | 1221401.1514 | 1204301.5352 | 1187441.3138 | 1348093.2075 | 1329219.9026 | 1310610.8239 | 1292262.2724 | 1274170.6006 | 1256332.2122 | 1238743.5612 | 1221401.1514 | 1204301.5352 | 1187441.3138 | 68157.3745 | 137813.42 | 208328.5992 | 279026.266 | 349192.5885 | 418112.1823 | 485100.9502 | 549538.5484 | 610883.938 | 677488.5654 | 68157.3745 | 69656.0456 | 70515.1792 | 70697.6668 | 70166.3225 | 68919.5938 | 66988.768 | 64437.5981 | 61345.3896 | 66604.6274
Ind ¦ Steam trap survey and repair | RET | I_Pulp & Paper | Greater Toronto Area | Process - Boiler/Steam | Industrial | NA | End Use Consumption (m^3/year) | 3 | 0.74751 | 0.79708 | 0.84877 | 0.8911 | 0.91312 | 0.91238 | 0.90622 | 0.90625 | 0.90632 | 0.90624 | 0.023145 | 0.025173 | 0.027342 | 0.029279 | 0.030603 | 0.03119 | 0.031599 | 0.032232 | 0.032879 | 0.033534 | 0.030962 | 0.031582 | 0.032213 | 0.032858 | 0.033515 | 0.034185 | 0.034869 | 0.035566 | 0.036277 | 0.037003 | -0.0078176 | -0.0064086 | -0.0048715 | -0.0035782 | -0.0029118 | -0.0029954 | -0.00327 | -0.0033344 | -0.0033984 | -0.0034693 | 2995762.6833 | 2953822.0057 | 2912468.4977 | 2871693.9387 | 2831490.2236 | 2791849.3604 | 2752763.4694 | 2714224.7808 | 2676225.6339 | 2638758.475 | 0 | 0 | 0 | 0 | 0 | 0 | 0 | 0 | 0 | 0 | 0 | 0 | 0 | 0 | 0 | 0 | 0 | 0 | 0 | 0 | 0 | 0 | 0 | 0 | 0 | 0 | 0 | 0 | 0 | 0
Ind ¦ Ventilation heat recovery | RET | I_Pulp & Paper | Greater Toronto Area | Space Heating/Ventilation | Industrial | NA | End Use Consumption (m^3/year) | 20 | 4.3968 | 4.4736 | 4.5345 | 4.5806 | 4.61 | 4.5832 | 4.5764 | 4.5765 | 4.5764 | 4.5764 | 0.49291 | 0.51155 | 0.52888 | 0.54494 | 0.5594 | 0.56728 | 0.57777 | 0.58933 | 0.60111 | 0.61313 | 0.11211 | 0.11435 | 0.11663 | 0.11897 | 0.12135 | 0.12377 | 0.12625 | 0.12877 | 0.13135 | 0.13398 | 0.3808 | 0.3972 | 0.41225 | 0.42598 | 0.43806 | 0.4435 | 0.45152 | 0.46055 | 0.46976 | 0.47915 | 466567.6337 | 460035.6868 | 453595.1872 | 447244.8546 | 440983.4266 | 434809.6587 | 428722.3234 | 422720.2109 | 416802.128 | 410966.8982 | 466567.6337 | 460035.6868 | 453595.1872 | 447244.8546 | 440983.4266 | 434809.6587 | 428722.3234 | 422720.2109 | 416802.128 | 410966.8982 | 18203.8946 | 36580.9565 | 54989.7295 | 73593.5106 | 92245.6322 | 110757.0552 | 128968.2471 | 146808.283 | 164165.4729 | 182972.0793 | 18203.8946 | 18377.0619 | 18408.773 | 18603.781 | 18652.1217 | 18511.423 | 18211.1919 | 17840.0359 | 17357.1899 | 18806.6063
Ind ¦ Ventilation optimization | RET | I_Pulp & Paper | Greater Toronto Area | Space Heating/Ventilation | Industrial | NA | End Use Consumption (m^3/year) | 15 | 2.256 | 2.3037 | 2.3416 | 2.3703 | 2.3886 | 2.3719 | 2.3677 | 2.3677 | 2.3677 | 2.3677 | 0.54194 | 0.56449 | 0.58524 | 0.60426 | 0.62109 | 0.62909 | 0.64054 | 0.65336 | 0.66642 | 0.67974 | 0.24023 | 0.24503 | 0.24993 | 0.25493 | 0.26003 | 0.26523 | 0.27053 | 0.27594 | 0.28146 | 0.28709 | 0.30171 | 0.31946 | 0.33531 | 0.34933 | 0.36107 | 0.36387 | 0.37 | 0.37741 | 0.38496 | 0.39265 | 537700.9944 | 530173.1805 | 522750.756 | 515432.2454 | 508216.194 | 501101.1673 | 494085.7509 | 487168.5504 | 480348.1907 | 473623.316 | 537700.9944 | 530173.1805 | 522750.756 | 515432.2454 | 508216.194 | 501101.1673 | 494085.7509 | 487168.5504 | 480348.1907 | 473623.316 | 14994.531 | 29896.998 | 44581.1845 | 59578.0018 | 74761.6454 | 89924.2387 | 104917.2675 | 119771.2875 | 134417.4395 | 150282.5552 | 14994.531 | 14902.467 | 14684.1866 | 14996.8172 | 15183.6436 | 15162.5934 | 14993.0288 | 14854.02 | 14646.152 | 15865.1157
Ind ¦ Warehouse loading dock seals | RET | I_Pulp & Paper | Greater Toronto Area | Space Heating/Ventilation | Industrial | NA | End Use Consumption (m^3/year) | 10 | 0.65563 | 0.67466 | 0.68975 | 0.70118 | 0.70846 | 0.70181 | 0.70013 | 0.70014 | 0.70014 | 0.70012 | 0.098874 | 0.10378 | 0.10822 | 0.11222 | 0.11565 | 0.11685 | 0.11891 | 0.12129 | 0.12371 | 0.12618 | 0.15081 | 0.15382 | 0.1569 | 0.16004 | 0.16324 | 0.1665 | 0.16983 | 0.17323 | 0.1767 | 0.18023 | -0.051935 | -0.050045 | -0.048679 | -0.047824 | -0.047591 | -0.04965 | -0.050928 | -0.051945 | -0.052985 | -0.054047 | 169898.5781 | 167519.998 | 165174.718 | 162862.272 | 160582.2002 | 158334.0494 | 156117.3727 | 153931.7295 | 151776.6853 | 149651.8117 | 0 | 0 | 0 | 0 | 0 | 0 | 0 | 0 | 0 | 0 | 0 | 0 | 0 | 0 | 0 | 0 | 0 | 0 | 0 | 0 | 0 | 0 | 0 | 0 | 0 | 0 | 0 | 0 | 0 | 0
Ind ¦ Boiler right sizing and load management | ROB | I_Pulp & Paper | Greater Toronto Area | Process - Boiler/Steam | Industrial | NA | End Use Consumption (m^3/year) | 25 | INF | INF | INF | INF | INF | INF | INF | INF | INF | INF | 0.35266 | 0.36513 | 0.37655 | 0.38712 | 0.39671 | 0.40459 | 0.41215 | 0.4204 | 0.42883 | 0.43741 | 0 | 0 | 0 | 0 | 0 | 0 | 0 | 0 | 0 | 0 | 0.35266 | 0.36513 | 0.37655 | 0.38712 | 0.39671 | 0.40459 | 0.41215 | 0.4204 | 0.42883 | 0.43741 | 2808527.5156 | 2769208.1304 | 2730439.2166 | 2692213.0675 | 2654522.0846 | 2617358.7754 | 2580715.7525 | 2544585.732 | 2508961.5318 | 2473836.0703 | 2808527.5156 | 2769208.1304 | 2730439.2166 | 2692213.0675 | 2654522.0846 | 2617358.7754 | 2580715.7525 | 2544585.732 | 2508961.5318 | 2473836.0703 | 82982.7991 | 163390.3806 | 241184.2379 | 316342.3027 | 388857.2466 | 458734.8617 | 525992.5309 | 590657.7898 | 652766.9858 | 712908.0235 | 82982.7991 | 80407.5815 | 77793.8573 | 75158.0649 | 72514.9438 | 69877.6151 | 67257.6692 | 64665.2589 | 62109.196 | 60141.0378
Res ¦ Behavioural Mailed Reports | NEW | R_Detached | Greater Toronto Area | Cross Cutting/Behavioural | Residential | NA | Residential Households | 3 | 1.418 | 1.5078 | 1.6497 | 1.7391 | 1.7896 | 1.7471 | 1.7352 | 1.7352 | 1.7353 | 1.7354 | 10.9899 | 11.9188 | 13.3019 | 14.3033 | 15.0124 | 14.9493 | 15.1448 | 15.4475 | 15.7571 | 16.0734 | 7.75 | 7.905 | 8.0631 | 8.2244 | 8.3888 | 8.5566 | 8.7278 | 8.9023 | 9.0804 | 9.262 | 3.2399 | 4.0138 | 5.2388 | 6.079 | 6.6235 | 6.3927 | 6.417 | 6.5452 | 6.6768 | 6.8114 | 279671.0013 | 561579.3707 | 845761.1856 | 1132252.9577 | 1421091.6384 | 1712314.6251 | 2005959.7665 | 2302065.3696 | 2600670.2049 | 2901813.5131 | 279671.0013 | 561579.3707 | 845761.1856 | 1132252.9577 | 1421091.6384 | 1712314.6251 | 2005959.7665 | 2302065.3696 | 2600670.2049 | 2901813.5131 | 139835.5007 | 280789.6853 | 429119.9125 | 586603.1962 | 754253.7349 | 932581.4417 | 1121764.6348 | 1321761.8667 | 1532384.2968 | 1753343.5909 | 139835.5007 | 140954.1847 | 148330.2272 | 157483.2837 | 167650.5386 | 178327.7068 | 189183.1931 | 199997.2319 | 210622.4301 | 220959.2941
Res ¦ Combination Space Water Heating | NEW | R_Detached | Greater Toronto Area | Water Heating | Residential | Res¦Water Heater | Residence | 20 | 2.6772 | 2.689 | 2.6985 | 2.7062 | 2.7119 | 2.7145 | 2.7162 | 2.719 | 2.7218 | 2.7248 | 1820.4984 | 1865.1199 | 1909.1392 | 1952.8393 | 1996.0701 | 2037.9941 | 2080.0704 | 2123.8276 | 2168.5586 | 2214.3586 | 680 | 693.6 | 707.472 | 721.6214 | 736.0539 | 750.7749 | 765.7904 | 781.1063 | 796.7284 | 812.6629 | 1140.4984 | 1171.5199 | 1201.6672 | 1231.2179 | 1260.0162 | 1287.2191 | 1314.2799 | 1342.7213 | 1371.8303 | 1401.6956 | 320672.1448 | 643909.6668 | 969753.9326 | 1298246.8067 | 1629430.6578 | 1963348.3657 | 2300043.3283 | 2639559.4682 | 2981941.2401 | 3327233.6375 | 320672.1448 | 643909.6668 | 969753.9326 | 1298246.8067 | 1629430.6578 | 1963348.3657 | 2300043.3283 | 2639559.4682 | 2981941.2401 | 3327233.6375 | 168677.128 | 338703.673 | 510139.8438 | 682804.3704 | 857761.7086 | 1034633.0919 | 1213281.8587 | 1393633.6251 | 1575811.181 | 1759826.295 | 168677.128 | 170026.545 | 171436.1708 | 172664.5266 | 174957.3383 | 176871.3833 | 178648.7668 | 180351.7664 | 182177.5559 | 184015.114
Res ¦ Drain Water Heat Recovery ¦ New | NEW | R_Detached | Greater Toronto Area | Water Heating | Residential | NA | DHW tank | 20 | 0.48533 | 0.49358 | 0.49975 | 0.50423 | 0.50686 | 0.50684 | 0.50608 | 0.50608 | 0.50608 | 0.50609 | 339.7312 | 352.4182 | 363.9615 | 374.564 | 384.0487 | 391.7119 | 398.9512 | 406.9309 | 415.068 | 423.3786 | 700 | 714 | 728.28 | 742.8456 | 757.7025 | 772.8566 | 788.3137 | 804.08 | 820.1616 | 836.5648 | -360.2688 | -361.5818 | -364.3185 | -368.2816 | -373.6538 | -381.1447 | -389.3625 | -397.149 | -405.0935 | -413.1862 | 1309120.8046 | 2628714.5756 | 3958950.1896 | 5299998.555 | 6652032.6391 | 8015227.4958 | 9389760.2934 | 10775810.3432 | 12173559.1278 | 13583190.3304 | 0 | 0 | 0 | 0 | 0 | 0 | 0 | 0 | 0 | 0 | 0 | 0 | 0 | 0 | 0 | 0 | 0 | 0 | 0 | 0 | 0 | 0 | 0 | 0 | 0 | 0 | 0 | 0 | 0 | 0
Res ¦ Energy Star Home ¦ New | NEW | R_Detached | Greater Toronto Area | Space Heating/Ventilation | Residential | NA | Residential Households | 25 | 1.8786 | 1.8975 | 1.9126 | 1.9242 | 1.9319 | 1.9264 | 1.9255 | 1.9264 | 1.9272 | 1.9281 | 6011.5144 | 6193.3002 | 6367.453 | 6534.3348 | 6691.8073 | 6805.9401 | 6939.0456 | 7080.8741 | 7225.6205 | 7373.4446 | 3200 | 3264 | 3329.28 | 3395.8656 | 3463.7829 | 3533.0586 | 3603.7197 | 3675.7941 | 3749.31 | 3824.2962 | 2811.5144 | 2929.3002 | 3038.173 | 3138.4692 | 3228.0244 | 3272.8815 | 3335.3259 | 3405.08 | 3476.3105 | 3549.1484 | 0 | 0 | 0 | 0 | 0 | 0 | 0 | 0 | 0 | 0 | 0 | 0 | 0 | 0 | 0 | 0 | 0 | 0 | 0 | 0 | 0 | 0 | 0 | 0 | 0 | 0 | 0 | 0 | 0 | 0 | 0 | 0 | 0 | 0 | 0 | 0 | 0 | 0 | 0 | 0
Res ¦ HE Storage Water Heating | NEW | R_Detached | Greater Toronto Area | Water Heating | Residential | Res¦Water Heater | Water heater | 16 | 0.33577 | 0.34238 | 0.34733 | 0.35092 | 0.35302 | 0.35301 | 0.3524 | 0.3524 | 0.3524 | 0.3524 | 181.3135 | 188.5842 | 195.1372 | 201.0942 | 206.3476 | 210.4644 | 214.3046 | 218.5908 | 222.961 | 227.4234 | 540 | 550.8 | 561.816 | 573.0523 | 584.5134 | 596.2036 | 608.1277 | 620.2903 | 632.6961 | 645.35 | -358.6865 | -362.2158 | -366.6788 | -371.9581 | -378.1658 | -385.7393 | -393.8232 | -401.6995 | -409.7351 | -417.9265 | 776663.3862 | 1559540.0794 | 2348730.2694 | 3144335.3509 | 3946457.9406 | 4755201.8928 | 5570672.3164 | 6392975.5915 | 7222219.3865 | 8058512.6753 | 0 | 0 | 0 | 0 | 0 | 0 | 0 | 0 | 0 | 0 | 0 | 0 | 0 | 0 | 0 | 0 | 0 | 0 | 0 | 0 | 0 | 0 | 0 | 0 | 0 | 0 | 0 | 0 | 0 | 0
Res ¦ Insulating Pool Covers ¦New | NEW | R_Detached | Greater Toronto Area | Appliances/Other | Residential | NA | Pool | 10 | 0.69261 | 0.71239 | 0.72709 | 0.73772 | 0.74407 | 0.74386 | 0.74207 | 0.74207 | 0.74208 | 0.74206 | 831.1313 | 871.9626 | 907.7563 | 939.4537 | 966.4916 | 985.5425 | 1002.8359 | 1022.8899 | 1043.3587 | 1064.2027 | 1200 | 1224 | 1248.48 | 1273.4496 | 1298.9186 | 1324.897 | 1351.3949 | 1378.4228 | 1405.9913 | 1434.1111 | -368.8687 | -352.0374 | -340.7237 | -333.9959 | -332.427 | -339.3545 | -348.559 | -355.5329 | -362.6325 | -369.9084 | 119322.2208 | 239599.0193 | 360845.7882 | 483078.1052 | 606311.7356 | 730562.6352 | 855846.9523 | 982181.0304 | 1109581.4113 | 1238064.8369 | 0 | 0 | 0 | 0 | 0 | 0 | 0 | 0 | 0 | 0 | 0 | 0 | 0 | 0 | 0 | 0 | 0 | 0 | 0 | 0 | 0 | 0 | 0 | 0 | 0 | 0 | 0 | 0 | 0 | 0
Res ¦ Low Flow Showerhead ¦ New | NEW | R_Detached | Greater Toronto Area | Water Heating | Residential | NA | Showers | 10 | 30.0259 | 30.1976 | 30.3333 | 30.4398 | 30.5146 | 30.5411 | 30.5569 | 30.5925 | 30.6333 | 30.6783 | 503.2341 | 516.2335 | 528.9258 | 541.3968 | 553.5832 | 565.1448 | 576.7461 | 588.9659 | 601.5469 | 614.4783 | 16.76 | 17.0952 | 17.4371 | 17.7858 | 18.1416 | 18.5044 | 18.8745 | 19.252 | 19.637 | 20.0298 | 486.4741 | 499.1383 | 511.4887 | 523.6109 | 535.4417 | 546.6404 | 557.8717 | 569.7139 | 581.9098 | 594.4485 | 426365.2386 | 856141.399 | 1289383.4825 | 1726147.1519 | 2166488.7405 | 2610465.2614 | 3058134.4162 | 3509554.6046 | 3964784.9331 | 4423885.2254 | 426365.2386 | 856141.399 | 1289383.4825 | 1726147.1519 | 2166488.7405 | 2610465.2614 | 3058134.4162 | 3509554.6046 | 3964784.9331 | 4423885.2254 | 341092.1908 | 684913.1192 | 1042199.2006 | 1411838.6218 | 1792874.7524 | 2184468.7055 | 2585883.223 | 2996470.9385 | 3415664.5249 | 3842969.4294 | 341092.1908 | 343820.9284 | 357286.0814 | 369639.4212 | 381036.1306 | 391593.953 | 401414.5175 | 410587.7155 | 419193.5864 | 427304.9045
Res ¦ Programmable Thermostat - NEW | NEW | R_Detached | Greater Toronto Area | Space Heating/Ventilation | Residential | NA | Thermostat | 15 | 3.4919 | 3.5272 | 3.5557 | 3.578 | 3.5933 | 3.5842 | 3.5841 | 3.5871 | 3.5901 | 3.5933 | 698.3894 | 719.5506 | 739.8666 | 759.3982 | 777.8997 | 791.4526 | 807.2453 | 824.0865 | 841.2846 | 858.8612 | 200 | 204 | 208.08 | 212.2416 | 216.4864 | 220.8162 | 225.2325 | 229.7371 | 234.3319 | 239.0185 | 498.3894 | 515.5506 | 531.7866 | 547.1566 | 561.4132 | 570.6364 | 582.0128 | 594.3493 | 606.9527 | 619.8427 | 865131.9233 | 1737184.902 | 2616270.538 | 3502501.7762 | 4395992.9219 | 5296859.6594 | 6205219.0703 | 7121189.6523 | 8044891.3383 | 8976445.5151 | 865131.9233 | 1737184.902 | 2616270.538 | 3502501.7762 | 4395992.9219 | 5296859.6594 | 6205219.0703 | 7121189.6523 | 8044891.3383 | 8976445.5151 | 542085.3245 | 1088507.3317 | 1652357.1351 | 2230994.7305 | 2827863.5271 | 3439940.79 | 4065382.6613 | 4702712.9337 | 5351555.0788 | 6011066.5313 | 542085.3245 | 546422.0071 | 563849.8035 | 578637.5953 | 596868.7966 | 612077.263 | 625441.8713 | 637330.2724 | 648842.1451 | 659511.4525
Res ¦ Tankless Water Heater | NEW | R_Detached | Greater Toronto Area | Water Heating | Residential | Res¦Water Heater | DHW tank | 18 | 0.54447 | 0.55437 | 0.56178 | 0.56715 | 0.5703 | 0.57028 | 0.56937 | 0.56937 | 0.56936 | 0.56937 | 408.3517 | 424.0931 | 438.3556 | 451.397 | 462.9848 | 472.2225 | 480.9035 | 490.5208 | 500.3261 | 510.3413 | 750 | 765 | 780.3 | 795.906 | 811.8241 | 828.0606 | 844.6218 | 861.5143 | 878.7445 | 896.3194 | -341.6483 | -340.9069 | -341.9444 | -344.509 | -348.8393 | -355.8381 | -363.7183 | -370.9934 | -378.4184 | -385.9782 | 1614732.0767 | 3242382.01 | 4883158.1003 | 6537271.1542 | 8204934.5178 | 9886364.111 | 11581778.4616 | 13291398.7407 | 15015448.7977 | 16754155.196 | 0 | 0 | 0 | 0 | 0 | 0 | 0 | 0 | 0 | 0 | 0 | 0 | 0 | 0 | 0 | 0 | 0 | 0 | 0 | 0 | 0 | 0 | 0 | 0 | 0 | 0 | 0 | 0 | 0 | 0
Res ¦ Triple Glazed Low-E Argon Windows ¦ New | NEW | R_Detached | Greater Toronto Area | Space Heating/Ventilation | Residential | NA | Residential Households | 30 | 1.127 | 1.1502 | 1.1685 | 1.1822 | 1.1906 | 1.1817 | 1.1791 | 1.1784 | 1.1778 | 1.1771 | 850.8796 | 885.7646 | 917.8338 | 947.1531 | 973.0204 | 985.0834 | 1002.4995 | 1022.015 | 1041.8783 | 1062.0877 | 755 | 770.1 | 785.502 | 801.212 | 817.2363 | 833.581 | 850.2526 | 867.2577 | 884.6028 | 902.2949 | 95.8796 | 115.6646 | 132.3318 | 145.9411 | 155.7841 | 151.5024 | 152.2469 | 154.7574 | 157.2755 | 159.7928 | 3209740.2453 | 6445158.4125 | 9706668.5582 | 12994689.7203 | 16309645.9852 | 19651966.555 | 23022085.8164 | 26420443.4098 | 29847484.2994 | 33303658.845 | 3209740.2453 | 6445158.4125 | 9706668.5582 | 12994689.7203 | 16309645.9852 | 19651966.555 | 23022085.8164 | 26420443.4098 | 29847484.2994 | 33303658.845 | 157544.0795 | 316348.5117 | 486874.7562 | 662707.2447 | 864873.4469 | 1083197.4743 | 1311742.4431 | 1545181.3312 | 1784174.9101 | 2025949.7741 | 157544.0795 | 158804.4321 | 170526.2446 | 175832.4885 | 202166.2022 | 218324.0273 | 228544.9689 | 233438.888 | 238993.5789 | 241774.864
Res ¦ 90 AFUE Furnace Early Replcmnt. BA 60% AFUE | RET | R_Detached | Greater Toronto Area | Space Heating/Ventilation | Residential | NA | Furnace | 3 | 0.72898 | 0.77517 | 0.85082 | 0.89758 | 0.92396 | 0.89986 | 0.89381 | 0.89382 | 0.89384 | 0.89379 | 377.6093 | 409.5693 | 458.5322 | 493.4051 | 518.0661 | 514.6433 | 521.404 | 531.8376 | 542.4895 | 553.3103 | 518 | 528.36 | 538.9272 | 549.7057 | 560.6999 | 571.9139 | 583.3521 | 595.0192 | 606.9196 | 619.058 | -140.3907 | -118.7907 | -80.395 | -56.3006 | -42.6337 | -57.2705 | -61.9481 | -63.1815 | -64.4301 | -65.7477 | 32217923.6998 | 32056834.0813 | 31896549.9109 | 31737067.1614 | 31578381.8256 | 31420489.9164 | 31263387.4668 | 31107070.5295 | 30951535.1769 | 30796777.501 | 0 | 0 | 0 | 0 | 0 | 0 | 0 | 0 | 0 | 0 | 0 | 0 | 0 | 0 | 0 | 0 | 0 | 0 | 0 | 0 | 0 | 0 | 0 | 0 | 0 | 0 | 0 | 0 | 0 | 0
Res ¦ Above Grade Wall Insulation | RET | R_Detached | Greater Toronto Area | Space Heating/Ventilation | Residential | NA | Residential Households | 25 | 0.73171 | 0.7412 | 0.74876 | 0.75451 | 0.75824 | 0.75509 | 0.7544 | 0.75455 | 0.75469 | 0.75483 | 1170.7291 | 1209.6417 | 1246.4105 | 1281.1127 | 1313.1809 | 1333.8968 | 1359.3226 | 1386.7795 | 1414.7828 | 1443.3555 | 1600 | 1632 | 1664.64 | 1697.9328 | 1731.8915 | 1766.5293 | 1801.8599 | 1837.8971 | 1874.655 | 1912.1481 | -429.2709 | -422.3583 | -418.2295 | -416.8201 | -418.7105 | -432.6324 | -442.5373 | -451.1175 | -459.8722 | -468.7927 | 77992321.1057 | 77602359.5002 | 77214347.7027 | 76828275.9642 | 76444134.5843 | 76061913.9114 | 75681604.3419 | 75303196.3201 | 74926680.3385 | 74552046.9369 | 0 | 0 | 0 | 0 | 0 | 0 | 0 | 0 | 0 | 0 | 0 | 0 | 0 | 0 | 0 | 0 | 0 | 0 | 0 | 0 | 0 | 0 | 0 | 0 | 0 | 0 | 0 | 0 | 0 | 0
Res ¦ Air Sealing ¦ Retro | RET | R_Detached | Greater Toronto Area | Space Heating/Ventilation | Residential | NA | Residential Households | 1 | 2.4785 | 2.6439 | 2.7932 | 2.9527 | 3.4371 | 3.2579 | 3.1977 | 3.1983 | 3.1986 | 3.198 | 49.569 | 53.9359 | 58.1202 | 62.6696 | 74.4084 | 71.939 | 72.0221 | 73.4768 | 74.9544 | 76.4375 | 20 | 20.4 | 20.808 | 21.2242 | 21.6486 | 22.0816 | 22.5232 | 22.9737 | 23.4332 | 23.9019 | 29.569 | 33.5359 | 37.3122 | 41.4454 | 52.7598 | 49.8574 | 49.4988 | 50.5031 | 51.5212 | 52.5356 | 79704283.6733 | 79305762.2549 | 78909233.4437 | 78514687.2764 | 78122113.8401 | 77731503.2709 | 77342845.7545 | 76956131.5257 | 76571350.8681 | 76188494.1138 | 79704283.6733 | 79305762.2549 | 78909233.4437 | 78514687.2764 | 78122113.8401 | 77731503.2709 | 77342845.7545 | 76956131.5257 | 76571350.8681 | 76188494.1138 | 2632951.3069 | 5419041.9074 | 8348187.395 | 11406569.5827 | 14576624.3534 | 17837217.4524 | 21164026.6321 | 24530131.8171 | 27906794.737 | 31264388.2952 | 2632951.3069 | 2786090.6005 | 2929145.4876 | 3058382.1877 | 3170054.7707 | 3260593.0989 | 3326809.1797 | 3366105.185 | 3376662.9199 | 3357593.5582
Res ¦ Attic Insulation | RET | R_Detached | Greater Toronto Area | Space Heating/Ventilation | Residential | NA | Residential Households | 25 | 1.597 | 1.6176 | 1.6339 | 1.6464 | 1.6544 | 1.6476 | 1.6462 | 1.6465 | 1.6468 | 1.6472 | 926.2846 | 956.9532 | 985.948 | 1013.3297 | 1038.6547 | 1055.0965 | 1075.2302 | 1096.9598 | 1119.1224 | 1141.7365 | 580 | 591.6 | 603.432 | 615.5006 | 627.8107 | 640.3669 | 653.1742 | 666.2377 | 679.5624 | 693.1537 | 346.2846 | 365.3532 | 382.516 | 397.8291 | 410.844 | 414.7296 | 422.056 | 430.7221 | 439.56 | 448.5828 | 23989807.3306 | 23869858.294 | 23750509.0025 | 23631756.4575 | 23513597.6752 | 23396029.6868 | 23279049.5384 | 23162654.2907 | 23046841.0192 | 22931606.8141 | 23989807.3306 | 23869858.294 | 23750509.0025 | 23631756.4575 | 23513597.6752 | 23396029.6868 | 23279049.5384 | 23162654.2907 | 23046841.0192 | 22931606.8141 | 232558.2083 | 464277.3359 | 692735.0552 | 927790.8453 | 1165397.6099 | 1403752.6199 | 1641570.0723 | 1879551.7082 | 2117273.4165 | 2355224.435 | 232558.2083 | 231719.1276 | 228457.7193 | 235055.79 | 237606.7646 | 238355.01 | 237817.4525 | 237981.6359 | 237721.7083 | 237951.0185
Res ¦ Basement Insulation | RET | R_Detached | Greater Toronto Area | Space Heating/Ventilation | Residential | NA | Residential Households | 25 | 1.3565 | 1.3754 | 1.3904 | 1.4018 | 1.4091 | 1.4027 | 1.4012 | 1.4014 | 1.4015 | 1.4017 | 2243.6609 | 2320.401 | 2392.6271 | 2460.4912 | 2522.8131 | 2561.5821 | 2610.0035 | 2662.5227 | 2716.0754 | 2770.7007 | 1654 | 1687.08 | 1720.8216 | 1755.238 | 1790.3428 | 1826.1496 | 1862.6726 | 1899.9261 | 1937.9246 | 1976.6831 | 589.6609 | 633.321 | 671.8055 | 705.2532 | 732.4703 | 735.4324 | 747.3308 | 762.5966 | 778.1508 | 794.0176 | 117164030.5122 | 116578210.3596 | 115995319.3078 | 115415342.7113 | 114838265.9978 | 114264074.6678 | 113692754.2944 | 113124290.523 | 112558669.0703 | 111995875.725 | 117164030.5122 | 116578210.3596 | 115995319.3078 | 115415342.7113 | 114838265.9978 | 114264074.6678 | 113692754.2944 | 113124290.523 | 112558669.0703 | 111995875.725 | 868931.2731 | 1726613.4632 | 2561742.1752 | 3422255.4753 | 4288784.5278 | 5152979.1396 | 6009044.8317 | 6860696.9832 | 7706269.0489 | 8548445.3266 | 868931.2731 | 857682.1901 | 835128.712 | 860513.3001 | 866529.0525 | 864194.6118 | 856065.6921 | 851652.1515 | 845572.0657 | 842176.2777
Res ¦ Drain Water Heat Recovery ¦ Retro | RET | R_Detached | Greater Toronto Area | Water Heating | Residential | NA | DHW tank | 20 | 0.37748 | 0.3839 | 0.3887 | 0.39218 | 0.39422 | 0.39421 | 0.39362 | 0.39362 | 0.39362 | 0.39363 | 339.7312 | 352.4182 | 363.9615 | 374.564 | 384.0487 | 391.7119 | 398.9512 | 406.9309 | 415.068 | 423.3786 | 900 | 918 | 936.36 | 955.0872 | 974.1889 | 993.6727 | 1013.5462 | 1033.8171 | 1054.4934 | 1075.5833 | -560.2688 | -565.5818 | -572.3985 | -580.5232 | -590.1403 | -601.9608 | -614.5949 | -626.8862 | -639.4254 | -652.2047 | 72365288.9198 | 72003462.4752 | 71643445.1629 | 71285227.937 | 70928801.7974 | 70574157.7884 | 70221286.9994 | 69870180.5644 | 69520829.6616 | 69173225.5133 | 0 | 0 | 0 | 0 | 0 | 0 | 0 | 0 | 0 | 0 | 0 | 0 | 0 | 0 | 0 | 0 | 0 | 0 | 0 | 0 | 0 | 0 | 0 | 0 | 0 | 0 | 0 | 0 | 0 | 0
Res ¦ HVAC Zone Control | RET | R_Detached | Greater Toronto Area | Space Heating/Ventilation | Residential | NA | Residence | 20 | 0.71458 | 0.72335 | 0.73037 | 0.73575 | 0.7393 | 0.7366 | 0.73613 | 0.73643 | 0.73673 | 0.73704 | 714.5787 | 737.8196 | 759.8742 | 780.7868 | 800.2387 | 813.2673 | 828.9971 | 845.922 | 863.1928 | 880.8288 | 1000 | 1020 | 1040.4 | 1061.208 | 1082.4322 | 1104.0808 | 1126.1624 | 1148.6857 | 1171.6594 | 1195.0926 | -285.4213 | -282.1804 | -280.5258 | -280.4212 | -282.1934 | -290.8135 | -297.1653 | -302.7637 | -308.4666 | -314.2638 | 59757104.629 | 59458319.1059 | 59161027.5103 | 58865222.3728 | 58570896.2609 | 58278041.7796 | 57986651.5707 | 57696718.3129 | 57408234.7213 | 57121193.5477 | 0 | 0 | 0 | 0 | 0 | 0 | 0 | 0 | 0 | 0 | 0 | 0 | 0 | 0 | 0 | 0 | 0 | 0 | 0 | 0 | 0 | 0 | 0 | 0 | 0 | 0 | 0 | 0 | 0 | 0
Res ¦ Insulating Pool Covers ¦Retro | RET | R_Detached | Greater Toronto Area | Appliances/Other | Residential | NA | Pool | 10 | 0.69261 | 0.71239 | 0.72709 | 0.73772 | 0.74407 | 0.74386 | 0.74207 | 0.74207 | 0.74208 | 0.74206 | 831.1313 | 871.9626 | 907.7563 | 939.4537 | 966.4916 | 985.5425 | 1002.8359 | 1022.8899 | 1043.3587 | 1064.2027 | 1200 | 1224 | 1248.48 | 1273.4496 | 1298.9186 | 1324.897 | 1351.3949 | 1378.4228 | 1405.9913 | 1434.1111 | -368.8687 | -352.0374 | -340.7237 | -333.9959 | -332.427 | -339.3545 | -348.559 | -355.5329 | -362.6325 | -369.9084 | 6595867.204 | 6562887.868 | 6530073.4286 | 6497423.0615 | 6464935.9462 | 6432611.2664 | 6400448.2101 | 6368445.9691 | 6336603.7392 | 6304920.7205 | 0 | 0 | 0 | 0 | 0 | 0 | 0 | 0 | 0 | 0 | 0 | 0 | 0 | 0 | 0 | 0 | 0 | 0 | 0 | 0 | 0 | 0 | 0 | 0 | 0 | 0 | 0 | 0 | 0 | 0
Res ¦ Low Flow Showerhead ¦ Retro | RET | R_Detached | Greater Toronto Area | Water Heating | Residential | NA | Showers | 10 | 28.9127 | 29.0748 | 29.2032 | 29.304 | 29.3752 | 29.4008 | 29.4165 | 29.4509 | 29.4904 | 29.5339 | 484.5775 | 497.0402 | 509.2197 | 521.1966 | 532.912 | 544.0445 | 555.2211 | 566.9882 | 579.1037 | 591.5571 | 16.76 | 17.0952 | 17.4371 | 17.7858 | 18.1416 | 18.5044 | 18.8745 | 19.252 | 19.637 | 20.0298 | 467.8175 | 479.945 | 491.7826 | 503.4108 | 514.7704 | 525.5401 | 536.3466 | 547.7362 | 559.4666 | 571.5273 | 10164322.5484 | 10113500.9357 | 10062933.431 | 10012618.7639 | 9962555.67 | 9912742.8917 | 9863179.1772 | 9813863.2814 | 9764793.9649 | 9715969.9951 | 10164322.5484 | 10113500.9357 | 10062933.431 | 10012618.7639 | 9962555.67 | 9912742.8917 | 9863179.1772 | 9813863.2814 | 9764793.9649 | 9715969.9951 | 335768.2311 | 691065.6154 | 1064606.1349 | 1454627.6193 | 1858890.1972 | 2274698.7138 | 2698951.4641 | 3128215.4541 | 3558825.8237 | 3987004.365 | 335768.2311 | 355297.3844 | 373540.5195 | 390021.4844 | 404262.5779 | 415808.5165 | 424252.7503 | 429263.99 | 430610.3696 | 428178.5412
Res ¦ Programmable Thermostat - RET | RET | R_Detached | Greater Toronto Area | Space Heating/Ventilation | Residential | NA | Thermostat | 15 | 2.7876 | 2.8233 | 2.8518 | 2.8739 | 2.8887 | 2.8782 | 2.8768 | 2.8787 | 2.8805 | 2.8824 | 836.2769 | 863.9156 | 890.1159 | 914.9534 | 938.0384 | 953.3224 | 971.9276 | 992.001 | 1012.489 | 1033.4155 | 300 | 306 | 312.12 | 318.3624 | 324.7296 | 331.2242 | 337.8487 | 344.6057 | 351.4978 | 358.5278 | 536.2769 | 557.9156 | 577.9959 | 596.591 | 613.3088 | 622.0981 | 634.0789 | 647.3953 | 660.9912 | 674.8877 | 50710161.8371 | 50456611.0279 | 50204327.9727 | 49953306.3329 | 49703539.8012 | 49455022.1022 | 49207746.9917 | 48961708.2567 | 48716899.7155 | 48473315.2169 | 50710161.8371 | 50456611.0279 | 50204327.9727 | 49953306.3329 | 49703539.8012 | 49455022.1022 | 49207746.9917 | 48961708.2567 | 48716899.7155 | 48473315.2169 | 1190075.5975 | 2420898.3824 | 3686703.8968 | 4997073.1485 | 6343564.7319 | 7719856.9235 | 9119765.9543 | 10539421.0302 | 11973108.1906 | 13416127.6816 | 1190075.5975 | 1230822.7849 | 1265805.5145 | 1310369.2517 | 1346491.5835 | 1376292.1915 | 1399909.0309 | 1419655.0759 | 1433687.1603 | 1443019.4911
Res ¦ Solar Pool Heater ¦ Retro | RET | R_Detached | Greater Toronto Area | Appliances/Other | Residential | NA | Pool Heater | 20 | 2.3317 | 2.3726 | 2.4029 | 2.4249 | 2.438 | 2.4375 | 2.4337 | 2.4337 | 2.4336 | 2.4336 | 3381.0003 | 3509.0248 | 3625.0336 | 3731.3323 | 3826.4629 | 3902.2044 | 3974.0944 | 4053.4889 | 4134.5043 | 4217.0738 | 1450 | 1479 | 1508.58 | 1538.7516 | 1569.5266 | 1600.9172 | 1632.9355 | 1665.5942 | 1698.9061 | 1732.8842 | 1931.0003 | 2030.0248 | 2116.4536 | 2192.5807 | 2256.9363 | 2301.2873 | 2341.1589 | 2387.8947 | 2435.5982 | 2484.1896 | 31801502.5906 | 31642495.0777 | 31484282.6023 | 31326861.1893 | 31170226.8833 | 31014375.7489 | 30859303.8702 | 30705007.3508 | 30551482.3141 | 30398724.9025 | 31801502.5906 | 31642495.0777 | 31484282.6023 | 31326861.1893 | 31170226.8833 | 31014375.7489 | 30859303.8702 | 30705007.3508 | 30551482.3141 | 30398724.9025 | 683244.6384 | 1380747.8347 | 2086396.7693 | 2815751.1566 | 3560221.2402 | 4314653.9011 | 5074521.0995 | 5839000.3102 | 6605090.7838 | 7371624.9889 | 683244.6384 | 697503.1963 | 705648.9346 | 729354.3873 | 744470.0836 | 754432.6609 | 759867.1984 | 764479.2107 | 766090.4736 | 766534.2051
Res ¦ Behavioural Mailed Reports | ROB | R_Detached | Greater Toronto Area | Cross Cutting/Behavioural | Residential | NA | Residential Households | 3 | 1.418 | 1.5078 | 1.6497 | 1.7391 | 1.7896 | 1.7471 | 1.7352 | 1.7352 | 1.7353 | 1.7354 | 10.9899 | 11.9188 | 13.3019 | 14.3033 | 15.0124 | 14.9493 | 15.1448 | 15.4475 | 15.7571 | 16.0734 | 7.75 | 7.905 | 8.0631 | 8.2244 | 8.3888 | 8.5566 | 8.7278 | 8.9023 | 9.0804 | 9.262 | 3.2399 | 4.0138 | 5.2388 | 6.079 | 6.6235 | 6.3927 | 6.417 | 6.5452 | 6.6768 | 6.8114 | 15459591.4625 | 15382293.5052 | 15305382.0376 | 15228855.1275 | 15152710.8518 | 15076947.2976 | 15001562.5611 | 14926554.7483 | 14851921.9745 | 14777662.3647 | 15459591.4625 | 15382293.5052 | 15305382.0376 | 15228855.1275 | 15152710.8518 | 15076947.2976 | 15001562.5611 | 14926554.7483 | 14851921.9745 | 14777662.3647 | 2587021.501 | 4440693.9032 | 5838709.1776 | 6950683.0202 | 7879428.0016 | 8686722.9259 | 9409273.9609 | 10068569.0248 | 10676958.0695 | 11241404.6264 | 2587021.501 | 1853672.4022 | 1398015.2744 | 1111973.8426 | 928744.9813 | 807294.9243 | 722551.0349 | 659295.0639 | 608389.0448 | 564446.5568
Res ¦ Combination Space Water Heating | ROB | R_Detached | Greater Toronto Area | Water Heating | Residential | Res¦Water Heater | Residence | 20 | 2.6772 | 2.689 | 2.6985 | 2.7062 | 2.7119 | 2.7145 | 2.7162 | 2.719 | 2.7218 | 2.7248 | 1820.4984 | 1865.1199 | 1909.1392 | 1952.8393 | 1996.0701 | 2037.9941 | 2080.0704 | 2123.8276 | 2168.5586 | 2214.3586 | 680 | 693.6 | 707.472 | 721.6214 | 736.0539 | 750.7749 | 765.7904 | 781.1063 | 796.7284 | 812.6629 | 1140.4984 | 1171.5199 | 1201.6672 | 1231.2179 | 1260.0162 | 1287.2191 | 1314.2799 | 1342.7213 | 1371.8303 | 1401.6956 | 17726043.5601 | 17637413.3423 | 17549226.2756 | 17461480.1442 | 17374172.7435 | 17287301.8798 | 17200865.3704 | 17114861.0436 | 17029286.7383 | 16944140.3046 | 17726043.5601 | 17637413.3423 | 17549226.2756 | 17461480.1442 | 17374172.7435 | 17287301.8798 | 17200865.3704 | 17114861.0436 | 17029286.7383 | 16944140.3046 | 523690.919 | 1024312.5417 | 1502729.4204 | 1963615.8624 | 2406903.7406 | 2833270.3047 | 3243540.7261 | 3639105.8096 | 4020925.7414 | 4390172.666 | 523690.919 | 500621.6227 | 478416.8788 | 460886.4419 | 443287.8783 | 426366.5641 | 410270.4215 | 395565.0834 | 381819.9319 | 369246.9245
Res ¦ HE Condensing Furnace | ROB | R_Detached | Greater Toronto Area | Space Heating/Ventilation | Residential | NA | Furnace | 18 | 0.22426 | 0.22845 | 0.23178 | 0.23429 | 0.23589 | 0.23443 | 0.23406 | 0.23407 | 0.23406 | 0.23406 | 396.2754 | 411.7523 | 426.0945 | 439.3335 | 451.1862 | 457.3564 | 465.7673 | 475.0893 | 484.5893 | 494.2744 | 1767 | 1802.34 | 1838.3868 | 1875.1545 | 1912.6576 | 1950.9108 | 1989.929 | 2029.7276 | 2070.3221 | 2111.7286 | -1370.7246 | -1390.5877 | -1412.2923 | -1435.8211 | -1461.4714 | -1493.5544 | -1524.1617 | -1554.6383 | -1585.7328 | -1617.4542 | 60874231.088 | 60569859.9326 | 60267010.6329 | 59965675.5797 | 59665847.2018 | 59367517.9658 | 59070680.376 | 58775326.9741 | 58481450.3392 | 58189043.0875 | 0 | 0 | 0 | 0 | 0 | 0 | 0 | 0 | 0 | 0 | 0 | 0 | 0 | 0 | 0 | 0 | 0 | 0 | 0 | 0 | 0 | 0 | 0 | 0 | 0 | 0 | 0 | 0 | 0 | 0
Res ¦ HE Storage Water Heating | ROB | R_Detached | Greater Toronto Area | Water Heating | Residential | Res¦Water Heater | Water heater | 16 | 0.33577 | 0.34238 | 0.34733 | 0.35092 | 0.35302 | 0.35301 | 0.3524 | 0.3524 | 0.3524 | 0.3524 | 181.3135 | 188.5842 | 195.1372 | 201.0942 | 206.3476 | 210.4644 | 214.3046 | 218.5908 | 222.961 | 227.4234 | 540 | 550.8 | 561.816 | 573.0523 | 584.5134 | 596.2036 | 608.1277 | 620.2903 | 632.6961 | 645.35 | -358.6865 | -362.2158 | -366.6788 | -371.9581 | -378.1658 | -385.7393 | -393.8232 | -401.6995 | -409.7351 | -417.9265 | 42932226.0694 | 42717564.9391 | 42503977.1144 | 42291457.2288 | 42079999.9426 | 41869599.9429 | 41660251.9432 | 41451950.6835 | 41244690.9301 | 41038467.4754 | 0 | 0 | 0 | 0 | 0 | 0 | 0 | 0 | 0 | 0 | 0 | 0 | 0 | 0 | 0 | 0 | 0 | 0 | 0 | 0 | 0 | 0 | 0 | 0 | 0 | 0 | 0 | 0 | 0 | 0
Res ¦ Tankless Water Heater | ROB | R_Detached | Greater Toronto Area | Water Heating | Residential | Res¦Water Heater | DHW tank | 18 | 0.54447 | 0.55437 | 0.56178 | 0.56715 | 0.5703 | 0.57028 | 0.56937 | 0.56937 | 0.56936 | 0.56937 | 408.3517 | 424.0931 | 438.3556 | 451.397 | 462.9848 | 472.2225 | 480.9035 | 490.5208 | 500.3261 | 510.3413 | 750 | 765 | 780.3 | 795.906 | 811.8241 | 828.0606 | 844.6218 | 861.5143 | 878.7445 | 896.3194 | -341.6483 | -340.9069 | -341.9444 | -344.509 | -348.8393 | -355.8381 | -363.7183 | -370.9934 | -378.4184 | -385.9782 | 89258800.9056 | 88812506.9011 | 88368444.3666 | 87926602.1448 | 87486969.1341 | 87049534.2884 | 86614286.6169 | 86181215.1839 | 85750309.1079 | 85321557.5624 | 0 | 0 | 0 | 0 | 0 | 0 | 0 | 0 | 0 | 0 | 0 | 0 | 0 | 0 | 0 | 0 | 0 | 0 | 0 | 0 | 0 | 0 | 0 | 0 | 0 | 0 | 0 | 0 | 0 | 0
Res ¦ Triple Glazed Low-E Argon Windows ¦ ROB | ROB | R_Detached | Greater Toronto Area | Space Heating/Ventilation | Residential | NA | Residential Households | 30 | 0.5635 | 0.5751 | 0.58423 | 0.59108 | 0.59531 | 0.59087 | 0.58953 | 0.58922 | 0.5889 | 0.58855 | 850.8796 | 885.7646 | 917.8338 | 947.1531 | 973.0204 | 985.0834 | 1002.4995 | 1022.015 | 1041.8783 | 1062.0877 | 1510 | 1540.2 | 1571.004 | 1602.4241 | 1634.4726 | 1667.162 | 1700.5053 | 1734.5154 | 1769.2057 | 1804.5898 | -659.1204 | -654.4354 | -653.1702 | -655.271 | -661.4522 | -682.0786 | -698.0057 | -712.5003 | -727.3273 | -742.5021 | 177427308.002 | 176540171.462 | 175657470.6047 | 174779183.2517 | 173905287.3354 | 173035760.8988 | 172170582.0943 | 171309729.1838 | 170453180.5379 | 169600914.6352 | 0 | 0 | 0 | 0 | 0 | 0 | 0 | 0 | 0 | 0 | 0 | 0 | 0 | 0 | 0 | 0 | 0 | 0 | 0 | 0 | 0 | 0 | 0 | 0 | 0 | 0 | 0 | 0 | 0 | 0
LI ¦ Behavioural Mailed Reports | NEW | R_Low Income Detached | Greater Toronto Area | Cross Cutting/Behavioural | Low Income | NA | Residential Households | 3 | 1.418 | 1.5078 | 1.6497 | 1.7391 | 1.7896 | 1.7471 | 1.7352 | 1.7352 | 1.7353 | 1.7354 | 10.9899 | 11.9188 | 13.3019 | 14.3033 | 15.0124 | 14.9493 | 15.1448 | 15.4475 | 15.7571 | 16.0734 | 7.75 | 7.905 | 8.0631 | 8.2244 | 8.3888 | 8.5566 | 8.7278 | 8.9023 | 9.0804 | 9.262 | 3.2399 | 4.0138 | 5.2388 | 6.079 | 6.6235 | 6.3927 | 6.417 | 6.5452 | 6.6768 | 6.8114 | 46399.8875 | 93170.9741 | 140319.2453 | 187850.7589 | 235771.6453 | 284088.1091 | 332806.4297 | 381932.9627 | 431474.1403 | 481436.473 | 46399.8875 | 93170.9741 | 140319.2453 | 187850.7589 | 235771.6453 | 284088.1091 | 332806.4297 | 381932.9627 | 431474.1403 | 481436.473 | 37119.91 | 74536.7792 | 112701.7698 | 151804.5873 | 191942.8191 | 233153.2866 | 275435.2758 | 318766.2504 | 363111.9648 | 408432.7793 | 37119.91 | 37416.8693 | 38164.9906 | 39102.8175 | 40138.2318 | 41210.4676 | 42281.9891 | 43330.9746 | 44345.7143 | 45320.8146
LI ¦ Combination Space Water Heating | NEW | R_Low Income Detached | Greater Toronto Area | Water Heating | Low Income | LI ¦Water Heater | Residence | 20 | 2.6772 | 2.689 | 2.6985 | 2.7062 | 2.7119 | 2.7145 | 2.7162 | 2.719 | 2.7218 | 2.7248 | 1820.4984 | 1865.1199 | 1909.1392 | 1952.8393 | 1996.0701 | 2037.9941 | 2080.0704 | 2123.8276 | 2168.5586 | 2214.3586 | 680 | 693.6 | 707.472 | 721.6214 | 736.0539 | 750.7749 | 765.7904 | 781.1063 | 796.7284 | 812.6629 | 1140.4984 | 1171.5199 | 1201.6672 | 1231.2179 | 1260.0162 | 1287.2191 | 1314.2799 | 1342.7213 | 1371.8303 | 1401.6956 | 53202.3391 | 106830.2968 | 160890.7364 | 215390.6035 | 270336.9274 | 325736.8222 | 381597.4882 | 437926.2123 | 494730.3701 | 552017.4264 | 53202.3391 | 106830.2968 | 160890.7364 | 215390.6035 | 270336.9274 | 325736.8222 | 381597.4882 | 437926.2123 | 494730.3701 | 552017.4264 | 53202.3391 | 106830.2968 | 160890.7364 | 215390.6035 | 270336.9274 | 325736.8222 | 381597.4882 | 437926.2123 | 494730.3701 | 552017.4264 | 53202.3391 | 53627.9578 | 54060.4396 | 54499.8671 | 54946.3239 | 55399.8949 | 55860.6659 | 56328.7242 | 56804.1578 | 57287.0563
LI ¦ Drain Water Heat Recovery ¦ New | NEW | R_Low Income Detached | Greater Toronto Area | Water Heating | Low Income | NA | DHW tank | 20 | 0.48533 | 0.49358 | 0.49975 | 0.50423 | 0.50686 | 0.50684 | 0.50608 | 0.50608 | 0.50608 | 0.50609 | 339.7312 | 352.4182 | 363.9615 | 374.564 | 384.0487 | 391.7119 | 398.9512 | 406.9309 | 415.068 | 423.3786 | 700 | 714 | 728.28 | 742.8456 | 757.7025 | 772.8566 | 788.3137 | 804.08 | 820.1616 | 836.5648 | -360.2688 | -361.5818 | -364.3185 | -368.2816 | -373.6538 | -381.1447 | -389.3625 | -397.149 | -405.0935 | -413.1862 | 217194.6957 | 436126.9489 | 656824.7779 | 879316.5377 | 1103630.9252 | 1329796.9834 | 1557844.106 | 1787802.0425 | 2019700.9023 | 2253571.1601 | 0 | 0 | 0 | 0 | 0 | 0 | 0 | 0 | 0 | 0 | 0 | 0 | 0 | 0 | 0 | 0 | 0 | 0 | 0 | 0 | 0 | 0 | 0 | 0 | 0 | 0 | 0 | 0 | 0 | 0
LI ¦ Energy Star Home ¦ New | NEW | R_Low Income Detached | Greater Toronto Area | Space Heating/Ventilation | Low Income | NA | Residential Households | 25 | 1.8786 | 1.8975 | 1.9126 | 1.9242 | 1.9319 | 1.9264 | 1.9255 | 1.9264 | 1.9272 | 1.9281 | 6011.5144 | 6193.3002 | 6367.453 | 6534.3348 | 6691.8073 | 6805.9401 | 6939.0456 | 7080.8741 | 7225.6205 | 7373.4446 | 3200 | 3264 | 3329.28 | 3395.8656 | 3463.7829 | 3533.0586 | 3603.7197 | 3675.7941 | 3749.31 | 3824.2962 | 2811.5144 | 2929.3002 | 3038.173 | 3138.4692 | 3228.0244 | 3272.8815 | 3335.3259 | 3405.08 | 3476.3105 | 3549.1484 | 0 | 0 | 0 | 0 | 0 | 0 | 0 | 0 | 0 | 0 | 0 | 0 | 0 | 0 | 0 | 0 | 0 | 0 | 0 | 0 | 0 | 0 | 0 | 0 | 0 | 0 | 0 | 0 | 0 | 0 | 0 | 0 | 0 | 0 | 0 | 0 | 0 | 0 | 0 | 0
LI ¦ HE Storage Water Heating | NEW | R_Low Income Detached | Greater Toronto Area | Water Heating | Low Income | LI ¦Water Heater | Water heater | 16 | 0.33577 | 0.34238 | 0.34733 | 0.35092 | 0.35302 | 0.35301 | 0.3524 | 0.3524 | 0.3524 | 0.3524 | 181.3135 | 188.5842 | 195.1372 | 201.0942 | 206.3476 | 210.4644 | 214.3046 | 218.5908 | 222.961 | 227.4234 | 540 | 550.8 | 561.816 | 573.0523 | 584.5134 | 596.2036 | 608.1277 | 620.2903 | 632.6961 | 645.35 | -358.6865 | -362.2158 | -366.6788 | -371.9581 | -378.1658 | -385.7393 | -393.8232 | -401.6995 | -409.7351 | -417.9265 | 128855.3105 | 258741.4636 | 389675.0814 | 521672.9864 | 654752.2035 | 788929.9631 | 924223.7037 | 1060651.0746 | 1198229.939 | 1336978.3767 | 0 | 0 | 0 | 0 | 0 | 0 | 0 | 0 | 0 | 0 | 0 | 0 | 0 | 0 | 0 | 0 | 0 | 0 | 0 | 0 | 0 | 0 | 0 | 0 | 0 | 0 | 0 | 0 | 0 | 0
LI ¦ Low Flow Showerhead ¦ New | NEW | R_Low Income Detached | Greater Toronto Area | Water Heating | Low Income | NA | Showers | 10 | 30.0259 | 30.1976 | 30.3333 | 30.4398 | 30.5146 | 30.5411 | 30.5569 | 30.5925 | 30.6333 | 30.6783 | 503.2341 | 516.2335 | 528.9258 | 541.3968 | 553.5832 | 565.1448 | 576.7461 | 588.9659 | 601.5469 | 614.4783 | 16.76 | 17.0952 | 17.4371 | 17.7858 | 18.1416 | 18.5044 | 18.8745 | 19.252 | 19.637 | 20.0298 | 486.4741 | 499.1383 | 511.4887 | 523.6109 | 535.4417 | 546.6404 | 557.8717 | 569.7139 | 581.9098 | 594.4485 | 70737.7561 | 142041.4143 | 213920.0998 | 286383.0473 | 359439.6033 | 433099.2266 | 507371.4905 | 582266.084 | 657792.8133 | 733961.6038 | 70737.7561 | 142041.4143 | 213920.0998 | 286383.0473 | 359439.6033 | 433099.2266 | 507371.4905 | 582266.084 | 657792.8133 | 733961.6038 | 56590.2049 | 113633.1315 | 172866.9186 | 234117.0053 | 297232.8148 | 362081.9024 | 428547.5002 | 496526.7467 | 565929.2032 | 636675.5877 | 56590.2049 | 57042.9266 | 59233.7871 | 61250.0867 | 63115.8096 | 64849.0876 | 66465.5978 | 67979.2465 | 69402.4565 | 70746.3845
LI ¦ Programmable Thermostat - NEW | NEW | R_Low Income Detached | Greater Toronto Area | Space Heating/Ventilation | Low Income | NA | Thermostat | 15 | 3.4919 | 3.5272 | 3.5557 | 3.578 | 3.5933 | 3.5842 | 3.5841 | 3.5871 | 3.5901 | 3.5933 | 698.3894 | 719.5506 | 739.8666 | 759.3982 | 777.8997 | 791.4526 | 807.2453 | 824.0865 | 841.2846 | 858.8612 | 200 | 204 | 208.08 | 212.2416 | 216.4864 | 220.8162 | 225.2325 | 229.7371 | 234.3319 | 239.0185 | 498.3894 | 515.5506 | 531.7866 | 547.1566 | 561.4132 | 570.6364 | 582.0128 | 594.3493 | 606.9527 | 619.8427 | 143533.0217 | 288214.3075 | 434062.3733 | 581095.9575 | 729334.0245 | 878795.7672 | 1029500.6106 | 1181468.2144 | 1334718.4767 | 1489271.5364 | 143533.0217 | 288214.3075 | 434062.3733 | 581095.9575 | 729334.0245 | 878795.7672 | 1029500.6106 | 1181468.2144 | 1334718.4767 | 1489271.5364 | 114826.4173 | 230571.446 | 350767.754 | 475059.8196 | 603144.0857 | 734753.3662 | 869651.4904 | 1007629.8058 | 1148504.3433 | 1292113.3403 | 114826.4173 | 115745.0287 | 120196.308 | 124292.0656 | 128084.2661 | 131609.2805 | 134898.1242 | 137978.3155 | 140874.5374 | 143608.997
LI ¦ Tankless Water Heater | NEW | R_Low Income Detached | Greater Toronto Area | Water Heating | Low Income | LI ¦Water Heater | DHW tank | 18 | 0.54447 | 0.55437 | 0.56178 | 0.56715 | 0.5703 | 0.57028 | 0.56937 | 0.56937 | 0.56936 | 0.56937 | 408.3517 | 424.0931 | 438.3556 | 451.397 | 462.9848 | 472.2225 | 480.9035 | 490.5208 | 500.3261 | 510.3413 | 750 | 765 | 780.3 | 795.906 | 811.8241 | 828.0606 | 844.6218 | 861.5143 | 878.7445 | 896.3194 | -341.6483 | -340.9069 | -341.9444 | -344.509 | -348.8393 | -355.8381 | -363.7183 | -370.9934 | -378.4184 | -385.9782 | 267898.303 | 537939.7925 | 810159.0273 | 1084590.982 | 1361271.0527 | 1640235.0624 | 1921519.2667 | 2205160.36 | 2491195.4808 | 2779662.218 | 0 | 0 | 0 | 0 | 0 | 0 | 0 | 0 | 0 | 0 | 0 | 0 | 0 | 0 | 0 | 0 | 0 | 0 | 0 | 0 | 0 | 0 | 0 | 0 | 0 | 0 | 0 | 0 | 0 | 0
LI ¦ Triple Glazed Low-E Argon Windows ¦ New | NEW | R_Low Income Detached | Greater Toronto Area | Space Heating/Ventilation | Low Income | NA | Residential Households | 30 | 1.7076 | 1.7427 | 1.7704 | 1.7911 | 1.804 | 1.7905 | 1.7865 | 1.7855 | 1.7845 | 1.7835 | 850.8796 | 885.7646 | 917.8338 | 947.1531 | 973.0204 | 985.0834 | 1002.4995 | 1022.015 | 1041.8783 | 1062.0877 | 498.3 | 508.266 | 518.4313 | 528.7999 | 539.3759 | 550.1635 | 561.1667 | 572.3901 | 583.8379 | 595.5146 | 352.5796 | 377.4986 | 399.4025 | 418.3532 | 433.6444 | 434.9199 | 441.3328 | 449.625 | 458.0405 | 466.5731 | 532524.2356 | 1069308.6651 | 1610421.9842 | 2155933.7148 | 2705914.2167 | 3260434.6984 | 3819567.2283 | 4383384.7467 | 4951961.0771 | 5525370.9381 | 532524.2356 | 1069308.6651 | 1610421.9842 | 2155933.7148 | 2705914.2167 | 3260434.6984 | 3819567.2283 | 4383384.7467 | 4951961.0771 | 5525370.9381 | 179993.1916 | 361426.3288 | 574955.5589 | 818461.5087 | 1090390.7612 | 1389326.3865 | 1713916.5457 | 2062858.1256 | 2434894.5519 | 2828864.1475 | 179993.1916 | 181433.1372 | 213529.2301 | 243505.9498 | 271929.2525 | 298935.6252 | 324590.1592 | 348941.5799 | 372036.4263 | 393969.5957
LI ¦ 90 AFUE Furnace Early Replcmnt. BA 60% AFUE | RET | R_Low Income Detached | Greater Toronto Area | Space Heating/Ventilation | Low Income | NA | Furnace | 3 | 0.72898 | 0.77517 | 0.85082 | 0.89758 | 0.92396 | 0.89986 | 0.89381 | 0.89382 | 0.89384 | 0.89379 | 377.6093 | 409.5693 | 458.5322 | 493.4051 | 518.0661 | 514.6433 | 521.404 | 531.8376 | 542.4895 | 553.3103 | 518 | 528.36 | 538.9272 | 549.7057 | 560.6999 | 571.9139 | 583.3521 | 595.0192 | 606.9196 | 619.058 | -140.3907 | -118.7907 | -80.395 | -56.3006 | -42.6337 | -57.2705 | -61.9481 | -63.1815 | -64.4301 | -65.7477 | 5345237.8949 | 5318511.7055 | 5291919.1469 | 5265459.5512 | 5239132.2534 | 5212936.5922 | 5186871.9092 | 5160937.5497 | 5135132.8619 | 5109457.1976 | 5345237.8949 | 5318511.7055 | 5291919.1469 | 5265459.5512 | 5239132.2534 | 5212936.5922 | 5186871.9092 | 5160937.5497 | 5135132.8619 | 5109457.1976 | 160619.0535 | 331107.5214 | 511013.0278 | 699667.4178 | 896178.8755 | 1099433.4743 | 1308107.7263 | 1520692.991 | 1735531.6483 | 1950863.8165 | 160619.0535 | 170488.4679 | 179905.5063 | 188654.39 | 196511.4577 | 203254.5988 | 208674.252 | 212585.2647 | 214838.6572 | 215332.1683
LI ¦ Above Grade Wall Insulation | RET | R_Low Income Detached | Greater Toronto Area | Space Heating/Ventilation | Low Income | NA | Residential Households | 25 | 0.73171 | 0.7412 | 0.74876 | 0.75451 | 0.75824 | 0.75509 | 0.7544 | 0.75455 | 0.75469 | 0.75483 | 1170.7291 | 1209.6417 | 1246.4105 | 1281.1127 | 1313.1809 | 1333.8968 | 1359.3226 | 1386.7795 | 1414.7828 | 1443.3555 | 1600 | 1632 | 1664.64 | 1697.9328 | 1731.8915 | 1766.5293 | 1801.8599 | 1837.8971 | 1874.655 | 1912.1481 | -429.2709 | -422.3583 | -418.2295 | -416.8201 | -418.7105 | -432.6324 | -442.5373 | -451.1175 | -459.8722 | -468.7927 | 12939614.4262 | 12874916.3541 | 12810541.7723 | 12746489.0634 | 12682756.6181 | 12619342.835 | 12556246.1208 | 12493464.8902 | 12430997.5658 | 12368842.578 | 12939614.4262 | 12874916.3541 | 12810541.7723 | 12746489.0634 | 12682756.6181 | 12619342.835 | 12556246.1208 | 12493464.8902 | 12430997.5658 | 12368842.578 | 290408.3932 | 574576.9296 | 850045.6468 | 1119751.0898 | 1380168.2062 | 1630099.6884 | 1870980.7956 | 2102236.3366 | 2322844.8349 | 2532517.871 | 290408.3932 | 284168.5364 | 275468.7172 | 269705.443 | 260417.1164 | 249931.4822 | 240881.1072 | 231255.541 | 220608.4983 | 209673.0362
LI ¦ Air Sealing ¦ Retro | RET | R_Low Income Detached | Greater Toronto Area | Space Heating/Ventilation | Low Income | NA | Residential Households | 1 | 2.4785 | 2.6439 | 2.7932 | 2.9527 | 3.4371 | 3.2579 | 3.1977 | 3.1983 | 3.1986 | 3.198 | 49.569 | 53.9359 | 58.1202 | 62.6696 | 74.4084 | 71.939 | 72.0221 | 73.4768 | 74.9544 | 76.4375 | 20 | 20.4 | 20.808 | 21.2242 | 21.6486 | 22.0816 | 22.5232 | 22.9737 | 23.4332 | 23.9019 | 29.569 | 33.5359 | 37.3122 | 41.4454 | 52.7598 | 49.8574 | 49.4988 | 50.5031 | 51.5212 | 52.5356 | 13223644.1258 | 13157525.9052 | 13091738.2757 | 13026279.5843 | 12961148.1864 | 12896342.4454 | 12831860.7332 | 12767701.4295 | 12703862.9224 | 12640343.6078 | 13223644.1258 | 13157525.9052 | 13091738.2757 | 13026279.5843 | 12961148.1864 | 12896342.4454 | 12831860.7332 | 12767701.4295 | 12703862.9224 | 12640343.6078 | 397357.2823 | 819130.62 | 1264200.8748 | 1730915.0914 | 2217066.9961 | 2719900.8333 | 3236142.4114 | 3762059.4879 | 4293551.2576 | 4826263.9296 | 397357.2823 | 421773.3376 | 445070.2548 | 466714.2166 | 486151.9047 | 502833.8373 | 516241.5781 | 525917.0765 | 531491.7696 | 532712.6721
LI ¦ Attic Insulation | RET | R_Low Income Detached | Greater Toronto Area | Space Heating/Ventilation | Low Income | NA | Residential Households | 25 | 1.597 | 1.6176 | 1.6339 | 1.6464 | 1.6544 | 1.6476 | 1.6462 | 1.6465 | 1.6468 | 1.6472 | 926.2846 | 956.9532 | 985.948 | 1013.3297 | 1038.6547 | 1055.0965 | 1075.2302 | 1096.9598 | 1119.1224 | 1141.7365 | 580 | 591.6 | 603.432 | 615.5006 | 627.8107 | 640.3669 | 653.1742 | 666.2377 | 679.5624 | 693.1537 | 346.2846 | 365.3532 | 382.516 | 397.8291 | 410.844 | 414.7296 | 422.056 | 430.7221 | 439.56 | 448.5828 | 3980120.7685 | 3960220.1647 | 3940419.0638 | 3920716.9685 | 3901113.3837 | 3881607.8168 | 3862199.7777 | 3842888.7788 | 3823674.3349 | 3804555.9632 | 3980120.7685 | 3960220.1647 | 3940419.0638 | 3920716.9685 | 3901113.3837 | 3881607.8168 | 3862199.7777 | 3842888.7788 | 3823674.3349 | 3804555.9632 | 119598.649 | 246546.1685 | 380505.7146 | 520979.7722 | 667304.2856 | 818649.8133 | 974030.8722 | 1132324.1126 | 1292295.253 | 1452633.8669 | 119598.649 | 126947.5195 | 133959.5461 | 140474.0576 | 146324.5134 | 151345.5277 | 155381.0589 | 158293.2404 | 159971.1404 | 160338.6139
LI ¦ Basement Insulation | RET | R_Low Income Detached | Greater Toronto Area | Space Heating/Ventilation | Low Income | NA | Residential Households | 25 | 1.3565 | 1.3754 | 1.3904 | 1.4018 | 1.4091 | 1.4027 | 1.4012 | 1.4014 | 1.4015 | 1.4017 | 2243.6609 | 2320.401 | 2392.6271 | 2460.4912 | 2522.8131 | 2561.5821 | 2610.0035 | 2662.5227 | 2716.0754 | 2770.7007 | 1654 | 1687.08 | 1720.8216 | 1755.238 | 1790.3428 | 1826.1496 | 1862.6726 | 1899.9261 | 1937.9246 | 1976.6831 | 589.6609 | 633.321 | 671.8055 | 705.2532 | 732.4703 | 735.4324 | 747.3308 | 762.5966 | 778.1508 | 794.0176 | 19438546.7435 | 19341354.0098 | 19244647.2397 | 19148424.0035 | 19052681.8835 | 18957418.4741 | 18862631.3817 | 18768318.2248 | 18674476.6337 | 18581104.2505 | 19438546.7435 | 19341354.0098 | 19244647.2397 | 19148424.0035 | 19052681.8835 | 18957418.4741 | 18862631.3817 | 18768318.2248 | 18674476.6337 | 18581104.2505 | 584108.8911 | 1204108.9955 | 1858355.198 | 2544417.6804 | 3259053.2554 | 3998211.0062 | 4757077.923 | 5530167.6688 | 6311452.1248 | 7094531.2881 | 584108.8911 | 620000.1044 | 654246.2025 | 686062.4823 | 714635.575 | 739157.7508 | 758866.9168 | 773089.7457 | 781284.456 | 783079.1632
LI ¦ Drain Water Heat Recovery ¦ Retro | RET | R_Low Income Detached | Greater Toronto Area | Water Heating | Low Income | NA | DHW tank | 20 | 0.37748 | 0.3839 | 0.3887 | 0.39218 | 0.39422 | 0.39421 | 0.39362 | 0.39362 | 0.39362 | 0.39363 | 339.7312 | 352.4182 | 363.9615 | 374.564 | 384.0487 | 391.7119 | 398.9512 | 406.9309 | 415.068 | 423.3786 | 900 | 918 | 936.36 | 955.0872 | 974.1889 | 993.6727 | 1013.5462 | 1033.8171 | 1054.4934 | 1075.5833 | -560.2688 | -565.5818 | -572.3985 | -580.5232 | -590.1403 | -601.9608 | -614.5949 | -626.8862 | -639.4254 | -652.2047 | 12006040.1228 | 11946009.9221 | 11886279.8725 | 11826848.4732 | 11767714.2308 | 11708875.6597 | 11650331.2814 | 11592079.6249 | 11534119.2268 | 11476448.6307 | 0 | 0 | 0 | 0 | 0 | 0 | 0 | 0 | 0 | 0 | 0 | 0 | 0 | 0 | 0 | 0 | 0 | 0 | 0 | 0 | 0 | 0 | 0 | 0 | 0 | 0 | 0 | 0 | 0 | 0
LI ¦ HVAC Zone Control | RET | R_Low Income Detached | Greater Toronto Area | Space Heating/Ventilation | Low Income | NA | Residence | 20 | 0.71458 | 0.72335 | 0.73037 | 0.73575 | 0.7393 | 0.7366 | 0.73613 | 0.73643 | 0.73673 | 0.73704 | 714.5787 | 737.8196 | 759.8742 | 780.7868 | 800.2387 | 813.2673 | 828.9971 | 845.922 | 863.1928 | 880.8288 | 1000 | 1020 | 1040.4 | 1061.208 | 1082.4322 | 1104.0808 | 1126.1624 | 1148.6857 | 1171.6594 | 1195.0926 | -285.4213 | -282.1804 | -280.5258 | -280.4212 | -282.1934 | -290.8135 | -297.1653 | -302.7637 | -308.4666 | -314.2638 | 9914231.07 | 9864659.9146 | 9815336.615 | 9766259.932 | 9717428.6323 | 9668841.4891 | 9620497.2817 | 9572394.7953 | 9524532.8213 | 9476910.1572 | 9914231.07 | 9864659.9146 | 9815336.615 | 9766259.932 | 9717428.6323 | 9668841.4891 | 9620497.2817 | 9572394.7953 | 9524532.8213 | 9476910.1572 | 179566.1044 | 354274.4775 | 524115.5185 | 692474.8053 | 857603.9017 | 1018361.0878 | 1173764.4371 | 1323650.7351 | 1468939.7428 | 1610112.9775 | 179566.1044 | 174708.3731 | 169841.0409 | 168359.2868 | 165129.0964 | 160757.1861 | 155403.3494 | 149886.2979 | 145289.0077 | 141173.2347
LI ¦ Low Flow Showerhead ¦ Retro | RET | R_Low Income Detached | Greater Toronto Area | Water Heating | Low Income | NA | Showers | 10 | 28.9127 | 29.0748 | 29.2032 | 29.304 | 29.3752 | 29.4008 | 29.4165 | 29.4509 | 29.4904 | 29.5339 | 484.5775 | 497.0402 | 509.2197 | 521.1966 | 532.912 | 544.0445 | 555.2211 | 566.9882 | 579.1037 | 591.5571 | 16.76 | 17.0952 | 17.4371 | 17.7858 | 18.1416 | 18.5044 | 18.8745 | 19.252 | 19.637 | 20.0298 | 467.8175 | 479.945 | 491.7826 | 503.4108 | 514.7704 | 525.5401 | 536.3466 | 547.7362 | 559.4666 | 571.5273 | 1686350.8204 | 1677919.0663 | 1669529.471 | 1661181.8236 | 1652875.9145 | 1644611.5349 | 1636388.4772 | 1628206.5348 | 1620065.5022 | 1611965.1747 | 1686350.8204 | 1677919.0663 | 1669529.471 | 1661181.8236 | 1652875.9145 | 1644611.5349 | 1636388.4772 | 1628206.5348 | 1620065.5022 | 1611965.1747 | 50673.1558 | 104459.9794 | 161217.7522 | 220735.6805 | 282732.4081 | 346856.5063 | 412690.4323 | 479758.2303 | 547536.9434 | 615471.3527 | 50673.1558 | 53786.8236 | 56757.7728 | 59517.9282 | 61996.7276 | 64124.0982 | 65833.926 | 67067.798 | 67778.7131 | 67934.4092
LI ¦ Programmable Thermostat - RET | RET | R_Low Income Detached | Greater Toronto Area | Space Heating/Ventilation | Low Income | NA | Thermostat | 15 | 2.7876 | 2.8233 | 2.8518 | 2.8739 | 2.8887 | 2.8782 | 2.8768 | 2.8787 | 2.8805 | 2.8824 | 836.2769 | 863.9156 | 890.1159 | 914.9534 | 938.0384 | 953.3224 | 971.9276 | 992.001 | 1012.489 | 1033.4155 | 300 | 306 | 312.12 | 318.3624 | 324.7296 | 331.2242 | 337.8487 | 344.6057 | 351.4978 | 358.5278 | 536.2769 | 557.9156 | 577.9959 | 596.591 | 613.3088 | 622.0981 | 634.0789 | 647.3953 | 660.9912 | 674.8877 | 8413263.4131 | 8371197.096 | 8329341.1106 | 8287694.405 | 8246255.933 | 8205024.6533 | 8163999.53 | 8123179.5324 | 8082563.6347 | 8042150.8166 | 8413263.4131 | 8371197.096 | 8329341.1106 | 8287694.405 | 8246255.933 | 8205024.6533 | 8163999.53 | 8123179.5324 | 8082563.6347 | 8042150.8166 | 252810.1523 | 521154.5025 | 804321.0227 | 1101258.055 | 1410561.9045 | 1730479.2802 | 2058927.0469 | 2393530.6446 | 2731681.0226 | 3070608.1739 | 252810.1523 | 268344.3502 | 283166.5202 | 296937.0323 | 309303.8495 | 319917.3757 | 328447.7667 | 334603.5976 | 338150.378 | 338927.1513
LI ¦ Behavioural Mailed Reports | ROB | R_Low Income Detached | Greater Toronto Area | Cross Cutting/Behavioural | Low Income | NA | Residential Households | 3 | 1.418 | 1.5078 | 1.6497 | 1.7391 | 1.7896 | 1.7471 | 1.7352 | 1.7352 | 1.7353 | 1.7354 | 10.9899 | 11.9188 | 13.3019 | 14.3033 | 15.0124 | 14.9493 | 15.1448 | 15.4475 | 15.7571 | 16.0734 | 7.75 | 7.905 | 8.0631 | 8.2244 | 8.3888 | 8.5566 | 8.7278 | 8.9023 | 9.0804 | 9.262 | 3.2399 | 4.0138 | 5.2388 | 6.079 | 6.6235 | 6.3927 | 6.417 | 6.5452 | 6.6768 | 6.8114 | 2564882.6689 | 2552058.2556 | 2539297.9643 | 2526601.4745 | 2513968.4671 | 2501398.6247 | 2488891.6316 | 2476447.1735 | 2464064.9376 | 2451744.6129 | 2564882.6689 | 2552058.2556 | 2539297.9643 | 2526601.4745 | 2513968.4671 | 2501398.6247 | 2488891.6316 | 2476447.1735 | 2464064.9376 | 2451744.6129 | 683023.5288 | 1146669.798 | 1467899.9809 | 1695994.3961 | 1862499.6764 | 1987655.9228 | 2084508.1323 | 2161522.263 | 2224246.0002 | 2276362.5535 | 683023.5288 | 463646.2692 | 321230.1829 | 228094.4152 | 166505.2803 | 125156.2464 | 96852.2095 | 77014.1307 | 62723.7373 | 52116.5532
LI ¦ Combination Space Water Heating | ROB | R_Low Income Detached | Greater Toronto Area | Water Heating | Low Income | LI ¦Water Heater | Residence | 20 | 2.6772 | 2.689 | 2.6985 | 2.7062 | 2.7119 | 2.7145 | 2.7162 | 2.719 | 2.7218 | 2.7248 | 1820.4984 | 1865.1199 | 1909.1392 | 1952.8393 | 1996.0701 | 2037.9941 | 2080.0704 | 2123.8276 | 2168.5586 | 2214.3586 | 680 | 693.6 | 707.472 | 721.6214 | 736.0539 | 750.7749 | 765.7904 | 781.1063 | 796.7284 | 812.6629 | 1140.4984 | 1171.5199 | 1201.6672 | 1231.2179 | 1260.0162 | 1287.2191 | 1314.2799 | 1342.7213 | 1371.8303 | 1401.6956 | 2940907.0754 | 2926202.5401 | 2911571.5274 | 2897013.6697 | 2882528.6014 | 2868115.9584 | 2853775.3786 | 2839506.5017 | 2825308.9692 | 2811182.4243 | 2940907.0754 | 2926202.5401 | 2911571.5274 | 2897013.6697 | 2882528.6014 | 2868115.9584 | 2853775.3786 | 2839506.5017 | 2825308.9692 | 2811182.4243 | 164865.6743 | 322121.2325 | 472253.9834 | 615721.7535 | 752954.7169 | 884357.1107 | 1010308.8428 | 1131166.9994 | 1247267.2577 | 1358925.2104 | 164865.6743 | 157255.5582 | 150132.7509 | 143467.7701 | 137232.9634 | 131402.3938 | 125951.7321 | 120858.1566 | 116100.2582 | 111657.9528
LI ¦ HE Condensing Furnace | ROB | R_Low Income Detached | Greater Toronto Area | Space Heating/Ventilation | Low Income | NA | Furnace | 18 | 0.22426 | 0.22845 | 0.23178 | 0.23429 | 0.23589 | 0.23443 | 0.23406 | 0.23407 | 0.23406 | 0.23406 | 396.2754 | 411.7523 | 426.0945 | 439.3335 | 451.1862 | 457.3564 | 465.7673 | 475.0893 | 484.5893 | 494.2744 | 1767 | 1802.34 | 1838.3868 | 1875.1545 | 1912.6576 | 1950.9108 | 1989.929 | 2029.7276 | 2070.3221 | 2111.7286 | -1370.7246 | -1390.5877 | -1412.2923 | -1435.8211 | -1461.4714 | -1493.5544 | -1524.1617 | -1554.6383 | -1585.7328 | -1617.4542 | 10099572.2092 | 10049074.3481 | 9998828.9764 | 9948834.8315 | 9899090.6574 | 9849595.2041 | 9800347.2281 | 9751345.4919 | 9702588.7645 | 9654075.8206 | 0 | 0 | 0 | 0 | 0 | 0 | 0 | 0 | 0 | 0 | 0 | 0 | 0 | 0 | 0 | 0 | 0 | 0 | 0 | 0 | 0 | 0 | 0 | 0 | 0 | 0 | 0 | 0 | 0 | 0
LI ¦ HE Storage Water Heating | ROB | R_Low Income Detached | Greater Toronto Area | Water Heating | Low Income | LI ¦Water Heater | Water heater | 16 | 0.33577 | 0.34238 | 0.34733 | 0.35092 | 0.35302 | 0.35301 | 0.3524 | 0.3524 | 0.3524 | 0.3524 | 181.3135 | 188.5842 | 195.1372 | 201.0942 | 206.3476 | 210.4644 | 214.3046 | 218.5908 | 222.961 | 227.4234 | 540 | 550.8 | 561.816 | 573.0523 | 584.5134 | 596.2036 | 608.1277 | 620.2903 | 632.6961 | 645.35 | -358.6865 | -362.2158 | -366.6788 | -371.9581 | -378.1658 | -385.7393 | -393.8232 | -401.6995 | -409.7351 | -417.9265 | 7122835.2217 | 7087221.0456 | 7051784.9404 | 7016526.0157 | 6981443.3856 | 6946536.1687 | 6911803.4878 | 6877244.4704 | 6842858.248 | 6808643.9568 | 0 | 0 | 0 | 0 | 0 | 0 | 0 | 0 | 0 | 0 | 0 | 0 | 0 | 0 | 0 | 0 | 0 | 0 | 0 | 0 | 0 | 0 | 0 | 0 | 0 | 0 | 0 | 0 | 0 | 0
LI ¦ Tankless Water Heater | ROB | R_Low Income Detached | Greater Toronto Area | Water Heating | Low Income | LI ¦Water Heater | DHW tank | 18 | 0.54447 | 0.55437 | 0.56178 | 0.56715 | 0.5703 | 0.57028 | 0.56937 | 0.56937 | 0.56936 | 0.56937 | 408.3517 | 424.0931 | 438.3556 | 451.397 | 462.9848 | 472.2225 | 480.9035 | 490.5208 | 500.3261 | 510.3413 | 750 | 765 | 780.3 | 795.906 | 811.8241 | 828.0606 | 844.6218 | 861.5143 | 878.7445 | 896.3194 | -341.6483 | -340.9069 | -341.9444 | -344.509 | -348.8393 | -355.8381 | -363.7183 | -370.9934 | -378.4184 | -385.9782 | 14808822.8622 | 14734778.7478 | 14661104.8541 | 14587799.3298 | 14514860.3332 | 14442286.0315 | 14370074.6014 | 14298224.2284 | 14226733.1072 | 14155599.4417 | 0 | 0 | 0 | 0 | 0 | 0 | 0 | 0 | 0 | 0 | 0 | 0 | 0 | 0 | 0 | 0 | 0 | 0 | 0 | 0 | 0 | 0 | 0 | 0 | 0 | 0 | 0 | 0 | 0 | 0
LI ¦ Triple Glazed Low-E Argon Windows ¦ ROB | ROB | R_Low Income Detached | Greater Toronto Area | Space Heating/Ventilation | Low Income | NA | Residential Households | 30 | 0.45731 | 0.46934 | 0.47879 | 0.48582 | 0.49012 | 0.48533 | 0.48379 | 0.48332 | 0.48282 | 0.4823 | 455.4855 | 476.8133 | 496.1356 | 513.4928 | 528.3948 | 533.7009 | 542.6413 | 552.957 | 563.442 | 574.0892 | 996 | 1015.92 | 1036.2384 | 1056.9632 | 1078.1024 | 1099.6645 | 1121.6578 | 1144.0909 | 1166.9727 | 1190.3122 | -540.5145 | -539.1067 | -540.1028 | -543.4703 | -549.7077 | -565.9636 | -579.0165 | -591.1339 | -603.5308 | -616.223 | 20311286.2436 | 20209729.8124 | 20108681.1634 | 20008137.7575 | 19908097.0688 | 19808556.5834 | 19709513.8005 | 19610966.2315 | 19512911.4003 | 19415346.8433 | 0 | 0 | 0 | 0 | 0 | 0 | 0 | 0 | 0 | 0 | 0 | 0 | 0 | 0 | 0 | 0 | 0 | 0 | 0 | 0 | 0 | 0 | 0 | 0 | 0 | 0 | 0 | 0 | 0 | 0
LI ¦ Behavioural Mailed Reports | NEW | R_Low Income Multi-Residential | Greater Toronto Area | Cross Cutting/Behavioural | Low Income | NA | Residential Households | 3 | 1.418 | 1.5078 | 1.6497 | 1.7391 | 1.7896 | 1.7471 | 1.7352 | 1.7352 | 1.7353 | 1.7354 | 10.9899 | 11.9188 | 13.3019 | 14.3033 | 15.0124 | 14.9493 | 15.1448 | 15.4475 | 15.7571 | 16.0734 | 7.75 | 7.905 | 8.0631 | 8.2244 | 8.3888 | 8.5566 | 8.7278 | 8.9023 | 9.0804 | 9.262 | 3.2399 | 4.0138 | 5.2388 | 6.079 | 6.6235 | 6.3927 | 6.417 | 6.5452 | 6.6768 | 6.8114 | 29063.8061 | 58389.1865 | 87980.5297 | 117842.2823 | 147978.9493 | 178395.0953 | 209095.3451 | 240084.3848 | 271366.9625 | 302947.8894 | 29063.8061 | 58389.1865 | 87980.5297 | 117842.2823 | 147978.9493 | 178395.0953 | 209095.3451 | 240084.3848 | 271366.9625 | 302947.8894 | 23251.0449 | 46711.3492 | 70664.9451 | 95232.1858 | 120475.7221 | 146420.0944 | 173066.2611 | 200401.4331 | 228405.4068 | 257054.5259 | 23251.0449 | 23460.3043 | 23953.5959 | 24567.2407 | 25243.5363 | 25944.3723 | 26646.1667 | 27335.1719 | 28003.9738 | 28649.1191
LI ¦ Combination Space Water Heating | NEW | R_Low Income Multi-Residential | Greater Toronto Area | Water Heating | Low Income | LI ¦Water Heater | Residence | 20 | 2.6772 | 2.689 | 2.6985 | 2.7062 | 2.7119 | 2.7145 | 2.7162 | 2.719 | 2.7218 | 2.7248 | 1820.4984 | 1865.1199 | 1909.1392 | 1952.8393 | 1996.0701 | 2037.9941 | 2080.0704 | 2123.8276 | 2168.5586 | 2214.3586 | 680 | 693.6 | 707.472 | 721.6214 | 736.0539 | 750.7749 | 765.7904 | 781.1063 | 796.7284 | 812.6629 | 1140.4984 | 1171.5199 | 1201.6672 | 1231.2179 | 1260.0162 | 1287.2191 | 1314.2799 | 1342.7213 | 1371.8303 | 1401.6956 | 33324.7029 | 66949.3282 | 100878.9078 | 135118.5401 | 169673.3907 | 204548.6931 | 239749.7504 | 275281.9357 | 311150.6931 | 347361.539 | 33324.7029 | 66949.3282 | 100878.9078 | 135118.5401 | 169673.3907 | 204548.6931 | 239749.7504 | 275281.9357 | 311150.6931 | 347361.539 | 33324.7029 | 66949.3282 | 100878.9078 | 135118.5401 | 169673.3907 | 204548.6931 | 239749.7504 | 275281.9357 | 311150.6931 | 347361.539 | 33324.7029 | 33624.6253 | 33929.5796 | 34239.6323 | 34554.8505 | 34875.3025 | 35201.0573 | 35532.1852 | 35868.7574 | 36210.846
LI ¦ HE Storage Water Heating | NEW | R_Low Income Multi-Residential | Greater Toronto Area | Water Heating | Low Income | LI ¦Water Heater | Water heater | 16 | 0.33577 | 0.34238 | 0.34733 | 0.35092 | 0.35302 | 0.35301 | 0.3524 | 0.3524 | 0.3524 | 0.3524 | 181.3135 | 188.5842 | 195.1372 | 201.0942 | 206.3476 | 210.4644 | 214.3046 | 218.5908 | 222.961 | 227.4234 | 540 | 550.8 | 561.816 | 573.0523 | 584.5134 | 596.2036 | 608.1277 | 620.2903 | 632.6961 | 645.35 | -358.6865 | -362.2158 | -366.6788 | -371.9581 | -378.1658 | -385.7393 | -393.8232 | -401.6995 | -409.7351 | -417.9265 | 80711.9578 | 162150.3233 | 244327.2839 | 327255.1877 | 410946.5455 | 495414.0333 | 580670.4949 | 666728.9435 | 753602.5652 | 841304.7204 | 0 | 0 | 0 | 0 | 0 | 0 | 0 | 0 | 0 | 0 | 0 | 0 | 0 | 0 | 0 | 0 | 0 | 0 | 0 | 0 | 0 | 0 | 0 | 0 | 0 | 0 | 0 | 0 | 0 | 0
LI ¦ Low Flow Showerhead ¦ New | NEW | R_Low Income Multi-Residential | Greater Toronto Area | Water Heating | Low Income | NA | Showers | 10 | 30.0259 | 30.1976 | 30.3333 | 30.4398 | 30.5146 | 30.5411 | 30.5569 | 30.5925 | 30.6333 | 30.6783 | 503.2341 | 516.2335 | 528.9258 | 541.3968 | 553.5832 | 565.1448 | 576.7461 | 588.9659 | 601.5469 | 614.4783 | 16.76 | 17.0952 | 17.4371 | 17.7858 | 18.1416 | 18.5044 | 18.8745 | 19.252 | 19.637 | 20.0298 | 486.4741 | 499.1383 | 511.4887 | 523.6109 | 535.4417 | 546.6404 | 557.8717 | 569.7139 | 581.9098 | 594.4485 | 44308.4788 | 89015.7339 | 134128.4558 | 179653.4234 | 225597.5047 | 271967.6584 | 318770.9354 | 366014.4795 | 413705.5296 | 461851.4201 | 44308.4788 | 89015.7339 | 134128.4558 | 179653.4234 | 225597.5047 | 271967.6584 | 318770.9354 | 366014.4795 | 413705.5296 | 461851.4201 | 35446.783 | 71212.5871 | 108389.079 | 146869.5481 | 186562.0572 | 227385.8143 | 269269.6675 | 312151.0255 | 355974.9535 | 400693.4012 | 35446.783 | 35765.8041 | 37176.4919 | 38480.4691 | 39692.5091 | 40823.7571 | 41883.8533 | 42881.358 | 43823.928 | 44718.4477
LI ¦ Programmable Thermostat - NEW | NEW | R_Low Income Multi-Residential | Greater Toronto Area | Space Heating/Ventilation | Low Income | NA | Thermostat | 15 | 3.4919 | 3.5272 | 3.5557 | 3.578 | 3.5933 | 3.5842 | 3.5841 | 3.5871 | 3.5901 | 3.5933 | 698.3894 | 719.5506 | 739.8666 | 759.3982 | 777.8997 | 791.4526 | 807.2453 | 824.0865 | 841.2846 | 858.8612 | 200 | 204 | 208.08 | 212.2416 | 216.4864 | 220.8162 | 225.2325 | 229.7371 | 234.3319 | 239.0185 | 498.3894 | 515.5506 | 531.7866 | 547.1566 | 561.4132 | 570.6364 | 582.0128 | 594.3493 | 606.9527 | 619.8427 | 89905.7334 | 180620.6184 | 272158.2307 | 364532.325 | 457756.8372 | 551845.8873 | 646813.7818 | 742675.0166 | 839444.2795 | 937136.453 | 89905.7334 | 180620.6184 | 272158.2307 | 364532.325 | 457756.8372 | 551845.8873 | 646813.7818 | 742675.0166 | 839444.2795 | 937136.453 | 71924.5867 | 144496.4947 | 219934.4718 | 298021.1691 | 378571.2889 | 461421.8869 | 546429.0816 | 633465.9219 | 722420.6617 | 813195.2544 | 71924.5867 | 72571.908 | 75437.9771 | 78086.6973 | 80550.1198 | 82850.598 | 85007.1948 | 87036.8403 | 88954.7398 | 90774.5926
LI ¦ Tankless Water Heater | NEW | R_Low Income Multi-Residential | Greater Toronto Area | Water Heating | Low Income | LI ¦Water Heater | DHW tank | 18 | 0.54447 | 0.55437 | 0.56178 | 0.56715 | 0.5703 | 0.57028 | 0.56937 | 0.56937 | 0.56936 | 0.56937 | 408.3517 | 424.0931 | 438.3556 | 451.397 | 462.9848 | 472.2225 | 480.9035 | 490.5208 | 500.3261 | 510.3413 | 750 | 765 | 780.3 | 795.906 | 811.8241 | 828.0606 | 844.6218 | 861.5143 | 878.7445 | 896.3194 | -341.6483 | -340.9069 | -341.9444 | -344.509 | -348.8393 | -355.8381 | -363.7183 | -370.9934 | -378.4184 | -385.9782 | 167805.2418 | 337120.7307 | 507971.8055 | 680384.1383 | 854383.7402 | 1029996.9654 | 1207250.5164 | 1386171.4492 | 1566787.178 | 1749125.4803 | 0 | 0 | 0 | 0 | 0 | 0 | 0 | 0 | 0 | 0 | 0 | 0 | 0 | 0 | 0 | 0 | 0 | 0 | 0 | 0 | 0 | 0 | 0 | 0 | 0 | 0 | 0 | 0 | 0 | 0
LI ¦ 90 AFUE Furnace Early Replcmnt. BA 60% AFUE | RET | R_Low Income Multi-Residential | Greater Toronto Area | Space Heating/Ventilation | Low Income | NA | Furnace | 3 | 0.72898 | 0.77517 | 0.85082 | 0.89758 | 0.92396 | 0.89986 | 0.89381 | 0.89382 | 0.89384 | 0.89379 | 377.6093 | 409.5693 | 458.5322 | 493.4051 | 518.0661 | 514.6433 | 521.404 | 531.8376 | 542.4895 | 553.3103 | 518 | 528.36 | 538.9272 | 549.7057 | 560.6999 | 571.9139 | 583.3521 | 595.0192 | 606.9196 | 619.058 | -140.3907 | -118.7907 | -80.395 | -56.3006 | -42.6337 | -57.2705 | -61.9481 | -63.1815 | -64.4301 | -65.7477 | 3171914.7251 | 3156055.1514 | 3140274.8757 | 3124573.5013 | 3108950.6338 | 3093405.8806 | 3077938.8512 | 3062549.157 | 3047236.4112 | 3032000.2291 | 3171914.7251 | 3156055.1514 | 3140274.8757 | 3124573.5013 | 3108950.6338 | 3093405.8806 | 3077938.8512 | 3062549.157 | 3047236.4112 | 3032000.2291 | 95312.8656 | 196482.335 | 303239.9641 | 415189.2636 | 531801.0213 | 652414.2227 | 776243.4976 | 902393.6044 | 1029880.8957 | 1157661.0411 | 95312.8656 | 101169.4694 | 106757.6291 | 111949.2994 | 116611.7577 | 120613.2014 | 123829.2749 | 126150.1068 | 127487.2913 | 127780.1454
LI ¦ HVAC Zone Control | RET | R_Low Income Multi-Residential | Greater Toronto Area | Space Heating/Ventilation | Low Income | NA | Residence | 20 | 0.71458 | 0.72335 | 0.73037 | 0.73575 | 0.7393 | 0.7366 | 0.73613 | 0.73643 | 0.73673 | 0.73704 | 714.5787 | 737.8196 | 759.8742 | 780.7868 | 800.2387 | 813.2673 | 828.9971 | 845.922 | 863.1928 | 880.8288 | 1000 | 1020 | 1040.4 | 1061.208 | 1082.4322 | 1104.0808 | 1126.1624 | 1148.6857 | 1171.6594 | 1195.0926 | -285.4213 | -282.1804 | -280.5258 | -280.4212 | -282.1934 | -290.8135 | -297.1653 | -302.7637 | -308.4666 | -314.2638 | 5883198.4912 | 5853782.4987 | 5824513.5862 | 5795391.0183 | 5766414.0632 | 5737581.9929 | 5708894.0829 | 5680349.6125 | 5651947.8645 | 5623688.1251 | 5883198.4912 | 5853782.4987 | 5824513.5862 | 5795391.0183 | 5766414.0632 | 5737581.9929 | 5708894.0829 | 5680349.6125 | 5651947.8645 | 5623688.1251 | 106556.2248 | 210229.8259 | 311015.106 | 410921.0993 | 508910.2669 | 604305.1017 | 696522.9191 | 785466.866 | 871682.7374 | 955456.2702 | 106556.2248 | 103673.6011 | 100785.2801 | 99905.9932 | 97989.1677 | 95394.8348 | 92217.8174 | 88943.9469 | 86215.8714 | 83773.5328
LI ¦ Low Flow Showerhead ¦ Retro | RET | R_Low Income Multi-Residential | Greater Toronto Area | Water Heating | Low Income | NA | Showers | 10 | 28.9127 | 29.0748 | 29.2032 | 29.304 | 29.3752 | 29.4008 | 29.4165 | 29.4509 | 29.4904 | 29.5339 | 484.5775 | 497.0402 | 509.2197 | 521.1966 | 532.912 | 544.0445 | 555.2211 | 566.9882 | 579.1037 | 591.5571 | 16.76 | 17.0952 | 17.4371 | 17.7858 | 18.1416 | 18.5044 | 18.8745 | 19.252 | 19.637 | 20.0298 | 467.8175 | 479.945 | 491.7826 | 503.4108 | 514.7704 | 525.5401 | 536.3466 | 547.7362 | 559.4666 | 571.5273 | 1000696.5273 | 995693.0446 | 990714.5794 | 985761.0065 | 980832.2015 | 975928.0405 | 971048.4003 | 966193.1583 | 961362.1925 | 956555.3815 | 1000696.5273 | 995693.0446 | 990714.5794 | 985761.0065 | 980832.2015 | 975928.0405 | 971048.4003 | 966193.1583 | 961362.1925 | 956555.3815 | 30069.9299 | 61987.5398 | 95668.1391 | 130986.6406 | 167776.0852 | 205827.9316 | 244894.406 | 284693.0717 | 324913.6011 | 365226.5221 | 30069.9299 | 31917.6099 | 33680.5992 | 35318.5016 | 36789.4446 | 38051.8464 | 39066.4744 | 39798.6657 | 40220.5295 | 40312.921
LI ¦ Programmable Thermostat - RET | RET | R_Low Income Multi-Residential | Greater Toronto Area | Space Heating/Ventilation | Low Income | NA | Thermostat | 15 | 2.7876 | 2.8233 | 2.8518 | 2.8739 | 2.8887 | 2.8782 | 2.8768 | 2.8787 | 2.8805 | 2.8824 | 836.2769 | 863.9156 | 890.1159 | 914.9534 | 938.0384 | 953.3224 | 971.9276 | 992.001 | 1012.489 | 1033.4155 | 300 | 306 | 312.12 | 318.3624 | 324.7296 | 331.2242 | 337.8487 | 344.6057 | 351.4978 | 358.5278 | 536.2769 | 557.9156 | 577.9959 | 596.591 | 613.3088 | 622.0981 | 634.0789 | 647.3953 | 660.9912 | 674.8877 | 4992510.0866 | 4967547.5362 | 4942709.7985 | 4917996.2495 | 4893406.2683 | 4868939.2369 | 4844594.5407 | 4820371.568 | 4796269.7102 | 4772288.3617 | 4992510.0866 | 4967547.5362 | 4942709.7985 | 4917996.2495 | 4893406.2683 | 4868939.2369 | 4844594.5407 | 4820371.568 | 4796269.7102 | 4772288.3617 | 150019.9356 | 309258.0112 | 477291.7026 | 653496.9461 | 837040.776 | 1026882.7727 | 1221786.7841 | 1420343.7238 | 1621005.3565 | 1822127.9339 | 150019.9356 | 159238.0756 | 168033.6914 | 176205.2435 | 183543.8299 | 189841.9967 | 194904.0114 | 198556.9397 | 200661.6327 | 201122.5774
LI ¦ Behavioural Mailed Reports | ROB | R_Low Income Multi-Residential | Greater Toronto Area | Cross Cutting/Behavioural | Low Income | NA | Residential Households | 3 | 1.418 | 1.5078 | 1.6497 | 1.7391 | 1.7896 | 1.7471 | 1.7352 | 1.7352 | 1.7353 | 1.7354 | 10.9899 | 11.9188 | 13.3019 | 14.3033 | 15.0124 | 14.9493 | 15.1448 | 15.4475 | 15.7571 | 16.0734 | 7.75 | 7.905 | 8.0631 | 8.2244 | 8.3888 | 8.5566 | 8.7278 | 8.9023 | 9.0804 | 9.262 | 3.2399 | 4.0138 | 5.2388 | 6.079 | 6.6235 | 6.3927 | 6.417 | 6.5452 | 6.6768 | 6.8114 | 1522025.6358 | 1514415.5076 | 1506843.4301 | 1499309.2129 | 1491812.6669 | 1484353.6035 | 1476931.8355 | 1469547.1763 | 1462199.4405 | 1454888.4433 | 1522025.6358 | 1514415.5076 | 1506843.4301 | 1499309.2129 | 1491812.6669 | 1484353.6035 | 1476931.8355 | 1469547.1763 | 1462199.4405 | 1454888.4433 | 405394.205 | 680672.6578 | 871485.9163 | 1007060.7601 | 1106103.9261 | 1180616.0025 | 1238330.7061 | 1284266.702 | 1321712.5956 | 1352851.8424 | 405394.205 | 275278.4528 | 190813.2586 | 135574.8437 | 99043.166 | 74512.0765 | 57714.7036 | 45935.9959 | 37445.8935 | 31139.2468
LI ¦ Combination Space Water Heating | ROB | R_Low Income Multi-Residential | Greater Toronto Area | Water Heating | Low Income | LI ¦Water Heater | Residence | 20 | 2.6772 | 2.689 | 2.6985 | 2.7062 | 2.7119 | 2.7145 | 2.7162 | 2.719 | 2.7218 | 2.7248 | 1820.4984 | 1865.1199 | 1909.1392 | 1952.8393 | 1996.0701 | 2037.9941 | 2080.0704 | 2123.8276 | 2168.5586 | 2214.3586 | 680 | 693.6 | 707.472 | 721.6214 | 736.0539 | 750.7749 | 765.7904 | 781.1063 | 796.7284 | 812.6629 | 1140.4984 | 1171.5199 | 1201.6672 | 1231.2179 | 1260.0162 | 1287.2191 | 1314.2799 | 1342.7213 | 1371.8303 | 1401.6956 | 1745162.0753 | 1736436.2649 | 1727754.0836 | 1719115.3132 | 1710519.7366 | 1701967.1379 | 1693457.3022 | 1684990.0157 | 1676565.0656 | 1668182.2403 | 1745162.0753 | 1736436.2649 | 1727754.0836 | 1719115.3132 | 1710519.7366 | 1701967.1379 | 1693457.3022 | 1684990.0157 | 1676565.0656 | 1668182.2403 | 97908.6377 | 191374.9674 | 280686.1473 | 366111.9969 | 447906.0765 | 526306.6976 | 601537.8704 | 673810.192 | 743321.6788 | 810258.5463 | 97908.6377 | 93466.3298 | 89311.1798 | 85425.8496 | 81794.0796 | 78400.6211 | 75231.1728 | 72272.3216 | 69511.4867 | 66936.8675
LI ¦ HE Storage Water Heating | ROB | R_Low Income Multi-Residential | Greater Toronto Area | Water Heating | Low Income | LI ¦Water Heater | Water heater | 16 | 0.33577 | 0.34238 | 0.34733 | 0.35092 | 0.35302 | 0.35301 | 0.3524 | 0.3524 | 0.3524 | 0.3524 | 181.3135 | 188.5842 | 195.1372 | 201.0942 | 206.3476 | 210.4644 | 214.3046 | 218.5908 | 222.961 | 227.4234 | 540 | 550.8 | 561.816 | 573.0523 | 584.5134 | 596.2036 | 608.1277 | 620.2903 | 632.6961 | 645.35 | -358.6865 | -362.2158 | -366.6788 | -371.9581 | -378.1658 | -385.7393 | -393.8232 | -401.6995 | -409.7351 | -417.9265 | 4226757.7923 | 4205624.0033 | 4184595.8833 | 4163672.9039 | 4142854.5394 | 4122140.2667 | 4101529.5653 | 4081021.9175 | 4060616.8079 | 4040313.7239 | 0 | 0 | 0 | 0 | 0 | 0 | 0 | 0 | 0 | 0 | 0 | 0 | 0 | 0 | 0 | 0 | 0 | 0 | 0 | 0 | 0 | 0 | 0 | 0 | 0 | 0 | 0 | 0 | 0 | 0
LI ¦ Tankless Water Heater | ROB | R_Low Income Multi-Residential | Greater Toronto Area | Water Heating | Low Income | LI ¦Water Heater | DHW tank | 18 | 0.54447 | 0.55437 | 0.56178 | 0.56715 | 0.5703 | 0.57028 | 0.56937 | 0.56937 | 0.56936 | 0.56937 | 408.3517 | 424.0931 | 438.3556 | 451.397 | 462.9848 | 472.2225 | 480.9035 | 490.5208 | 500.3261 | 510.3413 | 750 | 765 | 780.3 | 795.906 | 811.8241 | 828.0606 | 844.6218 | 861.5143 | 878.7445 | 896.3194 | -341.6483 | -340.9069 | -341.9444 | -344.509 | -348.8393 | -355.8381 | -363.7183 | -370.9934 | -378.4184 | -385.9782 | 8787695.5564 | 8743757.0787 | 8700038.2933 | 8656538.1018 | 8613255.4113 | 8570189.1342 | 8527338.1886 | 8484701.4976 | 8442277.9901 | 8400066.6002 | 0 | 0 | 0 | 0 | 0 | 0 | 0 | 0 | 0 | 0 | 0 | 0 | 0 | 0 | 0 | 0 | 0 | 0 | 0 | 0 | 0 | 0 | 0 | 0 | 0 | 0 | 0 | 0 | 0 | 0
LI ¦ Behavioural Mailed Reports | NEW | R_Low IncomeTownhomes & Semi-detached | Greater Toronto Area | Cross Cutting/Behavioural | Low Income | NA | Residential Households | 3 | 1.418 | 1.5078 | 1.6497 | 1.7391 | 1.7896 | 1.7471 | 1.7352 | 1.7352 | 1.7353 | 1.7354 | 10.9899 | 11.9188 | 13.3019 | 14.3033 | 15.0124 | 14.9493 | 15.1448 | 15.4475 | 15.7571 | 16.0734 | 7.75 | 7.905 | 8.0631 | 8.2244 | 8.3888 | 8.5566 | 8.7278 | 8.9023 | 9.0804 | 9.262 | 3.2399 | 4.0138 | 5.2388 | 6.079 | 6.6235 | 6.3927 | 6.417 | 6.5452 | 6.6768 | 6.8114 | 19046.8674 | 38265.1566 | 57657.7437 | 77227.5426 | 96977.5058 | 116910.6245 | 137029.9298 | 157338.4925 | 177839.4244 | 198535.8784 | 19046.8674 | 38265.1566 | 57657.7437 | 77227.5426 | 96977.5058 | 116910.6245 | 137029.9298 | 157338.4925 | 177839.4244 | 198535.8784 | 15237.4939 | 30612.1253 | 46310.0336 | 62410.092 | 78953.3585 | 95955.9154 | 113418.391 | 131332.4038 | 149684.7136 | 168459.8173 | 15237.4939 | 15374.6314 | 15697.9083 | 16100.0584 | 16543.2665 | 17002.5569 | 17462.4756 | 17914.0128 | 18352.3098 | 18775.1036
LI ¦ Combination Space Water Heating | NEW | R_Low IncomeTownhomes & Semi-detached | Greater Toronto Area | Water Heating | Low Income | LI ¦Water Heater | Residence | 20 | 2.6772 | 2.689 | 2.6985 | 2.7062 | 2.7119 | 2.7145 | 2.7162 | 2.719 | 2.7218 | 2.7248 | 1820.4984 | 1865.1199 | 1909.1392 | 1952.8393 | 1996.0701 | 2037.9941 | 2080.0704 | 2123.8276 | 2168.5586 | 2214.3586 | 680 | 693.6 | 707.472 | 721.6214 | 736.0539 | 750.7749 | 765.7904 | 781.1063 | 796.7284 | 812.6629 | 1140.4984 | 1171.5199 | 1201.6672 | 1231.2179 | 1260.0162 | 1287.2191 | 1314.2799 | 1342.7213 | 1371.8303 | 1401.6956 | 21839.2318 | 43875.0166 | 66110.6523 | 88549.4799 | 111194.8848 | 134050.2967 | 157119.191 | 180405.0889 | 203911.5581 | 227642.214 | 21839.2318 | 43875.0166 | 66110.6523 | 88549.4799 | 111194.8848 | 134050.2967 | 157119.191 | 180405.0889 | 203911.5581 | 227642.214 | 21839.2318 | 43875.0166 | 66110.6523 | 88549.4799 | 111194.8848 | 134050.2967 | 157119.191 | 180405.0889 | 203911.5581 | 227642.214 | 21839.2318 | 22035.7849 | 22235.6357 | 22438.8276 | 22645.4048 | 22855.4119 | 23068.8943 | 23285.8979 | 23506.4693 | 23730.6559
LI ¦ Drain Water Heat Recovery ¦ New | NEW | R_Low IncomeTownhomes & Semi-detached | Greater Toronto Area | Water Heating | Low Income | NA | DHW tank | 20 | 0.36426 | 0.37045 | 0.37509 | 0.37844 | 0.38042 | 0.3804 | 0.37983 | 0.37984 | 0.37983 | 0.37984 | 254.9818 | 264.5039 | 273.1676 | 281.1253 | 288.2439 | 293.9954 | 299.4288 | 305.4179 | 311.5251 | 317.7626 | 700 | 714 | 728.28 | 742.8456 | 757.7025 | 772.8566 | 788.3137 | 804.08 | 820.1616 | 836.5648 | -445.0182 | -449.4961 | -455.1124 | -461.7203 | -469.4586 | -478.8611 | -488.8848 | -498.662 | -508.6364 | -518.8022 | 66915.9524 | 134434.1483 | 202564.6922 | 271317.8213 | 340703.9081 | 410733.4619 | 481417.131 | 552765.7044 | 624790.1143 | 697501.4374 | 0 | 0 | 0 | 0 | 0 | 0 | 0 | 0 | 0 | 0 | 0 | 0 | 0 | 0 | 0 | 0 | 0 | 0 | 0 | 0 | 0 | 0 | 0 | 0 | 0 | 0 | 0 | 0 | 0 | 0
LI ¦ Energy Star Home ¦ New | NEW | R_Low IncomeTownhomes & Semi-detached | Greater Toronto Area | Space Heating/Ventilation | Low Income | NA | Residential Households | 25 | 1.8786 | 1.8975 | 1.9126 | 1.9242 | 1.9319 | 1.9264 | 1.9255 | 1.9264 | 1.9272 | 1.9281 | 6011.5144 | 6193.3002 | 6367.453 | 6534.3348 | 6691.8073 | 6805.9401 | 6939.0456 | 7080.8741 | 7225.6205 | 7373.4446 | 3200 | 3264 | 3329.28 | 3395.8656 | 3463.7829 | 3533.0586 | 3603.7197 | 3675.7941 | 3749.31 | 3824.2962 | 2811.5144 | 2929.3002 | 3038.173 | 3138.4692 | 3228.0244 | 3272.8815 | 3335.3259 | 3405.08 | 3476.3105 | 3549.1484 | 0 | 0 | 0 | 0 | 0 | 0 | 0 | 0 | 0 | 0 | 0 | 0 | 0 | 0 | 0 | 0 | 0 | 0 | 0 | 0 | 0 | 0 | 0 | 0 | 0 | 0 | 0 | 0 | 0 | 0 | 0 | 0 | 0 | 0 | 0 | 0 | 0 | 0 | 0 | 0
LI ¦ HE Storage Water Heating | NEW | R_Low IncomeTownhomes & Semi-detached | Greater Toronto Area | Water Heating | Low Income | LI ¦Water Heater | Water heater | 16 | 0.33577 | 0.34238 | 0.34733 | 0.35092 | 0.35302 | 0.35301 | 0.3524 | 0.3524 | 0.3524 | 0.3524 | 181.3135 | 188.5842 | 195.1372 | 201.0942 | 206.3476 | 210.4644 | 214.3046 | 218.5908 | 222.961 | 227.4234 | 540 | 550.8 | 561.816 | 573.0523 | 584.5134 | 596.2036 | 608.1277 | 620.2903 | 632.6961 | 645.35 | -358.6865 | -362.2158 | -366.6788 | -371.9581 | -378.1658 | -385.7393 | -393.8232 | -401.6995 | -409.7351 | -417.9265 | 52894.3096 | 106264.6679 | 160119.0621 | 214465.5844 | 269312.4337 | 324667.9172 | 380540.452 | 436938.5663 | 493870.9015 | 551346.2134 | 0 | 0 | 0 | 0 | 0 | 0 | 0 | 0 | 0 | 0 | 0 | 0 | 0 | 0 | 0 | 0 | 0 | 0 | 0 | 0 | 0 | 0 | 0 | 0 | 0 | 0 | 0 | 0 | 0 | 0
LI ¦ Low Flow Showerhead ¦ New | NEW | R_Low IncomeTownhomes & Semi-detached | Greater Toronto Area | Water Heating | Low Income | NA | Showers | 10 | 30.0259 | 30.1976 | 30.3333 | 30.4398 | 30.5146 | 30.5411 | 30.5569 | 30.5925 | 30.6333 | 30.6783 | 503.2341 | 516.2335 | 528.9258 | 541.3968 | 553.5832 | 565.1448 | 576.7461 | 588.9659 | 601.5469 | 614.4783 | 16.76 | 17.0952 | 17.4371 | 17.7858 | 18.1416 | 18.5044 | 18.8745 | 19.252 | 19.637 | 20.0298 | 486.4741 | 499.1383 | 511.4887 | 523.6109 | 535.4417 | 546.6404 | 557.8717 | 569.7139 | 581.9098 | 594.4485 | 29037.4122 | 58336.1612 | 87900.6315 | 117735.2656 | 147844.5644 | 178233.0884 | 208905.4582 | 239866.3557 | 271120.5246 | 302672.7717 | 29037.4122 | 58336.1612 | 87900.6315 | 117735.2656 | 147844.5644 | 178233.0884 | 208905.4582 | 239866.3557 | 271120.5246 | 302672.7717 | 23229.9298 | 46668.929 | 71032.4177 | 96250.4634 | 122262.8155 | 149016.5271 | 176464.9692 | 204567.1226 | 233286.9862 | 262593.0701 | 23229.9298 | 23438.9992 | 24363.4887 | 25218.0457 | 26012.3521 | 26753.7116 | 27448.4421 | 28102.1534 | 28719.8635 | 29306.084
LI ¦ Programmable Thermostat - NEW | NEW | R_Low IncomeTownhomes & Semi-detached | Greater Toronto Area | Space Heating/Ventilation | Low Income | NA | Thermostat | 15 | 3.4919 | 3.5272 | 3.5557 | 3.578 | 3.5933 | 3.5842 | 3.5841 | 3.5871 | 3.5901 | 3.5933 | 698.3894 | 719.5506 | 739.8666 | 759.3982 | 777.8997 | 791.4526 | 807.2453 | 824.0865 | 841.2846 | 858.8612 | 200 | 204 | 208.08 | 212.2416 | 216.4864 | 220.8162 | 225.2325 | 229.7371 | 234.3319 | 239.0185 | 498.3894 | 515.5506 | 531.7866 | 547.1566 | 561.4132 | 570.6364 | 582.0128 | 594.3493 | 606.9527 | 619.8427 | 58919.4194 | 118369.1136 | 178357.9793 | 238895.0307 | 299989.4006 | 361650.3425 | 423887.2322 | 486709.5693 | 550126.9797 | 614149.2163 | 58919.4194 | 118369.1136 | 178357.9793 | 238895.0307 | 299989.4006 | 361650.3425 | 423887.2322 | 486709.5693 | 550126.9797 | 614149.2163 | 47135.5355 | 94695.2908 | 144133.3149 | 195307.1688 | 248095.4184 | 302391.2786 | 358100.4572 | 415139.7572 | 473435.9461 | 532924.7695 | 47135.5355 | 47559.7553 | 49438.0241 | 51173.8539 | 52788.2496 | 54295.8602 | 55709.1786 | 57039.3 | 58296.189 | 59488.8234
LI ¦ Tankless Water Heater | NEW | R_Low IncomeTownhomes & Semi-detached | Greater Toronto Area | Water Heating | Low Income | LI ¦Water Heater | DHW tank | 18 | 0.54447 | 0.55437 | 0.56178 | 0.56715 | 0.5703 | 0.57028 | 0.56937 | 0.56937 | 0.56936 | 0.56937 | 408.3517 | 424.0931 | 438.3556 | 451.397 | 462.9848 | 472.2225 | 480.9035 | 490.5208 | 500.3261 | 510.3413 | 750 | 765 | 780.3 | 795.906 | 811.8241 | 828.0606 | 844.6218 | 861.5143 | 878.7445 | 896.3194 | -341.6483 | -340.9069 | -341.9444 | -344.509 | -348.8393 | -355.8381 | -363.7183 | -370.9934 | -378.4184 | -385.9782 | 109970.5997 | 220930.9348 | 332897.6109 | 445887.4522 | 559917.5049 | 675005.0402 | 791167.5575 | 908422.7879 | 1026788.6971 | 1146283.489 | 0 | 0 | 0 | 0 | 0 | 0 | 0 | 0 | 0 | 0 | 0 | 0 | 0 | 0 | 0 | 0 | 0 | 0 | 0 | 0 | 0 | 0 | 0 | 0 | 0 | 0 | 0 | 0 | 0 | 0
LI ¦ Triple Glazed Low-E Argon Windows ¦ New | NEW | R_Low IncomeTownhomes & Semi-detached | Greater Toronto Area | Space Heating/Ventilation | Low Income | NA | Residential Households | 30 | 0.60329 | 0.61916 | 0.63162 | 0.6409 | 0.64656 | 0.64025 | 0.63821 | 0.63759 | 0.63694 | 0.63625 | 455.4855 | 476.8133 | 496.1356 | 513.4928 | 528.3948 | 533.7009 | 542.6413 | 552.957 | 563.442 | 574.0892 | 755 | 770.1 | 785.502 | 801.212 | 817.2363 | 833.581 | 850.2526 | 867.2577 | 884.6028 | 902.2949 | -299.5145 | -293.2867 | -289.3664 | -287.7192 | -288.8415 | -299.8801 | -307.6113 | -314.3007 | -321.1608 | -328.2057 | 150831.9972 | 303021.4824 | 456591.2312 | 611564.3193 | 767964.1265 | 925814.3415 | 1085138.966 | 1245962.319 | 1408309.042 | 1572204.1028 | 0 | 0 | 0 | 0 | 0 | 0 | 0 | 0 | 0 | 0 | 0 | 0 | 0 | 0 | 0 | 0 | 0 | 0 | 0 | 0 | 0 | 0 | 0 | 0 | 0 | 0 | 0 | 0 | 0 | 0
LI ¦ 90 AFUE Furnace Early Replcmnt. BA 60% AFUE | RET | R_Low IncomeTownhomes & Semi-detached | Greater Toronto Area | Space Heating/Ventilation | Low Income | NA | Furnace | 3 | 0.72898 | 0.77517 | 0.85082 | 0.89758 | 0.92396 | 0.89986 | 0.89381 | 0.89382 | 0.89384 | 0.89379 | 377.6093 | 409.5693 | 458.5322 | 493.4051 | 518.0661 | 514.6433 | 521.404 | 531.8376 | 542.4895 | 553.3103 | 518 | 528.36 | 538.9272 | 549.7057 | 560.6999 | 571.9139 | 583.3521 | 595.0192 | 606.9196 | 619.058 | -140.3907 | -118.7907 | -80.395 | -56.3006 | -42.6337 | -57.2705 | -61.9481 | -63.1815 | -64.4301 | -65.7477 | 2078703.6258 | 2068310.1077 | 2057968.5571 | 2047678.7144 | 2037440.3208 | 2027253.1192 | 2017116.8536 | 2007031.2693 | 1996996.113 | 1987011.1324 | 2078703.6258 | 2068310.1077 | 2057968.5571 | 2047678.7144 | 2037440.3208 | 2027253.1192 | 2017116.8536 | 2007031.2693 | 1996996.113 | 1987011.1324 | 62462.9653 | 128764.0361 | 198727.2886 | 272092.8847 | 348514.0071 | 427557.4622 | 508708.5602 | 591380.6076 | 674928.9743 | 758669.262 | 62462.9653 | 66301.0709 | 69963.2525 | 73365.5961 | 76421.1224 | 79043.4551 | 81151.098 | 82672.0474 | 83548.3667 | 83740.2877
LI ¦ Above Grade Wall Insulation | RET | R_Low IncomeTownhomes & Semi-detached | Greater Toronto Area | Space Heating/Ventilation | Low Income | NA | Residential Households | 25 | 0.77205 | 0.78159 | 0.78919 | 0.79499 | 0.79876 | 0.79566 | 0.79501 | 0.7952 | 0.7954 | 0.79559 | 926.4647 | 956.6684 | 985.2861 | 1012.3776 | 1037.5196 | 1054.1673 | 1074.3716 | 1096.1274 | 1118.3192 | 1140.9666 | 1200 | 1224 | 1248.48 | 1273.4496 | 1298.9186 | 1324.897 | 1351.3949 | 1378.4228 | 1405.9913 | 1434.1111 | -273.5353 | -267.3316 | -263.1939 | -261.072 | -261.399 | -270.7296 | -277.0233 | -282.2954 | -287.6721 | -293.1445 | 3776771.3093 | 3757887.4528 | 3739098.0155 | 3720402.5254 | 3701800.5128 | 3683291.5102 | 3664875.0527 | 3646550.6774 | 3628317.924 | 3610176.3344 | 3776771.3093 | 3757887.4528 | 3739098.0155 | 3720402.5254 | 3701800.5128 | 3683291.5102 | 3664875.0527 | 3646550.6774 | 3628317.924 | 3610176.3344 | 87350.9674 | 172603.458 | 255847.6857 | 337785.6802 | 417440.3107 | 494089.2504 | 567870.5532 | 639155.5791 | 707641.5923 | 773220.3089 | 87350.9674 | 85252.4906 | 83244.2277 | 81937.9945 | 79654.6305 | 76648.9397 | 73781.3028 | 71285.026 | 68486.0131 | 65578.7166
LI ¦ Air Sealing ¦ Retro | RET | R_Low IncomeTownhomes & Semi-detached | Greater Toronto Area | Space Heating/Ventilation | Low Income | NA | Residential Households | 1 | 2.4785 | 2.6439 | 2.7932 | 2.9527 | 3.4371 | 3.2579 | 3.1977 | 3.1983 | 3.1986 | 3.198 | 49.569 | 53.9359 | 58.1202 | 62.6696 | 74.4084 | 71.939 | 72.0221 | 73.4768 | 74.9544 | 76.4375 | 20 | 20.4 | 20.808 | 21.2242 | 21.6486 | 22.0816 | 22.5232 | 22.9737 | 23.4332 | 23.9019 | 29.569 | 33.5359 | 37.3122 | 41.4454 | 52.7598 | 49.8574 | 49.4988 | 50.5031 | 51.5212 | 52.5356 | 5142528.2712 | 5116815.6298 | 5091231.5516 | 5065775.3939 | 5040446.5169 | 5015244.2843 | 4990168.0629 | 4965217.2226 | 4940391.1365 | 4915689.1808 | 5142528.2712 | 5116815.6298 | 5091231.5516 | 5065775.3939 | 5040446.5169 | 5015244.2843 | 4990168.0629 | 4965217.2226 | 4940391.1365 | 4915689.1808 | 154527.832 | 318550.7967 | 491633.6735 | 673133.6466 | 862192.7207 | 1057739.213 | 1258499.8267 | 1463023.1342 | 1669714.3779 | 1876880.4171 | 154527.832 | 164022.9646 | 173082.8769 | 181499.9731 | 189059.074 | 195546.4923 | 200760.6137 | 204523.3075 | 206691.2437 | 207166.0391
LI ¦ Attic Insulation | RET | R_Low IncomeTownhomes & Semi-detached | Greater Toronto Area | Space Heating/Ventilation | Low Income | NA | Residential Households | 25 | 1.597 | 1.6176 | 1.6339 | 1.6464 | 1.6544 | 1.6476 | 1.6462 | 1.6465 | 1.6468 | 1.6472 | 926.2846 | 956.9532 | 985.948 | 1013.3297 | 1038.6547 | 1055.0965 | 1075.2302 | 1096.9598 | 1119.1224 | 1141.7365 | 580 | 591.6 | 603.432 | 615.5006 | 627.8107 | 640.3669 | 653.1742 | 666.2377 | 679.5624 | 693.1537 | 346.2846 | 365.3532 | 382.516 | 397.8291 | 410.844 | 414.7296 | 422.056 | 430.7221 | 439.56 | 448.5828 | 1547824.7433 | 1540085.6196 | 1532385.1915 | 1524723.2655 | 1517099.6492 | 1509514.151 | 1501966.5802 | 1494456.7473 | 1486984.4636 | 1479549.5413 | 1547824.7433 | 1540085.6196 | 1532385.1915 | 1524723.2655 | 1517099.6492 | 1509514.151 | 1501966.5802 | 1494456.7473 | 1486984.4636 | 1479549.5413 | 46510.5857 | 95879.0655 | 147974.4446 | 202603.2447 | 259507.2222 | 318363.8163 | 378789.7836 | 440348.266 | 502559.265 | 564913.1705 | 46510.5857 | 49368.4798 | 52095.379 | 54628.8002 | 56903.9774 | 58856.5941 | 60425.9673 | 61558.4824 | 62210.999 | 62353.9054
LI ¦ Basement Insulation | RET | R_Low IncomeTownhomes & Semi-detached | Greater Toronto Area | Space Heating/Ventilation | Low Income | NA | Residential Households | 25 | 1.2955 | 1.3134 | 1.3277 | 1.3385 | 1.3455 | 1.3394 | 1.338 | 1.3381 | 1.3383 | 1.3385 | 2142.687 | 2215.8269 | 2284.6835 | 2349.4016 | 2408.8603 | 2445.9476 | 2492.2105 | 2542.373 | 2593.5234 | 2645.6993 | 1654 | 1687.08 | 1720.8216 | 1755.238 | 1790.3428 | 1826.1496 | 1862.6726 | 1899.9261 | 1937.9246 | 1976.6831 | 488.687 | 528.7469 | 563.8619 | 594.1635 | 618.5175 | 619.7979 | 629.5379 | 642.4469 | 655.5988 | 669.0162 | 7182161.7563 | 7146250.9475 | 7110519.6928 | 7074967.0943 | 7039592.2589 | 7004394.2976 | 6969372.3261 | 6934525.4645 | 6899852.8371 | 6865353.5729 | 7182161.7563 | 7146250.9475 | 7110519.6928 | 7074967.0943 | 7039592.2589 | 7004394.2976 | 6969372.3261 | 6934525.4645 | 6899852.8371 | 6865353.5729 | 215816.7786 | 444894.6566 | 686625.7961 | 940112.427 | 1204156.2552 | 1477260.5464 | 1757646.9878 | 2043288.4855 | 2331957.768 | 2621290.1596 | 215816.7786 | 229077.878 | 241731.1395 | 253486.6309 | 264043.8282 | 273104.2912 | 280386.4414 | 285641.4978 | 288669.2825 | 289332.3916
LI ¦ Drain Water Heat Recovery ¦ Retro | RET | R_Low IncomeTownhomes & Semi-detached | Greater Toronto Area | Water Heating | Low Income | NA | DHW tank | 20 | 0.28331 | 0.28813 | 0.29173 | 0.29435 | 0.29588 | 0.29587 | 0.29543 | 0.29543 | 0.29543 | 0.29543 | 254.9818 | 264.5039 | 273.1676 | 281.1253 | 288.2439 | 293.9954 | 299.4288 | 305.4179 | 311.5251 | 317.7626 | 900 | 918 | 936.36 | 955.0872 | 974.1889 | 993.6727 | 1013.5462 | 1033.8171 | 1054.4934 | 1075.5833 | -645.0182 | -653.4961 | -663.1924 | -673.9619 | -685.9451 | -699.6773 | -714.1173 | -728.3992 | -742.9683 | -757.8208 | 3504282.7692 | 3486761.3554 | 3469327.5486 | 3451980.9108 | 3434721.0063 | 3417547.4013 | 3400459.6643 | 3383457.3659 | 3366540.0791 | 3349707.3787 | 0 | 0 | 0 | 0 | 0 | 0 | 0 | 0 | 0 | 0 | 0 | 0 | 0 | 0 | 0 | 0 | 0 | 0 | 0 | 0 | 0 | 0 | 0 | 0 | 0 | 0 | 0 | 0 | 0 | 0
LI ¦ HVAC Zone Control | RET | R_Low IncomeTownhomes & Semi-detached | Greater Toronto Area | Space Heating/Ventilation | Low Income | NA | Residence | 20 | 0.71458 | 0.72335 | 0.73037 | 0.73575 | 0.7393 | 0.7366 | 0.73613 | 0.73643 | 0.73673 | 0.73704 | 714.5787 | 737.8196 | 759.8742 | 780.7868 | 800.2387 | 813.2673 | 828.9971 | 845.922 | 863.1928 | 880.8288 | 1000 | 1020 | 1040.4 | 1061.208 | 1082.4322 | 1104.0808 | 1126.1624 | 1148.6857 | 1171.6594 | 1195.0926 | -285.4213 | -282.1804 | -280.5258 | -280.4212 | -282.1934 | -290.8135 | -297.1653 | -302.7637 | -308.4666 | -314.2638 | 3855534.305 | 3836256.6335 | 3817075.3503 | 3797989.9735 | 3779000.0237 | 3760105.0236 | 3741304.4984 | 3722597.9759 | 3703984.9861 | 3685465.0611 | 3855534.305 | 3836256.6335 | 3817075.3503 | 3797989.9735 | 3779000.0237 | 3760105.0236 | 3741304.4984 | 3722597.9759 | 3703984.9861 | 3685465.0611 | 69831.2628 | 137773.4079 | 203822.7016 | 269295.7576 | 333512.6284 | 396029.3119 | 456463.9478 | 514753.0636 | 571254.3444 | 626155.0468 | 69831.2628 | 67942.1451 | 66049.2937 | 65473.056 | 64216.8708 | 62516.6835 | 60434.6359 | 58289.1159 | 56501.2808 | 54900.7024
LI ¦ Low Flow Showerhead ¦ Retro | RET | R_Low IncomeTownhomes & Semi-detached | Greater Toronto Area | Water Heating | Low Income | NA | Showers | 10 | 28.9127 | 29.0748 | 29.2032 | 29.304 | 29.3752 | 29.4008 | 29.4165 | 29.4509 | 29.4904 | 29.5339 | 484.5775 | 497.0402 | 509.2197 | 521.1966 | 532.912 | 544.0445 | 555.2211 | 566.9882 | 579.1037 | 591.5571 | 16.76 | 17.0952 | 17.4371 | 17.7858 | 18.1416 | 18.5044 | 18.8745 | 19.252 | 19.637 | 20.0298 | 467.8175 | 479.945 | 491.7826 | 503.4108 | 514.7704 | 525.5401 | 536.3466 | 547.7362 | 559.4666 | 571.5273 | 655803.0968 | 652524.0813 | 649261.4609 | 646015.1536 | 642785.0779 | 639571.1525 | 636373.2967 | 633191.4302 | 630025.4731 | 626875.3457 | 655803.0968 | 652524.0813 | 649261.4609 | 646015.1536 | 642785.0779 | 639571.1525 | 636373.2967 | 633191.4302 | 630025.4731 | 626875.3457 | 19706.2273 | 40623.3253 | 62695.7925 | 85841.6535 | 109951.492 | 134888.6413 | 160490.7237 | 186572.6451 | 212931.0336 | 239349.9705 | 19706.2273 | 20917.0981 | 22072.4672 | 23145.861 | 24109.8385 | 24937.1493 | 25602.0823 | 26081.9215 | 26358.3884 | 26418.9369
LI ¦ Programmable Thermostat - RET | RET | R_Low IncomeTownhomes & Semi-detached | Greater Toronto Area | Space Heating/Ventilation | Low Income | NA | Thermostat | 15 | 2.7876 | 2.8233 | 2.8518 | 2.8739 | 2.8887 | 2.8782 | 2.8768 | 2.8787 | 2.8805 | 2.8824 | 836.2769 | 863.9156 | 890.1159 | 914.9534 | 938.0384 | 953.3224 | 971.9276 | 992.001 | 1012.489 | 1033.4155 | 300 | 306 | 312.12 | 318.3624 | 324.7296 | 331.2242 | 337.8487 | 344.6057 | 351.4978 | 358.5278 | 536.2769 | 557.9156 | 577.9959 | 596.591 | 613.3088 | 622.0981 | 634.0789 | 647.3953 | 660.9912 | 674.8877 | 3271824.6606 | 3255465.5373 | 3239188.2097 | 3222992.2686 | 3206877.3073 | 3190842.9207 | 3174888.7061 | 3159014.2626 | 3143219.1913 | 3127503.0953 | 3271824.6606 | 3255465.5373 | 3239188.2097 | 3222992.2686 | 3206877.3073 | 3190842.9207 | 3174888.7061 | 3159014.2626 | 3143219.1913 | 3127503.0953 | 98315.0592 | 202671.1954 | 312791.5088 | 428267.0214 | 548551.8517 | 672964.1645 | 800693.8516 | 930817.4729 | 1062320.3977 | 1194125.401 | 98315.0592 | 104356.1362 | 110120.3134 | 115475.5126 | 120284.8304 | 124412.3128 | 127729.6871 | 130123.6213 | 131502.9248 | 131805.0033
LI ¦ Behavioural Mailed Reports | ROB | R_Low IncomeTownhomes & Semi-detached | Greater Toronto Area | Cross Cutting/Behavioural | Low Income | NA | Residential Households | 3 | 1.418 | 1.5078 | 1.6497 | 1.7391 | 1.7896 | 1.7471 | 1.7352 | 1.7352 | 1.7353 | 1.7354 | 10.9899 | 11.9188 | 13.3019 | 14.3033 | 15.0124 | 14.9493 | 15.1448 | 15.4475 | 15.7571 | 16.0734 | 7.75 | 7.905 | 8.0631 | 8.2244 | 8.3888 | 8.5566 | 8.7278 | 8.9023 | 9.0804 | 9.262 | 3.2399 | 4.0138 | 5.2388 | 6.079 | 6.6235 | 6.3927 | 6.417 | 6.5452 | 6.6768 | 6.8114 | 997454.3712 | 992467.0994 | 987504.7639 | 982567.2401 | 977654.4039 | 972766.1318 | 967902.3012 | 963062.7897 | 958247.4757 | 953456.2384 | 997454.3712 | 992467.0994 | 987504.7639 | 982567.2401 | 977654.4039 | 972766.1318 | 967902.3012 | 963062.7897 | 958247.4757 | 953456.2384 | 265673.7261 | 446076.5324 | 571125.3584 | 659973.8753 | 724881.4804 | 773712.7186 | 811535.8551 | 841639.8552 | 866179.8954 | 886586.8958 | 265673.7261 | 180402.8063 | 125048.826 | 88848.5169 | 64907.6051 | 48831.2382 | 37823.1365 | 30104.0001 | 24540.0401 | 20407.0005
LI ¦ Combination Space Water Heating | ROB | R_Low IncomeTownhomes & Semi-detached | Greater Toronto Area | Water Heating | Low Income | LI ¦Water Heater | Residence | 20 | 2.6772 | 2.689 | 2.6985 | 2.7062 | 2.7119 | 2.7145 | 2.7162 | 2.719 | 2.7218 | 2.7248 | 1820.4984 | 1865.1199 | 1909.1392 | 1952.8393 | 1996.0701 | 2037.9941 | 2080.0704 | 2123.8276 | 2168.5586 | 2214.3586 | 680 | 693.6 | 707.472 | 721.6214 | 736.0539 | 750.7749 | 765.7904 | 781.1063 | 796.7284 | 812.6629 | 1140.4984 | 1171.5199 | 1201.6672 | 1231.2179 | 1260.0162 | 1287.2191 | 1314.2799 | 1342.7213 | 1371.8303 | 1401.6956 | 1143686.0849 | 1137967.6545 | 1132277.8162 | 1126616.4271 | 1120983.345 | 1115378.4283 | 1109801.5361 | 1104252.5284 | 1098731.2658 | 1093237.6095 | 1143686.0849 | 1137967.6545 | 1132277.8162 | 1126616.4271 | 1120983.345 | 1115378.4283 | 1109801.5361 | 1104252.5284 | 1098731.2658 | 1093237.6095 | 64164.0958 | 125416.94 | 183946.7207 | 239930.2634 | 293533.7378 | 344913.3206 | 394215.8162 | 441579.2386 | 487133.3572 | 531000.2078 | 64164.0958 | 61252.8442 | 58529.7807 | 55983.5427 | 53603.4744 | 51379.5828 | 49302.4956 | 47363.4224 | 45554.1186 | 43866.8506
LI ¦ HE Condensing Furnace | ROB | R_Low IncomeTownhomes & Semi-detached | Greater Toronto Area | Space Heating/Ventilation | Low Income | NA | Furnace | 18 | 0.22426 | 0.22845 | 0.23178 | 0.23429 | 0.23589 | 0.23443 | 0.23406 | 0.23407 | 0.23406 | 0.23406 | 396.2754 | 411.7523 | 426.0945 | 439.3335 | 451.1862 | 457.3564 | 465.7673 | 475.0893 | 484.5893 | 494.2744 | 1767 | 1802.34 | 1838.3868 | 1875.1545 | 1912.6576 | 1950.9108 | 1989.929 | 2029.7276 | 2070.3221 | 2111.7286 | -1370.7246 | -1390.5877 | -1412.2923 | -1435.8211 | -1461.4714 | -1493.5544 | -1524.1617 | -1554.6383 | -1585.7328 | -1617.4542 | 3927611.4147 | 3907973.3576 | 3888433.4908 | 3868991.3234 | 3849646.3668 | 3830398.1349 | 3811246.1442 | 3792189.9135 | 3773228.964 | 3754362.8191 | 0 | 0 | 0 | 0 | 0 | 0 | 0 | 0 | 0 | 0 | 0 | 0 | 0 | 0 | 0 | 0 | 0 | 0 | 0 | 0 | 0 | 0 | 0 | 0 | 0 | 0 | 0 | 0 | 0 | 0
LI ¦ HE Storage Water Heating | ROB | R_Low IncomeTownhomes & Semi-detached | Greater Toronto Area | Water Heating | Low Income | LI ¦Water Heater | Water heater | 16 | 0.33577 | 0.34238 | 0.34733 | 0.35092 | 0.35302 | 0.35301 | 0.3524 | 0.3524 | 0.3524 | 0.3524 | 181.3135 | 188.5842 | 195.1372 | 201.0942 | 206.3476 | 210.4644 | 214.3046 | 218.5908 | 222.961 | 227.4234 | 540 | 550.8 | 561.816 | 573.0523 | 584.5134 | 596.2036 | 608.1277 | 620.2903 | 632.6961 | 645.35 | -358.6865 | -362.2158 | -366.6788 | -371.9581 | -378.1658 | -385.7393 | -393.8232 | -401.6995 | -409.7351 | -417.9265 | 2769991.4751 | 2756141.5177 | 2742360.8102 | 2728649.0061 | 2715005.7611 | 2701430.7323 | 2687923.5786 | 2674483.9607 | 2661111.5409 | 2647805.9832 | 0 | 0 | 0 | 0 | 0 | 0 | 0 | 0 | 0 | 0 | 0 | 0 | 0 | 0 | 0 | 0 | 0 | 0 | 0 | 0 | 0 | 0 | 0 | 0 | 0 | 0 | 0 | 0 | 0 | 0
LI ¦ Tankless Water Heater | ROB | R_Low IncomeTownhomes & Semi-detached | Greater Toronto Area | Water Heating | Low Income | LI ¦Water Heater | DHW tank | 18 | 0.54447 | 0.55437 | 0.56178 | 0.56715 | 0.5703 | 0.57028 | 0.56937 | 0.56937 | 0.56936 | 0.56937 | 408.3517 | 424.0931 | 438.3556 | 451.397 | 462.9848 | 472.2225 | 480.9035 | 490.5208 | 500.3261 | 510.3413 | 750 | 765 | 780.3 | 795.906 | 811.8241 | 828.0606 | 844.6218 | 861.5143 | 878.7445 | 896.3194 | -341.6483 | -340.9069 | -341.9444 | -344.509 | -348.8393 | -355.8381 | -363.7183 | -370.9934 | -378.4184 | -385.9782 | 5758986.6686 | 5730191.7353 | 5701540.7766 | 5673033.0727 | 5644667.9074 | 5616444.5678 | 5588362.345 | 5560420.5333 | 5532618.4306 | 5504955.3384 | 0 | 0 | 0 | 0 | 0 | 0 | 0 | 0 | 0 | 0 | 0 | 0 | 0 | 0 | 0 | 0 | 0 | 0 | 0 | 0 | 0 | 0 | 0 | 0 | 0 | 0 | 0 | 0 | 0 | 0
LI ¦ Triple Glazed Low-E Argon Windows ¦ ROB | ROB | R_Low IncomeTownhomes & Semi-detached | Greater Toronto Area | Space Heating/Ventilation | Low Income | NA | Residential Households | 30 | 0.30165 | 0.30958 | 0.31581 | 0.32045 | 0.32328 | 0.32013 | 0.31911 | 0.3188 | 0.31847 | 0.31813 | 455.4855 | 476.8133 | 496.1356 | 513.4928 | 528.3948 | 533.7009 | 542.6413 | 552.957 | 563.442 | 574.0892 | 1510 | 1540.2 | 1571.004 | 1602.4241 | 1634.4726 | 1667.162 | 1700.5053 | 1734.5154 | 1769.2057 | 1804.5898 | -1054.5145 | -1063.3867 | -1074.8684 | -1088.9313 | -1106.0778 | -1133.4611 | -1157.864 | -1181.5584 | -1205.7637 | -1230.5006 | 7898833.5392 | 7859339.3715 | 7820042.6746 | 7780942.4613 | 7742037.749 | 7703327.5602 | 7664810.9224 | 7626486.8678 | 7588354.4335 | 7550412.6613 | 0 | 0 | 0 | 0 | 0 | 0 | 0 | 0 | 0 | 0 | 0 | 0 | 0 | 0 | 0 | 0 | 0 | 0 | 0 | 0 | 0 | 0 | 0 | 0 | 0 | 0 | 0 | 0 | 0 | 0
Res ¦ Behavioural Mailed Reports | NEW | R_Multi-Residential Low Rise | Greater Toronto Area | Cross Cutting/Behavioural | Residential | NA | Residential Households | 3 | 1.418 | 1.5078 | 1.6497 | 1.7391 | 1.7896 | 1.7471 | 1.7352 | 1.7352 | 1.7353 | 1.7354 | 10.9899 | 11.9188 | 13.3019 | 14.3033 | 15.0124 | 14.9493 | 15.1448 | 15.4475 | 15.7571 | 16.0734 | 7.75 | 7.905 | 8.0631 | 8.2244 | 8.3888 | 8.5566 | 8.7278 | 8.9023 | 9.0804 | 9.262 | 3.2399 | 4.0138 | 5.2388 | 6.079 | 6.6235 | 6.3927 | 6.417 | 6.5452 | 6.6768 | 6.8114 | 58393.1284 | 117311.7949 | 176764.8169 | 236761.128 | 297309.7794 | 358419.942 | 420100.9076 | 482362.0914 | 545213.0329 | 608663.3982 | 58393.1284 | 117311.7949 | 176764.8169 | 236761.128 | 297309.7794 | 358419.942 | 420100.9076 | 482362.0914 | 545213.0329 | 608663.3982 | 29196.5642 | 58655.8974 | 89688.874 | 122671.3257 | 157819.9928 | 195246.3208 | 234992.3914 | 277054.1858 | 321396.6395 | 367963.6121 | 29196.5642 | 29459.3333 | 31032.9765 | 32982.4518 | 35148.6671 | 37426.328 | 39746.0706 | 42061.7944 | 44342.4538 | 46566.9726
Res ¦ Combination Space Water Heating | NEW | R_Multi-Residential Low Rise | Greater Toronto Area | Water Heating | Residential | Res¦Water Heater | Residence | 20 | 2.6772 | 2.689 | 2.6985 | 2.7062 | 2.7119 | 2.7145 | 2.7162 | 2.719 | 2.7218 | 2.7248 | 1820.4984 | 1865.1199 | 1909.1392 | 1952.8393 | 1996.0701 | 2037.9941 | 2080.0704 | 2123.8276 | 2168.5586 | 2214.3586 | 680 | 693.6 | 707.472 | 721.6214 | 736.0539 | 750.7749 | 765.7904 | 781.1063 | 796.7284 | 812.6629 | 1140.4984 | 1171.5199 | 1201.6672 | 1231.2179 | 1260.0162 | 1287.2191 | 1314.2799 | 1342.7213 | 1371.8303 | 1401.6956 | 66953.848 | 134510.2807 | 202679.408 | 271471.4731 | 340896.8545 | 410966.0672 | 481689.7657 | 553078.745 | 625143.9435 | 697896.4442 | 66953.848 | 134510.2807 | 202679.408 | 271471.4731 | 340896.8545 | 410966.0672 | 481689.7657 | 553078.745 | 625143.9435 | 697896.4442 | 35218.4715 | 70753.9092 | 106619.6751 | 142778.6006 | 179454.5433 | 216569.1924 | 254094.8549 | 292016.8474 | 330361.9429 | 369133.6037 | 35218.4715 | 35535.4377 | 35865.7659 | 36158.9255 | 36675.9426 | 37114.6492 | 37525.6624 | 37921.9925 | 38345.0954 | 38771.6608
Res ¦ HE Storage Water Heating | NEW | R_Multi-Residential Low Rise | Greater Toronto Area | Water Heating | Residential | Res¦Water Heater | Water heater | 16 | 0.33577 | 0.34238 | 0.34733 | 0.35092 | 0.35302 | 0.35301 | 0.3524 | 0.3524 | 0.3524 | 0.3524 | 181.3135 | 188.5842 | 195.1372 | 201.0942 | 206.3476 | 210.4644 | 214.3046 | 218.5908 | 222.961 | 227.4234 | 540 | 550.8 | 561.816 | 573.0523 | 584.5134 | 596.2036 | 608.1277 | 620.2903 | 632.6961 | 645.35 | -358.6865 | -362.2158 | -366.6788 | -371.9581 | -378.1658 | -385.7393 | -393.8232 | -401.6995 | -409.7351 | -417.9265 | 162161.2702 | 325781.9918 | 490886.6512 | 657500.0573 | 825647.3461 | 995353.9855 | 1166645.7799 | 1339548.8753 | 1514089.7638 | 1690295.2887 | 0 | 0 | 0 | 0 | 0 | 0 | 0 | 0 | 0 | 0 | 0 | 0 | 0 | 0 | 0 | 0 | 0 | 0 | 0 | 0 | 0 | 0 | 0 | 0 | 0 | 0 | 0 | 0 | 0 | 0
Res ¦ Low Flow Showerhead ¦ New | NEW | R_Multi-Residential Low Rise | Greater Toronto Area | Water Heating | Residential | NA | Showers | 10 | 30.0259 | 30.1976 | 30.3333 | 30.4398 | 30.5146 | 30.5411 | 30.5569 | 30.5925 | 30.6333 | 30.6783 | 503.2341 | 516.2335 | 528.9258 | 541.3968 | 553.5832 | 565.1448 | 576.7461 | 588.9659 | 601.5469 | 614.4783 | 16.76 | 17.0952 | 17.4371 | 17.7858 | 18.1416 | 18.5044 | 18.8745 | 19.252 | 19.637 | 20.0298 | 486.4741 | 499.1383 | 511.4887 | 523.6109 | 535.4417 | 546.6404 | 557.8717 | 569.7139 | 581.9098 | 594.4485 | 89021.7434 | 178844.6824 | 269482.2595 | 360948.0938 | 453255.9844 | 546419.9124 | 640454.0437 | 735372.7315 | 831190.5194 | 927922.1434 | 89021.7434 | 178844.6824 | 269482.2595 | 360948.0938 | 453255.9844 | 546419.9124 | 640454.0437 | 735372.7315 | 831190.5194 | 927922.1434 | 71217.3947 | 143075.7459 | 217822.743 | 295231.6037 | 375107.4183 | 457279.412 | 541597.6525 | 627930.6621 | 716163.4157 | 806195.8702 | 71217.3947 | 71858.3512 | 74746.997 | 77408.8608 | 79875.8146 | 82171.9937 | 84318.2405 | 86333.0096 | 88232.7536 | 90032.4545
Res ¦ Programmable Thermostat - NEW | NEW | R_Multi-Residential Low Rise | Greater Toronto Area | Space Heating/Ventilation | Residential | NA | Thermostat | 15 | 3.4919 | 3.5272 | 3.5557 | 3.578 | 3.5933 | 3.5842 | 3.5841 | 3.5871 | 3.5901 | 3.5933 | 698.3894 | 719.5506 | 739.8666 | 759.3982 | 777.8997 | 791.4526 | 807.2453 | 824.0865 | 841.2846 | 858.8612 | 200 | 204 | 208.08 | 212.2416 | 216.4864 | 220.8162 | 225.2325 | 229.7371 | 234.3319 | 239.0185 | 498.3894 | 515.5506 | 531.7866 | 547.1566 | 561.4132 | 570.6364 | 582.0128 | 594.3493 | 606.9527 | 619.8427 | 180632.8122 | 362891.3197 | 546802.798 | 732394.882 | 919695.571 | 1108733.2339 | 1299536.6144 | 1492134.8366 | 1686557.4104 | 1882834.2368 | 180632.8122 | 362891.3197 | 546802.798 | 732394.882 | 919695.571 | 1108733.2339 | 1299536.6144 | 1492134.8366 | 1686557.4104 | 1882834.2368 | 113183.1967 | 227385.0421 | 345346.759 | 466523.4368 | 591643.8045 | 720081.9653 | 851457.7689 | 985467.2234 | 1122036.8769 | 1260994.8651 | 113183.1967 | 114201.8454 | 117961.7169 | 121176.6778 | 125120.3677 | 128438.1609 | 131375.8036 | 134009.4544 | 136569.6535 | 138957.9882
Res ¦ Tankless Water Heater | NEW | R_Multi-Residential Low Rise | Greater Toronto Area | Water Heating | Residential | Res¦Water Heater | DHW tank | 18 | 0.54447 | 0.55437 | 0.56178 | 0.56715 | 0.5703 | 0.57028 | 0.56937 | 0.56937 | 0.56936 | 0.56937 | 408.3517 | 424.0931 | 438.3556 | 451.397 | 462.9848 | 472.2225 | 480.9035 | 490.5208 | 500.3261 | 510.3413 | 750 | 765 | 780.3 | 795.906 | 811.8241 | 828.0606 | 844.6218 | 861.5143 | 878.7445 | 896.3194 | -341.6483 | -340.9069 | -341.9444 | -344.509 | -348.8393 | -355.8381 | -363.7183 | -370.9934 | -378.4184 | -385.9782 | 337143.49 | 677321.2714 | 1020584.2529 | 1366984.0137 | 1716572.8132 | 2069403.6008 | 2425530.0256 | 2785006.4465 | 3147887.9423 | 3514230.3219 | 0 | 0 | 0 | 0 | 0 | 0 | 0 | 0 | 0 | 0 | 0 | 0 | 0 | 0 | 0 | 0 | 0 | 0 | 0 | 0 | 0 | 0 | 0 | 0 | 0 | 0 | 0 | 0 | 0 | 0
Res ¦ 90 AFUE Furnace Early Replcmnt. BA 60% AFUE | RET | R_Multi-Residential Low Rise | Greater Toronto Area | Space Heating/Ventilation | Residential | NA | Furnace | 3 | 0.72898 | 0.77517 | 0.85082 | 0.89758 | 0.92396 | 0.89986 | 0.89381 | 0.89382 | 0.89384 | 0.89379 | 377.6093 | 409.5693 | 458.5322 | 493.4051 | 518.0661 | 514.6433 | 521.404 | 531.8376 | 542.4895 | 553.3103 | 518 | 528.36 | 538.9272 | 549.7057 | 560.6999 | 571.9139 | 583.3521 | 595.0192 | 606.9196 | 619.058 | -140.3907 | -118.7907 | -80.395 | -56.3006 | -42.6337 | -57.2705 | -61.9481 | -63.1815 | -64.4301 | -65.7477 | 6372806.8861 | 6340942.8517 | 6309238.1374 | 6277691.9468 | 6246303.487 | 6215071.9696 | 6183996.6097 | 6153076.6267 | 6122311.2436 | 6091699.6873 | 0 | 0 | 0 | 0 | 0 | 0 | 0 | 0 | 0 | 0 | 0 | 0 | 0 | 0 | 0 | 0 | 0 | 0 | 0 | 0 | 0 | 0 | 0 | 0 | 0 | 0 | 0 | 0 | 0 | 0
Res ¦ HVAC Zone Control | RET | R_Multi-Residential Low Rise | Greater Toronto Area | Space Heating/Ventilation | Residential | NA | Residence | 20 | 0.71458 | 0.72335 | 0.73037 | 0.73575 | 0.7393 | 0.7366 | 0.73613 | 0.73643 | 0.73673 | 0.73704 | 714.5787 | 737.8196 | 759.8742 | 780.7868 | 800.2387 | 813.2673 | 828.9971 | 845.922 | 863.1928 | 880.8288 | 1000 | 1020 | 1040.4 | 1061.208 | 1082.4322 | 1104.0808 | 1126.1624 | 1148.6857 | 1171.6594 | 1195.0926 | -285.4213 | -282.1804 | -280.5258 | -280.4212 | -282.1934 | -290.8135 | -297.1653 | -302.7637 | -308.4666 | -314.2638 | 11820143.7009 | 11761042.9824 | 11702237.7674 | 11643726.5786 | 11585507.9457 | 11527580.406 | 11469942.504 | 11412592.7914 | 11355529.8275 | 11298752.1783 | 0 | 0 | 0 | 0 | 0 | 0 | 0 | 0 | 0 | 0 | 0 | 0 | 0 | 0 | 0 | 0 | 0 | 0 | 0 | 0 | 0 | 0 | 0 | 0 | 0 | 0 | 0 | 0 | 0 | 0
Res ¦ Low Flow Showerhead ¦ Retro | RET | R_Multi-Residential Low Rise | Greater Toronto Area | Water Heating | Residential | NA | Showers | 10 | 28.9127 | 29.0748 | 29.2032 | 29.304 | 29.3752 | 29.4008 | 29.4165 | 29.4509 | 29.4904 | 29.5339 | 484.5775 | 497.0402 | 509.2197 | 521.1966 | 532.912 | 544.0445 | 555.2211 | 566.9882 | 579.1037 | 591.5571 | 16.76 | 17.0952 | 17.4371 | 17.7858 | 18.1416 | 18.5044 | 18.8745 | 19.252 | 19.637 | 20.0298 | 467.8175 | 479.945 | 491.7826 | 503.4108 | 514.7704 | 525.5401 | 536.3466 | 547.7362 | 559.4666 | 571.5273 | 2010535.0467 | 2000482.3714 | 1990479.9596 | 1980527.5598 | 1970624.922 | 1960771.7974 | 1950967.9384 | 1941213.0987 | 1931507.0332 | 1921849.498 | 2010535.0467 | 2000482.3714 | 1990479.9596 | 1980527.5598 | 1970624.922 | 1960771.7974 | 1950967.9384 | 1941213.0987 | 1931507.0332 | 1921849.498 | 66416.0147 | 136694.9576 | 210582.45 | 287729.9293 | 367694.3418 | 449942.5774 | 533861.109 | 618770.8796 | 703946.9684 | 788642.0338 | 66416.0147 | 70278.9428 | 73887.4925 | 77147.4793 | 79964.4125 | 82248.2356 | 83918.5316 | 84909.7706 | 85176.0888 | 84695.0654
Res ¦ Programmable Thermostat - RET | RET | R_Multi-Residential Low Rise | Greater Toronto Area | Space Heating/Ventilation | Residential | NA | Thermostat | 15 | 2.7876 | 2.8233 | 2.8518 | 2.8739 | 2.8887 | 2.8782 | 2.8768 | 2.8787 | 2.8805 | 2.8824 | 836.2769 | 863.9156 | 890.1159 | 914.9534 | 938.0384 | 953.3224 | 971.9276 | 992.001 | 1012.489 | 1033.4155 | 300 | 306 | 312.12 | 318.3624 | 324.7296 | 331.2242 | 337.8487 | 344.6057 | 351.4978 | 358.5278 | 536.2769 | 557.9156 | 577.9959 | 596.591 | 613.3088 | 622.0981 | 634.0789 | 647.3953 | 660.9912 | 674.8877 | 10030629.8929 | 9980476.7435 | 9930574.3598 | 9880921.488 | 9831516.8805 | 9782359.2961 | 9733447.4996 | 9684780.2621 | 9636356.3608 | 9588174.579 | 10030629.8929 | 9980476.7435 | 9930574.3598 | 9880921.488 | 9831516.8805 | 9782359.2961 | 9733447.4996 | 9684780.2621 | 9636356.3608 | 9588174.579 | 235400.7053 | 478861.3328 | 729241.6544 | 988436.8238 | 1254777.1043 | 1527012.039 | 1803918.459 | 2084730.709 | 2368318.5495 | 2653752.3545 | 235400.7053 | 243460.6275 | 250380.3217 | 259195.1694 | 266340.2805 | 272234.9347 | 276906.42 | 280812.25 | 283587.8405 | 285433.805
Res ¦ Behavioural Mailed Reports | ROB | R_Multi-Residential Low Rise | Greater Toronto Area | Cross Cutting/Behavioural | Residential | NA | Residential Households | 3 | 1.418 | 1.5078 | 1.6497 | 1.7391 | 1.7896 | 1.7471 | 1.7352 | 1.7352 | 1.7353 | 1.7354 | 10.9899 | 11.9188 | 13.3019 | 14.3033 | 15.0124 | 14.9493 | 15.1448 | 15.4475 | 15.7571 | 16.0734 | 7.75 | 7.905 | 8.0631 | 8.2244 | 8.3888 | 8.5566 | 8.7278 | 8.9023 | 9.0804 | 9.262 | 3.2399 | 4.0138 | 5.2388 | 6.079 | 6.6235 | 6.3927 | 6.417 | 6.5452 | 6.6768 | 6.8114 | 3057955.9331 | 3042666.1534 | 3027452.8226 | 3012315.5585 | 2997253.9807 | 2982267.7108 | 2967356.3723 | 2952519.5904 | 2937756.9925 | 2923068.2075 | 3057955.9331 | 3042666.1534 | 3027452.8226 | 3012315.5585 | 2997253.9807 | 2982267.7108 | 2967356.3723 | 2952519.5904 | 2937756.9925 | 2923068.2075 | 511977.1196 | 879115.6143 | 1156304.3696 | 1377060.0013 | 1561689.4641 | 1722386.1091 | 1866386.0636 | 1997917.1082 | 2119401.3412 | 2232197.3937 | 511977.1196 | 367138.4947 | 277188.7553 | 220755.6317 | 184629.4628 | 160696.645 | 143999.9546 | 131531.0445 | 121484.233 | 112796.0525
Res ¦ Combination Space Water Heating | ROB | R_Multi-Residential Low Rise | Greater Toronto Area | Water Heating | Residential | Res¦Water Heater | Residence | 20 | 2.6772 | 2.689 | 2.6985 | 2.7062 | 2.7119 | 2.7145 | 2.7162 | 2.719 | 2.7218 | 2.7248 | 1820.4984 | 1865.1199 | 1909.1392 | 1952.8393 | 1996.0701 | 2037.9941 | 2080.0704 | 2123.8276 | 2168.5586 | 2214.3586 | 680 | 693.6 | 707.472 | 721.6214 | 736.0539 | 750.7749 | 765.7904 | 781.1063 | 796.7284 | 812.6629 | 1140.4984 | 1171.5199 | 1201.6672 | 1231.2179 | 1260.0162 | 1287.2191 | 1314.2799 | 1342.7213 | 1371.8303 | 1401.6956 | 3506267.3038 | 3488735.9672 | 3471292.2874 | 3453935.826 | 3436666.1468 | 3419482.8161 | 3402385.402 | 3385373.475 | 3368446.6076 | 3351604.3746 | 3506267.3038 | 3488735.9672 | 3471292.2874 | 3453935.826 | 3436666.1468 | 3419482.8161 | 3402385.402 | 3385373.475 | 3368446.6076 | 3351604.3746 | 103678.6556 | 202882.4954 | 297779.8174 | 389295.0933 | 477412.5073 | 562264.031 | 644011.0522 | 722927.7224 | 799202.7396 | 873067.3212 | 103678.6556 | 99203.8397 | 94897.322 | 91515.276 | 88117.414 | 84851.5237 | 81747.0211 | 78916.6702 | 76275.0172 | 73864.5816
Res ¦ HE Storage Water Heating | ROB | R_Multi-Residential Low Rise | Greater Toronto Area | Water Heating | Residential | Res¦Water Heater | Water heater | 16 | 0.33577 | 0.34238 | 0.34733 | 0.35092 | 0.35302 | 0.35301 | 0.3524 | 0.3524 | 0.3524 | 0.3524 | 181.3135 | 188.5842 | 195.1372 | 201.0942 | 206.3476 | 210.4644 | 214.3046 | 218.5908 | 222.961 | 227.4234 | 540 | 550.8 | 561.816 | 573.0523 | 584.5134 | 596.2036 | 608.1277 | 620.2903 | 632.6961 | 645.35 | -358.6865 | -362.2158 | -366.6788 | -371.9581 | -378.1658 | -385.7393 | -393.8232 | -401.6995 | -409.7351 | -417.9265 | 8492129.6754 | 8449669.0271 | 8407420.6819 | 8365383.5785 | 8323556.6606 | 8281938.8773 | 8240529.1829 | 8199326.537 | 8158329.9043 | 8117538.2548 | 0 | 0 | 0 | 0 | 0 | 0 | 0 | 0 | 0 | 0 | 0 | 0 | 0 | 0 | 0 | 0 | 0 | 0 | 0 | 0 | 0 | 0 | 0 | 0 | 0 | 0 | 0 | 0 | 0 | 0
Res ¦ Tankless Water Heater | ROB | R_Multi-Residential Low Rise | Greater Toronto Area | Water Heating | Residential | Res¦Water Heater | DHW tank | 18 | 0.54447 | 0.55437 | 0.56178 | 0.56715 | 0.5703 | 0.57028 | 0.56937 | 0.56937 | 0.56936 | 0.56937 | 408.3517 | 424.0931 | 438.3556 | 451.397 | 462.9848 | 472.2225 | 480.9035 | 490.5208 | 500.3261 | 510.3413 | 750 | 765 | 780.3 | 795.906 | 811.8241 | 828.0606 | 844.6218 | 861.5143 | 878.7445 | 896.3194 | -341.6483 | -340.9069 | -341.9444 | -344.509 | -348.8393 | -355.8381 | -363.7183 | -370.9934 | -378.4184 | -385.9782 | 17655672.2388 | 17567393.8776 | 17479556.9082 | 17392159.1237 | 17305198.3281 | 17218672.3364 | 17132578.9748 | 17046916.0799 | 16961681.4995 | 16876873.092 | 0 | 0 | 0 | 0 | 0 | 0 | 0 | 0 | 0 | 0 | 0 | 0 | 0 | 0 | 0 | 0 | 0 | 0 | 0 | 0 | 0 | 0 | 0 | 0 | 0 | 0 | 0 | 0 | 0 | 0
Res ¦ Behavioural Mailed Reports | NEW | R_Townhomes & Semi-detached | Greater Toronto Area | Cross Cutting/Behavioural | Residential | NA | Residential Households | 3 | 1.418 | 1.5078 | 1.6497 | 1.7391 | 1.7896 | 1.7471 | 1.7352 | 1.7352 | 1.7353 | 1.7354 | 10.9899 | 11.9188 | 13.3019 | 14.3033 | 15.0124 | 14.9493 | 15.1448 | 15.4475 | 15.7571 | 16.0734 | 7.75 | 7.905 | 8.0631 | 8.2244 | 8.3888 | 8.5566 | 8.7278 | 8.9023 | 9.0804 | 9.262 | 3.2399 | 4.0138 | 5.2388 | 6.079 | 6.6235 | 6.3927 | 6.417 | 6.5452 | 6.6768 | 6.8114 | 114803.2197 | 230639.6683 | 347526.6813 | 465481.8221 | 584522.886 | 704667.9033 | 825935.1423 | 948343.1132 | 1071910.5713 | 1196656.5206 | 114803.2197 | 230639.6683 | 347526.6813 | 465481.8221 | 584522.886 | 704667.9033 | 825935.1423 | 948343.1132 | 1071910.5713 | 1196656.5206 | 57401.6098 | 115319.8342 | 176331.9039 | 241176.7197 | 310280.4014 | 383862.0551 | 462004.4154 | 544699.5809 | 631878.6138 | 723431.1395 | 57401.6098 | 57918.2243 | 61012.0698 | 64844.8158 | 69103.6816 | 73581.6537 | 78142.3603 | 82695.1655 | 87179.0329 | 91552.5256
Res ¦ Combination Space Water Heating | NEW | R_Townhomes & Semi-detached | Greater Toronto Area | Water Heating | Residential | Res¦Water Heater | Residence | 20 | 2.6772 | 2.689 | 2.6985 | 2.7062 | 2.7119 | 2.7145 | 2.7162 | 2.719 | 2.7218 | 2.7248 | 1820.4984 | 1865.1199 | 1909.1392 | 1952.8393 | 1996.0701 | 2037.9941 | 2080.0704 | 2123.8276 | 2168.5586 | 2214.3586 | 680 | 693.6 | 707.472 | 721.6214 | 736.0539 | 750.7749 | 765.7904 | 781.1063 | 796.7284 | 812.6629 | 1140.4984 | 1171.5199 | 1201.6672 | 1231.2179 | 1260.0162 | 1287.2191 | 1314.2799 | 1342.7213 | 1371.8303 | 1401.6956 | 131633.936 | 264452.5774 | 398475.801 | 533723.7452 | 670216.8143 | 807975.6816 | 947021.2939 | 1087374.875 | 1229057.9299 | 1372092.2485 | 131633.936 | 264452.5774 | 398475.801 | 533723.7452 | 670216.8143 | 807975.6816 | 947021.2939 | 1087374.875 | 1229057.9299 | 1372092.2485 | 69240.9198 | 139105.0079 | 209618.5343 | 280708.4243 | 352814.7905 | 425783.6713 | 499560.6206 | 574116.7706 | 649504.7578 | 725731.3896 | 69240.9198 | 69864.0881 | 70513.5264 | 71089.8899 | 72106.3662 | 72968.8808 | 73776.9493 | 74556.15 | 75387.9872 | 76226.6318
Res ¦ Drain Water Heat Recovery ¦ New | NEW | R_Townhomes & Semi-detached | Greater Toronto Area | Water Heating | Residential | NA | DHW tank | 20 | 0.36426 | 0.37045 | 0.37509 | 0.37844 | 0.38042 | 0.3804 | 0.37983 | 0.37984 | 0.37983 | 0.37984 | 254.9818 | 264.5039 | 273.1676 | 281.1253 | 288.2439 | 293.9954 | 299.4288 | 305.4179 | 311.5251 | 317.7626 | 700 | 714 | 728.28 | 742.8456 | 757.7025 | 772.8566 | 788.3137 | 804.08 | 820.1616 | 836.5648 | -445.0182 | -449.4961 | -455.1124 | -461.7203 | -469.4586 | -478.8611 | -488.8848 | -498.662 | -508.6364 | -518.8022 | 403329.6722 | 810289.3114 | 1220939.8205 | 1635342.9044 | 2053561.0819 | 2475657.6969 | 2901696.9308 | 3331743.8138 | 3765864.2376 | 4204124.9672 | 0 | 0 | 0 | 0 | 0 | 0 | 0 | 0 | 0 | 0 | 0 | 0 | 0 | 0 | 0 | 0 | 0 | 0 | 0 | 0 | 0 | 0 | 0 | 0 | 0 | 0 | 0 | 0 | 0 | 0
Res ¦ Energy Star Home ¦ New | NEW | R_Townhomes & Semi-detached | Greater Toronto Area | Space Heating/Ventilation | Residential | NA | Residential Households | 25 | 1.8786 | 1.8975 | 1.9126 | 1.9242 | 1.9319 | 1.9264 | 1.9255 | 1.9264 | 1.9272 | 1.9281 | 6011.5144 | 6193.3002 | 6367.453 | 6534.3348 | 6691.8073 | 6805.9401 | 6939.0456 | 7080.8741 | 7225.6205 | 7373.4446 | 3200 | 3264 | 3329.28 | 3395.8656 | 3463.7829 | 3533.0586 | 3603.7197 | 3675.7941 | 3749.31 | 3824.2962 | 2811.5144 | 2929.3002 | 3038.173 | 3138.4692 | 3228.0244 | 3272.8815 | 3335.3259 | 3405.08 | 3476.3105 | 3549.1484 | 0 | 0 | 0 | 0 | 0 | 0 | 0 | 0 | 0 | 0 | 0 | 0 | 0 | 0 | 0 | 0 | 0 | 0 | 0 | 0 | 0 | 0 | 0 | 0 | 0 | 0 | 0 | 0 | 0 | 0 | 0 | 0 | 0 | 0 | 0 | 0 | 0 | 0 | 0 | 0
Res ¦ HE Storage Water Heating | NEW | R_Townhomes & Semi-detached | Greater Toronto Area | Water Heating | Residential | Res¦Water Heater | Water heater | 16 | 0.33577 | 0.34238 | 0.34733 | 0.35092 | 0.35302 | 0.35301 | 0.3524 | 0.3524 | 0.3524 | 0.3524 | 181.3135 | 188.5842 | 195.1372 | 201.0942 | 206.3476 | 210.4644 | 214.3046 | 218.5908 | 222.961 | 227.4234 | 540 | 550.8 | 561.816 | 573.0523 | 584.5134 | 596.2036 | 608.1277 | 620.2903 | 632.6961 | 645.35 | -358.6865 | -362.2158 | -366.6788 | -371.9581 | -378.1658 | -385.7393 | -393.8232 | -401.6995 | -409.7351 | -417.9265 | 318815.5258 | 640500.3913 | 965102.7378 | 1292671.3403 | 1623255.6175 | 1956905.6402 | 2293672.1409 | 2633606.5236 | 2976760.8728 | 3323187.9635 | 0 | 0 | 0 | 0 | 0 | 0 | 0 | 0 | 0 | 0 | 0 | 0 | 0 | 0 | 0 | 0 | 0 | 0 | 0 | 0 | 0 | 0 | 0 | 0 | 0 | 0 | 0 | 0 | 0 | 0
Res ¦ Insulating Pool Covers ¦New | NEW | R_Townhomes & Semi-detached | Greater Toronto Area | Appliances/Other | Residential | NA | Pool | 10 | 0.69261 | 0.71239 | 0.72709 | 0.73772 | 0.74407 | 0.74386 | 0.74207 | 0.74207 | 0.74208 | 0.74206 | 831.1313 | 871.9626 | 907.7563 | 939.4537 | 966.4916 | 985.5425 | 1002.8359 | 1022.8899 | 1043.3587 | 1064.2027 | 1200 | 1224 | 1248.48 | 1273.4496 | 1298.9186 | 1324.897 | 1351.3949 | 1378.4228 | 1405.9913 | 1434.1111 | -368.8687 | -352.0374 | -340.7237 | -333.9959 | -332.427 | -339.3545 | -348.559 | -355.5329 | -362.6325 | -369.9084 | 48981.0351 | 98402.8995 | 148272.9893 | 198598.7981 | 249387.9184 | 300648.0426 | 352386.9651 | 404612.5833 | 457332.8991 | 510556.0207 | 0 | 0 | 0 | 0 | 0 | 0 | 0 | 0 | 0 | 0 | 0 | 0 | 0 | 0 | 0 | 0 | 0 | 0 | 0 | 0 | 0 | 0 | 0 | 0 | 0 | 0 | 0 | 0 | 0 | 0
Res ¦ Low Flow Showerhead ¦ New | NEW | R_Townhomes & Semi-detached | Greater Toronto Area | Water Heating | Residential | NA | Showers | 10 | 30.0259 | 30.1976 | 30.3333 | 30.4398 | 30.5146 | 30.5411 | 30.5569 | 30.5925 | 30.6333 | 30.6783 | 503.2341 | 516.2335 | 528.9258 | 541.3968 | 553.5832 | 565.1448 | 576.7461 | 588.9659 | 601.5469 | 614.4783 | 16.76 | 17.0952 | 17.4371 | 17.7858 | 18.1416 | 18.5044 | 18.8745 | 19.252 | 19.637 | 20.0298 | 486.4741 | 499.1383 | 511.4887 | 523.6109 | 535.4417 | 546.6404 | 557.8717 | 569.7139 | 581.9098 | 594.4485 | 175020.2985 | 351615.7798 | 529812.8718 | 709638.3507 | 891119.3458 | 1074283.3446 | 1259158.1977 | 1445772.1243 | 1634153.7173 | 1824331.9488 | 175020.2985 | 351615.7798 | 529812.8718 | 709638.3507 | 891119.3458 | 1074283.3446 | 1259158.1977 | 1445772.1243 | 1634153.7173 | 1824331.9488 | 140016.2388 | 281292.6238 | 428248.2016 | 580437.1098 | 737476.1474 | 899029.5649 | 1064802.5891 | 1234536.7298 | 1408005.843 | 1585013.24 | 140016.2388 | 141276.385 | 146955.5778 | 152188.9081 | 157039.0377 | 161553.4174 | 165773.0242 | 169734.1407 | 173469.1132 | 177007.397
Res ¦ Programmable Thermostat - NEW | NEW | R_Townhomes & Semi-detached | Greater Toronto Area | Space Heating/Ventilation | Residential | NA | Thermostat | 15 | 3.4919 | 3.5272 | 3.5557 | 3.578 | 3.5933 | 3.5842 | 3.5841 | 3.5871 | 3.5901 | 3.5933 | 698.3894 | 719.5506 | 739.8666 | 759.3982 | 777.8997 | 791.4526 | 807.2453 | 824.0865 | 841.2846 | 858.8612 | 200 | 204 | 208.08 | 212.2416 | 216.4864 | 220.8162 | 225.2325 | 229.7371 | 234.3319 | 239.0185 | 498.3894 | 515.5506 | 531.7866 | 547.1566 | 561.4132 | 570.6364 | 582.0128 | 594.3493 | 606.9527 | 619.8427 | 355131.3142 | 713458.8102 | 1075036.1129 | 1439917.5534 | 1808158.1794 | 2179813.7653 | 2554940.8225 | 2933596.6102 | 3315839.1458 | 3701727.216 | 355131.3142 | 713458.8102 | 1075036.1129 | 1439917.5534 | 1808158.1794 | 2179813.7653 | 2554940.8225 | 2933596.6102 | 3315839.1458 | 3701727.216 | 222522.6795 | 447048.0631 | 678965.5041 | 917203.6864 | 1163195.3204 | 1415709.868 | 1673999.9385 | 1937467.8715 | 2205969.2582 | 2479166.206 | 222522.6795 | 224525.3836 | 231917.4409 | 238238.1823 | 245991.634 | 252514.5476 | 258290.0705 | 263467.9331 | 268501.3866 | 273196.9479
Res ¦ Tankless Water Heater | NEW | R_Townhomes & Semi-detached | Greater Toronto Area | Water Heating | Residential | Res¦Water Heater | DHW tank | 18 | 0.54447 | 0.55437 | 0.56178 | 0.56715 | 0.5703 | 0.57028 | 0.56937 | 0.56937 | 0.56936 | 0.56937 | 408.3517 | 424.0931 | 438.3556 | 451.397 | 462.9848 | 472.2225 | 480.9035 | 490.5208 | 500.3261 | 510.3413 | 750 | 765 | 780.3 | 795.906 | 811.8241 | 828.0606 | 844.6218 | 861.5143 | 878.7445 | 896.3194 | -341.6483 | -340.9069 | -341.9444 | -344.509 | -348.8393 | -355.8381 | -363.7183 | -370.9934 | -378.4184 | -385.9782 | 662837.55 | 1331640.6379 | 2006509.3523 | 2687545.1 | 3374850.625 | 4068530.0279 | 4768688.785 | 5475433.768 | 6188873.264 | 6909116.9959 | 0 | 0 | 0 | 0 | 0 | 0 | 0 | 0 | 0 | 0 | 0 | 0 | 0 | 0 | 0 | 0 | 0 | 0 | 0 | 0 | 0 | 0 | 0 | 0 | 0 | 0 | 0 | 0 | 0 | 0
Res ¦ Triple Glazed Low-E Argon Windows ¦ New | NEW | R_Townhomes & Semi-detached | Greater Toronto Area | Space Heating/Ventilation | Residential | NA | Residential Households | 30 | 0.91408 | 0.93812 | 0.95699 | 0.97105 | 0.97964 | 0.97008 | 0.96699 | 0.96605 | 0.96507 | 0.96402 | 455.4855 | 476.8133 | 496.1356 | 513.4928 | 528.3948 | 533.7009 | 542.6413 | 552.957 | 563.442 | 574.0892 | 498.3 | 508.266 | 518.4313 | 528.7999 | 539.3759 | 550.1635 | 561.1667 | 572.3901 | 583.8379 | 595.5146 | -42.8145 | -31.4527 | -22.2957 | -15.3071 | -10.9812 | -16.4625 | -18.5254 | -19.4331 | -20.3959 | -21.4254 | 909125.8189 | 1826433.7701 | 2752061.1317 | 3686146.9899 | 4628832.2652 | 5580259.7382 | 6540574.0767 | 7509921.8624 | 8488451.6184 | 9476313.8367 | 0 | 0 | 0 | 0 | 0 | 0 | 0 | 0 | 0 | 0 | 0 | 0 | 0 | 0 | 0 | 0 | 0 | 0 | 0 | 0 | 0 | 0 | 0 | 0 | 0 | 0 | 0 | 0 | 0 | 0
Res ¦ 90 AFUE Furnace Early Replcmnt. BA 60% AFUE | RET | R_Townhomes & Semi-detached | Greater Toronto Area | Space Heating/Ventilation | Residential | NA | Furnace | 3 | 0.72898 | 0.77517 | 0.85082 | 0.89758 | 0.92396 | 0.89986 | 0.89381 | 0.89382 | 0.89384 | 0.89379 | 377.6093 | 409.5693 | 458.5322 | 493.4051 | 518.0661 | 514.6433 | 521.404 | 531.8376 | 542.4895 | 553.3103 | 518 | 528.36 | 538.9272 | 549.7057 | 560.6999 | 571.9139 | 583.3521 | 595.0192 | 606.9196 | 619.058 | -140.3907 | -118.7907 | -80.395 | -56.3006 | -42.6337 | -57.2705 | -61.9481 | -63.1815 | -64.4301 | -65.7477 | 12529192.5499 | 12466546.5872 | 12404213.8542 | 12342192.785 | 12280481.821 | 12219079.4119 | 12157984.0149 | 12097194.0948 | 12036708.1243 | 11976524.5837 | 0 | 0 | 0 | 0 | 0 | 0 | 0 | 0 | 0 | 0 | 0 | 0 | 0 | 0 | 0 | 0 | 0 | 0 | 0 | 0 | 0 | 0 | 0 | 0 | 0 | 0 | 0 | 0 | 0 | 0
Res ¦ Above Grade Wall Insulation | RET | R_Townhomes & Semi-detached | Greater Toronto Area | Space Heating/Ventilation | Residential | NA | Residential Households | 25 | 0.77205 | 0.78159 | 0.78919 | 0.79499 | 0.79876 | 0.79566 | 0.79501 | 0.7952 | 0.7954 | 0.79559 | 926.4647 | 956.6684 | 985.2861 | 1012.3776 | 1037.5196 | 1054.1673 | 1074.3716 | 1096.1274 | 1118.3192 | 1140.9666 | 1200 | 1224 | 1248.48 | 1273.4496 | 1298.9186 | 1324.897 | 1351.3949 | 1378.4228 | 1405.9913 | 1434.1111 | -273.5353 | -267.3316 | -263.1939 | -261.072 | -261.399 | -270.7296 | -277.0233 | -282.2954 | -287.6721 | -293.1445 | 22764137.3998 | 22650316.7128 | 22537065.1292 | 22424379.8036 | 22312257.9045 | 22200696.615 | 22089693.1319 | 21979244.6663 | 21869348.4429 | 21760001.7007 | 0 | 0 | 0 | 0 | 0 | 0 | 0 | 0 | 0 | 0 | 0 | 0 | 0 | 0 | 0 | 0 | 0 | 0 | 0 | 0 | 0 | 0 | 0 | 0 | 0 | 0 | 0 | 0 | 0 | 0
Res ¦ Air Sealing ¦ Retro | RET | R_Townhomes & Semi-detached | Greater Toronto Area | Space Heating/Ventilation | Residential | NA | Residential Households | 1 | 2.4785 | 2.6439 | 2.7932 | 2.9527 | 3.4371 | 3.2579 | 3.1977 | 3.1983 | 3.1986 | 3.198 | 49.569 | 53.9359 | 58.1202 | 62.6696 | 74.4084 | 71.939 | 72.0221 | 73.4768 | 74.9544 | 76.4375 | 20 | 20.4 | 20.808 | 21.2242 | 21.6486 | 22.0816 | 22.5232 | 22.9737 | 23.4332 | 23.9019 | 29.569 | 33.5359 | 37.3122 | 41.4454 | 52.7598 | 49.8574 | 49.4988 | 50.5031 | 51.5212 | 52.5356 | 30996110.3174 | 30841129.7658 | 30686924.117 | 30533489.4964 | 30380822.0489 | 30228917.9387 | 30077773.349 | 29927384.4822 | 29777747.5598 | 29628858.822 | 30996110.3174 | 30841129.7658 | 30686924.117 | 30533489.4964 | 30380822.0489 | 30228917.9387 | 30077773.349 | 29927384.4822 | 29777747.5598 | 29628858.822 | 1023925.5082 | 2107405.1862 | 3246517.3203 | 4435888.171 | 5668687.2486 | 6936695.6759 | 8230454.8014 | 9539495.7067 | 10852642.3977 | 12158373.2259 | 1023925.5082 | 1083479.678 | 1139112.1341 | 1189370.8508 | 1232799.0775 | 1268008.4274 | 1293759.1255 | 1309040.9053 | 1313146.6911 | 1305730.8282
Res ¦ Attic Insulation | RET | R_Townhomes & Semi-detached | Greater Toronto Area | Space Heating/Ventilation | Residential | NA | Residential Households | 25 | 1.597 | 1.6176 | 1.6339 | 1.6464 | 1.6544 | 1.6476 | 1.6462 | 1.6465 | 1.6468 | 1.6472 | 926.2846 | 956.9532 | 985.948 | 1013.3297 | 1038.6547 | 1055.0965 | 1075.2302 | 1096.9598 | 1119.1224 | 1141.7365 | 580 | 591.6 | 603.432 | 615.5006 | 627.8107 | 640.3669 | 653.1742 | 666.2377 | 679.5624 | 693.1537 | 346.2846 | 365.3532 | 382.516 | 397.8291 | 410.844 | 414.7296 | 422.056 | 430.7221 | 439.56 | 448.5828 | 9329369.5175 | 9282722.6699 | 9236309.0565 | 9190127.5112 | 9144176.8737 | 9098455.9893 | 9052963.7094 | 9007698.8908 | 8962660.3964 | 8917847.0944 | 9329369.5175 | 9282722.6699 | 9236309.0565 | 9190127.5112 | 9144176.8737 | 9098455.9893 | 9052963.7094 | 9007698.8908 | 8962660.3964 | 8917847.0944 | 90439.3032 | 180552.2973 | 269396.9659 | 360807.5509 | 453210.1816 | 545903.7966 | 638388.3615 | 730936.7754 | 823384.1064 | 915920.6136 | 90439.3032 | 90112.9941 | 88844.6686 | 91410.585 | 92402.6307 | 92693.615 | 92484.5648 | 92548.4139 | 92447.331 | 92536.5072
Res ¦ Basement Insulation | RET | R_Townhomes & Semi-detached | Greater Toronto Area | Space Heating/Ventilation | Residential | NA | Residential Households | 25 | 1.2955 | 1.3134 | 1.3277 | 1.3385 | 1.3455 | 1.3394 | 1.338 | 1.3381 | 1.3383 | 1.3385 | 2142.687 | 2215.8269 | 2284.6835 | 2349.4016 | 2408.8603 | 2445.9476 | 2492.2105 | 2542.373 | 2593.5234 | 2645.6993 | 1654 | 1687.08 | 1720.8216 | 1755.238 | 1790.3428 | 1826.1496 | 1862.6726 | 1899.9261 | 1937.9246 | 1976.6831 | 488.687 | 528.7469 | 563.8619 | 594.1635 | 618.5175 | 619.7979 | 629.5379 | 642.4469 | 655.5988 | 669.0162 | 43289811.2326 | 43073362.1764 | 42857995.3655 | 42643705.3887 | 42430486.8618 | 42218334.4275 | 42007242.7553 | 41797206.5415 | 41588220.5088 | 41380279.4063 | 43289811.2326 | 43073362.1764 | 42857995.3655 | 42643705.3887 | 42430486.8618 | 42218334.4275 | 42007242.7553 | 41797206.5415 | 41588220.5088 | 41380279.4063 | 293431.6493 | 581833.13 | 860876.2344 | 1149185.5218 | 1439268.3225 | 1727925.874 | 2012960.9965 | 2295848.1484 | 2575984.3295 | 2854439.7434 | 293431.6493 | 288401.4806 | 279043.1045 | 288309.2873 | 290082.8007 | 288657.5515 | 285035.1225 | 282887.152 | 280136.1811 | 278455.4139
Res ¦ Drain Water Heat Recovery ¦ Retro | RET | R_Townhomes & Semi-detached | Greater Toronto Area | Water Heating | Residential | NA | DHW tank | 20 | 0.28331 | 0.28813 | 0.29173 | 0.29435 | 0.29588 | 0.29587 | 0.29543 | 0.29543 | 0.29543 | 0.29543 | 254.9818 | 264.5039 | 273.1676 | 281.1253 | 288.2439 | 293.9954 | 299.4288 | 305.4179 | 311.5251 | 317.7626 | 900 | 918 | 936.36 | 955.0872 | 974.1889 | 993.6727 | 1013.5462 | 1033.8171 | 1054.4934 | 1075.5833 | -645.0182 | -653.4961 | -663.1924 | -673.9619 | -685.9451 | -699.6773 | -714.1173 | -728.3992 | -742.9683 | -757.8208 | 21121738.0966 | 21016129.4062 | 20911048.7591 | 20806493.5153 | 20702461.0478 | 20598948.7425 | 20495953.9988 | 20393474.2288 | 20291506.8577 | 20190049.3234 | 0 | 0 | 0 | 0 | 0 | 0 | 0 | 0 | 0 | 0 | 0 | 0 | 0 | 0 | 0 | 0 | 0 | 0 | 0 | 0 | 0 | 0 | 0 | 0 | 0 | 0 | 0 | 0 | 0 | 0
Res ¦ HVAC Zone Control | RET | R_Townhomes & Semi-detached | Greater Toronto Area | Space Heating/Ventilation | Residential | NA | Residence | 20 | 0.71458 | 0.72335 | 0.73037 | 0.73575 | 0.7393 | 0.7366 | 0.73613 | 0.73643 | 0.73673 | 0.73704 | 714.5787 | 737.8196 | 759.8742 | 780.7868 | 800.2387 | 813.2673 | 828.9971 | 845.922 | 863.1928 | 880.8288 | 1000 | 1020 | 1040.4 | 1061.208 | 1082.4322 | 1104.0808 | 1126.1624 | 1148.6857 | 1171.6594 | 1195.0926 | -285.4213 | -282.1804 | -280.5258 | -280.4212 | -282.1934 | -290.8135 | -297.1653 | -302.7637 | -308.4666 | -314.2638 | 23238874.0224 | 23122679.6523 | 23007066.254 | 22892030.9227 | 22777570.7681 | 22663682.9143 | 22550364.4997 | 22437612.6772 | 22325424.6138 | 22213797.4908 | 0 | 0 | 0 | 0 | 0 | 0 | 0 | 0 | 0 | 0 | 0 | 0 | 0 | 0 | 0 | 0 | 0 | 0 | 0 | 0 | 0 | 0 | 0 | 0 | 0 | 0 | 0 | 0 | 0 | 0
Res ¦ Insulating Pool Covers ¦Retro | RET | R_Townhomes & Semi-detached | Greater Toronto Area | Appliances/Other | Residential | NA | Pool | 10 | 0.69261 | 0.71239 | 0.72709 | 0.73772 | 0.74407 | 0.74386 | 0.74207 | 0.74207 | 0.74208 | 0.74206 | 831.1313 | 871.9626 | 907.7563 | 939.4537 | 966.4916 | 985.5425 | 1002.8359 | 1022.8899 | 1043.3587 | 1064.2027 | 1200 | 1224 | 1248.48 | 1273.4496 | 1298.9186 | 1324.897 | 1351.3949 | 1378.4228 | 1405.9913 | 1434.1111 | -368.8687 | -352.0374 | -340.7237 | -333.9959 | -332.427 | -339.3545 | -348.559 | -355.5329 | -362.6325 | -369.9084 | 2565059.4682 | 2552234.1709 | 2539473 | 2526775.635 | 2514141.7568 | 2501571.0481 | 2489063.1928 | 2476617.8769 | 2464234.7875 | 2451913.6135 | 0 | 0 | 0 | 0 | 0 | 0 | 0 | 0 | 0 | 0 | 0 | 0 | 0 | 0 | 0 | 0 | 0 | 0 | 0 | 0 | 0 | 0 | 0 | 0 | 0 | 0 | 0 | 0 | 0 | 0
Res ¦ Low Flow Showerhead ¦ Retro | RET | R_Townhomes & Semi-detached | Greater Toronto Area | Water Heating | Residential | NA | Showers | 10 | 28.9127 | 29.0748 | 29.2032 | 29.304 | 29.3752 | 29.4008 | 29.4165 | 29.4509 | 29.4904 | 29.5339 | 484.5775 | 497.0402 | 509.2197 | 521.1966 | 532.912 | 544.0445 | 555.2211 | 566.9882 | 579.1037 | 591.5571 | 16.76 | 17.0952 | 17.4371 | 17.7858 | 18.1416 | 18.5044 | 18.8745 | 19.252 | 19.637 | 20.0298 | 467.8175 | 479.945 | 491.7826 | 503.4108 | 514.7704 | 525.5401 | 536.3466 | 547.7362 | 559.4666 | 571.5273 | 3952792.1022 | 3933028.1417 | 3913363.001 | 3893796.1859 | 3874327.205 | 3854955.569 | 3835680.7911 | 3816502.3872 | 3797419.8753 | 3778432.7759 | 3952792.1022 | 3933028.1417 | 3913363.001 | 3893796.1859 | 3874327.205 | 3854955.569 | 3835680.7911 | 3816502.3872 | 3797419.8753 | 3778432.7759 | 130576.5343 | 268747.7393 | 414013.4969 | 565688.5186 | 722901.7434 | 884605.0553 | 1049592.236 | 1216528.2322 | 1383987.8203 | 1550501.6975 | 130576.5343 | 138171.205 | 145265.7576 | 151675.0217 | 157213.2247 | 161703.312 | 164987.1807 | 166935.9961 | 167459.5882 | 166513.8771
Res ¦ Programmable Thermostat - RET | RET | R_Townhomes & Semi-detached | Greater Toronto Area | Space Heating/Ventilation | Residential | NA | Thermostat | 15 | 2.7876 | 2.8233 | 2.8518 | 2.8739 | 2.8887 | 2.8782 | 2.8768 | 2.8787 | 2.8805 | 2.8824 | 836.2769 | 863.9156 | 890.1159 | 914.9534 | 938.0384 | 953.3224 | 971.9276 | 992.001 | 1012.489 | 1033.4155 | 300 | 306 | 312.12 | 318.3624 | 324.7296 | 331.2242 | 337.8487 | 344.6057 | 351.4978 | 358.5278 | 536.2769 | 557.9156 | 577.9959 | 596.591 | 613.3088 | 622.0981 | 634.0789 | 647.3953 | 660.9912 | 674.8877 | 19720618.4922 | 19622015.3997 | 19523905.3227 | 19426285.7961 | 19329154.3671 | 19232508.5953 | 19136346.0523 | 19040664.3221 | 18945461.0005 | 18850733.6955 | 19720618.4922 | 19622015.3997 | 19523905.3227 | 19426285.7961 | 19329154.3671 | 19232508.5953 | 19136346.0523 | 19040664.3221 | 18945461.0005 | 18850733.6955 | 462807.1768 | 941460.482 | 1433718.1821 | 1943306.2244 | 2466941.8402 | 3002166.5814 | 3546575.6489 | 4098663.734 | 4656208.7408 | 5217382.9873 | 462807.1768 | 478653.3052 | 492257.7001 | 509588.0423 | 523635.6158 | 535224.7412 | 544409.0676 | 552088.0851 | 557545.0068 | 561174.2465
Res ¦ Solar Pool Heater ¦ Retro | RET | R_Townhomes & Semi-detached | Greater Toronto Area | Appliances/Other | Residential | NA | Pool Heater | 20 | 2.3317 | 2.3726 | 2.4029 | 2.4249 | 2.438 | 2.4375 | 2.4337 | 2.4337 | 2.4336 | 2.4336 | 3381.0003 | 3509.0248 | 3625.0336 | 3731.3323 | 3826.4629 | 3902.2044 | 3974.0944 | 4053.4889 | 4134.5043 | 4217.0738 | 1450 | 1479 | 1508.58 | 1538.7516 | 1569.5266 | 1600.9172 | 1632.9355 | 1665.5942 | 1698.9061 | 1732.8842 | 1931.0003 | 2030.0248 | 2116.4536 | 2192.5807 | 2256.9363 | 2301.2873 | 2341.1589 | 2387.8947 | 2435.5982 | 2484.1896 | 12367251.0075 | 12305414.7524 | 12243887.6787 | 12182668.2403 | 12121754.8991 | 12061146.1246 | 12000840.394 | 11940836.192 | 11881132.011 | 11821726.351 | 12367251.0075 | 12305414.7524 | 12243887.6787 | 12182668.2403 | 12121754.8991 | 12061146.1246 | 12000840.394 | 11940836.192 | 11881132.011 | 11821726.351 | 265706.2483 | 536957.4913 | 811376.5214 | 1095014.3387 | 1384530.4823 | 1677920.9615 | 1973424.872 | 2270722.3429 | 2568646.4159 | 2866743.0512 | 265706.2483 | 271251.243 | 274419.0301 | 283637.8173 | 289516.1436 | 293390.4792 | 295503.9105 | 297297.4708 | 297924.0731 | 298096.6353
Res ¦ Behavioural Mailed Reports | ROB | R_Townhomes & Semi-detached | Greater Toronto Area | Cross Cutting/Behavioural | Residential | NA | Residential Households | 3 | 1.418 | 1.5078 | 1.6497 | 1.7391 | 1.7896 | 1.7471 | 1.7352 | 1.7352 | 1.7353 | 1.7354 | 10.9899 | 11.9188 | 13.3019 | 14.3033 | 15.0124 | 14.9493 | 15.1448 | 15.4475 | 15.7571 | 16.0734 | 7.75 | 7.905 | 8.0631 | 8.2244 | 8.3888 | 8.5566 | 8.7278 | 8.9023 | 9.0804 | 9.262 | 3.2399 | 4.0138 | 5.2388 | 6.079 | 6.6235 | 6.3927 | 6.417 | 6.5452 | 6.6768 | 6.8114 | 6012063.3465 | 5982003.0298 | 5952093.0146 | 5922332.5496 | 5892720.8868 | 5863257.2824 | 5833940.996 | 5804771.291 | 5775747.4345 | 5746868.6974 | 6012063.3465 | 5982003.0298 | 5952093.0146 | 5922332.5496 | 5892720.8868 | 5863257.2824 | 5833940.996 | 5804771.291 | 5775747.4345 | 5746868.6974 | 1006567.4399 | 1728376.3657 | 2273340.5156 | 2707354.8936 | 3070343.7823 | 3386279.7965 | 3669389.4514 | 3927984.7317 | 4166827.5799 | 4388589.1185 | 1006567.4399 | 721808.9257 | 544964.15 | 434014.378 | 362988.8887 | 315936.0143 | 283109.6549 | 258595.2803 | 238842.8482 | 221761.5386
Res ¦ Combination Space Water Heating | ROB | R_Townhomes & Semi-detached | Greater Toronto Area | Water Heating | Residential | Res¦Water Heater | Residence | 20 | 2.6772 | 2.689 | 2.6985 | 2.7062 | 2.7119 | 2.7145 | 2.7162 | 2.719 | 2.7218 | 2.7248 | 1820.4984 | 1865.1199 | 1909.1392 | 1952.8393 | 1996.0701 | 2037.9941 | 2080.0704 | 2123.8276 | 2168.5586 | 2214.3586 | 680 | 693.6 | 707.472 | 721.6214 | 736.0539 | 750.7749 | 765.7904 | 781.1063 | 796.7284 | 812.6629 | 1140.4984 | 1171.5199 | 1201.6672 | 1231.2179 | 1260.0162 | 1287.2191 | 1314.2799 | 1342.7213 | 1371.8303 | 1401.6956 | 6893461.3845 | 6858994.0776 | 6824699.1072 | 6790575.6117 | 6756622.7336 | 6722839.6199 | 6689225.4218 | 6655779.2947 | 6622500.3982 | 6589387.8963 | 6893461.3845 | 6858994.0776 | 6824699.1072 | 6790575.6117 | 6756622.7336 | 6722839.6199 | 6689225.4218 | 6655779.2947 | 6622500.3982 | 6589387.8963 | 203836.3727 | 398875.0789 | 585446.9994 | 765369.6825 | 938612.0334 | 1105433.5138 | 1266151.4182 | 1421304.7399 | 1571264.4663 | 1716485.1801 | 203836.3727 | 195038.7062 | 186571.9205 | 179922.6831 | 173242.3509 | 166821.4804 | 160717.9044 | 155153.3217 | 149959.7265 | 145220.7138
Res ¦ HE Condensing Furnace | ROB | R_Townhomes & Semi-detached | Greater Toronto Area | Space Heating/Ventilation | Residential | NA | Furnace | 18 | 0.22426 | 0.22845 | 0.23178 | 0.23429 | 0.23589 | 0.23443 | 0.23406 | 0.23407 | 0.23406 | 0.23406 | 396.2754 | 411.7523 | 426.0945 | 439.3335 | 451.1862 | 457.3564 | 465.7673 | 475.0893 | 484.5893 | 494.2744 | 1767 | 1802.34 | 1838.3868 | 1875.1545 | 1912.6576 | 1950.9108 | 1989.929 | 2029.7276 | 2070.3221 | 2111.7286 | -1370.7246 | -1390.5877 | -1412.2923 | -1435.8211 | -1461.4714 | -1493.5544 | -1524.1617 | -1554.6383 | -1585.7328 | -1617.4542 | 23673312.0898 | 23554945.5293 | 23437170.8017 | 23319984.9477 | 23203385.0229 | 23087368.0978 | 22971931.2573 | 22857071.601 | 22742786.243 | 22629072.3118 | 0 | 0 | 0 | 0 | 0 | 0 | 0 | 0 | 0 | 0 | 0 | 0 | 0 | 0 | 0 | 0 | 0 | 0 | 0 | 0 | 0 | 0 | 0 | 0 | 0 | 0 | 0 | 0 | 0 | 0
Res ¦ HE Storage Water Heating | ROB | R_Townhomes & Semi-detached | Greater Toronto Area | Water Heating | Residential | Res¦Water Heater | Water heater | 16 | 0.33577 | 0.34238 | 0.34733 | 0.35092 | 0.35302 | 0.35301 | 0.3524 | 0.3524 | 0.3524 | 0.3524 | 181.3135 | 188.5842 | 195.1372 | 201.0942 | 206.3476 | 210.4644 | 214.3046 | 218.5908 | 222.961 | 227.4234 | 540 | 550.8 | 561.816 | 573.0523 | 584.5134 | 596.2036 | 608.1277 | 620.2903 | 632.6961 | 645.35 | -358.6865 | -362.2158 | -366.6788 | -371.9581 | -378.1658 | -385.7393 | -393.8232 | -401.6995 | -409.7351 | -417.9265 | 16695865.6937 | 16612386.3652 | 16529324.4334 | 16446677.8112 | 16364444.4221 | 16282622.2 | 16201209.089 | 16120203.0436 | 16039602.0284 | 15959404.0182 | 0 | 0 | 0 | 0 | 0 | 0 | 0 | 0 | 0 | 0 | 0 | 0 | 0 | 0 | 0 | 0 | 0 | 0 | 0 | 0 | 0 | 0 | 0 | 0 | 0 | 0 | 0 | 0 | 0 | 0
Res ¦ Tankless Water Heater | ROB | R_Townhomes & Semi-detached | Greater Toronto Area | Water Heating | Residential | Res¦Water Heater | DHW tank | 18 | 0.54447 | 0.55437 | 0.56178 | 0.56715 | 0.5703 | 0.57028 | 0.56937 | 0.56937 | 0.56936 | 0.56937 | 408.3517 | 424.0931 | 438.3556 | 451.397 | 462.9848 | 472.2225 | 480.9035 | 490.5208 | 500.3261 | 510.3413 | 750 | 765 | 780.3 | 795.906 | 811.8241 | 828.0606 | 844.6218 | 861.5143 | 878.7445 | 896.3194 | -341.6483 | -340.9069 | -341.9444 | -344.509 | -348.8393 | -355.8381 | -363.7183 | -370.9934 | -378.4184 | -385.9782 | 34711755.9078 | 34538197.1282 | 34365506.1426 | 34193678.6119 | 34022710.2188 | 33852596.6677 | 33683333.6844 | 33514917.0159 | 33347342.4309 | 33180605.7187 | 0 | 0 | 0 | 0 | 0 | 0 | 0 | 0 | 0 | 0 | 0 | 0 | 0 | 0 | 0 | 0 | 0 | 0 | 0 | 0 | 0 | 0 | 0 | 0 | 0 | 0 | 0 | 0 | 0 | 0
Res ¦ Triple Glazed Low-E Argon Windows ¦ ROB | ROB | R_Townhomes & Semi-detached | Greater Toronto Area | Space Heating/Ventilation | Residential | NA | Residential Households | 30 | 0.45731 | 0.46934 | 0.47879 | 0.48582 | 0.49012 | 0.48533 | 0.48379 | 0.48332 | 0.48282 | 0.4823 | 455.4855 | 476.8133 | 496.1356 | 513.4928 | 528.3948 | 533.7009 | 542.6413 | 552.957 | 563.442 | 574.0892 | 996 | 1015.92 | 1036.2384 | 1056.9632 | 1078.1024 | 1099.6645 | 1121.6578 | 1144.0909 | 1166.9727 | 1190.3122 | -540.5145 | -539.1067 | -540.1028 | -543.4703 | -549.7077 | -565.9636 | -579.0165 | -591.1339 | -603.5308 | -616.223 | 47609483.6723 | 47371436.2539 | 47134579.0727 | 46898906.1773 | 46664411.6464 | 46431089.5882 | 46198934.1402 | 45967939.4695 | 45738099.7722 | 45509409.2733 | 0 | 0 | 0 | 0 | 0 | 0 | 0 | 0 | 0 | 0 | 0 | 0 | 0 | 0 | 0 | 0 | 0 | 0 | 0 | 0 | 0 | 0 | 0 | 0 | 0 | 0 | 0 | 0 | 0 | 0
Com ¦ Condensing Boiler ¦ Near Cond Baseline | NEW | C_Accommodation | Ottawa and Surrounding | Space Heating/Ventilation | Commercial | NA | End Use Consumption (m^3/year) | 25 | 1.0302 | 1.046 | 1.0586 | 1.0681 | 1.0741 | 1.0686 | 1.0672 | 1.0672 | 1.0672 | 1.0672 | 0.22439 | 0.23239 | 0.23987 | 0.24687 | 0.25323 | 0.25697 | 0.26176 | 0.267 | 0.27234 | 0.27778 | 0.2178 | 0.22216 | 0.2266 | 0.23114 | 0.23576 | 0.24047 | 0.24528 | 0.25019 | 0.25519 | 0.2603 | 0.0065823 | 0.010226 | 0.013271 | 0.01573 | 0.01747 | 0.016492 | 0.016479 | 0.016811 | 0.017145 | 0.017485 | 4281.2469 | 8579.6188 | 12895.3769 | 17228.784 | 21580.1051 | 25949.6068 | 30337.5576 | 34744.2279 | 39169.89 | 43614.8184 | 4281.2469 | 8579.6188 | 12895.3769 | 17228.784 | 21580.1051 | 25949.6068 | 30337.5576 | 34744.2279 | 39169.89 | 43614.8184 | 457.162 | 916.1526 | 1346.2846 | 1733.5506 | 2170.6666 | 2627.5786 | 3087.1806 | 3537.6548 | 3986.8604 | 4431.5127 | 457.162 | 458.9906 | 430.132 | 387.266 | 437.116 | 456.912 | 459.602 | 450.4741 | 449.2056 | 444.6524
Com ¦ Condensing Boiler ¦ Std Baseline | NEW | C_Accommodation | Ottawa and Surrounding | Space Heating/Ventilation | Commercial | Com¦Boiler¦Std | End Use Consumption (m^3/year) | 25 | 1.5743 | 1.5984 | 1.6176 | 1.6321 | 1.6413 | 1.6329 | 1.6308 | 1.6308 | 1.6308 | 1.6307 | 0.52357 | 0.54224 | 0.55971 | 0.57602 | 0.59087 | 0.59959 | 0.61078 | 0.623 | 0.63546 | 0.64816 | 0.33258 | 0.33923 | 0.34601 | 0.35294 | 0.35999 | 0.36719 | 0.37454 | 0.38203 | 0.38967 | 0.39746 | 0.19099 | 0.20301 | 0.21369 | 0.22309 | 0.23087 | 0.23239 | 0.23624 | 0.24097 | 0.24579 | 0.25069 | 9989.5761 | 20019.1106 | 30089.2127 | 40200.4961 | 50353.5786 | 60549.0825 | 70787.6343 | 81069.865 | 91396.4101 | 101767.9095 | 9989.5761 | 20019.1106 | 30089.2127 | 40200.4961 | 50353.5786 | 60549.0825 | 70787.6343 | 81069.865 | 91396.4101 | 101767.9095 | 240.5829 | 482.1282 | 960.8187 | 1655.2104 | 2609.7348 | 3807.9387 | 5229.7183 | 6853.1388 | 8675.3287 | 10680.7808 | 240.5829 | 241.5453 | 478.6905 | 694.3917 | 954.5244 | 1198.2038 | 1421.7796 | 1623.4205 | 1822.1899 | 2005.4521
Com ¦ Condensing Water Heaters | NEW | C_Accommodation | Ottawa and Surrounding | Water Heating | Commercial | Com ¦ Water Heating | End Use Consumption (m^3/year) | 13 | 1.5536 | 1.5892 | 1.6159 | 1.6352 | 1.6466 | 1.6465 | 1.6432 | 1.6432 | 1.6432 | 1.6432 | 0.24404 | 0.25463 | 0.26408 | 0.27258 | 0.27997 | 0.28555 | 0.29068 | 0.29649 | 0.30242 | 0.30847 | 0.15708 | 0.16022 | 0.16343 | 0.1667 | 0.17003 | 0.17343 | 0.1769 | 0.18044 | 0.18405 | 0.18773 | 0.086963 | 0.094409 | 0.10066 | 0.10589 | 0.10994 | 0.11212 | 0.11378 | 0.11606 | 0.11838 | 0.12075 | 397.1013 | 795.7911 | 1196.0935 | 1598.0329 | 2001.6339 | 2406.9211 | 2813.9197 | 3222.6545 | 3633.1509 | 4045.4343 | 397.1013 | 795.7911 | 1196.0935 | 1598.0329 | 2001.6339 | 2406.9211 | 2813.9197 | 3222.6545 | 3633.1509 | 4045.4343 | 222.224 | 445.337 | 671.111 | 898.635 | 1133.0708 | 1372.5628 | 1615.9805 | 1862.4848 | 2112.365 | 2365.2687 | 222.224 | 223.1129 | 225.7741 | 227.524 | 234.4357 | 239.492 | 243.4176 | 246.5044 | 249.8802 | 252.9037
Com ¦ Demand Control Kitchen Ventilation | NEW | C_Accommodation | Ottawa and Surrounding | Space Heating/Ventilation | Commercial | NA | per building | 15 | 4.3624 | 4.408 | 4.4448 | 4.4736 | 4.4933 | 4.4812 | 4.4808 | 4.4844 | 4.4881 | 4.4919 | 65435.9299 | 67442.9283 | 69366.2343 | 71211.5723 | 72954.905 | 74214.772 | 75691.2479 | 77268.2103 | 78878.4803 | 80524.0625 | 15000 | 15300 | 15606 | 15918.12 | 16236.4824 | 16561.212 | 16892.4363 | 17230.285 | 17574.8907 | 17926.3885 | 50435.9299 | 52142.9283 | 53760.2343 | 55293.4523 | 56718.4226 | 57653.56 | 58798.8116 | 60037.9253 | 61303.5896 | 62597.674 | 27.4082 | 55.0083 | 82.8033 | 110.7961 | 138.9898 | 167.3875 | 195.9924 | 224.8075 | 253.8361 | 283.0814 | 27.4082 | 55.0083 | 82.8033 | 110.7961 | 138.9898 | 167.3875 | 195.9924 | 224.8075 | 253.8361 | 283.0814 | 18.7745 | 37.6804 | 57.0779 | 76.9521 | 97.3456 | 118.2288 | 139.5774 | 161.3683 | 183.5901 | 206.2238 | 18.7745 | 18.9059 | 19.3976 | 19.8741 | 20.3935 | 20.8833 | 21.3485 | 21.791 | 22.2217 | 22.6338
Com ¦ High perf.glazings ¦ New | NEW | C_Accommodation | Ottawa and Surrounding | Space Heating/Ventilation | Commercial | Windows New | End Use Consumption (m^3/year) | 30 | 1.6157 | 1.6383 | 1.6563 | 1.6698 | 1.6785 | 1.6706 | 1.6686 | 1.6686 | 1.6686 | 1.6686 | 0.40969 | 0.42374 | 0.43695 | 0.44934 | 0.4607 | 0.46771 | 0.47649 | 0.48602 | 0.49574 | 0.50565 | 0.25357 | 0.25864 | 0.26382 | 0.26909 | 0.27447 | 0.27996 | 0.28556 | 0.29127 | 0.2971 | 0.30304 | 0.15612 | 0.1651 | 0.17313 | 0.18025 | 0.18623 | 0.18774 | 0.19093 | 0.19475 | 0.19864 | 0.2026 | 2847.331 | 5706.0514 | 8576.3347 | 11458.356 | 14352.2912 | 17258.3179 | 20176.6145 | 23107.3609 | 26050.7383 | 29006.9289 | 2847.331 | 5706.0514 | 8576.3347 | 11458.356 | 14352.2912 | 17258.3179 | 20176.6145 | 23107.3609 | 26050.7383 | 29006.9289 | 883.6169 | 1770.7683 | 2649.6135 | 3507.6965 | 4417.4965 | 5354.2071 | 6303.3607 | 7254.746 | 8213.9218 | 9177.62 | 883.6169 | 887.1514 | 878.8453 | 858.0829 | 909.8 | 936.7106 | 949.1536 | 951.3853 | 959.1758 | 963.6982
Com ¦ Near Condensing Boiler¦ Std Baseline | NEW | C_Accommodation | Ottawa and Surrounding | Space Heating/Ventilation | Commercial | Com¦Boiler¦Std | End Use Consumption (m^3/year) | 25 | 4.3784 | 4.4456 | 4.4989 | 4.5392 | 4.5649 | 4.5415 | 4.5355 | 4.5356 | 4.5355 | 4.5355 | 0.29918 | 0.30985 | 0.31983 | 0.32915 | 0.33764 | 0.34262 | 0.34902 | 0.356 | 0.36312 | 0.37037 | 0.068331 | 0.069697 | 0.071091 | 0.072513 | 0.073963 | 0.075443 | 0.076952 | 0.078491 | 0.08006 | 0.081662 | 0.23085 | 0.24015 | 0.24874 | 0.25664 | 0.26367 | 0.26718 | 0.27206 | 0.27751 | 0.28306 | 0.28871 | 5708.3292 | 11439.4918 | 17193.8358 | 22971.712 | 28773.4735 | 34599.4757 | 40450.0767 | 46325.6372 | 52226.5201 | 58153.0912 | 5708.3292 | 11439.4918 | 17193.8358 | 22971.712 | 28773.4735 | 34599.4757 | 40450.0767 | 46325.6372 | 52226.5201 | 58153.0912 | 3560.6877 | 7135.6181 | 10506.8694 | 13669.112 | 16643.2052 | 19423.4938 | 22010.4472 | 24408.0239 | 26625.0827 | 28669.6005 | 3560.6877 | 3574.9304 | 3371.2513 | 3162.2426 | 2974.0932 | 2780.2886 | 2586.9533 | 2397.5767 | 2217.0588 | 2044.5178
Com ¦ Super High Perf Glazing ¦New | NEW | C_Accommodation | Ottawa and Surrounding | Space Heating/Ventilation | Commercial | Windows New | End Use Consumption (m^3/year) | 30 | 0.53856 | 0.54611 | 0.55209 | 0.55662 | 0.5595 | 0.55687 | 0.5562 | 0.5562 | 0.5562 | 0.55619 | 0.61454 | 0.63561 | 0.65542 | 0.67401 | 0.69106 | 0.70156 | 0.71473 | 0.72903 | 0.74361 | 0.75847 | 1.1411 | 1.1639 | 1.1872 | 1.2109 | 1.2351 | 1.2598 | 1.285 | 1.3107 | 1.3369 | 1.3637 | -0.52653 | -0.52828 | -0.53175 | -0.5369 | -0.54407 | -0.55828 | -0.5703 | -0.5817 | -0.59334 | -0.60522 | 4270.9965 | 8559.077 | 12864.5021 | 17187.534 | 21528.4369 | 25887.4768 | 30264.9217 | 34661.0414 | 39076.1074 | 43510.3934 | 0 | 0 | 0 | 0 | 0 | 0 | 0 | 0 | 0 | 0 | 0 | 0 | 0 | 0 | 0 | 0 | 0 | 0 | 0 | 0 | 0 | 0 | 0 | 0 | 0 | 0 | 0 | 0 | 0 | 0
Com ¦ Tankless Water Heaters | NEW | C_Accommodation | Ottawa and Surrounding | Water Heating | Commercial | Com ¦ Water Heating | End Use Consumption (m^3/year) | 18 | 0.54413 | 0.55403 | 0.56143 | 0.5668 | 0.56995 | 0.56992 | 0.56902 | 0.56902 | 0.56901 | 0.56902 | 0.46011 | 0.47785 | 0.49392 | 0.50862 | 0.52167 | 0.53208 | 0.54186 | 0.5527 | 0.56375 | 0.57503 | 0.84559 | 0.8625 | 0.87976 | 0.89735 | 0.9153 | 0.9336 | 0.95228 | 0.97132 | 0.99075 | 1.0106 | -0.38548 | -0.38465 | -0.38583 | -0.38873 | -0.39362 | -0.40152 | -0.41041 | -0.41862 | -0.427 | -0.43553 | 593.7964 | 1189.968 | 1788.551 | 2389.5819 | 2993.0973 | 3599.1344 | 4207.7303 | 4818.9226 | 5432.749 | 6049.2475 | 0 | 0 | 0 | 0 | 0 | 0 | 0 | 0 | 0 | 0 | 0 | 0 | 0 | 0 | 0 | 0 | 0 | 0 | 0 | 0 | 0 | 0 | 0 | 0 | 0 | 0 | 0 | 0 | 0 | 0
Com ¦ Air Sealing | RET | C_Accommodation | Ottawa and Surrounding | Space Heating/Ventilation | Commercial | NA | Floor area (1000m2) | 6 | 0.7443 | 0.77842 | 0.80548 | 0.82599 | 0.83903 | 0.82713 | 0.82412 | 0.82415 | 0.82415 | 0.82412 | 0.06258 | 0.066757 | 0.07046 | 0.073699 | 0.07636 | 0.076782 | 0.078033 | 0.079597 | 0.081189 | 0.082809 | 0.084079 | 0.08576 | 0.087476 | 0.089225 | 0.09101 | 0.09283 | 0.094686 | 0.09658 | 0.098512 | 0.10048 | -0.021499 | -0.019003 | -0.017016 | -0.015526 | -0.01465 | -0.016047 | -0.016654 | -0.016984 | -0.017323 | -0.017673 | 35.3465 | 35.1698 | 34.9939 | 34.819 | 34.6449 | 34.4717 | 34.2993 | 34.1278 | 33.9572 | 33.7874 | 0 | 0 | 0 | 0 | 0 | 0 | 0 | 0 | 0 | 0 | 0 | 0 | 0 | 0 | 0 | 0 | 0 | 0 | 0 | 0 | 0 | 0 | 0 | 0 | 0 | 0 | 0 | 0 | 0 | 0
Com ¦ Building Controls and Automation Systems | RET | C_Accommodation | Ottawa and Surrounding | Space Heating/Ventilation | Commercial | NA | Customer Segment Consumption (m^3/year) | 11 | 1.6349 | 1.6788 | 1.7136 | 1.7399 | 1.7567 | 1.7414 | 1.7375 | 1.7375 | 1.7375 | 1.7375 | 0.21383 | 0.22396 | 0.23317 | 0.24149 | 0.2487 | 0.25146 | 0.25592 | 0.26104 | 0.26626 | 0.27158 | 0.13079 | 0.13341 | 0.13607 | 0.13879 | 0.14157 | 0.1444 | 0.14729 | 0.15024 | 0.15324 | 0.15631 | 0.083038 | 0.090553 | 0.097099 | 0.1027 | 0.10713 | 0.10706 | 0.10863 | 0.1108 | 0.11302 | 0.11528 | 696539.8863 | 693057.1869 | 689591.9009 | 686143.9414 | 682713.2217 | 679299.6556 | 675903.1573 | 672523.6416 | 669161.0233 | 665815.2182 | 696539.8863 | 693057.1869 | 689591.9009 | 686143.9414 | 682713.2217 | 679299.6556 | 675903.1573 | 672523.6416 | 669161.0233 | 665815.2182 | 28141.316 | 56754.5069 | 85609.6956 | 115012.7728 | 144637.7467 | 174216.0562 | 203506.2894 | 232368.6306 | 260617.651 | 288122.5881 | 28141.316 | 28613.1909 | 28855.1886 | 29403.0773 | 29624.9739 | 29578.3095 | 29290.2332 | 28862.3412 | 28249.0205 | 27504.9371
Com ¦ Heat Reflector Panels | RET | C_Accommodation | Ottawa and Surrounding | Space Heating/Ventilation | Commercial | NA | End Use Consumption (m^3/year) | 18 | 2.0191 | 2.0568 | 2.0867 | 2.1094 | 2.1238 | 2.1106 | 2.1073 | 2.1073 | 2.1073 | 2.1073 | 0.092157 | 0.095756 | 0.099092 | 0.10217 | 0.10493 | 0.10636 | 0.10832 | 0.11049 | 0.1127 | 0.11495 | 0.045643 | 0.046556 | 0.047487 | 0.048437 | 0.049405 | 0.050393 | 0.051401 | 0.052429 | 0.053478 | 0.054547 | 0.046514 | 0.049201 | 0.051605 | 0.053734 | 0.055522 | 0.055969 | 0.056917 | 0.058057 | 0.059217 | 0.0604 | 27197.7059 | 27061.7173 | 26926.4088 | 26791.7767 | 26657.8178 | 26524.5287 | 26391.9061 | 26259.9466 | 26128.6468 | 25998.0036 | 27197.7059 | 27061.7173 | 26926.4088 | 26791.7767 | 26657.8178 | 26524.5287 | 26391.9061 | 26259.9466 | 26128.6468 | 25998.0036 | 1017.4328 | 2046.008 | 3077.0155 | 4130.8692 | 5194.2151 | 6256.9617 | 7310.479 | 8351.4722 | 9373.9392 | 10374.4725 | 1017.4328 | 1028.5752 | 1031.0075 | 1053.8537 | 1063.3459 | 1062.7466 | 1053.5173 | 1040.9932 | 1022.4671 | 1000.5333
Com ¦ Heat/Energy Recovery Ventilation | RET | C_Accommodation | Ottawa and Surrounding | Space Heating/Ventilation | Commercial | NA | End Use Consumption (m^3/year) | 15 | 1.781 | 1.8187 | 1.8486 | 1.8713 | 1.8857 | 1.8726 | 1.8692 | 1.8693 | 1.8692 | 1.8692 | 0.40645 | 0.42336 | 0.43893 | 0.45319 | 0.46582 | 0.47182 | 0.4804 | 0.49002 | 0.49982 | 0.5098 | 0.22821 | 0.23278 | 0.23743 | 0.24218 | 0.24703 | 0.25197 | 0.25701 | 0.26215 | 0.26739 | 0.27274 | 0.17824 | 0.19059 | 0.2015 | 0.21101 | 0.21879 | 0.21985 | 0.2234 | 0.22787 | 0.23243 | 0.23707 | 438563.0072 | 436370.1922 | 434188.3412 | 432017.3995 | 429857.3125 | 427708.0259 | 425569.4858 | 423441.6384 | 421324.4302 | 419217.808 | 438563.0072 | 436370.1922 | 434188.3412 | 432017.3995 | 429857.3125 | 427708.0259 | 425569.4858 | 423441.6384 | 421324.4302 | 419217.808 | 16406.1036 | 32991.8788 | 49616.8749 | 66610.2653 | 83756.7179 | 100893.5076 | 117881.4735 | 134667.4885 | 151154.7702 | 167288.3697 | 16406.1036 | 16585.7752 | 16624.9961 | 16993.3903 | 17146.4526 | 17136.7897 | 16987.966 | 16786.0149 | 16487.2817 | 16133.5995
Com ¦ High perf.glazings ¦ Retro | RET | C_Accommodation | Ottawa and Surrounding | Space Heating/Ventilation | Commercial | Windows Retro | End Use Consumption (m^3/year) | 30 | 1.1286 | 1.1444 | 1.1569 | 1.1664 | 1.1725 | 1.167 | 1.1656 | 1.1656 | 1.1656 | 1.1655 | 0.40969 | 0.42374 | 0.43695 | 0.44934 | 0.4607 | 0.46771 | 0.47649 | 0.48602 | 0.49574 | 0.50565 | 0.36301 | 0.37027 | 0.37767 | 0.38523 | 0.39293 | 0.40079 | 0.4088 | 0.41698 | 0.42532 | 0.43383 | 0.046685 | 0.053473 | 0.059275 | 0.064116 | 0.067774 | 0.066916 | 0.067683 | 0.069039 | 0.070417 | 0.071818 | 202363.883 | 201352.0636 | 200345.3033 | 199343.5767 | 198346.8589 | 197355.1246 | 196368.3489 | 195386.5072 | 194409.5747 | 193437.5268 | 202363.883 | 201352.0636 | 200345.3033 | 199343.5767 | 198346.8589 | 197355.1246 | 196368.3489 | 195386.5072 | 194409.5747 | 193437.5268 | 1475.4968 | 2824.558 | 4011.3398 | 5321.7206 | 6664.3637 | 7990.1172 | 9267.0836 | 10519.5255 | 11739.913 | 12945.4807 | 1475.4968 | 1349.0612 | 1186.7818 | 1310.3809 | 1342.643 | 1325.7535 | 1276.9665 | 1252.4419 | 1220.3875 | 1205.5677
Com ¦ Operational Improvement | RET | C_Accommodation | Ottawa and Surrounding | Cross Cutting/Behavioural | Commercial | NA | Customer Segment Consumption (m^3/year) | 5 | 2.0919 | 2.2142 | 2.3046 | 2.3725 | 2.4157 | 2.3793 | 2.3692 | 2.3692 | 2.3693 | 2.3693 | 0.051596 | 0.055707 | 0.05914 | 0.0621 | 0.064494 | 0.064795 | 0.065809 | 0.067124 | 0.06847 | 0.069841 | 0.024665 | 0.025158 | 0.025662 | 0.026175 | 0.026698 | 0.027232 | 0.027777 | 0.028332 | 0.028899 | 0.029477 | 0.026931 | 0.030548 | 0.033478 | 0.035925 | 0.037796 | 0.037563 | 0.038033 | 0.038792 | 0.039571 | 0.040364 | 538730.0683 | 536036.418 | 533356.2359 | 530689.4547 | 528036.0074 | 525395.8274 | 522768.8483 | 520155.004 | 517554.229 | 514966.4579 | 538730.0683 | 536036.418 | 533356.2359 | 530689.4547 | 528036.0074 | 525395.8274 | 522768.8483 | 520155.004 | 517554.229 | 514966.4579 | 26361.1527 | 53491.5841 | 81163.6153 | 109192.8284 | 137303.6274 | 165220.3033 | 192673.1363 | 219417.1921 | 245222.6433 | 269894.4054 | 26361.1527 | 27130.4314 | 27672.0312 | 28029.2131 | 28110.799 | 27916.6759 | 27452.833 | 26744.0558 | 25805.4512 | 24671.7622
Com ¦ Ozone Laundry | RET | C_Accommodation | Ottawa and Surrounding | Water Heating | Commercial | NA | Customer Segment Consumption (m^3/year) | 15 | 5.7531 | 5.8718 | 5.9606 | 6.0249 | 6.0627 | 6.0624 | 6.0515 | 6.0515 | 6.0514 | 6.0515 | 0.38039 | 0.396 | 0.41003 | 0.42275 | 0.43391 | 0.44256 | 0.4506 | 0.45961 | 0.4688 | 0.47818 | 0.066119 | 0.067442 | 0.068791 | 0.070166 | 0.07157 | 0.073001 | 0.074461 | 0.07595 | 0.077469 | 0.079019 | 0.31427 | 0.32856 | 0.34124 | 0.35258 | 0.36234 | 0.36956 | 0.37614 | 0.38366 | 0.39133 | 0.39917 | 1005629.4609 | 1000601.3136 | 995598.307 | 990620.3154 | 985667.2139 | 980738.8778 | 975835.1834 | 970956.0075 | 966101.2275 | 961270.7213 | 1005629.4609 | 1000601.3136 | 995598.307 | 990620.3154 | 985667.2139 | 980738.8778 | 975835.1834 | 970956.0075 | 966101.2275 | 961270.7213 | 49628.5071 | 100727.7238 | 152864.9965 | 205663.2576 | 258601.0837 | 311154.0203 | 362808.2612 | 413093.6691 | 461572.7924 | 507874.0287 | 49628.5071 | 51099.2167 | 52137.2728 | 52798.2611 | 52937.8261 | 52552.9367 | 51654.2409 | 50285.4079 | 48479.1233 | 46301.2363
Com ¦ Roof Insulation Upgrade | RET | C_Accommodation | Ottawa and Surrounding | Space Heating/Ventilation | Commercial | NA | Floor area (1000m2) | 20 | 0.96938 | 0.98631 | 0.99974 | 1.0099 | 1.0164 | 1.0105 | 1.009 | 1.009 | 1.009 | 1.009 | 0.36147 | 0.37513 | 0.38785 | 0.39962 | 0.41023 | 0.416 | 0.42369 | 0.43217 | 0.44081 | 0.44963 | 0.37288 | 0.38034 | 0.38795 | 0.39571 | 0.40362 | 0.41169 | 0.41993 | 0.42833 | 0.43689 | 0.44563 | -0.011417 | -0.0052059 | -0.00010224 | 0.0039177 | 0.0066095 | 0.0043095 | 0.0037681 | 0.0038478 | 0.0039229 | 0.0039953 | 19.7941 | 19.6951 | 19.5966 | 19.4986 | 19.4011 | 19.3041 | 19.2076 | 19.1116 | 19.016 | 18.9209 | 0 | 0 | 0 | 19.4986 | 19.4011 | 19.3041 | 19.2076 | 19.1116 | 19.016 | 18.9209 | 0 | 0 | 0 | 0.16894 | 0.34109 | 0.51201 | 0.6788 | 0.84359 | 1.0057 | 1.1665 | 0 | 0 | 0 | 0.16894 | 0.17215 | 0.17092 | 0.16679 | 0.16479 | 0.16207 | 0.16088
Com ¦ Super High Perf Glazing ¦Retro | RET | C_Accommodation | Ottawa and Surrounding | Space Heating/Ventilation | Commercial | Windows Retro | End Use Consumption (m^3/year) | 30 | 0.53856 | 0.54611 | 0.55209 | 0.55662 | 0.5595 | 0.55687 | 0.5562 | 0.5562 | 0.5562 | 0.55619 | 0.61454 | 0.63561 | 0.65542 | 0.67401 | 0.69106 | 0.70156 | 0.71473 | 0.72903 | 0.74361 | 0.75847 | 1.1411 | 1.1639 | 1.1872 | 1.2109 | 1.2351 | 1.2598 | 1.285 | 1.3107 | 1.3369 | 1.3637 | -0.52653 | -0.52828 | -0.53175 | -0.5369 | -0.54407 | -0.55828 | -0.5703 | -0.5817 | -0.59334 | -0.60522 | 303545.8245 | 302028.0954 | 300517.9549 | 299015.3651 | 297520.2883 | 296032.6868 | 294552.5234 | 293079.7608 | 291614.362 | 290156.2902 | 0 | 0 | 0 | 0 | 0 | 0 | 0 | 0 | 0 | 0 | 0 | 0 | 0 | 0 | 0 | 0 | 0 | 0 | 0 | 0 | 0 | 0 | 0 | 0 | 0 | 0 | 0 | 0 | 0 | 0
Com ¦ Wall Insulation Upgrade | RET | C_Accommodation | Ottawa and Surrounding | Space Heating/Ventilation | Commercial | NA | Floor area (1000m2) | 20 | 0.23905 | 0.24323 | 0.24654 | 0.24904 | 0.25064 | 0.24918 | 0.24881 | 0.24882 | 0.24882 | 0.24881 | 0.29574 | 0.30693 | 0.31733 | 0.32697 | 0.33564 | 0.34037 | 0.34666 | 0.3536 | 0.36067 | 0.36788 | 1.2372 | 1.2619 | 1.2871 | 1.3129 | 1.3391 | 1.3659 | 1.3932 | 1.4211 | 1.4495 | 1.4785 | -0.94142 | -0.95498 | -0.96981 | -0.98592 | -1.0035 | -1.0256 | -1.0466 | -1.0675 | -1.0889 | -1.1106 | 63.6237 | 63.3056 | 62.9891 | 62.6741 | 62.3608 | 62.049 | 61.7387 | 61.43 | 61.1229 | 60.8173 | 0 | 0 | 0 | 0 | 0 | 0 | 0 | 0 | 0 | 0 | 0 | 0 | 0 | 0 | 0 | 0 | 0 | 0 | 0 | 0 | 0 | 0 | 0 | 0 | 0 | 0 | 0 | 0 | 0 | 0
Com ¦ Condensing Boiler ¦ Std Baseline | ROB | C_Accommodation | Ottawa and Surrounding | Space Heating/Ventilation | Commercial | Com¦Boiler¦Std | End Use Consumption (m^3/year) | 25 | 1.5743 | 1.5984 | 1.6176 | 1.6321 | 1.6413 | 1.6329 | 1.6308 | 1.6308 | 1.6308 | 1.6307 | 0.52357 | 0.54224 | 0.55971 | 0.57602 | 0.59087 | 0.59959 | 0.61078 | 0.623 | 0.63546 | 0.64816 | 0.33258 | 0.33923 | 0.34601 | 0.35294 | 0.35999 | 0.36719 | 0.37454 | 0.38203 | 0.38967 | 0.39746 | 0.19099 | 0.20301 | 0.21369 | 0.22309 | 0.23087 | 0.23239 | 0.23624 | 0.24097 | 0.24579 | 0.25069 | 709973.4471 | 706423.5798 | 702891.4619 | 699377.0046 | 695880.1196 | 692400.719 | 688938.7154 | 685494.0218 | 682066.5517 | 678656.219 | 709973.4471 | 706423.5798 | 702891.4619 | 699377.0046 | 695880.1196 | 692400.719 | 688938.7154 | 685494.0218 | 682066.5517 | 678656.219 | 683.912 | 1978.8629 | 3771.7547 | 6126.1642 | 8946.3211 | 12135.121 | 15599.07 | 19296.7317 | 23162.2026 | 27163.3249 | 683.912 | 1294.9509 | 1792.8919 | 2354.4095 | 2820.1569 | 3188.8 | 3463.949 | 3697.6617 | 3865.4709 | 4001.1223
Com ¦ Condensing Water Heaters | ROB | C_Accommodation | Ottawa and Surrounding | Water Heating | Commercial | Com ¦ Water Heating | End Use Consumption (m^3/year) | 13 | 1.5536 | 1.5892 | 1.6159 | 1.6352 | 1.6466 | 1.6465 | 1.6432 | 1.6432 | 1.6432 | 1.6432 | 0.24404 | 0.25463 | 0.26408 | 0.27258 | 0.27997 | 0.28555 | 0.29068 | 0.29649 | 0.30242 | 0.30847 | 0.15708 | 0.16022 | 0.16343 | 0.1667 | 0.17003 | 0.17343 | 0.1769 | 0.18044 | 0.18405 | 0.18773 | 0.086963 | 0.094409 | 0.10066 | 0.10589 | 0.10994 | 0.11212 | 0.11378 | 0.11606 | 0.11838 | 0.12075 | 28222.5598 | 28081.447 | 27941.0398 | 27801.3346 | 27662.3279 | 27524.0163 | 27386.3962 | 27249.4642 | 27113.2169 | 26977.6508 | 28222.5598 | 28081.447 | 27941.0398 | 27801.3346 | 27662.3279 | 27524.0163 | 27386.3962 | 27249.4642 | 27113.2169 | 26977.6508 | 878.4819 | 1716.3999 | 2512.5642 | 3289.606 | 4041.2314 | 4764.4183 | 5457.5079 | 6123.3291 | 6762.0595 | 7375.9066 | 878.4819 | 837.918 | 796.1643 | 777.0418 | 751.6254 | 723.187 | 693.0896 | 665.8212 | 638.7304 | 613.8471
Com ¦ Demand Control Kitchen Ventilation | ROB | C_Accommodation | Ottawa and Surrounding | Space Heating/Ventilation | Commercial | NA | per building | 15 | 4.3624 | 4.408 | 4.4448 | 4.4736 | 4.4933 | 4.4812 | 4.4808 | 4.4844 | 4.4881 | 4.4919 | 65435.9299 | 67442.9283 | 69366.2343 | 71211.5723 | 72954.905 | 74214.772 | 75691.2479 | 77268.2103 | 78878.4803 | 80524.0625 | 15000 | 15300 | 15606 | 15918.12 | 16236.4824 | 16561.212 | 16892.4363 | 17230.285 | 17574.8907 | 17926.3885 | 50435.9299 | 52142.9283 | 53760.2343 | 55293.4523 | 56718.4226 | 57653.56 | 58798.8116 | 60037.9253 | 61303.5896 | 62597.674 | 1604.188 | 1596.167 | 1588.1862 | 1580.2453 | 1572.3441 | 1564.4823 | 1556.6599 | 1548.8766 | 1541.1322 | 1533.4266 | 1604.188 | 1596.167 | 1588.1862 | 1580.2453 | 1572.3441 | 1564.4823 | 1556.6599 | 1548.8766 | 1541.1322 | 1533.4266 | 73.2853 | 143.121 | 209.6641 | 273.2806 | 334.0324 | 391.9984 | 447.2606 | 499.9381 | 550.1172 | 597.9007 | 73.2853 | 69.8358 | 66.5431 | 63.6165 | 60.7518 | 57.966 | 55.2621 | 52.6775 | 50.1791 | 47.7835
Com ¦ Near Condensing Boiler¦ Std Baseline | ROB | C_Accommodation | Ottawa and Surrounding | Space Heating/Ventilation | Commercial | Com¦Boiler¦Std | End Use Consumption (m^3/year) | 25 | 4.3784 | 4.4456 | 4.4989 | 4.5392 | 4.5649 | 4.5415 | 4.5355 | 4.5356 | 4.5355 | 4.5355 | 0.29918 | 0.30985 | 0.31983 | 0.32915 | 0.33764 | 0.34262 | 0.34902 | 0.356 | 0.36312 | 0.37037 | 0.068331 | 0.069697 | 0.071091 | 0.072513 | 0.073963 | 0.075443 | 0.076952 | 0.078491 | 0.08006 | 0.081662 | 0.23085 | 0.24015 | 0.24874 | 0.25664 | 0.26367 | 0.26718 | 0.27206 | 0.27751 | 0.28306 | 0.28871 | 405699.1126 | 403670.617 | 401652.264 | 399644.0026 | 397645.7826 | 395657.5537 | 393679.2659 | 391710.8696 | 389752.3153 | 387803.5537 | 405699.1126 | 403670.617 | 401652.264 | 399644.0026 | 397645.7826 | 395657.5537 | 393679.2659 | 391710.8696 | 389752.3153 | 387803.5537 | 10122.069 | 19241.9589 | 27406.7439 | 34742.5785 | 41286.4149 | 47088.4933 | 52204.2863 | 56703.2321 | 60644.0014 | 64089.5139 | 10122.069 | 9119.8899 | 8164.785 | 7335.8345 | 6543.8365 | 5802.0783 | 5115.793 | 4498.9458 | 3940.7693 | 3445.5125
Com ¦ Tankless Water Heaters | ROB | C_Accommodation | Ottawa and Surrounding | Water Heating | Commercial | Com ¦ Water Heating | End Use Consumption (m^3/year) | 18 | 0.54413 | 0.55403 | 0.56143 | 0.5668 | 0.56995 | 0.56992 | 0.56902 | 0.56902 | 0.56901 | 0.56902 | 0.46011 | 0.47785 | 0.49392 | 0.50862 | 0.52167 | 0.53208 | 0.54186 | 0.5527 | 0.56375 | 0.57503 | 0.84559 | 0.8625 | 0.87976 | 0.89735 | 0.9153 | 0.9336 | 0.95228 | 0.97132 | 0.99075 | 1.0106 | -0.38548 | -0.38465 | -0.38583 | -0.38873 | -0.39362 | -0.40152 | -0.41041 | -0.41862 | -0.427 | -0.43553 | 42201.9586 | 41990.9488 | 41780.9941 | 41572.0891 | 41364.2287 | 41157.4075 | 40951.6205 | 40746.8624 | 40543.1281 | 40340.4124 | 0 | 0 | 0 | 0 | 0 | 0 | 0 | 0 | 0 | 0 | 0 | 0 | 0 | 0 | 0 | 0 | 0 | 0 | 0 | 0 | 0 | 0 | 0 | 0 | 0 | 0 | 0 | 0 | 0 | 0
Com ¦ Air Curtains | NEW | C_Colleges & Universities | Ottawa and Surrounding | Space Heating/Ventilation | Commercial | NA | Shipping door | 15 | 5.3878 | 5.504 | 5.5961 | 5.6658 | 5.7101 | 5.6694 | 5.659 | 5.6589 | 5.6587 | 5.6585 | 54793.8552 | 57095.1782 | 59211.3087 | 61147.8426 | 62858.8782 | 63658.8135 | 64812.7081 | 66108.1395 | 67428.0058 | 68773.4309 | 10170 | 10373.4 | 10580.868 | 10792.4854 | 11008.3351 | 11228.5018 | 11453.0718 | 11682.1332 | 11915.7759 | 12154.0914 | 44623.8552 | 46721.7782 | 48630.4407 | 50355.3572 | 51850.5432 | 52430.3118 | 53359.6363 | 54426.0063 | 55512.2299 | 56619.3395 | 0.099585 | 0.20236 | 0.30844 | 0.41795 | 0.53102 | 0.64779 | 0.76839 | 0.89297 | 1.0217 | 1.1547 | 0.099585 | 0.20236 | 0.30844 | 0.41795 | 0.53102 | 0.64779 | 0.76839 | 0.89297 | 1.0217 | 1.1547 | 0.071306 | 0.14489 | 0.22248 | 0.30412 | 0.39009 | 0.48042 | 0.57516 | 0.67436 | 0.7781 | 0.88647 | 0.071306 | 0.073588 | 0.077582 | 0.081644 | 0.085973 | 0.090331 | 0.094737 | 0.099194 | 0.10375 | 0.10837
Com ¦ Condensing Boiler ¦ Near Cond Baseline | NEW | C_Colleges & Universities | Ottawa and Surrounding | Space Heating/Ventilation | Commercial | NA | End Use Consumption (m^3/year) | 25 | 1.0302 | 1.046 | 1.0586 | 1.0681 | 1.0741 | 1.0686 | 1.0672 | 1.0672 | 1.0672 | 1.0672 | 0.22439 | 0.23239 | 0.23987 | 0.24687 | 0.25323 | 0.25697 | 0.26176 | 0.267 | 0.27234 | 0.27778 | 0.2178 | 0.22216 | 0.2266 | 0.23114 | 0.23576 | 0.24047 | 0.24528 | 0.25019 | 0.25519 | 0.2603 | 0.0065823 | 0.010226 | 0.013271 | 0.01573 | 0.01747 | 0.016492 | 0.016479 | 0.016811 | 0.017145 | 0.017485 | 32581.1189 | 66172.2524 | 100810.5757 | 136534.598 | 173384.2109 | 211400.7381 | 250626.9867 | 291107.3012 | 332887.6183 | 376015.5245 | 32581.1189 | 66172.2524 | 100810.5757 | 136534.598 | 173384.2109 | 211400.7381 | 250626.9867 | 291107.3012 | 332887.6183 | 376015.5245 | 3479.0912 | 7066.0342 | 10518.2786 | 13710.8471 | 17412.6062 | 21387.9222 | 25496.5317 | 29634.6309 | 33875.3204 | 38189.6388 | 3479.0912 | 3586.943 | 3452.2444 | 3192.5685 | 3701.7591 | 3975.316 | 4108.6095 | 4138.0992 | 4240.6895 | 4314.3184
Com ¦ Condensing Boiler ¦ Std Baseline | NEW | C_Colleges & Universities | Ottawa and Surrounding | Space Heating/Ventilation | Commercial | Com¦Boiler¦Std | End Use Consumption (m^3/year) | 25 | 1.5743 | 1.5984 | 1.6176 | 1.6321 | 1.6413 | 1.6329 | 1.6308 | 1.6308 | 1.6308 | 1.6307 | 0.52357 | 0.54224 | 0.55971 | 0.57602 | 0.59087 | 0.59959 | 0.61078 | 0.623 | 0.63546 | 0.64816 | 0.33258 | 0.33923 | 0.34601 | 0.35294 | 0.35999 | 0.36719 | 0.37454 | 0.38203 | 0.38967 | 0.39746 | 0.19099 | 0.20301 | 0.21369 | 0.22309 | 0.23087 | 0.23239 | 0.23624 | 0.24097 | 0.24579 | 0.25069 | 76022.6107 | 154401.9223 | 235224.6767 | 318580.7287 | 404563.1589 | 493268.3889 | 584796.3024 | 679250.3695 | 776737.7761 | 877369.5573 | 76022.6107 | 154401.9223 | 235224.6767 | 318580.7287 | 404563.1589 | 493268.3889 | 584796.3024 | 679250.3695 | 776737.7761 | 877369.5573 | 1830.8827 | 3718.5228 | 7606.5613 | 13440.7515 | 21722.8919 | 32446.249 | 45556.3887 | 60965.8044 | 78757.0496 | 98886.1803 | 1830.8827 | 1887.6401 | 3888.0385 | 5834.1902 | 8282.1404 | 10723.3571 | 13110.1397 | 15409.4157 | 17791.2452 | 20129.1307
Com ¦ Condensing Water Heaters | NEW | C_Colleges & Universities | Ottawa and Surrounding | Water Heating | Commercial | Com ¦ Water Heating | End Use Consumption (m^3/year) | 13 | 1.5536 | 1.5892 | 1.6159 | 1.6352 | 1.6466 | 1.6465 | 1.6432 | 1.6432 | 1.6432 | 1.6432 | 0.24404 | 0.25463 | 0.26408 | 0.27258 | 0.27997 | 0.28555 | 0.29068 | 0.29649 | 0.30242 | 0.30847 | 0.15708 | 0.16022 | 0.16343 | 0.1667 | 0.17003 | 0.17343 | 0.1769 | 0.18044 | 0.18405 | 0.18773 | 0.086963 | 0.094409 | 0.10066 | 0.10589 | 0.10994 | 0.11212 | 0.11378 | 0.11606 | 0.11838 | 0.12075 | 763.7564 | 1551.1893 | 2363.1701 | 3200.6014 | 4064.4186 | 4955.5901 | 5875.1196 | 6824.0465 | 7803.4477 | 8814.4386 | 763.7564 | 1551.1893 | 2363.1701 | 3200.6014 | 4064.4186 | 4955.5901 | 5875.1196 | 6824.0465 | 7803.4477 | 8814.4386 | 427.4099 | 868.0695 | 1326.1385 | 1800.4602 | 2302.7309 | 2830.1164 | 3381.1164 | 3954.7226 | 4552.4867 | 5174.4657 | 427.4099 | 440.6596 | 458.069 | 474.3218 | 502.2707 | 527.3855 | 550.9999 | 573.6062 | 597.7641 | 621.9791
Com ¦ High perf.glazings ¦ New | NEW | C_Colleges & Universities | Ottawa and Surrounding | Space Heating/Ventilation | Commercial | Windows New | End Use Consumption (m^3/year) | 30 | 1.6157 | 1.6383 | 1.6563 | 1.6698 | 1.6785 | 1.6706 | 1.6686 | 1.6686 | 1.6686 | 1.6686 | 0.40969 | 0.42374 | 0.43695 | 0.44934 | 0.4607 | 0.46771 | 0.47649 | 0.48602 | 0.49574 | 0.50565 | 0.25357 | 0.25864 | 0.26382 | 0.26909 | 0.27447 | 0.27996 | 0.28556 | 0.29127 | 0.2971 | 0.30304 | 0.15612 | 0.1651 | 0.17313 | 0.18025 | 0.18623 | 0.18774 | 0.19093 | 0.19475 | 0.19864 | 0.2026 | 21668.7409 | 44009.2128 | 67046.1397 | 90805.133 | 115312.7234 | 140596.394 | 166684.6147 | 193606.8776 | 221393.7339 | 250076.832 | 21668.7409 | 44009.2128 | 67046.1397 | 90805.133 | 115312.7234 | 140596.394 | 166684.6147 | 193606.8776 | 221393.7339 | 250076.832 | 6724.4958 | 13657.451 | 20711.0732 | 27784.9929 | 35489.724 | 43639.4857 | 52124.4594 | 60864.0179 | 69919.1075 | 79269.6576 | 6724.4958 | 6932.9552 | 7053.6222 | 7073.9197 | 7704.731 | 8149.7617 | 8484.9737 | 8739.5586 | 9055.0896 | 9350.5501
Com ¦ Near Condensing Boiler¦ Std Baseline | NEW | C_Colleges & Universities | Ottawa and Surrounding | Space Heating/Ventilation | Commercial | Com¦Boiler¦Std | End Use Consumption (m^3/year) | 25 | 4.3784 | 4.4456 | 4.4989 | 4.5392 | 4.5649 | 4.5415 | 4.5355 | 4.5356 | 4.5355 | 4.5355 | 0.29918 | 0.30985 | 0.31983 | 0.32915 | 0.33764 | 0.34262 | 0.34902 | 0.356 | 0.36312 | 0.37037 | 0.068331 | 0.069697 | 0.071091 | 0.072513 | 0.073963 | 0.075443 | 0.076952 | 0.078491 | 0.08006 | 0.081662 | 0.23085 | 0.24015 | 0.24874 | 0.25664 | 0.26367 | 0.26718 | 0.27206 | 0.27751 | 0.28306 | 0.28871 | 43441.4918 | 88229.6699 | 134414.1009 | 182046.1307 | 231178.9479 | 281867.6508 | 334169.3156 | 388143.0683 | 443850.1578 | 501354.0327 | 43441.4918 | 88229.6699 | 134414.1009 | 182046.1307 | 231178.9479 | 281867.6508 | 334169.3156 | 388143.0683 | 443850.1578 | 501354.0327 | 27097.5234 | 55035.07 | 82040.892 | 107981.9351 | 132943.0614 | 156797.3069 | 179473.1194 | 200934.3537 | 221194.7048 | 240266.47 | 27097.5234 | 27937.5466 | 27005.8221 | 25941.043 | 24961.1263 | 23854.2455 | 22675.8125 | 21461.2343 | 20260.3511 | 19071.7652
Com ¦ Super High Perf Glazing ¦New | NEW | C_Colleges & Universities | Ottawa and Surrounding | Space Heating/Ventilation | Commercial | Windows New | End Use Consumption (m^3/year) | 30 | 0.53856 | 0.54611 | 0.55209 | 0.55662 | 0.5595 | 0.55687 | 0.5562 | 0.5562 | 0.5562 | 0.55619 | 0.61454 | 0.63561 | 0.65542 | 0.67401 | 0.69106 | 0.70156 | 0.71473 | 0.72903 | 0.74361 | 0.75847 | 1.1411 | 1.1639 | 1.1872 | 1.2109 | 1.2351 | 1.2598 | 1.285 | 1.3107 | 1.3369 | 1.3637 | -0.52653 | -0.52828 | -0.53175 | -0.5369 | -0.54407 | -0.55828 | -0.5703 | -0.5817 | -0.59334 | -0.60522 | 32503.1114 | 66013.8193 | 100569.2096 | 136207.6996 | 172969.0851 | 210894.5911 | 250026.9221 | 290410.3165 | 332090.6009 | 375115.248 | 0 | 0 | 0 | 0 | 0 | 0 | 0 | 0 | 0 | 0 | 0 | 0 | 0 | 0 | 0 | 0 | 0 | 0 | 0 | 0 | 0 | 0 | 0 | 0 | 0 | 0 | 0 | 0 | 0 | 0
Com ¦ Tankless Water Heaters | NEW | C_Colleges & Universities | Ottawa and Surrounding | Water Heating | Commercial | Com ¦ Water Heating | End Use Consumption (m^3/year) | 18 | 0.54413 | 0.55403 | 0.56143 | 0.5668 | 0.56995 | 0.56992 | 0.56902 | 0.56902 | 0.56901 | 0.56902 | 0.46011 | 0.47785 | 0.49392 | 0.50862 | 0.52167 | 0.53208 | 0.54186 | 0.5527 | 0.56375 | 0.57503 | 0.84559 | 0.8625 | 0.87976 | 0.89735 | 0.9153 | 0.9336 | 0.95228 | 0.97132 | 0.99075 | 1.0106 | -0.38548 | -0.38465 | -0.38583 | -0.38873 | -0.39362 | -0.40152 | -0.41041 | -0.41862 | -0.427 | -0.43553 | 1142.0657 | 2319.5354 | 3533.7122 | 4785.9461 | 6077.6352 | 7410.2282 | 8785.2256 | 10204.1817 | 11668.7068 | 13180.4689 | 0 | 0 | 0 | 0 | 0 | 0 | 0 | 0 | 0 | 0 | 0 | 0 | 0 | 0 | 0 | 0 | 0 | 0 | 0 | 0 | 0 | 0 | 0 | 0 | 0 | 0 | 0 | 0 | 0 | 0
Com ¦ Waste Water Heat Recovery ¦New | NEW | C_Colleges & Universities | Ottawa and Surrounding | Water Heating | Commercial | NA | Meal per day | 25 | 4.7243 | 4.7949 | 4.8477 | 4.8859 | 4.9085 | 4.9083 | 4.9019 | 4.902 | 4.902 | 4.9022 | 16.1099 | 16.6775 | 17.1984 | 17.6809 | 18.1176 | 18.4794 | 18.8244 | 19.2011 | 19.5853 | 19.9776 | 3.41 | 3.4782 | 3.5478 | 3.6187 | 3.6911 | 3.7649 | 3.8402 | 3.917 | 3.9954 | 4.0753 | 12.6999 | 13.1993 | 13.6506 | 14.0621 | 14.4265 | 14.7144 | 14.9842 | 15.2841 | 15.5899 | 15.9023 | 148.7739 | 302.3086 | 460.7839 | 624.3863 | 793.3093 | 967.7533 | 1147.9263 | 1334.0439 | 1526.3296 | 1725.0152 | 148.7739 | 302.3086 | 460.7839 | 624.3863 | 793.3093 | 967.7533 | 1147.9263 | 1334.0439 | 1526.3296 | 1725.0152 | 102.2774 | 207.8277 | 319.6364 | 437.534 | 562.1387 | 693.2481 | 830.7546 | 974.597 | 1124.8852 | 1281.6567 | 102.2774 | 105.5503 | 111.8086 | 117.8976 | 124.6047 | 131.1094 | 137.5066 | 143.8424 | 150.2882 | 156.7715
Com ¦ Air Sealing | RET | C_Colleges & Universities | Ottawa and Surrounding | Space Heating/Ventilation | Commercial | NA | Floor area (1000m2) | 6 | 0.7443 | 0.77842 | 0.80548 | 0.82599 | 0.83903 | 0.82713 | 0.82412 | 0.82415 | 0.82415 | 0.82412 | 0.06258 | 0.066757 | 0.07046 | 0.073699 | 0.07636 | 0.076782 | 0.078033 | 0.079597 | 0.081189 | 0.082809 | 0.084079 | 0.08576 | 0.087476 | 0.089225 | 0.09101 | 0.09283 | 0.094686 | 0.09658 | 0.098512 | 0.10048 | -0.021499 | -0.019003 | -0.017016 | -0.015526 | -0.01465 | -0.016047 | -0.016654 | -0.016984 | -0.017323 | -0.017673 | 42.0587 | 41.8484 | 41.6391 | 41.4309 | 41.2238 | 41.0177 | 40.8126 | 40.6085 | 40.4055 | 40.2034 | 0 | 0 | 0 | 0 | 0 | 0 | 0 | 0 | 0 | 0 | 0 | 0 | 0 | 0 | 0 | 0 | 0 | 0 | 0 | 0 | 0 | 0 | 0 | 0 | 0 | 0 | 0 | 0 | 0 | 0
Com ¦ Building Controls and Automation Systems | RET | C_Colleges & Universities | Ottawa and Surrounding | Space Heating/Ventilation | Commercial | NA | Customer Segment Consumption (m^3/year) | 11 | 1.6349 | 1.6788 | 1.7136 | 1.7399 | 1.7567 | 1.7414 | 1.7375 | 1.7375 | 1.7375 | 1.7375 | 0.21383 | 0.22396 | 0.23317 | 0.24149 | 0.2487 | 0.25146 | 0.25592 | 0.26104 | 0.26626 | 0.27158 | 0.13079 | 0.13341 | 0.13607 | 0.13879 | 0.14157 | 0.1444 | 0.14729 | 0.15024 | 0.15324 | 0.15631 | 0.083038 | 0.090553 | 0.097099 | 0.1027 | 0.10713 | 0.10706 | 0.10863 | 0.1108 | 0.11302 | 0.11528 | 1307000.1635 | 1300465.1627 | 1293962.8369 | 1287493.0227 | 1281055.5576 | 1274650.2798 | 1268277.0284 | 1261935.6432 | 1255625.965 | 1249347.8352 | 1307000.1635 | 1300465.1627 | 1293962.8369 | 1287493.0227 | 1281055.5576 | 1274650.2798 | 1268277.0284 | 1261935.6432 | 1255625.965 | 1249347.8352 | 52804.8793 | 106495.1933 | 160639.5962 | 215812.0674 | 271400.9094 | 326902.1895 | 381862.918 | 436020.7421 | 489027.72 | 540638.4863 | 52804.8793 | 53690.314 | 54144.4029 | 55172.4712 | 55588.842 | 55501.28 | 54960.7286 | 54157.8241 | 53006.9779 | 51610.7663
Com ¦ Heat Reflector Panels | RET | C_Colleges & Universities | Ottawa and Surrounding | Space Heating/Ventilation | Commercial | NA | End Use Consumption (m^3/year) | 18 | 2.0191 | 2.0568 | 2.0867 | 2.1094 | 2.1238 | 2.1106 | 2.1073 | 2.1073 | 2.1073 | 2.1073 | 0.092157 | 0.095756 | 0.099092 | 0.10217 | 0.10493 | 0.10636 | 0.10832 | 0.11049 | 0.1127 | 0.11495 | 0.045643 | 0.046556 | 0.047487 | 0.048437 | 0.049405 | 0.050393 | 0.051401 | 0.052429 | 0.053478 | 0.054547 | 0.046514 | 0.049201 | 0.051605 | 0.053734 | 0.055522 | 0.055969 | 0.056917 | 0.058057 | 0.059217 | 0.0604 | 70676.0338 | 70322.6537 | 69971.0404 | 69621.1852 | 69273.0793 | 68926.7139 | 68582.0803 | 68239.1699 | 67897.9741 | 67558.4842 | 70676.0338 | 70322.6537 | 69971.0404 | 69621.1852 | 69273.0793 | 68926.7139 | 68582.0803 | 68239.1699 | 67897.9741 | 67558.4842 | 2643.9037 | 5316.762 | 7995.941 | 10734.4881 | 13497.7017 | 16259.358 | 18997.0309 | 21702.1587 | 24359.1445 | 26959.1331 | 2643.9037 | 2672.8584 | 2679.179 | 2738.5471 | 2763.2136 | 2761.6564 | 2737.6729 | 2705.1277 | 2656.9858 | 2599.9886
Com ¦ Heat/Energy Recovery Ventilation | RET | C_Colleges & Universities | Ottawa and Surrounding | Space Heating/Ventilation | Commercial | NA | End Use Consumption (m^3/year) | 15 | 1.781 | 1.8187 | 1.8486 | 1.8713 | 1.8857 | 1.8726 | 1.8692 | 1.8693 | 1.8692 | 1.8692 | 0.40645 | 0.42336 | 0.43893 | 0.45319 | 0.46582 | 0.47182 | 0.4804 | 0.49002 | 0.49982 | 0.5098 | 0.22821 | 0.23278 | 0.23743 | 0.24218 | 0.24703 | 0.25197 | 0.25701 | 0.26215 | 0.26739 | 0.27274 | 0.17824 | 0.19059 | 0.2015 | 0.21101 | 0.21879 | 0.21985 | 0.2234 | 0.22787 | 0.23243 | 0.23707 | 1139651.0457 | 1133952.7905 | 1128283.0265 | 1122641.6114 | 1117028.4033 | 1111443.2613 | 1105886.045 | 1100356.6148 | 1094854.8317 | 1089380.5575 | 1139651.0457 | 1133952.7905 | 1128283.0265 | 1122641.6114 | 1117028.4033 | 1111443.2613 | 1105886.045 | 1100356.6148 | 1094854.8317 | 1089380.5575 | 42632.9464 | 85732.7877 | 128934.5487 | 173093.6199 | 217650.4391 | 262182.1483 | 306327.1238 | 349947.3087 | 392791.2047 | 434716.0211 | 42632.9464 | 43099.8413 | 43201.761 | 44159.0712 | 44556.8192 | 44531.7092 | 44144.9755 | 43620.1849 | 42843.896 | 41924.8164
Com ¦ High perf.glazings ¦ Retro | RET | C_Colleges & Universities | Ottawa and Surrounding | Space Heating/Ventilation | Commercial | Windows Retro | End Use Consumption (m^3/year) | 30 | 1.1286 | 1.1444 | 1.1569 | 1.1664 | 1.1725 | 1.167 | 1.1656 | 1.1656 | 1.1656 | 1.1655 | 0.40969 | 0.42374 | 0.43695 | 0.44934 | 0.4607 | 0.46771 | 0.47649 | 0.48602 | 0.49574 | 0.50565 | 0.36301 | 0.37027 | 0.37767 | 0.38523 | 0.39293 | 0.40079 | 0.4088 | 0.41698 | 0.42532 | 0.43383 | 0.046685 | 0.053473 | 0.059275 | 0.064116 | 0.067774 | 0.066916 | 0.067683 | 0.069039 | 0.070417 | 0.071818 | 525863.347 | 523234.0303 | 520617.8601 | 518014.7708 | 515424.697 | 512847.5735 | 510283.3356 | 507731.919 | 505193.2594 | 502667.2931 | 525863.347 | 523234.0303 | 520617.8601 | 518014.7708 | 515424.697 | 512847.5735 | 510283.3356 | 507731.919 | 505193.2594 | 502667.2931 | 3834.23 | 7339.9042 | 10423.8786 | 13829.038 | 17318.0339 | 20763.1406 | 24081.4692 | 27336.0682 | 30507.3705 | 33640.1621 | 3834.23 | 3505.6742 | 3083.9745 | 3405.1593 | 3488.9959 | 3445.1067 | 3318.3287 | 3254.599 | 3171.3022 | 3132.7916
Com ¦ Operational Improvement | RET | C_Colleges & Universities | Ottawa and Surrounding | Cross Cutting/Behavioural | Commercial | NA | Customer Segment Consumption (m^3/year) | 5 | 2.0919 | 2.2142 | 2.3046 | 2.3725 | 2.4157 | 2.3793 | 2.3692 | 2.3692 | 2.3693 | 2.3693 | 0.051596 | 0.055707 | 0.05914 | 0.0621 | 0.064494 | 0.064795 | 0.065809 | 0.067124 | 0.06847 | 0.069841 | 0.024665 | 0.025158 | 0.025662 | 0.026175 | 0.026698 | 0.027232 | 0.027777 | 0.028332 | 0.028899 | 0.029477 | 0.026931 | 0.030548 | 0.033478 | 0.035925 | 0.037796 | 0.037563 | 0.038033 | 0.038792 | 0.039571 | 0.040364 | 1010882.939 | 1005828.5243 | 1000799.3816 | 995795.3847 | 990816.4078 | 985862.3258 | 980933.0141 | 976028.3491 | 971148.2073 | 966292.4663 | 1010882.939 | 1005828.5243 | 1000799.3816 | 995795.3847 | 990816.4078 | 985862.3258 | 980933.0141 | 976028.3491 | 971148.2073 | 966292.4663 | 49464.5484 | 100372.5853 | 152296.89 | 204891.4174 | 257639.034 | 310022.3945 | 361535.3917 | 411718.4264 | 460140.2463 | 506434.7914 | 49464.5484 | 50908.0369 | 51924.3048 | 52594.5274 | 52747.6165 | 52383.3606 | 51512.9971 | 50183.0348 | 48421.8199 | 46294.5451
Com ¦ Roof Insulation Upgrade | RET | C_Colleges & Universities | Ottawa and Surrounding | Space Heating/Ventilation | Commercial | NA | Floor area (1000m2) | 20 | 0.96938 | 0.98631 | 0.99974 | 1.0099 | 1.0164 | 1.0105 | 1.009 | 1.009 | 1.009 | 1.009 | 0.36147 | 0.37513 | 0.38785 | 0.39962 | 0.41023 | 0.416 | 0.42369 | 0.43217 | 0.44081 | 0.44963 | 0.37288 | 0.38034 | 0.38795 | 0.39571 | 0.40362 | 0.41169 | 0.41993 | 0.42833 | 0.43689 | 0.44563 | -0.011417 | -0.0052059 | -0.00010224 | 0.0039177 | 0.0066095 | 0.0043095 | 0.0037681 | 0.0038478 | 0.0039229 | 0.0039953 | 23.5529 | 23.4351 | 23.3179 | 23.2013 | 23.0853 | 22.9699 | 22.855 | 22.7408 | 22.6271 | 22.5139 | 0 | 0 | 0 | 23.2013 | 23.0853 | 22.9699 | 22.855 | 22.7408 | 22.6271 | 22.5139 | 0 | 0 | 0 | 0.20102 | 0.40586 | 0.60924 | 0.8077 | 1.0038 | 1.1966 | 1.3881 | 0 | 0 | 0 | 0.20102 | 0.20484 | 0.20338 | 0.19846 | 0.19608 | 0.19285 | 0.19143
Com ¦ Super High Perf Glazing ¦Retro | RET | C_Colleges & Universities | Ottawa and Surrounding | Space Heating/Ventilation | Commercial | Windows Retro | End Use Consumption (m^3/year) | 30 | 0.53856 | 0.54611 | 0.55209 | 0.55662 | 0.5595 | 0.55687 | 0.5562 | 0.5562 | 0.5562 | 0.55619 | 0.61454 | 0.63561 | 0.65542 | 0.67401 | 0.69106 | 0.70156 | 0.71473 | 0.72903 | 0.74361 | 0.75847 | 1.1411 | 1.1639 | 1.1872 | 1.2109 | 1.2351 | 1.2598 | 1.285 | 1.3107 | 1.3369 | 1.3637 | -0.52653 | -0.52828 | -0.53175 | -0.5369 | -0.54407 | -0.55828 | -0.5703 | -0.5817 | -0.59334 | -0.60522 | 788795.0205 | 784851.0454 | 780926.7902 | 777022.1563 | 773137.0455 | 769271.3603 | 765425.0035 | 761597.8784 | 757789.889 | 754000.9396 | 0 | 0 | 0 | 0 | 0 | 0 | 0 | 0 | 0 | 0 | 0 | 0 | 0 | 0 | 0 | 0 | 0 | 0 | 0 | 0 | 0 | 0 | 0 | 0 | 0 | 0 | 0 | 0 | 0 | 0
Com ¦ Wall Insulation Upgrade | RET | C_Colleges & Universities | Ottawa and Surrounding | Space Heating/Ventilation | Commercial | NA | Floor area (1000m2) | 20 | 0.23905 | 0.24323 | 0.24654 | 0.24904 | 0.25064 | 0.24918 | 0.24881 | 0.24882 | 0.24882 | 0.24881 | 0.29574 | 0.30693 | 0.31733 | 0.32697 | 0.33564 | 0.34037 | 0.34666 | 0.3536 | 0.36067 | 0.36788 | 1.2372 | 1.2619 | 1.2871 | 1.3129 | 1.3391 | 1.3659 | 1.3932 | 1.4211 | 1.4495 | 1.4785 | -0.94142 | -0.95498 | -0.96981 | -0.98592 | -1.0035 | -1.0256 | -1.0466 | -1.0675 | -1.0889 | -1.1106 | 75.7056 | 75.3271 | 74.9504 | 74.5757 | 74.2028 | 73.8318 | 73.4626 | 73.0953 | 72.7298 | 72.3662 | 0 | 0 | 0 | 0 | 0 | 0 | 0 | 0 | 0 | 0 | 0 | 0 | 0 | 0 | 0 | 0 | 0 | 0 | 0 | 0 | 0 | 0 | 0 | 0 | 0 | 0 | 0 | 0 | 0 | 0
Com ¦ Waste Water Heat Recovery ¦ Retro | RET | C_Colleges & Universities | Ottawa and Surrounding | Water Heating | Commercial | NA | Meal per day | 25 | 6.4896 | 6.5865 | 6.6591 | 6.7116 | 6.7426 | 6.7424 | 6.7336 | 6.7337 | 6.7337 | 6.7339 | 40.6249 | 42.0563 | 43.3699 | 44.5865 | 45.6878 | 46.6001 | 47.4702 | 48.4202 | 49.389 | 50.3783 | 6.26 | 6.3852 | 6.5129 | 6.6432 | 6.776 | 6.9115 | 7.0498 | 7.1908 | 7.3346 | 7.4813 | 34.3649 | 35.6711 | 36.857 | 37.9434 | 38.9118 | 39.6886 | 40.4204 | 41.2294 | 42.0544 | 42.897 | 8887.9322 | 8843.4925 | 8799.2751 | 8755.2787 | 8711.5023 | 8667.9448 | 8624.6051 | 8581.4821 | 8538.5746 | 8495.8818 | 8887.9322 | 8843.4925 | 8799.2751 | 8755.2787 | 8711.5023 | 8667.9448 | 8624.6051 | 8581.4821 | 8538.5746 | 8495.8818 | 431.6194 | 875.6608 | 1328.4264 | 1787.128 | 2247.2714 | 2704.3829 | 3154.0919 | 3592.4575 | 4015.7536 | 4420.8206 | 431.6194 | 444.0414 | 452.7656 | 458.7016 | 460.1434 | 457.1115 | 449.709 | 438.3656 | 423.2962 | 405.0669
Com ¦ Air Curtains | ROB | C_Colleges & Universities | Ottawa and Surrounding | Space Heating/Ventilation | Commercial | NA | Shipping door | 15 | 5.3878 | 5.504 | 5.5961 | 5.6658 | 5.7101 | 5.6694 | 5.659 | 5.6589 | 5.6587 | 5.6585 | 54793.8552 | 57095.1782 | 59211.3087 | 61147.8426 | 62858.8782 | 63658.8135 | 64812.7081 | 66108.1395 | 67428.0058 | 68773.4309 | 10170 | 10373.4 | 10580.868 | 10792.4854 | 11008.3351 | 11228.5018 | 11453.0718 | 11682.1332 | 11915.7759 | 12154.0914 | 44623.8552 | 46721.7782 | 48630.4407 | 50355.3572 | 51850.5432 | 52430.3118 | 53359.6363 | 54426.0063 | 55512.2299 | 56619.3395 | 2.3592 | 2.3474 | 2.3357 | 2.324 | 2.3124 | 2.3008 | 2.2893 | 2.2779 | 2.2665 | 2.2552 | 2.3592 | 2.3474 | 2.3357 | 2.324 | 2.3124 | 2.3008 | 2.2893 | 2.2779 | 2.2665 | 2.2552 | 0.11341 | 0.22257 | 0.32762 | 0.42897 | 0.52666 | 0.62072 | 0.71122 | 0.79828 | 0.88198 | 0.96244 | 0.11341 | 0.10916 | 0.10505 | 0.10136 | 0.097683 | 0.094062 | 0.090502 | 0.087061 | 0.083702 | 0.080455
Com ¦ Condensing Boiler ¦ Std Baseline | ROB | C_Colleges & Universities | Ottawa and Surrounding | Space Heating/Ventilation | Commercial | Com¦Boiler¦Std | End Use Consumption (m^3/year) | 25 | 1.5743 | 1.5984 | 1.6176 | 1.6321 | 1.6413 | 1.6329 | 1.6308 | 1.6308 | 1.6308 | 1.6307 | 0.52357 | 0.54224 | 0.55971 | 0.57602 | 0.59087 | 0.59959 | 0.61078 | 0.623 | 0.63546 | 0.64816 | 0.33258 | 0.33923 | 0.34601 | 0.35294 | 0.35999 | 0.36719 | 0.37454 | 0.38203 | 0.38967 | 0.39746 | 0.19099 | 0.20301 | 0.21369 | 0.22309 | 0.23087 | 0.23239 | 0.23624 | 0.24097 | 0.24579 | 0.25069 | 1844938.9667 | 1835714.2719 | 1826535.7005 | 1817403.022 | 1808316.0069 | 1799274.4269 | 1790278.0548 | 1781326.6645 | 1772420.0312 | 1763557.931 | 1844938.9667 | 1835714.2719 | 1826535.7005 | 1817403.022 | 1808316.0069 | 1799274.4269 | 1790278.0548 | 1781326.6645 | 1772420.0312 | 1763557.931 | 1794.1989 | 5267.4626 | 10166.0139 | 16716.3274 | 24705.1514 | 33905.3961 | 44091.905 | 55187.7515 | 67041.3156 | 79601.8038 | 1794.1989 | 3473.2637 | 4898.5513 | 6550.3135 | 7988.824 | 9200.2447 | 10186.509 | 11095.8464 | 11853.5641 | 12560.4882
Com ¦ Condensing Water Heaters | ROB | C_Colleges & Universities | Ottawa and Surrounding | Water Heating | Commercial | Com ¦ Water Heating | End Use Consumption (m^3/year) | 13 | 1.5536 | 1.5892 | 1.6159 | 1.6352 | 1.6466 | 1.6465 | 1.6432 | 1.6432 | 1.6432 | 1.6432 | 0.24404 | 0.25463 | 0.26408 | 0.27258 | 0.27997 | 0.28555 | 0.29068 | 0.29649 | 0.30242 | 0.30847 | 0.15708 | 0.16022 | 0.16343 | 0.1667 | 0.17003 | 0.17343 | 0.1769 | 0.18044 | 0.18405 | 0.18773 | 0.086963 | 0.094409 | 0.10066 | 0.10589 | 0.10994 | 0.11212 | 0.11378 | 0.11606 | 0.11838 | 0.12075 | 18535.0643 | 18442.389 | 18350.1771 | 18258.4262 | 18167.1341 | 18076.2984 | 17985.9169 | 17895.9873 | 17806.5074 | 17717.4748 | 18535.0643 | 18442.389 | 18350.1771 | 18258.4262 | 18167.1341 | 18076.2984 | 17985.9169 | 17895.9873 | 17806.5074 | 17717.4748 | 583.8261 | 1148.0716 | 1691.9193 | 2230.9183 | 2760.6895 | 3279.0315 | 3784.6438 | 4279.4455 | 4763.4279 | 5238.0941 | 583.8261 | 564.2455 | 543.8477 | 538.999 | 529.7712 | 518.342 | 505.6123 | 494.8017 | 483.9824 | 474.6662
Com ¦ Near Condensing Boiler¦ Std Baseline | ROB | C_Colleges & Universities | Ottawa and Surrounding | Space Heating/Ventilation | Commercial | Com¦Boiler¦Std | End Use Consumption (m^3/year) | 25 | 4.3784 | 4.4456 | 4.4989 | 4.5392 | 4.5649 | 4.5415 | 4.5355 | 4.5356 | 4.5355 | 4.5355 | 0.29918 | 0.30985 | 0.31983 | 0.32915 | 0.33764 | 0.34262 | 0.34902 | 0.356 | 0.36312 | 0.37037 | 0.068331 | 0.069697 | 0.071091 | 0.072513 | 0.073963 | 0.075443 | 0.076952 | 0.078491 | 0.08006 | 0.081662 | 0.23085 | 0.24015 | 0.24874 | 0.25664 | 0.26367 | 0.26718 | 0.27206 | 0.27751 | 0.28306 | 0.28871 | 1054250.8381 | 1048979.5839 | 1043734.686 | 1038516.0126 | 1033323.4325 | 1028156.8154 | 1023016.0313 | 1017900.9511 | 1012811.4464 | 1007747.3891 | 1054250.8381 | 1048979.5839 | 1043734.686 | 1038516.0126 | 1033323.4325 | 1028156.8154 | 1023016.0313 | 1017900.9511 | 1012811.4464 | 1007747.3891 | 26554.5944 | 50679.4431 | 72460.2773 | 92201.9376 | 109973.1792 | 125886.2837 | 140073.3924 | 152709.1434 | 163940.0502 | 173926.1144 | 26554.5944 | 24124.8487 | 21780.8341 | 19741.6604 | 17771.2416 | 15913.1045 | 14187.1087 | 12635.751 | 11230.9068 | 9986.0643
Com ¦ Tankless Water Heaters | ROB | C_Colleges & Universities | Ottawa and Surrounding | Water Heating | Commercial | Com ¦ Water Heating | End Use Consumption (m^3/year) | 18 | 0.54413 | 0.55403 | 0.56143 | 0.5668 | 0.56995 | 0.56992 | 0.56902 | 0.56902 | 0.56901 | 0.56902 | 0.46011 | 0.47785 | 0.49392 | 0.50862 | 0.52167 | 0.53208 | 0.54186 | 0.5527 | 0.56375 | 0.57503 | 0.84559 | 0.8625 | 0.87976 | 0.89735 | 0.9153 | 0.9336 | 0.95228 | 0.97132 | 0.99075 | 1.0106 | -0.38548 | -0.38465 | -0.38583 | -0.38873 | -0.39362 | -0.40152 | -0.41041 | -0.41862 | -0.427 | -0.43553 | 27715.9841 | 27577.4041 | 27439.5171 | 27302.3195 | 27165.8079 | 27029.9789 | 26894.829 | 26760.3549 | 26626.5531 | 26493.4203 | 0 | 0 | 0 | 0 | 0 | 0 | 0 | 0 | 0 | 0 | 0 | 0 | 0 | 0 | 0 | 0 | 0 | 0 | 0 | 0 | 0 | 0 | 0 | 0 | 0 | 0 | 0 | 0 | 0 | 0
Com ¦ Air Curtains | NEW | C_Com - Other | Ottawa and Surrounding | Space Heating/Ventilation | Commercial | NA | Shipping door | 15 | 5.3878 | 5.504 | 5.5961 | 5.6658 | 5.7101 | 5.6694 | 5.659 | 5.6589 | 5.6587 | 5.6585 | 54793.8552 | 57095.1782 | 59211.3087 | 61147.8426 | 62858.8782 | 63658.8135 | 64812.7081 | 66108.1395 | 67428.0058 | 68773.4309 | 10170 | 10373.4 | 10580.868 | 10792.4854 | 11008.3351 | 11228.5018 | 11453.0718 | 11682.1332 | 11915.7759 | 12154.0914 | 44623.8552 | 46721.7782 | 48630.4407 | 50355.3572 | 51850.5432 | 52430.3118 | 53359.6363 | 54426.0063 | 55512.2299 | 56619.3395 | 2.2025 | 4.4622 | 6.781 | 9.1608 | 11.6036 | 14.1112 | 16.6859 | 19.3297 | 22.0448 | 24.8335 | 2.2025 | 4.4622 | 6.781 | 9.1608 | 11.6036 | 14.1112 | 16.6859 | 19.3297 | 22.0448 | 24.8335 | 1.577 | 3.1951 | 4.8909 | 6.6649 | 8.5218 | 10.4612 | 12.483 | 14.5872 | 16.7747 | 19.046 | 1.577 | 1.618 | 1.6958 | 1.774 | 1.8569 | 1.9394 | 2.0218 | 2.1042 | 2.1875 | 2.2713
Com ¦ Condensing Boiler ¦ Near Cond Baseline | NEW | C_Com - Other | Ottawa and Surrounding | Space Heating/Ventilation | Commercial | NA | End Use Consumption (m^3/year) | 25 | 1.0302 | 1.046 | 1.0586 | 1.0681 | 1.0741 | 1.0686 | 1.0672 | 1.0672 | 1.0672 | 1.0672 | 0.22439 | 0.23239 | 0.23987 | 0.24687 | 0.25323 | 0.25697 | 0.26176 | 0.267 | 0.27234 | 0.27778 | 0.2178 | 0.22216 | 0.2266 | 0.23114 | 0.23576 | 0.24047 | 0.24528 | 0.25019 | 0.25519 | 0.2603 | 0.0065823 | 0.010226 | 0.013271 | 0.01573 | 0.01747 | 0.016492 | 0.016479 | 0.016811 | 0.017145 | 0.017485 | 146942.4008 | 297264.4767 | 451064.5324 | 608443.6064 | 769505.5481 | 934357.0966 | 1103107.9614 | 1275870.9062 | 1452761.8338 | 1633899.8746 | 146942.4008 | 297264.4767 | 451064.5324 | 608443.6064 | 769505.5481 | 934357.0966 | 1103107.9614 | 1275870.9062 | 1452761.8338 | 1633899.8746 | 15690.8673 | 31742.6245 | 47071.1777 | 61135.7605 | 77315.3786 | 94553.6086 | 112228.8237 | 129889.5385 | 147843.94 | 165964.1853 | 15690.8673 | 16051.7572 | 15328.5532 | 14064.5828 | 16179.6181 | 17238.23 | 17675.2151 | 17660.7148 | 17954.4015 | 18120.2453
Com ¦ Condensing Boiler ¦ Std Baseline | NEW | C_Com - Other | Ottawa and Surrounding | Space Heating/Ventilation | Commercial | Com¦Boiler¦Std | End Use Consumption (m^3/year) | 25 | 1.5743 | 1.5984 | 1.6176 | 1.6321 | 1.6413 | 1.6329 | 1.6308 | 1.6308 | 1.6308 | 1.6307 | 0.52357 | 0.54224 | 0.55971 | 0.57602 | 0.59087 | 0.59959 | 0.61078 | 0.623 | 0.63546 | 0.64816 | 0.33258 | 0.33923 | 0.34601 | 0.35294 | 0.35999 | 0.36719 | 0.37454 | 0.38203 | 0.38967 | 0.39746 | 0.19099 | 0.20301 | 0.21369 | 0.22309 | 0.23087 | 0.23239 | 0.23624 | 0.24097 | 0.24579 | 0.25069 | 342865.6018 | 693617.1124 | 1052483.909 | 1419701.7482 | 1795512.9456 | 2180166.5587 | 2573918.5767 | 2977032.1144 | 3389777.6121 | 3812433.0408 | 342865.6018 | 693617.1124 | 1052483.909 | 1419701.7482 | 1795512.9456 | 2180166.5587 | 2573918.5767 | 2977032.1144 | 3389777.6121 | 3812433.0408 | 8257.3683 | 16704.6561 | 33908.7288 | 59465.1666 | 95409.7001 | 141535.4939 | 197444.066 | 262611.1602 | 337240.7285 | 421005.9518 | 8257.3683 | 8447.2878 | 17204.0727 | 25556.4378 | 35944.5336 | 46125.7937 | 55908.5721 | 65167.0942 | 74629.5683 | 83765.2232
Com ¦ Condensing Water Heaters | NEW | C_Com - Other | Ottawa and Surrounding | Water Heating | Commercial | Com ¦ Water Heating | End Use Consumption (m^3/year) | 13 | 1.5536 | 1.5892 | 1.6159 | 1.6352 | 1.6466 | 1.6465 | 1.6432 | 1.6432 | 1.6432 | 1.6432 | 0.24404 | 0.25463 | 0.26408 | 0.27258 | 0.27997 | 0.28555 | 0.29068 | 0.29649 | 0.30242 | 0.30847 | 0.15708 | 0.16022 | 0.16343 | 0.1667 | 0.17003 | 0.17343 | 0.1769 | 0.18044 | 0.18405 | 0.18773 | 0.086963 | 0.094409 | 0.10066 | 0.10589 | 0.10994 | 0.11212 | 0.11378 | 0.11606 | 0.11838 | 0.12075 | 1933.9079 | 3912.2957 | 5936.4572 | 8007.7221 | 10127.4572 | 12297.0673 | 14517.9962 | 16791.7282 | 19119.7884 | 21503.7449 | 1933.9079 | 3912.2957 | 5936.4572 | 8007.7221 | 10127.4572 | 12297.0673 | 14517.9962 | 16791.7282 | 19119.7884 | 21503.7449 | 1082.2447 | 2189.381 | 3331.211 | 4504.1764 | 5736.345 | 7019.7588 | 8349.8669 | 9723.404 | 11143.26 | 12608.728 | 1082.2447 | 1107.1363 | 1141.83 | 1172.9653 | 1232.1686 | 1283.4138 | 1330.1081 | 1373.5371 | 1419.856 | 1465.468
Com ¦ High perf.glazings ¦ New | NEW | C_Com - Other | Ottawa and Surrounding | Space Heating/Ventilation | Commercial | Windows New | End Use Consumption (m^3/year) | 30 | 1.6157 | 1.6383 | 1.6563 | 1.6698 | 1.6785 | 1.6706 | 1.6686 | 1.6686 | 1.6686 | 1.6686 | 0.40969 | 0.42374 | 0.43695 | 0.44934 | 0.4607 | 0.46771 | 0.47649 | 0.48602 | 0.49574 | 0.50565 | 0.25357 | 0.25864 | 0.26382 | 0.26909 | 0.27447 | 0.27996 | 0.28556 | 0.29127 | 0.2971 | 0.30304 | 0.15612 | 0.1651 | 0.17313 | 0.18025 | 0.18623 | 0.18774 | 0.19093 | 0.19475 | 0.19864 | 0.2026 | 97727.0556 | 197701.8334 | 299989.713 | 404657.892 | 511775.4377 | 621413.339 | 733644.5607 | 848544.0983 | 966189.0355 | 1086658.6024 | 97727.0556 | 197701.8334 | 299989.713 | 404657.892 | 511775.4377 | 621413.339 | 733644.5607 | 848544.0983 | 966189.0355 | 1086658.6024 | 30327.797 | 61353.1333 | 92672.4175 | 123835.9556 | 157511.7273 | 192851.6674 | 229353.9513 | 266652.8733 | 304990.5913 | 344263.0154 | 30327.797 | 31025.3363 | 31319.2842 | 31163.5381 | 33675.7716 | 35339.9402 | 36502.2838 | 37298.922 | 38337.718 | 39272.4241
Com ¦ Near Condensing Boiler¦ Std Baseline | NEW | C_Com - Other | Ottawa and Surrounding | Space Heating/Ventilation | Commercial | Com¦Boiler¦Std | End Use Consumption (m^3/year) | 25 | 4.3784 | 4.4456 | 4.4989 | 4.5392 | 4.5649 | 4.5415 | 4.5355 | 4.5356 | 4.5355 | 4.5355 | 0.29918 | 0.30985 | 0.31983 | 0.32915 | 0.33764 | 0.34262 | 0.34902 | 0.356 | 0.36312 | 0.37037 | 0.068331 | 0.069697 | 0.071091 | 0.072513 | 0.073963 | 0.075443 | 0.076952 | 0.078491 | 0.08006 | 0.081662 | 0.23085 | 0.24015 | 0.24874 | 0.25664 | 0.26367 | 0.26718 | 0.27206 | 0.27751 | 0.28306 | 0.28871 | 195923.201 | 396352.6357 | 601419.3766 | 811258.1418 | 1026007.3975 | 1245809.4621 | 1470810.6152 | 1701161.2082 | 1937015.7784 | 2178533.1662 | 195923.201 | 396352.6357 | 601419.3766 | 811258.1418 | 1026007.3975 | 1245809.4621 | 1470810.6152 | 1701161.2082 | 1937015.7784 | 2178533.1662 | 122211.1234 | 247233.1027 | 367210.5442 | 481661.5156 | 591050.5745 | 694910.426 | 793014.2235 | 885284.8488 | 971854.3717 | 1052842.7661 | 122211.1234 | 125021.9793 | 119977.4415 | 114450.9714 | 109389.0589 | 103859.8514 | 98103.7976 | 92270.6253 | 86569.5229 | 80988.3944
Com ¦ Super High Perf Glazing ¦New | NEW | C_Com - Other | Ottawa and Surrounding | Space Heating/Ventilation | Commercial | Windows New | End Use Consumption (m^3/year) | 30 | 0.53856 | 0.54611 | 0.55209 | 0.55662 | 0.5595 | 0.55687 | 0.5562 | 0.5562 | 0.5562 | 0.55619 | 0.61454 | 0.63561 | 0.65542 | 0.67401 | 0.69106 | 0.70156 | 0.71473 | 0.72903 | 0.74361 | 0.75847 | 1.1411 | 1.1639 | 1.1872 | 1.2109 | 1.2351 | 1.2598 | 1.285 | 1.3107 | 1.3369 | 1.3637 | -0.52653 | -0.52828 | -0.53175 | -0.5369 | -0.54407 | -0.55828 | -0.5703 | -0.5817 | -0.59334 | -0.60522 | 146590.5834 | 296552.7501 | 449984.5694 | 606986.838 | 767663.1565 | 932120.0085 | 1100466.841 | 1272816.1474 | 1449283.5532 | 1629987.9037 | 0 | 0 | 0 | 0 | 0 | 0 | 0 | 0 | 0 | 0 | 0 | 0 | 0 | 0 | 0 | 0 | 0 | 0 | 0 | 0 | 0 | 0 | 0 | 0 | 0 | 0 | 0 | 0 | 0 | 0
Com ¦ Tankless Water Heaters | NEW | C_Com - Other | Ottawa and Surrounding | Water Heating | Commercial | Com ¦ Water Heating | End Use Consumption (m^3/year) | 18 | 0.54413 | 0.55403 | 0.56143 | 0.5668 | 0.56995 | 0.56992 | 0.56902 | 0.56902 | 0.56901 | 0.56902 | 0.46011 | 0.47785 | 0.49392 | 0.50862 | 0.52167 | 0.53208 | 0.54186 | 0.5527 | 0.56375 | 0.57503 | 0.84559 | 0.8625 | 0.87976 | 0.89735 | 0.9153 | 0.9336 | 0.95228 | 0.97132 | 0.99075 | 1.0106 | -0.38548 | -0.38465 | -0.38583 | -0.38873 | -0.39362 | -0.40152 | -0.41041 | -0.41862 | -0.427 | -0.43553 | 2891.8249 | 5850.1618 | 8876.9453 | 11974.1639 | 15143.8612 | 18388.138 | 21709.1533 | 25109.1262 | 28590.3378 | 32155.1326 | 0 | 0 | 0 | 0 | 0 | 0 | 0 | 0 | 0 | 0 | 0 | 0 | 0 | 0 | 0 | 0 | 0 | 0 | 0 | 0 | 0 | 0 | 0 | 0 | 0 | 0 | 0 | 0 | 0 | 0
Com ¦ Air Sealing | RET | C_Com - Other | Ottawa and Surrounding | Space Heating/Ventilation | Commercial | NA | Floor area (1000m2) | 6 | 0.7443 | 0.77842 | 0.80548 | 0.82599 | 0.83903 | 0.82713 | 0.82412 | 0.82415 | 0.82415 | 0.82412 | 0.06258 | 0.066757 | 0.07046 | 0.073699 | 0.07636 | 0.076782 | 0.078033 | 0.079597 | 0.081189 | 0.082809 | 0.084079 | 0.08576 | 0.087476 | 0.089225 | 0.09101 | 0.09283 | 0.094686 | 0.09658 | 0.098512 | 0.10048 | -0.021499 | -0.019003 | -0.017016 | -0.015526 | -0.01465 | -0.016047 | -0.016654 | -0.016984 | -0.017323 | -0.017673 | 312.4189 | 310.8568 | 309.3025 | 307.756 | 306.2172 | 304.6862 | 303.1627 | 301.6469 | 300.1387 | 298.638 | 0 | 0 | 0 | 0 | 0 | 0 | 0 | 0 | 0 | 0 | 0 | 0 | 0 | 0 | 0 | 0 | 0 | 0 | 0 | 0 | 0 | 0 | 0 | 0 | 0 | 0 | 0 | 0 | 0 | 0
Com ¦ Building Controls and Automation Systems | RET | C_Com - Other | Ottawa and Surrounding | Space Heating/Ventilation | Commercial | NA | Customer Segment Consumption (m^3/year) | 11 | 1.6349 | 1.6788 | 1.7136 | 1.7399 | 1.7567 | 1.7414 | 1.7375 | 1.7375 | 1.7375 | 1.7375 | 0.21383 | 0.22396 | 0.23317 | 0.24149 | 0.2487 | 0.25146 | 0.25592 | 0.26104 | 0.26626 | 0.27158 | 0.13079 | 0.13341 | 0.13607 | 0.13879 | 0.14157 | 0.1444 | 0.14729 | 0.15024 | 0.15324 | 0.15631 | 0.083038 | 0.090553 | 0.097099 | 0.1027 | 0.10713 | 0.10706 | 0.10863 | 0.1108 | 0.11302 | 0.11528 | 6795805.5136 | 6761826.4861 | 6728017.3536 | 6694377.2669 | 6660905.3805 | 6627600.8536 | 6594462.8494 | 6561490.5351 | 6528683.0824 | 6496039.667 | 6795805.5136 | 6761826.4861 | 6728017.3536 | 6694377.2669 | 6660905.3805 | 6627600.8536 | 6594462.8494 | 6561490.5351 | 6528683.0824 | 6496039.667 | 274561.32 | 553726.4968 | 835252.7293 | 1122124.4485 | 1411161.1063 | 1699742.4817 | 1985513.2357 | 2267109.2524 | 2542721.3929 | 2811073.8689 | 274561.32 | 279165.1768 | 281526.2325 | 286871.7192 | 289036.6578 | 288581.3755 | 285770.754 | 281596.0167 | 275612.1405 | 268352.476
Com ¦ Heat Reflector Panels | RET | C_Com - Other | Ottawa and Surrounding | Space Heating/Ventilation | Commercial | NA | End Use Consumption (m^3/year) | 18 | 2.0191 | 2.0568 | 2.0867 | 2.1094 | 2.1238 | 2.1106 | 2.1073 | 2.1073 | 2.1073 | 2.1073 | 0.092157 | 0.095756 | 0.099092 | 0.10217 | 0.10493 | 0.10636 | 0.10832 | 0.11049 | 0.1127 | 0.11495 | 0.045643 | 0.046556 | 0.047487 | 0.048437 | 0.049405 | 0.050393 | 0.051401 | 0.052429 | 0.053478 | 0.054547 | 0.046514 | 0.049201 | 0.051605 | 0.053734 | 0.055522 | 0.055969 | 0.056917 | 0.058057 | 0.059217 | 0.0604 | 396025.5663 | 394045.4385 | 392075.2113 | 390114.8352 | 388164.261 | 386223.4397 | 384292.3225 | 382370.8609 | 380459.0066 | 378556.7116 | 396025.5663 | 394045.4385 | 392075.2113 | 390114.8352 | 388164.261 | 386223.4397 | 384292.3225 | 382370.8609 | 380459.0066 | 378556.7116 | 14814.8302 | 29791.9051 | 44804.3968 | 60149.5511 | 75632.9218 | 91107.5668 | 106447.8229 | 121605.7158 | 136493.8504 | 151062.6074 | 14814.8302 | 14977.0749 | 15012.4917 | 15345.1543 | 15483.3707 | 15474.645 | 15340.2561 | 15157.8929 | 14888.1346 | 14568.757
Com ¦ Heat/Energy Recovery Ventilation | RET | C_Com - Other | Ottawa and Surrounding | Space Heating/Ventilation | Commercial | NA | End Use Consumption (m^3/year) | 15 | 1.781 | 1.8187 | 1.8486 | 1.8713 | 1.8857 | 1.8726 | 1.8692 | 1.8693 | 1.8692 | 1.8692 | 0.40645 | 0.42336 | 0.43893 | 0.45319 | 0.46582 | 0.47182 | 0.4804 | 0.49002 | 0.49982 | 0.5098 | 0.22821 | 0.23278 | 0.23743 | 0.24218 | 0.24703 | 0.25197 | 0.25701 | 0.26215 | 0.26739 | 0.27274 | 0.17824 | 0.19059 | 0.2015 | 0.21101 | 0.21879 | 0.21985 | 0.2234 | 0.22787 | 0.23243 | 0.23707 | 6385912.2567 | 6353982.6954 | 6322212.7819 | 6290601.718 | 6259148.7094 | 6227852.9659 | 6196713.7011 | 6165730.1325 | 6134901.4819 | 6104226.9745 | 6385912.2567 | 6353982.6954 | 6322212.7819 | 6290601.718 | 6259148.7094 | 6227852.9659 | 6196713.7011 | 6165730.1325 | 6134901.4819 | 6104226.9745 | 238889.1371 | 480394.4697 | 722470.8983 | 969911.512 | 1219580.8639 | 1469109.5144 | 1716471.1442 | 1960892.1665 | 2200963.3372 | 2435884.5437 | 238889.1371 | 241505.3325 | 242076.4287 | 247440.6137 | 249669.3518 | 249528.6505 | 247361.6298 | 244421.0223 | 240071.1707 | 234921.2065
Com ¦ High perf.glazings ¦ Retro | RET | C_Com - Other | Ottawa and Surrounding | Space Heating/Ventilation | Commercial | Windows Retro | End Use Consumption (m^3/year) | 30 | 1.1286 | 1.1444 | 1.1569 | 1.1664 | 1.1725 | 1.167 | 1.1656 | 1.1656 | 1.1656 | 1.1655 | 0.40969 | 0.42374 | 0.43695 | 0.44934 | 0.4607 | 0.46771 | 0.47649 | 0.48602 | 0.49574 | 0.50565 | 0.36301 | 0.37027 | 0.37767 | 0.38523 | 0.39293 | 0.40079 | 0.4088 | 0.41698 | 0.42532 | 0.43383 | 0.046685 | 0.053473 | 0.059275 | 0.064116 | 0.067774 | 0.066916 | 0.067683 | 0.069039 | 0.070417 | 0.071818 | 2946618.7969 | 2931885.7029 | 2917226.2744 | 2902640.1431 | 2888126.9423 | 2873686.3076 | 2859317.8761 | 2845021.2867 | 2830796.1803 | 2816642.1994 | 2946618.7969 | 2931885.7029 | 2917226.2744 | 2902640.1431 | 2888126.9423 | 2873686.3076 | 2859317.8761 | 2845021.2867 | 2830796.1803 | 2816642.1994 | 21484.6959 | 41128.3648 | 58409.0845 | 77489.5292 | 97039.7432 | 116344.0286 | 134937.927 | 153174.723 | 170944.7746 | 188499.0359 | 21484.6959 | 19643.6689 | 17280.7197 | 19080.4447 | 19550.214 | 19304.2854 | 18593.8984 | 18236.796 | 17770.0516 | 17554.2614
Com ¦ Operational Improvement | RET | C_Com - Other | Ottawa and Surrounding | Cross Cutting/Behavioural | Commercial | NA | Customer Segment Consumption (m^3/year) | 5 | 2.0919 | 2.2142 | 2.3046 | 2.3725 | 2.4157 | 2.3793 | 2.3692 | 2.3692 | 2.3693 | 2.3693 | 0.051596 | 0.055707 | 0.05914 | 0.0621 | 0.064494 | 0.064795 | 0.065809 | 0.067124 | 0.06847 | 0.069841 | 0.024665 | 0.025158 | 0.025662 | 0.026175 | 0.026698 | 0.027232 | 0.027777 | 0.028332 | 0.028899 | 0.029477 | 0.026931 | 0.030548 | 0.033478 | 0.035925 | 0.037796 | 0.037563 | 0.038033 | 0.038792 | 0.039571 | 0.040364 | 5256130.8269 | 5229850.1728 | 5203700.9219 | 5177682.4173 | 5151794.0052 | 5126035.0352 | 5100404.86 | 5074902.8357 | 5049528.3216 | 5024280.68 | 5256130.8269 | 5229850.1728 | 5203700.9219 | 5177682.4173 | 5151794.0052 | 5126035.0352 | 5100404.86 | 5074902.8357 | 5049528.3216 | 5024280.68 | 257193.1206 | 521891.7239 | 791874.4572 | 1065342.043 | 1339605.6225 | 1611975.2369 | 1879819.3579 | 2140748.2804 | 2392519.6877 | 2633230.2352 | 257193.1206 | 264698.6033 | 269982.7333 | 273467.5858 | 274263.5796 | 272369.6143 | 267844.121 | 260928.9225 | 251771.4073 | 240710.5475
Com ¦ Roof Insulation Upgrade | RET | C_Com - Other | Ottawa and Surrounding | Space Heating/Ventilation | Commercial | NA | Floor area (1000m2) | 20 | 0.96938 | 0.98631 | 0.99974 | 1.0099 | 1.0164 | 1.0105 | 1.009 | 1.009 | 1.009 | 1.009 | 0.36147 | 0.37513 | 0.38785 | 0.39962 | 0.41023 | 0.416 | 0.42369 | 0.43217 | 0.44081 | 0.44963 | 0.37288 | 0.38034 | 0.38795 | 0.39571 | 0.40362 | 0.41169 | 0.41993 | 0.42833 | 0.43689 | 0.44563 | -0.011417 | -0.0052059 | -0.00010224 | 0.0039177 | 0.0066095 | 0.0043095 | 0.0037681 | 0.0038478 | 0.0039229 | 0.0039953 | 174.9546 | 174.0798 | 173.2094 | 172.3434 | 171.4817 | 170.6243 | 169.7711 | 168.9223 | 168.0777 | 167.2373 | 0 | 0 | 0 | 172.3434 | 171.4817 | 170.6243 | 169.7711 | 168.9223 | 168.0777 | 167.2373 | 0 | 0 | 0 | 1.4932 | 3.0148 | 4.5256 | 5.9998 | 7.4563 | 8.8888 | 10.3108 | 0 | 0 | 0 | 1.4932 | 1.5216 | 1.5108 | 1.4742 | 1.4565 | 1.4325 | 1.4219
Com ¦ Super High Perf Glazing ¦Retro | RET | C_Com - Other | Ottawa and Surrounding | Space Heating/Ventilation | Commercial | Windows Retro | End Use Consumption (m^3/year) | 30 | 0.53856 | 0.54611 | 0.55209 | 0.55662 | 0.5595 | 0.55687 | 0.5562 | 0.5562 | 0.5562 | 0.55619 | 0.61454 | 0.63561 | 0.65542 | 0.67401 | 0.69106 | 0.70156 | 0.71473 | 0.72903 | 0.74361 | 0.75847 | 1.1411 | 1.1639 | 1.1872 | 1.2109 | 1.2351 | 1.2598 | 1.285 | 1.3107 | 1.3369 | 1.3637 | -0.52653 | -0.52828 | -0.53175 | -0.5369 | -0.54407 | -0.55828 | -0.5703 | -0.5817 | -0.59334 | -0.60522 | 4419928.1954 | 4397828.5544 | 4375839.4116 | 4353960.2146 | 4332190.4135 | 4310529.4614 | 4288976.8141 | 4267531.9301 | 4246194.2704 | 4224963.2991 | 0 | 0 | 0 | 0 | 0 | 0 | 0 | 0 | 0 | 0 | 0 | 0 | 0 | 0 | 0 | 0 | 0 | 0 | 0 | 0 | 0 | 0 | 0 | 0 | 0 | 0 | 0 | 0 | 0 | 0
Com ¦ Wall Insulation Upgrade | RET | C_Com - Other | Ottawa and Surrounding | Space Heating/Ventilation | Commercial | NA | Floor area (1000m2) | 20 | 0.23905 | 0.24323 | 0.24654 | 0.24904 | 0.25064 | 0.24918 | 0.24881 | 0.24882 | 0.24882 | 0.24881 | 0.29574 | 0.30693 | 0.31733 | 0.32697 | 0.33564 | 0.34037 | 0.34666 | 0.3536 | 0.36067 | 0.36788 | 1.2372 | 1.2619 | 1.2871 | 1.3129 | 1.3391 | 1.3659 | 1.3932 | 1.4211 | 1.4495 | 1.4785 | -0.94142 | -0.95498 | -0.96981 | -0.98592 | -1.0035 | -1.0256 | -1.0466 | -1.0675 | -1.0889 | -1.1106 | 562.3541 | 559.5423 | 556.7446 | 553.9608 | 551.191 | 548.4351 | 545.6929 | 542.9644 | 540.2496 | 537.5484 | 0 | 0 | 0 | 0 | 0 | 0 | 0 | 0 | 0 | 0 | 0 | 0 | 0 | 0 | 0 | 0 | 0 | 0 | 0 | 0 | 0 | 0 | 0 | 0 | 0 | 0 | 0 | 0 | 0 | 0
Com ¦ Air Curtains | ROB | C_Com - Other | Ottawa and Surrounding | Space Heating/Ventilation | Commercial | NA | Shipping door | 15 | 5.3878 | 5.504 | 5.5961 | 5.6658 | 5.7101 | 5.6694 | 5.659 | 5.6589 | 5.6587 | 5.6585 | 54793.8552 | 57095.1782 | 59211.3087 | 61147.8426 | 62858.8782 | 63658.8135 | 64812.7081 | 66108.1395 | 67428.0058 | 68773.4309 | 10170 | 10373.4 | 10580.868 | 10792.4854 | 11008.3351 | 11228.5018 | 11453.0718 | 11682.1332 | 11915.7759 | 12154.0914 | 44623.8552 | 46721.7782 | 48630.4407 | 50355.3572 | 51850.5432 | 52430.3118 | 53359.6363 | 54426.0063 | 55512.2299 | 56619.3395 | 60.8737 | 60.5693 | 60.2665 | 59.9651 | 59.6653 | 59.367 | 59.0701 | 58.7748 | 58.4809 | 58.1885 | 60.8737 | 60.5693 | 60.2665 | 59.9651 | 59.6653 | 59.367 | 59.0701 | 58.7748 | 58.4809 | 58.1885 | 2.9212 | 5.7275 | 8.4225 | 11.0168 | 13.5112 | 15.9073 | 18.2069 | 20.4131 | 22.5284 | 24.5557 | 2.9212 | 2.8063 | 2.695 | 2.5943 | 2.4945 | 2.3961 | 2.2995 | 2.2062 | 2.1152 | 2.0274
Com ¦ Condensing Boiler ¦ Std Baseline | ROB | C_Com - Other | Ottawa and Surrounding | Space Heating/Ventilation | Commercial | Com¦Boiler¦Std | End Use Consumption (m^3/year) | 25 | 1.5743 | 1.5984 | 1.6176 | 1.6321 | 1.6413 | 1.6329 | 1.6308 | 1.6308 | 1.6308 | 1.6307 | 0.52357 | 0.54224 | 0.55971 | 0.57602 | 0.59087 | 0.59959 | 0.61078 | 0.623 | 0.63546 | 0.64816 | 0.33258 | 0.33923 | 0.34601 | 0.35294 | 0.35999 | 0.36719 | 0.37454 | 0.38203 | 0.38967 | 0.39746 | 0.19099 | 0.20301 | 0.21369 | 0.22309 | 0.23087 | 0.23239 | 0.23624 | 0.24097 | 0.24579 | 0.25069 | 10337917.3871 | 10286227.8002 | 10234796.6612 | 10183622.6779 | 10132704.5645 | 10082041.0417 | 10031630.8365 | 9981472.6823 | 9931565.3189 | 9881907.4923 | 10337917.3871 | 10286227.8002 | 10234796.6612 | 10183622.6779 | 10132704.5645 | 10082041.0417 | 10031630.8365 | 9981472.6823 | 9931565.3189 | 9881907.4923 | 10025.4042 | 29307.0698 | 56347.2005 | 92313.7695 | 135944.7568 | 185915.4139 | 240922.0499 | 300466.4574 | 363649.0664 | 430109.8962 | 10025.4042 | 19281.6656 | 27040.1307 | 35966.5691 | 43630.9873 | 49970.6571 | 55006.636 | 59544.4075 | 63182.6089 | 66460.8298
Com ¦ Condensing Water Heaters | ROB | C_Com - Other | Ottawa and Surrounding | Water Heating | Commercial | Com ¦ Water Heating | End Use Consumption (m^3/year) | 13 | 1.5536 | 1.5892 | 1.6159 | 1.6352 | 1.6466 | 1.6465 | 1.6432 | 1.6432 | 1.6432 | 1.6432 | 0.24404 | 0.25463 | 0.26408 | 0.27258 | 0.27997 | 0.28555 | 0.29068 | 0.29649 | 0.30242 | 0.30847 | 0.15708 | 0.16022 | 0.16343 | 0.1667 | 0.17003 | 0.17343 | 0.1769 | 0.18044 | 0.18405 | 0.18773 | 0.086963 | 0.094409 | 0.10066 | 0.10589 | 0.10994 | 0.11212 | 0.11378 | 0.11606 | 0.11838 | 0.12075 | 58310.2539 | 58018.7027 | 57728.6091 | 57439.9661 | 57152.7663 | 56867.0024 | 56582.6674 | 56299.7541 | 56018.2553 | 55738.164 | 58310.2539 | 58018.7027 | 57728.6091 | 57439.9661 | 57152.7663 | 56867.0024 | 56582.6674 | 56299.7541 | 56018.2553 | 55738.164 | 1830.2647 | 3592.2266 | 5283.2254 | 6951.3948 | 8583.0637 | 10171.3848 | 11712.3393 | 13211.7674 | 14669.6261 | 16090.4475 | 1830.2647 | 1761.9619 | 1690.9987 | 1668.1694 | 1631.6688 | 1588.3211 | 1540.9546 | 1499.428 | 1457.8588 | 1420.8214
Com ¦ Near Condensing Boiler¦ Std Baseline | ROB | C_Com - Other | Ottawa and Surrounding | Space Heating/Ventilation | Commercial | Com¦Boiler¦Std | End Use Consumption (m^3/year) | 25 | 4.3784 | 4.4456 | 4.4989 | 4.5392 | 4.5649 | 4.5415 | 4.5355 | 4.5356 | 4.5355 | 4.5355 | 0.29918 | 0.30985 | 0.31983 | 0.32915 | 0.33764 | 0.34262 | 0.34902 | 0.356 | 0.36312 | 0.37037 | 0.068331 | 0.069697 | 0.071091 | 0.072513 | 0.073963 | 0.075443 | 0.076952 | 0.078491 | 0.08006 | 0.081662 | 0.23085 | 0.24015 | 0.24874 | 0.25664 | 0.26367 | 0.26718 | 0.27206 | 0.27751 | 0.28306 | 0.28871 | 5907381.3641 | 5877844.4573 | 5848455.235 | 5819212.9588 | 5790116.894 | 5761166.3095 | 5732360.478 | 5703698.6756 | 5675180.1822 | 5646804.2813 | 5907381.3641 | 5877844.4573 | 5848455.235 | 5819212.9588 | 5790116.894 | 5761166.3095 | 5732360.478 | 5703698.6756 | 5675180.1822 | 5646804.2813 | 148378.4981 | 282844.6182 | 403940.103 | 513396.222 | 611638.6042 | 699323.0333 | 777207.3822 | 846278.2755 | 907366.3721 | 961374.6022 | 148378.4981 | 134466.1201 | 121095.4848 | 109456.119 | 98242.3822 | 87684.4291 | 77884.3489 | 69070.8932 | 61088.0966 | 54008.2302
Com ¦ Tankless Water Heaters | ROB | C_Com - Other | Ottawa and Surrounding | Water Heating | Commercial | Com ¦ Water Heating | End Use Consumption (m^3/year) | 18 | 0.54413 | 0.55403 | 0.56143 | 0.5668 | 0.56995 | 0.56992 | 0.56902 | 0.56902 | 0.56901 | 0.56902 | 0.46011 | 0.47785 | 0.49392 | 0.50862 | 0.52167 | 0.53208 | 0.54186 | 0.5527 | 0.56375 | 0.57503 | 0.84559 | 0.8625 | 0.87976 | 0.89735 | 0.9153 | 0.9336 | 0.95228 | 0.97132 | 0.99075 | 1.0106 | -0.38548 | -0.38465 | -0.38583 | -0.38873 | -0.39362 | -0.40152 | -0.41041 | -0.41862 | -0.427 | -0.43553 | 87192.9031 | 86756.9385 | 86323.1539 | 85891.5381 | 85462.0804 | 85034.77 | 84609.5961 | 84186.5482 | 83765.6154 | 83346.7873 | 0 | 0 | 0 | 0 | 0 | 0 | 0 | 0 | 0 | 0 | 0 | 0 | 0 | 0 | 0 | 0 | 0 | 0 | 0 | 0 | 0 | 0 | 0 | 0 | 0 | 0 | 0 | 0 | 0 | 0
Com ¦ Air Curtains | NEW | C_Food Service | Ottawa and Surrounding | Space Heating/Ventilation | Commercial | NA | Shipping door | 15 | 5.3878 | 5.504 | 5.5961 | 5.6658 | 5.7101 | 5.6694 | 5.659 | 5.6589 | 5.6587 | 5.6585 | 54793.8552 | 57095.1782 | 59211.3087 | 61147.8426 | 62858.8782 | 63658.8135 | 64812.7081 | 66108.1395 | 67428.0058 | 68773.4309 | 10170 | 10373.4 | 10580.868 | 10792.4854 | 11008.3351 | 11228.5018 | 11453.0718 | 11682.1332 | 11915.7759 | 12154.0914 | 44623.8552 | 46721.7782 | 48630.4407 | 50355.3572 | 51850.5432 | 52430.3118 | 53359.6363 | 54426.0063 | 55512.2299 | 56619.3395 | 0.2858 | 0.57417 | 0.86515 | 1.1588 | 1.4551 | 1.7542 | 2.0561 | 2.3609 | 2.6685 | 2.979 | 0.2858 | 0.57417 | 0.86515 | 1.1588 | 1.4551 | 1.7542 | 2.0561 | 2.3609 | 2.6685 | 2.979 | 0.20464 | 0.41112 | 0.6239 | 0.84272 | 1.0679 | 1.299 | 1.5358 | 1.7781 | 2.0256 | 2.2781 | 0.20464 | 0.20648 | 0.21278 | 0.21882 | 0.22515 | 0.23113 | 0.23682 | 0.24224 | 0.24751 | 0.25256
Com ¦ Condensing Boiler ¦ Near Cond Baseline | NEW | C_Food Service | Ottawa and Surrounding | Space Heating/Ventilation | Commercial | NA | End Use Consumption (m^3/year) | 25 | 1.0302 | 1.046 | 1.0586 | 1.0681 | 1.0741 | 1.0686 | 1.0672 | 1.0672 | 1.0672 | 1.0672 | 0.22439 | 0.23239 | 0.23987 | 0.24687 | 0.25323 | 0.25697 | 0.26176 | 0.267 | 0.27234 | 0.27778 | 0.2178 | 0.22216 | 0.2266 | 0.23114 | 0.23576 | 0.24047 | 0.24528 | 0.25019 | 0.25519 | 0.2603 | 0.0065823 | 0.010226 | 0.013271 | 0.01573 | 0.01747 | 0.016492 | 0.016479 | 0.016811 | 0.017145 | 0.017485 | 11646.6389 | 23363.1577 | 35150.6162 | 47010.0843 | 58942.6426 | 70949.3818 | 83031.4032 | 95189.819 | 107425.752 | 119740.3361 | 11646.6389 | 23363.1577 | 35150.6162 | 47010.0843 | 58942.6426 | 70949.3818 | 83031.4032 | 95189.819 | 107425.752 | 119740.3361 | 1243.6565 | 2494.7749 | 3669.5773 | 4729.429 | 5928.1252 | 7183.651 | 8449.1436 | 9692.0434 | 10933.9926 | 12165.8925 | 1243.6565 | 1251.1184 | 1174.8025 | 1059.8517 | 1198.6962 | 1255.5258 | 1265.4926 | 1242.8998 | 1241.9492 | 1231.9
Com ¦ Condensing Boiler ¦ Std Baseline | NEW | C_Food Service | Ottawa and Surrounding | Space Heating/Ventilation | Commercial | Com¦Boiler¦Std | End Use Consumption (m^3/year) | 25 | 1.5743 | 1.5984 | 1.6176 | 1.6321 | 1.6413 | 1.6329 | 1.6308 | 1.6308 | 1.6308 | 1.6307 | 0.52357 | 0.54224 | 0.55971 | 0.57602 | 0.59087 | 0.59959 | 0.61078 | 0.623 | 0.63546 | 0.64816 | 0.33258 | 0.33923 | 0.34601 | 0.35294 | 0.35999 | 0.36719 | 0.37454 | 0.38203 | 0.38967 | 0.39746 | 0.19099 | 0.20301 | 0.21369 | 0.22309 | 0.23087 | 0.23239 | 0.23624 | 0.24097 | 0.24579 | 0.25069 | 27175.4909 | 54514.0347 | 82018.1044 | 109690.1968 | 137532.8327 | 165548.5575 | 193739.9409 | 222109.5777 | 250660.0881 | 279394.1176 | 27175.4909 | 54514.0347 | 82018.1044 | 109690.1968 | 137532.8327 | 165548.5575 | 193739.9409 | 222109.5777 | 250660.0881 | 279394.1176 | 654.4781 | 1312.8831 | 2621.5014 | 4524.6201 | 7147.1197 | 10446.9176 | 14371.4026 | 18862.4294 | 23914.2491 | 29485.9272 | 654.4781 | 658.405 | 1308.6182 | 1903.1188 | 2622.4996 | 3299.7979 | 3924.485 | 4491.0268 | 5051.8197 | 5571.6781
Com ¦ Condensing Water Heaters | NEW | C_Food Service | Ottawa and Surrounding | Water Heating | Commercial | Com ¦ Water Heating | End Use Consumption (m^3/year) | 13 | 1.5536 | 1.5892 | 1.6159 | 1.6352 | 1.6466 | 1.6465 | 1.6432 | 1.6432 | 1.6432 | 1.6432 | 0.24404 | 0.25463 | 0.26408 | 0.27258 | 0.27997 | 0.28555 | 0.29068 | 0.29649 | 0.30242 | 0.30847 | 0.15708 | 0.16022 | 0.16343 | 0.1667 | 0.17003 | 0.17343 | 0.1769 | 0.18044 | 0.18405 | 0.18773 | 0.086963 | 0.094409 | 0.10066 | 0.10589 | 0.10994 | 0.11212 | 0.11378 | 0.11606 | 0.11838 | 0.12075 | 749.8066 | 1504.112 | 2262.9845 | 3026.493 | 3794.7069 | 4567.6966 | 5345.533 | 6128.2876 | 6916.0327 | 7708.8414 | 749.8066 | 1504.112 | 2262.9845 | 3026.493 | 3794.7069 | 4567.6966 | 5345.533 | 6128.2876 | 6916.0327 | 7708.8414 | 419.6033 | 841.7243 | 1269.7425 | 1701.9578 | 2148.218 | 2605.0449 | 3070.3229 | 3542.4816 | 4022.1049 | 4508.5464 | 419.6033 | 422.1209 | 428.0182 | 432.2153 | 446.2602 | 456.8269 | 465.2781 | 472.1587 | 479.6233 | 486.4415
Com ¦ Demand Control Kitchen Ventilation | NEW | C_Food Service | Ottawa and Surrounding | Space Heating/Ventilation | Commercial | NA | per building | 15 | 4.3624 | 4.408 | 4.4448 | 4.4736 | 4.4933 | 4.4812 | 4.4808 | 4.4844 | 4.4881 | 4.4919 | 65435.9299 | 67442.9283 | 69366.2343 | 71211.5723 | 72954.905 | 74214.772 | 75691.2479 | 77268.2103 | 78878.4803 | 80524.0625 | 15000 | 15300 | 15606 | 15918.12 | 16236.4824 | 16561.212 | 16892.4363 | 17230.285 | 17574.8907 | 17926.3885 | 50435.9299 | 52142.9283 | 53760.2343 | 55293.4523 | 56718.4226 | 57653.56 | 58798.8116 | 60037.9253 | 61303.5896 | 62597.674 | 228.3504 | 458.756 | 691.2511 | 925.8709 | 1162.6506 | 1401.6262 | 1642.8339 | 1886.3106 | 2132.0936 | 2380.2207 | 228.3504 | 458.756 | 691.2511 | 925.8709 | 1162.6506 | 1401.6262 | 1642.8339 | 1886.3106 | 2132.0936 | 2380.2207 | 156.4187 | 314.2451 | 476.5027 | 643.0861 | 814.3738 | 990.1375 | 1170.1892 | 1354.3539 | 1542.5492 | 1734.6327 | 156.4187 | 157.8264 | 162.2576 | 166.5833 | 171.2878 | 175.7636 | 180.0517 | 184.1647 | 188.1953 | 192.0836
Com ¦ Efficient Gas Broilers | NEW | C_Food Service | Ottawa and Surrounding | Appliances/Other | Commercial | NA | Equipment | 12 | 2.8503 | 2.9204 | 2.9726 | 3.0104 | 3.0329 | 3.0322 | 3.0258 | 3.0258 | 3.0258 | 3.0258 | 3619.8472 | 3783.1185 | 3927.7842 | 4057.2257 | 4169.3171 | 4251.6453 | 4327.6076 | 4414.1824 | 4502.4753 | 4592.4136 | 1270 | 1295.4 | 1321.308 | 1347.7342 | 1374.6888 | 1402.1826 | 1430.2263 | 1458.8308 | 1488.0074 | 1517.7676 | 2349.8472 | 2487.7185 | 2606.4762 | 2709.4916 | 2794.6283 | 2849.4627 | 2897.3813 | 2955.3516 | 3014.4679 | 3074.646 | 26.3619 | 52.961 | 79.8014 | 106.8871 | 134.2221 | 161.8106 | 189.6568 | 217.7649 | 246.1393 | 274.7843 | 26.3619 | 52.961 | 79.8014 | 106.8871 | 134.2221 | 161.8106 | 189.6568 | 217.7649 | 246.1393 | 274.7843 | 18.0579 | 36.2784 | 54.9857 | 74.1595 | 93.901 | 114.1651 | 134.9192 | 156.1349 | 177.8066 | 199.9151 | 18.0579 | 18.2205 | 18.7072 | 19.1739 | 19.7414 | 20.2641 | 20.7541 | 21.2156 | 21.6718 | 22.1085
Com ¦ Efficient Gas Griddles | NEW | C_Food Service | Ottawa and Surrounding | Appliances/Other | Commercial | NA | Equipment | 10 | 4.3596 | 4.4841 | 4.5767 | 4.6436 | 4.6836 | 4.6822 | 4.671 | 4.671 | 4.671 | 4.6709 | 5013.5702 | 5259.8733 | 5475.7893 | 5666.9948 | 5830.0936 | 5945.0129 | 6049.3306 | 6170.3006 | 6293.7734 | 6419.5086 | 1150 | 1173 | 1196.46 | 1220.3892 | 1244.797 | 1269.6929 | 1295.0868 | 1320.9885 | 1347.4083 | 1374.3565 | 3863.5702 | 4086.8733 | 4279.3293 | 4446.6056 | 4585.2966 | 4675.3199 | 4754.2438 | 4849.3121 | 4946.3651 | 5045.1521 | 47.6209 | 95.6704 | 144.1556 | 193.084 | 242.4627 | 292.2994 | 342.6017 | 393.377 | 444.6334 | 496.3786 | 47.6209 | 95.6704 | 144.1556 | 193.084 | 242.4627 | 292.2994 | 342.6017 | 393.377 | 444.6334 | 496.3786 | 34.4943 | 69.2991 | 105.106 | 141.9054 | 179.7446 | 218.5879 | 258.4007 | 299.1477 | 340.8041 | 383.3366 | 34.4943 | 34.8048 | 35.8069 | 36.7994 | 37.8393 | 38.8432 | 39.8128 | 40.747 | 41.6564 | 42.5325
Com ¦ Efficient Gas Ovens | NEW | C_Food Service | Ottawa and Surrounding | Appliances/Other | Commercial | NA | Equipment | 12 | 2.0905 | 2.142 | 2.1802 | 2.2079 | 2.2244 | 2.2239 | 2.2192 | 2.2192 | 2.2192 | 2.2192 | 1829.2171 | 1911.6996 | 1984.7857 | 2050.183 | 2106.8181 | 2148.4214 | 2186.81 | 2230.5593 | 2275.1771 | 2320.6267 | 875 | 892.5 | 910.35 | 928.557 | 947.1281 | 966.0707 | 985.3921 | 1005.1 | 1025.202 | 1045.706 | 954.2171 | 1019.1996 | 1074.4357 | 1121.626 | 1159.69 | 1182.3507 | 1201.4179 | 1225.4594 | 1249.9751 | 1274.9207 | 6.0797 | 12.214 | 18.4041 | 24.6506 | 30.9547 | 37.3173 | 43.7393 | 50.2216 | 56.7654 | 63.3716 | 6.0797 | 12.214 | 18.4041 | 24.6506 | 30.9547 | 37.3173 | 43.7393 | 50.2216 | 56.7654 | 63.3716 | 3.9065 | 7.8481 | 11.9014 | 16.0565 | 20.3478 | 24.7586 | 29.2776 | 33.8946 | 38.6077 | 43.411 | 3.9065 | 3.9416 | 4.0534 | 4.155 | 4.2913 | 4.4109 | 4.5189 | 4.617 | 4.7131 | 4.8034
Com ¦ Efficient Gas Range Tops | NEW | C_Food Service | Ottawa and Surrounding | Appliances/Other | Commercial | NA | Equipment | 10 | 2.1138 | 2.1741 | 2.219 | 2.2514 | 2.2708 | 2.2702 | 2.2647 | 2.2647 | 2.2647 | 2.2647 | 1691.0065 | 1774.0811 | 1846.9065 | 1911.3975 | 1966.4084 | 2005.169 | 2040.3539 | 2081.1554 | 2122.801 | 2165.2097 | 800 | 816 | 832.32 | 848.9664 | 865.9457 | 883.2646 | 900.9299 | 918.9485 | 937.3275 | 956.0741 | 891.0065 | 958.0811 | 1014.5865 | 1062.4311 | 1100.4627 | 1121.9044 | 1139.424 | 1162.2069 | 1185.4735 | 1209.1357 | 14.2772 | 28.6829 | 43.2193 | 57.8884 | 72.6927 | 87.6342 | 102.7153 | 117.9382 | 133.3054 | 148.8191 | 14.2772 | 28.6829 | 43.2193 | 57.8884 | 72.6927 | 87.6342 | 102.7153 | 117.9382 | 133.3054 | 148.8191 | 9.508 | 19.1016 | 28.945 | 39.0252 | 49.4101 | 60.0715 | 70.9892 | 82.1465 | 93.5418 | 105.1646 | 9.508 | 9.5936 | 9.8434 | 10.0802 | 10.385 | 10.6613 | 10.9177 | 11.1573 | 11.3953 | 11.6228
Com ¦ Energy Star Gas Fryers | NEW | C_Food Service | Ottawa and Surrounding | Appliances/Other | Commercial | NA | Equipment | 12 | 2.2897 | 2.3456 | 2.3873 | 2.4174 | 2.4354 | 2.4348 | 2.4298 | 2.4298 | 2.4299 | 2.4298 | 2353.7648 | 2459.5342 | 2553.2974 | 2637.2393 | 2709.9887 | 2763.5282 | 2812.9657 | 2869.2682 | 2926.6923 | 2985.1919 | 1028 | 1048.56 | 1069.5312 | 1090.9218 | 1112.7403 | 1134.9951 | 1157.695 | 1180.8489 | 1204.4658 | 1228.5552 | 1325.7648 | 1410.9742 | 1483.7662 | 1546.3175 | 1597.2484 | 1628.5332 | 1655.2707 | 1688.4193 | 1722.2264 | 1756.6367 | 14.8713 | 29.8765 | 45.0177 | 60.2973 | 75.7176 | 91.2809 | 106.9895 | 122.846 | 138.8526 | 155.0118 | 14.8713 | 29.8765 | 45.0177 | 60.2973 | 75.7176 | 91.2809 | 106.9895 | 122.846 | 138.8526 | 155.0118 | 9.7568 | 19.6014 | 29.7364 | 40.1381 | 50.8776 | 61.9167 | 73.2286 | 84.7905 | 96.5986 | 108.6391 | 9.7568 | 9.8446 | 10.135 | 10.4018 | 10.7394 | 11.0392 | 11.3118 | 11.562 | 11.8081 | 12.0405
Com ¦ High perf.glazings ¦ New | NEW | C_Food Service | Ottawa and Surrounding | Space Heating/Ventilation | Commercial | Windows New | End Use Consumption (m^3/year) | 30 | 1.6157 | 1.6383 | 1.6563 | 1.6698 | 1.6785 | 1.6706 | 1.6686 | 1.6686 | 1.6686 | 1.6686 | 0.40969 | 0.42374 | 0.43695 | 0.44934 | 0.4607 | 0.46771 | 0.47649 | 0.48602 | 0.49574 | 0.50565 | 0.25357 | 0.25864 | 0.26382 | 0.26909 | 0.27447 | 0.27996 | 0.28556 | 0.29127 | 0.2971 | 0.30304 | 0.15612 | 0.1651 | 0.17313 | 0.18025 | 0.18623 | 0.18774 | 0.19093 | 0.19475 | 0.19864 | 0.2026 | 7745.836 | 15538.1469 | 23377.6378 | 31265.0202 | 39201.0126 | 47186.3406 | 55221.7366 | 63307.9403 | 71445.6984 | 79635.7649 | 7745.836 | 15538.1469 | 23377.6378 | 31265.0202 | 39201.0126 | 47186.3406 | 55221.7366 | 63307.9403 | 71445.6984 | 79635.7649 | 2403.7779 | 4821.9785 | 7222.3337 | 9570.6954 | 12065.6253 | 14639.5659 | 17253.0165 | 19877.9774 | 22529.8772 | 25199.7848 | 2403.7779 | 2418.2006 | 2400.3552 | 2348.3617 | 2494.9299 | 2573.9406 | 2613.4506 | 2624.9608 | 2651.8999 | 2669.9076
Com ¦ Near Condensing Boiler¦ Std Baseline | NEW | C_Food Service | Ottawa and Surrounding | Space Heating/Ventilation | Commercial | Com¦Boiler¦Std | End Use Consumption (m^3/year) | 25 | 4.3784 | 4.4456 | 4.4989 | 4.5392 | 4.5649 | 4.5415 | 4.5355 | 4.5356 | 4.5355 | 4.5355 | 0.29918 | 0.30985 | 0.31983 | 0.32915 | 0.33764 | 0.34262 | 0.34902 | 0.356 | 0.36312 | 0.37037 | 0.068331 | 0.069697 | 0.071091 | 0.072513 | 0.073963 | 0.075443 | 0.076952 | 0.078491 | 0.08006 | 0.081662 | 0.23085 | 0.24015 | 0.24874 | 0.25664 | 0.26367 | 0.26718 | 0.27206 | 0.27751 | 0.28306 | 0.28871 | 15528.8519 | 31150.8769 | 46867.4882 | 62680.1124 | 78590.1901 | 94599.1757 | 110708.5376 | 126919.7587 | 143234.3361 | 159653.7815 | 15528.8519 | 31150.8769 | 46867.4882 | 62680.1124 | 78590.1901 | 94599.1757 | 110708.5376 | 126919.7587 | 143234.3361 | 159653.7815 | 9686.4405 | 19430.9997 | 28637.4244 | 37288.5065 | 45438.7322 | 53070.3316 | 60182.4898 | 66784.1675 | 72898.0183 | 78544.4707 | 9686.4405 | 9744.5592 | 9206.4247 | 8651.0821 | 8150.2257 | 7631.5994 | 7112.1581 | 6601.6778 | 6113.8508 | 5646.4524
Com ¦ Super High Perf Glazing ¦New | NEW | C_Food Service | Ottawa and Surrounding | Space Heating/Ventilation | Commercial | Windows New | End Use Consumption (m^3/year) | 30 | 0.53856 | 0.54611 | 0.55209 | 0.55662 | 0.5595 | 0.55687 | 0.5562 | 0.5562 | 0.5562 | 0.55619 | 0.61454 | 0.63561 | 0.65542 | 0.67401 | 0.69106 | 0.70156 | 0.71473 | 0.72903 | 0.74361 | 0.75847 | 1.1411 | 1.1639 | 1.1872 | 1.2109 | 1.2351 | 1.2598 | 1.285 | 1.3107 | 1.3369 | 1.3637 | -0.52653 | -0.52828 | -0.53175 | -0.5369 | -0.54407 | -0.55828 | -0.5703 | -0.5817 | -0.59334 | -0.60522 | 11618.7539 | 23307.2204 | 35066.4567 | 46897.5303 | 58801.519 | 70779.5109 | 82832.605 | 94961.9104 | 107168.5475 | 119453.6473 | 0 | 0 | 0 | 0 | 0 | 0 | 0 | 0 | 0 | 0 | 0 | 0 | 0 | 0 | 0 | 0 | 0 | 0 | 0 | 0 | 0 | 0 | 0 | 0 | 0 | 0 | 0 | 0 | 0 | 0
Com ¦ Tankless Water Heaters | NEW | C_Food Service | Ottawa and Surrounding | Water Heating | Commercial | Com ¦ Water Heating | End Use Consumption (m^3/year) | 18 | 0.54413 | 0.55403 | 0.56143 | 0.5668 | 0.56995 | 0.56992 | 0.56902 | 0.56902 | 0.56901 | 0.56902 | 0.46011 | 0.47785 | 0.49392 | 0.50862 | 0.52167 | 0.53208 | 0.54186 | 0.5527 | 0.56375 | 0.57503 | 0.84559 | 0.8625 | 0.87976 | 0.89735 | 0.9153 | 0.9336 | 0.95228 | 0.97132 | 0.99075 | 1.0106 | -0.38548 | -0.38465 | -0.38583 | -0.38873 | -0.39362 | -0.40152 | -0.41041 | -0.41862 | -0.427 | -0.43553 | 1121.2061 | 2249.1395 | 3383.9021 | 4525.5969 | 5674.3281 | 6830.2006 | 7993.3204 | 9163.7945 | 10341.7312 | 11527.2395 | 0 | 0 | 0 | 0 | 0 | 0 | 0 | 0 | 0 | 0 | 0 | 0 | 0 | 0 | 0 | 0 | 0 | 0 | 0 | 0 | 0 | 0 | 0 | 0 | 0 | 0 | 0 | 0 | 0 | 0
Com ¦ Air Sealing | RET | C_Food Service | Ottawa and Surrounding | Space Heating/Ventilation | Commercial | NA | Floor area (1000m2) | 6 | 0.7443 | 0.77842 | 0.80548 | 0.82599 | 0.83903 | 0.82713 | 0.82412 | 0.82415 | 0.82415 | 0.82412 | 0.06258 | 0.066757 | 0.07046 | 0.073699 | 0.07636 | 0.076782 | 0.078033 | 0.079597 | 0.081189 | 0.082809 | 0.084079 | 0.08576 | 0.087476 | 0.089225 | 0.09101 | 0.09283 | 0.094686 | 0.09658 | 0.098512 | 0.10048 | -0.021499 | -0.019003 | -0.017016 | -0.015526 | -0.01465 | -0.016047 | -0.016654 | -0.016984 | -0.017323 | -0.017673 | 19.7935 | 19.6945 | 19.596 | 19.498 | 19.4006 | 19.3035 | 19.207 | 19.111 | 19.0154 | 18.9204 | 0 | 0 | 0 | 0 | 0 | 0 | 0 | 0 | 0 | 0 | 0 | 0 | 0 | 0 | 0 | 0 | 0 | 0 | 0 | 0 | 0 | 0 | 0 | 0 | 0 | 0 | 0 | 0 | 0 | 0
Com ¦ Building Controls and Automation Systems | RET | C_Food Service | Ottawa and Surrounding | Space Heating/Ventilation | Commercial | NA | Customer Segment Consumption (m^3/year) | 11 | 1.6349 | 1.6788 | 1.7136 | 1.7399 | 1.7567 | 1.7414 | 1.7375 | 1.7375 | 1.7375 | 1.7375 | 0.21383 | 0.22396 | 0.23317 | 0.24149 | 0.2487 | 0.25146 | 0.25592 | 0.26104 | 0.26626 | 0.27158 | 0.13079 | 0.13341 | 0.13607 | 0.13879 | 0.14157 | 0.1444 | 0.14729 | 0.15024 | 0.15324 | 0.15631 | 0.083038 | 0.090553 | 0.097099 | 0.1027 | 0.10713 | 0.10706 | 0.10863 | 0.1108 | 0.11302 | 0.11528 | 1387496.0154 | 1380558.5353 | 1373655.7427 | 1366787.4639 | 1359953.5266 | 1353153.759 | 1346387.9902 | 1339656.0502 | 1332957.77 | 1326292.9811 | 1387496.0154 | 1380558.5353 | 1373655.7427 | 1366787.4639 | 1359953.5266 | 1353153.759 | 1346387.9902 | 1339656.0502 | 1332957.77 | 1326292.9811 | 56057.0394 | 113054.0458 | 170533.1077 | 229103.5548 | 288116.0163 | 347035.523 | 405381.1866 | 462874.4963 | 519146.0812 | 573935.4642 | 56057.0394 | 56997.0064 | 57479.0619 | 58570.4471 | 59012.4615 | 58919.5067 | 58345.6636 | 57493.3097 | 56271.5849 | 54789.383
Com ¦ Heat Reflector Panels | RET | C_Food Service | Ottawa and Surrounding | Space Heating/Ventilation | Commercial | NA | End Use Consumption (m^3/year) | 18 | 2.0191 | 2.0568 | 2.0867 | 2.1094 | 2.1238 | 2.1106 | 2.1073 | 2.1073 | 2.1073 | 2.1073 | 0.092157 | 0.095756 | 0.099092 | 0.10217 | 0.10493 | 0.10636 | 0.10832 | 0.11049 | 0.1127 | 0.11495 | 0.045643 | 0.046556 | 0.047487 | 0.048437 | 0.049405 | 0.050393 | 0.051401 | 0.052429 | 0.053478 | 0.054547 | 0.046514 | 0.049201 | 0.051605 | 0.053734 | 0.055522 | 0.055969 | 0.056917 | 0.058057 | 0.059217 | 0.0604 | 64739.6969 | 64415.9984 | 64093.9184 | 63773.4488 | 63454.5816 | 63137.3087 | 62821.6221 | 62507.514 | 62194.9764 | 61884.0016 | 64739.6969 | 64415.9984 | 64093.9184 | 63773.4488 | 63454.5816 | 63137.3087 | 62821.6221 | 62507.514 | 62194.9764 | 61884.0016 | 2421.8326 | 4870.1879 | 7324.3329 | 9832.8594 | 12363.9806 | 14893.6755 | 17401.4013 | 19879.3155 | 22313.1314 | 24694.7375 | 2421.8326 | 2448.3553 | 2454.145 | 2508.5265 | 2531.1212 | 2529.6948 | 2507.7258 | 2477.9142 | 2433.8159 | 2381.6061
Com ¦ Heat/Energy Recovery Ventilation | RET | C_Food Service | Ottawa and Surrounding | Space Heating/Ventilation | Commercial | NA | End Use Consumption (m^3/year) | 15 | 1.781 | 1.8187 | 1.8486 | 1.8713 | 1.8857 | 1.8726 | 1.8692 | 1.8693 | 1.8692 | 1.8692 | 0.40645 | 0.42336 | 0.43893 | 0.45319 | 0.46582 | 0.47182 | 0.4804 | 0.49002 | 0.49982 | 0.5098 | 0.22821 | 0.23278 | 0.23743 | 0.24218 | 0.24703 | 0.25197 | 0.25701 | 0.26215 | 0.26739 | 0.27274 | 0.17824 | 0.19059 | 0.2015 | 0.21101 | 0.21879 | 0.21985 | 0.2234 | 0.22787 | 0.23243 | 0.23707 | 1043927.6124 | 1038707.9744 | 1033514.4345 | 1028346.8623 | 1023205.128 | 1018089.1024 | 1012998.6568 | 1007933.6636 | 1002893.9952 | 997879.5253 | 1043927.6124 | 1038707.9744 | 1033514.4345 | 1028346.8623 | 1023205.128 | 1018089.1024 | 1012998.6568 | 1007933.6636 | 1002893.9952 | 997879.5253 | 39052.0503 | 78531.7793 | 118104.8673 | 158554.8577 | 199369.1877 | 240160.5168 | 280597.5953 | 320553.9624 | 359799.2439 | 398202.6426 | 39052.0503 | 39479.729 | 39573.0881 | 40449.9903 | 40814.33 | 40791.3291 | 40437.0786 | 39956.3671 | 39245.2815 | 38403.3987
Com ¦ High perf.glazings ¦ Retro | RET | C_Food Service | Ottawa and Surrounding | Space Heating/Ventilation | Commercial | Windows Retro | End Use Consumption (m^3/year) | 30 | 1.1286 | 1.1444 | 1.1569 | 1.1664 | 1.1725 | 1.167 | 1.1656 | 1.1656 | 1.1656 | 1.1655 | 0.40969 | 0.42374 | 0.43695 | 0.44934 | 0.4607 | 0.46771 | 0.47649 | 0.48602 | 0.49574 | 0.50565 | 0.36301 | 0.37027 | 0.37767 | 0.38523 | 0.39293 | 0.40079 | 0.4088 | 0.41698 | 0.42532 | 0.43383 | 0.046685 | 0.053473 | 0.059275 | 0.064116 | 0.067774 | 0.066916 | 0.067683 | 0.069039 | 0.070417 | 0.071818 | 481694.1733 | 479285.7025 | 476889.2739 | 474504.8276 | 472132.3034 | 469771.6419 | 467422.7837 | 465085.6698 | 462760.2414 | 460446.4402 | 481694.1733 | 479285.7025 | 476889.2739 | 474504.8276 | 472132.3034 | 469771.6419 | 467422.7837 | 465085.6698 | 462760.2414 | 460446.4402 | 3512.1791 | 6723.3989 | 9548.3392 | 12667.4868 | 15863.4293 | 19019.1689 | 22058.7791 | 25040.0125 | 27944.9456 | 30814.6026 | 3512.1791 | 3211.2199 | 2824.9402 | 3119.1476 | 3195.9425 | 3155.7397 | 3039.6102 | 2981.2334 | 2904.933 | 2869.6571
Com ¦ Operational Improvement | RET | C_Food Service | Ottawa and Surrounding | Cross Cutting/Behavioural | Commercial | NA | Customer Segment Consumption (m^3/year) | 5 | 2.0919 | 2.2142 | 2.3046 | 2.3725 | 2.4157 | 2.3793 | 2.3692 | 2.3692 | 2.3693 | 2.3693 | 0.051596 | 0.055707 | 0.05914 | 0.0621 | 0.064494 | 0.064795 | 0.065809 | 0.067124 | 0.06847 | 0.069841 | 0.024665 | 0.025158 | 0.025662 | 0.026175 | 0.026698 | 0.027232 | 0.027777 | 0.028332 | 0.028899 | 0.029477 | 0.026931 | 0.030548 | 0.033478 | 0.035925 | 0.037796 | 0.037563 | 0.038033 | 0.038792 | 0.039571 | 0.040364 | 1073141.4494 | 1067775.7422 | 1062436.8635 | 1057124.6791 | 1051839.0557 | 1046579.8605 | 1041346.9612 | 1036140.2264 | 1030959.5252 | 1025804.7276 | 1073141.4494 | 1067775.7422 | 1062436.8635 | 1057124.6791 | 1051839.0557 | 1046579.8605 | 1041346.9612 | 1036140.2264 | 1030959.5252 | 1025804.7276 | 52510.9833 | 106554.3571 | 161676.5889 | 217510.3211 | 273506.571 | 329116.1311 | 383801.7235 | 437075.4435 | 488479.4785 | 537625.2236 | 52510.9833 | 54043.3738 | 55122.2318 | 55833.7323 | 55996.2499 | 55609.56 | 54685.5924 | 53273.72 | 51404.035 | 49145.7451
Com ¦ Roof Insulation Upgrade | RET | C_Food Service | Ottawa and Surrounding | Space Heating/Ventilation | Commercial | NA | Floor area (1000m2) | 20 | 0.96938 | 0.98631 | 0.99974 | 1.0099 | 1.0164 | 1.0105 | 1.009 | 1.009 | 1.009 | 1.009 | 0.36147 | 0.37513 | 0.38785 | 0.39962 | 0.41023 | 0.416 | 0.42369 | 0.43217 | 0.44081 | 0.44963 | 0.37288 | 0.38034 | 0.38795 | 0.39571 | 0.40362 | 0.41169 | 0.41993 | 0.42833 | 0.43689 | 0.44563 | -0.011417 | -0.0052059 | -0.00010224 | 0.0039177 | 0.0066095 | 0.0043095 | 0.0037681 | 0.0038478 | 0.0039229 | 0.0039953 | 11.0843 | 11.0289 | 10.9738 | 10.9189 | 10.8643 | 10.81 | 10.7559 | 10.7022 | 10.6486 | 10.5954 | 0 | 0 | 0 | 10.9189 | 10.8643 | 10.81 | 10.7559 | 10.7022 | 10.6486 | 10.5954 | 0 | 0 | 0 | 0.094605 | 0.19101 | 0.28672 | 0.38012 | 0.4724 | 0.56316 | 0.65324 | 0 | 0 | 0 | 0.094605 | 0.0964 | 0.095714 | 0.093398 | 0.092279 | 0.090758 | 0.090088
Com ¦ Super High Perf Glazing ¦Retro | RET | C_Food Service | Ottawa and Surrounding | Space Heating/Ventilation | Commercial | Windows Retro | End Use Consumption (m^3/year) | 30 | 0.53856 | 0.54611 | 0.55209 | 0.55662 | 0.5595 | 0.55687 | 0.5562 | 0.5562 | 0.5562 | 0.55619 | 0.61454 | 0.63561 | 0.65542 | 0.67401 | 0.69106 | 0.70156 | 0.71473 | 0.72903 | 0.74361 | 0.75847 | 1.1411 | 1.1639 | 1.1872 | 1.2109 | 1.2351 | 1.2598 | 1.285 | 1.3107 | 1.3369 | 1.3637 | -0.52653 | -0.52828 | -0.53175 | -0.5369 | -0.54407 | -0.55828 | -0.5703 | -0.5817 | -0.59334 | -0.60522 | 722541.26 | 718928.5537 | 715333.9109 | 711757.2414 | 708198.4551 | 704657.4629 | 701134.1756 | 697628.5047 | 694140.3622 | 690669.6603 | 0 | 0 | 0 | 0 | 0 | 0 | 0 | 0 | 0 | 0 | 0 | 0 | 0 | 0 | 0 | 0 | 0 | 0 | 0 | 0 | 0 | 0 | 0 | 0 | 0 | 0 | 0 | 0 | 0 | 0
Com ¦ Wall Insulation Upgrade | RET | C_Food Service | Ottawa and Surrounding | Space Heating/Ventilation | Commercial | NA | Floor area (1000m2) | 20 | 0.23905 | 0.24323 | 0.24654 | 0.24904 | 0.25064 | 0.24918 | 0.24881 | 0.24882 | 0.24882 | 0.24881 | 0.29574 | 0.30693 | 0.31733 | 0.32697 | 0.33564 | 0.34037 | 0.34666 | 0.3536 | 0.36067 | 0.36788 | 1.2372 | 1.2619 | 1.2871 | 1.3129 | 1.3391 | 1.3659 | 1.3932 | 1.4211 | 1.4495 | 1.4785 | -0.94142 | -0.95498 | -0.96981 | -0.98592 | -1.0035 | -1.0256 | -1.0466 | -1.0675 | -1.0889 | -1.1106 | 35.6282 | 35.4501 | 35.2728 | 35.0965 | 34.921 | 34.7464 | 34.5727 | 34.3998 | 34.2278 | 34.0567 | 0 | 0 | 0 | 0 | 0 | 0 | 0 | 0 | 0 | 0 | 0 | 0 | 0 | 0 | 0 | 0 | 0 | 0 | 0 | 0 | 0 | 0 | 0 | 0 | 0 | 0 | 0 | 0 | 0 | 0
Com ¦ Air Curtains | ROB | C_Food Service | Ottawa and Surrounding | Space Heating/Ventilation | Commercial | NA | Shipping door | 15 | 5.3878 | 5.504 | 5.5961 | 5.6658 | 5.7101 | 5.6694 | 5.659 | 5.6589 | 5.6587 | 5.6585 | 54793.8552 | 57095.1782 | 59211.3087 | 61147.8426 | 62858.8782 | 63658.8135 | 64812.7081 | 66108.1395 | 67428.0058 | 68773.4309 | 10170 | 10373.4 | 10580.868 | 10792.4854 | 11008.3351 | 11228.5018 | 11453.0718 | 11682.1332 | 11915.7759 | 12154.0914 | 44623.8552 | 46721.7782 | 48630.4407 | 50355.3572 | 51850.5432 | 52430.3118 | 53359.6363 | 54426.0063 | 55512.2299 | 56619.3395 | 14.9668 | 14.8919 | 14.8175 | 14.7434 | 14.6697 | 14.5963 | 14.5233 | 14.4507 | 14.3785 | 14.3066 | 14.9668 | 14.8919 | 14.8175 | 14.7434 | 14.6697 | 14.5963 | 14.5233 | 14.4507 | 14.3785 | 14.3066 | 0.71475 | 1.3976 | 2.0496 | 2.6733 | 3.2693 | 3.8379 | 4.38 | 4.8965 | 5.3881 | 5.8558 | 0.71475 | 0.68287 | 0.65195 | 0.62375 | 0.59593 | 0.56869 | 0.54208 | 0.51646 | 0.4916 | 0.46768
Com ¦ Condensing Boiler ¦ Std Baseline | ROB | C_Food Service | Ottawa and Surrounding | Space Heating/Ventilation | Commercial | Com¦Boiler¦Std | End Use Consumption (m^3/year) | 25 | 1.5743 | 1.5984 | 1.6176 | 1.6321 | 1.6413 | 1.6329 | 1.6308 | 1.6308 | 1.6308 | 1.6307 | 0.52357 | 0.54224 | 0.55971 | 0.57602 | 0.59087 | 0.59959 | 0.61078 | 0.623 | 0.63546 | 0.64816 | 0.33258 | 0.33923 | 0.34601 | 0.35294 | 0.35999 | 0.36719 | 0.37454 | 0.38203 | 0.38967 | 0.39746 | 0.19099 | 0.20301 | 0.21369 | 0.22309 | 0.23087 | 0.23239 | 0.23624 | 0.24097 | 0.24579 | 0.25069 | 1689975.8377 | 1681525.9585 | 1673118.3287 | 1664752.737 | 1656428.9734 | 1648146.8285 | 1639906.0943 | 1631706.5639 | 1623548.0311 | 1615430.2909 | 1689975.8377 | 1681525.9585 | 1673118.3287 | 1664752.737 | 1656428.9734 | 1648146.8285 | 1639906.0943 | 1631706.5639 | 1623548.0311 | 1615430.2909 | 1629.0931 | 4718.8141 | 9002.4096 | 14635.1797 | 21391.163 | 29040.4045 | 37360.9357 | 46255.4089 | 55567.426 | 65221.6371 | 1629.0931 | 3089.721 | 4283.5955 | 5632.77 | 6755.9834 | 7649.2414 | 8320.5312 | 8894.4733 | 9312.0171 | 9654.2111
Com ¦ Condensing Water Heaters | ROB | C_Food Service | Ottawa and Surrounding | Water Heating | Commercial | Com ¦ Water Heating | End Use Consumption (m^3/year) | 13 | 1.5536 | 1.5892 | 1.6159 | 1.6352 | 1.6466 | 1.6465 | 1.6432 | 1.6432 | 1.6432 | 1.6432 | 0.24404 | 0.25463 | 0.26408 | 0.27258 | 0.27997 | 0.28555 | 0.29068 | 0.29649 | 0.30242 | 0.30847 | 0.15708 | 0.16022 | 0.16343 | 0.1667 | 0.17003 | 0.17343 | 0.1769 | 0.18044 | 0.18405 | 0.18773 | 0.086963 | 0.094409 | 0.10066 | 0.10589 | 0.10994 | 0.11212 | 0.11378 | 0.11606 | 0.11838 | 0.12075 | 46628.5969 | 46395.454 | 46163.4767 | 45932.6593 | 45702.996 | 45474.481 | 45247.1086 | 45020.8731 | 44795.7687 | 44571.7899 | 46628.5969 | 46395.454 | 46163.4767 | 45932.6593 | 45702.996 | 45474.481 | 45247.1086 | 45020.8731 | 44795.7687 | 44571.7899 | 1452.6888 | 2839.6421 | 4158.8558 | 5447.812 | 6696.0353 | 7898.4624 | 9052.2831 | 10162.1494 | 11228.3007 | 12254.3602 | 1452.6888 | 1386.9533 | 1319.2137 | 1288.9562 | 1248.2234 | 1202.4271 | 1153.8207 | 1109.8664 | 1066.1512 | 1026.0595
Com ¦ Demand Control Kitchen Ventilation | ROB | C_Food Service | Ottawa and Surrounding | Space Heating/Ventilation | Commercial | NA | per building | 15 | 4.3624 | 4.408 | 4.4448 | 4.4736 | 4.4933 | 4.4812 | 4.4808 | 4.4844 | 4.4881 | 4.4919 | 65435.9299 | 67442.9283 | 69366.2343 | 71211.5723 | 72954.905 | 74214.772 | 75691.2479 | 77268.2103 | 78878.4803 | 80524.0625 | 15000 | 15300 | 15606 | 15918.12 | 16236.4824 | 16561.212 | 16892.4363 | 17230.285 | 17574.8907 | 17926.3885 | 50435.9299 | 52142.9283 | 53760.2343 | 55293.4523 | 56718.4226 | 57653.56 | 58798.8116 | 60037.9253 | 61303.5896 | 62597.674 | 11958.35 | 11898.5582 | 11839.0654 | 11779.8701 | 11720.9707 | 11662.3659 | 11604.0541 | 11546.0338 | 11488.3036 | 11430.8621 | 11958.35 | 11898.5582 | 11839.0654 | 11779.8701 | 11720.9707 | 11662.3659 | 11604.0541 | 11546.0338 | 11488.3036 | 11430.8621 | 546.6476 | 1067.9384 | 1565.031 | 2040.645 | 2495.2216 | 2929.3284 | 3343.5541 | 3738.7672 | 4115.5895 | 4474.7672 | 546.6476 | 521.2908 | 497.0926 | 475.614 | 454.5765 | 434.1068 | 414.2257 | 395.2131 | 376.8223 | 359.1777
Com ¦ Efficient Gas Broilers | ROB | C_Food Service | Ottawa and Surrounding | Appliances/Other | Commercial | NA | Equipment | 12 | 2.8503 | 2.9204 | 2.9726 | 3.0104 | 3.0329 | 3.0322 | 3.0258 | 3.0258 | 3.0258 | 3.0258 | 3619.8472 | 3783.1185 | 3927.7842 | 4057.2257 | 4169.3171 | 4251.6453 | 4327.6076 | 4414.1824 | 4502.4753 | 4592.4136 | 1270 | 1295.4 | 1321.308 | 1347.7342 | 1374.6888 | 1402.1826 | 1430.2263 | 1458.8308 | 1488.0074 | 1517.7676 | 2349.8472 | 2487.7185 | 2606.4762 | 2709.4916 | 2794.6283 | 2849.4627 | 2897.3813 | 2955.3516 | 3014.4679 | 3074.646 | 1380.5304 | 1373.6277 | 1366.7596 | 1359.9258 | 1353.1262 | 1346.3605 | 1339.6287 | 1332.9306 | 1326.2659 | 1319.6346 | 1380.5304 | 1373.6277 | 1366.7596 | 1359.9258 | 1353.1262 | 1346.3605 | 1339.6287 | 1332.9306 | 1326.2659 | 1319.6346 | 94.6626 | 181.6666 | 261.6621 | 335.8475 | 404.545 | 468.1105 | 526.889 | 581.3072 | 631.6806 | 678.3507 | 94.6626 | 87.004 | 79.9955 | 74.1854 | 68.6975 | 63.5655 | 58.7785 | 54.4182 | 50.3733 | 46.6701
Com ¦ Efficient Gas Griddles | ROB | C_Food Service | Ottawa and Surrounding | Appliances/Other | Commercial | NA | Equipment | 10 | 4.3596 | 4.4841 | 4.5767 | 4.6436 | 4.6836 | 4.6822 | 4.671 | 4.671 | 4.671 | 4.6709 | 5013.5702 | 5259.8733 | 5475.7893 | 5666.9948 | 5830.0936 | 5945.0129 | 6049.3306 | 6170.3006 | 6293.7734 | 6419.5086 | 1150 | 1173 | 1196.46 | 1220.3892 | 1244.797 | 1269.6929 | 1295.0868 | 1320.9885 | 1347.4083 | 1374.3565 | 3863.5702 | 4086.8733 | 4279.3293 | 4446.6056 | 4585.2966 | 4675.3199 | 4754.2438 | 4849.3121 | 4946.3651 | 5045.1521 | 2493.8312 | 2481.362 | 2468.9552 | 2456.6105 | 2444.3274 | 2432.1058 | 2419.9452 | 2407.8455 | 2395.8063 | 2383.8273 | 2493.8312 | 2481.362 | 2468.9552 | 2456.6105 | 2444.3274 | 2432.1058 | 2419.9452 | 2407.8455 | 2395.8063 | 2383.8273 | 180.6889 | 346.9923 | 500.255 | 641.9686 | 773.0415 | 894.3002 | 1006.4844 | 1110.3159 | 1206.4035 | 1295.33 | 180.6889 | 166.3033 | 153.2627 | 141.7136 | 131.073 | 121.2586 | 112.1843 | 103.8314 | 96.0876 | 88.9265
Com ¦ Efficient Gas Ovens | ROB | C_Food Service | Ottawa and Surrounding | Appliances/Other | Commercial | NA | Equipment | 12 | 2.0905 | 2.142 | 2.1802 | 2.2079 | 2.2244 | 2.2239 | 2.2192 | 2.2192 | 2.2192 | 2.2192 | 1829.2171 | 1911.6996 | 1984.7857 | 2050.183 | 2106.8181 | 2148.4214 | 2186.81 | 2230.5593 | 2275.1771 | 2320.6267 | 875 | 892.5 | 910.35 | 928.557 | 947.1281 | 966.0707 | 985.3921 | 1005.1 | 1025.202 | 1045.706 | 954.2171 | 1019.1996 | 1074.4357 | 1121.626 | 1159.69 | 1182.3507 | 1201.4179 | 1225.4594 | 1249.9751 | 1274.9207 | 318.3824 | 316.7905 | 315.2065 | 313.6305 | 312.0623 | 310.502 | 308.9495 | 307.4048 | 305.8677 | 304.3384 | 318.3824 | 316.7905 | 315.2065 | 313.6305 | 312.0623 | 310.502 | 308.9495 | 307.4048 | 305.8677 | 304.3384 | 17.079 | 33.1015 | 48.1088 | 62.3299 | 75.752 | 88.3883 | 100.2577 | 111.4123 | 121.8838 | 131.7228 | 17.079 | 16.0225 | 15.0073 | 14.2211 | 13.4221 | 12.6363 | 11.8694 | 11.1545 | 10.4715 | 9.839
Com ¦ Efficient Gas Range Tops | ROB | C_Food Service | Ottawa and Surrounding | Appliances/Other | Commercial | NA | Equipment | 10 | 2.1138 | 2.1741 | 2.219 | 2.2514 | 2.2708 | 2.2702 | 2.2647 | 2.2647 | 2.2647 | 2.2647 | 1691.0065 | 1774.0811 | 1846.9065 | 1911.3975 | 1966.4084 | 2005.169 | 2040.3539 | 2081.1554 | 2122.801 | 2165.2097 | 800 | 816 | 832.32 | 848.9664 | 865.9457 | 883.2646 | 900.9299 | 918.9485 | 937.3275 | 956.0741 | 891.0065 | 958.0811 | 1014.5865 | 1062.4311 | 1100.4627 | 1121.9044 | 1139.424 | 1162.2069 | 1185.4735 | 1209.1357 | 747.6748 | 743.9364 | 740.2167 | 736.5156 | 732.833 | 729.1689 | 725.523 | 721.8954 | 718.2859 | 714.6945 | 747.6748 | 743.9364 | 740.2167 | 736.5156 | 732.833 | 729.1689 | 725.523 | 721.8954 | 718.2859 | 714.6945 | 49.8606 | 95.6725 | 137.7688 | 176.8617 | 213.0913 | 246.6293 | 277.6484 | 306.3813 | 332.9923 | 357.6671 | 49.8606 | 45.8118 | 42.0963 | 39.093 | 36.2295 | 33.5381 | 31.019 | 28.7329 | 26.611 | 24.6748
Com ¦ Energy Star Gas Fryers | ROB | C_Food Service | Ottawa and Surrounding | Appliances/Other | Commercial | NA | Equipment | 12 | 2.2897 | 2.3456 | 2.3873 | 2.4174 | 2.4354 | 2.4348 | 2.4298 | 2.4298 | 2.4299 | 2.4298 | 2353.7648 | 2459.5342 | 2553.2974 | 2637.2393 | 2709.9887 | 2763.5282 | 2812.9657 | 2869.2682 | 2926.6923 | 2985.1919 | 1028 | 1048.56 | 1069.5312 | 1090.9218 | 1112.7403 | 1134.9951 | 1157.695 | 1180.8489 | 1204.4658 | 1228.5552 | 1325.7648 | 1410.9742 | 1483.7662 | 1546.3175 | 1597.2484 | 1628.5332 | 1655.2707 | 1688.4193 | 1722.2264 | 1756.6367 | 778.7874 | 774.8934 | 771.019 | 767.1639 | 763.328 | 759.5114 | 755.7139 | 751.9353 | 748.1756 | 744.4347 | 778.7874 | 774.8934 | 771.019 | 767.1639 | 763.328 | 759.5114 | 755.7139 | 751.9353 | 748.1756 | 744.4347 | 42.6458 | 82.6902 | 120.2391 | 155.7913 | 189.3348 | 220.9084 | 250.5701 | 278.4514 | 304.6335 | 329.2295 | 42.6458 | 40.0445 | 37.5489 | 35.5522 | 33.5435 | 31.5736 | 29.6616 | 27.8813 | 26.182 | 24.5961
Com ¦ Near Condensing Boiler¦ Std Baseline | ROB | C_Food Service | Ottawa and Surrounding | Space Heating/Ventilation | Commercial | Com¦Boiler¦Std | End Use Consumption (m^3/year) | 25 | 4.3784 | 4.4456 | 4.4989 | 4.5392 | 4.5649 | 4.5415 | 4.5355 | 4.5356 | 4.5355 | 4.5355 | 0.29918 | 0.30985 | 0.31983 | 0.32915 | 0.33764 | 0.34262 | 0.34902 | 0.356 | 0.36312 | 0.37037 | 0.068331 | 0.069697 | 0.071091 | 0.072513 | 0.073963 | 0.075443 | 0.076952 | 0.078491 | 0.08006 | 0.081662 | 0.23085 | 0.24015 | 0.24874 | 0.25664 | 0.26367 | 0.26718 | 0.27206 | 0.27751 | 0.28306 | 0.28871 | 965700.4787 | 960871.9763 | 956067.6164 | 951287.2783 | 946530.8419 | 941798.1877 | 937089.1968 | 932403.7508 | 927741.732 | 923103.0234 | 965700.4787 | 960871.9763 | 956067.6164 | 951287.2783 | 946530.8419 | 941798.1877 | 937089.1968 | 932403.7508 | 927741.732 | 923103.0234 | 24110.9874 | 45847.8718 | 65319.9811 | 82825.5501 | 98450.4339 | 112312.7917 | 124543.7286 | 135308.0641 | 144745.0525 | 153004.2701 | 24110.9874 | 21736.8844 | 19472.1093 | 17505.569 | 15624.8838 | 13862.3578 | 12230.9369 | 10764.3355 | 9436.9884 | 8259.2176
Com ¦ Tankless Water Heaters | ROB | C_Food Service | Ottawa and Surrounding | Water Heating | Commercial | Com ¦ Water Heating | End Use Consumption (m^3/year) | 18 | 0.54413 | 0.55403 | 0.56143 | 0.5668 | 0.56995 | 0.56992 | 0.56902 | 0.56902 | 0.56901 | 0.56902 | 0.46011 | 0.47785 | 0.49392 | 0.50862 | 0.52167 | 0.53208 | 0.54186 | 0.5527 | 0.56375 | 0.57503 | 0.84559 | 0.8625 | 0.87976 | 0.89735 | 0.9153 | 0.9336 | 0.95228 | 0.97132 | 0.99075 | 1.0106 | -0.38548 | -0.38465 | -0.38583 | -0.38873 | -0.39362 | -0.40152 | -0.41041 | -0.41862 | -0.427 | -0.43553 | 69725.0048 | 69376.3797 | 69029.4978 | 68684.3504 | 68340.9286 | 67999.224 | 67659.2278 | 67320.9317 | 66984.327 | 66649.4054 | 0 | 0 | 0 | 0 | 0 | 0 | 0 | 0 | 0 | 0 | 0 | 0 | 0 | 0 | 0 | 0 | 0 | 0 | 0 | 0 | 0 | 0 | 0 | 0 | 0 | 0 | 0 | 0 | 0 | 0
Com ¦ Air Curtains | NEW | C_Hospital | Ottawa and Surrounding | Space Heating/Ventilation | Commercial | NA | Shipping door | 15 | 5.3878 | 5.504 | 5.5961 | 5.6658 | 5.7101 | 5.6694 | 5.659 | 5.6589 | 5.6587 | 5.6585 | 54793.8552 | 57095.1782 | 59211.3087 | 61147.8426 | 62858.8782 | 63658.8135 | 64812.7081 | 66108.1395 | 67428.0058 | 68773.4309 | 10170 | 10373.4 | 10580.868 | 10792.4854 | 11008.3351 | 11228.5018 | 11453.0718 | 11682.1332 | 11915.7759 | 12154.0914 | 44623.8552 | 46721.7782 | 48630.4407 | 50355.3572 | 51850.5432 | 52430.3118 | 53359.6363 | 54426.0063 | 55512.2299 | 56619.3395 | 0.012024 | 0.024084 | 0.036181 | 0.048315 | 0.060486 | 0.072697 | 0.084946 | 0.097235 | 0.10956 | 0.12193 | 0.012024 | 0.024084 | 0.036181 | 0.048315 | 0.060486 | 0.072697 | 0.084946 | 0.097235 | 0.10956 | 0.12193 | 0.0086095 | 0.017245 | 0.02609 | 0.035131 | 0.044376 | 0.053809 | 0.063415 | 0.073179 | 0.083094 | 0.093149 | 0.0086095 | 0.0086354 | 0.008845 | 0.009041 | 0.0092455 | 0.0094328 | 0.0096054 | 0.0097646 | 0.009915 | 0.010055
Com ¦ Condensing Boiler ¦ Near Cond Baseline | NEW | C_Hospital | Ottawa and Surrounding | Space Heating/Ventilation | Commercial | NA | End Use Consumption (m^3/year) | 25 | 1.0302 | 1.046 | 1.0586 | 1.0681 | 1.0741 | 1.0686 | 1.0672 | 1.0672 | 1.0672 | 1.0672 | 0.22439 | 0.23239 | 0.23987 | 0.24687 | 0.25323 | 0.25697 | 0.26176 | 0.267 | 0.27234 | 0.27778 | 0.2178 | 0.22216 | 0.2266 | 0.23114 | 0.23576 | 0.24047 | 0.24528 | 0.25019 | 0.25519 | 0.2603 | 0.0065823 | 0.010226 | 0.013271 | 0.01573 | 0.01747 | 0.016492 | 0.016479 | 0.016811 | 0.017145 | 0.017485 | 10208.8927 | 20448.412 | 30719.0583 | 41021.3344 | 51355.7461 | 61722.8019 | 72123.0132 | 82556.8939 | 93024.9612 | 103527.735 | 10208.8927 | 20448.412 | 30719.0583 | 41021.3344 | 51355.7461 | 61722.8019 | 72123.0132 | 82556.8939 | 93024.9612 | 103527.735 | 1090.1304 | 2183.5312 | 3207.1599 | 4127.8491 | 5166.0022 | 6250.0692 | 7339.4066 | 8406.0156 | 9468.5267 | 10519.1813 | 1090.1304 | 1093.4008 | 1023.6287 | 920.6892 | 1038.1531 | 1084.0671 | 1089.3374 | 1066.609 | 1062.5112 | 1050.6545
Com ¦ Condensing Boiler ¦ Std Baseline | NEW | C_Hospital | Ottawa and Surrounding | Space Heating/Ventilation | Commercial | Com¦Boiler¦Std | End Use Consumption (m^3/year) | 25 | 1.5743 | 1.5984 | 1.6176 | 1.6321 | 1.6413 | 1.6329 | 1.6308 | 1.6308 | 1.6308 | 1.6307 | 0.52357 | 0.54224 | 0.55971 | 0.57602 | 0.59087 | 0.59959 | 0.61078 | 0.623 | 0.63546 | 0.64816 | 0.33258 | 0.33923 | 0.34601 | 0.35294 | 0.35999 | 0.36719 | 0.37454 | 0.38203 | 0.38967 | 0.39746 | 0.19099 | 0.20301 | 0.21369 | 0.22309 | 0.23087 | 0.23239 | 0.23624 | 0.24097 | 0.24579 | 0.25069 | 23820.7496 | 47712.9614 | 71677.8026 | 95716.4469 | 119830.0743 | 144019.8712 | 168287.0307 | 192632.7525 | 217058.2429 | 241564.7151 | 23820.7496 | 47712.9614 | 71677.8026 | 95716.4469 | 119830.0743 | 144019.8712 | 168287.0307 | 192632.7525 | 217058.2429 | 241564.7151 | 573.6846 | 1149.0902 | 2287.7586 | 3937.4161 | 6202.2743 | 9041.949 | 12407.6167 | 16246.3311 | 20550.3732 | 25282.2495 | 573.6846 | 575.4056 | 1138.6684 | 1649.6576 | 2264.8582 | 2839.6747 | 3365.6677 | 3838.7144 | 4304.0421 | 4731.8763
Com ¦ Condensing Water Heaters | NEW | C_Hospital | Ottawa and Surrounding | Water Heating | Commercial | Com ¦ Water Heating | End Use Consumption (m^3/year) | 13 | 1.5536 | 1.5892 | 1.6159 | 1.6352 | 1.6466 | 1.6465 | 1.6432 | 1.6432 | 1.6432 | 1.6432 | 0.24404 | 0.25463 | 0.26408 | 0.27258 | 0.27997 | 0.28555 | 0.29068 | 0.29649 | 0.30242 | 0.30847 | 0.15708 | 0.16022 | 0.16343 | 0.1667 | 0.17003 | 0.17343 | 0.1769 | 0.18044 | 0.18405 | 0.18773 | 0.086963 | 0.094409 | 0.10066 | 0.10589 | 0.10994 | 0.11212 | 0.11378 | 0.11606 | 0.11838 | 0.12075 | 328.4715 | 657.9283 | 988.3867 | 1319.8628 | 1652.3728 | 1985.9332 | 2320.5603 | 2656.2708 | 2993.0812 | 3331.0083 | 328.4715 | 657.9283 | 988.3867 | 1319.8628 | 1652.3728 | 1985.9332 | 2320.5603 | 2656.2708 | 2993.0812 | 3331.0083 | 183.8177 | 368.1868 | 554.5667 | 742.1995 | 935.3337 | 1132.4295 | 1332.5482 | 1534.9935 | 1739.9972 | 1947.2642 | 183.8177 | 184.3691 | 186.3798 | 187.6329 | 193.1342 | 197.0958 | 200.1187 | 202.4454 | 205.0036 | 207.2671
Com ¦ Demand Control Kitchen Ventilation | NEW | C_Hospital | Ottawa and Surrounding | Space Heating/Ventilation | Commercial | NA | per building | 15 | 4.3624 | 4.408 | 4.4448 | 4.4736 | 4.4933 | 4.4812 | 4.4808 | 4.4844 | 4.4881 | 4.4919 | 65435.9299 | 67442.9283 | 69366.2343 | 71211.5723 | 72954.905 | 74214.772 | 75691.2479 | 77268.2103 | 78878.4803 | 80524.0625 | 15000 | 15300 | 15606 | 15918.12 | 16236.4824 | 16561.212 | 16892.4363 | 17230.285 | 17574.8907 | 17926.3885 | 50435.9299 | 52142.9283 | 53760.2343 | 55293.4523 | 56718.4226 | 57653.56 | 58798.8116 | 60037.9253 | 61303.5896 | 62597.674 | 9.6071 | 19.2429 | 28.9081 | 38.6031 | 48.3282 | 58.0841 | 67.8713 | 77.69 | 87.541 | 97.4246 | 9.6071 | 19.2429 | 28.9081 | 38.6031 | 48.3282 | 58.0841 | 67.8713 | 77.69 | 87.541 | 97.4246 | 6.5808 | 13.1813 | 19.9261 | 26.8085 | 33.8417 | 41.014 | 48.3157 | 55.7377 | 63.275 | 70.9201 | 6.5808 | 6.6005 | 6.7448 | 6.8824 | 7.0332 | 7.1723 | 7.3017 | 7.4221 | 7.5373 | 7.6451
Com ¦ Efficient Gas Broilers | NEW | C_Hospital | Ottawa and Surrounding | Appliances/Other | Commercial | NA | Equipment | 12 | 2.8503 | 2.9204 | 2.9726 | 3.0104 | 3.0329 | 3.0322 | 3.0258 | 3.0258 | 3.0258 | 3.0258 | 3619.8472 | 3783.1185 | 3927.7842 | 4057.2257 | 4169.3171 | 4251.6453 | 4327.6076 | 4414.1824 | 4502.4753 | 4592.4136 | 1270 | 1295.4 | 1321.308 | 1347.7342 | 1374.6888 | 1402.1826 | 1430.2263 | 1458.8308 | 1488.0074 | 1517.7676 | 2349.8472 | 2487.7185 | 2606.4762 | 2709.4916 | 2794.6283 | 2849.4627 | 2897.3813 | 2955.3516 | 3014.4679 | 3074.646 | 1.1091 | 2.2215 | 3.3373 | 4.4565 | 5.5792 | 6.7055 | 7.8354 | 8.9689 | 10.1062 | 11.2472 | 1.1091 | 2.2215 | 3.3373 | 4.4565 | 5.5792 | 6.7055 | 7.8354 | 8.9689 | 10.1062 | 11.2472 | 0.75973 | 1.5217 | 2.2994 | 3.0916 | 3.9022 | 4.7292 | 5.571 | 6.4262 | 7.2943 | 8.1745 | 0.75973 | 0.76201 | 0.77765 | 0.7922 | 0.81065 | 0.827 | 0.84177 | 0.85517 | 0.86815 | 0.88015
Com ¦ Efficient Gas Griddles | NEW | C_Hospital | Ottawa and Surrounding | Appliances/Other | Commercial | NA | Equipment | 10 | 4.3596 | 4.4841 | 4.5767 | 4.6436 | 4.6836 | 4.6822 | 4.671 | 4.671 | 4.671 | 4.6709 | 5013.5702 | 5259.8733 | 5475.7893 | 5666.9948 | 5830.0936 | 5945.0129 | 6049.3306 | 6170.3006 | 6293.7734 | 6419.5086 | 1150 | 1173 | 1196.46 | 1220.3892 | 1244.797 | 1269.6929 | 1295.0868 | 1320.9885 | 1347.4083 | 1374.3565 | 3863.5702 | 4086.8733 | 4279.3293 | 4446.6056 | 4585.2966 | 4675.3199 | 4754.2438 | 4849.3121 | 4946.3651 | 5045.1521 | 2.0035 | 4.013 | 6.0286 | 8.0504 | 10.0785 | 12.113 | 14.1541 | 16.2017 | 18.2561 | 20.3172 | 2.0035 | 4.013 | 6.0286 | 8.0504 | 10.0785 | 12.113 | 14.1541 | 16.2017 | 18.2561 | 20.3172 | 1.4512 | 2.9068 | 4.3953 | 5.9156 | 7.4694 | 9.0545 | 10.6692 | 12.3115 | 13.9801 | 15.6732 | 1.4512 | 1.4556 | 1.4885 | 1.5204 | 1.5537 | 1.5851 | 1.6147 | 1.6423 | 1.6686 | 1.6931
Com ¦ Efficient Gas Ovens | NEW | C_Hospital | Ottawa and Surrounding | Appliances/Other | Commercial | NA | Equipment | 12 | 2.0905 | 2.142 | 2.1802 | 2.2079 | 2.2244 | 2.2239 | 2.2192 | 2.2192 | 2.2192 | 2.2192 | 1829.2171 | 1911.6996 | 1984.7857 | 2050.183 | 2106.8181 | 2148.4214 | 2186.81 | 2230.5593 | 2275.1771 | 2320.6267 | 875 | 892.5 | 910.35 | 928.557 | 947.1281 | 966.0707 | 985.3921 | 1005.1 | 1025.202 | 1045.706 | 954.2171 | 1019.1996 | 1074.4357 | 1121.626 | 1159.69 | 1182.3507 | 1201.4179 | 1225.4594 | 1249.9751 | 1274.9207 | 0.51156 | 1.0247 | 1.5393 | 2.0556 | 2.5734 | 3.0929 | 3.614 | 4.1369 | 4.6614 | 5.1877 | 0.51156 | 1.0247 | 1.5393 | 2.0556 | 2.5734 | 3.0929 | 3.614 | 4.1369 | 4.6614 | 5.1877 | 0.3287 | 0.65839 | 0.99538 | 1.3387 | 1.6912 | 2.0512 | 2.4178 | 2.79 | 3.1677 | 3.5502 | 0.3287 | 0.32969 | 0.33699 | 0.34335 | 0.35245 | 0.36004 | 0.36659 | 0.37224 | 0.37763 | 0.38248
Com ¦ Efficient Gas Range Tops | NEW | C_Hospital | Ottawa and Surrounding | Appliances/Other | Commercial | NA | Equipment | 10 | 2.1138 | 2.1741 | 2.219 | 2.2514 | 2.2708 | 2.2702 | 2.2647 | 2.2647 | 2.2647 | 2.2647 | 1691.0065 | 1774.0811 | 1846.9065 | 1911.3975 | 1966.4084 | 2005.169 | 2040.3539 | 2081.1554 | 2122.801 | 2165.2097 | 800 | 816 | 832.32 | 848.9664 | 865.9457 | 883.2646 | 900.9299 | 918.9485 | 937.3275 | 956.0741 | 891.0065 | 958.0811 | 1014.5865 | 1062.4311 | 1100.4627 | 1121.9044 | 1139.424 | 1162.2069 | 1185.4735 | 1209.1357 | 0.60066 | 1.2031 | 1.8074 | 2.4136 | 3.0216 | 3.6316 | 4.2435 | 4.8574 | 5.4733 | 6.0913 | 0.60066 | 1.2031 | 1.8074 | 2.4136 | 3.0216 | 3.6316 | 4.2435 | 4.8574 | 5.4733 | 6.0913 | 0.40002 | 0.80123 | 1.2104 | 1.6269 | 2.0533 | 2.4884 | 2.9313 | 3.381 | 3.8375 | 4.3002 | 0.40002 | 0.40122 | 0.40918 | 0.41648 | 0.42645 | 0.4351 | 0.44282 | 0.44974 | 0.45649 | 0.46272
Com ¦ Energy Star Gas Fryers | NEW | C_Hospital | Ottawa and Surrounding | Appliances/Other | Commercial | NA | Equipment | 12 | 2.2897 | 2.3456 | 2.3873 | 2.4174 | 2.4354 | 2.4348 | 2.4298 | 2.4298 | 2.4299 | 2.4298 | 2353.7648 | 2459.5342 | 2553.2974 | 2637.2393 | 2709.9887 | 2763.5282 | 2812.9657 | 2869.2682 | 2926.6923 | 2985.1919 | 1028 | 1048.56 | 1069.5312 | 1090.9218 | 1112.7403 | 1134.9951 | 1157.695 | 1180.8489 | 1204.4658 | 1228.5552 | 1325.7648 | 1410.9742 | 1483.7662 | 1546.3175 | 1597.2484 | 1628.5332 | 1655.2707 | 1688.4193 | 1722.2264 | 1756.6367 | 0.62566 | 1.2532 | 1.8826 | 2.514 | 3.1474 | 3.7827 | 4.4201 | 5.0596 | 5.7011 | 6.3448 | 0.62566 | 1.2532 | 1.8826 | 2.514 | 3.1474 | 3.7827 | 4.4201 | 5.0596 | 5.7011 | 6.3448 | 0.41048 | 0.8222 | 1.2435 | 1.6733 | 2.1143 | 2.5648 | 3.0237 | 3.4898 | 3.9628 | 4.4422 | 0.41048 | 0.41172 | 0.42131 | 0.42977 | 0.44102 | 0.45055 | 0.45883 | 0.46609 | 0.47307 | 0.47939
Com ¦ High perf.glazings ¦ New | NEW | C_Hospital | Ottawa and Surrounding | Space Heating/Ventilation | Commercial | Windows New | End Use Consumption (m^3/year) | 30 | 1.6157 | 1.6383 | 1.6563 | 1.6698 | 1.6785 | 1.6706 | 1.6686 | 1.6686 | 1.6686 | 1.6686 | 0.40969 | 0.42374 | 0.43695 | 0.44934 | 0.4607 | 0.46771 | 0.47649 | 0.48602 | 0.49574 | 0.50565 | 0.25357 | 0.25864 | 0.26382 | 0.26909 | 0.27447 | 0.27996 | 0.28556 | 0.29127 | 0.2971 | 0.30304 | 0.15612 | 0.1651 | 0.17313 | 0.18025 | 0.18623 | 0.18774 | 0.19093 | 0.19475 | 0.19864 | 0.2026 | 6789.6333 | 13599.6355 | 20430.3394 | 27282.0793 | 34155.1916 | 41050.0146 | 47966.8882 | 54906.1545 | 61868.1572 | 68853.2422 | 6789.6333 | 13599.6355 | 20430.3394 | 27282.0793 | 34155.1916 | 41050.0146 | 47966.8882 | 54906.1545 | 61868.1572 | 68853.2422 | 2107.038 | 4220.3971 | 6311.8742 | 8351.8873 | 10512.6674 | 12735.1021 | 14984.7625 | 17237.4022 | 19506.1511 | 21783.2412 | 2107.038 | 2113.3591 | 2091.4771 | 2040.0131 | 2160.7801 | 2222.4346 | 2249.6605 | 2252.6397 | 2268.7489 | 2277.0901
Com ¦ Near Condensing Boiler¦ Std Baseline | NEW | C_Hospital | Ottawa and Surrounding | Space Heating/Ventilation | Commercial | Com¦Boiler¦Std | End Use Consumption (m^3/year) | 25 | 4.3784 | 4.4456 | 4.4989 | 4.5392 | 4.5649 | 4.5415 | 4.5355 | 4.5356 | 4.5355 | 4.5355 | 0.29918 | 0.30985 | 0.31983 | 0.32915 | 0.33764 | 0.34262 | 0.34902 | 0.356 | 0.36312 | 0.37037 | 0.068331 | 0.069697 | 0.071091 | 0.072513 | 0.073963 | 0.075443 | 0.076952 | 0.078491 | 0.08006 | 0.081662 | 0.23085 | 0.24015 | 0.24874 | 0.25664 | 0.26367 | 0.26718 | 0.27206 | 0.27751 | 0.28306 | 0.28871 | 13611.8569 | 27264.5493 | 40958.7444 | 54695.1125 | 68474.3282 | 82297.0693 | 96164.0175 | 110075.8585 | 124033.2816 | 138036.98 | 13611.8569 | 27264.5493 | 40958.7444 | 54695.1125 | 68474.3282 | 82297.0693 | 96164.0175 | 110075.8585 | 124033.2816 | 138036.98 | 8490.6755 | 17006.823 | 25030.3166 | 32549.6512 | 39615.5689 | 46215.6378 | 52351.8977 | 58034.5825 | 63285.4497 | 68124.0765 | 8490.6755 | 8516.1475 | 8023.4935 | 7519.3346 | 7065.9177 | 6600.0689 | 6136.26 | 5682.6848 | 5250.8672 | 4838.6268
Com ¦ Super High Perf Glazing ¦New | NEW | C_Hospital | Ottawa and Surrounding | Space Heating/Ventilation | Commercial | Windows New | End Use Consumption (m^3/year) | 30 | 0.53856 | 0.54611 | 0.55209 | 0.55662 | 0.5595 | 0.55687 | 0.5562 | 0.5562 | 0.5562 | 0.55619 | 0.61454 | 0.63561 | 0.65542 | 0.67401 | 0.69106 | 0.70156 | 0.71473 | 0.72903 | 0.74361 | 0.75847 | 1.1411 | 1.1639 | 1.1872 | 1.2109 | 1.2351 | 1.2598 | 1.285 | 1.3107 | 1.3369 | 1.3637 | -0.52653 | -0.52828 | -0.53175 | -0.5369 | -0.54407 | -0.55828 | -0.5703 | -0.5817 | -0.59334 | -0.60522 | 10184.45 | 20399.4533 | 30645.509 | 40923.1189 | 51232.7874 | 61575.0219 | 71950.3324 | 82359.2318 | 92802.2359 | 103279.8634 | 0 | 0 | 0 | 0 | 0 | 0 | 0 | 0 | 0 | 0 | 0 | 0 | 0 | 0 | 0 | 0 | 0 | 0 | 0 | 0 | 0 | 0 | 0 | 0 | 0 | 0 | 0 | 0 | 0 | 0
Com ¦ Tankless Water Heaters | NEW | C_Hospital | Ottawa and Surrounding | Water Heating | Commercial | Com ¦ Water Heating | End Use Consumption (m^3/year) | 18 | 0.54413 | 0.55403 | 0.56143 | 0.5668 | 0.56995 | 0.56992 | 0.56902 | 0.56902 | 0.56901 | 0.56902 | 0.46011 | 0.47785 | 0.49392 | 0.50862 | 0.52167 | 0.53208 | 0.54186 | 0.5527 | 0.56375 | 0.57503 | 0.84559 | 0.8625 | 0.87976 | 0.89735 | 0.9153 | 0.9336 | 0.95228 | 0.97132 | 0.99075 | 1.0106 | -0.38548 | -0.38465 | -0.38583 | -0.38873 | -0.39362 | -0.40152 | -0.41041 | -0.41862 | -0.427 | -0.43553 | 491.1723 | 983.8181 | 1477.9614 | 1973.6266 | 2470.8378 | 2969.6197 | 3469.9967 | 3971.9937 | 4475.6354 | 4980.9469 | 0 | 0 | 0 | 0 | 0 | 0 | 0 | 0 | 0 | 0 | 0 | 0 | 0 | 0 | 0 | 0 | 0 | 0 | 0 | 0 | 0 | 0 | 0 | 0 | 0 | 0 | 0 | 0 | 0 | 0
Com ¦ Waste Water Heat Recovery ¦New | NEW | C_Hospital | Ottawa and Surrounding | Water Heating | Commercial | NA | Bed | 25 | 4.1037 | 4.165 | 4.2108 | 4.2441 | 4.2636 | 4.2635 | 4.2579 | 4.258 | 4.258 | 4.2581 | 1075.1603 | 1113.0427 | 1147.8065 | 1180.0053 | 1209.152 | 1233.2965 | 1256.3225 | 1281.4651 | 1307.1047 | 1333.2873 | 262 | 267.24 | 272.5848 | 278.0365 | 283.5972 | 289.2692 | 295.0546 | 300.9556 | 306.9748 | 313.1143 | 813.1603 | 845.8027 | 875.2217 | 901.9688 | 925.5548 | 944.0273 | 961.268 | 980.5095 | 1000.13 | 1020.173 | 38.9712 | 78.0594 | 117.2663 | 156.5941 | 196.0444 | 235.6194 | 275.321 | 315.1511 | 355.1117 | 395.2048 | 38.9712 | 78.0594 | 117.2663 | 156.5941 | 196.0444 | 235.6194 | 275.321 | 315.1511 | 355.1117 | 395.2048 | 26.1179 | 52.3141 | 79.2578 | 106.8375 | 135.1695 | 164.1303 | 193.6285 | 223.5893 | 253.984 | 284.766 | 26.1179 | 26.1962 | 26.9437 | 27.5797 | 28.332 | 28.9607 | 29.4982 | 29.9608 | 30.3948 | 30.782
Com ¦ Air Sealing | RET | C_Hospital | Ottawa and Surrounding | Space Heating/Ventilation | Commercial | NA | Floor area (1000m2) | 6 | 0.7443 | 0.77842 | 0.80548 | 0.82599 | 0.83903 | 0.82713 | 0.82412 | 0.82415 | 0.82415 | 0.82412 | 0.06258 | 0.066757 | 0.07046 | 0.073699 | 0.07636 | 0.076782 | 0.078033 | 0.079597 | 0.081189 | 0.082809 | 0.084079 | 0.08576 | 0.087476 | 0.089225 | 0.09101 | 0.09283 | 0.094686 | 0.09658 | 0.098512 | 0.10048 | -0.021499 | -0.019003 | -0.017016 | -0.015526 | -0.01465 | -0.016047 | -0.016654 | -0.016984 | -0.017323 | -0.017673 | 33.5573 | 33.3895 | 33.2226 | 33.0565 | 32.8912 | 32.7267 | 32.5631 | 32.4003 | 32.2383 | 32.0771 | 0 | 0 | 0 | 0 | 0 | 0 | 0 | 0 | 0 | 0 | 0 | 0 | 0 | 0 | 0 | 0 | 0 | 0 | 0 | 0 | 0 | 0 | 0 | 0 | 0 | 0 | 0 | 0 | 0 | 0
Com ¦ Building Controls and Automation Systems | RET | C_Hospital | Ottawa and Surrounding | Space Heating/Ventilation | Commercial | NA | Customer Segment Consumption (m^3/year) | 11 | 1.6349 | 1.6788 | 1.7136 | 1.7399 | 1.7567 | 1.7414 | 1.7375 | 1.7375 | 1.7375 | 1.7375 | 0.21383 | 0.22396 | 0.23317 | 0.24149 | 0.2487 | 0.25146 | 0.25592 | 0.26104 | 0.26626 | 0.27158 | 0.13079 | 0.13341 | 0.13607 | 0.13879 | 0.14157 | 0.1444 | 0.14729 | 0.15024 | 0.15324 | 0.15631 | 0.083038 | 0.090553 | 0.097099 | 0.1027 | 0.10713 | 0.10706 | 0.10863 | 0.1108 | 0.11302 | 0.11528 | 1352325.599 | 1345563.971 | 1338836.1512 | 1332141.9704 | 1325481.2606 | 1318853.8543 | 1312259.585 | 1305698.2871 | 1299169.7957 | 1292673.9467 | 1352325.599 | 1345563.971 | 1338836.1512 | 1332141.9704 | 1325481.2606 | 1318853.8543 | 1312259.585 | 1305698.2871 | 1299169.7957 | 1292673.9467 | 54636.0988 | 110188.3382 | 166210.4139 | 223296.2103 | 280812.8168 | 338238.8247 | 395105.5354 | 451141.4977 | 505986.7037 | 559387.2788 | 54636.0988 | 55552.2394 | 56022.0757 | 57085.7963 | 57516.6065 | 57426.0079 | 56866.7107 | 56035.9624 | 54845.206 | 53400.5751
Com ¦ Heat Reflector Panels | RET | C_Hospital | Ottawa and Surrounding | Space Heating/Ventilation | Commercial | NA | End Use Consumption (m^3/year) | 18 | 2.0191 | 2.0568 | 2.0867 | 2.1094 | 2.1238 | 2.1106 | 2.1073 | 2.1073 | 2.1073 | 2.1073 | 0.092157 | 0.095756 | 0.099092 | 0.10217 | 0.10493 | 0.10636 | 0.10832 | 0.11049 | 0.1127 | 0.11495 | 0.045643 | 0.046556 | 0.047487 | 0.048437 | 0.049405 | 0.050393 | 0.051401 | 0.052429 | 0.053478 | 0.054547 | 0.046514 | 0.049201 | 0.051605 | 0.053734 | 0.055522 | 0.055969 | 0.056917 | 0.058057 | 0.059217 | 0.0604 | 69843.3912 | 69494.1742 | 69146.7033 | 68800.9698 | 68456.965 | 68114.6802 | 67774.1068 | 67435.2362 | 67098.06 | 66762.5697 | 69843.3912 | 69494.1742 | 69146.7033 | 68800.9698 | 68456.965 | 68114.6802 | 67774.1068 | 67435.2362 | 67098.06 | 66762.5697 | 2612.7555 | 5254.1246 | 7901.7399 | 10608.0238 | 13338.6836 | 16067.8046 | 18773.2247 | 21446.483 | 24072.1665 | 26641.5244 | 2612.7555 | 2641.3691 | 2647.6153 | 2706.2839 | 2730.6598 | 2729.121 | 2705.4201 | 2673.2583 | 2625.6835 | 2569.3578
Com ¦ Heat/Energy Recovery Ventilation | RET | C_Hospital | Ottawa and Surrounding | Space Heating/Ventilation | Commercial | NA | End Use Consumption (m^3/year) | 15 | 1.781 | 1.8187 | 1.8486 | 1.8713 | 1.8857 | 1.8726 | 1.8692 | 1.8693 | 1.8692 | 1.8692 | 0.40645 | 0.42336 | 0.43893 | 0.45319 | 0.46582 | 0.47182 | 0.4804 | 0.49002 | 0.49982 | 0.5098 | 0.22821 | 0.23278 | 0.23743 | 0.24218 | 0.24703 | 0.25197 | 0.25701 | 0.26215 | 0.26739 | 0.27274 | 0.17824 | 0.19059 | 0.2015 | 0.21101 | 0.21879 | 0.21985 | 0.2234 | 0.22787 | 0.23243 | 0.23707 | 1126224.6827 | 1120593.5593 | 1114990.5915 | 1109415.6385 | 1103868.5603 | 1098349.2175 | 1092857.4714 | 1087393.1841 | 1081956.2181 | 1076546.437 | 1126224.6827 | 1120593.5593 | 1114990.5915 | 1109415.6385 | 1103868.5603 | 1098349.2175 | 1092857.4714 | 1087393.1841 | 1081956.2181 | 1076546.437 | 42130.6826 | 84722.7596 | 127415.5556 | 171054.3836 | 215086.2737 | 259093.3496 | 302718.2479 | 345824.5383 | 388163.6854 | 429594.5805 | 42130.6826 | 42592.077 | 42692.796 | 43638.828 | 44031.8901 | 44007.0759 | 43624.8983 | 43106.2904 | 42339.147 | 41430.8952
Com ¦ High perf.glazings ¦ Retro | RET | C_Hospital | Ottawa and Surrounding | Space Heating/Ventilation | Commercial | Windows Retro | End Use Consumption (m^3/year) | 30 | 1.1286 | 1.1444 | 1.1569 | 1.1664 | 1.1725 | 1.167 | 1.1656 | 1.1656 | 1.1656 | 1.1655 | 0.40969 | 0.42374 | 0.43695 | 0.44934 | 0.4607 | 0.46771 | 0.47649 | 0.48602 | 0.49574 | 0.50565 | 0.36301 | 0.37027 | 0.37767 | 0.38523 | 0.39293 | 0.40079 | 0.4088 | 0.41698 | 0.42532 | 0.43383 | 0.046685 | 0.053473 | 0.059275 | 0.064116 | 0.067774 | 0.066916 | 0.067683 | 0.069039 | 0.070417 | 0.071818 | 519668.0891 | 517069.7486 | 514484.3999 | 511911.9779 | 509352.418 | 506805.6559 | 504271.6276 | 501750.2695 | 499241.5182 | 496745.3106 | 519668.0891 | 517069.7486 | 514484.3999 | 511911.9779 | 509352.418 | 506805.6559 | 504271.6276 | 501750.2695 | 499241.5182 | 496745.3106 | 3789.0584 | 7253.4319 | 10301.0737 | 13666.1164 | 17114.0081 | 20518.5276 | 23797.7626 | 27014.0188 | 30147.9596 | 33243.8434 | 3789.0584 | 3464.3734 | 3047.6418 | 3365.0427 | 3447.8916 | 3404.5195 | 3279.2351 | 3216.2562 | 3133.9408 | 3095.8838
Com ¦ Operational Improvement | RET | C_Hospital | Ottawa and Surrounding | Cross Cutting/Behavioural | Commercial | NA | Customer Segment Consumption (m^3/year) | 5 | 2.0919 | 2.2142 | 2.3046 | 2.3725 | 2.4157 | 2.3793 | 2.3692 | 2.3692 | 2.3693 | 2.3693 | 0.051596 | 0.055707 | 0.05914 | 0.0621 | 0.064494 | 0.064795 | 0.065809 | 0.067124 | 0.06847 | 0.069841 | 0.024665 | 0.025158 | 0.025662 | 0.026175 | 0.026698 | 0.027232 | 0.027777 | 0.028332 | 0.028899 | 0.029477 | 0.026931 | 0.030548 | 0.033478 | 0.035925 | 0.037796 | 0.037563 | 0.038033 | 0.038792 | 0.039571 | 0.040364 | 1045939.3305 | 1040709.6339 | 1035506.0857 | 1030328.5553 | 1025176.9125 | 1020051.0279 | 1014950.7728 | 1009876.0189 | 1004826.6388 | 999802.5056 | 1045939.3305 | 1040709.6339 | 1035506.0857 | 1030328.5553 | 1025176.9125 | 1020051.0279 | 1014950.7728 | 1009876.0189 | 1004826.6388 | 999802.5056 | 51179.9286 | 103853.4044 | 157578.3912 | 211996.8433 | 266573.6935 | 320773.6557 | 374073.0711 | 425996.4025 | 476097.4418 | 523997.4346 | 51179.9286 | 52673.4758 | 53724.9868 | 54418.4521 | 54576.8502 | 54199.9622 | 53299.4154 | 51923.3313 | 50101.0393 | 47899.9928
Com ¦ Roof Insulation Upgrade | RET | C_Hospital | Ottawa and Surrounding | Space Heating/Ventilation | Commercial | NA | Floor area (1000m2) | 20 | 0.96938 | 0.98631 | 0.99974 | 1.0099 | 1.0164 | 1.0105 | 1.009 | 1.009 | 1.009 | 1.009 | 0.36147 | 0.37513 | 0.38785 | 0.39962 | 0.41023 | 0.416 | 0.42369 | 0.43217 | 0.44081 | 0.44963 | 0.37288 | 0.38034 | 0.38795 | 0.39571 | 0.40362 | 0.41169 | 0.41993 | 0.42833 | 0.43689 | 0.44563 | -0.011417 | -0.0052059 | -0.00010224 | 0.0039177 | 0.0066095 | 0.0043095 | 0.0037681 | 0.0038478 | 0.0039229 | 0.0039953 | 18.7921 | 18.6981 | 18.6046 | 18.5116 | 18.4191 | 18.327 | 18.2353 | 18.1441 | 18.0534 | 17.9632 | 0 | 0 | 0 | 18.5116 | 18.4191 | 18.327 | 18.2353 | 18.1441 | 18.0534 | 17.9632 | 0 | 0 | 0 | 0.16039 | 0.32383 | 0.4861 | 0.64444 | 0.80089 | 0.95476 | 1.1075 | 0 | 0 | 0 | 0.16039 | 0.16343 | 0.16227 | 0.15834 | 0.15645 | 0.15387 | 0.15273
Com ¦ Super High Perf Glazing ¦Retro | RET | C_Hospital | Ottawa and Surrounding | Space Heating/Ventilation | Commercial | Windows Retro | End Use Consumption (m^3/year) | 30 | 0.53856 | 0.54611 | 0.55209 | 0.55662 | 0.5595 | 0.55687 | 0.5562 | 0.5562 | 0.5562 | 0.55619 | 0.61454 | 0.63561 | 0.65542 | 0.67401 | 0.69106 | 0.70156 | 0.71473 | 0.72903 | 0.74361 | 0.75847 | 1.1411 | 1.1639 | 1.1872 | 1.2109 | 1.2351 | 1.2598 | 1.285 | 1.3107 | 1.3369 | 1.3637 | -0.52653 | -0.52828 | -0.53175 | -0.5369 | -0.54407 | -0.55828 | -0.5703 | -0.5817 | -0.59334 | -0.60522 | 779502.1336 | 775604.623 | 771726.5998 | 767867.9668 | 764028.627 | 760208.4839 | 756407.4415 | 752625.4043 | 748862.2772 | 745117.9658 | 0 | 0 | 0 | 0 | 0 | 0 | 0 | 0 | 0 | 0 | 0 | 0 | 0 | 0 | 0 | 0 | 0 | 0 | 0 | 0 | 0 | 0 | 0 | 0 | 0 | 0 | 0 | 0 | 0 | 0
Com ¦ VFD | RET | C_Hospital | Ottawa and Surrounding | Space Heating/Ventilation | Commercial | NA | Customer Segment Consumption (m^3/year) | 15 | 39.0353 | 39.4431 | 39.772 | 40.0292 | 40.2048 | 40.0974 | 40.0934 | 40.1262 | 40.1593 | 40.1933 | 0.7971 | 0.82153 | 0.84495 | 0.86742 | 0.88865 | 0.904 | 0.92199 | 0.9412 | 0.96082 | 0.98086 | 0.02042 | 0.020828 | 0.021245 | 0.02167 | 0.022103 | 0.022545 | 0.022996 | 0.023456 | 0.023925 | 0.024404 | 0.77668 | 0.8007 | 0.82371 | 0.84575 | 0.86655 | 0.88146 | 0.899 | 0.91775 | 0.93689 | 0.95646 | 922454.5455 | 917842.2728 | 913253.0614 | 908686.7961 | 904143.3621 | 899622.6453 | 895124.5321 | 890648.9094 | 886195.6649 | 881764.6866 | 922454.5455 | 917842.2728 | 913253.0614 | 908686.7961 | 904143.3621 | 899622.6453 | 895124.5321 | 890648.9094 | 886195.6649 | 881764.6866 | 47618.4284 | 96785.8093 | 147063.7787 | 197961.3262 | 248951.8766 | 299493.9427 | 349053.768 | 397128.0147 | 443264.4631 | 487078.9059 | 47618.4284 | 49167.3808 | 50277.9694 | 50897.5475 | 50990.5504 | 50542.0661 | 49559.8253 | 48074.2467 | 46136.4484 | 43814.4428
Com ¦ Wall Insulation Upgrade | RET | C_Hospital | Ottawa and Surrounding | Space Heating/Ventilation | Commercial | NA | Floor area (1000m2) | 20 | 0.23905 | 0.24323 | 0.24654 | 0.24904 | 0.25064 | 0.24918 | 0.24881 | 0.24882 | 0.24882 | 0.24881 | 0.29574 | 0.30693 | 0.31733 | 0.32697 | 0.33564 | 0.34037 | 0.34666 | 0.3536 | 0.36067 | 0.36788 | 1.2372 | 1.2619 | 1.2871 | 1.3129 | 1.3391 | 1.3659 | 1.3932 | 1.4211 | 1.4495 | 1.4785 | -0.94142 | -0.95498 | -0.96981 | -0.98592 | -1.0035 | -1.0256 | -1.0466 | -1.0675 | -1.0889 | -1.1106 | 60.4031 | 60.1011 | 59.8006 | 59.5016 | 59.2041 | 58.9081 | 58.6135 | 58.3205 | 58.0289 | 57.7387 | 0 | 0 | 0 | 0 | 0 | 0 | 0 | 0 | 0 | 0 | 0 | 0 | 0 | 0 | 0 | 0 | 0 | 0 | 0 | 0 | 0 | 0 | 0 | 0 | 0 | 0 | 0 | 0 | 0 | 0
Com ¦ Waste Water Heat Recovery ¦ Retro | RET | C_Hospital | Ottawa and Surrounding | Water Heating | Commercial | NA | Bed | 25 | 3.1643 | 3.2115 | 3.2469 | 3.2725 | 3.2876 | 3.2875 | 3.2832 | 3.2833 | 3.2833 | 3.2834 | 924.5678 | 957.1442 | 987.0388 | 1014.7277 | 1039.792 | 1060.5546 | 1080.3555 | 1101.9765 | 1124.0249 | 1146.5402 | 292.19 | 298.0338 | 303.9945 | 310.0744 | 316.2759 | 322.6014 | 329.0534 | 335.6345 | 342.3472 | 349.1941 | 632.3778 | 659.1104 | 683.0443 | 704.6533 | 723.5161 | 737.9533 | 751.3021 | 766.342 | 781.6778 | 797.3461 | 2565.0121 | 2552.187 | 2539.4261 | 2526.7289 | 2514.0953 | 2501.5248 | 2489.0172 | 2476.5721 | 2464.1892 | 2451.8683 | 2565.0121 | 2552.187 | 2539.4261 | 2526.7289 | 2514.0953 | 2501.5248 | 2489.0172 | 2476.5721 | 2464.1892 | 2451.8683 | 110.3402 | 222.9127 | 336.7947 | 452.6563 | 569.2492 | 685.4888 | 800.3752 | 913.2271 | 1023.2471 | 1129.8311 | 110.3402 | 112.5725 | 113.882 | 115.8616 | 116.5929 | 116.2396 | 114.8864 | 112.8518 | 110.02 | 106.5841
Com ¦ Air Curtains | ROB | C_Hospital | Ottawa and Surrounding | Space Heating/Ventilation | Commercial | NA | Shipping door | 15 | 5.3878 | 5.504 | 5.5961 | 5.6658 | 5.7101 | 5.6694 | 5.659 | 5.6589 | 5.6587 | 5.6585 | 54793.8552 | 57095.1782 | 59211.3087 | 61147.8426 | 62858.8782 | 63658.8135 | 64812.7081 | 66108.1395 | 67428.0058 | 68773.4309 | 10170 | 10373.4 | 10580.868 | 10792.4854 | 11008.3351 | 11228.5018 | 11453.0718 | 11682.1332 | 11915.7759 | 12154.0914 | 44623.8552 | 46721.7782 | 48630.4407 | 50355.3572 | 51850.5432 | 52430.3118 | 53359.6363 | 54426.0063 | 55512.2299 | 56619.3395 | 0.92029 | 0.91569 | 0.91111 | 0.90656 | 0.90203 | 0.89752 | 0.89303 | 0.88856 | 0.88412 | 0.8797 | 0.92029 | 0.91569 | 0.91111 | 0.90656 | 0.90203 | 0.89752 | 0.89303 | 0.88856 | 0.88412 | 0.8797 | 0.043874 | 0.085711 | 0.12557 | 0.16363 | 0.19991 | 0.23446 | 0.26732 | 0.29855 | 0.32821 | 0.35636 | 0.043874 | 0.041836 | 0.039862 | 0.038058 | 0.036283 | 0.034548 | 0.032858 | 0.031234 | 0.029661 | 0.028151
Com ¦ Condensing Boiler ¦ Std Baseline | ROB | C_Hospital | Ottawa and Surrounding | Space Heating/Ventilation | Commercial | Com¦Boiler¦Std | End Use Consumption (m^3/year) | 25 | 1.5743 | 1.5984 | 1.6176 | 1.6321 | 1.6413 | 1.6329 | 1.6308 | 1.6308 | 1.6308 | 1.6307 | 0.52357 | 0.54224 | 0.55971 | 0.57602 | 0.59087 | 0.59959 | 0.61078 | 0.623 | 0.63546 | 0.64816 | 0.33258 | 0.33923 | 0.34601 | 0.35294 | 0.35999 | 0.36719 | 0.37454 | 0.38203 | 0.38967 | 0.39746 | 0.19099 | 0.20301 | 0.21369 | 0.22309 | 0.23087 | 0.23239 | 0.23624 | 0.24097 | 0.24579 | 0.25069 | 1823203.5237 | 1814087.5061 | 1805017.0686 | 1795991.9833 | 1787012.0233 | 1778076.9632 | 1769186.5784 | 1760340.6455 | 1751538.9423 | 1742781.2476 | 1823203.5237 | 1814087.5061 | 1805017.0686 | 1795991.9833 | 1787012.0233 | 1778076.9632 | 1769186.5784 | 1760340.6455 | 1751538.9423 | 1742781.2476 | 1755.6564 | 5077.1388 | 9672.6974 | 15703.4749 | 22922.4784 | 31079.7364 | 39934.881 | 49380.8568 | 59248.2163 | 69453.7898 | 1755.6564 | 3321.4824 | 4595.5585 | 6030.7776 | 7219.0035 | 8157.258 | 8855.1446 | 9445.9758 | 9867.3595 | 10205.5735
Com ¦ Condensing Water Heaters | ROB | C_Hospital | Ottawa and Surrounding | Water Heating | Commercial | Com ¦ Water Heating | End Use Consumption (m^3/year) | 13 | 1.5536 | 1.5892 | 1.6159 | 1.6352 | 1.6466 | 1.6465 | 1.6432 | 1.6432 | 1.6432 | 1.6432 | 0.24404 | 0.25463 | 0.26408 | 0.27258 | 0.27997 | 0.28555 | 0.29068 | 0.29649 | 0.30242 | 0.30847 | 0.15708 | 0.16022 | 0.16343 | 0.1667 | 0.17003 | 0.17343 | 0.1769 | 0.18044 | 0.18405 | 0.18773 | 0.086963 | 0.094409 | 0.10066 | 0.10589 | 0.10994 | 0.11212 | 0.11378 | 0.11606 | 0.11838 | 0.12075 | 25140.6998 | 25014.9963 | 24889.9213 | 24765.4717 | 24641.6444 | 24518.4361 | 24395.844 | 24273.8647 | 24152.4954 | 24031.7329 | 25140.6998 | 25014.9963 | 24889.9213 | 24765.4717 | 24641.6444 | 24518.4361 | 24395.844 | 24273.8647 | 24152.4954 | 24031.7329 | 782.2071 | 1527.9349 | 2236.1349 | 2926.9435 | 3594.7756 | 4236.9592 | 4852.0358 | 5442.5325 | 6008.6227 | 6552.2803 | 782.2071 | 745.7278 | 708.2 | 690.8086 | 667.8321 | 642.1836 | 615.0766 | 590.4967 | 566.0902 | 543.6576
Com ¦ Demand Control Kitchen Ventilation | ROB | C_Hospital | Ottawa and Surrounding | Space Heating/Ventilation | Commercial | NA | per building | 15 | 4.3624 | 4.408 | 4.4448 | 4.4736 | 4.4933 | 4.4812 | 4.4808 | 4.4844 | 4.4881 | 4.4919 | 65435.9299 | 67442.9283 | 69366.2343 | 71211.5723 | 72954.905 | 74214.772 | 75691.2479 | 77268.2103 | 78878.4803 | 80524.0625 | 15000 | 15300 | 15606 | 15918.12 | 16236.4824 | 16561.212 | 16892.4363 | 17230.285 | 17574.8907 | 17926.3885 | 50435.9299 | 52142.9283 | 53760.2343 | 55293.4523 | 56718.4226 | 57653.56 | 58798.8116 | 60037.9253 | 61303.5896 | 62597.674 | 735.3098 | 731.6333 | 727.9751 | 724.3352 | 720.7135 | 717.11 | 713.5244 | 709.9568 | 706.407 | 702.875 | 735.3098 | 731.6333 | 727.9751 | 724.3352 | 720.7135 | 717.11 | 713.5244 | 709.9568 | 706.407 | 702.875 | 33.5492 | 65.4735 | 95.8463 | 124.837 | 152.4764 | 178.8035 | 203.8586 | 227.699 | 250.3672 | 271.9125 | 33.5492 | 31.9243 | 30.3729 | 28.9907 | 27.6394 | 26.3271 | 25.0551 | 23.8405 | 22.6681 | 21.5453
Com ¦ Efficient Gas Broilers | ROB | C_Hospital | Ottawa and Surrounding | Appliances/Other | Commercial | NA | Equipment | 12 | 2.8503 | 2.9204 | 2.9726 | 3.0104 | 3.0329 | 3.0322 | 3.0258 | 3.0258 | 3.0258 | 3.0258 | 3619.8472 | 3783.1185 | 3927.7842 | 4057.2257 | 4169.3171 | 4251.6453 | 4327.6076 | 4414.1824 | 4502.4753 | 4592.4136 | 1270 | 1295.4 | 1321.308 | 1347.7342 | 1374.6888 | 1402.1826 | 1430.2263 | 1458.8308 | 1488.0074 | 1517.7676 | 2349.8472 | 2487.7185 | 2606.4762 | 2709.4916 | 2794.6283 | 2849.4627 | 2897.3813 | 2955.3516 | 3014.4679 | 3074.646 | 84.8878 | 84.4633 | 84.041 | 83.6208 | 83.2027 | 82.7867 | 82.3727 | 81.9609 | 81.5511 | 81.1433 | 84.8878 | 84.4633 | 84.041 | 83.6208 | 83.2027 | 82.7867 | 82.3727 | 81.9609 | 81.5511 | 81.1433 | 5.8097 | 11.1376 | 16.0244 | 20.5444 | 24.7183 | 28.5691 | 32.1187 | 35.3942 | 38.4157 | 41.2049 | 5.8097 | 5.3279 | 4.8868 | 4.52 | 4.1739 | 3.8507 | 3.5496 | 3.2755 | 3.0215 | 2.7892
Com ¦ Efficient Gas Griddles | ROB | C_Hospital | Ottawa and Surrounding | Appliances/Other | Commercial | NA | Equipment | 10 | 4.3596 | 4.4841 | 4.5767 | 4.6436 | 4.6836 | 4.6822 | 4.671 | 4.671 | 4.671 | 4.6709 | 5013.5702 | 5259.8733 | 5475.7893 | 5666.9948 | 5830.0936 | 5945.0129 | 6049.3306 | 6170.3006 | 6293.7734 | 6419.5086 | 1150 | 1173 | 1196.46 | 1220.3892 | 1244.797 | 1269.6929 | 1295.0868 | 1320.9885 | 1347.4083 | 1374.3565 | 3863.5702 | 4086.8733 | 4279.3293 | 4446.6056 | 4585.2966 | 4675.3199 | 4754.2438 | 4849.3121 | 4946.3651 | 5045.1521 | 153.3438 | 152.5771 | 151.8142 | 151.0551 | 150.2998 | 149.5483 | 148.8006 | 148.0566 | 147.3163 | 146.5797 | 153.3438 | 152.5771 | 151.8142 | 151.0551 | 150.2998 | 149.5483 | 148.8006 | 148.0566 | 147.3163 | 146.5797 | 11.092 | 21.2809 | 30.6509 | 39.295 | 47.2709 | 54.631 | 61.4226 | 67.6915 | 73.4767 | 78.8152 | 11.092 | 10.1889 | 9.37 | 8.6441 | 7.9759 | 7.3601 | 6.7916 | 6.2689 | 5.7852 | 5.3385
Com ¦ Efficient Gas Ovens | ROB | C_Hospital | Ottawa and Surrounding | Appliances/Other | Commercial | NA | Equipment | 12 | 2.0905 | 2.142 | 2.1802 | 2.2079 | 2.2244 | 2.2239 | 2.2192 | 2.2192 | 2.2192 | 2.2192 | 1829.2171 | 1911.6996 | 1984.7857 | 2050.183 | 2106.8181 | 2148.4214 | 2186.81 | 2230.5593 | 2275.1771 | 2320.6267 | 875 | 892.5 | 910.35 | 928.557 | 947.1281 | 966.0707 | 985.3921 | 1005.1 | 1025.202 | 1045.706 | 954.2171 | 1019.1996 | 1074.4357 | 1121.626 | 1159.69 | 1182.3507 | 1201.4179 | 1225.4594 | 1249.9751 | 1274.9207 | 39.1542 | 38.9584 | 38.7636 | 38.5698 | 38.3769 | 38.1851 | 37.9941 | 37.8042 | 37.6151 | 37.4271 | 39.1542 | 38.9584 | 38.7636 | 38.5698 | 38.3769 | 38.1851 | 37.9941 | 37.8042 | 37.6151 | 37.4271 | 2.0958 | 4.0572 | 5.8895 | 7.6209 | 9.2503 | 10.7795 | 12.2112 | 13.5522 | 14.8065 | 15.9805 | 2.0958 | 1.9614 | 1.8323 | 1.7314 | 1.6293 | 1.5292 | 1.4318 | 1.3409 | 1.2543 | 1.1741
Com ¦ Efficient Gas Range Tops | ROB | C_Hospital | Ottawa and Surrounding | Appliances/Other | Commercial | NA | Equipment | 10 | 2.1138 | 2.1741 | 2.219 | 2.2514 | 2.2708 | 2.2702 | 2.2647 | 2.2647 | 2.2647 | 2.2647 | 1691.0065 | 1774.0811 | 1846.9065 | 1911.3975 | 1966.4084 | 2005.169 | 2040.3539 | 2081.1554 | 2122.801 | 2165.2097 | 800 | 816 | 832.32 | 848.9664 | 865.9457 | 883.2646 | 900.9299 | 918.9485 | 937.3275 | 956.0741 | 891.0065 | 958.0811 | 1014.5865 | 1062.4311 | 1100.4627 | 1121.9044 | 1139.424 | 1162.2069 | 1185.4735 | 1209.1357 | 45.974 | 45.7441 | 45.5154 | 45.2878 | 45.0613 | 44.836 | 44.6119 | 44.3888 | 44.1669 | 43.946 | 45.974 | 45.7441 | 45.5154 | 45.2878 | 45.0613 | 44.836 | 44.6119 | 44.3888 | 44.1669 | 43.946 | 3.0597 | 5.8644 | 8.435 | 10.8156 | 13.0152 | 15.045 | 16.916 | 18.643 | 20.2364 | 21.708 | 3.0597 | 2.8047 | 2.5706 | 2.3805 | 2.1996 | 2.0298 | 1.871 | 1.727 | 1.5934 | 1.4716
Com ¦ Energy Star Gas Fryers | ROB | C_Hospital | Ottawa and Surrounding | Appliances/Other | Commercial | NA | Equipment | 12 | 2.2897 | 2.3456 | 2.3873 | 2.4174 | 2.4354 | 2.4348 | 2.4298 | 2.4298 | 2.4299 | 2.4298 | 2353.7648 | 2459.5342 | 2553.2974 | 2637.2393 | 2709.9887 | 2763.5282 | 2812.9657 | 2869.2682 | 2926.6923 | 2985.1919 | 1028 | 1048.56 | 1069.5312 | 1090.9218 | 1112.7403 | 1134.9951 | 1157.695 | 1180.8489 | 1204.4658 | 1228.5552 | 1325.7648 | 1410.9742 | 1483.7662 | 1546.3175 | 1597.2484 | 1628.5332 | 1655.2707 | 1688.4193 | 1722.2264 | 1756.6367 | 47.887 | 47.6476 | 47.4094 | 47.1723 | 46.9365 | 46.7018 | 46.4683 | 46.2359 | 46.0047 | 45.7747 | 47.887 | 47.6476 | 47.4094 | 47.1723 | 46.9365 | 46.7018 | 46.4683 | 46.2359 | 46.0047 | 45.7747 | 2.6168 | 5.0683 | 7.3611 | 9.5262 | 11.5633 | 13.4751 | 15.2656 | 16.9433 | 18.5134 | 19.9831 | 2.6168 | 2.4514 | 2.2929 | 2.1651 | 2.0371 | 1.9118 | 1.7905 | 1.6776 | 1.5701 | 1.4697
Com ¦ Near Condensing Boiler¦ Std Baseline | ROB | C_Hospital | Ottawa and Surrounding | Space Heating/Ventilation | Commercial | Com¦Boiler¦Std | End Use Consumption (m^3/year) | 25 | 4.3784 | 4.4456 | 4.4989 | 4.5392 | 4.5649 | 4.5415 | 4.5355 | 4.5356 | 4.5355 | 4.5355 | 0.29918 | 0.30985 | 0.31983 | 0.32915 | 0.33764 | 0.34262 | 0.34902 | 0.356 | 0.36312 | 0.37037 | 0.068331 | 0.069697 | 0.071091 | 0.072513 | 0.073963 | 0.075443 | 0.076952 | 0.078491 | 0.08006 | 0.081662 | 0.23085 | 0.24015 | 0.24874 | 0.25664 | 0.26367 | 0.26718 | 0.27206 | 0.27751 | 0.28306 | 0.28871 | 1041830.585 | 1036621.4321 | 1031438.3249 | 1026281.1333 | 1021149.7276 | 1016043.979 | 1010963.7591 | 1005908.9403 | 1000879.3956 | 995874.9986 | 1041830.585 | 1036621.4321 | 1031438.3249 | 1026281.1333 | 1021149.7276 | 1016043.979 | 1010963.7591 | 1005908.9403 | 1000879.3956 | 995874.9986 | 25984.1553 | 49388.5928 | 70335.6926 | 89150.5478 | 105929.2022 | 120801.4534 | 133910.268 | 145434.2177 | 155524.1834 | 164341.8424 | 25984.1553 | 23404.4376 | 20947.0998 | 18814.8552 | 16778.6544 | 14872.2512 | 13108.8146 | 11523.9497 | 10089.9657 | 8817.659
Com ¦ Steam Boiler Replacement | ROB | C_Hospital | Ottawa and Surrounding | Space Heating/Ventilation | Commercial | NA | Customer Segment Consumption (m^3/year) | 25 | 5.4022 | 5.4851 | 5.5508 | 5.6006 | 5.6323 | 5.6033 | 5.596 | 5.5961 | 5.596 | 5.596 | 0.074796 | 0.077462 | 0.079958 | 0.082289 | 0.084409 | 0.085655 | 0.087254 | 0.089 | 0.090779 | 0.092594 | 0.013845 | 0.014122 | 0.014405 | 0.014693 | 0.014987 | 0.015286 | 0.015592 | 0.015904 | 0.016222 | 0.016547 | 0.06095 | 0.06334 | 0.065553 | 0.067596 | 0.069423 | 0.070369 | 0.071662 | 0.073096 | 0.074557 | 0.076047 | 171681.9608 | 170823.551 | 169969.4333 | 169119.5861 | 168273.9882 | 167432.6182 | 166595.4551 | 165762.4779 | 164933.6655 | 164108.9971 | 171681.9608 | 170823.551 | 169969.4333 | 169119.5861 | 168273.9882 | 167432.6182 | 166595.4551 | 165762.4779 | 164933.6655 | 164108.9971 | 4737.8462 | 9383.0537 | 13923.1492 | 18368.4652 | 22706.1233 | 26927.4228 | 31026.104 | 35000.996 | 38848.3354 | 42568.4875 | 4737.8462 | 4645.2075 | 4540.0954 | 4445.316 | 4337.6582 | 4221.2994 | 4098.6812 | 3974.892 | 3847.3394 | 3720.152
Com ¦ Steam Traps | ROB | C_Hospital | Ottawa and Surrounding | Space Heating/Ventilation | Commercial | NA | Customer Segment Consumption (m^3/year) | 5 | 9.1547 | 9.6933 | 10.0923 | 10.3947 | 10.5875 | 10.4115 | 10.3673 | 10.3677 | 10.3677 | 10.3675 | 0.046492 | 0.050211 | 0.053324 | 0.05602 | 0.0582 | 0.058378 | 0.059292 | 0.06048 | 0.06169 | 0.062923 | 0.0050784 | 0.00518 | 0.0052836 | 0.0053893 | 0.0054971 | 0.005607 | 0.0057191 | 0.0058335 | 0.0059502 | 0.0060692 | 0.041413 | 0.045031 | 0.04804 | 0.05063 | 0.052703 | 0.052771 | 0.053573 | 0.054647 | 0.05574 | 0.056853 | 353075.7907 | 351310.4118 | 349553.8597 | 347806.0904 | 346067.06 | 344336.7247 | 342615.0411 | 340901.9658 | 339197.456 | 337501.4687 | 353075.7907 | 351310.4118 | 349553.8597 | 347806.0904 | 346067.06 | 344336.7247 | 342615.0411 | 340901.9658 | 339197.456 | 337501.4687 | 53118.4828 | 96866.1414 | 133033.2061 | 163040.7833 | 188021.6729 | 208882.8397 | 226353.7415 | 241023.7751 | 253371.3563 | 263786.5697 | 53118.4828 | 43747.6587 | 36167.0647 | 30007.5772 | 24980.8896 | 20861.1668 | 17470.9018 | 14670.0335 | 12347.5812 | 10415.2135
Com ¦ Tankless Water Heaters | ROB | C_Hospital | Ottawa and Surrounding | Water Heating | Commercial | Com ¦ Water Heating | End Use Consumption (m^3/year) | 18 | 0.54413 | 0.55403 | 0.56143 | 0.5668 | 0.56995 | 0.56992 | 0.56902 | 0.56902 | 0.56901 | 0.56902 | 0.46011 | 0.47785 | 0.49392 | 0.50862 | 0.52167 | 0.53208 | 0.54186 | 0.5527 | 0.56375 | 0.57503 | 0.84559 | 0.8625 | 0.87976 | 0.89735 | 0.9153 | 0.9336 | 0.95228 | 0.97132 | 0.99075 | 1.0106 | -0.38548 | -0.38465 | -0.38583 | -0.38873 | -0.39362 | -0.40152 | -0.41041 | -0.41862 | -0.427 | -0.43553 | 37593.5698 | 37405.6019 | 37218.5739 | 37032.4811 | 36847.3187 | 36663.0821 | 36479.7667 | 36297.3678 | 36115.881 | 35935.3016 | 0 | 0 | 0 | 0 | 0 | 0 | 0 | 0 | 0 | 0 | 0 | 0 | 0 | 0 | 0 | 0 | 0 | 0 | 0 | 0 | 0 | 0 | 0 | 0 | 0 | 0 | 0 | 0 | 0 | 0
Com ¦ Air Curtains | NEW | C_Logistics & Warehouses | Ottawa and Surrounding | Space Heating/Ventilation | Commercial | NA | Shipping door | 15 | 5.3878 | 5.504 | 5.5961 | 5.6658 | 5.7101 | 5.6694 | 5.659 | 5.6589 | 5.6587 | 5.6585 | 54793.8552 | 57095.1782 | 59211.3087 | 61147.8426 | 62858.8782 | 63658.8135 | 64812.7081 | 66108.1395 | 67428.0058 | 68773.4309 | 10170 | 10373.4 | 10580.868 | 10792.4854 | 11008.3351 | 11228.5018 | 11453.0718 | 11682.1332 | 11915.7759 | 12154.0914 | 44623.8552 | 46721.7782 | 48630.4407 | 50355.3572 | 51850.5432 | 52430.3118 | 53359.6363 | 54426.0063 | 55512.2299 | 56619.3395 | 1.9312 | 3.8797 | 5.8459 | 7.8301 | 9.8326 | 11.8536 | 13.8935 | 15.9526 | 18.0312 | 20.1296 | 1.9312 | 3.8797 | 5.8459 | 7.8301 | 9.8326 | 11.8536 | 13.8935 | 15.9526 | 18.0312 | 20.1296 | 1.3828 | 2.778 | 4.2158 | 5.6944 | 7.2157 | 8.7775 | 10.3777 | 12.0145 | 13.687 | 15.3936 | 1.3828 | 1.3952 | 1.4378 | 1.4786 | 1.5214 | 1.5618 | 1.6002 | 1.6369 | 1.6724 | 1.7066
Com ¦ Condensing Boiler ¦ Near Cond Baseline | NEW | C_Logistics & Warehouses | Ottawa and Surrounding | Space Heating/Ventilation | Commercial | NA | End Use Consumption (m^3/year) | 25 | 1.0302 | 1.046 | 1.0586 | 1.0681 | 1.0741 | 1.0686 | 1.0672 | 1.0672 | 1.0672 | 1.0672 | 0.22439 | 0.23239 | 0.23987 | 0.24687 | 0.25323 | 0.25697 | 0.26176 | 0.267 | 0.27234 | 0.27778 | 0.2178 | 0.22216 | 0.2266 | 0.23114 | 0.23576 | 0.24047 | 0.24528 | 0.25019 | 0.25519 | 0.2603 | 0.0065823 | 0.010226 | 0.013271 | 0.01573 | 0.01747 | 0.016492 | 0.016479 | 0.016811 | 0.017145 | 0.017485 | 12021.205 | 24114.5372 | 36281.0906 | 48521.9697 | 60838.2894 | 73231.1758 | 85701.7656 | 98251.2067 | 110880.658 | 123591.2898 | 12021.205 | 24114.5372 | 36281.0906 | 48521.9697 | 60838.2894 | 73231.1758 | 85701.7656 | 98251.2067 | 110880.658 | 123591.2898 | 1283.6535 | 2575.009 | 3787.5941 | 4881.5315 | 6118.7789 | 7414.6835 | 8720.8754 | 10003.7479 | 11285.6393 | 12557.1582 | 1283.6535 | 1291.3555 | 1212.5851 | 1093.9374 | 1237.2474 | 1295.9046 | 1306.192 | 1282.8725 | 1281.8914 | 1271.5189
Com ¦ Condensing Boiler ¦ Std Baseline | NEW | C_Logistics & Warehouses | Ottawa and Surrounding | Space Heating/Ventilation | Commercial | Com¦Boiler¦Std | End Use Consumption (m^3/year) | 25 | 1.5743 | 1.5984 | 1.6176 | 1.6321 | 1.6413 | 1.6329 | 1.6308 | 1.6308 | 1.6308 | 1.6307 | 0.52357 | 0.54224 | 0.55971 | 0.57602 | 0.59087 | 0.59959 | 0.61078 | 0.623 | 0.63546 | 0.64816 | 0.33258 | 0.33923 | 0.34601 | 0.35294 | 0.35999 | 0.36719 | 0.37454 | 0.38203 | 0.38967 | 0.39746 | 0.19099 | 0.20301 | 0.21369 | 0.22309 | 0.23087 | 0.23239 | 0.23624 | 0.24097 | 0.24579 | 0.25069 | 28049.4784 | 56267.2536 | 84655.8782 | 113217.9292 | 141956.0086 | 170872.7435 | 199970.7864 | 229252.8155 | 258721.5352 | 288379.6762 | 28049.4784 | 56267.2536 | 84655.8782 | 113217.9292 | 141956.0086 | 170872.7435 | 199970.7864 | 229252.8155 | 258721.5352 | 288379.6762 | 675.5267 | 1355.1066 | 2705.8111 | 4670.1359 | 7376.9773 | 10782.8996 | 14833.5994 | 19469.0616 | 24683.3522 | 30434.2203 | 675.5267 | 679.5799 | 1350.7045 | 1964.3247 | 2706.8414 | 3405.9223 | 4050.6998 | 4635.4622 | 5214.2907 | 5750.8681
Com ¦ Condensing Unit Heaters | NEW | C_Logistics & Warehouses | Ottawa and Surrounding | Space Heating/Ventilation | Commercial | Com ¦ Unit Heater | End Use Consumption (m^3/year) | 20 | 3.0027 | 3.0552 | 3.0967 | 3.1282 | 3.1483 | 3.13 | 3.1254 | 3.1254 | 3.1254 | 3.1253 | 0.36147 | 0.37513 | 0.38785 | 0.39962 | 0.41023 | 0.416 | 0.42369 | 0.43217 | 0.44081 | 0.44963 | 0.12038 | 0.12279 | 0.12524 | 0.12775 | 0.1303 | 0.13291 | 0.13557 | 0.13828 | 0.14104 | 0.14386 | 0.24109 | 0.25235 | 0.2626 | 0.27188 | 0.27993 | 0.28309 | 0.28813 | 0.29389 | 0.29977 | 0.30576 | 6331.9994 | 12701.9909 | 19110.5505 | 25558.2602 | 32045.7071 | 38573.4845 | 45142.191 | 51752.4313 | 58404.8158 | 65099.9611 | 6331.9994 | 12701.9909 | 19110.5505 | 25558.2602 | 32045.7071 | 38573.4845 | 45142.191 | 51752.4313 | 58404.8158 | 65099.9611 | 3978.6253 | 7981.1223 | 12058.0865 | 16198.2002 | 20449.4661 | 24791.8753 | 29212.707 | 33702.3158 | 38262.3172 | 42888.1908 | 3978.6253 | 4002.497 | 4076.9643 | 4140.1136 | 4251.2659 | 4342.4092 | 4420.8317 | 4489.6088 | 4560.0014 | 4625.8736
Com ¦ Condensing Water Heaters | NEW | C_Logistics & Warehouses | Ottawa and Surrounding | Water Heating | Commercial | Com ¦ Water Heating | End Use Consumption (m^3/year) | 13 | 1.5536 | 1.5892 | 1.6159 | 1.6352 | 1.6466 | 1.6465 | 1.6432 | 1.6432 | 1.6432 | 1.6432 | 0.24404 | 0.25463 | 0.26408 | 0.27258 | 0.27997 | 0.28555 | 0.29068 | 0.29649 | 0.30242 | 0.30847 | 0.15708 | 0.16022 | 0.16343 | 0.1667 | 0.17003 | 0.17343 | 0.1769 | 0.18044 | 0.18405 | 0.18773 | 0.086963 | 0.094409 | 0.10066 | 0.10589 | 0.10994 | 0.11212 | 0.11378 | 0.11606 | 0.11838 | 0.12075 | 84.1971 | 168.8995 | 254.1147 | 339.8504 | 426.1146 | 512.915 | 600.2597 | 688.1566 | 776.6139 | 865.6399 | 84.1971 | 168.8995 | 254.1147 | 339.8504 | 426.1146 | 512.915 | 600.2597 | 688.1566 | 776.6139 | 865.6399 | 47.118 | 94.5188 | 142.5817 | 191.1159 | 241.2273 | 292.5252 | 344.7722 | 397.7917 | 451.6495 | 506.2729 | 47.118 | 47.4007 | 48.0629 | 48.5342 | 50.1114 | 51.2979 | 52.2469 | 53.0196 | 53.8578 | 54.6234
Com ¦ High perf.glazings ¦ New | NEW | C_Logistics & Warehouses | Ottawa and Surrounding | Space Heating/Ventilation | Commercial | Windows New | End Use Consumption (m^3/year) | 30 | 1.6157 | 1.6383 | 1.6563 | 1.6698 | 1.6785 | 1.6706 | 1.6686 | 1.6686 | 1.6686 | 1.6686 | 0.40969 | 0.42374 | 0.43695 | 0.44934 | 0.4607 | 0.46771 | 0.47649 | 0.48602 | 0.49574 | 0.50565 | 0.25357 | 0.25864 | 0.26382 | 0.26909 | 0.27447 | 0.27996 | 0.28556 | 0.29127 | 0.2971 | 0.30304 | 0.15612 | 0.1651 | 0.17313 | 0.18025 | 0.18623 | 0.18774 | 0.19093 | 0.19475 | 0.19864 | 0.2026 | 7994.9488 | 16037.8673 | 24129.483 | 32270.5305 | 40461.7514 | 48703.8945 | 56997.7159 | 65343.9789 | 73743.4544 | 82196.9206 | 7994.9488 | 16037.8673 | 24129.483 | 32270.5305 | 40461.7514 | 48703.8945 | 56997.7159 | 65343.9789 | 73743.4544 | 82196.9206 | 2481.0855 | 4977.0576 | 7454.6103 | 9878.4973 | 12453.6663 | 15110.3871 | 17807.8886 | 20517.2704 | 23254.4578 | 26010.2319 | 2481.0855 | 2495.972 | 2477.5527 | 2423.8871 | 2575.169 | 2656.7208 | 2697.5015 | 2709.3819 | 2737.1873 | 2755.7741
Com ¦ Infrared Heaters | NEW | C_Logistics & Warehouses | Ottawa and Surrounding | Space Heating/Ventilation | Commercial | Com ¦ Unit Heater | End Use Consumption (m^3/year) | 20 | 1.4656 | 1.4912 | 1.5115 | 1.5269 | 1.5367 | 1.5277 | 1.5255 | 1.5255 | 1.5255 | 1.5255 | 0.098582 | 0.10231 | 0.10578 | 0.10899 | 0.11188 | 0.11346 | 0.11555 | 0.11787 | 0.12022 | 0.12263 | 0.067263 | 0.068608 | 0.069981 | 0.07138 | 0.072808 | 0.074264 | 0.075749 | 0.077264 | 0.078809 | 0.080386 | 0.031319 | 0.033701 | 0.035795 | 0.037608 | 0.039073 | 0.039191 | 0.039804 | 0.040601 | 0.041413 | 0.042239 | 863.4545 | 1732.0897 | 2605.9842 | 3485.2173 | 4369.8692 | 5260.0206 | 6155.7533 | 7057.1497 | 7964.2931 | 8877.2674 | 863.4545 | 1732.0897 | 2605.9842 | 3485.2173 | 4369.8692 | 5260.0206 | 6155.7533 | 7057.1497 | 7964.2931 | 8877.2674 | 6.3486 | 12.7354 | 19.5466 | 26.7201 | 34.2799 | 42.2323 | 50.5685 | 59.2664 | 68.3113 | 77.6859 | 6.3486 | 6.3867 | 6.8113 | 7.1735 | 7.5597 | 7.9524 | 8.3362 | 8.6979 | 9.0449 | 9.3746
Com ¦ Near Condensing Boiler¦ Std Baseline | NEW | C_Logistics & Warehouses | Ottawa and Surrounding | Space Heating/Ventilation | Commercial | Com¦Boiler¦Std | End Use Consumption (m^3/year) | 25 | 4.3784 | 4.4456 | 4.4989 | 4.5392 | 4.5649 | 4.5415 | 4.5355 | 4.5356 | 4.5355 | 4.5355 | 0.29918 | 0.30985 | 0.31983 | 0.32915 | 0.33764 | 0.34262 | 0.34902 | 0.356 | 0.36312 | 0.37037 | 0.068331 | 0.069697 | 0.071091 | 0.072513 | 0.073963 | 0.075443 | 0.076952 | 0.078491 | 0.08006 | 0.081662 | 0.23085 | 0.24015 | 0.24874 | 0.25664 | 0.26367 | 0.26718 | 0.27206 | 0.27751 | 0.28306 | 0.28871 | 16028.2733 | 32152.7163 | 48374.7875 | 64695.9596 | 81117.7192 | 97641.5677 | 114269.0208 | 131001.6089 | 147840.8773 | 164788.3864 | 16028.2733 | 32152.7163 | 48374.7875 | 64695.9596 | 81117.7192 | 97641.5677 | 114269.0208 | 131001.6089 | 147840.8773 | 164788.3864 | 9997.9649 | 20055.9176 | 29558.4289 | 38487.7374 | 46900.0815 | 54777.1198 | 62118.0111 | 68932.0046 | 75242.4822 | 81070.5294 | 9997.9649 | 10057.9527 | 9502.5113 | 8929.3084 | 8412.3441 | 7877.0383 | 7340.8914 | 6813.9935 | 6310.4775 | 5828.0473
Com ¦ Super High Perf Glazing ¦New | NEW | C_Logistics & Warehouses | Ottawa and Surrounding | Space Heating/Ventilation | Commercial | Windows New | End Use Consumption (m^3/year) | 30 | 0.53856 | 0.54611 | 0.55209 | 0.55662 | 0.5595 | 0.55687 | 0.5562 | 0.5562 | 0.5562 | 0.55619 | 0.61454 | 0.63561 | 0.65542 | 0.67401 | 0.69106 | 0.70156 | 0.71473 | 0.72903 | 0.74361 | 0.75847 | 1.1411 | 1.1639 | 1.1872 | 1.2109 | 1.2351 | 1.2598 | 1.285 | 1.3107 | 1.3369 | 1.3637 | -0.52653 | -0.52828 | -0.53175 | -0.5369 | -0.54407 | -0.55828 | -0.5703 | -0.5817 | -0.59334 | -0.60522 | 11992.4232 | 24056.8009 | 36194.2245 | 48405.7958 | 60692.6271 | 73055.8418 | 85496.5738 | 98015.9683 | 110615.1815 | 123295.3809 | 0 | 0 | 0 | 0 | 0 | 0 | 0 | 0 | 0 | 0 | 0 | 0 | 0 | 0 | 0 | 0 | 0 | 0 | 0 | 0 | 0 | 0 | 0 | 0 | 0 | 0 | 0 | 0 | 0 | 0
Com ¦ Tankless Water Heaters | NEW | C_Logistics & Warehouses | Ottawa and Surrounding | Water Heating | Commercial | Com ¦ Water Heating | End Use Consumption (m^3/year) | 18 | 0.54413 | 0.55403 | 0.56143 | 0.5668 | 0.56995 | 0.56992 | 0.56902 | 0.56902 | 0.56901 | 0.56902 | 0.46011 | 0.47785 | 0.49392 | 0.50862 | 0.52167 | 0.53208 | 0.54186 | 0.5527 | 0.56375 | 0.57503 | 0.84559 | 0.8625 | 0.87976 | 0.89735 | 0.9153 | 0.9336 | 0.95228 | 0.97132 | 0.99075 | 1.0106 | -0.38548 | -0.38465 | -0.38583 | -0.38873 | -0.39362 | -0.40152 | -0.41041 | -0.41862 | -0.427 | -0.43553 | 125.9023 | 252.56 | 379.9845 | 508.1875 | 637.1807 | 766.9757 | 897.5845 | 1029.0192 | 1161.2919 | 1294.4148 | 0 | 0 | 0 | 0 | 0 | 0 | 0 | 0 | 0 | 0 | 0 | 0 | 0 | 0 | 0 | 0 | 0 | 0 | 0 | 0 | 0 | 0 | 0 | 0 | 0 | 0 | 0 | 0 | 0 | 0
Com ¦ Air Sealing | RET | C_Logistics & Warehouses | Ottawa and Surrounding | Space Heating/Ventilation | Commercial | NA | Floor area (1000m2) | 6 | 0.7443 | 0.77842 | 0.80548 | 0.82599 | 0.83903 | 0.82713 | 0.82412 | 0.82415 | 0.82415 | 0.82412 | 0.06258 | 0.066757 | 0.07046 | 0.073699 | 0.07636 | 0.076782 | 0.078033 | 0.079597 | 0.081189 | 0.082809 | 0.084079 | 0.08576 | 0.087476 | 0.089225 | 0.09101 | 0.09283 | 0.094686 | 0.09658 | 0.098512 | 0.10048 | -0.021499 | -0.019003 | -0.017016 | -0.015526 | -0.01465 | -0.016047 | -0.016654 | -0.016984 | -0.017323 | -0.017673 | 82.702 | 82.2885 | 81.8771 | 81.4677 | 81.0603 | 80.655 | 80.2517 | 79.8505 | 79.4512 | 79.054 | 0 | 0 | 0 | 0 | 0 | 0 | 0 | 0 | 0 | 0 | 0 | 0 | 0 | 0 | 0 | 0 | 0 | 0 | 0 | 0 | 0 | 0 | 0 | 0 | 0 | 0 | 0 | 0 | 0 | 0
Com ¦ Building Controls and Automation Systems | RET | C_Logistics & Warehouses | Ottawa and Surrounding | Space Heating/Ventilation | Commercial | NA | Customer Segment Consumption (m^3/year) | 11 | 1.6349 | 1.6788 | 1.7136 | 1.7399 | 1.7567 | 1.7414 | 1.7375 | 1.7375 | 1.7375 | 1.7375 | 0.21383 | 0.22396 | 0.23317 | 0.24149 | 0.2487 | 0.25146 | 0.25592 | 0.26104 | 0.26626 | 0.27158 | 0.13079 | 0.13341 | 0.13607 | 0.13879 | 0.14157 | 0.1444 | 0.14729 | 0.15024 | 0.15324 | 0.15631 | 0.083038 | 0.090553 | 0.097099 | 0.1027 | 0.10713 | 0.10706 | 0.10863 | 0.1108 | 0.11302 | 0.11528 | 1098421.444 | 1092929.3368 | 1087464.6901 | 1082027.3667 | 1076617.2298 | 1071234.1437 | 1065877.973 | 1060548.5831 | 1055245.8402 | 1049969.611 | 1098421.444 | 1092929.3368 | 1087464.6901 | 1082027.3667 | 1076617.2298 | 1071234.1437 | 1065877.973 | 1060548.5831 | 1055245.8402 | 1049969.611 | 44377.9683 | 89500.0684 | 135003.7913 | 181371.5173 | 228089.1672 | 274733.2288 | 320923.0033 | 366438.0056 | 410985.8204 | 454360.2391 | 44377.9683 | 45122.1001 | 45503.7229 | 46367.726 | 46717.6499 | 46644.0616 | 46189.7745 | 45515.0023 | 44547.8148 | 43374.4188
Com ¦ Destratification | RET | C_Logistics & Warehouses | Ottawa and Surrounding | Space Heating/Ventilation | Commercial | NA | Customer Segment Consumption (m^3/year) | 15 | 4.0467 | 4.1324 | 4.2003 | 4.2518 | 4.2846 | 4.2547 | 4.2471 | 4.2472 | 4.2472 | 4.2471 | 0.43355 | 0.45159 | 0.46819 | 0.48341 | 0.49688 | 0.50328 | 0.51243 | 0.52269 | 0.53314 | 0.54379 | 0.10714 | 0.10928 | 0.11147 | 0.11369 | 0.11597 | 0.11829 | 0.12065 | 0.12307 | 0.12553 | 0.12804 | 0.32641 | 0.34231 | 0.35673 | 0.36971 | 0.38091 | 0.38499 | 0.39177 | 0.39962 | 0.40761 | 0.41575 | 1561817.9907 | 1554008.9008 | 1546238.8563 | 1538507.662 | 1530815.1237 | 1523161.0481 | 1515545.2428 | 1507967.5166 | 1500427.679 | 1492925.5406 | 1561817.9907 | 1554008.9008 | 1546238.8563 | 1538507.662 | 1530815.1237 | 1523161.0481 | 1515545.2428 | 1507967.5166 | 1500427.679 | 1492925.5406 | 74227.3051 | 150506.0002 | 228213.8981 | 306984.7074 | 386053.1449 | 464668.4977 | 542100.6127 | 617705.5093 | 690860.5623 | 761039.8004 | 74227.3051 | 76278.6951 | 77707.8979 | 78770.8093 | 79068.4375 | 78615.3528 | 77432.1151 | 75604.8966 | 73155.053 | 70179.2381
Com ¦ Heat Reflector Panels | RET | C_Logistics & Warehouses | Ottawa and Surrounding | Space Heating/Ventilation | Commercial | NA | End Use Consumption (m^3/year) | 18 | 2.0191 | 2.0568 | 2.0867 | 2.1094 | 2.1238 | 2.1106 | 2.1073 | 2.1073 | 2.1073 | 2.1073 | 0.092157 | 0.095756 | 0.099092 | 0.10217 | 0.10493 | 0.10636 | 0.10832 | 0.11049 | 0.1127 | 0.11495 | 0.045643 | 0.046556 | 0.047487 | 0.048437 | 0.049405 | 0.050393 | 0.051401 | 0.052429 | 0.053478 | 0.054547 | 0.046514 | 0.049201 | 0.051605 | 0.053734 | 0.055522 | 0.055969 | 0.056917 | 0.058057 | 0.059217 | 0.0604 | 66821.782 | 66487.6731 | 66155.2348 | 65824.4586 | 65495.3363 | 65167.8596 | 64842.0203 | 64517.8102 | 64195.2212 | 63874.2451 | 66821.782 | 66487.6731 | 66155.2348 | 65824.4586 | 65495.3363 | 65167.8596 | 64842.0203 | 64517.8102 | 64195.2212 | 63874.2451 | 2499.7208 | 5026.8174 | 7559.8898 | 10149.0927 | 12761.617 | 15372.6691 | 17961.0455 | 20518.6516 | 23030.7412 | 25488.9418 | 2499.7208 | 2527.0965 | 2533.0724 | 2589.2029 | 2612.5243 | 2611.052 | 2588.3765 | 2557.6061 | 2512.0895 | 2458.2006
Com ¦ Heat/Energy Recovery Ventilation | RET | C_Logistics & Warehouses | Ottawa and Surrounding | Space Heating/Ventilation | Commercial | NA | End Use Consumption (m^3/year) | 15 | 1.781 | 1.8187 | 1.8486 | 1.8713 | 1.8857 | 1.8726 | 1.8692 | 1.8693 | 1.8692 | 1.8692 | 0.40645 | 0.42336 | 0.43893 | 0.45319 | 0.46582 | 0.47182 | 0.4804 | 0.49002 | 0.49982 | 0.5098 | 0.22821 | 0.23278 | 0.23743 | 0.24218 | 0.24703 | 0.25197 | 0.25701 | 0.26215 | 0.26739 | 0.27274 | 0.17824 | 0.19059 | 0.2015 | 0.21101 | 0.21879 | 0.21985 | 0.2234 | 0.22787 | 0.23243 | 0.23707 | 1077501.2353 | 1072113.7291 | 1066753.1605 | 1061419.3947 | 1056112.2977 | 1050831.7362 | 1045577.5775 | 1040349.6896 | 1035147.9412 | 1029972.2015 | 1077501.2353 | 1072113.7291 | 1066753.1605 | 1061419.3947 | 1056112.2977 | 1050831.7362 | 1045577.5775 | 1040349.6896 | 1035147.9412 | 1029972.2015 | 40307.9983 | 81057.4298 | 121903.2229 | 163654.1202 | 205781.0747 | 247884.2886 | 289621.8588 | 330863.2575 | 371370.7015 | 411009.187 | 40307.9983 | 40749.4315 | 40845.7931 | 41750.8973 | 42126.9545 | 42103.2138 | 41737.5703 | 41241.3987 | 40507.444 | 39638.4855
Com ¦ High perf.glazings ¦ Retro | RET | C_Logistics & Warehouses | Ottawa and Surrounding | Space Heating/Ventilation | Commercial | Windows Retro | End Use Consumption (m^3/year) | 30 | 1.1286 | 1.1444 | 1.1569 | 1.1664 | 1.1725 | 1.167 | 1.1656 | 1.1656 | 1.1656 | 1.1655 | 0.40969 | 0.42374 | 0.43695 | 0.44934 | 0.4607 | 0.46771 | 0.47649 | 0.48602 | 0.49574 | 0.50565 | 0.36301 | 0.37027 | 0.37767 | 0.38523 | 0.39293 | 0.40079 | 0.4088 | 0.41698 | 0.42532 | 0.43383 | 0.046685 | 0.053473 | 0.059275 | 0.064116 | 0.067774 | 0.066916 | 0.067683 | 0.069039 | 0.070417 | 0.071818 | 497185.8782 | 494699.9488 | 492226.4491 | 489765.3168 | 487316.4903 | 484879.9078 | 482455.5083 | 480043.2307 | 477643.0146 | 475254.7995 | 497185.8782 | 494699.9488 | 492226.4491 | 489765.3168 | 487316.4903 | 484879.9078 | 482455.5083 | 480043.2307 | 477643.0146 | 475254.7995 | 3625.1338 | 6939.6293 | 9855.4221 | 13074.8842 | 16373.611 | 19630.842 | 22768.2087 | 25845.3212 | 28843.6794 | 31805.6271 | 3625.1338 | 3314.4955 | 2915.7928 | 3219.4621 | 3298.7268 | 3257.231 | 3137.3667 | 3077.1125 | 2998.3582 | 2961.9477
Com ¦ Operational Improvement | RET | C_Logistics & Warehouses | Ottawa and Surrounding | Cross Cutting/Behavioural | Commercial | NA | Customer Segment Consumption (m^3/year) | 5 | 2.0919 | 2.2142 | 2.3046 | 2.3725 | 2.4157 | 2.3793 | 2.3692 | 2.3692 | 2.3693 | 2.3693 | 0.051596 | 0.055707 | 0.05914 | 0.0621 | 0.064494 | 0.064795 | 0.065809 | 0.067124 | 0.06847 | 0.069841 | 0.024665 | 0.025158 | 0.025662 | 0.026175 | 0.026698 | 0.027232 | 0.027777 | 0.028332 | 0.028899 | 0.029477 | 0.026931 | 0.030548 | 0.033478 | 0.035925 | 0.037796 | 0.037563 | 0.038033 | 0.038792 | 0.039571 | 0.040364 | 849560.3356 | 845312.5339 | 841085.9713 | 836880.5414 | 832696.1387 | 828532.658 | 824389.9947 | 820268.0447 | 816166.7045 | 812085.871 | 849560.3356 | 845312.5339 | 841085.9713 | 836880.5414 | 832696.1387 | 828532.658 | 824389.9947 | 820268.0447 | 816166.7045 | 812085.871 | 41570.7069 | 84354.5419 | 127992.4629 | 172193.6484 | 216523.4922 | 260547.2102 | 303839.4624 | 346013.9954 | 386708.3784 | 425614.9696 | 41570.7069 | 42783.835 | 43637.9209 | 44201.1856 | 44329.8438 | 44023.7179 | 43292.2522 | 42174.533 | 40694.3831 | 38906.5912
Com ¦ Roof Insulation Upgrade | RET | C_Logistics & Warehouses | Ottawa and Surrounding | Space Heating/Ventilation | Commercial | NA | Floor area (1000m2) | 20 | 0.96938 | 0.98631 | 0.99974 | 1.0099 | 1.0164 | 1.0105 | 1.009 | 1.009 | 1.009 | 1.009 | 0.36147 | 0.37513 | 0.38785 | 0.39962 | 0.41023 | 0.416 | 0.42369 | 0.43217 | 0.44081 | 0.44963 | 0.37288 | 0.38034 | 0.38795 | 0.39571 | 0.40362 | 0.41169 | 0.41993 | 0.42833 | 0.43689 | 0.44563 | -0.011417 | -0.0052059 | -0.00010224 | 0.0039177 | 0.0066095 | 0.0043095 | 0.0037681 | 0.0038478 | 0.0039229 | 0.0039953 | 46.3131 | 46.0816 | 45.8511 | 45.6219 | 45.3938 | 45.1668 | 44.941 | 44.7163 | 44.4927 | 44.2702 | 0 | 0 | 0 | 45.6219 | 45.3938 | 45.1668 | 44.941 | 44.7163 | 44.4927 | 44.2702 | 0 | 0 | 0 | 0.39528 | 0.79807 | 1.198 | 1.5882 | 1.9738 | 2.353 | 2.7294 | 0 | 0 | 0 | 0.39528 | 0.40278 | 0.39992 | 0.39024 | 0.38557 | 0.37921 | 0.37641
Com ¦ Super High Perf Glazing ¦Retro | RET | C_Logistics & Warehouses | Ottawa and Surrounding | Space Heating/Ventilation | Commercial | Windows Retro | End Use Consumption (m^3/year) | 30 | 0.53856 | 0.54611 | 0.55209 | 0.55662 | 0.5595 | 0.55687 | 0.5562 | 0.5562 | 0.5562 | 0.55619 | 0.61454 | 0.63561 | 0.65542 | 0.67401 | 0.69106 | 0.70156 | 0.71473 | 0.72903 | 0.74361 | 0.75847 | 1.1411 | 1.1639 | 1.1872 | 1.2109 | 1.2351 | 1.2598 | 1.285 | 1.3107 | 1.3369 | 1.3637 | -0.52653 | -0.52828 | -0.53175 | -0.5369 | -0.54407 | -0.55828 | -0.5703 | -0.5817 | -0.59334 | -0.60522 | 745778.8173 | 742049.9233 | 738339.6736 | 734647.9753 | 730974.7354 | 727319.8617 | 723683.2624 | 720064.8461 | 716464.5219 | 712882.1993 | 0 | 0 | 0 | 0 | 0 | 0 | 0 | 0 | 0 | 0 | 0 | 0 | 0 | 0 | 0 | 0 | 0 | 0 | 0 | 0 | 0 | 0 | 0 | 0 | 0 | 0 | 0 | 0 | 0 | 0
Com ¦ Wall Insulation Upgrade | RET | C_Logistics & Warehouses | Ottawa and Surrounding | Space Heating/Ventilation | Commercial | NA | Floor area (1000m2) | 20 | 0.23905 | 0.24323 | 0.24654 | 0.24904 | 0.25064 | 0.24918 | 0.24881 | 0.24882 | 0.24882 | 0.24881 | 0.29574 | 0.30693 | 0.31733 | 0.32697 | 0.33564 | 0.34037 | 0.34666 | 0.3536 | 0.36067 | 0.36788 | 1.2372 | 1.2619 | 1.2871 | 1.3129 | 1.3391 | 1.3659 | 1.3932 | 1.4211 | 1.4495 | 1.4785 | -0.94142 | -0.95498 | -0.96981 | -0.98592 | -1.0035 | -1.0256 | -1.0466 | -1.0675 | -1.0889 | -1.1106 | 148.8636 | 148.1193 | 147.3787 | 146.6418 | 145.9086 | 145.179 | 144.4531 | 143.7309 | 143.0122 | 142.2972 | 0 | 0 | 0 | 0 | 0 | 0 | 0 | 0 | 0 | 0 | 0 | 0 | 0 | 0 | 0 | 0 | 0 | 0 | 0 | 0 | 0 | 0 | 0 | 0 | 0 | 0 | 0 | 0 | 0 | 0
Com ¦ Air Curtains | ROB | C_Logistics & Warehouses | Ottawa and Surrounding | Space Heating/Ventilation | Commercial | NA | Shipping door | 15 | 5.3878 | 5.504 | 5.5961 | 5.6658 | 5.7101 | 5.6694 | 5.659 | 5.6589 | 5.6587 | 5.6585 | 54793.8552 | 57095.1782 | 59211.3087 | 61147.8426 | 62858.8782 | 63658.8135 | 64812.7081 | 66108.1395 | 67428.0058 | 68773.4309 | 10170 | 10373.4 | 10580.868 | 10792.4854 | 11008.3351 | 11228.5018 | 11453.0718 | 11682.1332 | 11915.7759 | 12154.0914 | 44623.8552 | 46721.7782 | 48630.4407 | 50355.3572 | 51850.5432 | 52430.3118 | 53359.6363 | 54426.0063 | 55512.2299 | 56619.3395 | 101.132 | 100.6264 | 100.1232 | 99.6226 | 99.1245 | 98.6289 | 98.1357 | 97.6451 | 97.1568 | 96.6711 | 101.132 | 100.6264 | 100.1232 | 99.6226 | 99.1245 | 98.6289 | 98.1357 | 97.6451 | 97.1568 | 96.6711 | 4.8296 | 9.4438 | 13.8491 | 18.0639 | 22.0907 | 25.9334 | 29.5963 | 33.086 | 36.4078 | 39.568 | 4.8296 | 4.6142 | 4.4053 | 4.2148 | 4.0268 | 3.8427 | 3.6629 | 3.4898 | 3.3218 | 3.1601
Com ¦ Condensing Boiler ¦ Std Baseline | ROB | C_Logistics & Warehouses | Ottawa and Surrounding | Space Heating/Ventilation | Commercial | Com¦Boiler¦Std | End Use Consumption (m^3/year) | 25 | 1.5743 | 1.5984 | 1.6176 | 1.6321 | 1.6413 | 1.6329 | 1.6308 | 1.6308 | 1.6308 | 1.6307 | 0.52357 | 0.54224 | 0.55971 | 0.57602 | 0.59087 | 0.59959 | 0.61078 | 0.623 | 0.63546 | 0.64816 | 0.33258 | 0.33923 | 0.34601 | 0.35294 | 0.35999 | 0.36719 | 0.37454 | 0.38203 | 0.38967 | 0.39746 | 0.19099 | 0.20301 | 0.21369 | 0.22309 | 0.23087 | 0.23239 | 0.23624 | 0.24097 | 0.24579 | 0.25069 | 1744326.9352 | 1735605.3005 | 1726927.274 | 1718292.6376 | 1709701.1744 | 1701152.6686 | 1692646.9052 | 1684183.6707 | 1675762.7524 | 1667383.9386 | 1744326.9352 | 1735605.3005 | 1726927.274 | 1718292.6376 | 1709701.1744 | 1701152.6686 | 1692646.9052 | 1684183.6707 | 1675762.7524 | 1667383.9386 | 1681.4862 | 4870.5753 | 9291.935 | 15105.8598 | 22079.1215 | 29974.3692 | 38562.4959 | 47743.0232 | 57354.5229 | 67319.2219 | 1681.4862 | 3189.0891 | 4421.3597 | 5813.9248 | 6973.2617 | 7895.2477 | 8588.1267 | 9180.5273 | 9611.4997 | 9964.6989
Com ¦ Condensing Unit Heaters | ROB | C_Logistics & Warehouses | Ottawa and Surrounding | Space Heating/Ventilation | Commercial | Com ¦ Unit Heater | End Use Consumption (m^3/year) | 20 | 3.0027 | 3.0552 | 3.0967 | 3.1282 | 3.1483 | 3.13 | 3.1254 | 3.1254 | 3.1254 | 3.1253 | 0.36147 | 0.37513 | 0.38785 | 0.39962 | 0.41023 | 0.416 | 0.42369 | 0.43217 | 0.44081 | 0.44963 | 0.12038 | 0.12279 | 0.12524 | 0.12775 | 0.1303 | 0.13291 | 0.13557 | 0.13828 | 0.14104 | 0.14386 | 0.24109 | 0.25235 | 0.2626 | 0.27188 | 0.27993 | 0.28309 | 0.28813 | 0.29389 | 0.29977 | 0.30576 | 393771.2156 | 391802.3595 | 389843.3477 | 387894.1309 | 385954.6603 | 384024.887 | 382104.7626 | 380194.2387 | 378293.2675 | 376401.8012 | 393771.2156 | 391802.3595 | 389843.3477 | 387894.1309 | 385954.6603 | 384024.887 | 382104.7626 | 380194.2387 | 378293.2675 | 376401.8012 | 12382.3869 | 24315.612 | 35786.9181 | 46965.552 | 57802.3259 | 68273.9027 | 78368.2093 | 88107.9615 | 97496.3461 | 106552.4226 | 12382.3869 | 11933.2251 | 11471.3061 | 11178.6339 | 10836.7739 | 10471.5768 | 10094.3066 | 9739.7522 | 9388.3847 | 9056.0765
Com ¦ Condensing Water Heaters | ROB | C_Logistics & Warehouses | Ottawa and Surrounding | Water Heating | Commercial | Com ¦ Water Heating | End Use Consumption (m^3/year) | 13 | 1.5536 | 1.5892 | 1.6159 | 1.6352 | 1.6466 | 1.6465 | 1.6432 | 1.6432 | 1.6432 | 1.6432 | 0.24404 | 0.25463 | 0.26408 | 0.27258 | 0.27997 | 0.28555 | 0.29068 | 0.29649 | 0.30242 | 0.30847 | 0.15708 | 0.16022 | 0.16343 | 0.1667 | 0.17003 | 0.17343 | 0.1769 | 0.18044 | 0.18405 | 0.18773 | 0.086963 | 0.094409 | 0.10066 | 0.10589 | 0.10994 | 0.11212 | 0.11378 | 0.11606 | 0.11838 | 0.12075 | 5236.0103 | 5209.8302 | 5183.7811 | 5157.8622 | 5132.0728 | 5106.4125 | 5080.8804 | 5055.476 | 5030.1986 | 5005.0476 | 5236.0103 | 5209.8302 | 5183.7811 | 5157.8622 | 5132.0728 | 5106.4125 | 5080.8804 | 5055.476 | 5030.1986 | 5005.0476 | 163.1251 | 318.8686 | 467.0055 | 611.7447 | 751.91 | 886.9328 | 1016.4974 | 1141.1263 | 1260.8464 | 1376.0645 | 163.1251 | 155.7435 | 148.1369 | 144.7392 | 140.1653 | 135.0227 | 129.5646 | 124.6289 | 119.7201 | 115.2181
Com ¦ Infrared Heaters | ROB | C_Logistics & Warehouses | Ottawa and Surrounding | Space Heating/Ventilation | Commercial | Com ¦ Unit Heater | End Use Consumption (m^3/year) | 20 | 1.4656 | 1.4912 | 1.5115 | 1.5269 | 1.5367 | 1.5277 | 1.5255 | 1.5255 | 1.5255 | 1.5255 | 0.098582 | 0.10231 | 0.10578 | 0.10899 | 0.11188 | 0.11346 | 0.11555 | 0.11787 | 0.12022 | 0.12263 | 0.067263 | 0.068608 | 0.069981 | 0.07138 | 0.072808 | 0.074264 | 0.075749 | 0.077264 | 0.078809 | 0.080386 | 0.031319 | 0.033701 | 0.035795 | 0.037608 | 0.039073 | 0.039191 | 0.039804 | 0.040601 | 0.041413 | 0.042239 | 53696.0748 | 53427.5945 | 53160.4565 | 52894.6542 | 52630.1809 | 52367.03 | 52105.1949 | 51844.6689 | 51585.4456 | 51327.5183 | 53696.0748 | 53427.5945 | 53160.4565 | 52894.6542 | 52630.1809 | 52367.03 | 52105.1949 | 51844.6689 | 51585.4456 | 51327.5183 | 19.7584 | 39.6949 | 59.571 | 79.4492 | 99.295 | 119.0408 | 138.5969 | 157.916 | 176.9422 | 195.6503 | 19.7584 | 19.9365 | 19.8761 | 19.8782 | 19.8458 | 19.7458 | 19.5561 | 19.3191 | 19.0261 | 18.7081
Com ¦ Near Condensing Boiler¦ Std Baseline | ROB | C_Logistics & Warehouses | Ottawa and Surrounding | Space Heating/Ventilation | Commercial | Com¦Boiler¦Std | End Use Consumption (m^3/year) | 25 | 4.3784 | 4.4456 | 4.4989 | 4.5392 | 4.5649 | 4.5415 | 4.5355 | 4.5356 | 4.5355 | 4.5355 | 0.29918 | 0.30985 | 0.31983 | 0.32915 | 0.33764 | 0.34262 | 0.34902 | 0.356 | 0.36312 | 0.37037 | 0.068331 | 0.069697 | 0.071091 | 0.072513 | 0.073963 | 0.075443 | 0.076952 | 0.078491 | 0.08006 | 0.081662 | 0.23085 | 0.24015 | 0.24874 | 0.25664 | 0.26367 | 0.26718 | 0.27206 | 0.27751 | 0.28306 | 0.28871 | 996758.2487 | 991774.4574 | 986815.5851 | 981881.5072 | 976972.0997 | 972087.2392 | 967226.803 | 962390.669 | 957578.7156 | 952790.8221 | 996758.2487 | 991774.4574 | 986815.5851 | 981881.5072 | 976972.0997 | 972087.2392 | 967226.803 | 962390.669 | 957578.7156 | 952790.8221 | 24886.4178 | 47322.3794 | 67420.7287 | 85489.2921 | 101616.6858 | 115924.8691 | 128549.1636 | 139659.6895 | 149400.1797 | 157925.0209 | 24886.4178 | 22435.9615 | 20098.3493 | 18068.5634 | 16127.3937 | 14308.1833 | 12624.2945 | 11110.5259 | 9740.4902 | 8524.8412
Com ¦ Tankless Water Heaters | ROB | C_Logistics & Warehouses | Ottawa and Surrounding | Water Heating | Commercial | Com ¦ Water Heating | End Use Consumption (m^3/year) | 18 | 0.54413 | 0.55403 | 0.56143 | 0.5668 | 0.56995 | 0.56992 | 0.56902 | 0.56902 | 0.56901 | 0.56902 | 0.46011 | 0.47785 | 0.49392 | 0.50862 | 0.52167 | 0.53208 | 0.54186 | 0.5527 | 0.56375 | 0.57503 | 0.84559 | 0.8625 | 0.87976 | 0.89735 | 0.9153 | 0.9336 | 0.95228 | 0.97132 | 0.99075 | 1.0106 | -0.38548 | -0.38465 | -0.38583 | -0.38873 | -0.39362 | -0.40152 | -0.41041 | -0.41862 | -0.427 | -0.43553 | 7829.5481 | 7790.4003 | 7751.4483 | 7712.6911 | 7674.1276 | 7635.757 | 7597.5782 | 7559.5903 | 7521.7923 | 7484.1834 | 0 | 0 | 0 | 0 | 0 | 0 | 0 | 0 | 0 | 0 | 0 | 0 | 0 | 0 | 0 | 0 | 0 | 0 | 0 | 0 | 0 | 0 | 0 | 0 | 0 | 0 | 0 | 0 | 0 | 0
Com ¦ Air Curtains | NEW | C_Long Term Care | Ottawa and Surrounding | Space Heating/Ventilation | Commercial | NA | Shipping door | 15 | 5.3878 | 5.504 | 5.5961 | 5.6658 | 5.7101 | 5.6694 | 5.659 | 5.6589 | 5.6587 | 5.6585 | 54793.8552 | 57095.1782 | 59211.3087 | 61147.8426 | 62858.8782 | 63658.8135 | 64812.7081 | 66108.1395 | 67428.0058 | 68773.4309 | 10170 | 10373.4 | 10580.868 | 10792.4854 | 11008.3351 | 11228.5018 | 11453.0718 | 11682.1332 | 11915.7759 | 12154.0914 | 44623.8552 | 46721.7782 | 48630.4407 | 50355.3572 | 51850.5432 | 52430.3118 | 53359.6363 | 54426.0063 | 55512.2299 | 56619.3395 | 0.012976 | 0.025992 | 0.039046 | 0.052141 | 0.065277 | 0.078455 | 0.091674 | 0.10494 | 0.11824 | 0.13159 | 0.012976 | 0.025992 | 0.039046 | 0.052141 | 0.065277 | 0.078455 | 0.091674 | 0.10494 | 0.11824 | 0.13159 | 0.0092915 | 0.018611 | 0.028156 | 0.037914 | 0.047891 | 0.058071 | 0.068437 | 0.078975 | 0.089676 | 0.10053 | 0.0092915 | 0.0093194 | 0.0095456 | 0.0097571 | 0.0099778 | 0.01018 | 0.010366 | 0.010538 | 0.0107 | 0.010851
Com ¦ Condensing Boiler ¦ Near Cond Baseline | NEW | C_Long Term Care | Ottawa and Surrounding | Space Heating/Ventilation | Commercial | NA | End Use Consumption (m^3/year) | 25 | 1.0302 | 1.046 | 1.0586 | 1.0681 | 1.0741 | 1.0686 | 1.0672 | 1.0672 | 1.0672 | 1.0672 | 0.22439 | 0.23239 | 0.23987 | 0.24687 | 0.25323 | 0.25697 | 0.26176 | 0.267 | 0.27234 | 0.27778 | 0.2178 | 0.22216 | 0.2266 | 0.23114 | 0.23576 | 0.24047 | 0.24528 | 0.25019 | 0.25519 | 0.2603 | 0.0065823 | 0.010226 | 0.013271 | 0.01573 | 0.01747 | 0.016492 | 0.016479 | 0.016811 | 0.017145 | 0.017485 | 3987.7848 | 7987.5329 | 11999.4398 | 16023.7019 | 20060.5168 | 24110.083 | 28172.6004 | 32248.2698 | 36337.293 | 40439.8733 | 3987.7848 | 7987.5329 | 11999.4398 | 16023.7019 | 20060.5168 | 24110.083 | 28172.6004 | 32248.2698 | 36337.293 | 40439.8733 | 425.8254 | 852.9282 | 1252.7768 | 1612.4152 | 2017.9372 | 2441.3942 | 2866.9098 | 3283.5472 | 3698.584 | 4108.9893 | 425.8254 | 427.1028 | 399.8485 | 359.6385 | 405.522 | 423.4569 | 425.5156 | 416.6375 | 415.0368 | 410.4053
Com ¦ Condensing Boiler ¦ Std Baseline | NEW | C_Long Term Care | Ottawa and Surrounding | Space Heating/Ventilation | Commercial | Com¦Boiler¦Std | End Use Consumption (m^3/year) | 25 | 1.5743 | 1.5984 | 1.6176 | 1.6321 | 1.6413 | 1.6329 | 1.6308 | 1.6308 | 1.6308 | 1.6307 | 0.52357 | 0.54224 | 0.55971 | 0.57602 | 0.59087 | 0.59959 | 0.61078 | 0.623 | 0.63546 | 0.64816 | 0.33258 | 0.33923 | 0.34601 | 0.35294 | 0.35999 | 0.36719 | 0.37454 | 0.38203 | 0.38967 | 0.39746 | 0.19099 | 0.20301 | 0.21369 | 0.22309 | 0.23087 | 0.23239 | 0.23624 | 0.24097 | 0.24579 | 0.25069 | 9304.8311 | 18637.5768 | 27998.6929 | 37388.6378 | 46807.8725 | 56256.8604 | 65736.0677 | 75245.9628 | 84787.0171 | 94359.7043 | 9304.8311 | 18637.5768 | 27998.6929 | 37388.6378 | 46807.8725 | 56256.8604 | 65736.0677 | 75245.9628 | 84787.0171 | 94359.7043 | 224.0919 | 448.8562 | 893.6414 | 1538.0285 | 2422.7246 | 3531.9547 | 4846.6476 | 6346.1214 | 8027.3609 | 9875.7204 | 224.0919 | 224.7642 | 444.7852 | 644.3872 | 884.696 | 1109.2301 | 1314.6929 | 1499.4738 | 1681.2395 | 1848.3596
Com ¦ Condensing Water Heaters | NEW | C_Long Term Care | Ottawa and Surrounding | Water Heating | Commercial | Com ¦ Water Heating | End Use Consumption (m^3/year) | 13 | 1.5536 | 1.5892 | 1.6159 | 1.6352 | 1.6466 | 1.6465 | 1.6432 | 1.6432 | 1.6432 | 1.6432 | 0.24404 | 0.25463 | 0.26408 | 0.27258 | 0.27997 | 0.28555 | 0.29068 | 0.29649 | 0.30242 | 0.30847 | 0.15708 | 0.16022 | 0.16343 | 0.1667 | 0.17003 | 0.17343 | 0.1769 | 0.18044 | 0.18405 | 0.18773 | 0.086963 | 0.094409 | 0.10066 | 0.10589 | 0.10994 | 0.11212 | 0.11378 | 0.11606 | 0.11838 | 0.12075 | 199.6579 | 399.9149 | 600.7806 | 802.2648 | 1004.3776 | 1207.1288 | 1410.5284 | 1614.5865 | 1819.3132 | 2024.7186 | 199.6579 | 399.9149 | 600.7806 | 802.2648 | 1004.3776 | 1207.1288 | 1410.5284 | 1614.5865 | 1819.3132 | 2024.7186 | 111.7317 | 223.7985 | 337.0876 | 451.1382 | 568.5328 | 688.3355 | 809.9755 | 933.0298 | 1057.6391 | 1183.6243 | 111.7317 | 112.0669 | 113.289 | 114.0507 | 117.3946 | 119.8027 | 121.64 | 123.0543 | 124.6093 | 125.9851
Com ¦ Demand Control Kitchen Ventilation | NEW | C_Long Term Care | Ottawa and Surrounding | Space Heating/Ventilation | Commercial | NA | per building | 15 | 4.3624 | 4.408 | 4.4448 | 4.4736 | 4.4933 | 4.4812 | 4.4808 | 4.4844 | 4.4881 | 4.4919 | 65435.9299 | 67442.9283 | 69366.2343 | 71211.5723 | 72954.905 | 74214.772 | 75691.2479 | 77268.2103 | 78878.4803 | 80524.0625 | 15000 | 15300 | 15606 | 15918.12 | 16236.4824 | 16561.212 | 16892.4363 | 17230.285 | 17574.8907 | 17926.3885 | 50435.9299 | 52142.9283 | 53760.2343 | 55293.4523 | 56718.4226 | 57653.56 | 58798.8116 | 60037.9253 | 61303.5896 | 62597.674 | 10.368 | 20.7671 | 31.1978 | 41.6607 | 52.1561 | 62.6848 | 73.2471 | 83.8435 | 94.4748 | 105.1412 | 10.368 | 20.7671 | 31.1978 | 41.6607 | 52.1561 | 62.6848 | 73.2471 | 83.8435 | 94.4748 | 105.1412 | 7.102 | 14.2253 | 21.5044 | 28.9319 | 36.5221 | 44.2625 | 52.1426 | 60.1525 | 68.2868 | 76.5374 | 7.102 | 7.1233 | 7.2791 | 7.4275 | 7.5902 | 7.7404 | 7.88 | 8.0099 | 8.1343 | 8.2506
Com ¦ Efficient Gas Broilers | NEW | C_Long Term Care | Ottawa and Surrounding | Appliances/Other | Commercial | NA | Equipment | 12 | 2.8503 | 2.9204 | 2.9726 | 3.0104 | 3.0329 | 3.0322 | 3.0258 | 3.0258 | 3.0258 | 3.0258 | 3619.8472 | 3783.1185 | 3927.7842 | 4057.2257 | 4169.3171 | 4251.6453 | 4327.6076 | 4414.1824 | 4502.4753 | 4592.4136 | 1270 | 1295.4 | 1321.308 | 1347.7342 | 1374.6888 | 1402.1826 | 1430.2263 | 1458.8308 | 1488.0074 | 1517.7676 | 2349.8472 | 2487.7185 | 2606.4762 | 2709.4916 | 2794.6283 | 2849.4627 | 2897.3813 | 2955.3516 | 3014.4679 | 3074.646 | 1.1969 | 2.3975 | 3.6016 | 4.8095 | 6.0212 | 7.2366 | 8.456 | 9.6793 | 10.9066 | 12.138 | 1.1969 | 2.3975 | 3.6016 | 4.8095 | 6.0212 | 7.2366 | 8.456 | 9.6793 | 10.9066 | 12.138 | 0.8199 | 1.6423 | 2.4815 | 3.3364 | 4.2113 | 5.1038 | 6.0123 | 6.9352 | 7.8721 | 8.8219 | 0.8199 | 0.82236 | 0.83924 | 0.85494 | 0.87486 | 0.8925 | 0.90845 | 0.92291 | 0.93691 | 0.94987
Com ¦ Efficient Gas Griddles | NEW | C_Long Term Care | Ottawa and Surrounding | Appliances/Other | Commercial | NA | Equipment | 10 | 4.3596 | 4.4841 | 4.5767 | 4.6436 | 4.6836 | 4.6822 | 4.671 | 4.671 | 4.671 | 4.6709 | 5013.5702 | 5259.8733 | 5475.7893 | 5666.9948 | 5830.0936 | 5945.0129 | 6049.3306 | 6170.3006 | 6293.7734 | 6419.5086 | 1150 | 1173 | 1196.46 | 1220.3892 | 1244.797 | 1269.6929 | 1295.0868 | 1320.9885 | 1347.4083 | 1374.3565 | 3863.5702 | 4086.8733 | 4279.3293 | 4446.6056 | 4585.2966 | 4675.3199 | 4754.2438 | 4849.3121 | 4946.3651 | 5045.1521 | 2.1622 | 4.3308 | 6.5061 | 8.688 | 10.8768 | 13.0725 | 15.2752 | 17.485 | 19.7021 | 21.9265 | 2.1622 | 4.3308 | 6.5061 | 8.688 | 10.8768 | 13.0725 | 15.2752 | 17.485 | 19.7021 | 21.9265 | 1.5662 | 3.1371 | 4.7434 | 6.3842 | 8.061 | 9.7717 | 11.5143 | 13.2867 | 15.0874 | 16.9146 | 1.5662 | 1.5709 | 1.6063 | 1.6408 | 1.6768 | 1.7107 | 1.7426 | 1.7724 | 1.8007 | 1.8272
Com ¦ Efficient Gas Ovens | NEW | C_Long Term Care | Ottawa and Surrounding | Appliances/Other | Commercial | NA | Equipment | 12 | 2.0905 | 2.142 | 2.1802 | 2.2079 | 2.2244 | 2.2239 | 2.2192 | 2.2192 | 2.2192 | 2.2192 | 1829.2171 | 1911.6996 | 1984.7857 | 2050.183 | 2106.8181 | 2148.4214 | 2186.81 | 2230.5593 | 2275.1771 | 2320.6267 | 875 | 892.5 | 910.35 | 928.557 | 947.1281 | 966.0707 | 985.3921 | 1005.1 | 1025.202 | 1045.706 | 954.2171 | 1019.1996 | 1074.4357 | 1121.626 | 1159.69 | 1182.3507 | 1201.4179 | 1225.4594 | 1249.9751 | 1274.9207 | 0.55208 | 1.1058 | 1.6612 | 2.2184 | 2.7772 | 3.3379 | 3.9003 | 4.4645 | 5.0306 | 5.5986 | 0.55208 | 1.1058 | 1.6612 | 2.2184 | 2.7772 | 3.3379 | 3.9003 | 4.4645 | 5.0306 | 5.5986 | 0.35474 | 0.71054 | 1.0742 | 1.4448 | 1.8251 | 2.2137 | 2.6093 | 3.011 | 3.4186 | 3.8314 | 0.35474 | 0.3558 | 0.36369 | 0.37054 | 0.38036 | 0.38856 | 0.39563 | 0.40172 | 0.40754 | 0.41278
Com ¦ Efficient Gas Range Tops | NEW | C_Long Term Care | Ottawa and Surrounding | Appliances/Other | Commercial | NA | Equipment | 10 | 2.1138 | 2.1741 | 2.219 | 2.2514 | 2.2708 | 2.2702 | 2.2647 | 2.2647 | 2.2647 | 2.2647 | 1691.0065 | 1774.0811 | 1846.9065 | 1911.3975 | 1966.4084 | 2005.169 | 2040.3539 | 2081.1554 | 2122.801 | 2165.2097 | 800 | 816 | 832.32 | 848.9664 | 865.9457 | 883.2646 | 900.9299 | 918.9485 | 937.3275 | 956.0741 | 891.0065 | 958.0811 | 1014.5865 | 1062.4311 | 1100.4627 | 1121.9044 | 1139.424 | 1162.2069 | 1185.4735 | 1209.1357 | 0.64824 | 1.2984 | 1.9506 | 2.6048 | 3.261 | 3.9193 | 4.5796 | 5.2422 | 5.9069 | 6.5738 | 0.64824 | 1.2984 | 1.9506 | 2.6048 | 3.261 | 3.9193 | 4.5796 | 5.2422 | 5.9069 | 6.5738 | 0.4317 | 0.8647 | 1.3063 | 1.7558 | 2.216 | 2.6855 | 3.1634 | 3.6488 | 4.1414 | 4.6408 | 0.4317 | 0.433 | 0.44159 | 0.44946 | 0.46022 | 0.46957 | 0.47789 | 0.48536 | 0.49265 | 0.49937
Com ¦ Energy Star Gas Fryers | NEW | C_Long Term Care | Ottawa and Surrounding | Appliances/Other | Commercial | NA | Equipment | 12 | 2.2897 | 2.3456 | 2.3873 | 2.4174 | 2.4354 | 2.4348 | 2.4298 | 2.4298 | 2.4299 | 2.4298 | 2353.7648 | 2459.5342 | 2553.2974 | 2637.2393 | 2709.9887 | 2763.5282 | 2812.9657 | 2869.2682 | 2926.6923 | 2985.1919 | 1028 | 1048.56 | 1069.5312 | 1090.9218 | 1112.7403 | 1134.9951 | 1157.695 | 1180.8489 | 1204.4658 | 1228.5552 | 1325.7648 | 1410.9742 | 1483.7662 | 1546.3175 | 1597.2484 | 1628.5332 | 1655.2707 | 1688.4193 | 1722.2264 | 1756.6367 | 0.67522 | 1.3525 | 2.0318 | 2.7131 | 3.3967 | 4.0823 | 4.7702 | 5.4603 | 6.1527 | 6.8473 | 0.67522 | 1.3525 | 2.0318 | 2.7131 | 3.3967 | 4.0823 | 4.7702 | 5.4603 | 6.1527 | 6.8473 | 0.443 | 0.88732 | 1.342 | 1.8058 | 2.2818 | 2.768 | 3.2632 | 3.7662 | 4.2767 | 4.7941 | 0.443 | 0.44433 | 0.45468 | 0.46381 | 0.47595 | 0.48623 | 0.49518 | 0.50301 | 0.51054 | 0.51736
Com ¦ High Extraction Washer | NEW | C_Long Term Care | Ottawa and Surrounding | Appliances/Other | Commercial | NA | Customer Segment Consumption (m^3/year) | 10 | 5.3661 | 5.5193 | 5.6332 | 5.7156 | 5.7648 | 5.7631 | 5.7493 | 5.7493 | 5.7493 | 5.7492 | 0.037237 | 0.039066 | 0.04067 | 0.04209 | 0.043302 | 0.044155 | 0.04493 | 0.045828 | 0.046745 | 0.047679 | 0.0069394 | 0.0070782 | 0.0072197 | 0.0073641 | 0.0075114 | 0.0076616 | 0.0078149 | 0.0079712 | 0.0081306 | 0.0082932 | 0.030298 | 0.031988 | 0.03345 | 0.034726 | 0.03579 | 0.036493 | 0.037115 | 0.037857 | 0.038615 | 0.039386 | 2241.2603 | 4489.2444 | 6744.062 | 9005.8237 | 11274.6405 | 13550.6239 | 15833.8862 | 18124.5404 | 20422.6999 | 22728.4788 | 2241.2603 | 4489.2444 | 6744.062 | 9005.8237 | 11274.6405 | 13550.6239 | 15833.8862 | 18124.5404 | 20422.6999 | 22728.4788 | 1649.8631 | 3304.6758 | 4999.8523 | 6733.7646 | 8507.1134 | 10317.2708 | 12161.7151 | 14037.9432 | 15943.9782 | 17877.565 | 1649.8631 | 1654.8127 | 1695.1765 | 1733.9123 | 1773.3488 | 1810.1574 | 1844.4442 | 1876.2282 | 1906.0349 | 1933.5868
Com ¦ High perf.glazings ¦ New | NEW | C_Long Term Care | Ottawa and Surrounding | Space Heating/Ventilation | Commercial | Windows New | End Use Consumption (m^3/year) | 30 | 1.6157 | 1.6383 | 1.6563 | 1.6698 | 1.6785 | 1.6706 | 1.6686 | 1.6686 | 1.6686 | 1.6686 | 0.40969 | 0.42374 | 0.43695 | 0.44934 | 0.4607 | 0.46771 | 0.47649 | 0.48602 | 0.49574 | 0.50565 | 0.25357 | 0.25864 | 0.26382 | 0.26909 | 0.27447 | 0.27996 | 0.28556 | 0.29127 | 0.2971 | 0.30304 | 0.15612 | 0.1651 | 0.17313 | 0.18025 | 0.18623 | 0.18774 | 0.19093 | 0.19475 | 0.19864 | 0.2026 | 2652.158 | 5312.2725 | 7980.4734 | 10656.8914 | 13341.6579 | 16034.9049 | 18736.7654 | 21447.3728 | 24166.8615 | 26895.3666 | 2652.158 | 5312.2725 | 7980.4734 | 10656.8914 | 13341.6579 | 16034.9049 | 18736.7654 | 21447.3728 | 24166.8615 | 26895.3666 | 823.0485 | 1648.5662 | 2465.5363 | 3262.4037 | 4106.4449 | 4974.5695 | 5853.329 | 6733.2523 | 7619.4681 | 8508.9422 | 823.0485 | 825.5177 | 816.9701 | 796.8673 | 844.0412 | 868.1246 | 878.7595 | 879.9233 | 886.2158 | 889.4741
Com ¦ Near Condensing Boiler¦ Std Baseline | NEW | C_Long Term Care | Ottawa and Surrounding | Space Heating/Ventilation | Commercial | Com¦Boiler¦Std | End Use Consumption (m^3/year) | 25 | 4.3784 | 4.4456 | 4.4989 | 4.5392 | 4.5649 | 4.5415 | 4.5355 | 4.5356 | 4.5355 | 4.5355 | 0.29918 | 0.30985 | 0.31983 | 0.32915 | 0.33764 | 0.34262 | 0.34902 | 0.356 | 0.36312 | 0.37037 | 0.068331 | 0.069697 | 0.071091 | 0.072513 | 0.073963 | 0.075443 | 0.076952 | 0.078491 | 0.08006 | 0.081662 | 0.23085 | 0.24015 | 0.24874 | 0.25664 | 0.26367 | 0.26718 | 0.27206 | 0.27751 | 0.28306 | 0.28871 | 5317.0464 | 10650.0439 | 15999.2531 | 21364.9359 | 26747.3557 | 32146.7774 | 37563.4672 | 42997.693 | 48449.724 | 53919.831 | 5317.0464 | 10650.0439 | 15999.2531 | 21364.9359 | 26747.3557 | 32146.7774 | 37563.4672 | 42997.693 | 48449.724 | 53919.831 | 3316.617 | 6643.1838 | 9777.3107 | 12714.5037 | 15474.5835 | 18052.6941 | 20449.6323 | 22669.3954 | 24720.4826 | 26610.5408 | 3316.617 | 3326.5668 | 3134.1269 | 2937.193 | 2760.0799 | 2578.1106 | 2396.9381 | 2219.7632 | 2051.0871 | 1890.0583
Com ¦ Super High Perf Glazing ¦New | NEW | C_Long Term Care | Ottawa and Surrounding | Space Heating/Ventilation | Commercial | Windows New | End Use Consumption (m^3/year) | 30 | 0.53856 | 0.54611 | 0.55209 | 0.55662 | 0.5595 | 0.55687 | 0.5562 | 0.5562 | 0.5562 | 0.55619 | 0.61454 | 0.63561 | 0.65542 | 0.67401 | 0.69106 | 0.70156 | 0.71473 | 0.72903 | 0.74361 | 0.75847 | 1.1411 | 1.1639 | 1.1872 | 1.2109 | 1.2351 | 1.2598 | 1.285 | 1.3107 | 1.3369 | 1.3637 | -0.52653 | -0.52828 | -0.53175 | -0.5369 | -0.54407 | -0.55828 | -0.5703 | -0.5817 | -0.59334 | -0.60522 | 3978.237 | 7968.4087 | 11970.7101 | 15985.3371 | 20012.4868 | 24052.3574 | 28105.1481 | 32171.0592 | 36250.2923 | 40343.05 | 0 | 0 | 0 | 0 | 0 | 0 | 0 | 0 | 0 | 0 | 0 | 0 | 0 | 0 | 0 | 0 | 0 | 0 | 0 | 0 | 0 | 0 | 0 | 0 | 0 | 0 | 0 | 0 | 0 | 0
Com ¦ Tankless Water Heaters | NEW | C_Long Term Care | Ottawa and Surrounding | Water Heating | Commercial | Com ¦ Water Heating | End Use Consumption (m^3/year) | 18 | 0.54413 | 0.55403 | 0.56143 | 0.5668 | 0.56995 | 0.56992 | 0.56902 | 0.56902 | 0.56901 | 0.56902 | 0.46011 | 0.47785 | 0.49392 | 0.50862 | 0.52167 | 0.53208 | 0.54186 | 0.5527 | 0.56375 | 0.57503 | 0.84559 | 0.8625 | 0.87976 | 0.89735 | 0.9153 | 0.9336 | 0.95228 | 0.97132 | 0.99075 | 1.0106 | -0.38548 | -0.38465 | -0.38583 | -0.38873 | -0.39362 | -0.40152 | -0.41041 | -0.41862 | -0.427 | -0.43553 | 298.5539 | 598.0035 | 898.3634 | 1199.6483 | 1501.873 | 1805.0524 | 2109.2013 | 2414.3349 | 2720.4683 | 3027.6167 | 0 | 0 | 0 | 0 | 0 | 0 | 0 | 0 | 0 | 0 | 0 | 0 | 0 | 0 | 0 | 0 | 0 | 0 | 0 | 0 | 0 | 0 | 0 | 0 | 0 | 0 | 0 | 0 | 0 | 0
Com ¦ Waste Water Heat Recovery ¦New | NEW | C_Long Term Care | Ottawa and Surrounding | Water Heating | Commercial | NA | Bed | 25 | 65.0036 | 65.9745 | 66.7011 | 67.2277 | 67.5375 | 67.5353 | 67.4473 | 67.4482 | 67.4487 | 67.4507 | 1075.1603 | 1113.0427 | 1147.8065 | 1180.0053 | 1209.152 | 1233.2965 | 1256.3225 | 1281.4651 | 1307.1047 | 1333.2873 | 16.54 | 16.8708 | 17.2082 | 17.5524 | 17.9034 | 18.2615 | 18.6267 | 18.9993 | 19.3792 | 19.7668 | 1058.6203 | 1096.1719 | 1130.5983 | 1162.4529 | 1191.2486 | 1215.035 | 1237.6958 | 1262.4658 | 1287.7255 | 1313.5204 | 24.704 | 49.482 | 74.3354 | 99.2654 | 124.2731 | 149.3597 | 174.5267 | 199.7751 | 225.1062 | 250.5213 | 24.704 | 49.482 | 74.3354 | 99.2654 | 124.2731 | 149.3597 | 174.5267 | 199.7751 | 225.1062 | 250.5213 | 18.6763 | 37.4087 | 56.7731 | 76.7055 | 97.1505 | 118.0589 | 139.3866 | 161.0947 | 183.1483 | 205.5166 | 18.6763 | 18.7323 | 19.3645 | 19.9324 | 20.445 | 20.9083 | 21.3278 | 21.7081 | 22.0536 | 22.3683
Com ¦ Air Sealing | RET | C_Long Term Care | Ottawa and Surrounding | Space Heating/Ventilation | Commercial | NA | Floor area (1000m2) | 6 | 0.7443 | 0.77842 | 0.80548 | 0.82599 | 0.83903 | 0.82713 | 0.82412 | 0.82415 | 0.82415 | 0.82412 | 0.06258 | 0.066757 | 0.07046 | 0.073699 | 0.07636 | 0.076782 | 0.078033 | 0.079597 | 0.081189 | 0.082809 | 0.084079 | 0.08576 | 0.087476 | 0.089225 | 0.09101 | 0.09283 | 0.094686 | 0.09658 | 0.098512 | 0.10048 | -0.021499 | -0.019003 | -0.017016 | -0.015526 | -0.01465 | -0.016047 | -0.016654 | -0.016984 | -0.017323 | -0.017673 | 22.8795 | 22.7651 | 22.6513 | 22.5381 | 22.4254 | 22.3132 | 22.2017 | 22.0907 | 21.9802 | 21.8703 | 0 | 0 | 0 | 0 | 0 | 0 | 0 | 0 | 0 | 0 | 0 | 0 | 0 | 0 | 0 | 0 | 0 | 0 | 0 | 0 | 0 | 0 | 0 | 0 | 0 | 0 | 0 | 0 | 0 | 0
Com ¦ Building Controls and Automation Systems | RET | C_Long Term Care | Ottawa and Surrounding | Space Heating/Ventilation | Commercial | NA | Customer Segment Consumption (m^3/year) | 11 | 1.6349 | 1.6788 | 1.7136 | 1.7399 | 1.7567 | 1.7414 | 1.7375 | 1.7375 | 1.7375 | 1.7375 | 0.21383 | 0.22396 | 0.23317 | 0.24149 | 0.2487 | 0.25146 | 0.25592 | 0.26104 | 0.26626 | 0.27158 | 0.13079 | 0.13341 | 0.13607 | 0.13879 | 0.14157 | 0.1444 | 0.14729 | 0.15024 | 0.15324 | 0.15631 | 0.083038 | 0.090553 | 0.097099 | 0.1027 | 0.10713 | 0.10706 | 0.10863 | 0.1108 | 0.11302 | 0.11528 | 585532.1232 | 582604.4626 | 579691.4403 | 576792.9831 | 573909.0182 | 571039.4731 | 568184.2757 | 565343.3543 | 562516.6376 | 559704.0544 | 585532.1232 | 582604.4626 | 579691.4403 | 576792.9831 | 573909.0182 | 571039.4731 | 568184.2757 | 565343.3543 | 562516.6376 | 559704.0544 | 23656.4264 | 47709.5247 | 71966.0536 | 96683.154 | 121586.7872 | 146451.1929 | 171073.4332 | 195335.9747 | 219082.9406 | 242204.408 | 23656.4264 | 24053.0984 | 24256.5289 | 24717.1003 | 24903.6332 | 24864.4057 | 24622.2403 | 24262.5415 | 23746.9659 | 23121.4673
Com ¦ Heat Reflector Panels | RET | C_Long Term Care | Ottawa and Surrounding | Space Heating/Ventilation | Commercial | NA | End Use Consumption (m^3/year) | 18 | 2.0191 | 2.0568 | 2.0867 | 2.1094 | 2.1238 | 2.1106 | 2.1073 | 2.1073 | 2.1073 | 2.1073 | 0.092157 | 0.095756 | 0.099092 | 0.10217 | 0.10493 | 0.10636 | 0.10832 | 0.11049 | 0.1127 | 0.11495 | 0.045643 | 0.046556 | 0.047487 | 0.048437 | 0.049405 | 0.050393 | 0.051401 | 0.052429 | 0.053478 | 0.054547 | 0.046514 | 0.049201 | 0.051605 | 0.053734 | 0.055522 | 0.055969 | 0.056917 | 0.058057 | 0.059217 | 0.0604 | 27282.1374 | 27145.7267 | 27009.998 | 26874.9481 | 26740.5733 | 26606.8704 | 26473.8361 | 26341.4669 | 26209.7596 | 26078.7108 | 27282.1374 | 27145.7267 | 27009.998 | 26874.9481 | 26740.5733 | 26606.8704 | 26473.8361 | 26341.4669 | 26209.7596 | 26078.7108 | 1020.5913 | 2052.3595 | 3086.5677 | 4143.6929 | 5210.3398 | 6276.3856 | 7333.1733 | 8377.3981 | 9403.0393 | 10406.6786 | 1020.5913 | 1031.7683 | 1034.2081 | 1057.1252 | 1066.6469 | 1066.0458 | 1056.7878 | 1044.2248 | 1025.6412 | 1003.6393
Com ¦ Heat/Energy Recovery Ventilation | RET | C_Long Term Care | Ottawa and Surrounding | Space Heating/Ventilation | Commercial | NA | End Use Consumption (m^3/year) | 15 | 1.781 | 1.8187 | 1.8486 | 1.8713 | 1.8857 | 1.8726 | 1.8692 | 1.8693 | 1.8692 | 1.8692 | 0.40645 | 0.42336 | 0.43893 | 0.45319 | 0.46582 | 0.47182 | 0.4804 | 0.49002 | 0.49982 | 0.5098 | 0.22821 | 0.23278 | 0.23743 | 0.24218 | 0.24703 | 0.25197 | 0.25701 | 0.26215 | 0.26739 | 0.27274 | 0.17824 | 0.19059 | 0.2015 | 0.21101 | 0.21879 | 0.21985 | 0.2234 | 0.22787 | 0.23243 | 0.23707 | 439924.465 | 437724.8427 | 435536.2185 | 433358.5374 | 431191.7447 | 429035.786 | 426890.6071 | 424756.154 | 422632.3733 | 420519.2114 | 439924.465 | 437724.8427 | 435536.2185 | 433358.5374 | 431191.7447 | 429035.786 | 426890.6071 | 424756.154 | 422632.3733 | 420519.2114 | 16457.0341 | 33094.2975 | 49770.9036 | 66817.0476 | 84016.7289 | 101206.7174 | 118247.4202 | 135085.545 | 151624.0092 | 167807.6932 | 16457.0341 | 16637.2634 | 16676.6061 | 17046.144 | 17199.6814 | 17189.9885 | 17040.7028 | 16838.1248 | 16538.4642 | 16183.684
Com ¦ High perf.glazings ¦ Retro | RET | C_Long Term Care | Ottawa and Surrounding | Space Heating/Ventilation | Commercial | Windows Retro | End Use Consumption (m^3/year) | 30 | 1.1286 | 1.1444 | 1.1569 | 1.1664 | 1.1725 | 1.167 | 1.1656 | 1.1656 | 1.1656 | 1.1655 | 0.40969 | 0.42374 | 0.43695 | 0.44934 | 0.4607 | 0.46771 | 0.47649 | 0.48602 | 0.49574 | 0.50565 | 0.36301 | 0.37027 | 0.37767 | 0.38523 | 0.39293 | 0.40079 | 0.4088 | 0.41698 | 0.42532 | 0.43383 | 0.046685 | 0.053473 | 0.059275 | 0.064116 | 0.067774 | 0.066916 | 0.067683 | 0.069039 | 0.070417 | 0.071818 | 202992.0935 | 201977.133 | 200967.2474 | 199962.4111 | 198962.5991 | 197967.7861 | 196977.9472 | 195993.0574 | 195013.0921 | 194038.0267 | 202992.0935 | 201977.133 | 200967.2474 | 199962.4111 | 198962.5991 | 197967.7861 | 196977.9472 | 195993.0574 | 195013.0921 | 194038.0267 | 1480.0772 | 2833.3264 | 4023.7924 | 5338.2412 | 6685.0523 | 8014.9214 | 9295.852 | 10552.182 | 11776.3579 | 12985.6682 | 1480.0772 | 1353.2492 | 1190.466 | 1314.4488 | 1346.8111 | 1329.8691 | 1280.9307 | 1256.3299 | 1224.176 | 1209.3102
Com ¦ Operational Improvement | RET | C_Long Term Care | Ottawa and Surrounding | Cross Cutting/Behavioural | Commercial | NA | Customer Segment Consumption (m^3/year) | 5 | 2.0919 | 2.2142 | 2.3046 | 2.3725 | 2.4157 | 2.3793 | 2.3692 | 2.3692 | 2.3693 | 2.3693 | 0.051596 | 0.055707 | 0.05914 | 0.0621 | 0.064494 | 0.064795 | 0.065809 | 0.067124 | 0.06847 | 0.069841 | 0.024665 | 0.025158 | 0.025662 | 0.026175 | 0.026698 | 0.027232 | 0.027777 | 0.028332 | 0.028899 | 0.029477 | 0.026931 | 0.030548 | 0.033478 | 0.035925 | 0.037796 | 0.037563 | 0.038033 | 0.038792 | 0.039571 | 0.040364 | 452872.5016 | 450608.1391 | 448355.0984 | 446113.3229 | 443882.7563 | 441663.3425 | 439455.0258 | 437257.7506 | 435071.4619 | 432896.1046 | 452872.5016 | 450608.1391 | 448355.0984 | 446113.3229 | 443882.7563 | 441663.3425 | 439455.0258 | 437257.7506 | 435071.4619 | 432896.1046 | 22159.9682 | 44966.6149 | 68228.5465 | 91790.7358 | 115421.5086 | 138889.0958 | 161966.7628 | 184448.6107 | 206141.4397 | 226881.256 | 22159.9682 | 22806.6467 | 23261.9316 | 23562.1893 | 23630.7728 | 23467.5872 | 23077.667 | 22481.8479 | 21692.829 | 20739.8163
Com ¦ Ozone Laundry | RET | C_Long Term Care | Ottawa and Surrounding | Water Heating | Commercial | NA | Customer Segment Consumption (m^3/year) | 15 | 5.1587 | 5.2651 | 5.3447 | 5.4024 | 5.4363 | 5.436 | 5.4263 | 5.4262 | 5.4262 | 5.4263 | 0.27895 | 0.2904 | 0.30069 | 0.31001 | 0.3182 | 0.32454 | 0.33044 | 0.33705 | 0.34379 | 0.35067 | 0.054075 | 0.055156 | 0.056259 | 0.057384 | 0.058532 | 0.059703 | 0.060897 | 0.062115 | 0.063357 | 0.064624 | 0.22488 | 0.23525 | 0.24443 | 0.25263 | 0.25967 | 0.26484 | 0.26955 | 0.27493 | 0.28043 | 0.28604 | 736169.4109 | 732488.5638 | 728826.121 | 725181.9904 | 721556.0804 | 717948.3 | 714358.5585 | 710786.7657 | 707232.8319 | 703696.6678 | 736169.4109 | 732488.5638 | 728826.121 | 725181.9904 | 721556.0804 | 717948.3 | 714358.5585 | 710786.7657 | 707232.8319 | 703696.6678 | 36032.32 | 73116.6792 | 110941.776 | 149254.8237 | 187679.0589 | 225837.4966 | 263361.3225 | 299915.5287 | 335185.8568 | 368905.5471 | 36032.32 | 37084.3592 | 37825.0968 | 38313.0477 | 38424.2352 | 38158.4377 | 37523.8258 | 36554.2062 | 35270.3281 | 33719.6903
Com ¦ Roof Insulation Upgrade | RET | C_Long Term Care | Ottawa and Surrounding | Space Heating/Ventilation | Commercial | NA | Floor area (1000m2) | 20 | 0.96938 | 0.98631 | 0.99974 | 1.0099 | 1.0164 | 1.0105 | 1.009 | 1.009 | 1.009 | 1.009 | 0.36147 | 0.37513 | 0.38785 | 0.39962 | 0.41023 | 0.416 | 0.42369 | 0.43217 | 0.44081 | 0.44963 | 0.37288 | 0.38034 | 0.38795 | 0.39571 | 0.40362 | 0.41169 | 0.41993 | 0.42833 | 0.43689 | 0.44563 | -0.011417 | -0.0052059 | -0.00010224 | 0.0039177 | 0.0066095 | 0.0043095 | 0.0037681 | 0.0038478 | 0.0039229 | 0.0039953 | 12.8125 | 12.7485 | 12.6847 | 12.6213 | 12.5582 | 12.4954 | 12.4329 | 12.3708 | 12.3089 | 12.2474 | 0 | 0 | 0 | 12.6213 | 12.5582 | 12.4954 | 12.4329 | 12.3708 | 12.3089 | 12.2474 | 0 | 0 | 0 | 0.10936 | 0.22079 | 0.33142 | 0.43938 | 0.54605 | 0.65096 | 0.75509 | 0 | 0 | 0 | 0.10936 | 0.11143 | 0.11064 | 0.10796 | 0.10667 | 0.10491 | 0.10413
Com ¦ Super High Perf Glazing ¦Retro | RET | C_Long Term Care | Ottawa and Surrounding | Space Heating/Ventilation | Commercial | Windows Retro | End Use Consumption (m^3/year) | 30 | 0.53856 | 0.54611 | 0.55209 | 0.55662 | 0.5595 | 0.55687 | 0.5562 | 0.5562 | 0.5562 | 0.55619 | 0.61454 | 0.63561 | 0.65542 | 0.67401 | 0.69106 | 0.70156 | 0.71473 | 0.72903 | 0.74361 | 0.75847 | 1.1411 | 1.1639 | 1.1872 | 1.2109 | 1.2351 | 1.2598 | 1.285 | 1.3107 | 1.3369 | 1.3637 | -0.52653 | -0.52828 | -0.53175 | -0.5369 | -0.54407 | -0.55828 | -0.5703 | -0.5817 | -0.59334 | -0.60522 | 304488.1403 | 302965.6996 | 301450.8711 | 299943.6167 | 298443.8986 | 296951.6791 | 295466.9207 | 293989.5861 | 292519.6382 | 291057.04 | 0 | 0 | 0 | 0 | 0 | 0 | 0 | 0 | 0 | 0 | 0 | 0 | 0 | 0 | 0 | 0 | 0 | 0 | 0 | 0 | 0 | 0 | 0 | 0 | 0 | 0 | 0 | 0 | 0 | 0
Com ¦ Wall Insulation Upgrade | RET | C_Long Term Care | Ottawa and Surrounding | Space Heating/Ventilation | Commercial | NA | Floor area (1000m2) | 20 | 0.23905 | 0.24323 | 0.24654 | 0.24904 | 0.25064 | 0.24918 | 0.24881 | 0.24882 | 0.24882 | 0.24881 | 0.29574 | 0.30693 | 0.31733 | 0.32697 | 0.33564 | 0.34037 | 0.34666 | 0.3536 | 0.36067 | 0.36788 | 1.2372 | 1.2619 | 1.2871 | 1.3129 | 1.3391 | 1.3659 | 1.3932 | 1.4211 | 1.4495 | 1.4785 | -0.94142 | -0.95498 | -0.96981 | -0.98592 | -1.0035 | -1.0256 | -1.0466 | -1.0675 | -1.0889 | -1.1106 | 41.1832 | 40.9773 | 40.7724 | 40.5685 | 40.3657 | 40.1638 | 39.963 | 39.7632 | 39.5644 | 39.3666 | 0 | 0 | 0 | 0 | 0 | 0 | 0 | 0 | 0 | 0 | 0 | 0 | 0 | 0 | 0 | 0 | 0 | 0 | 0 | 0 | 0 | 0 | 0 | 0 | 0 | 0 | 0 | 0 | 0 | 0
Com ¦ Waste Water Heat Recovery ¦ Retro | RET | C_Long Term Care | Ottawa and Surrounding | Water Heating | Commercial | NA | Bed | 25 | 1.6591 | 1.6839 | 1.7025 | 1.7159 | 1.7238 | 1.7238 | 1.7215 | 1.7215 | 1.7215 | 1.7216 | 42.0258 | 43.5066 | 44.8654 | 46.124 | 47.2633 | 48.207 | 49.1071 | 50.0898 | 51.092 | 52.1155 | 25.33 | 25.8366 | 26.3533 | 26.8804 | 27.418 | 27.9664 | 28.5257 | 29.0962 | 29.6781 | 30.2717 | 16.6958 | 17.67 | 18.5121 | 19.2436 | 19.8453 | 20.2407 | 20.5814 | 20.9936 | 21.4139 | 21.8438 | 73.9076 | 73.5381 | 73.1704 | 72.8045 | 72.4405 | 72.0783 | 71.7179 | 71.3593 | 71.0025 | 70.6475 | 73.9076 | 73.5381 | 73.1704 | 72.8045 | 72.4405 | 72.0783 | 71.7179 | 71.3593 | 71.0025 | 70.6475 | 2.077 | 4.1376 | 6.1605 | 8.2496 | 10.3649 | 12.4812 | 14.5799 | 16.6644 | 18.7261 | 20.766 | 2.077 | 2.0606 | 2.0229 | 2.0891 | 2.1152 | 2.1163 | 2.0987 | 2.0846 | 2.0616 | 2.04
Com ¦ Air Curtains | ROB | C_Long Term Care | Ottawa and Surrounding | Space Heating/Ventilation | Commercial | NA | Shipping door | 15 | 5.3878 | 5.504 | 5.5961 | 5.6658 | 5.7101 | 5.6694 | 5.659 | 5.6589 | 5.6587 | 5.6585 | 54793.8552 | 57095.1782 | 59211.3087 | 61147.8426 | 62858.8782 | 63658.8135 | 64812.7081 | 66108.1395 | 67428.0058 | 68773.4309 | 10170 | 10373.4 | 10580.868 | 10792.4854 | 11008.3351 | 11228.5018 | 11453.0718 | 11682.1332 | 11915.7759 | 12154.0914 | 44623.8552 | 46721.7782 | 48630.4407 | 50355.3572 | 51850.5432 | 52430.3118 | 53359.6363 | 54426.0063 | 55512.2299 | 56619.3395 | 0.99319 | 0.98822 | 0.98328 | 0.97836 | 0.97347 | 0.9686 | 0.96376 | 0.95894 | 0.95415 | 0.94938 | 0.99319 | 0.98822 | 0.98328 | 0.97836 | 0.97347 | 0.9686 | 0.96376 | 0.95894 | 0.95415 | 0.94938 | 0.047349 | 0.092499 | 0.13552 | 0.17659 | 0.21575 | 0.25303 | 0.28849 | 0.3222 | 0.35421 | 0.38459 | 0.047349 | 0.04515 | 0.043019 | 0.041072 | 0.039156 | 0.037284 | 0.03546 | 0.033707 | 0.032011 | 0.03038
Com ¦ Condensing Boiler ¦ Std Baseline | ROB | C_Long Term Care | Ottawa and Surrounding | Space Heating/Ventilation | Commercial | Com¦Boiler¦Std | End Use Consumption (m^3/year) | 25 | 1.5743 | 1.5984 | 1.6176 | 1.6321 | 1.6413 | 1.6329 | 1.6308 | 1.6308 | 1.6308 | 1.6307 | 0.52357 | 0.54224 | 0.55971 | 0.57602 | 0.59087 | 0.59959 | 0.61078 | 0.623 | 0.63546 | 0.64816 | 0.33258 | 0.33923 | 0.34601 | 0.35294 | 0.35999 | 0.36719 | 0.37454 | 0.38203 | 0.38967 | 0.39746 | 0.19099 | 0.20301 | 0.21369 | 0.22309 | 0.23087 | 0.23239 | 0.23624 | 0.24097 | 0.24579 | 0.25069 | 712177.4608 | 708616.5735 | 705073.4907 | 701548.1232 | 698040.3826 | 694550.1807 | 691077.4298 | 687622.0426 | 684183.9324 | 680763.0128 | 712177.4608 | 708616.5735 | 705073.4907 | 701548.1232 | 698040.3826 | 694550.1807 | 691077.4298 | 687622.0426 | 684183.9324 | 680763.0128 | 685.7923 | 1983.2256 | 3778.3368 | 6134.0716 | 8953.9496 | 12140.3274 | 15599.3128 | 19289.088 | 23143.4635 | 27129.9518 | 685.7923 | 1297.4333 | 1795.1113 | 2355.7347 | 2819.878 | 3186.3778 | 3458.9854 | 3689.7752 | 3854.3755 | 3986.4882
Com ¦ Condensing Water Heaters | ROB | C_Long Term Care | Ottawa and Surrounding | Water Heating | Commercial | Com ¦ Water Heating | End Use Consumption (m^3/year) | 13 | 1.5536 | 1.5892 | 1.6159 | 1.6352 | 1.6466 | 1.6465 | 1.6432 | 1.6432 | 1.6432 | 1.6432 | 0.24404 | 0.25463 | 0.26408 | 0.27258 | 0.27997 | 0.28555 | 0.29068 | 0.29649 | 0.30242 | 0.30847 | 0.15708 | 0.16022 | 0.16343 | 0.1667 | 0.17003 | 0.17343 | 0.1769 | 0.18044 | 0.18405 | 0.18773 | 0.086963 | 0.094409 | 0.10066 | 0.10589 | 0.10994 | 0.11212 | 0.11378 | 0.11606 | 0.11838 | 0.12075 | 15281.5123 | 15205.1048 | 15129.0792 | 15053.4338 | 14978.1667 | 14903.2758 | 14828.7595 | 14754.6157 | 14680.8426 | 14607.4384 | 15281.5123 | 15205.1048 | 15129.0792 | 15053.4338 | 14978.1667 | 14903.2758 | 14828.7595 | 14754.6157 | 14680.8426 | 14607.4384 | 475.4564 | 928.7393 | 1359.2113 | 1779.1121 | 2185.0469 | 2575.3915 | 2949.2594 | 3308.1866 | 3652.2787 | 3982.7353 | 475.4564 | 453.2829 | 430.472 | 419.9008 | 405.9348 | 390.3446 | 373.8679 | 358.9272 | 344.092 | 330.4566
Com ¦ Demand Control Kitchen Ventilation | ROB | C_Long Term Care | Ottawa and Surrounding | Space Heating/Ventilation | Commercial | NA | per building | 15 | 4.3624 | 4.408 | 4.4448 | 4.4736 | 4.4933 | 4.4812 | 4.4808 | 4.4844 | 4.4881 | 4.4919 | 65435.9299 | 67442.9283 | 69366.2343 | 71211.5723 | 72954.905 | 74214.772 | 75691.2479 | 77268.2103 | 78878.4803 | 80524.0625 | 15000 | 15300 | 15606 | 15918.12 | 16236.4824 | 16561.212 | 16892.4363 | 17230.285 | 17574.8907 | 17926.3885 | 50435.9299 | 52142.9283 | 53760.2343 | 55293.4523 | 56718.4226 | 57653.56 | 58798.8116 | 60037.9253 | 61303.5896 | 62597.674 | 793.5507 | 789.5829 | 785.635 | 781.7068 | 777.7983 | 773.9093 | 770.0397 | 766.1895 | 762.3586 | 758.5468 | 793.5507 | 789.5829 | 785.635 | 781.7068 | 777.7983 | 773.9093 | 770.0397 | 766.1895 | 762.3586 | 758.5468 | 36.2065 | 70.6594 | 103.4379 | 134.7248 | 164.5534 | 192.9657 | 220.0054 | 245.7342 | 270.1977 | 293.4496 | 36.2065 | 34.4529 | 32.7786 | 31.2869 | 29.8286 | 28.4123 | 27.0396 | 25.7288 | 24.4636 | 23.2519
Com ¦ Efficient Gas Broilers | ROB | C_Long Term Care | Ottawa and Surrounding | Appliances/Other | Commercial | NA | Equipment | 12 | 2.8503 | 2.9204 | 2.9726 | 3.0104 | 3.0329 | 3.0322 | 3.0258 | 3.0258 | 3.0258 | 3.0258 | 3619.8472 | 3783.1185 | 3927.7842 | 4057.2257 | 4169.3171 | 4251.6453 | 4327.6076 | 4414.1824 | 4502.4753 | 4592.4136 | 1270 | 1295.4 | 1321.308 | 1347.7342 | 1374.6888 | 1402.1826 | 1430.2263 | 1458.8308 | 1488.0074 | 1517.7676 | 2349.8472 | 2487.7185 | 2606.4762 | 2709.4916 | 2794.6283 | 2849.4627 | 2897.3813 | 2955.3516 | 3014.4679 | 3074.646 | 91.6114 | 91.1533 | 90.6975 | 90.2441 | 89.7928 | 89.3439 | 88.8972 | 88.4527 | 88.0104 | 87.5704 | 91.6114 | 91.1533 | 90.6975 | 90.2441 | 89.7928 | 89.3439 | 88.8972 | 88.4527 | 88.0104 | 87.5704 | 6.2698 | 12.0197 | 17.2936 | 22.1716 | 26.6761 | 30.8319 | 34.6627 | 38.1976 | 41.4585 | 44.4686 | 6.2698 | 5.7499 | 5.2739 | 4.878 | 4.5045 | 4.1557 | 3.8308 | 3.535 | 3.2608 | 3.0101
Com ¦ Efficient Gas Griddles | ROB | C_Long Term Care | Ottawa and Surrounding | Appliances/Other | Commercial | NA | Equipment | 10 | 4.3596 | 4.4841 | 4.5767 | 4.6436 | 4.6836 | 4.6822 | 4.671 | 4.671 | 4.671 | 4.6709 | 5013.5702 | 5259.8733 | 5475.7893 | 5666.9948 | 5830.0936 | 5945.0129 | 6049.3306 | 6170.3006 | 6293.7734 | 6419.5086 | 1150 | 1173 | 1196.46 | 1220.3892 | 1244.797 | 1269.6929 | 1295.0868 | 1320.9885 | 1347.4083 | 1374.3565 | 3863.5702 | 4086.8733 | 4279.3293 | 4446.6056 | 4585.2966 | 4675.3199 | 4754.2438 | 4849.3121 | 4946.3651 | 5045.1521 | 165.4895 | 164.6621 | 163.8387 | 163.0196 | 162.2045 | 161.3934 | 160.5865 | 159.7835 | 158.9846 | 158.1897 | 165.4895 | 164.6621 | 163.8387 | 163.0196 | 162.2045 | 161.3934 | 160.5865 | 159.7835 | 158.9846 | 158.1897 | 11.9705 | 22.9665 | 33.0786 | 42.4074 | 51.015 | 58.9581 | 66.2876 | 73.0531 | 79.2965 | 85.0578 | 11.9705 | 10.996 | 10.1121 | 9.3288 | 8.6076 | 7.9431 | 7.3295 | 6.7655 | 6.2434 | 5.7613
Com ¦ Efficient Gas Ovens | ROB | C_Long Term Care | Ottawa and Surrounding | Appliances/Other | Commercial | NA | Equipment | 12 | 2.0905 | 2.142 | 2.1802 | 2.2079 | 2.2244 | 2.2239 | 2.2192 | 2.2192 | 2.2192 | 2.2192 | 1829.2171 | 1911.6996 | 1984.7857 | 2050.183 | 2106.8181 | 2148.4214 | 2186.81 | 2230.5593 | 2275.1771 | 2320.6267 | 875 | 892.5 | 910.35 | 928.557 | 947.1281 | 966.0707 | 985.3921 | 1005.1 | 1025.202 | 1045.706 | 954.2171 | 1019.1996 | 1074.4357 | 1121.626 | 1159.69 | 1182.3507 | 1201.4179 | 1225.4594 | 1249.9751 | 1274.9207 | 42.2554 | 42.0441 | 41.8339 | 41.6248 | 41.4166 | 41.2095 | 41.0035 | 40.7985 | 40.5945 | 40.3915 | 42.2554 | 42.0441 | 41.8339 | 41.6248 | 41.4166 | 41.2095 | 41.0035 | 40.7985 | 40.5945 | 40.3915 | 2.2618 | 4.3786 | 6.356 | 8.2245 | 9.9829 | 11.6333 | 13.1784 | 14.6256 | 15.9792 | 17.2463 | 2.2618 | 2.1167 | 1.9774 | 1.8685 | 1.7584 | 1.6503 | 1.5452 | 1.4471 | 1.3536 | 1.2671
Com ¦ Efficient Gas Range Tops | ROB | C_Long Term Care | Ottawa and Surrounding | Appliances/Other | Commercial | NA | Equipment | 10 | 2.1138 | 2.1741 | 2.219 | 2.2514 | 2.2708 | 2.2702 | 2.2647 | 2.2647 | 2.2647 | 2.2647 | 1691.0065 | 1774.0811 | 1846.9065 | 1911.3975 | 1966.4084 | 2005.169 | 2040.3539 | 2081.1554 | 2122.801 | 2165.2097 | 800 | 816 | 832.32 | 848.9664 | 865.9457 | 883.2646 | 900.9299 | 918.9485 | 937.3275 | 956.0741 | 891.0065 | 958.0811 | 1014.5865 | 1062.4311 | 1100.4627 | 1121.9044 | 1139.424 | 1162.2069 | 1185.4735 | 1209.1357 | 49.6154 | 49.3673 | 49.1204 | 48.8748 | 48.6305 | 48.3873 | 48.1454 | 47.9047 | 47.6651 | 47.4268 | 49.6154 | 49.3673 | 49.1204 | 48.8748 | 48.6305 | 48.3873 | 48.1454 | 47.9047 | 47.6651 | 47.4268 | 3.3021 | 6.3289 | 9.1032 | 11.6722 | 14.0461 | 16.2366 | 18.2559 | 20.1196 | 21.8393 | 23.4274 | 3.3021 | 3.0269 | 2.7742 | 2.5691 | 2.3738 | 2.1906 | 2.0192 | 1.8638 | 1.7196 | 1.5882
Com ¦ Energy Star Gas Fryers | ROB | C_Long Term Care | Ottawa and Surrounding | Appliances/Other | Commercial | NA | Equipment | 12 | 2.2897 | 2.3456 | 2.3873 | 2.4174 | 2.4354 | 2.4348 | 2.4298 | 2.4298 | 2.4299 | 2.4298 | 2353.7648 | 2459.5342 | 2553.2974 | 2637.2393 | 2709.9887 | 2763.5282 | 2812.9657 | 2869.2682 | 2926.6923 | 2985.1919 | 1028 | 1048.56 | 1069.5312 | 1090.9218 | 1112.7403 | 1134.9951 | 1157.695 | 1180.8489 | 1204.4658 | 1228.5552 | 1325.7648 | 1410.9742 | 1483.7662 | 1546.3175 | 1597.2484 | 1628.5332 | 1655.2707 | 1688.4193 | 1722.2264 | 1756.6367 | 51.68 | 51.4216 | 51.1645 | 50.9086 | 50.6541 | 50.4008 | 50.1488 | 49.8981 | 49.6486 | 49.4003 | 51.68 | 51.4216 | 51.1645 | 50.9086 | 50.6541 | 50.4008 | 50.1488 | 49.8981 | 49.6486 | 49.4003 | 2.8241 | 5.4697 | 7.9442 | 10.2808 | 12.4792 | 14.5424 | 16.4748 | 18.2853 | 19.9797 | 21.5659 | 2.8241 | 2.6456 | 2.4745 | 2.3366 | 2.1984 | 2.0632 | 1.9323 | 1.8105 | 1.6944 | 1.5861
Com ¦ High Extraction Washer | ROB | C_Long Term Care | Ottawa and Surrounding | Appliances/Other | Commercial | NA | Customer Segment Consumption (m^3/year) | 10 | 5.3661 | 5.5193 | 5.6332 | 5.7156 | 5.7648 | 5.7631 | 5.7493 | 5.7493 | 5.7493 | 5.7492 | 0.037237 | 0.039066 | 0.04067 | 0.04209 | 0.043302 | 0.044155 | 0.04493 | 0.045828 | 0.046745 | 0.047679 | 0.0069394 | 0.0070782 | 0.0072197 | 0.0073641 | 0.0075114 | 0.0076616 | 0.0078149 | 0.0079712 | 0.0081306 | 0.0082932 | 0.030298 | 0.031988 | 0.03345 | 0.034726 | 0.03579 | 0.036493 | 0.037115 | 0.037857 | 0.038615 | 0.039386 | 171542.6142 | 170684.9012 | 169831.4767 | 168982.3193 | 168137.4077 | 167296.7206 | 166460.237 | 165627.9358 | 164799.7962 | 163975.7972 | 171542.6142 | 170684.9012 | 169831.4767 | 168982.3193 | 168137.4077 | 167296.7206 | 166460.237 | 165627.9358 | 164799.7962 | 163975.7972 | 12608.1942 | 24210.6721 | 34896.123 | 44761.5248 | 53868.5772 | 62273.5889 | 70027.414 | 77179.7778 | 83773.4419 | 89849.5715 | 12608.1942 | 11602.4779 | 10685.4509 | 9865.4018 | 9107.0524 | 8405.0117 | 7753.8251 | 7152.3638 | 6593.6641 | 6076.1296
Com ¦ Near Condensing Boiler¦ Std Baseline | ROB | C_Long Term Care | Ottawa and Surrounding | Space Heating/Ventilation | Commercial | Com¦Boiler¦Std | End Use Consumption (m^3/year) | 25 | 4.3784 | 4.4456 | 4.4989 | 4.5392 | 4.5649 | 4.5415 | 4.5355 | 4.5356 | 4.5355 | 4.5355 | 0.29918 | 0.30985 | 0.31983 | 0.32915 | 0.33764 | 0.34262 | 0.34902 | 0.356 | 0.36312 | 0.37037 | 0.068331 | 0.069697 | 0.071091 | 0.072513 | 0.073963 | 0.075443 | 0.076952 | 0.078491 | 0.08006 | 0.081662 | 0.23085 | 0.24015 | 0.24874 | 0.25664 | 0.26367 | 0.26718 | 0.27206 | 0.27751 | 0.28306 | 0.28871 | 406958.5491 | 404923.7563 | 402899.1375 | 400884.6418 | 398880.2186 | 396885.8175 | 394901.3885 | 392926.8815 | 390962.2471 | 389007.4359 | 406958.5491 | 404923.7563 | 402899.1375 | 400884.6418 | 398880.2186 | 396885.8175 | 394901.3885 | 392926.8815 | 390962.2471 | 389007.4359 | 10149.898 | 19292.1098 | 27474.4395 | 34823.8745 | 41377.9314 | 47187.3114 | 52307.86 | 56809.3307 | 60750.6604 | 64195.0032 | 10149.898 | 9142.2119 | 8182.3297 | 7349.435 | 6554.0568 | 5809.38 | 5120.5486 | 4501.4707 | 3941.3297 | 3444.3428
Com ¦ Tankless Water Heaters | ROB | C_Long Term Care | Ottawa and Surrounding | Water Heating | Commercial | Com ¦ Water Heating | End Use Consumption (m^3/year) | 18 | 0.54413 | 0.55403 | 0.56143 | 0.5668 | 0.56995 | 0.56992 | 0.56902 | 0.56902 | 0.56901 | 0.56902 | 0.46011 | 0.47785 | 0.49392 | 0.50862 | 0.52167 | 0.53208 | 0.54186 | 0.5527 | 0.56375 | 0.57503 | 0.84559 | 0.8625 | 0.87976 | 0.89735 | 0.9153 | 0.9336 | 0.95228 | 0.97132 | 0.99075 | 1.0106 | -0.38548 | -0.38465 | -0.38583 | -0.38873 | -0.39362 | -0.40152 | -0.41041 | -0.41862 | -0.427 | -0.43553 | 22850.8595 | 22736.6052 | 22622.9222 | 22509.8076 | 22397.2586 | 22285.2723 | 22173.8459 | 22062.9767 | 21952.6618 | 21842.8985 | 0 | 0 | 0 | 0 | 0 | 0 | 0 | 0 | 0 | 0 | 0 | 0 | 0 | 0 | 0 | 0 | 0 | 0 | 0 | 0 | 0 | 0 | 0 | 0 | 0 | 0 | 0 | 0 | 0 | 0
Com ¦ Condensing Boiler ¦ Near Cond Baseline | NEW | C_Multi-Residential | Ottawa and Surrounding | Space Heating/Ventilation | Commercial | NA | End Use Consumption (m^3/year) | 25 | 1.0302 | 1.046 | 1.0586 | 1.0681 | 1.0741 | 1.0686 | 1.0672 | 1.0672 | 1.0672 | 1.0672 | 0.22439 | 0.23239 | 0.23987 | 0.24687 | 0.25323 | 0.25697 | 0.26176 | 0.267 | 0.27234 | 0.27778 | 0.2178 | 0.22216 | 0.2266 | 0.23114 | 0.23576 | 0.24047 | 0.24528 | 0.25019 | 0.25519 | 0.2603 | 0.0065823 | 0.010226 | 0.013271 | 0.01573 | 0.01747 | 0.016492 | 0.016479 | 0.016811 | 0.017145 | 0.017485 | 36119.6124 | 72275.3445 | 108468.3158 | 144699.6484 | 180970.4664 | 217281.8961 | 253635.0664 | 290031.1084 | 326471.1554 | 362956.3434 | 36119.6124 | 72275.3445 | 108468.3158 | 144699.6484 | 180970.4664 | 217281.8961 | 253635.0664 | 290031.1084 | 326471.1554 | 362956.3434 | 3856.9401 | 7717.7372 | 11324.9263 | 14562.8319 | 18206.4513 | 22003.4825 | 25811.1823 | 29531.7884 | 33230.4627 | 36880.293 | 3856.9401 | 3860.7971 | 3607.1891 | 3237.9055 | 3643.6194 | 3797.0312 | 3807.6998 | 3720.6061 | 3698.6743 | 3649.8303
Com ¦ Condensing Boiler ¦ Std Baseline | NEW | C_Multi-Residential | Ottawa and Surrounding | Space Heating/Ventilation | Commercial | Com¦Boiler¦Std | End Use Consumption (m^3/year) | 25 | 1.5743 | 1.5984 | 1.6176 | 1.6321 | 1.6413 | 1.6329 | 1.6308 | 1.6308 | 1.6308 | 1.6307 | 0.52357 | 0.54224 | 0.55971 | 0.57602 | 0.59087 | 0.59959 | 0.61078 | 0.623 | 0.63546 | 0.64816 | 0.33258 | 0.33923 | 0.34601 | 0.35294 | 0.35999 | 0.36719 | 0.37454 | 0.38203 | 0.38967 | 0.39746 | 0.19099 | 0.20301 | 0.21369 | 0.22309 | 0.23087 | 0.23239 | 0.23624 | 0.24097 | 0.24579 | 0.25069 | 84279.0956 | 168642.4704 | 253092.7369 | 337632.5129 | 422264.4215 | 506991.091 | 591815.155 | 676739.2529 | 761766.0293 | 846898.1347 | 84279.0956 | 168642.4704 | 253092.7369 | 337632.5129 | 422264.4215 | 506991.091 | 591815.155 | 676739.2529 | 761766.0293 | 846898.1347 | 2029.7269 | 4061.4835 | 8070.3886 | 13863.5138 | 21797.3978 | 31721.1814 | 43456.0417 | 56810.303 | 71750.7154 | 88141.1963 | 2029.7269 | 2031.7566 | 4008.905 | 5793.1252 | 7933.884 | 9923.7837 | 11734.8603 | 13354.2612 | 14940.4124 | 16390.4809
Com ¦ Condensing Water Heaters | NEW | C_Multi-Residential | Ottawa and Surrounding | Water Heating | Commercial | Com ¦ Water Heating | End Use Consumption (m^3/year) | 13 | 1.5536 | 1.5892 | 1.6159 | 1.6352 | 1.6466 | 1.6465 | 1.6432 | 1.6432 | 1.6432 | 1.6432 | 0.24404 | 0.25463 | 0.26408 | 0.27258 | 0.27997 | 0.28555 | 0.29068 | 0.29649 | 0.30242 | 0.30847 | 0.15708 | 0.16022 | 0.16343 | 0.1667 | 0.17003 | 0.17343 | 0.1769 | 0.18044 | 0.18405 | 0.18773 | 0.086963 | 0.094409 | 0.10066 | 0.10589 | 0.10994 | 0.11212 | 0.11378 | 0.11606 | 0.11838 | 0.12075 | 1914.4151 | 3830.7446 | 5749.0479 | 7669.3844 | 9591.8138 | 11516.3956 | 13443.1898 | 15372.2562 | 17303.6551 | 19237.4464 | 1914.4151 | 3830.7446 | 5749.0479 | 7669.3844 | 9591.8138 | 11516.3956 | 13443.1898 | 15372.2562 | 17303.6551 | 19237.4464 | 1071.3362 | 2143.7438 | 3225.6555 | 4312.617 | 5429.1461 | 6566.2207 | 7718.3352 | 8881.4148 | 10056.7292 | 11242.5298 | 1071.3362 | 1072.4076 | 1081.9117 | 1086.9615 | 1116.5291 | 1137.0745 | 1152.1146 | 1163.0795 | 1175.3144 | 1185.8007
Com ¦ High Extraction Washer | NEW | C_Multi-Residential | Ottawa and Surrounding | Appliances/Other | Commercial | NA | Customer Segment Consumption (m^3/year) | 10 | 3.6209 | 3.7243 | 3.8011 | 3.8567 | 3.8899 | 3.8888 | 3.8795 | 3.8795 | 3.8795 | 3.8794 | 0.018619 | 0.019533 | 0.020335 | 0.021045 | 0.021651 | 0.022078 | 0.022465 | 0.022914 | 0.023373 | 0.02384 | 0.005142 | 0.0052448 | 0.0053497 | 0.0054567 | 0.0055658 | 0.0056772 | 0.0057907 | 0.0059065 | 0.0060246 | 0.0061451 | 0.013477 | 0.014288 | 0.014985 | 0.015588 | 0.016085 | 0.0164 | 0.016674 | 0.017008 | 0.017348 | 0.017695 | 9412.7368 | 18834.8863 | 28266.7403 | 37708.5912 | 47160.732 | 56623.4562 | 66097.0579 | 75581.8319 | 85078.0736 | 94586.079 | 9412.7368 | 18834.8863 | 28266.7403 | 37708.5912 | 47160.732 | 56623.4562 | 66097.0579 | 75581.8319 | 85078.0736 | 94586.079 | 6722.3673 | 13451.457 | 20323.1839 | 27330.1386 | 34481.6421 | 41765.2866 | 49170.1082 | 56685.6422 | 64304.7929 | 72018.6118 | 6722.3673 | 6729.0897 | 6871.7269 | 7006.9547 | 7151.5035 | 7283.6445 | 7404.8216 | 7515.5339 | 7619.1507 | 7713.8189
Com ¦ High perf.glazings ¦ New | NEW | C_Multi-Residential | Ottawa and Surrounding | Space Heating/Ventilation | Commercial | Windows New | End Use Consumption (m^3/year) | 30 | 1.6157 | 1.6383 | 1.6563 | 1.6698 | 1.6785 | 1.6706 | 1.6686 | 1.6686 | 1.6686 | 1.6686 | 0.40969 | 0.42374 | 0.43695 | 0.44934 | 0.4607 | 0.46771 | 0.47649 | 0.48602 | 0.49574 | 0.50565 | 0.25357 | 0.25864 | 0.26382 | 0.26909 | 0.27447 | 0.27996 | 0.28556 | 0.29127 | 0.2971 | 0.30304 | 0.15612 | 0.1651 | 0.17313 | 0.18025 | 0.18623 | 0.18774 | 0.19093 | 0.19475 | 0.19864 | 0.2026 | 24022.0886 | 48068.1993 | 72139.0768 | 96235.4671 | 120358.1181 | 144507.7787 | 168685.1998 | 192891.1335 | 217126.3337 | 241391.5559 | 24022.0886 | 48068.1993 | 72139.0768 | 96235.4671 | 120358.1181 | 144507.7787 | 168685.1998 | 192891.1335 | 217126.3337 | 241391.5559 | 7454.814 | 14917.0829 | 22287.288 | 29461.6631 | 37045.3812 | 44829.635 | 52693.1584 | 60550.9417 | 68448.6079 | 76358.9017 | 7454.814 | 7462.2689 | 7370.2051 | 7174.3751 | 7583.718 | 7784.2539 | 7863.5234 | 7857.7832 | 7897.6662 | 7910.2938
Com ¦ Low flow Showerheads ¦ New | NEW | C_Multi-Residential | Ottawa and Surrounding | Water Heating | Commercial | NA | Showerheads | 10 | 27.1811 | 27.3374 | 27.461 | 27.5578 | 27.6258 | 27.6497 | 27.6639 | 27.6961 | 27.733 | 27.7736 | 339.7637 | 348.5518 | 357.13 | 365.5565 | 373.7884 | 381.5944 | 389.426 | 397.6763 | 406.1702 | 414.9007 | 12.5 | 12.75 | 13.005 | 13.2651 | 13.5304 | 13.801 | 14.077 | 14.3586 | 14.6457 | 14.9387 | 327.2637 | 335.8018 | 344.125 | 352.2914 | 360.258 | 367.7934 | 375.349 | 383.3177 | 391.5245 | 399.9621 | 1529.275 | 3072.3134 | 4629.3463 | 6200.6075 | 7786.3341 | 9386.7663 | 11002.1474 | 12632.724 | 14278.746 | 15940.4664 | 1529.275 | 3072.3134 | 4629.3463 | 6200.6075 | 7786.3341 | 9386.7663 | 11002.1474 | 12632.724 | 14278.746 | 15940.4664 | 1148.1326 | 2306.5983 | 3517.4393 | 4775.3494 | 6076 | 7415.5464 | 8790.6917 | 10198.6081 | 11636.9103 | 13103.5573 | 1148.1326 | 1158.4657 | 1210.841 | 1257.9101 | 1300.6506 | 1339.5464 | 1375.1453 | 1407.9164 | 1438.3023 | 1466.647
Com ¦ Near Condensing Boiler¦ Std Baseline | NEW | C_Multi-Residential | Ottawa and Surrounding | Space Heating/Ventilation | Commercial | Com¦Boiler¦Std | End Use Consumption (m^3/year) | 25 | 4.3784 | 4.4456 | 4.4989 | 4.5392 | 4.5649 | 4.5415 | 4.5355 | 4.5356 | 4.5355 | 4.5355 | 0.29918 | 0.30985 | 0.31983 | 0.32915 | 0.33764 | 0.34262 | 0.34902 | 0.356 | 0.36312 | 0.37037 | 0.068331 | 0.069697 | 0.071091 | 0.072513 | 0.073963 | 0.075443 | 0.076952 | 0.078491 | 0.08006 | 0.081662 | 0.23085 | 0.24015 | 0.24874 | 0.25664 | 0.26367 | 0.26718 | 0.27206 | 0.27751 | 0.28306 | 0.28871 | 48159.4832 | 96367.1259 | 144624.4211 | 192932.8645 | 241293.9551 | 289709.1948 | 338180.0886 | 386708.1445 | 435294.8739 | 483941.7913 | 48159.4832 | 96367.1259 | 144624.4211 | 192932.8645 | 241293.9551 | 289709.1948 | 338180.0886 | 386708.1445 | 435294.8739 | 483941.7913 | 30040.4675 | 60110.9754 | 88389.2918 | 114843.3434 | 139659.8308 | 162802.2721 | 184284.4277 | 204148.1337 | 222474.8509 | 239337.7629 | 30040.4675 | 30070.5079 | 28278.3164 | 26454.0516 | 24816.4874 | 23142.4413 | 21482.1556 | 19863.7059 | 18326.7172 | 16862.912
Com ¦ Super High Perf Glazing ¦New | NEW | C_Multi-Residential | Ottawa and Surrounding | Space Heating/Ventilation | Commercial | Windows New | End Use Consumption (m^3/year) | 30 | 0.53856 | 0.54611 | 0.55209 | 0.55662 | 0.5595 | 0.55687 | 0.5562 | 0.5562 | 0.5562 | 0.55619 | 0.61454 | 0.63561 | 0.65542 | 0.67401 | 0.69106 | 0.70156 | 0.71473 | 0.72903 | 0.74361 | 0.75847 | 1.1411 | 1.1639 | 1.1872 | 1.2109 | 1.2351 | 1.2598 | 1.285 | 1.3107 | 1.3369 | 1.3637 | -0.52653 | -0.52828 | -0.53175 | -0.5369 | -0.54407 | -0.55828 | -0.5703 | -0.5817 | -0.59334 | -0.60522 | 36033.1329 | 72102.2989 | 108208.6151 | 144353.2007 | 180537.1771 | 216761.6681 | 253027.7997 | 289336.7003 | 325689.5006 | 362087.3338 | 0 | 0 | 0 | 0 | 0 | 0 | 0 | 0 | 0 | 0 | 0 | 0 | 0 | 0 | 0 | 0 | 0 | 0 | 0 | 0 | 0 | 0 | 0 | 0 | 0 | 0 | 0 | 0 | 0 | 0
Com ¦ Tankless Water Heaters | NEW | C_Multi-Residential | Ottawa and Surrounding | Water Heating | Commercial | Com ¦ Water Heating | End Use Consumption (m^3/year) | 18 | 0.54413 | 0.55403 | 0.56143 | 0.5668 | 0.56995 | 0.56992 | 0.56902 | 0.56902 | 0.56901 | 0.56902 | 0.46011 | 0.47785 | 0.49392 | 0.50862 | 0.52167 | 0.53208 | 0.54186 | 0.5527 | 0.56375 | 0.57503 | 0.84559 | 0.8625 | 0.87976 | 0.89735 | 0.9153 | 0.9336 | 0.95228 | 0.97132 | 0.99075 | 1.0106 | -0.38548 | -0.38465 | -0.38583 | -0.38873 | -0.39362 | -0.40152 | -0.41041 | -0.41862 | -0.427 | -0.43553 | 2862.6768 | 5728.2163 | 8596.7072 | 11468.2384 | 14342.8991 | 17220.7785 | 20101.966 | 22986.5514 | 25874.6244 | 28766.275 | 0 | 0 | 0 | 0 | 0 | 0 | 0 | 0 | 0 | 0 | 0 | 0 | 0 | 0 | 0 | 0 | 0 | 0 | 0 | 0 | 0 | 0 | 0 | 0 | 0 | 0 | 0 | 0 | 0 | 0
Com ¦ Air Sealing | RET | C_Multi-Residential | Ottawa and Surrounding | Space Heating/Ventilation | Commercial | NA | Floor area (1000m2) | 6 | 0.7443 | 0.77842 | 0.80548 | 0.82599 | 0.83903 | 0.82713 | 0.82412 | 0.82415 | 0.82415 | 0.82412 | 0.06258 | 0.066757 | 0.07046 | 0.073699 | 0.07636 | 0.076782 | 0.078033 | 0.079597 | 0.081189 | 0.082809 | 0.084079 | 0.08576 | 0.087476 | 0.089225 | 0.09101 | 0.09283 | 0.094686 | 0.09658 | 0.098512 | 0.10048 | -0.021499 | -0.019003 | -0.017016 | -0.015526 | -0.01465 | -0.016047 | -0.016654 | -0.016984 | -0.017323 | -0.017673 | 330.1381 | 328.4875 | 326.845 | 325.2108 | 323.5847 | 321.9668 | 320.357 | 318.7552 | 317.1614 | 315.5756 | 0 | 0 | 0 | 0 | 0 | 0 | 0 | 0 | 0 | 0 | 0 | 0 | 0 | 0 | 0 | 0 | 0 | 0 | 0 | 0 | 0 | 0 | 0 | 0 | 0 | 0 | 0 | 0 | 0 | 0
Com ¦ Building Controls and Automation Systems | RET | C_Multi-Residential | Ottawa and Surrounding | Space Heating/Ventilation | Commercial | NA | Customer Segment Consumption (m^3/year) | 11 | 1.6349 | 1.6788 | 1.7136 | 1.7399 | 1.7567 | 1.7414 | 1.7375 | 1.7375 | 1.7375 | 1.7375 | 0.21383 | 0.22396 | 0.23317 | 0.24149 | 0.2487 | 0.25146 | 0.25592 | 0.26104 | 0.26626 | 0.27158 | 0.13079 | 0.13341 | 0.13607 | 0.13879 | 0.14157 | 0.1444 | 0.14729 | 0.15024 | 0.15324 | 0.15631 | 0.083038 | 0.090553 | 0.097099 | 0.1027 | 0.10713 | 0.10706 | 0.10863 | 0.1108 | 0.11302 | 0.11528 | 6054576.5325 | 6024303.6499 | 5994182.1316 | 5964211.2209 | 5934390.1648 | 5904718.214 | 5875194.623 | 5845818.6498 | 5816589.5566 | 5787506.6088 | 6054576.5325 | 6024303.6499 | 5994182.1316 | 5964211.2209 | 5934390.1648 | 5904718.214 | 5875194.623 | 5845818.6498 | 5816589.5566 | 5787506.6088 | 244614.4936 | 493330.6944 | 744150.4268 | 999732.6055 | 1257243.5895 | 1514348.9496 | 1768950.247 | 2019832.1521 | 2265382.8517 | 2504465.7095 | 244614.4936 | 248716.2007 | 250819.7325 | 255582.1787 | 257510.984 | 257105.3601 | 254601.2974 | 250881.9052 | 245550.6996 | 239082.8578
Com ¦ Heat Reflector Panels | RET | C_Multi-Residential | Ottawa and Surrounding | Space Heating/Ventilation | Commercial | NA | End Use Consumption (m^3/year) | 18 | 2.0191 | 2.0568 | 2.0867 | 2.1094 | 2.1238 | 2.1106 | 2.1073 | 2.1073 | 2.1073 | 2.1073 | 0.092157 | 0.095756 | 0.099092 | 0.10217 | 0.10493 | 0.10636 | 0.10832 | 0.11049 | 0.1127 | 0.11495 | 0.045643 | 0.046556 | 0.047487 | 0.048437 | 0.049405 | 0.050393 | 0.051401 | 0.052429 | 0.053478 | 0.054547 | 0.046514 | 0.049201 | 0.051605 | 0.053734 | 0.055522 | 0.055969 | 0.056917 | 0.058057 | 0.059217 | 0.0604 | 292038.7149 | 290578.5214 | 289125.6288 | 287680.0006 | 286241.6006 | 284810.3926 | 283386.3406 | 281969.4089 | 280559.5619 | 279156.7641 | 292038.7149 | 290578.5214 | 289125.6288 | 287680.0006 | 286241.6006 | 284810.3926 | 283386.3406 | 281969.4089 | 280559.5619 | 279156.7641 | 10924.8098 | 21969.2626 | 33039.8327 | 44355.7162 | 55773.5236 | 67184.8966 | 78497.168 | 89674.9604 | 100653.8265 | 111397.176 | 10924.8098 | 11044.4529 | 11070.5701 | 11315.8835 | 11417.8075 | 11411.373 | 11312.2714 | 11177.7924 | 10978.8662 | 10743.3495
Com ¦ Heat/Energy Recovery Ventilation | RET | C_Multi-Residential | Ottawa and Surrounding | Space Heating/Ventilation | Commercial | NA | End Use Consumption (m^3/year) | 15 | 1.781 | 1.8187 | 1.8486 | 1.8713 | 1.8857 | 1.8726 | 1.8692 | 1.8693 | 1.8692 | 1.8692 | 0.40645 | 0.42336 | 0.43893 | 0.45319 | 0.46582 | 0.47182 | 0.4804 | 0.49002 | 0.49982 | 0.5098 | 0.22821 | 0.23278 | 0.23743 | 0.24218 | 0.24703 | 0.25197 | 0.25701 | 0.26215 | 0.26739 | 0.27274 | 0.17824 | 0.19059 | 0.2015 | 0.21101 | 0.21879 | 0.21985 | 0.2234 | 0.22787 | 0.23243 | 0.23707 | 4709124.2783 | 4685578.6569 | 4662150.7637 | 4638840.0098 | 4615645.8098 | 4592567.5807 | 4569604.7428 | 4546756.7191 | 4524022.9355 | 4501402.8209 | 4709124.2783 | 4685578.6569 | 4662150.7637 | 4638840.0098 | 4615645.8098 | 4592567.5807 | 4569604.7428 | 4546756.7191 | 4524022.9355 | 4501402.8209 | 176162.5576 | 354254.3601 | 532767.3026 | 715235.9233 | 899348.0688 | 1083356.4577 | 1265766.8338 | 1446008.7357 | 1623042.953 | 1796279.4637 | 176162.5576 | 178091.8026 | 178512.9425 | 182468.6207 | 184112.1454 | 184008.3889 | 182410.3761 | 180241.9018 | 177034.2174 | 173236.5107
Com ¦ High perf.glazings ¦ Retro | RET | C_Multi-Residential | Ottawa and Surrounding | Space Heating/Ventilation | Commercial | Windows Retro | End Use Consumption (m^3/year) | 30 | 1.1286 | 1.1444 | 1.1569 | 1.1664 | 1.1725 | 1.167 | 1.1656 | 1.1656 | 1.1656 | 1.1655 | 0.40969 | 0.42374 | 0.43695 | 0.44934 | 0.4607 | 0.46771 | 0.47649 | 0.48602 | 0.49574 | 0.50565 | 0.36301 | 0.37027 | 0.37767 | 0.38523 | 0.39293 | 0.40079 | 0.4088 | 0.41698 | 0.42532 | 0.43383 | 0.046685 | 0.053473 | 0.059275 | 0.064116 | 0.067774 | 0.066916 | 0.067683 | 0.069039 | 0.070417 | 0.071818 | 2172907.1052 | 2162042.5697 | 2151232.3568 | 2140476.195 | 2129773.814 | 2119124.945 | 2108529.3202 | 2097986.6736 | 2087496.7403 | 2077059.2566 | 2172907.1052 | 2162042.5697 | 2151232.3568 | 2140476.195 | 2129773.814 | 2119124.945 | 2108529.3202 | 2097986.6736 | 2087496.7403 | 2077059.2566 | 15843.3281 | 30329.0389 | 43072.2545 | 57142.6303 | 71559.4252 | 85794.8665 | 99506.4515 | 112954.7006 | 126058.7612 | 139003.693 | 15843.3281 | 14485.7108 | 12743.2156 | 14070.3758 | 14416.7949 | 14235.4413 | 13711.5849 | 13448.2491 | 13104.0606 | 12944.9318
Com ¦ Low flow Showerheads¦ Retro | RET | C_Multi-Residential | Ottawa and Surrounding | Water Heating | Commercial | NA | Showerheads | 10 | 24.8473 | 25.0196 | 25.1542 | 25.2581 | 25.3288 | 25.3494 | 25.3583 | 25.3862 | 25.4181 | 25.4533 | 310.5914 | 318.9999 | 327.131 | 335.0512 | 342.7086 | 349.8476 | 356.97 | 364.5094 | 372.2674 | 380.2388 | 12.5 | 12.75 | 13.005 | 13.2651 | 13.5304 | 13.801 | 14.077 | 14.3586 | 14.6457 | 14.9387 | 298.0914 | 306.2499 | 314.126 | 321.7861 | 329.1782 | 336.0466 | 342.893 | 350.1508 | 357.6216 | 365.3002 | 88984.1285 | 88539.2079 | 88096.5118 | 87656.0293 | 87217.7491 | 86781.6604 | 86347.7521 | 85916.0133 | 85486.4333 | 85059.0011 | 88984.1285 | 88539.2079 | 88096.5118 | 87656.0293 | 87217.7491 | 86781.6604 | 86347.7521 | 85916.0133 | 85486.4333 | 85059.0011 | 4566.4669 | 9278.5637 | 14094.5288 | 18968.297 | 23849.9706 | 28688.3805 | 33433.1745 | 38037.0189 | 42457.3283 | 46657.9447 | 4566.4669 | 4712.0968 | 4815.9651 | 4873.7682 | 4881.6736 | 4838.4099 | 4744.794 | 4603.8444 | 4420.3094 | 4200.6164
Com ¦ Operational Improvement | RET | C_Multi-Residential | Ottawa and Surrounding | Cross Cutting/Behavioural | Commercial | NA | Customer Segment Consumption (m^3/year) | 5 | 2.0919 | 2.2142 | 2.3046 | 2.3725 | 2.4157 | 2.3793 | 2.3692 | 2.3692 | 2.3693 | 2.3693 | 0.051596 | 0.055707 | 0.05914 | 0.0621 | 0.064494 | 0.064795 | 0.065809 | 0.067124 | 0.06847 | 0.069841 | 0.024665 | 0.025158 | 0.025662 | 0.026175 | 0.026698 | 0.027232 | 0.027777 | 0.028332 | 0.028899 | 0.029477 | 0.026931 | 0.030548 | 0.033478 | 0.035925 | 0.037796 | 0.037563 | 0.038033 | 0.038792 | 0.039571 | 0.040364 | 4682836.5369 | 4659422.3542 | 4636125.2424 | 4612944.6162 | 4589879.8931 | 4566930.4937 | 4544095.8412 | 4521375.362 | 4498768.4852 | 4476274.6427 | 4682836.5369 | 4659422.3542 | 4636125.2424 | 4612944.6162 | 4589879.8931 | 4566930.4937 | 4544095.8412 | 4521375.362 | 4498768.4852 | 4476274.6427 | 229140.6705 | 464968.1892 | 705503.4897 | 949143.5444 | 1193492.7727 | 1436154.6134 | 1674784.5633 | 1907253.5661 | 2131563.878 | 2346019.7551 | 229140.6705 | 235827.5187 | 240535.3005 | 243640.0548 | 244349.2282 | 242661.8407 | 238629.9499 | 232469.0028 | 224310.3119 | 214455.8771
Com ¦ Roof Insulation Upgrade | RET | C_Multi-Residential | Ottawa and Surrounding | Space Heating/Ventilation | Commercial | NA | Floor area (1000m2) | 20 | 0.96938 | 0.98631 | 0.99974 | 1.0099 | 1.0164 | 1.0105 | 1.009 | 1.009 | 1.009 | 1.009 | 0.36147 | 0.37513 | 0.38785 | 0.39962 | 0.41023 | 0.416 | 0.42369 | 0.43217 | 0.44081 | 0.44963 | 0.37288 | 0.38034 | 0.38795 | 0.39571 | 0.40362 | 0.41169 | 0.41993 | 0.42833 | 0.43689 | 0.44563 | -0.011417 | -0.0052059 | -0.00010224 | 0.0039177 | 0.0066095 | 0.0043095 | 0.0037681 | 0.0038478 | 0.0039229 | 0.0039953 | 184.8774 | 183.953 | 183.0332 | 182.118 | 181.2075 | 180.3014 | 179.3999 | 178.5029 | 177.6104 | 176.7223 | 0 | 0 | 0 | 182.118 | 181.2075 | 180.3014 | 179.3999 | 178.5029 | 177.6104 | 176.7223 | 0 | 0 | 0 | 1.5779 | 3.1858 | 4.7822 | 6.34 | 7.8792 | 9.3929 | 10.8955 | 0 | 0 | 0 | 1.5779 | 1.6079 | 1.5964 | 1.5578 | 1.5391 | 1.5138 | 1.5026
Com ¦ Super High Perf Glazing ¦Retro | RET | C_Multi-Residential | Ottawa and Surrounding | Space Heating/Ventilation | Commercial | Windows Retro | End Use Consumption (m^3/year) | 30 | 0.53856 | 0.54611 | 0.55209 | 0.55662 | 0.5595 | 0.55687 | 0.5562 | 0.5562 | 0.5562 | 0.55619 | 0.61454 | 0.63561 | 0.65542 | 0.67401 | 0.69106 | 0.70156 | 0.71473 | 0.72903 | 0.74361 | 0.75847 | 1.1411 | 1.1639 | 1.1872 | 1.2109 | 1.2351 | 1.2598 | 1.285 | 1.3107 | 1.3369 | 1.3637 | -0.52653 | -0.52828 | -0.53175 | -0.5369 | -0.54407 | -0.55828 | -0.5703 | -0.5817 | -0.59334 | -0.60522 | 3259360.6578 | 3243063.8545 | 3226848.5352 | 3210714.2925 | 3194660.7211 | 3178687.4175 | 3162793.9804 | 3146980.0105 | 3131245.1104 | 3115588.8849 | 0 | 0 | 0 | 0 | 0 | 0 | 0 | 0 | 0 | 0 | 0 | 0 | 0 | 0 | 0 | 0 | 0 | 0 | 0 | 0 | 0 | 0 | 0 | 0 | 0 | 0 | 0 | 0 | 0 | 0
Com ¦ VFD | RET | C_Multi-Residential | Ottawa and Surrounding | Space Heating/Ventilation | Commercial | NA | Customer Segment Consumption (m^3/year) | 15 | 8.1696 | 8.2916 | 8.3889 | 8.4637 | 8.5127 | 8.4744 | 8.4675 | 8.4716 | 8.4756 | 8.4797 | 0.59627 | 0.61728 | 0.63702 | 0.65554 | 0.67253 | 0.68289 | 0.69599 | 0.71025 | 0.72479 | 0.73965 | 0.072987 | 0.074446 | 0.075935 | 0.077454 | 0.079003 | 0.080583 | 0.082195 | 0.083839 | 0.085515 | 0.087226 | 0.52329 | 0.54283 | 0.56108 | 0.57809 | 0.59353 | 0.60231 | 0.61379 | 0.62641 | 0.63928 | 0.65242 | 7225355.8441 | 7189229.0649 | 7153282.9196 | 7117516.505 | 7081928.9225 | 7046519.2778 | 7011286.6815 | 6976230.248 | 6941349.0968 | 6906642.3513 | 7225355.8441 | 7189229.0649 | 7153282.9196 | 7117516.505 | 7081928.9225 | 7046519.2778 | 7011286.6815 | 6976230.248 | 6941349.0968 | 6906642.3513 | 358670.7447 | 728209.9889 | 1105503.1016 | 1487510.9587 | 1870493.5548 | 2250651.2553 | 2624246.3033 | 2987803.7184 | 3338124.4118 | 3672471.939 | 358670.7447 | 369539.2443 | 377293.1126 | 382007.8571 | 382982.5961 | 380157.7005 | 373595.048 | 363557.4151 | 350320.6934 | 334347.5272
Com ¦ Wall Insulation Upgrade | RET | C_Multi-Residential | Ottawa and Surrounding | Space Heating/Ventilation | Commercial | NA | Floor area (1000m2) | 20 | 0.23905 | 0.24323 | 0.24654 | 0.24904 | 0.25064 | 0.24918 | 0.24881 | 0.24882 | 0.24882 | 0.24881 | 0.29574 | 0.30693 | 0.31733 | 0.32697 | 0.33564 | 0.34037 | 0.34666 | 0.3536 | 0.36067 | 0.36788 | 1.2372 | 1.2619 | 1.2871 | 1.3129 | 1.3391 | 1.3659 | 1.3932 | 1.4211 | 1.4495 | 1.4785 | -0.94142 | -0.95498 | -0.96981 | -0.98592 | -1.0035 | -1.0256 | -1.0466 | -1.0675 | -1.0889 | -1.1106 | 594.2487 | 591.2774 | 588.321 | 585.3794 | 582.4525 | 579.5403 | 576.6426 | 573.7594 | 570.8906 | 568.0361 | 0 | 0 | 0 | 0 | 0 | 0 | 0 | 0 | 0 | 0 | 0 | 0 | 0 | 0 | 0 | 0 | 0 | 0 | 0 | 0 | 0 | 0 | 0 | 0 | 0 | 0 | 0 | 0 | 0 | 0
Com ¦ Condensing Boiler ¦ Std Baseline | ROB | C_Multi-Residential | Ottawa and Surrounding | Space Heating/Ventilation | Commercial | Com¦Boiler¦Std | End Use Consumption (m^3/year) | 25 | 1.5743 | 1.5984 | 1.6176 | 1.6321 | 1.6413 | 1.6329 | 1.6308 | 1.6308 | 1.6308 | 1.6307 | 0.52357 | 0.54224 | 0.55971 | 0.57602 | 0.59087 | 0.59959 | 0.61078 | 0.623 | 0.63546 | 0.64816 | 0.33258 | 0.33923 | 0.34601 | 0.35294 | 0.35999 | 0.36719 | 0.37454 | 0.38203 | 0.38967 | 0.39746 | 0.19099 | 0.20301 | 0.21369 | 0.22309 | 0.23087 | 0.23239 | 0.23624 | 0.24097 | 0.24579 | 0.25069 | 7623427.2878 | 7585310.1514 | 7547383.6006 | 7509646.6826 | 7472098.4492 | 7434737.9569 | 7397564.2672 | 7360576.4458 | 7323773.5636 | 7287154.6958 | 7623427.2878 | 7585310.1514 | 7547383.6006 | 7509646.6826 | 7472098.4492 | 7434737.9569 | 7397564.2672 | 7360576.4458 | 7323773.5636 | 7287154.6958 | 7335.7918 | 21191.1302 | 40335.188 | 65424.1731 | 95416.6934 | 129262.6981 | 165955.113 | 205041.2614 | 245811.2757 | 287912.9314 | 7335.7918 | 13855.3384 | 19144.0578 | 25088.9851 | 29992.5203 | 33846.0047 | 36692.4149 | 39086.1484 | 40770.0143 | 42101.6557
Com ¦ Condensing Water Heaters | ROB | C_Multi-Residential | Ottawa and Surrounding | Water Heating | Commercial | Com ¦ Water Heating | End Use Consumption (m^3/year) | 13 | 1.5536 | 1.5892 | 1.6159 | 1.6352 | 1.6466 | 1.6465 | 1.6432 | 1.6432 | 1.6432 | 1.6432 | 0.24404 | 0.25463 | 0.26408 | 0.27258 | 0.27997 | 0.28555 | 0.29068 | 0.29649 | 0.30242 | 0.30847 | 0.15708 | 0.16022 | 0.16343 | 0.1667 | 0.17003 | 0.17343 | 0.1769 | 0.18044 | 0.18405 | 0.18773 | 0.086963 | 0.094409 | 0.10066 | 0.10589 | 0.10994 | 0.11212 | 0.11378 | 0.11606 | 0.11838 | 0.12075 | 173167.5489 | 172301.7111 | 171440.2026 | 170583.0016 | 169730.0865 | 168881.4361 | 168037.0289 | 167196.8438 | 166360.8596 | 165529.0553 | 173167.5489 | 172301.7111 | 171440.2026 | 170583.0016 | 169730.0865 | 168881.4361 | 168037.0289 | 167196.8438 | 166360.8596 | 165529.0553 | 5383.0275 | 10510.0506 | 15374.018 | 20113.3196 | 24689.7943 | 29085.3231 | 33290.1401 | 37321.7569 | 41181.5906 | 44883.3491 | 5383.0275 | 5127.0231 | 4863.9674 | 4739.3015 | 4576.4747 | 4395.5289 | 4204.817 | 4031.6168 | 3859.8337 | 3701.7585
Com ¦ High Extraction Washer | ROB | C_Multi-Residential | Ottawa and Surrounding | Appliances/Other | Commercial | NA | Customer Segment Consumption (m^3/year) | 10 | 3.6209 | 3.7243 | 3.8011 | 3.8567 | 3.8899 | 3.8888 | 3.8795 | 3.8795 | 3.8795 | 3.8794 | 0.018619 | 0.019533 | 0.020335 | 0.021045 | 0.021651 | 0.022078 | 0.022465 | 0.022914 | 0.023373 | 0.02384 | 0.005142 | 0.0052448 | 0.0053497 | 0.0054567 | 0.0055658 | 0.0056772 | 0.0057907 | 0.0059065 | 0.0060246 | 0.0061451 | 0.013477 | 0.014288 | 0.014985 | 0.015588 | 0.016085 | 0.0164 | 0.016674 | 0.017008 | 0.017348 | 0.017695 | 851424.8249 | 847167.7008 | 842931.8623 | 838717.2029 | 834523.6169 | 830350.9988 | 826199.2439 | 822068.2476 | 817957.9064 | 813868.1169 | 851424.8249 | 847167.7008 | 842931.8623 | 838717.2029 | 834523.6169 | 830350.9988 | 826199.2439 | 822068.2476 | 817957.9064 | 813868.1169 | 60694.9738 | 116461.0565 | 167735.0274 | 215057.7324 | 258718.1642 | 298988.8232 | 336119.0233 | 370362.6714 | 401931.4834 | 431032.7244 | 60694.9738 | 55766.0828 | 51273.9709 | 47322.705 | 43660.4318 | 40270.659 | 37130.2001 | 34243.6481 | 31568.8119 | 29101.241
Com ¦ Near Condensing Boiler¦ Std Baseline | ROB | C_Multi-Residential | Ottawa and Surrounding | Space Heating/Ventilation | Commercial | Com¦Boiler¦Std | End Use Consumption (m^3/year) | 25 | 4.3784 | 4.4456 | 4.4989 | 4.5392 | 4.5649 | 4.5415 | 4.5355 | 4.5356 | 4.5355 | 4.5355 | 0.29918 | 0.30985 | 0.31983 | 0.32915 | 0.33764 | 0.34262 | 0.34902 | 0.356 | 0.36312 | 0.37037 | 0.068331 | 0.069697 | 0.071091 | 0.072513 | 0.073963 | 0.075443 | 0.076952 | 0.078491 | 0.08006 | 0.081662 | 0.23085 | 0.24015 | 0.24874 | 0.25664 | 0.26367 | 0.26718 | 0.27206 | 0.27751 | 0.28306 | 0.28871 | 4356244.1645 | 4334462.9436 | 4312790.6289 | 4291226.6758 | 4269770.5424 | 4248421.6897 | 4227179.5812 | 4206043.6833 | 4185013.4649 | 4164088.3976 | 4356244.1645 | 4334462.9436 | 4312790.6289 | 4291226.6758 | 4269770.5424 | 4248421.6897 | 4227179.5812 | 4206043.6833 | 4185013.4649 | 4164088.3976 | 108571.5592 | 206305.389 | 293725.8876 | 372202.0141 | 442145.1088 | 504104.5289 | 558682.4144 | 606627.5961 | 648572.745 | 685194.6922 | 108571.5592 | 97733.8298 | 87420.4986 | 78476.1265 | 69943.0947 | 61959.42 | 54577.8855 | 47945.1817 | 41945.149 | 36621.9472
Com ¦ Tankless Water Heaters | ROB | C_Multi-Residential | Ottawa and Surrounding | Water Heating | Commercial | Com ¦ Water Heating | End Use Consumption (m^3/year) | 18 | 0.54413 | 0.55403 | 0.56143 | 0.5668 | 0.56995 | 0.56992 | 0.56902 | 0.56902 | 0.56901 | 0.56902 | 0.46011 | 0.47785 | 0.49392 | 0.50862 | 0.52167 | 0.53208 | 0.54186 | 0.5527 | 0.56375 | 0.57503 | 0.84559 | 0.8625 | 0.87976 | 0.89735 | 0.9153 | 0.9336 | 0.95228 | 0.97132 | 0.99075 | 1.0106 | -0.38548 | -0.38465 | -0.38583 | -0.38873 | -0.39362 | -0.40152 | -0.41041 | -0.41862 | -0.427 | -0.43553 | 258942.1291 | 257647.4185 | 256359.1814 | 255077.3855 | 253801.9986 | 252532.9886 | 251270.3236 | 250013.972 | 248763.9022 | 247520.0826 | 0 | 0 | 0 | 0 | 0 | 0 | 0 | 0 | 0 | 0 | 0 | 0 | 0 | 0 | 0 | 0 | 0 | 0 | 0 | 0 | 0 | 0 | 0 | 0 | 0 | 0 | 0 | 0 | 0 | 0
Com ¦ Air Curtains | NEW | C_Office - Large | Ottawa and Surrounding | Space Heating/Ventilation | Commercial | NA | Shipping door | 15 | 5.3878 | 5.504 | 5.5961 | 5.6658 | 5.7101 | 5.6694 | 5.659 | 5.6589 | 5.6587 | 5.6585 | 54793.8552 | 57095.1782 | 59211.3087 | 61147.8426 | 62858.8782 | 63658.8135 | 64812.7081 | 66108.1395 | 67428.0058 | 68773.4309 | 10170 | 10373.4 | 10580.868 | 10792.4854 | 11008.3351 | 11228.5018 | 11453.0718 | 11682.1332 | 11915.7759 | 12154.0914 | 44623.8552 | 46721.7782 | 48630.4407 | 50355.3572 | 51850.5432 | 52430.3118 | 53359.6363 | 54426.0063 | 55512.2299 | 56619.3395 | 0.039186 | 0.078608 | 0.11827 | 0.15817 | 0.19832 | 0.23872 | 0.27937 | 0.32028 | 0.36145 | 0.40288 | 0.039186 | 0.078608 | 0.11827 | 0.15817 | 0.19832 | 0.23872 | 0.27937 | 0.32028 | 0.36145 | 0.40288 | 0.028059 | 0.056286 | 0.085286 | 0.11502 | 0.14552 | 0.17673 | 0.20862 | 0.24113 | 0.27424 | 0.30793 | 0.028059 | 0.028227 | 0.029 | 0.029733 | 0.030499 | 0.031213 | 0.031883 | 0.032512 | 0.033116 | 0.033688
Com ¦ Condensing Boiler ¦ Near Cond Baseline | NEW | C_Office - Large | Ottawa and Surrounding | Space Heating/Ventilation | Commercial | NA | End Use Consumption (m^3/year) | 25 | 1.0302 | 1.046 | 1.0586 | 1.0681 | 1.0741 | 1.0686 | 1.0672 | 1.0672 | 1.0672 | 1.0672 | 0.22439 | 0.23239 | 0.23987 | 0.24687 | 0.25323 | 0.25697 | 0.26176 | 0.267 | 0.27234 | 0.27778 | 0.2178 | 0.22216 | 0.2266 | 0.23114 | 0.23576 | 0.24047 | 0.24528 | 0.25019 | 0.25519 | 0.2603 | 0.0065823 | 0.010226 | 0.013271 | 0.01573 | 0.01747 | 0.016492 | 0.016479 | 0.016811 | 0.017145 | 0.017485 | 57644.2399 | 115864.9221 | 174672.1345 | 234076.1089 | 294087.2235 | 354716.0049 | 415973.1306 | 477869.4313 | 540415.893 | 603623.6596 | 57644.2399 | 115864.9221 | 174672.1345 | 234076.1089 | 294087.2235 | 354716.0049 | 415973.1306 | 477869.4313 | 540415.893 | 603623.6596 | 6155.3923 | 12372.3384 | 18233.3863 | 23542.1741 | 29570.6457 | 35910.4985 | 42326.6753 | 48654.0487 | 55002.52 | 61325.5586 | 6155.3923 | 6216.9462 | 5861.0478 | 5308.7878 | 6028.4716 | 6339.8528 | 6416.1768 | 6327.3734 | 6348.4713 | 6323.0385
Com ¦ Condensing Boiler ¦ Std Baseline | NEW | C_Office - Large | Ottawa and Surrounding | Space Heating/Ventilation | Commercial | Com¦Boiler¦Std | End Use Consumption (m^3/year) | 25 | 1.5743 | 1.5984 | 1.6176 | 1.6321 | 1.6413 | 1.6329 | 1.6308 | 1.6308 | 1.6308 | 1.6307 | 0.52357 | 0.54224 | 0.55971 | 0.57602 | 0.59087 | 0.59959 | 0.61078 | 0.623 | 0.63546 | 0.64816 | 0.33258 | 0.33923 | 0.34601 | 0.35294 | 0.35999 | 0.36719 | 0.37454 | 0.38203 | 0.38967 | 0.39746 | 0.19099 | 0.20301 | 0.21369 | 0.22309 | 0.23087 | 0.23239 | 0.23624 | 0.24097 | 0.24579 | 0.25069 | 134503.2263 | 270351.4849 | 407568.3139 | 546177.5875 | 686203.5214 | 827670.678 | 970603.9714 | 1115028.6731 | 1260970.4171 | 1408455.2057 | 134503.2263 | 270351.4849 | 407568.3139 | 546177.5875 | 686203.5214 | 827670.678 | 970603.9714 | 1115028.6731 | 1260970.4171 | 1408455.2057 | 3239.2946 | 6510.9821 | 13051.4341 | 22611.3687 | 35849.4266 | 52584.8721 | 72579.0747 | 95560.6229 | 121523.0071 | 150277.5145 | 3239.2946 | 3271.6875 | 6540.452 | 9559.9346 | 13238.058 | 16735.4454 | 19994.2026 | 22981.5482 | 25962.3842 | 28754.5074
Com ¦ Condensing Water Heaters | NEW | C_Office - Large | Ottawa and Surrounding | Water Heating | Commercial | Com ¦ Water Heating | End Use Consumption (m^3/year) | 13 | 1.5536 | 1.5892 | 1.6159 | 1.6352 | 1.6466 | 1.6465 | 1.6432 | 1.6432 | 1.6432 | 1.6432 | 0.24404 | 0.25463 | 0.26408 | 0.27258 | 0.27997 | 0.28555 | 0.29068 | 0.29649 | 0.30242 | 0.30847 | 0.15708 | 0.16022 | 0.16343 | 0.1667 | 0.17003 | 0.17343 | 0.1769 | 0.18044 | 0.18405 | 0.18773 | 0.086963 | 0.094409 | 0.10066 | 0.10589 | 0.10994 | 0.11212 | 0.11378 | 0.11606 | 0.11838 | 0.12075 | 1073.1325 | 2156.9962 | 3251.7792 | 4357.6717 | 5474.867 | 6603.5611 | 7743.9527 | 8896.2436 | 10060.6381 | 11237.3438 | 1073.1325 | 2156.9962 | 3251.7792 | 4357.6717 | 5474.867 | 6603.5611 | 7743.9527 | 8896.2436 | 10060.6381 | 11237.3438 | 600.5415 | 1207.0884 | 1824.5876 | 2450.6798 | 3099.767 | 3766.9617 | 4449.3108 | 5144.6239 | 5853.8672 | 6576.19 | 600.5415 | 606.5469 | 617.4992 | 626.0922 | 649.0872 | 667.1947 | 682.3491 | 695.3131 | 709.2433 | 722.3228
Com ¦ High perf.glazings ¦ New | NEW | C_Office - Large | Ottawa and Surrounding | Space Heating/Ventilation | Commercial | Windows New | End Use Consumption (m^3/year) | 30 | 1.6157 | 1.6383 | 1.6563 | 1.6698 | 1.6785 | 1.6706 | 1.6686 | 1.6686 | 1.6686 | 1.6686 | 0.40969 | 0.42374 | 0.43695 | 0.44934 | 0.4607 | 0.46771 | 0.47649 | 0.48602 | 0.49574 | 0.50565 | 0.25357 | 0.25864 | 0.26382 | 0.26909 | 0.27447 | 0.27996 | 0.28556 | 0.29127 | 0.2971 | 0.30304 | 0.15612 | 0.1651 | 0.17313 | 0.18025 | 0.18623 | 0.18774 | 0.19093 | 0.19475 | 0.19864 | 0.2026 | 38337.4833 | 77058.3414 | 116169.2834 | 155677.1142 | 195588.736 | 235911.1498 | 276651.4569 | 317816.8604 | 359414.6668 | 401452.2876 | 38337.4833 | 77058.3414 | 116169.2834 | 155677.1142 | 195588.736 | 235911.1498 | 276651.4569 | 317816.8604 | 359414.6668 | 401452.2876 | 11897.3339 | 23913.6411 | 35888.9281 | 47651.8516 | 60199.3295 | 73196.599 | 86447.065 | 99810.2657 | 113365.9965 | 127069.9947 | 11897.3339 | 12016.3072 | 11975.2869 | 11762.9236 | 12547.4778 | 12997.2696 | 13250.466 | 13363.2007 | 13555.7308 | 13703.9981
Com ¦ Near Condensing Boiler¦ Std Baseline | NEW | C_Office - Large | Ottawa and Surrounding | Space Heating/Ventilation | Commercial | Com¦Boiler¦Std | End Use Consumption (m^3/year) | 25 | 4.3784 | 4.4456 | 4.4989 | 4.5392 | 4.5649 | 4.5415 | 4.5355 | 4.5356 | 4.5355 | 4.5355 | 0.29918 | 0.30985 | 0.31983 | 0.32915 | 0.33764 | 0.34262 | 0.34902 | 0.356 | 0.36312 | 0.37037 | 0.068331 | 0.069697 | 0.071091 | 0.072513 | 0.073963 | 0.075443 | 0.076952 | 0.078491 | 0.08006 | 0.081662 | 0.23085 | 0.24015 | 0.24874 | 0.25664 | 0.26367 | 0.26718 | 0.27206 | 0.27751 | 0.28306 | 0.28871 | 76858.9865 | 154486.5628 | 232896.1794 | 312101.4785 | 392116.2979 | 472954.6731 | 554630.8408 | 637159.2418 | 720554.524 | 804831.5461 | 76858.9865 | 154486.5628 | 232896.1794 | 312101.4785 | 392116.2979 | 472954.6731 | 554630.8408 | 637159.2418 | 720554.524 | 804831.5461 | 47942.3725 | 96364.1687 | 142281.4027 | 185582.8227 | 226516.2881 | 264970.5795 | 300921.1588 | 334394.5601 | 365488.6068 | 394291.7561 | 47942.3725 | 48421.7962 | 45917.234 | 43301.42 | 40933.4654 | 38454.2914 | 35950.5792 | 33473.4013 | 31094.0467 | 28803.1493
Com ¦ Super High Perf Glazing ¦New | NEW | C_Office - Large | Ottawa and Surrounding | Space Heating/Ventilation | Commercial | Windows New | End Use Consumption (m^3/year) | 30 | 0.53856 | 0.54611 | 0.55209 | 0.55662 | 0.5595 | 0.55687 | 0.5562 | 0.5562 | 0.5562 | 0.55619 | 0.61454 | 0.63561 | 0.65542 | 0.67401 | 0.69106 | 0.70156 | 0.71473 | 0.72903 | 0.74361 | 0.75847 | 1.1411 | 1.1639 | 1.1872 | 1.2109 | 1.2351 | 1.2598 | 1.285 | 1.3107 | 1.3369 | 1.3637 | -0.52653 | -0.52828 | -0.53175 | -0.5369 | -0.54407 | -0.55828 | -0.5703 | -0.5817 | -0.59334 | -0.60522 | 57506.2249 | 115587.5121 | 174253.9251 | 233515.6713 | 293383.104 | 353866.7247 | 414977.1854 | 476725.2906 | 539122.0002 | 602178.4313 | 0 | 0 | 0 | 0 | 0 | 0 | 0 | 0 | 0 | 0 | 0 | 0 | 0 | 0 | 0 | 0 | 0 | 0 | 0 | 0 | 0 | 0 | 0 | 0 | 0 | 0 | 0 | 0 | 0 | 0
Com ¦ Tankless Water Heaters | NEW | C_Office - Large | Ottawa and Surrounding | Water Heating | Commercial | Com ¦ Water Heating | End Use Consumption (m^3/year) | 18 | 0.54413 | 0.55403 | 0.56143 | 0.5668 | 0.56995 | 0.56992 | 0.56902 | 0.56902 | 0.56901 | 0.56902 | 0.46011 | 0.47785 | 0.49392 | 0.50862 | 0.52167 | 0.53208 | 0.54186 | 0.5527 | 0.56375 | 0.57503 | 0.84559 | 0.8625 | 0.87976 | 0.89735 | 0.9153 | 0.9336 | 0.95228 | 0.97132 | 0.99075 | 1.0106 | -0.38548 | -0.38465 | -0.38583 | -0.38873 | -0.39362 | -0.40152 | -0.41041 | -0.41862 | -0.427 | -0.43553 | 1604.6841 | 3225.4149 | 4862.4735 | 6516.1445 | 8186.717 | 9874.4839 | 11579.7424 | 13302.7941 | 15043.9449 | 16803.5048 | 0 | 0 | 0 | 0 | 0 | 0 | 0 | 0 | 0 | 0 | 0 | 0 | 0 | 0 | 0 | 0 | 0 | 0 | 0 | 0 | 0 | 0 | 0 | 0 | 0 | 0 | 0 | 0 | 0 | 0
Com ¦ Air Sealing | RET | C_Office - Large | Ottawa and Surrounding | Space Heating/Ventilation | Commercial | NA | Floor area (1000m2) | 6 | 0.7443 | 0.77842 | 0.80548 | 0.82599 | 0.83903 | 0.82713 | 0.82412 | 0.82415 | 0.82415 | 0.82412 | 0.06258 | 0.066757 | 0.07046 | 0.073699 | 0.07636 | 0.076782 | 0.078033 | 0.079597 | 0.081189 | 0.082809 | 0.084079 | 0.08576 | 0.087476 | 0.089225 | 0.09101 | 0.09283 | 0.094686 | 0.09658 | 0.098512 | 0.10048 | -0.021499 | -0.019003 | -0.017016 | -0.015526 | -0.01465 | -0.016047 | -0.016654 | -0.016984 | -0.017323 | -0.017673 | 273.7602 | 272.3914 | 271.0295 | 269.6743 | 268.326 | 266.9843 | 265.6494 | 264.3212 | 262.9996 | 261.6846 | 0 | 0 | 0 | 0 | 0 | 0 | 0 | 0 | 0 | 0 | 0 | 0 | 0 | 0 | 0 | 0 | 0 | 0 | 0 | 0 | 0 | 0 | 0 | 0 | 0 | 0 | 0 | 0 | 0 | 0
Com ¦ Building Controls and Automation Systems | RET | C_Office - Large | Ottawa and Surrounding | Space Heating/Ventilation | Commercial | NA | Customer Segment Consumption (m^3/year) | 11 | 1.6349 | 1.6788 | 1.7136 | 1.7399 | 1.7567 | 1.7414 | 1.7375 | 1.7375 | 1.7375 | 1.7375 | 0.21383 | 0.22396 | 0.23317 | 0.24149 | 0.2487 | 0.25146 | 0.25592 | 0.26104 | 0.26626 | 0.27158 | 0.13079 | 0.13341 | 0.13607 | 0.13879 | 0.14157 | 0.1444 | 0.14729 | 0.15024 | 0.15324 | 0.15631 | 0.083038 | 0.090553 | 0.097099 | 0.1027 | 0.10713 | 0.10706 | 0.10863 | 0.1108 | 0.11302 | 0.11528 | 5033672.0316 | 5008503.6714 | 4983461.153 | 4958543.8473 | 4933751.128 | 4909082.3724 | 4884536.9605 | 4860114.2757 | 4835813.7044 | 4811634.6358 | 5033672.0316 | 5008503.6714 | 4983461.153 | 4958543.8473 | 4933751.128 | 4909082.3724 | 4884536.9605 | 4860114.2757 | 4835813.7044 | 4811634.6358 | 203368.3328 | 410146.7551 | 618674.018 | 831160.6977 | 1045250.9535 | 1259003.9803 | 1470675.172 | 1679254.1242 | 1883400.8027 | 2082170.2275 | 203368.3328 | 206778.4223 | 208527.2629 | 212486.6797 | 214090.2557 | 213753.0269 | 211671.1917 | 208578.9522 | 204146.6785 | 198769.4248
Com ¦ Demand Control Ventilation | RET | C_Office - Large | Ottawa and Surrounding | Space Heating/Ventilation | Commercial | COM/Ventilation | Customer Segment Consumption (m^3/year) | 15 | 9.127 | 9.3203 | 9.4735 | 9.5896 | 9.6635 | 9.596 | 9.579 | 9.5791 | 9.5791 | 9.5789 | 0.52683 | 0.54874 | 0.56892 | 0.58741 | 0.60378 | 0.61155 | 0.62267 | 0.63514 | 0.64784 | 0.66078 | 0.057722 | 0.058876 | 0.060054 | 0.061255 | 0.06248 | 0.06373 | 0.065004 | 0.066304 | 0.06763 | 0.068983 | 0.4691 | 0.48987 | 0.50887 | 0.52615 | 0.5413 | 0.54782 | 0.55767 | 0.56883 | 0.58021 | 0.5918 | 7225271.9739 | 7189145.614 | 7153199.886 | 7117433.8865 | 7081846.7171 | 7046437.4835 | 7011205.2961 | 6976149.2696 | 6941268.5233 | 6906562.1807 | 7225271.9739 | 7189145.614 | 7153199.886 | 7117433.8865 | 7081846.7171 | 7046437.4835 | 7011205.2961 | 6976149.2696 | 6941268.5233 | 6906562.1807 | 367264.6352 | 745794.6938 | 1132236.0032 | 1523243.8099 | 1914828.5845 | 2302940.708 | 2683614.1142 | 3053184.8739 | 3408320.4464 | 3746212.1393 | 367264.6352 | 378530.0585 | 386441.3095 | 391007.8067 | 391584.7746 | 388112.1234 | 380673.4063 | 369570.7596 | 355135.5725 | 337891.6929
Com ¦ Heat Reflector Panels | RET | C_Office - Large | Ottawa and Surrounding | Space Heating/Ventilation | Commercial | NA | End Use Consumption (m^3/year) | 18 | 2.0191 | 2.0568 | 2.0867 | 2.1094 | 2.1238 | 2.1106 | 2.1073 | 2.1073 | 2.1073 | 2.1073 | 0.092157 | 0.095756 | 0.099092 | 0.10217 | 0.10493 | 0.10636 | 0.10832 | 0.11049 | 0.1127 | 0.11495 | 0.045643 | 0.046556 | 0.047487 | 0.048437 | 0.049405 | 0.050393 | 0.051401 | 0.052429 | 0.053478 | 0.054547 | 0.046514 | 0.049201 | 0.051605 | 0.053734 | 0.055522 | 0.055969 | 0.056917 | 0.058057 | 0.059217 | 0.0604 | 256339.7482 | 255058.0495 | 253782.7592 | 252513.8454 | 251251.2762 | 249995.0198 | 248745.0447 | 247501.3195 | 246263.8129 | 245032.4938 | 256339.7482 | 255058.0495 | 253782.7592 | 252513.8454 | 251251.2762 | 249995.0198 | 248745.0447 | 247501.3195 | 246263.8129 | 245032.4938 | 9589.3553 | 19283.7284 | 29001.0261 | 38933.65 | 48955.7387 | 58972.1794 | 68901.6327 | 78713.0458 | 88349.8496 | 97779.9264 | 9589.3553 | 9694.3731 | 9717.2977 | 9932.6239 | 10022.0887 | 10016.4407 | 9929.4534 | 9811.4131 | 9636.8038 | 9430.0768
Com ¦ Heat/Energy Recovery Ventilation | RET | C_Office - Large | Ottawa and Surrounding | Space Heating/Ventilation | Commercial | COM/Ventilation | Customer Segment Consumption (m^3/year) | 15 | 2.2951 | 2.3437 | 2.3823 | 2.4115 | 2.43 | 2.4131 | 2.4088 | 2.4088 | 2.4088 | 2.4088 | 0.31541 | 0.32853 | 0.34061 | 0.35168 | 0.36148 | 0.36613 | 0.37279 | 0.38025 | 0.38786 | 0.39561 | 0.13743 | 0.14017 | 0.14298 | 0.14584 | 0.14875 | 0.15173 | 0.15476 | 0.15786 | 0.16102 | 0.16424 | 0.17798 | 0.18836 | 0.19763 | 0.20584 | 0.21272 | 0.2144 | 0.21803 | 0.2224 | 0.22684 | 0.23137 | 4325733.251 | 4304104.5847 | 4282584.0618 | 4261171.1415 | 4239865.2858 | 4218665.9594 | 4197572.6296 | 4176584.7664 | 4155701.8426 | 4134923.3334 | 4325733.251 | 4304104.5847 | 4282584.0618 | 4261171.1415 | 4239865.2858 | 4218665.9594 | 4197572.6296 | 4176584.7664 | 4155701.8426 | 4134923.3334 | 0.0014596 | 0.0030826 | 0.0048171 | 0.0065836 | 0.0084265 | 0.010353 | 0.012344 | 0.014364 | 0.016387 | 0.018382 | 0.0014596 | 0.001623 | 0.0017346 | 0.0017664 | 0.0018429 | 0.0019263 | 0.0019917 | 0.00202 | 0.0020223 | 0.001995
Com ¦ High perf.glazings ¦ Retro | RET | C_Office - Large | Ottawa and Surrounding | Space Heating/Ventilation | Commercial | Windows Retro | End Use Consumption (m^3/year) | 30 | 1.1286 | 1.1444 | 1.1569 | 1.1664 | 1.1725 | 1.167 | 1.1656 | 1.1656 | 1.1656 | 1.1655 | 0.40969 | 0.42374 | 0.43695 | 0.44934 | 0.4607 | 0.46771 | 0.47649 | 0.48602 | 0.49574 | 0.50565 | 0.36301 | 0.37027 | 0.37767 | 0.38523 | 0.39293 | 0.40079 | 0.4088 | 0.41698 | 0.42532 | 0.43383 | 0.046685 | 0.053473 | 0.059275 | 0.064116 | 0.067774 | 0.066916 | 0.067683 | 0.069039 | 0.070417 | 0.071818 | 1907289.7932 | 1897753.3442 | 1888264.5775 | 1878823.2546 | 1869429.1384 | 1860081.9927 | 1850781.5827 | 1841527.6748 | 1832320.0364 | 1823158.4362 | 1907289.7932 | 1897753.3442 | 1888264.5775 | 1878823.2546 | 1869429.1384 | 1860081.9927 | 1850781.5827 | 1841527.6748 | 1832320.0364 | 1823158.4362 | 13906.6313 | 26621.6012 | 37807.0794 | 50157.485 | 62811.9633 | 75307.2567 | 87342.7303 | 99147.0583 | 110649.2717 | 122011.8081 | 13906.6313 | 12714.9699 | 11185.4782 | 12350.4056 | 12654.4783 | 12495.2934 | 12035.4736 | 11804.328 | 11502.2133 | 11362.5365
Com ¦ Operational Improvement | RET | C_Office - Large | Ottawa and Surrounding | Cross Cutting/Behavioural | Commercial | NA | Customer Segment Consumption (m^3/year) | 5 | 2.0919 | 2.2142 | 2.3046 | 2.3725 | 2.4157 | 2.3793 | 2.3692 | 2.3692 | 2.3693 | 2.3693 | 0.051596 | 0.055707 | 0.05914 | 0.0621 | 0.064494 | 0.064795 | 0.065809 | 0.067124 | 0.06847 | 0.069841 | 0.024665 | 0.025158 | 0.025662 | 0.026175 | 0.026698 | 0.027232 | 0.027777 | 0.028332 | 0.028899 | 0.029477 | 0.026931 | 0.030548 | 0.033478 | 0.035925 | 0.037796 | 0.037563 | 0.038033 | 0.038792 | 0.039571 | 0.040364 | 3893230.7119 | 3873764.5583 | 3854395.7356 | 3835123.7569 | 3815948.1381 | 3796868.3974 | 3777884.0554 | 3758994.6351 | 3740199.662 | 3721498.6637 | 3893230.7119 | 3873764.5583 | 3854395.7356 | 3835123.7569 | 3815948.1381 | 3796868.3974 | 3777884.0554 | 3758994.6351 | 3740199.662 | 3721498.6637 | 190503.6592 | 386566.6504 | 586543.6113 | 789101.8122 | 992249.6078 | 1193994.5381 | 1392387.423 | 1585658.2011 | 1772145.9822 | 1950440.9538 | 190503.6592 | 196062.9912 | 199976.9609 | 202558.2009 | 203147.7956 | 201744.9303 | 198392.8848 | 193270.7781 | 186487.7811 | 178294.9716
Com ¦ Roof Insulation Upgrade | RET | C_Office - Large | Ottawa and Surrounding | Space Heating/Ventilation | Commercial | NA | Floor area (1000m2) | 20 | 0.96938 | 0.98631 | 0.99974 | 1.0099 | 1.0164 | 1.0105 | 1.009 | 1.009 | 1.009 | 1.009 | 0.36147 | 0.37513 | 0.38785 | 0.39962 | 0.41023 | 0.416 | 0.42369 | 0.43217 | 0.44081 | 0.44963 | 0.37288 | 0.38034 | 0.38795 | 0.39571 | 0.40362 | 0.41169 | 0.41993 | 0.42833 | 0.43689 | 0.44563 | -0.011417 | -0.0052059 | -0.00010224 | 0.0039177 | 0.0066095 | 0.0043095 | 0.0037681 | 0.0038478 | 0.0039229 | 0.0039953 | 153.3057 | 152.5392 | 151.7765 | 151.0176 | 150.2625 | 149.5112 | 148.7637 | 148.0199 | 147.2798 | 146.5434 | 0 | 0 | 0 | 151.0176 | 150.2625 | 149.5112 | 148.7637 | 148.0199 | 147.2798 | 146.5434 | 0 | 0 | 0 | 1.3085 | 2.6418 | 3.9656 | 5.2574 | 6.5337 | 7.7889 | 9.0349 | 0 | 0 | 0 | 1.3085 | 1.3333 | 1.3238 | 1.2918 | 1.2763 | 1.2553 | 1.246
Com ¦ Super High Perf Glazing ¦Retro | RET | C_Office - Large | Ottawa and Surrounding | Space Heating/Ventilation | Commercial | Windows Retro | End Use Consumption (m^3/year) | 30 | 0.53856 | 0.54611 | 0.55209 | 0.55662 | 0.5595 | 0.55687 | 0.5562 | 0.5562 | 0.5562 | 0.55619 | 0.61454 | 0.63561 | 0.65542 | 0.67401 | 0.69106 | 0.70156 | 0.71473 | 0.72903 | 0.74361 | 0.75847 | 1.1411 | 1.1639 | 1.1872 | 1.2109 | 1.2351 | 1.2598 | 1.285 | 1.3107 | 1.3369 | 1.3637 | -0.52653 | -0.52828 | -0.53175 | -0.5369 | -0.54407 | -0.55828 | -0.5703 | -0.5817 | -0.59334 | -0.60522 | 2860934.6898 | 2846630.0164 | 2832396.8663 | 2818234.8819 | 2804143.7075 | 2790122.989 | 2776172.3741 | 2762291.5122 | 2748480.0546 | 2734737.6543 | 0 | 0 | 0 | 0 | 0 | 0 | 0 | 0 | 0 | 0 | 0 | 0 | 0 | 0 | 0 | 0 | 0 | 0 | 0 | 0 | 0 | 0 | 0 | 0 | 0 | 0 | 0 | 0 | 0 | 0
Com ¦ VFD | RET | C_Office - Large | Ottawa and Surrounding | Space Heating/Ventilation | Commercial | NA | Customer Segment Consumption (m^3/year) | 15 | 8.073 | 8.1961 | 8.2942 | 8.3695 | 8.4188 | 8.3799 | 8.3727 | 8.3765 | 8.3803 | 8.3841 | 0.25811 | 0.26728 | 0.27589 | 0.28396 | 0.29135 | 0.2958 | 0.30146 | 0.30763 | 0.31392 | 0.32035 | 0.031971 | 0.032611 | 0.033263 | 0.033928 | 0.034607 | 0.035299 | 0.036005 | 0.036725 | 0.037459 | 0.038209 | 0.22613 | 0.23467 | 0.24263 | 0.25003 | 0.25674 | 0.2605 | 0.26545 | 0.2709 | 0.27646 | 0.28214 | 3985571.0198 | 3965643.1647 | 3945814.9489 | 3926085.8742 | 3906455.4448 | 3886923.1676 | 3867488.5517 | 3848151.109 | 3828910.3534 | 3809765.8017 | 3985571.0198 | 3965643.1647 | 3945814.9489 | 3926085.8742 | 3906455.4448 | 3886923.1676 | 3867488.5517 | 3848151.109 | 3828910.3534 | 3809765.8017 | 197834.3651 | 401659.4281 | 609756.5086 | 820454.4422 | 1031689.3188 | 1241365.0399 | 1447419.9823 | 1647938.5516 | 1841156.7346 | 2025566.098 | 197834.3651 | 203825.063 | 208097.0805 | 210697.9336 | 211234.8766 | 209675.721 | 206054.9424 | 200518.5693 | 193218.183 | 184409.3635
Com ¦ Wall Insulation Upgrade | RET | C_Office - Large | Ottawa and Surrounding | Space Heating/Ventilation | Commercial | NA | Floor area (1000m2) | 20 | 0.23905 | 0.24323 | 0.24654 | 0.24904 | 0.25064 | 0.24918 | 0.24881 | 0.24882 | 0.24882 | 0.24881 | 0.29574 | 0.30693 | 0.31733 | 0.32697 | 0.33564 | 0.34037 | 0.34666 | 0.3536 | 0.36067 | 0.36788 | 1.2372 | 1.2619 | 1.2871 | 1.3129 | 1.3391 | 1.3659 | 1.3932 | 1.4211 | 1.4495 | 1.4785 | -0.94142 | -0.95498 | -0.96981 | -0.98592 | -1.0035 | -1.0256 | -1.0466 | -1.0675 | -1.0889 | -1.1106 | 492.7684 | 490.3046 | 487.8531 | 485.4138 | 482.9867 | 480.5718 | 478.1689 | 475.7781 | 473.3992 | 471.0322 | 0 | 0 | 0 | 0 | 0 | 0 | 0 | 0 | 0 | 0 | 0 | 0 | 0 | 0 | 0 | 0 | 0 | 0 | 0 | 0 | 0 | 0 | 0 | 0 | 0 | 0 | 0 | 0 | 0 | 0
Com ¦ Air Curtains | ROB | C_Office - Large | Ottawa and Surrounding | Space Heating/Ventilation | Commercial | NA | Shipping door | 15 | 5.3878 | 5.504 | 5.5961 | 5.6658 | 5.7101 | 5.6694 | 5.659 | 5.6589 | 5.6587 | 5.6585 | 54793.8552 | 57095.1782 | 59211.3087 | 61147.8426 | 62858.8782 | 63658.8135 | 64812.7081 | 66108.1395 | 67428.0058 | 68773.4309 | 10170 | 10373.4 | 10580.868 | 10792.4854 | 11008.3351 | 11228.5018 | 11453.0718 | 11682.1332 | 11915.7759 | 12154.0914 | 44623.8552 | 46721.7782 | 48630.4407 | 50355.3572 | 51850.5432 | 52430.3118 | 53359.6363 | 54426.0063 | 55512.2299 | 56619.3395 | 2.4369 | 2.4247 | 2.4126 | 2.4005 | 2.3885 | 2.3766 | 2.3647 | 2.3529 | 2.3411 | 2.3294 | 2.4369 | 2.4247 | 2.4126 | 2.4005 | 2.3885 | 2.3766 | 2.3647 | 2.3529 | 2.3411 | 2.3294 | 0.11628 | 0.22726 | 0.33311 | 0.43428 | 0.53083 | 0.62286 | 0.71049 | 0.79388 | 0.87317 | 0.9485 | 0.11628 | 0.11098 | 0.10585 | 0.10117 | 0.09655 | 0.092034 | 0.087629 | 0.083391 | 0.079284 | 0.075335
Com ¦ Condensing Boiler ¦ Std Baseline | ROB | C_Office - Large | Ottawa and Surrounding | Space Heating/Ventilation | Commercial | Com¦Boiler¦Std | End Use Consumption (m^3/year) | 25 | 1.5743 | 1.5984 | 1.6176 | 1.6321 | 1.6413 | 1.6329 | 1.6308 | 1.6308 | 1.6308 | 1.6307 | 0.52357 | 0.54224 | 0.55971 | 0.57602 | 0.59087 | 0.59959 | 0.61078 | 0.623 | 0.63546 | 0.64816 | 0.33258 | 0.33923 | 0.34601 | 0.35294 | 0.35999 | 0.36719 | 0.37454 | 0.38203 | 0.38967 | 0.39746 | 0.19099 | 0.20301 | 0.21369 | 0.22309 | 0.23087 | 0.23239 | 0.23624 | 0.24097 | 0.24579 | 0.25069 | 6691535.5105 | 6658077.8329 | 6624787.4438 | 6591663.5065 | 6558705.189 | 6525911.6631 | 6493282.1048 | 6460815.6942 | 6428511.6158 | 6396369.0577 | 6691535.5105 | 6658077.8329 | 6624787.4438 | 6591663.5065 | 6558705.189 | 6525911.6631 | 6493282.1048 | 6460815.6942 | 6428511.6158 | 6396369.0577 | 6459.5934 | 18751.3813 | 35838.8979 | 58369.0186 | 85463.6527 | 116222.6017 | 149772.6514 | 185739.9035 | 223510.3067 | 262796.7161 | 6459.5934 | 12291.7879 | 17087.5166 | 22530.1207 | 27094.6341 | 30758.949 | 33550.0497 | 35967.2521 | 37770.4032 | 39286.4094
Com ¦ Condensing Water Heaters | ROB | C_Office - Large | Ottawa and Surrounding | Water Heating | Commercial | Com ¦ Water Heating | End Use Consumption (m^3/year) | 13 | 1.5536 | 1.5892 | 1.6159 | 1.6352 | 1.6466 | 1.6465 | 1.6432 | 1.6432 | 1.6432 | 1.6432 | 0.24404 | 0.25463 | 0.26408 | 0.27258 | 0.27997 | 0.28555 | 0.29068 | 0.29649 | 0.30242 | 0.30847 | 0.15708 | 0.16022 | 0.16343 | 0.1667 | 0.17003 | 0.17343 | 0.1769 | 0.18044 | 0.18405 | 0.18773 | 0.086963 | 0.094409 | 0.10066 | 0.10589 | 0.10994 | 0.11212 | 0.11378 | 0.11606 | 0.11838 | 0.12075 | 53388.3399 | 53121.3982 | 52855.7912 | 52591.5123 | 52328.5547 | 52066.912 | 51806.5774 | 51547.5445 | 51289.8068 | 51033.3578 | 53388.3399 | 53121.3982 | 52855.7912 | 52591.5123 | 52328.5547 | 52066.912 | 51806.5774 | 51547.5445 | 51289.8068 | 51033.3578 | 1666.2235 | 3260.1382 | 4779.3783 | 6267.0883 | 7711.1147 | 9105.5133 | 10446.9227 | 11740.6351 | 12986.8148 | 14189.571 | 1666.2235 | 1593.9147 | 1519.2401 | 1487.71 | 1444.0264 | 1394.3985 | 1341.4094 | 1293.7124 | 1246.1797 | 1202.7562
Com ¦ Near Condensing Boiler¦ Std Baseline | ROB | C_Office - Large | Ottawa and Surrounding | Space Heating/Ventilation | Commercial | Com¦Boiler¦Std | End Use Consumption (m^3/year) | 25 | 4.3784 | 4.4456 | 4.4989 | 4.5392 | 4.5649 | 4.5415 | 4.5355 | 4.5356 | 4.5355 | 4.5355 | 0.29918 | 0.30985 | 0.31983 | 0.32915 | 0.33764 | 0.34262 | 0.34902 | 0.356 | 0.36312 | 0.37037 | 0.068331 | 0.069697 | 0.071091 | 0.072513 | 0.073963 | 0.075443 | 0.076952 | 0.078491 | 0.08006 | 0.081662 | 0.23085 | 0.24015 | 0.24874 | 0.25664 | 0.26367 | 0.26718 | 0.27206 | 0.27751 | 0.28306 | 0.28871 | 3823734.5774 | 3804615.9045 | 3785592.825 | 3766664.8609 | 3747831.5366 | 3729092.3789 | 3710446.917 | 3691894.6824 | 3673435.209 | 3655068.033 | 3823734.5774 | 3804615.9045 | 3785592.825 | 3766664.8609 | 3747831.5366 | 3729092.3789 | 3710446.917 | 3691894.6824 | 3673435.209 | 3655068.033 | 95603.6033 | 181898.0827 | 259295.4464 | 328960.9456 | 391218.3237 | 446524.4569 | 495391.2376 | 538467.6905 | 576301.9872 | 609484.7327 | 95603.6033 | 86294.4793 | 77397.3637 | 69665.4992 | 62257.3781 | 55306.1332 | 48866.7807 | 43076.4528 | 37834.2967 | 33182.7456
Com ¦ Steam Traps | ROB | C_Office - Large | Ottawa and Surrounding | Space Heating/Ventilation | Commercial | NA | Customer Segment Consumption (m^3/year) | 5 | 3.4961 | 3.7018 | 3.8542 | 3.9696 | 4.0433 | 3.9761 | 3.9592 | 3.9593 | 3.9594 | 3.9593 | 0.10116 | 0.10925 | 0.11602 | 0.12189 | 0.12663 | 0.12702 | 0.12901 | 0.13159 | 0.13422 | 0.1369 | 0.028934 | 0.029512 | 0.030102 | 0.030705 | 0.031319 | 0.031945 | 0.032584 | 0.033236 | 0.0339 | 0.034578 | 0.072222 | 0.079736 | 0.085917 | 0.091181 | 0.095312 | 0.095071 | 0.096422 | 0.098355 | 0.10032 | 0.10233 | 714864.3578 | 711290.036 | 707733.5858 | 704194.9179 | 700673.9433 | 697170.5736 | 693684.7207 | 690216.2971 | 686765.2156 | 683331.3896 | 714864.3578 | 711290.036 | 707733.5858 | 704194.9179 | 700673.9433 | 697170.5736 | 693684.7207 | 690216.2971 | 686765.2156 | 683331.3896 | 105863.5543 | 192908.6167 | 264649.1672 | 324015.0621 | 373245.3512 | 414157.1953 | 448224.473 | 476664.3408 | 500453.4033 | 520398.7119 | 105863.5543 | 87045.0624 | 71740.5505 | 59365.8949 | 49230.2891 | 40911.8441 | 34067.2777 | 28439.8678 | 23789.0626 | 19945.3086
Com ¦ Tankless Water Heaters | ROB | C_Office - Large | Ottawa and Surrounding | Water Heating | Commercial | Com ¦ Water Heating | End Use Consumption (m^3/year) | 18 | 0.54413 | 0.55403 | 0.56143 | 0.5668 | 0.56995 | 0.56992 | 0.56902 | 0.56902 | 0.56901 | 0.56902 | 0.46011 | 0.47785 | 0.49392 | 0.50862 | 0.52167 | 0.53208 | 0.54186 | 0.5527 | 0.56375 | 0.57503 | 0.84559 | 0.8625 | 0.87976 | 0.89735 | 0.9153 | 0.9336 | 0.95228 | 0.97132 | 0.99075 | 1.0106 | -0.38548 | -0.38465 | -0.38583 | -0.38873 | -0.39362 | -0.40152 | -0.41041 | -0.41862 | -0.427 | -0.43553 | 79833.0317 | 79433.8665 | 79036.6972 | 78641.5137 | 78248.3061 | 77857.0646 | 77467.7793 | 77080.4404 | 76695.0382 | 76311.563 | 0 | 0 | 0 | 0 | 0 | 0 | 0 | 0 | 0 | 0 | 0 | 0 | 0 | 0 | 0 | 0 | 0 | 0 | 0 | 0 | 0 | 0 | 0 | 0 | 0 | 0 | 0 | 0 | 0 | 0
Com ¦ Condensing Boiler ¦ Near Cond Baseline | NEW | C_Office - Small | Ottawa and Surrounding | Space Heating/Ventilation | Commercial | NA | End Use Consumption (m^3/year) | 25 | 1.0302 | 1.046 | 1.0586 | 1.0681 | 1.0741 | 1.0686 | 1.0672 | 1.0672 | 1.0672 | 1.0672 | 0.22439 | 0.23239 | 0.23987 | 0.24687 | 0.25323 | 0.25697 | 0.26176 | 0.267 | 0.27234 | 0.27778 | 0.2178 | 0.22216 | 0.2266 | 0.23114 | 0.23576 | 0.24047 | 0.24528 | 0.25019 | 0.25519 | 0.2603 | 0.0065823 | 0.010226 | 0.013271 | 0.01573 | 0.01747 | 0.016492 | 0.016479 | 0.016811 | 0.017145 | 0.017485 | 41407.0193 | 83228.1088 | 125470.5148 | 168141.5869 | 211248.78 | 254799.6557 | 298801.8837 | 343263.2441 | 388191.6281 | 433595.0408 | 41407.0193 | 83228.1088 | 125470.5148 | 168141.5869 | 211248.78 | 254799.6557 | 298801.8837 | 343263.2441 | 388191.6281 | 433595.0408 | 4421.5423 | 8887.3001 | 13097.4089 | 16910.8182 | 21241.1908 | 25795.2349 | 30404.104 | 34949.1838 | 39509.4187 | 44051.3847 | 4421.5423 | 4465.7577 | 4210.1088 | 3813.4093 | 4330.3726 | 4554.0441 | 4608.8691 | 4545.0798 | 4560.2349 | 4541.966
Com ¦ Condensing Boiler ¦ Std Baseline | NEW | C_Office - Small | Ottawa and Surrounding | Space Heating/Ventilation | Commercial | Com¦Boiler¦Std | End Use Consumption (m^3/year) | 25 | 1.5743 | 1.5984 | 1.6176 | 1.6321 | 1.6413 | 1.6329 | 1.6308 | 1.6308 | 1.6308 | 1.6307 | 0.52357 | 0.54224 | 0.55971 | 0.57602 | 0.59087 | 0.59959 | 0.61078 | 0.623 | 0.63546 | 0.64816 | 0.33258 | 0.33923 | 0.34601 | 0.35294 | 0.35999 | 0.36719 | 0.37454 | 0.38203 | 0.38967 | 0.39746 | 0.19099 | 0.20301 | 0.21369 | 0.22309 | 0.23087 | 0.23239 | 0.23624 | 0.24097 | 0.24579 | 0.25069 | 96616.3784 | 194198.9206 | 292764.5345 | 392330.3694 | 492913.82 | 594532.5299 | 697204.3954 | 800947.5695 | 905780.4657 | 1011721.7619 | 96616.3784 | 194198.9206 | 292764.5345 | 392330.3694 | 492913.82 | 594532.5299 | 697204.3954 | 800947.5695 | 905780.4657 | 1011721.7619 | 2326.8506 | 4676.9697 | 9375.1082 | 16242.2018 | 25751.3657 | 37772.7735 | 52135.0122 | 68643.1215 | 87292.4253 | 107947.3675 | 2326.8506 | 2350.1191 | 4698.1385 | 6867.0937 | 9509.1639 | 12021.4078 | 14362.2387 | 16508.1093 | 18649.3038 | 20654.9422
Com ¦ Condensing Water Heaters | NEW | C_Office - Small | Ottawa and Surrounding | Water Heating | Commercial | Com ¦ Water Heating | End Use Consumption (m^3/year) | 13 | 1.5536 | 1.5892 | 1.6159 | 1.6352 | 1.6466 | 1.6465 | 1.6432 | 1.6432 | 1.6432 | 1.6432 | 0.24404 | 0.25463 | 0.26408 | 0.27258 | 0.27997 | 0.28555 | 0.29068 | 0.29649 | 0.30242 | 0.30847 | 0.15708 | 0.16022 | 0.16343 | 0.1667 | 0.17003 | 0.17343 | 0.1769 | 0.18044 | 0.18405 | 0.18773 | 0.086963 | 0.094409 | 0.10066 | 0.10589 | 0.10994 | 0.11212 | 0.11378 | 0.11606 | 0.11838 | 0.12075 | 539.8203 | 1085.0387 | 1635.7499 | 2192.0495 | 2754.0348 | 3321.8044 | 3895.4582 | 4475.0976 | 5060.8257 | 5652.7466 | 539.8203 | 1085.0387 | 1635.7499 | 2192.0495 | 2754.0348 | 3321.8044 | 3895.4582 | 4475.0976 | 5060.8257 | 5652.7466 | 302.0917 | 607.2044 | 917.8265 | 1232.771 | 1559.2829 | 1894.9033 | 2238.1469 | 2587.9119 | 2944.6841 | 3308.0358 | 302.0917 | 305.1127 | 310.622 | 314.9446 | 326.5118 | 335.6205 | 343.2436 | 349.7649 | 356.7723 | 363.3517
Com ¦ High perf.glazings ¦ New | NEW | C_Office - Small | Ottawa and Surrounding | Space Heating/Ventilation | Commercial | Windows New | End Use Consumption (m^3/year) | 30 | 1.6157 | 1.6383 | 1.6563 | 1.6698 | 1.6785 | 1.6706 | 1.6686 | 1.6686 | 1.6686 | 1.6686 | 0.40969 | 0.42374 | 0.43695 | 0.44934 | 0.4607 | 0.46771 | 0.47649 | 0.48602 | 0.49574 | 0.50565 | 0.25357 | 0.25864 | 0.26382 | 0.26909 | 0.27447 | 0.27996 | 0.28556 | 0.29127 | 0.2971 | 0.30304 | 0.15612 | 0.1651 | 0.17313 | 0.18025 | 0.18623 | 0.18774 | 0.19093 | 0.19475 | 0.19864 | 0.2026 | 27538.5869 | 55352.5597 | 83446.7377 | 111826.0088 | 140495.3312 | 169459.7337 | 198724.3175 | 228294.2565 | 258174.7992 | 288371.2695 | 27538.5869 | 55352.5597 | 83446.7377 | 111826.0088 | 140495.3312 | 169459.7337 | 198724.3175 | 228294.2565 | 258174.7992 | 288371.2695 | 8546.0947 | 17177.6504 | 25779.7404 | 34229.2855 | 43242.3917 | 52578.5924 | 62096.6692 | 71695.7256 | 81433.0802 | 91276.9383 | 8546.0947 | 8631.5557 | 8602.09 | 8449.5451 | 9013.1062 | 9336.2007 | 9518.0768 | 9599.0564 | 9737.3546 | 9843.8581
Com ¦ Near Condensing Boiler¦ Std Baseline | NEW | C_Office - Small | Ottawa and Surrounding | Space Heating/Ventilation | Commercial | Com¦Boiler¦Std | End Use Consumption (m^3/year) | 25 | 4.3784 | 4.4456 | 4.4989 | 4.5392 | 4.5649 | 4.5415 | 4.5355 | 4.5356 | 4.5355 | 4.5355 | 0.29918 | 0.30985 | 0.31983 | 0.32915 | 0.33764 | 0.34262 | 0.34902 | 0.356 | 0.36312 | 0.37037 | 0.068331 | 0.069697 | 0.071091 | 0.072513 | 0.073963 | 0.075443 | 0.076952 | 0.078491 | 0.08006 | 0.081662 | 0.23085 | 0.24015 | 0.24874 | 0.25664 | 0.26367 | 0.26718 | 0.27206 | 0.27751 | 0.28306 | 0.28871 | 55209.3591 | 110970.8118 | 167294.0197 | 224188.7825 | 281665.04 | 339732.8742 | 398402.5116 | 457684.3254 | 517588.8375 | 578126.7211 | 55209.3591 | 110970.8118 | 167294.0197 | 224188.7825 | 281665.04 | 339732.8742 | 398402.5116 | 457684.3254 | 517588.8375 | 578126.7211 | 34437.9725 | 69220.3246 | 102203.5993 | 133307.882 | 162711.2152 | 190333.7078 | 216157.7335 | 240202.3523 | 262537.8327 | 283227.7154 | 34437.9725 | 34782.3522 | 32983.2747 | 31104.2827 | 29403.3332 | 27622.4926 | 25824.0257 | 24044.6188 | 22335.4804 | 20689.8827
Com ¦ Super High Perf Glazing ¦New | NEW | C_Office - Small | Ottawa and Surrounding | Space Heating/Ventilation | Commercial | Windows New | End Use Consumption (m^3/year) | 30 | 0.53856 | 0.54611 | 0.55209 | 0.55662 | 0.5595 | 0.55687 | 0.5562 | 0.5562 | 0.5562 | 0.55619 | 0.61454 | 0.63561 | 0.65542 | 0.67401 | 0.69106 | 0.70156 | 0.71473 | 0.72903 | 0.74361 | 0.75847 | 1.1411 | 1.1639 | 1.1872 | 1.2109 | 1.2351 | 1.2598 | 1.285 | 1.3107 | 1.3369 | 1.3637 | -0.52653 | -0.52828 | -0.53175 | -0.5369 | -0.54407 | -0.55828 | -0.5703 | -0.5817 | -0.59334 | -0.60522 | 41307.8804 | 83028.8396 | 125170.1065 | 167739.0132 | 210742.9968 | 254189.6006 | 298086.4762 | 342441.3847 | 387262.1989 | 432556.9042 | 0 | 0 | 0 | 0 | 0 | 0 | 0 | 0 | 0 | 0 | 0 | 0 | 0 | 0 | 0 | 0 | 0 | 0 | 0 | 0 | 0 | 0 | 0 | 0 | 0 | 0 | 0 | 0 | 0 | 0
Com ¦ Tankless Water Heaters | NEW | C_Office - Small | Ottawa and Surrounding | Water Heating | Commercial | Com ¦ Water Heating | End Use Consumption (m^3/year) | 18 | 0.54413 | 0.55403 | 0.56143 | 0.5668 | 0.56995 | 0.56992 | 0.56902 | 0.56902 | 0.56901 | 0.56902 | 0.46011 | 0.47785 | 0.49392 | 0.50862 | 0.52167 | 0.53208 | 0.54186 | 0.5527 | 0.56375 | 0.57503 | 0.84559 | 0.8625 | 0.87976 | 0.89735 | 0.9153 | 0.9336 | 0.95228 | 0.97132 | 0.99075 | 1.0106 | -0.38548 | -0.38465 | -0.38583 | -0.38873 | -0.39362 | -0.40152 | -0.41041 | -0.41862 | -0.427 | -0.43553 | 807.2079 | 1622.4878 | 2445.9811 | 3277.831 | 4118.1829 | 4967.1841 | 5824.9842 | 6691.7348 | 7567.5898 | 8452.7052 | 0 | 0 | 0 | 0 | 0 | 0 | 0 | 0 | 0 | 0 | 0 | 0 | 0 | 0 | 0 | 0 | 0 | 0 | 0 | 0 | 0 | 0 | 0 | 0 | 0 | 0 | 0 | 0 | 0 | 0
Com ¦ Air Sealing | RET | C_Office - Small | Ottawa and Surrounding | Space Heating/Ventilation | Commercial | NA | Floor area (1000m2) | 6 | 0.7443 | 0.77842 | 0.80548 | 0.82599 | 0.83903 | 0.82713 | 0.82412 | 0.82415 | 0.82415 | 0.82412 | 0.06258 | 0.066757 | 0.07046 | 0.073699 | 0.07636 | 0.076782 | 0.078033 | 0.079597 | 0.081189 | 0.082809 | 0.084079 | 0.08576 | 0.087476 | 0.089225 | 0.09101 | 0.09283 | 0.094686 | 0.09658 | 0.098512 | 0.10048 | -0.021499 | -0.019003 | -0.017016 | -0.015526 | -0.01465 | -0.016047 | -0.016654 | -0.016984 | -0.017323 | -0.017673 | 236.2226 | 235.0415 | 233.8663 | 232.697 | 231.5335 | 230.3758 | 229.224 | 228.0778 | 226.9375 | 225.8028 | 0 | 0 | 0 | 0 | 0 | 0 | 0 | 0 | 0 | 0 | 0 | 0 | 0 | 0 | 0 | 0 | 0 | 0 | 0 | 0 | 0 | 0 | 0 | 0 | 0 | 0 | 0 | 0 | 0 | 0
Com ¦ Building Controls and Automation Systems | RET | C_Office - Small | Ottawa and Surrounding | Space Heating/Ventilation | Commercial | NA | Customer Segment Consumption (m^3/year) | 11 | 1.6349 | 1.6788 | 1.7136 | 1.7399 | 1.7567 | 1.7414 | 1.7375 | 1.7375 | 1.7375 | 1.7375 | 0.21383 | 0.22396 | 0.23317 | 0.24149 | 0.2487 | 0.25146 | 0.25592 | 0.26104 | 0.26626 | 0.27158 | 0.13079 | 0.13341 | 0.13607 | 0.13879 | 0.14157 | 0.1444 | 0.14729 | 0.15024 | 0.15324 | 0.15631 | 0.083038 | 0.090553 | 0.097099 | 0.1027 | 0.10713 | 0.10706 | 0.10863 | 0.1108 | 0.11302 | 0.11528 | 3174040.2104 | 3158170.0094 | 3142379.1593 | 3126667.2635 | 3111033.9272 | 3095478.7576 | 3080001.3638 | 3064601.357 | 3049278.3502 | 3034031.9584 | 3174040.2104 | 3158170.0094 | 3142379.1593 | 3126667.2635 | 3111033.9272 | 3095478.7576 | 3080001.3638 | 3064601.357 | 3049278.3502 | 3034031.9584 | 128236.2581 | 258622.7877 | 390112.0689 | 524098.0063 | 659095.0971 | 793879.5443 | 927351.2663 | 1058873.1408 | 1187600.1938 | 1312936.5572 | 128236.2581 | 130386.5296 | 131489.2812 | 133985.9374 | 134997.0908 | 134784.4472 | 133471.722 | 131521.8745 | 128727.053 | 125336.3634
Com ¦ Demand Control Ventilation | RET | C_Office - Small | Ottawa and Surrounding | Space Heating/Ventilation | Commercial | NA | Customer Segment Consumption (m^3/year) | 15 | 7.3302 | 7.4854 | 7.6085 | 7.7017 | 7.7611 | 7.7069 | 7.6932 | 7.6933 | 7.6933 | 7.6932 | 0.42311 | 0.44071 | 0.45692 | 0.47177 | 0.48491 | 0.49116 | 0.50009 | 0.5101 | 0.5203 | 0.5307 | 0.057722 | 0.058876 | 0.060054 | 0.061255 | 0.06248 | 0.06373 | 0.065004 | 0.066304 | 0.06763 | 0.068983 | 0.36539 | 0.38184 | 0.39687 | 0.41051 | 0.42243 | 0.42743 | 0.43509 | 0.4438 | 0.45267 | 0.46171 | 2715252.9435 | 2701676.6788 | 2688168.2954 | 2674727.4539 | 2661353.8166 | 2648047.0475 | 2634806.8123 | 2621632.7782 | 2608524.6143 | 2595481.9913 | 2715252.9435 | 2701676.6788 | 2688168.2954 | 2674727.4539 | 2661353.8166 | 2648047.0475 | 2634806.8123 | 2621632.7782 | 2608524.6143 | 2595481.9913 | 135784.2111 | 275614.5863 | 418274.2777 | 562684.3994 | 707386.4653 | 850913.9811 | 991857.6088 | 1128926.804 | 1260910.1804 | 1386778.4235 | 135784.2111 | 139830.3752 | 142659.6915 | 144410.1217 | 144702.0659 | 143527.5158 | 140943.6277 | 137069.1952 | 131983.3764 | 125868.2431
Com ¦ Heat Reflector Panels | RET | C_Office - Small | Ottawa and Surrounding | Space Heating/Ventilation | Commercial | NA | End Use Consumption (m^3/year) | 18 | 2.0191 | 2.0568 | 2.0867 | 2.1094 | 2.1238 | 2.1106 | 2.1073 | 2.1073 | 2.1073 | 2.1073 | 0.092157 | 0.095756 | 0.099092 | 0.10217 | 0.10493 | 0.10636 | 0.10832 | 0.11049 | 0.1127 | 0.11495 | 0.045643 | 0.046556 | 0.047487 | 0.048437 | 0.049405 | 0.050393 | 0.051401 | 0.052429 | 0.053478 | 0.054547 | 0.046514 | 0.049201 | 0.051605 | 0.053734 | 0.055522 | 0.055969 | 0.056917 | 0.058057 | 0.059217 | 0.0604 | 184134.0077 | 183213.3377 | 182297.271 | 181385.7846 | 180478.8557 | 179576.4614 | 178678.5791 | 177785.1862 | 176896.2603 | 176011.779 | 184134.0077 | 183213.3377 | 182297.271 | 181385.7846 | 180478.8557 | 179576.4614 | 178678.5791 | 177785.1862 | 176896.2603 | 176011.779 | 6888.2272 | 13851.8908 | 20832.0216 | 27966.8255 | 35165.8938 | 42360.905 | 49493.4315 | 56541.1673 | 63463.4777 | 70237.2919 | 6888.2272 | 6963.6636 | 6980.1308 | 7134.8039 | 7199.0683 | 7195.0112 | 7132.5265 | 7047.7358 | 6922.3104 | 6773.8142
Com ¦ Heat/Energy Recovery Ventilation | RET | C_Office - Small | Ottawa and Surrounding | Space Heating/Ventilation | Commercial | NA | End Use Consumption (m^3/year) | 15 | 1.781 | 1.8187 | 1.8486 | 1.8713 | 1.8857 | 1.8726 | 1.8692 | 1.8693 | 1.8692 | 1.8692 | 0.40645 | 0.42336 | 0.43893 | 0.45319 | 0.46582 | 0.47182 | 0.4804 | 0.49002 | 0.49982 | 0.5098 | 0.22821 | 0.23278 | 0.23743 | 0.24218 | 0.24703 | 0.25197 | 0.25701 | 0.26215 | 0.26739 | 0.27274 | 0.17824 | 0.19059 | 0.2015 | 0.21101 | 0.21879 | 0.21985 | 0.2234 | 0.22787 | 0.23243 | 0.23707 | 2969160.8743 | 2954315.0699 | 2939543.4946 | 2924845.7771 | 2910221.5482 | 2895670.4405 | 2881192.0883 | 2866786.1278 | 2852452.1972 | 2838189.9362 | 2969160.8743 | 2954315.0699 | 2939543.4946 | 2924845.7771 | 2910221.5482 | 2895670.4405 | 2881192.0883 | 2866786.1278 | 2852452.1972 | 2838189.9362 | 111072.6629 | 223361.7385 | 335916.348 | 450965.0614 | 567050.0374 | 683069.5936 | 798081.5831 | 911726.3228 | 1023348.5779 | 1132576.3322 | 111072.6629 | 112289.0756 | 112554.6095 | 115048.7134 | 116084.976 | 116019.5562 | 115011.9895 | 113644.7397 | 111622.2551 | 109227.7543
Com ¦ High perf.glazings ¦ Retro | RET | C_Office - Small | Ottawa and Surrounding | Space Heating/Ventilation | Commercial | Windows Retro | End Use Consumption (m^3/year) | 30 | 1.1286 | 1.1444 | 1.1569 | 1.1664 | 1.1725 | 1.167 | 1.1656 | 1.1656 | 1.1656 | 1.1655 | 0.40969 | 0.42374 | 0.43695 | 0.44934 | 0.4607 | 0.46771 | 0.47649 | 0.48602 | 0.49574 | 0.50565 | 0.36301 | 0.37027 | 0.37767 | 0.38523 | 0.39293 | 0.40079 | 0.4088 | 0.41698 | 0.42532 | 0.43383 | 0.046685 | 0.053473 | 0.059275 | 0.064116 | 0.067774 | 0.066916 | 0.067683 | 0.069039 | 0.070417 | 0.071818 | 1370044.7002 | 1363194.4767 | 1356378.5043 | 1349596.6118 | 1342848.6287 | 1336134.3856 | 1329453.7137 | 1322806.4451 | 1316192.4129 | 1309611.4508 | 1370044.7002 | 1363194.4767 | 1356378.5043 | 1349596.6118 | 1342848.6287 | 1336134.3856 | 1329453.7137 | 1322806.4451 | 1316192.4129 | 1309611.4508 | 9989.4135 | 19122.8327 | 27157.5871 | 36029.1324 | 45119.0992 | 54094.7203 | 62740.0436 | 71219.3303 | 79481.602 | 87643.5409 | 9989.4135 | 9133.4191 | 8034.7544 | 8871.5453 | 9089.9668 | 8975.6211 | 8645.3232 | 8479.2867 | 8262.2717 | 8161.939
Com ¦ Operational Improvement | RET | C_Office - Small | Ottawa and Surrounding | Cross Cutting/Behavioural | Commercial | NA | Customer Segment Consumption (m^3/year) | 5 | 2.0919 | 2.2142 | 2.3046 | 2.3725 | 2.4157 | 2.3793 | 2.3692 | 2.3692 | 2.3693 | 2.3693 | 0.051596 | 0.055707 | 0.05914 | 0.0621 | 0.064494 | 0.064795 | 0.065809 | 0.067124 | 0.06847 | 0.069841 | 0.024665 | 0.025158 | 0.025662 | 0.026175 | 0.026698 | 0.027232 | 0.027777 | 0.028332 | 0.028899 | 0.029477 | 0.026931 | 0.030548 | 0.033478 | 0.035925 | 0.037796 | 0.037563 | 0.038033 | 0.038792 | 0.039571 | 0.040364 | 2454921.7253 | 2442647.1166 | 2430433.8811 | 2418281.7116 | 2406190.3031 | 2394159.3516 | 2382188.5548 | 2370277.612 | 2358426.224 | 2346634.0929 | 2454921.7253 | 2442647.1166 | 2430433.8811 | 2418281.7116 | 2406190.3031 | 2394159.3516 | 2382188.5548 | 2370277.612 | 2358426.224 | 2346634.0929 | 120124.2892 | 243754.0795 | 369851.8687 | 497577.2887 | 625674.4846 | 752887.0875 | 877986.0192 | 999855.1472 | 1117447.1779 | 1229873.1376 | 120124.2892 | 123629.7903 | 126097.7893 | 127725.42 | 128097.1958 | 127212.6029 | 125098.9317 | 121869.128 | 117592.0307 | 112425.9597
Com ¦ Roof Insulation Upgrade | RET | C_Office - Small | Ottawa and Surrounding | Space Heating/Ventilation | Commercial | NA | Floor area (1000m2) | 20 | 0.96938 | 0.98631 | 0.99974 | 1.0099 | 1.0164 | 1.0105 | 1.009 | 1.009 | 1.009 | 1.009 | 0.36147 | 0.37513 | 0.38785 | 0.39962 | 0.41023 | 0.416 | 0.42369 | 0.43217 | 0.44081 | 0.44963 | 0.37288 | 0.38034 | 0.38795 | 0.39571 | 0.40362 | 0.41169 | 0.41993 | 0.42833 | 0.43689 | 0.44563 | -0.011417 | -0.0052059 | -0.00010224 | 0.0039177 | 0.0066095 | 0.0043095 | 0.0037681 | 0.0038478 | 0.0039229 | 0.0039953 | 132.2847 | 131.6233 | 130.9651 | 130.3103 | 129.6588 | 129.0105 | 128.3654 | 127.7236 | 127.085 | 126.4496 | 0 | 0 | 0 | 130.3103 | 129.6588 | 129.0105 | 128.3654 | 127.7236 | 127.085 | 126.4496 | 0 | 0 | 0 | 1.1291 | 2.2795 | 3.4218 | 4.5365 | 5.6378 | 6.7209 | 7.7961 | 0 | 0 | 0 | 1.1291 | 1.1505 | 1.1423 | 1.1147 | 1.1013 | 1.0831 | 1.0751
Com ¦ Super High Perf Glazing ¦Retro | RET | C_Office - Small | Ottawa and Surrounding | Space Heating/Ventilation | Commercial | Windows Retro | End Use Consumption (m^3/year) | 30 | 0.53856 | 0.54611 | 0.55209 | 0.55662 | 0.5595 | 0.55687 | 0.5562 | 0.5562 | 0.5562 | 0.55619 | 0.61454 | 0.63561 | 0.65542 | 0.67401 | 0.69106 | 0.70156 | 0.71473 | 0.72903 | 0.74361 | 0.75847 | 1.1411 | 1.1639 | 1.1872 | 1.2109 | 1.2351 | 1.2598 | 1.285 | 1.3107 | 1.3369 | 1.3637 | -0.52653 | -0.52828 | -0.53175 | -0.5369 | -0.54407 | -0.55828 | -0.5703 | -0.5817 | -0.59334 | -0.60522 | 2055067.0503 | 2044791.7151 | 2034567.7565 | 2024394.9177 | 2014272.9431 | 2004201.5784 | 1994180.5705 | 1984209.6677 | 1974288.6193 | 1964417.1762 | 0 | 0 | 0 | 0 | 0 | 0 | 0 | 0 | 0 | 0 | 0 | 0 | 0 | 0 | 0 | 0 | 0 | 0 | 0 | 0 | 0 | 0 | 0 | 0 | 0 | 0 | 0 | 0 | 0 | 0
Com ¦ Wall Insulation Upgrade | RET | C_Office - Small | Ottawa and Surrounding | Space Heating/Ventilation | Commercial | NA | Floor area (1000m2) | 20 | 0.23905 | 0.24323 | 0.24654 | 0.24904 | 0.25064 | 0.24918 | 0.24881 | 0.24882 | 0.24882 | 0.24881 | 0.29574 | 0.30693 | 0.31733 | 0.32697 | 0.33564 | 0.34037 | 0.34666 | 0.3536 | 0.36067 | 0.36788 | 1.2372 | 1.2619 | 1.2871 | 1.3129 | 1.3391 | 1.3659 | 1.3932 | 1.4211 | 1.4495 | 1.4785 | -0.94142 | -0.95498 | -0.96981 | -0.98592 | -1.0035 | -1.0256 | -1.0466 | -1.0675 | -1.0889 | -1.1106 | 425.2008 | 423.0748 | 420.9594 | 418.8546 | 416.7603 | 414.6765 | 412.6031 | 410.5401 | 408.4874 | 406.445 | 0 | 0 | 0 | 0 | 0 | 0 | 0 | 0 | 0 | 0 | 0 | 0 | 0 | 0 | 0 | 0 | 0 | 0 | 0 | 0 | 0 | 0 | 0 | 0 | 0 | 0 | 0 | 0 | 0 | 0
Com ¦ Condensing Boiler ¦ Std Baseline | ROB | C_Office - Small | Ottawa and Surrounding | Space Heating/Ventilation | Commercial | Com¦Boiler¦Std | End Use Consumption (m^3/year) | 25 | 1.5743 | 1.5984 | 1.6176 | 1.6321 | 1.6413 | 1.6329 | 1.6308 | 1.6308 | 1.6308 | 1.6307 | 0.52357 | 0.54224 | 0.55971 | 0.57602 | 0.59087 | 0.59959 | 0.61078 | 0.623 | 0.63546 | 0.64816 | 0.33258 | 0.33923 | 0.34601 | 0.35294 | 0.35999 | 0.36719 | 0.37454 | 0.38203 | 0.38967 | 0.39746 | 0.19099 | 0.20301 | 0.21369 | 0.22309 | 0.23087 | 0.23239 | 0.23624 | 0.24097 | 0.24579 | 0.25069 | 4806664.8262 | 4782631.5021 | 4758718.3446 | 4734924.7529 | 4711250.1291 | 4687693.8784 | 4664255.4091 | 4640934.132 | 4617729.4613 | 4594640.814 | 4806664.8262 | 4782631.5021 | 4758718.3446 | 4734924.7529 | 4711250.1291 | 4687693.8784 | 4664255.4091 | 4640934.132 | 4617729.4613 | 4594640.814 | 4640.0561 | 13469.4951 | 25743.8027 | 41927.6425 | 61390.2643 | 83485.0373 | 107584.7142 | 133420.7163 | 160551.9582 | 188772.1779 | 4640.0561 | 8829.439 | 12274.3076 | 16183.8398 | 19462.6217 | 22094.773 | 24099.6769 | 25836.0021 | 27131.2419 | 28220.2197
Com ¦ Condensing Water Heaters | ROB | C_Office - Small | Ottawa and Surrounding | Water Heating | Commercial | Com ¦ Water Heating | End Use Consumption (m^3/year) | 13 | 1.5536 | 1.5892 | 1.6159 | 1.6352 | 1.6466 | 1.6465 | 1.6432 | 1.6432 | 1.6432 | 1.6432 | 0.24404 | 0.25463 | 0.26408 | 0.27258 | 0.27997 | 0.28555 | 0.29068 | 0.29649 | 0.30242 | 0.30847 | 0.15708 | 0.16022 | 0.16343 | 0.1667 | 0.17003 | 0.17343 | 0.1769 | 0.18044 | 0.18405 | 0.18773 | 0.086963 | 0.094409 | 0.10066 | 0.10589 | 0.10994 | 0.11212 | 0.11378 | 0.11606 | 0.11838 | 0.12075 | 26856.0581 | 26721.7778 | 26588.1689 | 26455.2281 | 26322.9519 | 26191.3372 | 26060.3805 | 25930.0786 | 25800.4282 | 25671.4261 | 26856.0581 | 26721.7778 | 26588.1689 | 26455.2281 | 26322.9519 | 26191.3372 | 26060.3805 | 25930.0786 | 25800.4282 | 25671.4261 | 838.1642 | 1639.9547 | 2404.1815 | 3152.5477 | 3878.9396 | 4580.3671 | 5255.1393 | 5905.9184 | 6532.787 | 7137.8122 | 838.1642 | 801.7905 | 764.2268 | 748.3662 | 726.3919 | 701.4275 | 674.7722 | 650.7791 | 626.8686 | 605.0252
Com ¦ Near Condensing Boiler¦ Std Baseline | ROB | C_Office - Small | Ottawa and Surrounding | Space Heating/Ventilation | Commercial | Com¦Boiler¦Std | End Use Consumption (m^3/year) | 25 | 4.3784 | 4.4456 | 4.4989 | 4.5392 | 4.5649 | 4.5415 | 4.5355 | 4.5356 | 4.5355 | 4.5355 | 0.29918 | 0.30985 | 0.31983 | 0.32915 | 0.33764 | 0.34262 | 0.34902 | 0.356 | 0.36312 | 0.37037 | 0.068331 | 0.069697 | 0.071091 | 0.072513 | 0.073963 | 0.075443 | 0.076952 | 0.078491 | 0.08006 | 0.081662 | 0.23085 | 0.24015 | 0.24874 | 0.25664 | 0.26367 | 0.26718 | 0.27206 | 0.27751 | 0.28306 | 0.28871 | 2746665.615 | 2732932.2869 | 2719267.6255 | 2705671.2873 | 2692142.9309 | 2678682.2163 | 2665288.8052 | 2651962.3611 | 2638702.5493 | 2625509.0366 | 2746665.615 | 2732932.2869 | 2719267.6255 | 2705671.2873 | 2692142.9309 | 2678682.2163 | 2665288.8052 | 2651962.3611 | 2638702.5493 | 2625509.0366 | 68673.9952 | 130661.059 | 186257.1453 | 236299.2775 | 281020.007 | 320747.5172 | 355849.5107 | 386792.195 | 413969.3328 | 437805.1678 | 68673.9952 | 61987.0638 | 55596.0863 | 50042.1322 | 44720.7295 | 39727.5102 | 35101.9935 | 30942.6843 | 27177.1379 | 23835.8349
Com ¦ Tankless Water Heaters | ROB | C_Office - Small | Ottawa and Surrounding | Water Heating | Commercial | Com ¦ Water Heating | End Use Consumption (m^3/year) | 18 | 0.54413 | 0.55403 | 0.56143 | 0.5668 | 0.56995 | 0.56992 | 0.56902 | 0.56902 | 0.56901 | 0.56902 | 0.46011 | 0.47785 | 0.49392 | 0.50862 | 0.52167 | 0.53208 | 0.54186 | 0.5527 | 0.56375 | 0.57503 | 0.84559 | 0.8625 | 0.87976 | 0.89735 | 0.9153 | 0.9336 | 0.95228 | 0.97132 | 0.99075 | 1.0106 | -0.38548 | -0.38465 | -0.38583 | -0.38873 | -0.39362 | -0.40152 | -0.41041 | -0.41862 | -0.427 | -0.43553 | 40158.5916 | 39957.7986 | 39758.0096 | 39559.2196 | 39361.4235 | 39164.6163 | 38968.7933 | 38773.9493 | 38580.0795 | 38387.1791 | 0 | 0 | 0 | 0 | 0 | 0 | 0 | 0 | 0 | 0 | 0 | 0 | 0 | 0 | 0 | 0 | 0 | 0 | 0 | 0 | 0 | 0 | 0 | 0 | 0 | 0 | 0 | 0 | 0 | 0
Com ¦ Condensing Boiler ¦ Near Cond Baseline | NEW | C_Retail - Large | Ottawa and Surrounding | Space Heating/Ventilation | Commercial | NA | End Use Consumption (m^3/year) | 25 | 1.0302 | 1.046 | 1.0586 | 1.0681 | 1.0741 | 1.0686 | 1.0672 | 1.0672 | 1.0672 | 1.0672 | 0.22439 | 0.23239 | 0.23987 | 0.24687 | 0.25323 | 0.25697 | 0.26176 | 0.267 | 0.27234 | 0.27778 | 0.2178 | 0.22216 | 0.2266 | 0.23114 | 0.23576 | 0.24047 | 0.24528 | 0.25019 | 0.25519 | 0.2603 | 0.0065823 | 0.010226 | 0.013271 | 0.01573 | 0.01747 | 0.016492 | 0.016479 | 0.016811 | 0.017145 | 0.017485 | 24841.9318 | 50056.4925 | 75651.7558 | 101635.9538 | 128017.4798 | 154804.8924 | 182006.9179 | 209632.4543 | 237690.5744 | 266190.5296 | 24841.9318 | 50056.4925 | 75651.7558 | 101635.9538 | 128017.4798 | 154804.8924 | 182006.9179 | 209632.4543 | 237690.5744 | 266190.5296 | 2652.6819 | 5345.1541 | 7896.1178 | 10218.262 | 12868.442 | 15669.5563 | 18518.7407 | 21342.7691 | 24190.6681 | 27041.681 | 2652.6819 | 2692.4722 | 2550.9637 | 2322.1442 | 2650.18 | 2801.1143 | 2849.1844 | 2824.0284 | 2847.899 | 2851.0129
Com ¦ Condensing Boiler ¦ Std Baseline | NEW | C_Retail - Large | Ottawa and Surrounding | Space Heating/Ventilation | Commercial | Com¦Boiler¦Std | End Use Consumption (m^3/year) | 25 | 1.5743 | 1.5984 | 1.6176 | 1.6321 | 1.6413 | 1.6329 | 1.6308 | 1.6308 | 1.6308 | 1.6307 | 0.52357 | 0.54224 | 0.55971 | 0.57602 | 0.59087 | 0.59959 | 0.61078 | 0.623 | 0.63546 | 0.64816 | 0.33258 | 0.33923 | 0.34601 | 0.35294 | 0.35999 | 0.36719 | 0.37454 | 0.38203 | 0.38967 | 0.39746 | 0.19099 | 0.20301 | 0.21369 | 0.22309 | 0.23087 | 0.23239 | 0.23624 | 0.24097 | 0.24579 | 0.25069 | 57964.5074 | 116798.4825 | 176520.7636 | 237150.5588 | 298707.453 | 361211.4156 | 424682.8084 | 489142.3933 | 554611.3402 | 621111.2356 | 57964.5074 | 116798.4825 | 176520.7636 | 237150.5588 | 298707.453 | 361211.4156 | 424682.8084 | 489142.3933 | 554611.3402 | 621111.2356 | 1395.9822 | 2812.9042 | 5665.9361 | 9862.3089 | 15708.4204 | 23142.0911 | 32073.2002 | 42394.6709 | 54116.8085 | 67167.0618 | 1395.9822 | 1416.922 | 2853.0319 | 4196.3728 | 5846.1115 | 7433.6707 | 8931.1091 | 10321.4707 | 11722.1375 | 13050.2534
Com ¦ Condensing DOAS | NEW | C_Retail - Large | Ottawa and Surrounding | Space Heating/Ventilation | Commercial | NA | Customer Segment Consumption (m^3/year) | 15 | 2.2976 | 2.3463 | 2.3849 | 2.4141 | 2.4327 | 2.4157 | 2.4114 | 2.4115 | 2.4114 | 2.4114 | 0.14903 | 0.15523 | 0.16094 | 0.16617 | 0.1708 | 0.173 | 0.17615 | 0.17967 | 0.18327 | 0.18693 | 0.064864 | 0.066161 | 0.067484 | 0.068834 | 0.070211 | 0.071615 | 0.073047 | 0.074508 | 0.075998 | 0.077518 | 0.084169 | 0.089072 | 0.093457 | 0.097337 | 0.10059 | 0.10139 | 0.1031 | 0.10516 | 0.10727 | 0.10941 | 33586.7704 | 67677.3424 | 102282.6317 | 137413.768 | 173082.0997 | 209299.1977 | 246076.8603 | 283427.1179 | 321362.237 | 359894.7255 | 33586.7704 | 67677.3424 | 102282.6317 | 137413.768 | 173082.0997 | 209299.1977 | 246076.8603 | 283427.1179 | 321362.237 | 359894.7255 | 20695.3559 | 41701.1421 | 63273.9581 | 85373.1646 | 108310.9868 | 131991.0059 | 156355.0287 | 181359.0076 | 207025.8947 | 233338.5854 | 20695.3559 | 21005.7862 | 21572.816 | 22099.2065 | 22937.8222 | 23680.0191 | 24364.0228 | 25003.9789 | 25666.8871 | 26312.6906
Com ¦ Condensing Water Heaters | NEW | C_Retail - Large | Ottawa and Surrounding | Water Heating | Commercial | Com ¦ Water Heating | End Use Consumption (m^3/year) | 13 | 1.5536 | 1.5892 | 1.6159 | 1.6352 | 1.6466 | 1.6465 | 1.6432 | 1.6432 | 1.6432 | 1.6432 | 0.24404 | 0.25463 | 0.26408 | 0.27258 | 0.27997 | 0.28555 | 0.29068 | 0.29649 | 0.30242 | 0.30847 | 0.15708 | 0.16022 | 0.16343 | 0.1667 | 0.17003 | 0.17343 | 0.1769 | 0.18044 | 0.18405 | 0.18773 | 0.086963 | 0.094409 | 0.10066 | 0.10589 | 0.10994 | 0.11212 | 0.11378 | 0.11606 | 0.11838 | 0.12075 | 233.5658 | 470.6351 | 711.2838 | 955.5893 | 1203.6305 | 1455.4879 | 1711.2435 | 1970.9809 | 2234.7856 | 2502.7444 | 233.5658 | 470.6351 | 711.2838 | 955.5893 | 1203.6305 | 1455.4879 | 1711.2435 | 1970.9809 | 2234.7856 | 2502.7444 | 130.707 | 263.3747 | 399.1155 | 537.4425 | 681.5814 | 830.501 | 983.5866 | 1140.3855 | 1301.1524 | 1465.7315 | 130.707 | 132.6676 | 135.7408 | 138.327 | 144.139 | 148.9195 | 153.0857 | 156.7989 | 160.7669 | 164.5792
Com ¦ High perf.glazings ¦ New | NEW | C_Retail - Large | Ottawa and Surrounding | Space Heating/Ventilation | Commercial | Windows New | End Use Consumption (m^3/year) | 30 | 1.6157 | 1.6383 | 1.6563 | 1.6698 | 1.6785 | 1.6706 | 1.6686 | 1.6686 | 1.6686 | 1.6686 | 0.40969 | 0.42374 | 0.43695 | 0.44934 | 0.4607 | 0.46771 | 0.47649 | 0.48602 | 0.49574 | 0.50565 | 0.25357 | 0.25864 | 0.26382 | 0.26909 | 0.27447 | 0.27996 | 0.28556 | 0.29127 | 0.2971 | 0.30304 | 0.15612 | 0.1651 | 0.17313 | 0.18025 | 0.18623 | 0.18774 | 0.19093 | 0.19475 | 0.19864 | 0.2026 | 16521.6359 | 33291.0964 | 50313.7509 | 67595.0743 | 85140.649 | 102956.1668 | 121047.4314 | 139420.3607 | 158080.9886 | 177035.4679 | 16521.6359 | 33291.0964 | 50313.7509 | 67595.0743 | 85140.649 | 102956.1668 | 121047.4314 | 139420.3607 | 158080.9886 | 177035.4679 | 5127.1863 | 10331.2804 | 15543.4068 | 20688.6877 | 26204.6922 | 31947.2299 | 37831.2695 | 43795.5281 | 49876.5834 | 56055.6302 | 5127.1863 | 5204.0941 | 5212.1264 | 5145.2809 | 5516.0045 | 5742.5377 | 5884.0396 | 5964.2587 | 6081.0553 | 6179.0468
Com ¦ Near Condensing Boiler¦ Std Baseline | NEW | C_Retail - Large | Ottawa and Surrounding | Space Heating/Ventilation | Commercial | Com¦Boiler¦Std | End Use Consumption (m^3/year) | 25 | 4.3784 | 4.4456 | 4.4989 | 4.5392 | 4.5649 | 4.5415 | 4.5355 | 4.5356 | 4.5355 | 4.5355 | 0.29918 | 0.30985 | 0.31983 | 0.32915 | 0.33764 | 0.34262 | 0.34902 | 0.356 | 0.36312 | 0.37037 | 0.068331 | 0.069697 | 0.071091 | 0.072513 | 0.073963 | 0.075443 | 0.076952 | 0.078491 | 0.08006 | 0.081662 | 0.23085 | 0.24015 | 0.24874 | 0.25664 | 0.26367 | 0.26718 | 0.27206 | 0.27751 | 0.28306 | 0.28871 | 33122.5757 | 66741.99 | 100869.0078 | 135514.605 | 170689.9731 | 206406.5232 | 242675.8905 | 279509.939 | 316920.7659 | 354920.7061 | 33122.5757 | 66741.99 | 100869.0078 | 135514.605 | 170689.9731 | 206406.5232 | 242675.8905 | 279509.939 | 316920.7659 | 354920.7061 | 20660.8873 | 41631.688 | 61609.5466 | 80533.0739 | 98497.7875 | 115443.5201 | 131348.8301 | 146215.6392 | 160078.4292 | 172968.4685 | 20660.8873 | 20970.8007 | 19977.8586 | 18923.5273 | 17964.7136 | 16945.7326 | 15905.31 | 14866.8092 | 13862.79 | 12890.0393
Com ¦ Super High Perf Glazing ¦New | NEW | C_Retail - Large | Ottawa and Surrounding | Space Heating/Ventilation | Commercial | Windows New | End Use Consumption (m^3/year) | 30 | 0.53856 | 0.54611 | 0.55209 | 0.55662 | 0.5595 | 0.55687 | 0.5562 | 0.5562 | 0.5562 | 0.55619 | 0.61454 | 0.63561 | 0.65542 | 0.67401 | 0.69106 | 0.70156 | 0.71473 | 0.72903 | 0.74361 | 0.75847 | 1.1411 | 1.1639 | 1.1872 | 1.2109 | 1.2351 | 1.2598 | 1.285 | 1.3107 | 1.3369 | 1.3637 | -0.52653 | -0.52828 | -0.53175 | -0.5369 | -0.54407 | -0.55828 | -0.5703 | -0.5817 | -0.59334 | -0.60522 | 24782.4539 | 49936.6445 | 75470.6263 | 101392.6115 | 127710.9735 | 154434.2502 | 181571.1472 | 209130.541 | 237121.4828 | 265553.2019 | 0 | 0 | 0 | 0 | 0 | 0 | 0 | 0 | 0 | 0 | 0 | 0 | 0 | 0 | 0 | 0 | 0 | 0 | 0 | 0 | 0 | 0 | 0 | 0 | 0 | 0 | 0 | 0 | 0 | 0
Com ¦ Tankless Water Heaters | NEW | C_Retail - Large | Ottawa and Surrounding | Water Heating | Commercial | Com ¦ Water Heating | End Use Consumption (m^3/year) | 18 | 0.54413 | 0.55403 | 0.56143 | 0.5668 | 0.56995 | 0.56992 | 0.56902 | 0.56902 | 0.56901 | 0.56902 | 0.46011 | 0.47785 | 0.49392 | 0.50862 | 0.52167 | 0.53208 | 0.54186 | 0.5527 | 0.56375 | 0.57503 | 0.84559 | 0.8625 | 0.87976 | 0.89735 | 0.9153 | 0.9336 | 0.95228 | 0.97132 | 0.99075 | 1.0106 | -0.38548 | -0.38465 | -0.38583 | -0.38873 | -0.39362 | -0.40152 | -0.41041 | -0.41862 | -0.427 | -0.43553 | 349.2573 | 703.7534 | 1063.6019 | 1428.9186 | 1799.8213 | 2176.4304 | 2558.8687 | 2947.2612 | 3341.7355 | 3742.4216 | 0 | 0 | 0 | 0 | 0 | 0 | 0 | 0 | 0 | 0 | 0 | 0 | 0 | 0 | 0 | 0 | 0 | 0 | 0 | 0 | 0 | 0 | 0 | 0 | 0 | 0 | 0 | 0 | 0 | 0
Com ¦ Air Sealing | RET | C_Retail - Large | Ottawa and Surrounding | Space Heating/Ventilation | Commercial | NA | Floor area (1000m2) | 6 | 0.7443 | 0.77842 | 0.80548 | 0.82599 | 0.83903 | 0.82713 | 0.82412 | 0.82415 | 0.82415 | 0.82412 | 0.06258 | 0.066757 | 0.07046 | 0.073699 | 0.07636 | 0.076782 | 0.078033 | 0.079597 | 0.081189 | 0.082809 | 0.084079 | 0.08576 | 0.087476 | 0.089225 | 0.09101 | 0.09283 | 0.094686 | 0.09658 | 0.098512 | 0.10048 | -0.021499 | -0.019003 | -0.017016 | -0.015526 | -0.01465 | -0.016047 | -0.016654 | -0.016984 | -0.017323 | -0.017673 | 87.1937 | 86.7577 | 86.3239 | 85.8923 | 85.4628 | 85.0355 | 84.6103 | 84.1873 | 83.7663 | 83.3475 | 0 | 0 | 0 | 0 | 0 | 0 | 0 | 0 | 0 | 0 | 0 | 0 | 0 | 0 | 0 | 0 | 0 | 0 | 0 | 0 | 0 | 0 | 0 | 0 | 0 | 0 | 0 | 0 | 0 | 0
Com ¦ Building Controls and Automation Systems | RET | C_Retail - Large | Ottawa and Surrounding | Space Heating/Ventilation | Commercial | NA | Customer Segment Consumption (m^3/year) | 11 | 1.6349 | 1.6788 | 1.7136 | 1.7399 | 1.7567 | 1.7414 | 1.7375 | 1.7375 | 1.7375 | 1.7375 | 0.21383 | 0.22396 | 0.23317 | 0.24149 | 0.2487 | 0.25146 | 0.25592 | 0.26104 | 0.26626 | 0.27158 | 0.13079 | 0.13341 | 0.13607 | 0.13879 | 0.14157 | 0.1444 | 0.14729 | 0.15024 | 0.15324 | 0.15631 | 0.083038 | 0.090553 | 0.097099 | 0.1027 | 0.10713 | 0.10706 | 0.10863 | 0.1108 | 0.11302 | 0.11528 | 1471787.0511 | 1464428.1158 | 1457105.9752 | 1449820.4454 | 1442571.3431 | 1435358.4864 | 1428181.694 | 1421040.7855 | 1413935.5816 | 1406865.9037 | 1471787.0511 | 1464428.1158 | 1457105.9752 | 1449820.4454 | 1442571.3431 | 1435358.4864 | 1428181.694 | 1421040.7855 | 1413935.5816 | 1406865.9037 | 59462.5309 | 119922.1323 | 180893.0742 | 243021.7036 | 305619.1998 | 368118.0943 | 430008.2844 | 490994.3397 | 550684.4498 | 608802.3136 | 59462.5309 | 60459.6014 | 60970.942 | 62128.6293 | 62597.4963 | 62498.8945 | 61890.1901 | 60986.0553 | 59690.1101 | 58117.8638
Com ¦ Demand Control Ventilation | RET | C_Retail - Large | Ottawa and Surrounding | Space Heating/Ventilation | Commercial | COM/Ventilation | Customer Segment Consumption (m^3/year) | 15 | 9.127 | 9.3203 | 9.4735 | 9.5896 | 9.6635 | 9.596 | 9.579 | 9.5791 | 9.5791 | 9.5789 | 0.52683 | 0.54874 | 0.56892 | 0.58741 | 0.60378 | 0.61155 | 0.62267 | 0.63514 | 0.64784 | 0.66078 | 0.057722 | 0.058876 | 0.060054 | 0.061255 | 0.06248 | 0.06373 | 0.065004 | 0.066304 | 0.06763 | 0.068983 | 0.4691 | 0.48987 | 0.50887 | 0.52615 | 0.5413 | 0.54782 | 0.55767 | 0.56883 | 0.58021 | 0.5918 | 2112585.3383 | 2102022.4116 | 2091512.2995 | 2081054.7381 | 2070649.4644 | 2060296.217 | 2049994.736 | 2039744.7623 | 2029546.0385 | 2019398.3083 | 2112585.3383 | 2102022.4116 | 2091512.2995 | 2081054.7381 | 2070649.4644 | 2060296.217 | 2049994.736 | 2039744.7623 | 2029546.0385 | 2019398.3083 | 107383.9006 | 218061.6797 | 331052.6164 | 445378.7438 | 559873.5698 | 673353.0332 | 784657.5023 | 892715.6869 | 996553.191 | 1095348.7856 | 107383.9006 | 110677.7791 | 112990.9367 | 114326.1273 | 114494.8261 | 113479.4633 | 111304.4691 | 108058.1846 | 103837.5041 | 98795.5946
Com ¦ Destratification | RET | C_Retail - Large | Ottawa and Surrounding | Space Heating/Ventilation | Commercial | NA | Customer Segment Consumption (m^3/year) | 15 | 3.8641 | 3.9459 | 4.0108 | 4.0599 | 4.0912 | 4.0627 | 4.0554 | 4.0555 | 4.0555 | 4.0554 | 0.48774 | 0.50804 | 0.52672 | 0.54383 | 0.55899 | 0.56618 | 0.57648 | 0.58802 | 0.59978 | 0.61176 | 0.12623 | 0.12875 | 0.13132 | 0.13395 | 0.13663 | 0.13936 | 0.14215 | 0.14499 | 0.14789 | 0.15085 | 0.36152 | 0.37929 | 0.39539 | 0.40988 | 0.42235 | 0.42682 | 0.43433 | 0.44303 | 0.45189 | 0.46091 | 724395.1892 | 720773.2133 | 717169.3472 | 713583.5004 | 710015.5829 | 706465.505 | 702933.1775 | 699418.5116 | 695921.4191 | 692441.812 | 724395.1892 | 720773.2133 | 717169.3472 | 713583.5004 | 710015.5829 | 706465.505 | 702933.1775 | 699418.5116 | 695921.4191 | 692441.812 | 34244.9683 | 69426.6893 | 105259.5846 | 141587.5694 | 178058.2972 | 214327.4329 | 250055.274 | 284943.7703 | 318707.793 | 351110.9518 | 34244.9683 | 35181.7211 | 35832.8953 | 36327.9847 | 36470.7278 | 36269.1357 | 35727.8411 | 34888.4963 | 33764.0227 | 32403.1588
Com ¦ Heat Reflector Panels | RET | C_Retail - Large | Ottawa and Surrounding | Space Heating/Ventilation | Commercial | NA | End Use Consumption (m^3/year) | 18 | 2.0191 | 2.0568 | 2.0867 | 2.1094 | 2.1238 | 2.1106 | 2.1073 | 2.1073 | 2.1073 | 2.1073 | 0.092157 | 0.095756 | 0.099092 | 0.10217 | 0.10493 | 0.10636 | 0.10832 | 0.11049 | 0.1127 | 0.11495 | 0.045643 | 0.046556 | 0.047487 | 0.048437 | 0.049405 | 0.050393 | 0.051401 | 0.052429 | 0.053478 | 0.054547 | 0.046514 | 0.049201 | 0.051605 | 0.053734 | 0.055522 | 0.055969 | 0.056917 | 0.058057 | 0.059217 | 0.0604 | 88376.2131 | 87934.332 | 87494.6604 | 87057.1871 | 86621.9011 | 86188.7916 | 85757.8477 | 85329.0584 | 84902.4131 | 84477.9011 | 88376.2131 | 87934.332 | 87494.6604 | 87057.1871 | 86621.9011 | 86188.7916 | 85757.8477 | 85329.0584 | 84902.4131 | 84477.9011 | 3306.0456 | 6648.2974 | 9998.4528 | 13422.8444 | 16878.0801 | 20331.3685 | 23754.6671 | 27137.2698 | 30459.6739 | 33710.8064 | 3306.0456 | 3342.2518 | 3350.1553 | 3424.3916 | 3455.2357 | 3453.2885 | 3423.2985 | 3382.6027 | 3322.4041 | 3251.1325
Com ¦ Heat/Energy Recovery Ventilation | RET | C_Retail - Large | Ottawa and Surrounding | Space Heating/Ventilation | Commercial | COM/Ventilation | Customer Segment Consumption (m^3/year) | 15 | 1.9465 | 1.9877 | 2.0204 | 2.0451 | 2.0609 | 2.0465 | 2.0429 | 2.0429 | 2.0429 | 2.0429 | 0.37191 | 0.38738 | 0.40162 | 0.41467 | 0.42623 | 0.43172 | 0.43957 | 0.44837 | 0.45733 | 0.46647 | 0.19107 | 0.19489 | 0.19879 | 0.20276 | 0.20682 | 0.21095 | 0.21517 | 0.21948 | 0.22386 | 0.22834 | 0.18084 | 0.19249 | 0.20284 | 0.21191 | 0.21941 | 0.22076 | 0.2244 | 0.22889 | 0.23347 | 0.23813 | 1491348.5958 | 1483891.8528 | 1476472.3935 | 1469090.0316 | 1461744.5814 | 1454435.8585 | 1447163.6792 | 1439927.8608 | 1432728.2215 | 1425564.5804 | 1491348.5958 | 1483891.8528 | 1476472.3935 | 1469090.0316 | 1461744.5814 | 1454435.8585 | 1447163.6792 | 1439927.8608 | 1432728.2215 | 1425564.5804 | 0.00019248 | 0.00040735 | 0.00063752 | 0.00087199 | 0.0011171 | 0.0013741 | 0.0016404 | 0.0019112 | 0.0021828 | 0.0024513 | 0.00019248 | 0.00021487 | 0.00023017 | 0.00023447 | 0.00024514 | 0.00025693 | 0.00026636 | 0.00027076 | 0.00027163 | 0.00026846
Com ¦ High perf.glazings ¦ Retro | RET | C_Retail - Large | Ottawa and Surrounding | Space Heating/Ventilation | Commercial | Windows Retro | End Use Consumption (m^3/year) | 30 | 1.1286 | 1.1444 | 1.1569 | 1.1664 | 1.1725 | 1.167 | 1.1656 | 1.1656 | 1.1656 | 1.1655 | 0.40969 | 0.42374 | 0.43695 | 0.44934 | 0.4607 | 0.46771 | 0.47649 | 0.48602 | 0.49574 | 0.50565 | 0.36301 | 0.37027 | 0.37767 | 0.38523 | 0.39293 | 0.40079 | 0.4088 | 0.41698 | 0.42532 | 0.43383 | 0.046685 | 0.053473 | 0.059275 | 0.064116 | 0.067774 | 0.066916 | 0.067683 | 0.069039 | 0.070417 | 0.071818 | 657561.1092 | 654273.3037 | 651001.9372 | 647746.9275 | 644508.1929 | 641285.6519 | 638079.2236 | 634888.8275 | 631714.3834 | 628555.8115 | 657561.1092 | 654273.3037 | 651001.9372 | 647746.9275 | 644508.1929 | 641285.6519 | 638079.2236 | 634888.8275 | 631714.3834 | 628555.8115 | 4794.4785 | 9178.1174 | 13034.4456 | 17292.3966 | 21655.1802 | 25963.083 | 30112.4574 | 34182.1415 | 38147.668 | 42065.0392 | 4794.4785 | 4383.6389 | 3856.3282 | 4257.951 | 4362.7837 | 4307.9028 | 4149.3744 | 4069.6841 | 3965.5265 | 3917.3712
Com ¦ Operational Improvement | RET | C_Retail - Large | Ottawa and Surrounding | Cross Cutting/Behavioural | Commercial | NA | Customer Segment Consumption (m^3/year) | 5 | 2.0919 | 2.2142 | 2.3046 | 2.3725 | 2.4157 | 2.3793 | 2.3692 | 2.3692 | 2.3693 | 2.3693 | 0.051596 | 0.055707 | 0.05914 | 0.0621 | 0.064494 | 0.064795 | 0.065809 | 0.067124 | 0.06847 | 0.069841 | 0.024665 | 0.025158 | 0.025662 | 0.026175 | 0.026698 | 0.027232 | 0.027777 | 0.028332 | 0.028899 | 0.029477 | 0.026931 | 0.030548 | 0.033478 | 0.035925 | 0.037796 | 0.037563 | 0.038033 | 0.038792 | 0.039571 | 0.040364 | 1138335.2973 | 1132643.6208 | 1126980.4027 | 1121345.5007 | 1115738.7732 | 1110160.0793 | 1104609.2789 | 1099086.2325 | 1093590.8014 | 1088122.8474 | 1138335.2973 | 1132643.6208 | 1126980.4027 | 1121345.5007 | 1115738.7732 | 1110160.0793 | 1104609.2789 | 1099086.2325 | 1093590.8014 | 1088122.8474 | 55701.0503 | 113027.5844 | 171498.5177 | 230724.1755 | 290122.2239 | 349110.0909 | 407117.8588 | 463627.9823 | 518154.8366 | 570286.2089 | 55701.0503 | 57326.5341 | 58470.9333 | 59225.6578 | 59398.0484 | 58987.867 | 58007.7679 | 56510.1236 | 54526.8543 | 52131.3722
Com ¦ Roof Insulation Upgrade | RET | C_Retail - Large | Ottawa and Surrounding | Space Heating/Ventilation | Commercial | NA | Floor area (1000m2) | 20 | 0.96938 | 0.98631 | 0.99974 | 1.0099 | 1.0164 | 1.0105 | 1.009 | 1.009 | 1.009 | 1.009 | 0.36147 | 0.37513 | 0.38785 | 0.39962 | 0.41023 | 0.416 | 0.42369 | 0.43217 | 0.44081 | 0.44963 | 0.37288 | 0.38034 | 0.38795 | 0.39571 | 0.40362 | 0.41169 | 0.41993 | 0.42833 | 0.43689 | 0.44563 | -0.011417 | -0.0052059 | -0.00010224 | 0.0039177 | 0.0066095 | 0.0043095 | 0.0037681 | 0.0038478 | 0.0039229 | 0.0039953 | 48.8284 | 48.5843 | 48.3414 | 48.0997 | 47.8592 | 47.6199 | 47.3818 | 47.1449 | 46.9091 | 46.6746 | 0 | 0 | 0 | 48.0997 | 47.8592 | 47.6199 | 47.3818 | 47.1449 | 46.9091 | 46.6746 | 0 | 0 | 0 | 0.41675 | 0.84141 | 1.263 | 1.6745 | 2.081 | 2.4808 | 2.8776 | 0 | 0 | 0 | 0.41675 | 0.42466 | 0.42164 | 0.41144 | 0.40651 | 0.3998 | 0.39685
Com ¦ Super High Perf Glazing ¦Retro | RET | C_Retail - Large | Ottawa and Surrounding | Space Heating/Ventilation | Commercial | Windows Retro | End Use Consumption (m^3/year) | 30 | 0.53856 | 0.54611 | 0.55209 | 0.55662 | 0.5595 | 0.55687 | 0.5562 | 0.5562 | 0.5562 | 0.55619 | 0.61454 | 0.63561 | 0.65542 | 0.67401 | 0.69106 | 0.70156 | 0.71473 | 0.72903 | 0.74361 | 0.75847 | 1.1411 | 1.1639 | 1.1872 | 1.2109 | 1.2351 | 1.2598 | 1.285 | 1.3107 | 1.3369 | 1.3637 | -0.52653 | -0.52828 | -0.53175 | -0.5369 | -0.54407 | -0.55828 | -0.5703 | -0.5817 | -0.59334 | -0.60522 | 986341.6639 | 981409.9555 | 976502.9058 | 971620.3912 | 966762.2893 | 961928.4778 | 957118.8354 | 952333.2413 | 947571.5751 | 942833.7172 | 0 | 0 | 0 | 0 | 0 | 0 | 0 | 0 | 0 | 0 | 0 | 0 | 0 | 0 | 0 | 0 | 0 | 0 | 0 | 0 | 0 | 0 | 0 | 0 | 0 | 0 | 0 | 0 | 0 | 0
Com ¦ Wall Insulation Upgrade | RET | C_Retail - Large | Ottawa and Surrounding | Space Heating/Ventilation | Commercial | NA | Floor area (1000m2) | 20 | 0.23905 | 0.24323 | 0.24654 | 0.24904 | 0.25064 | 0.24918 | 0.24881 | 0.24882 | 0.24882 | 0.24881 | 0.29574 | 0.30693 | 0.31733 | 0.32697 | 0.33564 | 0.34037 | 0.34666 | 0.3536 | 0.36067 | 0.36788 | 1.2372 | 1.2619 | 1.2871 | 1.3129 | 1.3391 | 1.3659 | 1.3932 | 1.4211 | 1.4495 | 1.4785 | -0.94142 | -0.95498 | -0.96981 | -0.98592 | -1.0035 | -1.0256 | -1.0466 | -1.0675 | -1.0889 | -1.1106 | 156.9486 | 156.1638 | 155.383 | 154.6061 | 153.8331 | 153.0639 | 152.2986 | 151.5371 | 150.7794 | 150.0255 | 0 | 0 | 0 | 0 | 0 | 0 | 0 | 0 | 0 | 0 | 0 | 0 | 0 | 0 | 0 | 0 | 0 | 0 | 0 | 0 | 0 | 0 | 0 | 0 | 0 | 0 | 0 | 0 | 0 | 0
Com ¦ Condensing Boiler ¦ Std Baseline | ROB | C_Retail - Large | Ottawa and Surrounding | Space Heating/Ventilation | Commercial | Com¦Boiler¦Std | End Use Consumption (m^3/year) | 25 | 1.5743 | 1.5984 | 1.6176 | 1.6321 | 1.6413 | 1.6329 | 1.6308 | 1.6308 | 1.6308 | 1.6307 | 0.52357 | 0.54224 | 0.55971 | 0.57602 | 0.59087 | 0.59959 | 0.61078 | 0.623 | 0.63546 | 0.64816 | 0.33258 | 0.33923 | 0.34601 | 0.35294 | 0.35999 | 0.36719 | 0.37454 | 0.38203 | 0.38967 | 0.39746 | 0.19099 | 0.20301 | 0.21369 | 0.22309 | 0.23087 | 0.23239 | 0.23624 | 0.24097 | 0.24579 | 0.25069 | 2306987.3957 | 2295452.4587 | 2283975.1964 | 2272555.3204 | 2261192.5438 | 2249886.5811 | 2238637.1482 | 2227443.9624 | 2216306.7426 | 2205225.2089 | 2306987.3957 | 2295452.4587 | 2283975.1964 | 2272555.3204 | 2261192.5438 | 2249886.5811 | 2238637.1482 | 2227443.9624 | 2216306.7426 | 2205225.2089 | 2230.9553 | 6493.6969 | 12439.5966 | 20305.8085 | 29797.2547 | 40608.6543 | 52442.1443 | 65174.7367 | 78597.9759 | 92618.8838 | 2230.9553 | 4262.7416 | 5945.8997 | 7866.2119 | 9491.4462 | 10811.3996 | 11833.49 | 12732.5924 | 13423.2392 | 14020.9079
Com ¦ Condensing DOAS | ROB | C_Retail - Large | Ottawa and Surrounding | Space Heating/Ventilation | Commercial | NA | Customer Segment Consumption (m^3/year) | 15 | 2.2976 | 2.3463 | 2.3849 | 2.4141 | 2.4327 | 2.4157 | 2.4114 | 2.4115 | 2.4114 | 2.4114 | 0.14903 | 0.15523 | 0.16094 | 0.16617 | 0.1708 | 0.173 | 0.17615 | 0.17967 | 0.18327 | 0.18693 | 0.064864 | 0.066161 | 0.067484 | 0.068834 | 0.070211 | 0.071615 | 0.073047 | 0.074508 | 0.075998 | 0.077518 | 0.084169 | 0.089072 | 0.093457 | 0.097337 | 0.10059 | 0.10139 | 0.1031 | 0.10516 | 0.10727 | 0.10941 | 1336753.4637 | 1330069.6964 | 1323419.3479 | 1316802.2512 | 1310218.2399 | 1303667.1487 | 1297148.813 | 1290663.0689 | 1284209.7536 | 1277788.7048 | 1336753.4637 | 1330069.6964 | 1323419.3479 | 1316802.2512 | 1310218.2399 | 1303667.1487 | 1297148.813 | 1290663.0689 | 1284209.7536 | 1277788.7048 | 55166.6778 | 107587.6061 | 157326.4611 | 205345.613 | 251475.0503 | 295662.7883 | 337902.2399 | 378356.0092 | 417076.5027 | 454192.1364 | 55166.6778 | 52420.9283 | 49738.855 | 48019.1519 | 46129.4374 | 44187.738 | 42239.4515 | 40453.7693 | 38720.4935 | 37115.6337
Com ¦ Condensing Water Heaters | ROB | C_Retail - Large | Ottawa and Surrounding | Water Heating | Commercial | Com ¦ Water Heating | End Use Consumption (m^3/year) | 13 | 1.5536 | 1.5892 | 1.6159 | 1.6352 | 1.6466 | 1.6465 | 1.6432 | 1.6432 | 1.6432 | 1.6432 | 0.24404 | 0.25463 | 0.26408 | 0.27258 | 0.27997 | 0.28555 | 0.29068 | 0.29649 | 0.30242 | 0.30847 | 0.15708 | 0.16022 | 0.16343 | 0.1667 | 0.17003 | 0.17343 | 0.1769 | 0.18044 | 0.18405 | 0.18773 | 0.086963 | 0.094409 | 0.10066 | 0.10589 | 0.10994 | 0.11212 | 0.11378 | 0.11606 | 0.11838 | 0.12075 | 9295.9192 | 9249.4396 | 9203.1924 | 9157.1765 | 9111.3906 | 9065.8336 | 9020.5045 | 8975.402 | 8930.5249 | 8885.8723 | 9295.9192 | 9249.4396 | 9203.1924 | 9157.1765 | 9111.3906 | 9065.8336 | 9020.5045 | 8975.402 | 8930.5249 | 8885.8723 | 290.7606 | 569.5801 | 836.0367 | 1097.699 | 1352.4212 | 1599.1418 | 1837.2492 | 2067.663 | 2290.393 | 2506.1518 | 290.7606 | 278.8195 | 266.4566 | 261.6622 | 254.7223 | 246.7206 | 238.1074 | 230.4138 | 222.73 | 215.7588
Com ¦ Near Condensing Boiler¦ Std Baseline | ROB | C_Retail - Large | Ottawa and Surrounding | Space Heating/Ventilation | Commercial | Com¦Boiler¦Std | End Use Consumption (m^3/year) | 25 | 4.3784 | 4.4456 | 4.4989 | 4.5392 | 4.5649 | 4.5415 | 4.5355 | 4.5356 | 4.5355 | 4.5355 | 0.29918 | 0.30985 | 0.31983 | 0.32915 | 0.33764 | 0.34262 | 0.34902 | 0.356 | 0.36312 | 0.37037 | 0.068331 | 0.069697 | 0.071091 | 0.072513 | 0.073963 | 0.075443 | 0.076952 | 0.078491 | 0.08006 | 0.081662 | 0.23085 | 0.24015 | 0.24874 | 0.25664 | 0.26367 | 0.26718 | 0.27206 | 0.27751 | 0.28306 | 0.28871 | 1318278.5118 | 1311687.1192 | 1305128.6837 | 1298603.0402 | 1292110.025 | 1285649.4749 | 1279221.2275 | 1272825.1214 | 1266460.9958 | 1260128.6908 | 1318278.5118 | 1311687.1192 | 1305128.6837 | 1298603.0402 | 1292110.025 | 1285649.4749 | 1279221.2275 | 1272825.1214 | 1266460.9958 | 1260128.6908 | 33018.698 | 62867.8029 | 89680.8155 | 113853.1638 | 135489.784 | 154743.6818 | 171788.3687 | 186846.139 | 200104.5852 | 211766.5507 | 33018.698 | 29849.1049 | 26813.0126 | 24172.3484 | 21636.6201 | 19253.8978 | 17044.6869 | 15057.7702 | 13258.4462 | 11661.9655
Com ¦ Tankless Water Heaters | ROB | C_Retail - Large | Ottawa and Surrounding | Water Heating | Commercial | Com ¦ Water Heating | End Use Consumption (m^3/year) | 18 | 0.54413 | 0.55403 | 0.56143 | 0.5668 | 0.56995 | 0.56992 | 0.56902 | 0.56902 | 0.56901 | 0.56902 | 0.46011 | 0.47785 | 0.49392 | 0.50862 | 0.52167 | 0.53208 | 0.54186 | 0.5527 | 0.56375 | 0.57503 | 0.84559 | 0.8625 | 0.87976 | 0.89735 | 0.9153 | 0.9336 | 0.95228 | 0.97132 | 0.99075 | 1.0106 | -0.38548 | -0.38465 | -0.38583 | -0.38873 | -0.39362 | -0.40152 | -0.41041 | -0.41862 | -0.427 | -0.43553 | 13900.44 | 13830.9378 | 13761.7831 | 13692.9742 | 13624.5093 | 13556.3868 | 13488.6048 | 13421.1618 | 13354.056 | 13287.2857 | 0 | 0 | 0 | 0 | 0 | 0 | 0 | 0 | 0 | 0 | 0 | 0 | 0 | 0 | 0 | 0 | 0 | 0 | 0 | 0 | 0 | 0 | 0 | 0 | 0 | 0 | 0 | 0 | 0 | 0
Com ¦ Air Curtains | NEW | C_Retail - Small | Ottawa and Surrounding | Space Heating/Ventilation | Commercial | NA | Shipping door | 15 | 5.3878 | 5.504 | 5.5961 | 5.6658 | 5.7101 | 5.6694 | 5.659 | 5.6589 | 5.6587 | 5.6585 | 54793.8552 | 57095.1782 | 59211.3087 | 61147.8426 | 62858.8782 | 63658.8135 | 64812.7081 | 66108.1395 | 67428.0058 | 68773.4309 | 10170 | 10373.4 | 10580.868 | 10792.4854 | 11008.3351 | 11228.5018 | 11453.0718 | 11682.1332 | 11915.7759 | 12154.0914 | 44623.8552 | 46721.7782 | 48630.4407 | 50355.3572 | 51850.5432 | 52430.3118 | 53359.6363 | 54426.0063 | 55512.2299 | 56619.3395 | 2.5173 | 5.09 | 7.7196 | 10.4078 | 13.1561 | 15.9663 | 18.8402 | 21.7794 | 24.7858 | 27.8612 | 2.5173 | 5.09 | 7.7196 | 10.4078 | 13.1561 | 15.9663 | 18.8402 | 21.7794 | 24.7858 | 27.8612 | 1.8025 | 3.6446 | 5.5677 | 7.5714 | 9.6604 | 11.8334 | 14.0895 | 16.4282 | 18.8496 | 21.3537 | 1.8025 | 1.8421 | 1.9231 | 2.0037 | 2.089 | 2.173 | 2.2562 | 2.3387 | 2.4215 | 2.504
Com ¦ Condensing Boiler ¦ Near Cond Baseline | NEW | C_Retail - Small | Ottawa and Surrounding | Space Heating/Ventilation | Commercial | NA | End Use Consumption (m^3/year) | 25 | 1.0302 | 1.046 | 1.0586 | 1.0681 | 1.0741 | 1.0686 | 1.0672 | 1.0672 | 1.0672 | 1.0672 | 0.22439 | 0.23239 | 0.23987 | 0.24687 | 0.25323 | 0.25697 | 0.26176 | 0.267 | 0.27234 | 0.27778 | 0.2178 | 0.22216 | 0.2266 | 0.23114 | 0.23576 | 0.24047 | 0.24528 | 0.25019 | 0.25519 | 0.2603 | 0.0065823 | 0.010226 | 0.013271 | 0.01573 | 0.01747 | 0.016492 | 0.016479 | 0.016811 | 0.017145 | 0.017485 | 45413.5532 | 91508.3098 | 138299.029 | 185800.7598 | 234028.8465 | 282998.9346 | 332726.9769 | 383229.2397 | 434522.3092 | 486623.0976 | 45413.5532 | 91508.3098 | 138299.029 | 185800.7598 | 234028.8465 | 282998.9346 | 332726.9769 | 383229.2397 | 434522.3092 | 486623.0976 | 4849.3698 | 9771.4801 | 14434.8986 | 18680.0121 | 23524.808 | 28645.5271 | 33854.1231 | 39016.7316 | 44222.9777 | 49434.9164 | 4849.3698 | 4922.1103 | 4663.4185 | 4245.1135 | 4844.7959 | 5120.7191 | 5208.5961 | 5162.6084 | 5206.2462 | 5211.9387
Com ¦ Condensing Boiler ¦ Std Baseline | NEW | C_Retail - Small | Ottawa and Surrounding | Space Heating/Ventilation | Commercial | Com¦Boiler¦Std | End Use Consumption (m^3/year) | 25 | 1.5743 | 1.5984 | 1.6176 | 1.6321 | 1.6413 | 1.6329 | 1.6308 | 1.6308 | 1.6308 | 1.6307 | 0.52357 | 0.54224 | 0.55971 | 0.57602 | 0.59087 | 0.59959 | 0.61078 | 0.623 | 0.63546 | 0.64816 | 0.33258 | 0.33923 | 0.34601 | 0.35294 | 0.35999 | 0.36719 | 0.37454 | 0.38203 | 0.38967 | 0.39746 | 0.19099 | 0.20301 | 0.21369 | 0.22309 | 0.23087 | 0.23239 | 0.23624 | 0.24097 | 0.24579 | 0.25069 | 105964.9575 | 213519.3894 | 322697.7343 | 433535.1063 | 546067.3086 | 660330.8475 | 776362.9462 | 894201.5594 | 1013885.3882 | 1135453.8945 | 105964.9575 | 213519.3894 | 322697.7343 | 433535.1063 | 546067.3086 | 660330.8475 | 776362.9462 | 894201.5594 | 1013885.3882 | 1135453.8945 | 2551.9961 | 5142.2722 | 10357.9019 | 18029.2939 | 28716.5746 | 42306.0733 | 58633.0402 | 77501.7282 | 98930.9763 | 122788.1538 | 2551.9961 | 2590.2761 | 5215.6297 | 7671.392 | 10687.2807 | 13589.4987 | 16326.9669 | 18868.688 | 21429.248 | 23857.1775
Com ¦ Condensing Water Heaters | NEW | C_Retail - Small | Ottawa and Surrounding | Water Heating | Commercial | Com ¦ Water Heating | End Use Consumption (m^3/year) | 13 | 1.5536 | 1.5892 | 1.6159 | 1.6352 | 1.6466 | 1.6465 | 1.6432 | 1.6432 | 1.6432 | 1.6432 | 0.24404 | 0.25463 | 0.26408 | 0.27258 | 0.27997 | 0.28555 | 0.29068 | 0.29649 | 0.30242 | 0.30847 | 0.15708 | 0.16022 | 0.16343 | 0.1667 | 0.17003 | 0.17343 | 0.1769 | 0.18044 | 0.18405 | 0.18773 | 0.086963 | 0.094409 | 0.10066 | 0.10589 | 0.10994 | 0.11212 | 0.11378 | 0.11606 | 0.11838 | 0.12075 | 597.6875 | 1204.3402 | 1820.1526 | 2445.3225 | 3080.052 | 3724.547 | 4379.0174 | 5043.6774 | 5718.7451 | 6404.4432 | 597.6875 | 1204.3402 | 1820.1526 | 2445.3225 | 3080.052 | 3724.547 | 4379.0174 | 5043.6774 | 5718.7451 | 6404.4432 | 334.4751 | 673.9674 | 1021.3238 | 1375.2981 | 1744.1452 | 2125.2255 | 2516.9669 | 2918.2101 | 3329.6074 | 3750.7603 | 334.4751 | 339.4922 | 347.3564 | 353.9743 | 368.847 | 381.0804 | 391.7413 | 401.2433 | 411.3973 | 421.1528
Com ¦ High perf.glazings ¦ New | NEW | C_Retail - Small | Ottawa and Surrounding | Space Heating/Ventilation | Commercial | Windows New | End Use Consumption (m^3/year) | 30 | 1.6157 | 1.6383 | 1.6563 | 1.6698 | 1.6785 | 1.6706 | 1.6686 | 1.6686 | 1.6686 | 1.6686 | 0.40969 | 0.42374 | 0.43695 | 0.44934 | 0.4607 | 0.46771 | 0.47649 | 0.48602 | 0.49574 | 0.50565 | 0.25357 | 0.25864 | 0.26382 | 0.26909 | 0.27447 | 0.27996 | 0.28556 | 0.29127 | 0.2971 | 0.30304 | 0.15612 | 0.1651 | 0.17313 | 0.18025 | 0.18623 | 0.18774 | 0.19093 | 0.19475 | 0.19864 | 0.2026 | 30203.2144 | 60859.4771 | 91978.604 | 123570.6038 | 155645.6814 | 188214.2422 | 221286.8961 | 254874.4611 | 288987.9684 | 323638.6656 | 30203.2144 | 60859.4771 | 91978.604 | 123570.6038 | 155645.6814 | 188214.2422 | 221286.8961 | 254874.4611 | 288987.9684 | 323638.6656 | 9373.0129 | 18886.6211 | 28414.913 | 37821.0047 | 47904.8165 | 58402.7538 | 69159.3708 | 80062.6363 | 91179.4179 | 102475.3377 | 9373.0129 | 9513.6081 | 9528.292 | 9406.0917 | 10083.8118 | 10497.9373 | 10756.617 | 10903.2656 | 11116.7816 | 11295.9198
Com ¦ Near Condensing Boiler¦ Std Baseline | NEW | C_Retail - Small | Ottawa and Surrounding | Space Heating/Ventilation | Commercial | Com¦Boiler¦Std | End Use Consumption (m^3/year) | 25 | 4.3784 | 4.4456 | 4.4989 | 4.5392 | 4.5649 | 4.5415 | 4.5355 | 4.5356 | 4.5355 | 4.5355 | 0.29918 | 0.30985 | 0.31983 | 0.32915 | 0.33764 | 0.34262 | 0.34902 | 0.356 | 0.36312 | 0.37037 | 0.068331 | 0.069697 | 0.071091 | 0.072513 | 0.073963 | 0.075443 | 0.076952 | 0.078491 | 0.08006 | 0.081662 | 0.23085 | 0.24015 | 0.24874 | 0.25664 | 0.26367 | 0.26718 | 0.27206 | 0.27751 | 0.28306 | 0.28871 | 60551.4043 | 122011.0797 | 184398.7053 | 247734.3464 | 312038.4621 | 377331.9128 | 443635.9692 | 510972.3197 | 579363.0789 | 648830.7969 | 60551.4043 | 122011.0797 | 184398.7053 | 247734.3464 | 312038.4621 | 377331.9128 | 443635.9692 | 510972.3197 | 579363.0789 | 648830.7969 | 37770.1829 | 76106.9186 | 112628.4563 | 147222.5701 | 180063.8759 | 211042.3817 | 240118.8903 | 267296.9148 | 292639.491 | 316203.7812 | 37770.1829 | 38336.7357 | 36521.5376 | 34594.1138 | 32841.3058 | 30978.5058 | 29076.5085 | 27178.0245 | 25342.5763 | 23564.2902
Com ¦ Super High Perf Glazing ¦New | NEW | C_Retail - Small | Ottawa and Surrounding | Space Heating/Ventilation | Commercial | Windows New | End Use Consumption (m^3/year) | 30 | 0.53856 | 0.54611 | 0.55209 | 0.55662 | 0.5595 | 0.55687 | 0.5562 | 0.5562 | 0.5562 | 0.55619 | 0.61454 | 0.63561 | 0.65542 | 0.67401 | 0.69106 | 0.70156 | 0.71473 | 0.72903 | 0.74361 | 0.75847 | 1.1411 | 1.1639 | 1.1872 | 1.2109 | 1.2351 | 1.2598 | 1.285 | 1.3107 | 1.3369 | 1.3637 | -0.52653 | -0.52828 | -0.53175 | -0.5369 | -0.54407 | -0.55828 | -0.5703 | -0.5817 | -0.59334 | -0.60522 | 45304.8217 | 91289.2156 | 137967.906 | 185355.9057 | 233468.5221 | 282321.3634 | 331930.3441 | 382311.6917 | 433481.9525 | 485457.9984 | 0 | 0 | 0 | 0 | 0 | 0 | 0 | 0 | 0 | 0 | 0 | 0 | 0 | 0 | 0 | 0 | 0 | 0 | 0 | 0 | 0 | 0 | 0 | 0 | 0 | 0 | 0 | 0 | 0 | 0
Com ¦ Tankless Water Heaters | NEW | C_Retail - Small | Ottawa and Surrounding | Water Heating | Commercial | Com ¦ Water Heating | End Use Consumption (m^3/year) | 18 | 0.54413 | 0.55403 | 0.56143 | 0.5668 | 0.56995 | 0.56992 | 0.56902 | 0.56902 | 0.56901 | 0.56902 | 0.46011 | 0.47785 | 0.49392 | 0.50862 | 0.52167 | 0.53208 | 0.54186 | 0.5527 | 0.56375 | 0.57503 | 0.84559 | 0.8625 | 0.87976 | 0.89735 | 0.9153 | 0.9336 | 0.95228 | 0.97132 | 0.99075 | 1.0106 | -0.38548 | -0.38465 | -0.38583 | -0.38873 | -0.39362 | -0.40152 | -0.41041 | -0.41862 | -0.427 | -0.43553 | 893.7383 | 1800.8826 | 2721.7235 | 3656.557 | 4605.6853 | 5569.4161 | 6548.0635 | 7541.9475 | 8551.3945 | 9576.7375 | 0 | 0 | 0 | 0 | 0 | 0 | 0 | 0 | 0 | 0 | 0 | 0 | 0 | 0 | 0 | 0 | 0 | 0 | 0 | 0 | 0 | 0 | 0 | 0 | 0 | 0 | 0 | 0 | 0 | 0
Com ¦ Air Sealing | RET | C_Retail - Small | Ottawa and Surrounding | Space Heating/Ventilation | Commercial | NA | Floor area (1000m2) | 6 | 0.7443 | 0.77842 | 0.80548 | 0.82599 | 0.83903 | 0.82713 | 0.82412 | 0.82415 | 0.82415 | 0.82412 | 0.06258 | 0.066757 | 0.07046 | 0.073699 | 0.07636 | 0.076782 | 0.078033 | 0.079597 | 0.081189 | 0.082809 | 0.084079 | 0.08576 | 0.087476 | 0.089225 | 0.09101 | 0.09283 | 0.094686 | 0.09658 | 0.098512 | 0.10048 | -0.021499 | -0.019003 | -0.017016 | -0.015526 | -0.01465 | -0.016047 | -0.016654 | -0.016984 | -0.017323 | -0.017673 | 196.5834 | 195.6005 | 194.6225 | 193.6494 | 192.6812 | 191.7177 | 190.7592 | 189.8054 | 188.8563 | 187.9121 | 0 | 0 | 0 | 0 | 0 | 0 | 0 | 0 | 0 | 0 | 0 | 0 | 0 | 0 | 0 | 0 | 0 | 0 | 0 | 0 | 0 | 0 | 0 | 0 | 0 | 0 | 0 | 0 | 0 | 0
Com ¦ Building Controls and Automation Systems | RET | C_Retail - Small | Ottawa and Surrounding | Space Heating/Ventilation | Commercial | NA | Customer Segment Consumption (m^3/year) | 11 | 1.6349 | 1.6788 | 1.7136 | 1.7399 | 1.7567 | 1.7414 | 1.7375 | 1.7375 | 1.7375 | 1.7375 | 0.21383 | 0.22396 | 0.23317 | 0.24149 | 0.2487 | 0.25146 | 0.25592 | 0.26104 | 0.26626 | 0.27158 | 0.13079 | 0.13341 | 0.13607 | 0.13879 | 0.14157 | 0.1444 | 0.14729 | 0.15024 | 0.15324 | 0.15631 | 0.083038 | 0.090553 | 0.097099 | 0.1027 | 0.10713 | 0.10706 | 0.10863 | 0.1108 | 0.11302 | 0.11528 | 2772382.9842 | 2758521.0693 | 2744728.4639 | 2731004.8216 | 2717349.7975 | 2703763.0485 | 2690244.2333 | 2676793.0121 | 2663409.0471 | 2650092.0018 | 2772382.9842 | 2758521.0693 | 2744728.4639 | 2731004.8216 | 2717349.7975 | 2703763.0485 | 2690244.2333 | 2676793.0121 | 2663409.0471 | 2650092.0018 | 112008.6692 | 225895.5049 | 340745.5451 | 457776.3035 | 575690.2594 | 693418.4806 | 810000.0947 | 924878.6037 | 1037315.9604 | 1146791.7005 | 112008.6692 | 113886.8357 | 114850.0402 | 117030.7584 | 117913.9559 | 117728.2212 | 116581.6141 | 114878.509 | 112437.3567 | 109475.7401
Com ¦ Demand Control Ventilation | RET | C_Retail - Small | Ottawa and Surrounding | Space Heating/Ventilation | Commercial | NA | Customer Segment Consumption (m^3/year) | 15 | 7.3302 | 7.4854 | 7.6085 | 7.7017 | 7.7611 | 7.7069 | 7.6932 | 7.6933 | 7.6933 | 7.6932 | 0.42311 | 0.44071 | 0.45692 | 0.47177 | 0.48491 | 0.49116 | 0.50009 | 0.5101 | 0.5203 | 0.5307 | 0.057722 | 0.058876 | 0.060054 | 0.061255 | 0.06248 | 0.06373 | 0.065004 | 0.066304 | 0.06763 | 0.068983 | 0.36539 | 0.38184 | 0.39687 | 0.41051 | 0.42243 | 0.42743 | 0.43509 | 0.4438 | 0.45267 | 0.46171 | 2371652.7074 | 2359794.4438 | 2347995.4716 | 2336255.4942 | 2324574.2168 | 2312951.3457 | 2301386.589 | 2289879.656 | 2278430.2577 | 2267038.1064 | 2371652.7074 | 2359794.4438 | 2347995.4716 | 2336255.4942 | 2324574.2168 | 2312951.3457 | 2301386.589 | 2289879.656 | 2278430.2577 | 2267038.1064 | 118601.4705 | 240737.0854 | 365343.9823 | 491479.8021 | 617870.6222 | 743235.525 | 866343.5165 | 986067.3635 | 1101348.9739 | 1211289.2872 | 118601.4705 | 122135.6149 | 124606.8969 | 126135.8198 | 126390.8201 | 125364.9028 | 123107.9915 | 119723.847 | 115281.6104 | 109940.3134
Com ¦ Heat Reflector Panels | RET | C_Retail - Small | Ottawa and Surrounding | Space Heating/Ventilation | Commercial | NA | End Use Consumption (m^3/year) | 18 | 2.0191 | 2.0568 | 2.0867 | 2.1094 | 2.1238 | 2.1106 | 2.1073 | 2.1073 | 2.1073 | 2.1073 | 0.092157 | 0.095756 | 0.099092 | 0.10217 | 0.10493 | 0.10636 | 0.10832 | 0.11049 | 0.1127 | 0.11495 | 0.045643 | 0.046556 | 0.047487 | 0.048437 | 0.049405 | 0.050393 | 0.051401 | 0.052429 | 0.053478 | 0.054547 | 0.046514 | 0.049201 | 0.051605 | 0.053734 | 0.055522 | 0.055969 | 0.056917 | 0.058057 | 0.059217 | 0.0604 | 161560.6184 | 160752.8153 | 159949.0512 | 159149.306 | 158353.5595 | 157561.7917 | 156773.9827 | 155990.1128 | 155210.1622 | 154434.1114 | 161560.6184 | 160752.8153 | 159949.0512 | 159149.306 | 158353.5595 | 157561.7917 | 156773.9827 | 155990.1128 | 155210.1622 | 154434.1114 | 6043.7844 | 12153.7573 | 18278.1787 | 24538.3114 | 30854.8302 | 37167.7894 | 43425.9239 | 49609.6624 | 55683.3517 | 61626.7492 | 6043.7844 | 6109.9729 | 6124.4214 | 6260.1328 | 6316.5188 | 6312.9591 | 6258.1345 | 6183.7385 | 6073.6893 | 5943.3976
Com ¦ Heat/Energy Recovery Ventilation | RET | C_Retail - Small | Ottawa and Surrounding | Space Heating/Ventilation | Commercial | NA | End Use Consumption (m^3/year) | 15 | 1.781 | 1.8187 | 1.8486 | 1.8713 | 1.8857 | 1.8726 | 1.8692 | 1.8693 | 1.8692 | 1.8692 | 0.40645 | 0.42336 | 0.43893 | 0.45319 | 0.46582 | 0.47182 | 0.4804 | 0.49002 | 0.49982 | 0.5098 | 0.22821 | 0.23278 | 0.23743 | 0.24218 | 0.24703 | 0.25197 | 0.25701 | 0.26215 | 0.26739 | 0.27274 | 0.17824 | 0.19059 | 0.2015 | 0.21101 | 0.21879 | 0.21985 | 0.2234 | 0.22787 | 0.23243 | 0.23707 | 2605164.9718 | 2592139.1469 | 2579178.4512 | 2566282.5589 | 2553451.1461 | 2540683.8904 | 2527980.471 | 2515340.5686 | 2502763.8658 | 2490250.0464 | 2605164.9718 | 2592139.1469 | 2579178.4512 | 2566282.5589 | 2553451.1461 | 2540683.8904 | 2527980.471 | 2515340.5686 | 2502763.8658 | 2490250.0464 | 97456.0231 | 195979.3362 | 294735.6308 | 395680.2717 | 497534.1375 | 599330.6035 | 700243.0225 | 799955.8059 | 897894.0455 | 993731.3313 | 97456.0231 | 98523.3131 | 98756.2947 | 100944.6409 | 101853.8658 | 101796.466 | 100912.419 | 99712.7834 | 97938.2396 | 95837.2858
Com ¦ High perf.glazings ¦ Retro | RET | C_Retail - Small | Ottawa and Surrounding | Space Heating/Ventilation | Commercial | Windows Retro | End Use Consumption (m^3/year) | 30 | 1.1286 | 1.1444 | 1.1569 | 1.1664 | 1.1725 | 1.167 | 1.1656 | 1.1656 | 1.1656 | 1.1655 | 0.40969 | 0.42374 | 0.43695 | 0.44934 | 0.4607 | 0.46771 | 0.47649 | 0.48602 | 0.49574 | 0.50565 | 0.36301 | 0.37027 | 0.37767 | 0.38523 | 0.39293 | 0.40079 | 0.4088 | 0.41698 | 0.42532 | 0.43383 | 0.046685 | 0.053473 | 0.059275 | 0.064116 | 0.067774 | 0.066916 | 0.067683 | 0.069039 | 0.070417 | 0.071818 | 1202087.9346 | 1196077.4949 | 1190097.1074 | 1184146.6219 | 1178225.8888 | 1172334.7593 | 1166473.0855 | 1160640.7201 | 1154837.5165 | 1149063.3289 | 1202087.9346 | 1196077.4949 | 1190097.1074 | 1184146.6219 | 1178225.8888 | 1172334.7593 | 1166473.0855 | 1160640.7201 | 1154837.5165 | 1149063.3289 | 8764.7896 | 16778.523 | 23828.2793 | 31612.2425 | 39587.8505 | 47463.1307 | 55048.6049 | 62488.3974 | 69737.7792 | 76899.1283 | 8764.7896 | 8013.7334 | 7049.7564 | 7783.9632 | 7975.608 | 7875.2802 | 7585.4742 | 7439.7925 | 7249.3818 | 7161.3491
Com ¦ Operational Improvement | RET | C_Retail - Small | Ottawa and Surrounding | Cross Cutting/Behavioural | Commercial | NA | Customer Segment Consumption (m^3/year) | 5 | 2.0919 | 2.2142 | 2.3046 | 2.3725 | 2.4157 | 2.3793 | 2.3692 | 2.3692 | 2.3693 | 2.3693 | 0.051596 | 0.055707 | 0.05914 | 0.0621 | 0.064494 | 0.064795 | 0.065809 | 0.067124 | 0.06847 | 0.069841 | 0.024665 | 0.025158 | 0.025662 | 0.026175 | 0.026698 | 0.027232 | 0.027777 | 0.028332 | 0.028899 | 0.029477 | 0.026931 | 0.030548 | 0.033478 | 0.035925 | 0.037796 | 0.037563 | 0.038033 | 0.038792 | 0.039571 | 0.040364 | 2144264.9644 | 2133543.6395 | 2122875.9213 | 2112261.5417 | 2101700.234 | 2091191.7328 | 2080735.7742 | 2070332.0953 | 2059980.4348 | 2049680.5327 | 2144264.9644 | 2133543.6395 | 2122875.9213 | 2112261.5417 | 2101700.234 | 2091191.7328 | 2080735.7742 | 2070332.0953 | 2059980.4348 | 2049680.5327 | 104923.225 | 212908.3494 | 323049.1612 | 434611.636 | 546498.8405 | 657613.3924 | 766881.7465 | 873329.0107 | 976040.4206 | 1074239.4971 | 104923.225 | 107985.1244 | 110140.8117 | 111562.4748 | 111887.2045 | 111114.5519 | 109268.3541 | 106447.2642 | 102711.4099 | 98199.0766
Com ¦ Roof Insulation Upgrade | RET | C_Retail - Small | Ottawa and Surrounding | Space Heating/Ventilation | Commercial | NA | Floor area (1000m2) | 20 | 0.96938 | 0.98631 | 0.99974 | 1.0099 | 1.0164 | 1.0105 | 1.009 | 1.009 | 1.009 | 1.009 | 0.36147 | 0.37513 | 0.38785 | 0.39962 | 0.41023 | 0.416 | 0.42369 | 0.43217 | 0.44081 | 0.44963 | 0.37288 | 0.38034 | 0.38795 | 0.39571 | 0.40362 | 0.41169 | 0.41993 | 0.42833 | 0.43689 | 0.44563 | -0.011417 | -0.0052059 | -0.00010224 | 0.0039177 | 0.0066095 | 0.0043095 | 0.0037681 | 0.0038478 | 0.0039229 | 0.0039953 | 110.0867 | 109.5363 | 108.9886 | 108.4437 | 107.9014 | 107.3619 | 106.8251 | 106.291 | 105.7595 | 105.2308 | 0 | 0 | 0 | 108.4437 | 107.9014 | 107.3619 | 106.8251 | 106.291 | 105.7595 | 105.2308 | 0 | 0 | 0 | 0.9396 | 1.897 | 2.8476 | 3.7752 | 4.6917 | 5.5931 | 6.4878 | 0 | 0 | 0 | 0.9396 | 0.95742 | 0.95061 | 0.92761 | 0.9165 | 0.90138 | 0.89473
Com ¦ Super High Perf Glazing ¦Retro | RET | C_Retail - Small | Ottawa and Surrounding | Space Heating/Ventilation | Commercial | Windows Retro | End Use Consumption (m^3/year) | 30 | 0.53856 | 0.54611 | 0.55209 | 0.55662 | 0.5595 | 0.55687 | 0.5562 | 0.5562 | 0.5562 | 0.55619 | 0.61454 | 0.63561 | 0.65542 | 0.67401 | 0.69106 | 0.70156 | 0.71473 | 0.72903 | 0.74361 | 0.75847 | 1.1411 | 1.1639 | 1.1872 | 1.2109 | 1.2351 | 1.2598 | 1.285 | 1.3107 | 1.3369 | 1.3637 | -0.52653 | -0.52828 | -0.53175 | -0.5369 | -0.54407 | -0.55828 | -0.5703 | -0.5817 | -0.59334 | -0.60522 | 1803131.9018 | 1794116.2423 | 1785145.6611 | 1776219.9328 | 1767338.8332 | 1758502.139 | 1749709.6283 | 1740961.0802 | 1732256.2748 | 1723594.9934 | 0 | 0 | 0 | 0 | 0 | 0 | 0 | 0 | 0 | 0 | 0 | 0 | 0 | 0 | 0 | 0 | 0 | 0 | 0 | 0 | 0 | 0 | 0 | 0 | 0 | 0 | 0 | 0 | 0 | 0
Com ¦ Wall Insulation Upgrade | RET | C_Retail - Small | Ottawa and Surrounding | Space Heating/Ventilation | Commercial | NA | Floor area (1000m2) | 20 | 0.23905 | 0.24323 | 0.24654 | 0.24904 | 0.25064 | 0.24918 | 0.24881 | 0.24882 | 0.24882 | 0.24881 | 0.29574 | 0.30693 | 0.31733 | 0.32697 | 0.33564 | 0.34037 | 0.34666 | 0.3536 | 0.36067 | 0.36788 | 1.2372 | 1.2619 | 1.2871 | 1.3129 | 1.3391 | 1.3659 | 1.3932 | 1.4211 | 1.4495 | 1.4785 | -0.94142 | -0.95498 | -0.96981 | -0.98592 | -1.0035 | -1.0256 | -1.0466 | -1.0675 | -1.0889 | -1.1106 | 353.8502 | 352.0809 | 350.3205 | 348.5689 | 346.8261 | 345.0919 | 343.3665 | 341.6497 | 339.9414 | 338.2417 | 0 | 0 | 0 | 0 | 0 | 0 | 0 | 0 | 0 | 0 | 0 | 0 | 0 | 0 | 0 | 0 | 0 | 0 | 0 | 0 | 0 | 0 | 0 | 0 | 0 | 0 | 0 | 0 | 0 | 0
Com ¦ Air Curtains | ROB | C_Retail - Small | Ottawa and Surrounding | Space Heating/Ventilation | Commercial | NA | Shipping door | 15 | 5.3878 | 5.504 | 5.5961 | 5.6658 | 5.7101 | 5.6694 | 5.659 | 5.6589 | 5.6587 | 5.6585 | 54793.8552 | 57095.1782 | 59211.3087 | 61147.8426 | 62858.8782 | 63658.8135 | 64812.7081 | 66108.1395 | 67428.0058 | 68773.4309 | 10170 | 10373.4 | 10580.868 | 10792.4854 | 11008.3351 | 11228.5018 | 11453.0718 | 11682.1332 | 11915.7759 | 12154.0914 | 44623.8552 | 46721.7782 | 48630.4407 | 50355.3572 | 51850.5432 | 52430.3118 | 53359.6363 | 54426.0063 | 55512.2299 | 56619.3395 | 78.2725 | 77.8811 | 77.4917 | 77.1043 | 76.7187 | 76.3352 | 75.9535 | 75.5737 | 75.1958 | 74.8199 | 78.2725 | 77.8811 | 77.4917 | 77.1043 | 76.7187 | 76.3352 | 75.9535 | 75.5737 | 75.1958 | 74.8199 | 3.7518 | 7.3514 | 10.8034 | 14.1216 | 17.3071 | 20.3621 | 23.2892 | 26.0927 | 28.7758 | 31.3426 | 3.7518 | 3.5996 | 3.452 | 3.3182 | 3.1855 | 3.055 | 2.9271 | 2.8035 | 2.6831 | 2.5668
Com ¦ Condensing Boiler ¦ Std Baseline | ROB | C_Retail - Small | Ottawa and Surrounding | Space Heating/Ventilation | Commercial | Com¦Boiler¦Std | End Use Consumption (m^3/year) | 25 | 1.5743 | 1.5984 | 1.6176 | 1.6321 | 1.6413 | 1.6329 | 1.6308 | 1.6308 | 1.6308 | 1.6307 | 0.52357 | 0.54224 | 0.55971 | 0.57602 | 0.59087 | 0.59959 | 0.61078 | 0.623 | 0.63546 | 0.64816 | 0.33258 | 0.33923 | 0.34601 | 0.35294 | 0.35999 | 0.36719 | 0.37454 | 0.38203 | 0.38967 | 0.39746 | 0.19099 | 0.20301 | 0.21369 | 0.22309 | 0.23087 | 0.23239 | 0.23624 | 0.24097 | 0.24579 | 0.25069 | 4217405.3096 | 4196318.2831 | 4175336.6917 | 4154460.0082 | 4133687.7082 | 4113019.2696 | 4092454.1733 | 4071991.9024 | 4051631.9429 | 4031373.7832 | 4217405.3096 | 4196318.2831 | 4175336.6917 | 4154460.0082 | 4133687.7082 | 4113019.2696 | 4092454.1733 | 4071991.9024 | 4051631.9429 | 4031373.7832 | 4078.4109 | 11871.1319 | 22740.8354 | 37121.0631 | 54472.3827 | 74236.7101 | 95869.5215 | 119145.9828 | 143685.016 | 169316.6478 | 4078.4109 | 7792.721 | 10869.7035 | 14380.2277 | 17351.3196 | 19764.3274 | 21632.8115 | 23276.4613 | 24539.0333 | 25631.6317
Com ¦ Condensing Water Heaters | ROB | C_Retail - Small | Ottawa and Surrounding | Water Heating | Commercial | Com ¦ Water Heating | End Use Consumption (m^3/year) | 13 | 1.5536 | 1.5892 | 1.6159 | 1.6352 | 1.6466 | 1.6465 | 1.6432 | 1.6432 | 1.6432 | 1.6432 | 0.24404 | 0.25463 | 0.26408 | 0.27258 | 0.27997 | 0.28555 | 0.29068 | 0.29649 | 0.30242 | 0.30847 | 0.15708 | 0.16022 | 0.16343 | 0.1667 | 0.17003 | 0.17343 | 0.1769 | 0.18044 | 0.18405 | 0.18773 | 0.086963 | 0.094409 | 0.10066 | 0.10589 | 0.10994 | 0.11212 | 0.11378 | 0.11606 | 0.11838 | 0.12075 | 23787.9609 | 23669.0211 | 23550.676 | 23432.9226 | 23315.758 | 23199.1792 | 23083.1833 | 22967.7674 | 22852.9285 | 22738.6639 | 23787.9609 | 23669.0211 | 23550.676 | 23432.9226 | 23315.758 | 23199.1792 | 23083.1833 | 22967.7674 | 22852.9285 | 22738.6639 | 744.0471 | 1457.5372 | 2139.3913 | 2808.9766 | 3460.8028 | 4092.153 | 4701.4622 | 5291.0837 | 5861.0428 | 6413.1625 | 744.0471 | 713.4902 | 681.8541 | 669.5853 | 651.8262 | 631.3501 | 609.3092 | 589.6215 | 569.959 | 552.1198
Com ¦ Near Condensing Boiler¦ Std Baseline | ROB | C_Retail - Small | Ottawa and Surrounding | Space Heating/Ventilation | Commercial | Com¦Boiler¦Std | End Use Consumption (m^3/year) | 25 | 4.3784 | 4.4456 | 4.4989 | 4.5392 | 4.5649 | 4.5415 | 4.5355 | 4.5356 | 4.5355 | 4.5355 | 0.29918 | 0.30985 | 0.31983 | 0.32915 | 0.33764 | 0.34262 | 0.34902 | 0.356 | 0.36312 | 0.37037 | 0.068331 | 0.069697 | 0.071091 | 0.072513 | 0.073963 | 0.075443 | 0.076952 | 0.078491 | 0.08006 | 0.081662 | 0.23085 | 0.24015 | 0.24874 | 0.25664 | 0.26367 | 0.26718 | 0.27206 | 0.27751 | 0.28306 | 0.28871 | 2409945.8912 | 2397896.1618 | 2385906.6809 | 2373977.1475 | 2362107.2618 | 2350296.7255 | 2338545.2419 | 2326852.5157 | 2315218.2531 | 2303642.1618 | 2409945.8912 | 2397896.1618 | 2385906.6809 | 2373977.1475 | 2362107.2618 | 2350296.7255 | 2338545.2419 | 2326852.5157 | 2315218.2531 | 2303642.1618 | 60361.5054 | 114928.6754 | 163945.563 | 208135.0503 | 247688.9711 | 282887.0355 | 314046.4398 | 341573.5604 | 365811.3354 | 387130.5829 | 60361.5054 | 54567.17 | 49016.8876 | 44189.4873 | 39553.9207 | 35198.0644 | 31159.4043 | 27527.1206 | 24237.775 | 21319.2475
Com ¦ Tankless Water Heaters | ROB | C_Retail - Small | Ottawa and Surrounding | Water Heating | Commercial | Com ¦ Water Heating | End Use Consumption (m^3/year) | 18 | 0.54413 | 0.55403 | 0.56143 | 0.5668 | 0.56995 | 0.56992 | 0.56902 | 0.56902 | 0.56901 | 0.56902 | 0.46011 | 0.47785 | 0.49392 | 0.50862 | 0.52167 | 0.53208 | 0.54186 | 0.5527 | 0.56375 | 0.57503 | 0.84559 | 0.8625 | 0.87976 | 0.89735 | 0.9153 | 0.9336 | 0.95228 | 0.97132 | 0.99075 | 1.0106 | -0.38548 | -0.38465 | -0.38583 | -0.38873 | -0.39362 | -0.40152 | -0.41041 | -0.41862 | -0.427 | -0.43553 | 35570.7826 | 35392.9287 | 35215.9641 | 35039.8843 | 34864.6848 | 34690.3614 | 34516.9096 | 34344.3251 | 34172.6034 | 34001.7404 | 0 | 0 | 0 | 0 | 0 | 0 | 0 | 0 | 0 | 0 | 0 | 0 | 0 | 0 | 0 | 0 | 0 | 0 | 0 | 0 | 0 | 0 | 0 | 0 | 0 | 0 | 0 | 0 | 0 | 0
Com ¦ Air Curtains | NEW | C_Schools | Ottawa and Surrounding | Space Heating/Ventilation | Commercial | NA | Shipping door | 15 | 5.3878 | 5.504 | 5.5961 | 5.6658 | 5.7101 | 5.6694 | 5.659 | 5.6589 | 5.6587 | 5.6585 | 54793.8552 | 57095.1782 | 59211.3087 | 61147.8426 | 62858.8782 | 63658.8135 | 64812.7081 | 66108.1395 | 67428.0058 | 68773.4309 | 10170 | 10373.4 | 10580.868 | 10792.4854 | 11008.3351 | 11228.5018 | 11453.0718 | 11682.1332 | 11915.7759 | 12154.0914 | 44623.8552 | 46721.7782 | 48630.4407 | 50355.3572 | 51850.5432 | 52430.3118 | 53359.6363 | 54426.0063 | 55512.2299 | 56619.3395 | 0.17592 | 0.35448 | 0.53574 | 0.71975 | 0.90657 | 1.0963 | 1.2889 | 1.4845 | 1.6832 | 1.8851 | 0.17592 | 0.35448 | 0.53574 | 0.71975 | 0.90657 | 1.0963 | 1.2889 | 1.4845 | 1.6832 | 1.8851 | 0.12597 | 0.25382 | 0.38637 | 0.52351 | 0.66548 | 0.81211 | 0.96328 | 1.1189 | 1.2788 | 1.443 | 0.12597 | 0.12786 | 0.13255 | 0.13714 | 0.14197 | 0.14663 | 0.15117 | 0.15559 | 0.15995 | 0.16423
Com ¦ Condensing Boiler ¦ Near Cond Baseline | NEW | C_Schools | Ottawa and Surrounding | Space Heating/Ventilation | Commercial | NA | End Use Consumption (m^3/year) | 25 | 1.0302 | 1.046 | 1.0586 | 1.0681 | 1.0741 | 1.0686 | 1.0672 | 1.0672 | 1.0672 | 1.0672 | 0.22439 | 0.23239 | 0.23987 | 0.24687 | 0.25323 | 0.25697 | 0.26176 | 0.267 | 0.27234 | 0.27778 | 0.2178 | 0.22216 | 0.2266 | 0.23114 | 0.23576 | 0.24047 | 0.24528 | 0.25019 | 0.25519 | 0.2603 | 0.0065823 | 0.010226 | 0.013271 | 0.01573 | 0.01747 | 0.016492 | 0.016479 | 0.016811 | 0.017145 | 0.017485 | 30918.9496 | 62270.7645 | 94064.4421 | 126309.1469 | 159014.2137 | 192189.1508 | 225843.6433 | 259987.5568 | 294630.9401 | 329784.0297 | 30918.9496 | 62270.7645 | 94064.4421 | 126309.1469 | 159014.2137 | 192189.1508 | 225843.6433 | 259987.5568 | 294630.9401 | 329784.0297 | 3301.6007 | 6649.4238 | 9818.1553 | 12699.7857 | 15985.2027 | 19454.2501 | 22979.277 | 26469.6491 | 29985.953 | 33502.5174 | 3301.6007 | 3347.8231 | 3168.7315 | 2881.6304 | 3285.4171 | 3469.0474 | 3525.0269 | 3490.3721 | 3516.3038 | 3516.5644
Com ¦ Condensing Boiler ¦ Std Baseline | NEW | C_Schools | Ottawa and Surrounding | Space Heating/Ventilation | Commercial | Com¦Boiler¦Std | End Use Consumption (m^3/year) | 25 | 1.5743 | 1.5984 | 1.6176 | 1.6321 | 1.6413 | 1.6329 | 1.6308 | 1.6308 | 1.6308 | 1.6307 | 0.52357 | 0.54224 | 0.55971 | 0.57602 | 0.59087 | 0.59959 | 0.61078 | 0.623 | 0.63546 | 0.64816 | 0.33258 | 0.33923 | 0.34601 | 0.35294 | 0.35999 | 0.36719 | 0.37454 | 0.38203 | 0.38967 | 0.39746 | 0.19099 | 0.20301 | 0.21369 | 0.22309 | 0.23087 | 0.23239 | 0.23624 | 0.24097 | 0.24579 | 0.25069 | 72144.2157 | 145298.4504 | 219483.6982 | 294721.3427 | 371033.1652 | 448441.3518 | 526968.5011 | 606637.6324 | 687472.1936 | 769496.0692 | 72144.2157 | 145298.4504 | 219483.6982 | 294721.3427 | 371033.1652 | 448441.3518 | 526968.5011 | 606637.6324 | 687472.1936 | 769496.0692 | 1737.4778 | 3499.2802 | 7041.657 | 12245.4512 | 19486.3203 | 28682.8658 | 39719.643 | 52460.7978 | 66915.7456 | 82991.8538 | 1737.4778 | 1761.8025 | 3542.3768 | 5203.7942 | 7240.8691 | 9196.5455 | 11036.7771 | 12741.1549 | 14454.9477 | 16076.1083
Com ¦ Condensing Water Heaters | NEW | C_Schools | Ottawa and Surrounding | Water Heating | Commercial | Com ¦ Water Heating | End Use Consumption (m^3/year) | 13 | 1.5536 | 1.5892 | 1.6159 | 1.6352 | 1.6466 | 1.6465 | 1.6432 | 1.6432 | 1.6432 | 1.6432 | 0.24404 | 0.25463 | 0.26408 | 0.27258 | 0.27997 | 0.28555 | 0.29068 | 0.29649 | 0.30242 | 0.30847 | 0.15708 | 0.16022 | 0.16343 | 0.1667 | 0.17003 | 0.17343 | 0.1769 | 0.18044 | 0.18405 | 0.18773 | 0.086963 | 0.094409 | 0.10066 | 0.10589 | 0.10994 | 0.11212 | 0.11378 | 0.11606 | 0.11838 | 0.12075 | 339.2489 | 683.2474 | 1032.094 | 1385.8894 | 1744.736 | 2108.7381 | 2478.0019 | 2852.6358 | 3232.75 | 3618.4568 | 339.2489 | 683.2474 | 1032.094 | 1385.8894 | 1744.736 | 2108.7381 | 2478.0019 | 2852.6358 | 3232.75 | 3618.4568 | 189.8489 | 382.3558 | 579.1253 | 779.4415 | 987.9625 | 1203.1797 | 1424.1914 | 1650.3316 | 1881.9563 | 2118.8296 | 189.8489 | 192.5068 | 196.7695 | 200.3163 | 208.521 | 215.2172 | 221.0116 | 226.1402 | 231.6247 | 236.8733
Com ¦ Demand Control Kitchen Ventilation | NEW | C_Schools | Ottawa and Surrounding | Space Heating/Ventilation | Commercial | NA | per building | 15 | 4.3624 | 4.408 | 4.4448 | 4.4736 | 4.4933 | 4.4812 | 4.4808 | 4.4844 | 4.4881 | 4.4919 | 65435.9299 | 67442.9283 | 69366.2343 | 71211.5723 | 72954.905 | 74214.772 | 75691.2479 | 77268.2103 | 78878.4803 | 80524.0625 | 15000 | 15300 | 15606 | 15918.12 | 16236.4824 | 16561.212 | 16892.4363 | 17230.285 | 17574.8907 | 17926.3885 | 50435.9299 | 52142.9283 | 53760.2343 | 55293.4523 | 56718.4226 | 57653.56 | 58798.8116 | 60037.9253 | 61303.5896 | 62597.674 | 140.5602 | 283.2289 | 428.0516 | 575.075 | 724.3466 | 875.9147 | 1029.8288 | 1186.1392 | 1344.8973 | 1506.1553 | 140.5602 | 283.2289 | 428.0516 | 575.075 | 724.3466 | 875.9147 | 1029.8288 | 1186.1392 | 1344.8973 | 1506.1553 | 96.2829 | 194.0101 | 295.0882 | 399.4946 | 507.5099 | 619.0325 | 733.9837 | 852.2903 | 973.9369 | 1098.8683 | 96.2829 | 97.7272 | 101.078 | 104.4065 | 108.0153 | 111.5226 | 114.9511 | 118.3066 | 121.6466 | 124.9314
Com ¦ High perf.glazings ¦ New | NEW | C_Schools | Ottawa and Surrounding | Space Heating/Ventilation | Commercial | Windows New | End Use Consumption (m^3/year) | 30 | 1.6157 | 1.6383 | 1.6563 | 1.6698 | 1.6785 | 1.6706 | 1.6686 | 1.6686 | 1.6686 | 1.6686 | 0.40969 | 0.42374 | 0.43695 | 0.44934 | 0.4607 | 0.46771 | 0.47649 | 0.48602 | 0.49574 | 0.50565 | 0.25357 | 0.25864 | 0.26382 | 0.26909 | 0.27447 | 0.27996 | 0.28556 | 0.29127 | 0.2971 | 0.30304 | 0.15612 | 0.1651 | 0.17313 | 0.18025 | 0.18623 | 0.18774 | 0.19093 | 0.19475 | 0.19864 | 0.2026 | 20563.2812 | 41414.4483 | 62559.4853 | 84004.4871 | 105755.6622 | 127819.3341 | 150201.9442 | 172910.0537 | 195950.3459 | 219329.6287 | 20563.2812 | 41414.4483 | 62559.4853 | 84004.4871 | 105755.6622 | 127819.3341 | 150201.9442 | 172910.0537 | 195950.3459 | 219329.6287 | 6381.4367 | 12852.2135 | 19326.5624 | 25711.5224 | 32549.6901 | 39661.5507 | 46941.3168 | 54312.8709 | 61821.1541 | 69442.6587 | 6381.4367 | 6470.7768 | 6474.3489 | 6384.96 | 6838.1677 | 7111.8606 | 7279.7661 | 7371.5541 | 7508.2832 | 7621.5046
Com ¦ Near Condensing Boiler¦ Std Baseline | NEW | C_Schools | Ottawa and Surrounding | Space Heating/Ventilation | Commercial | Com¦Boiler¦Std | End Use Consumption (m^3/year) | 25 | 4.3784 | 4.4456 | 4.4989 | 4.5392 | 4.5649 | 4.5415 | 4.5355 | 4.5356 | 4.5355 | 4.5355 | 0.29918 | 0.30985 | 0.31983 | 0.32915 | 0.33764 | 0.34262 | 0.34902 | 0.356 | 0.36312 | 0.37037 | 0.068331 | 0.069697 | 0.071091 | 0.072513 | 0.073963 | 0.075443 | 0.076952 | 0.078491 | 0.08006 | 0.081662 | 0.23085 | 0.24015 | 0.24874 | 0.25664 | 0.26367 | 0.26718 | 0.27206 | 0.27751 | 0.28306 | 0.28871 | 41225.2661 | 83027.686 | 125419.2561 | 168412.1958 | 212018.9516 | 256252.201 | 301124.8578 | 346650.0757 | 392841.2535 | 439712.0396 | 41225.2661 | 83027.686 | 125419.2561 | 168412.1958 | 212018.9516 | 256252.201 | 301124.8578 | 346650.0757 | 392841.2535 | 439712.0396 | 25715.107 | 51790.2256 | 76607.9033 | 100095.0125 | 122373.1983 | 143370.5866 | 163063.1743 | 181455.7108 | 198593.019 | 214515.725 | 25715.107 | 26075.1185 | 24817.6777 | 23487.1092 | 22278.1858 | 20997.3883 | 19692.5878 | 18392.5365 | 17137.3082 | 15922.706
Com ¦ Super High Perf Glazing ¦New | NEW | C_Schools | Ottawa and Surrounding | Space Heating/Ventilation | Commercial | Windows New | End Use Consumption (m^3/year) | 30 | 0.53856 | 0.54611 | 0.55209 | 0.55662 | 0.5595 | 0.55687 | 0.5562 | 0.5562 | 0.5562 | 0.55619 | 0.61454 | 0.63561 | 0.65542 | 0.67401 | 0.69106 | 0.70156 | 0.71473 | 0.72903 | 0.74361 | 0.75847 | 1.1411 | 1.1639 | 1.1872 | 1.2109 | 1.2351 | 1.2598 | 1.285 | 1.3107 | 1.3369 | 1.3637 | -0.52653 | -0.52828 | -0.53175 | -0.5369 | -0.54407 | -0.55828 | -0.5703 | -0.5817 | -0.59334 | -0.60522 | 30844.9218 | 62121.6725 | 93839.2279 | 126006.7307 | 158633.4933 | 191729.0012 | 225302.9163 | 259365.0806 | 293925.5189 | 328994.443 | 0 | 0 | 0 | 0 | 0 | 0 | 0 | 0 | 0 | 0 | 0 | 0 | 0 | 0 | 0 | 0 | 0 | 0 | 0 | 0 | 0 | 0 | 0 | 0 | 0 | 0 | 0 | 0 | 0 | 0
Com ¦ Tankless Water Heaters | NEW | C_Schools | Ottawa and Surrounding | Water Heating | Commercial | Com ¦ Water Heating | End Use Consumption (m^3/year) | 18 | 0.54413 | 0.55403 | 0.56143 | 0.5668 | 0.56995 | 0.56992 | 0.56902 | 0.56902 | 0.56901 | 0.56902 | 0.46011 | 0.47785 | 0.49392 | 0.50862 | 0.52167 | 0.53208 | 0.54186 | 0.5527 | 0.56375 | 0.57503 | 0.84559 | 0.8625 | 0.87976 | 0.89735 | 0.9153 | 0.9336 | 0.95228 | 0.97132 | 0.99075 | 1.0106 | -0.38548 | -0.38465 | -0.38583 | -0.38873 | -0.39362 | -0.40152 | -0.41041 | -0.41862 | -0.427 | -0.43553 | 507.2881 | 1021.6783 | 1543.3181 | 2072.358 | 2608.951 | 3153.2532 | 3705.4234 | 4265.6236 | 4834.0187 | 5410.7765 | 0 | 0 | 0 | 0 | 0 | 0 | 0 | 0 | 0 | 0 | 0 | 0 | 0 | 0 | 0 | 0 | 0 | 0 | 0 | 0 | 0 | 0 | 0 | 0 | 0 | 0 | 0 | 0 | 0 | 0
Com ¦ Air Sealing | RET | C_Schools | Ottawa and Surrounding | Space Heating/Ventilation | Commercial | NA | Floor area (1000m2) | 6 | 0.7443 | 0.77842 | 0.80548 | 0.82599 | 0.83903 | 0.82713 | 0.82412 | 0.82415 | 0.82415 | 0.82412 | 0.06258 | 0.066757 | 0.07046 | 0.073699 | 0.07636 | 0.076782 | 0.078033 | 0.079597 | 0.081189 | 0.082809 | 0.084079 | 0.08576 | 0.087476 | 0.089225 | 0.09101 | 0.09283 | 0.094686 | 0.09658 | 0.098512 | 0.10048 | -0.021499 | -0.019003 | -0.017016 | -0.015526 | -0.01465 | -0.016047 | -0.016654 | -0.016984 | -0.017323 | -0.017673 | 89.9067 | 89.4572 | 89.0099 | 88.5648 | 88.122 | 87.6814 | 87.243 | 86.8068 | 86.3727 | 85.9409 | 0 | 0 | 0 | 0 | 0 | 0 | 0 | 0 | 0 | 0 | 0 | 0 | 0 | 0 | 0 | 0 | 0 | 0 | 0 | 0 | 0 | 0 | 0 | 0 | 0 | 0 | 0 | 0 | 0 | 0
Com ¦ Building Controls and Automation Systems | RET | C_Schools | Ottawa and Surrounding | Space Heating/Ventilation | Commercial | NA | Customer Segment Consumption (m^3/year) | 11 | 1.6349 | 1.6788 | 1.7136 | 1.7399 | 1.7567 | 1.7414 | 1.7375 | 1.7375 | 1.7375 | 1.7375 | 0.21383 | 0.22396 | 0.23317 | 0.24149 | 0.2487 | 0.25146 | 0.25592 | 0.26104 | 0.26626 | 0.27158 | 0.13079 | 0.13341 | 0.13607 | 0.13879 | 0.14157 | 0.1444 | 0.14729 | 0.15024 | 0.15324 | 0.15631 | 0.083038 | 0.090553 | 0.097099 | 0.1027 | 0.10713 | 0.10706 | 0.10863 | 0.1108 | 0.11302 | 0.11528 | 1873347.276 | 1863980.5396 | 1854660.6369 | 1845387.3337 | 1836160.3971 | 1826979.5951 | 1817844.6971 | 1808755.4736 | 1799711.6963 | 1790713.1378 | 1873347.276 | 1863980.5396 | 1854660.6369 | 1845387.3337 | 1836160.3971 | 1826979.5951 | 1817844.6971 | 1808755.4736 | 1799711.6963 | 1790713.1378 | 75686.2008 | 152641.5113 | 230247.6759 | 309327.3895 | 389003.895 | 468554.8963 | 547331.1154 | 624956.5168 | 700932.3892 | 774907.0459 | 75686.2008 | 76955.3105 | 77606.1645 | 79079.7136 | 79676.5055 | 79551.0014 | 78776.219 | 77625.4014 | 75975.8724 | 73974.6567
Com ¦ Heat Reflector Panels | RET | C_Schools | Ottawa and Surrounding | Space Heating/Ventilation | Commercial | NA | End Use Consumption (m^3/year) | 18 | 2.0191 | 2.0568 | 2.0867 | 2.1094 | 2.1238 | 2.1106 | 2.1073 | 2.1073 | 2.1073 | 2.1073 | 0.092157 | 0.095756 | 0.099092 | 0.10217 | 0.10493 | 0.10636 | 0.10832 | 0.11049 | 0.1127 | 0.11495 | 0.045643 | 0.046556 | 0.047487 | 0.048437 | 0.049405 | 0.050393 | 0.051401 | 0.052429 | 0.053478 | 0.054547 | 0.046514 | 0.049201 | 0.051605 | 0.053734 | 0.055522 | 0.055969 | 0.056917 | 0.058057 | 0.059217 | 0.0604 | 114578.6028 | 114005.7098 | 113435.6812 | 112868.5028 | 112304.1603 | 111742.6395 | 111183.9263 | 110628.0067 | 110074.8666 | 109524.4923 | 114578.6028 | 114005.7098 | 113435.6812 | 112868.5028 | 112304.1603 | 111742.6395 | 111183.9263 | 110628.0067 | 110074.8666 | 109524.4923 | 4286.2449 | 8619.4305 | 12962.8631 | 17402.5419 | 21882.2097 | 26359.353 | 30797.6147 | 35183.1149 | 39490.5683 | 43705.6189 | 4286.2449 | 4333.1857 | 4343.4325 | 4439.6789 | 4479.6678 | 4477.1433 | 4438.2617 | 4385.5002 | 4307.4534 | 4215.0506
Com ¦ Heat/Energy Recovery Ventilation | RET | C_Schools | Ottawa and Surrounding | Space Heating/Ventilation | Commercial | NA | End Use Consumption (m^3/year) | 15 | 1.781 | 1.8187 | 1.8486 | 1.8713 | 1.8857 | 1.8726 | 1.8692 | 1.8693 | 1.8692 | 1.8692 | 0.40645 | 0.42336 | 0.43893 | 0.45319 | 0.46582 | 0.47182 | 0.4804 | 0.49002 | 0.49982 | 0.5098 | 0.22821 | 0.23278 | 0.23743 | 0.24218 | 0.24703 | 0.25197 | 0.25701 | 0.26215 | 0.26739 | 0.27274 | 0.17824 | 0.19059 | 0.2015 | 0.21101 | 0.21879 | 0.21985 | 0.2234 | 0.22787 | 0.23243 | 0.23707 | 1847579.9696 | 1838342.0698 | 1829150.3594 | 1820004.6076 | 1810904.5846 | 1801850.0617 | 1792840.8114 | 1783876.6073 | 1774957.2243 | 1766082.4382 | 1847579.9696 | 1838342.0698 | 1829150.3594 | 1820004.6076 | 1810904.5846 | 1801850.0617 | 1792840.8114 | 1783876.6073 | 1774957.2243 | 1766082.4382 | 69115.6983 | 138988.3174 | 209026.1668 | 280615.9887 | 352850.632 | 425044.5673 | 496611.5376 | 567327.7276 | 636785.4133 | 704753.105 | 69115.6983 | 69872.6191 | 70037.8494 | 71589.822 | 72234.6432 | 72193.9353 | 71566.9703 | 70716.1901 | 69457.6857 | 67967.6917
Com ¦ High perf.glazings ¦ Retro | RET | C_Schools | Ottawa and Surrounding | Space Heating/Ventilation | Commercial | Windows Retro | End Use Consumption (m^3/year) | 30 | 1.1286 | 1.1444 | 1.1569 | 1.1664 | 1.1725 | 1.167 | 1.1656 | 1.1656 | 1.1656 | 1.1655 | 0.40969 | 0.42374 | 0.43695 | 0.44934 | 0.4607 | 0.46771 | 0.47649 | 0.48602 | 0.49574 | 0.50565 | 0.36301 | 0.37027 | 0.37767 | 0.38523 | 0.39293 | 0.40079 | 0.4088 | 0.41698 | 0.42532 | 0.43383 | 0.046685 | 0.053473 | 0.059275 | 0.064116 | 0.067774 | 0.066916 | 0.067683 | 0.069039 | 0.070417 | 0.071818 | 852519.3658 | 848256.769 | 844015.4852 | 839795.4077 | 835596.4307 | 831418.4485 | 827261.3563 | 823125.0495 | 819009.4243 | 814914.3772 | 852519.3658 | 848256.769 | 844015.4852 | 839795.4077 | 835596.4307 | 831418.4485 | 827261.3563 | 823125.0495 | 819009.4243 | 814914.3772 | 6215.9786 | 11899.309 | 16898.988 | 22419.3657 | 28075.6576 | 33660.7971 | 39040.4066 | 44316.6988 | 49457.9519 | 54536.7724 | 6215.9786 | 5683.3304 | 4999.679 | 5520.3777 | 5656.2919 | 5585.1395 | 5379.6095 | 5276.2922 | 5141.2531 | 5078.8204
Com ¦ Operational Improvement | RET | C_Schools | Ottawa and Surrounding | Cross Cutting/Behavioural | Commercial | NA | Customer Segment Consumption (m^3/year) | 5 | 2.0919 | 2.2142 | 2.3046 | 2.3725 | 2.4157 | 2.3793 | 2.3692 | 2.3692 | 2.3693 | 2.3693 | 0.051596 | 0.055707 | 0.05914 | 0.0621 | 0.064494 | 0.064795 | 0.065809 | 0.067124 | 0.06847 | 0.069841 | 0.024665 | 0.025158 | 0.025662 | 0.026175 | 0.026698 | 0.027232 | 0.027777 | 0.028332 | 0.028899 | 0.029477 | 0.026931 | 0.030548 | 0.033478 | 0.035925 | 0.037796 | 0.037563 | 0.038033 | 0.038792 | 0.039571 | 0.040364 | 1448917.0338 | 1441672.4486 | 1434464.0864 | 1427291.7659 | 1420155.3071 | 1413054.5306 | 1405989.2579 | 1398959.3116 | 1391964.5151 | 1385004.6925 | 1448917.0338 | 1441672.4486 | 1434464.0864 | 1427291.7659 | 1420155.3071 | 1413054.5306 | 1405989.2579 | 1398959.3116 | 1391964.5151 | 1385004.6925 | 70898.4433 | 143865.8651 | 218289.9223 | 293674.6218 | 369278.7469 | 444360.7771 | 518195.2995 | 590123.5625 | 659527.4439 | 725882.2635 | 70898.4433 | 72967.4218 | 74424.0572 | 75384.6996 | 75604.125 | 75082.0302 | 73834.5224 | 71928.263 | 69403.8814 | 66354.8195
Com ¦ Roof Insulation Upgrade | RET | C_Schools | Ottawa and Surrounding | Space Heating/Ventilation | Commercial | NA | Floor area (1000m2) | 20 | 0.96938 | 0.98631 | 0.99974 | 1.0099 | 1.0164 | 1.0105 | 1.009 | 1.009 | 1.009 | 1.009 | 0.36147 | 0.37513 | 0.38785 | 0.39962 | 0.41023 | 0.416 | 0.42369 | 0.43217 | 0.44081 | 0.44963 | 0.37288 | 0.38034 | 0.38795 | 0.39571 | 0.40362 | 0.41169 | 0.41993 | 0.42833 | 0.43689 | 0.44563 | -0.011417 | -0.0052059 | -0.00010224 | 0.0039177 | 0.0066095 | 0.0043095 | 0.0037681 | 0.0038478 | 0.0039229 | 0.0039953 | 50.3478 | 50.096 | 49.8455 | 49.5963 | 49.3483 | 49.1016 | 48.8561 | 48.6118 | 48.3687 | 48.1269 | 0 | 0 | 0 | 49.5963 | 49.3483 | 49.1016 | 48.8561 | 48.6118 | 48.3687 | 48.1269 | 0 | 0 | 0 | 0.42972 | 0.86759 | 1.3023 | 1.7266 | 2.1457 | 2.558 | 2.9672 | 0 | 0 | 0 | 0.42972 | 0.43787 | 0.43476 | 0.42424 | 0.41916 | 0.41224 | 0.4092
Com ¦ Super High Perf Glazing ¦Retro | RET | C_Schools | Ottawa and Surrounding | Space Heating/Ventilation | Commercial | Windows Retro | End Use Consumption (m^3/year) | 30 | 0.53856 | 0.54611 | 0.55209 | 0.55662 | 0.5595 | 0.55687 | 0.5562 | 0.5562 | 0.5562 | 0.55619 | 0.61454 | 0.63561 | 0.65542 | 0.67401 | 0.69106 | 0.70156 | 0.71473 | 0.72903 | 0.74361 | 0.75847 | 1.1411 | 1.1639 | 1.1872 | 1.2109 | 1.2351 | 1.2598 | 1.285 | 1.3107 | 1.3369 | 1.3637 | -0.52653 | -0.52828 | -0.53175 | -0.5369 | -0.54407 | -0.55828 | -0.5703 | -0.5817 | -0.59334 | -0.60522 | 1278779.0488 | 1272385.1535 | 1266023.2277 | 1259693.1116 | 1253394.646 | 1247127.6728 | 1240892.0345 | 1234687.5743 | 1228514.1364 | 1222371.5657 | 0 | 0 | 0 | 0 | 0 | 0 | 0 | 0 | 0 | 0 | 0 | 0 | 0 | 0 | 0 | 0 | 0 | 0 | 0 | 0 | 0 | 0 | 0 | 0 | 0 | 0 | 0 | 0 | 0 | 0
Com ¦ Wall Insulation Upgrade | RET | C_Schools | Ottawa and Surrounding | Space Heating/Ventilation | Commercial | NA | Floor area (1000m2) | 20 | 0.23905 | 0.24323 | 0.24654 | 0.24904 | 0.25064 | 0.24918 | 0.24881 | 0.24882 | 0.24882 | 0.24881 | 0.29574 | 0.30693 | 0.31733 | 0.32697 | 0.33564 | 0.34037 | 0.34666 | 0.3536 | 0.36067 | 0.36788 | 1.2372 | 1.2619 | 1.2871 | 1.3129 | 1.3391 | 1.3659 | 1.3932 | 1.4211 | 1.4495 | 1.4785 | -0.94142 | -0.95498 | -0.96981 | -0.98592 | -1.0035 | -1.0256 | -1.0466 | -1.0675 | -1.0889 | -1.1106 | 161.8321 | 161.0229 | 160.2178 | 159.4167 | 158.6196 | 157.8265 | 157.0374 | 156.2522 | 155.4709 | 154.6936 | 0 | 0 | 0 | 0 | 0 | 0 | 0 | 0 | 0 | 0 | 0 | 0 | 0 | 0 | 0 | 0 | 0 | 0 | 0 | 0 | 0 | 0 | 0 | 0 | 0 | 0 | 0 | 0 | 0 | 0
Com ¦ Air Curtains | ROB | C_Schools | Ottawa and Surrounding | Space Heating/Ventilation | Commercial | NA | Shipping door | 15 | 5.3878 | 5.504 | 5.5961 | 5.6658 | 5.7101 | 5.6694 | 5.659 | 5.6589 | 5.6587 | 5.6585 | 54793.8552 | 57095.1782 | 59211.3087 | 61147.8426 | 62858.8782 | 63658.8135 | 64812.7081 | 66108.1395 | 67428.0058 | 68773.4309 | 10170 | 10373.4 | 10580.868 | 10792.4854 | 11008.3351 | 11228.5018 | 11453.0718 | 11682.1332 | 11915.7759 | 12154.0914 | 44623.8552 | 46721.7782 | 48630.4407 | 50355.3572 | 51850.5432 | 52430.3118 | 53359.6363 | 54426.0063 | 55512.2299 | 56619.3395 | 7.0017 | 6.9667 | 6.9318 | 6.8972 | 6.8627 | 6.8284 | 6.7942 | 6.7603 | 6.7265 | 6.6928 | 7.0017 | 6.9667 | 6.9318 | 6.8972 | 6.8627 | 6.8284 | 6.7942 | 6.7603 | 6.7265 | 6.6928 | 0.33494 | 0.65556 | 0.9623 | 1.2564 | 1.538 | 1.8073 | 2.0646 | 2.3104 | 2.5449 | 2.7685 | 0.33494 | 0.32062 | 0.30673 | 0.29409 | 0.2816 | 0.26933 | 0.25732 | 0.24574 | 0.23449 | 0.22364
Com ¦ Condensing Boiler ¦ Std Baseline | ROB | C_Schools | Ottawa and Surrounding | Space Heating/Ventilation | Commercial | Com¦Boiler¦Std | End Use Consumption (m^3/year) | 25 | 1.5743 | 1.5984 | 1.6176 | 1.6321 | 1.6413 | 1.6329 | 1.6308 | 1.6308 | 1.6308 | 1.6307 | 0.52357 | 0.54224 | 0.55971 | 0.57602 | 0.59087 | 0.59959 | 0.61078 | 0.623 | 0.63546 | 0.64816 | 0.33258 | 0.33923 | 0.34601 | 0.35294 | 0.35999 | 0.36719 | 0.37454 | 0.38203 | 0.38967 | 0.39746 | 0.19099 | 0.20301 | 0.21369 | 0.22309 | 0.23087 | 0.23239 | 0.23624 | 0.24097 | 0.24579 | 0.25069 | 2990978.9431 | 2976024.0484 | 2961143.9281 | 2946338.2085 | 2931606.5175 | 2916948.4849 | 2902363.7425 | 2887851.9237 | 2873412.6641 | 2859045.6008 | 2990978.9431 | 2976024.0484 | 2961143.9281 | 2946338.2085 | 2931606.5175 | 2916948.4849 | 2902363.7425 | 2887851.9237 | 2873412.6641 | 2859045.6008 | 2891.3846 | 8411.4852 | 16106.0303 | 26278.7789 | 38545.1233 | 52507.881 | 67779.9617 | 84200.2664 | 101497.5738 | 119549.635 | 2891.3846 | 5520.1006 | 7694.5451 | 10172.7486 | 12266.3443 | 13962.7577 | 15272.0807 | 16420.3047 | 17297.3074 | 18052.0612
Com ¦ Condensing Water Heaters | ROB | C_Schools | Ottawa and Surrounding | Water Heating | Commercial | Com ¦ Water Heating | End Use Consumption (m^3/year) | 13 | 1.5536 | 1.5892 | 1.6159 | 1.6352 | 1.6466 | 1.6465 | 1.6432 | 1.6432 | 1.6432 | 1.6432 | 0.24404 | 0.25463 | 0.26408 | 0.27258 | 0.27997 | 0.28555 | 0.29068 | 0.29649 | 0.30242 | 0.30847 | 0.15708 | 0.16022 | 0.16343 | 0.1667 | 0.17003 | 0.17343 | 0.1769 | 0.18044 | 0.18405 | 0.18773 | 0.086963 | 0.094409 | 0.10066 | 0.10589 | 0.10994 | 0.11212 | 0.11378 | 0.11606 | 0.11838 | 0.12075 | 14064.6956 | 13994.3721 | 13924.4003 | 13854.7783 | 13785.5044 | 13716.5769 | 13647.994 | 13579.754 | 13511.8552 | 13444.296 | 14064.6956 | 13994.3721 | 13924.4003 | 13854.7783 | 13785.5044 | 13716.5769 | 13647.994 | 13579.754 | 13511.8552 | 13444.296 | 439.7263 | 861.1885 | 1263.7507 | 1658.8461 | 2043.2367 | 2415.3233 | 2774.188 | 3121.222 | 3456.445 | 3780.9352 | 439.7263 | 421.4622 | 402.5622 | 395.0954 | 384.3905 | 372.0866 | 358.8647 | 347.0339 | 335.223 | 324.4902
Com ¦ Demand Control Kitchen Ventilation | ROB | C_Schools | Ottawa and Surrounding | Space Heating/Ventilation | Commercial | NA | per building | 15 | 4.3624 | 4.408 | 4.4448 | 4.4736 | 4.4933 | 4.4812 | 4.4808 | 4.4844 | 4.4881 | 4.4919 | 65435.9299 | 67442.9283 | 69366.2343 | 71211.5723 | 72954.905 | 74214.772 | 75691.2479 | 77268.2103 | 78878.4803 | 80524.0625 | 15000 | 15300 | 15606 | 15918.12 | 16236.4824 | 16561.212 | 16892.4363 | 17230.285 | 17574.8907 | 17926.3885 | 50435.9299 | 52142.9283 | 53760.2343 | 55293.4523 | 56718.4226 | 57653.56 | 58798.8116 | 60037.9253 | 61303.5896 | 62597.674 | 5594.2979 | 5566.3264 | 5538.4948 | 5510.8023 | 5483.2483 | 5455.8321 | 5428.5529 | 5401.4102 | 5374.4031 | 5347.5311 | 5594.2979 | 5566.3264 | 5538.4948 | 5510.8023 | 5483.2483 | 5455.8321 | 5428.5529 | 5401.4102 | 5374.4031 | 5347.5311 | 256.2154 | 501.0738 | 735.1067 | 959.5756 | 1174.6625 | 1380.6063 | 1577.6542 | 1766.1862 | 1946.4655 | 2118.8161 | 256.2154 | 244.8584 | 234.0329 | 224.4689 | 215.0869 | 205.9438 | 197.0479 | 188.532 | 180.2793 | 172.3506
Com ¦ Near Condensing Boiler¦ Std Baseline | ROB | C_Schools | Ottawa and Surrounding | Space Heating/Ventilation | Commercial | Com¦Boiler¦Std | End Use Consumption (m^3/year) | 25 | 4.3784 | 4.4456 | 4.4989 | 4.5392 | 4.5649 | 4.5415 | 4.5355 | 4.5356 | 4.5355 | 4.5355 | 0.29918 | 0.30985 | 0.31983 | 0.32915 | 0.33764 | 0.34262 | 0.34902 | 0.356 | 0.36312 | 0.37037 | 0.068331 | 0.069697 | 0.071091 | 0.072513 | 0.073963 | 0.075443 | 0.076952 | 0.078491 | 0.08006 | 0.081662 | 0.23085 | 0.24015 | 0.24874 | 0.25664 | 0.26367 | 0.26718 | 0.27206 | 0.27751 | 0.28306 | 0.28871 | 1709130.8246 | 1700585.1705 | 1692082.2447 | 1683621.8334 | 1675203.7243 | 1666827.7056 | 1658493.5671 | 1650201.0993 | 1641950.0938 | 1633740.3433 | 1709130.8246 | 1700585.1705 | 1692082.2447 | 1683621.8334 | 1675203.7243 | 1666827.7056 | 1658493.5671 | 1650201.0993 | 1641950.0938 | 1633740.3433 | 42793.217 | 81466.7082 | 116195.7185 | 147494.5006 | 175500.7987 | 200414.1251 | 222460.1879 | 241927.5584 | 259059.8106 | 274120.1357 | 42793.217 | 38673.4912 | 34729.0103 | 31298.7821 | 28006.298 | 24913.3265 | 22046.0628 | 19467.3705 | 17132.2522 | 15060.3251
Com ¦ Steam Traps | ROB | C_Schools | Ottawa and Surrounding | Space Heating/Ventilation | Commercial | NA | Customer Segment Consumption (m^3/year) | 5 | 4.9574 | 5.249 | 5.4651 | 5.6288 | 5.7333 | 5.638 | 5.614 | 5.6142 | 5.6143 | 5.6141 | 0.14576 | 0.15742 | 0.16718 | 0.17563 | 0.18247 | 0.18302 | 0.18589 | 0.18961 | 0.19341 | 0.19727 | 0.029402 | 0.02999 | 0.03059 | 0.031202 | 0.031826 | 0.032462 | 0.033112 | 0.033774 | 0.034449 | 0.035138 | 0.11636 | 0.12743 | 0.13659 | 0.14443 | 0.15064 | 0.15056 | 0.15278 | 0.15584 | 0.15896 | 0.16213 | 127785.6244 | 127146.6962 | 126510.9628 | 125878.4079 | 125249.0159 | 124622.7708 | 123999.657 | 123379.6587 | 122762.7604 | 122148.9466 | 127785.6244 | 127146.6962 | 126510.9628 | 125878.4079 | 125249.0159 | 124622.7708 | 123999.657 | 123379.6587 | 122762.7604 | 122148.9466 | 19224.7066 | 35057.913 | 48133.469 | 58961.5249 | 67949.6149 | 75415.4224 | 81631.3461 | 86818.6452 | 91157.0381 | 94793.3073 | 19224.7066 | 15833.2064 | 13075.5559 | 10828.0559 | 8988.09 | 7465.8075 | 6215.9237 | 5187.2991 | 4338.3929 | 3636.2691
Com ¦ Tankless Water Heaters | ROB | C_Schools | Ottawa and Surrounding | Water Heating | Commercial | Com ¦ Water Heating | End Use Consumption (m^3/year) | 18 | 0.54413 | 0.55403 | 0.56143 | 0.5668 | 0.56995 | 0.56992 | 0.56902 | 0.56902 | 0.56901 | 0.56902 | 0.46011 | 0.47785 | 0.49392 | 0.50862 | 0.52167 | 0.53208 | 0.54186 | 0.5527 | 0.56375 | 0.57503 | 0.84559 | 0.8625 | 0.87976 | 0.89735 | 0.9153 | 0.9336 | 0.95228 | 0.97132 | 0.99075 | 1.0106 | -0.38548 | -0.38465 | -0.38583 | -0.38873 | -0.39362 | -0.40152 | -0.41041 | -0.41862 | -0.427 | -0.43553 | 21031.3205 | 20926.1639 | 20821.5331 | 20717.4254 | 20613.8383 | 20510.7691 | 20408.2153 | 20306.1742 | 20204.6433 | 20103.6201 | 0 | 0 | 0 | 0 | 0 | 0 | 0 | 0 | 0 | 0 | 0 | 0 | 0 | 0 | 0 | 0 | 0 | 0 | 0 | 0 | 0 | 0 | 0 | 0 | 0 | 0 | 0 | 0 | 0 | 0
Ind ¦ Advanced boiler controls including air/fuel mix control ¦ New | NEW | I_Asphalt | Ottawa and Surrounding | Process - Boiler/Steam | Industrial | NA | End Use Consumption (m^3/year) | 15 | 4.1594 | 4.246 | 4.3104 | 4.357 | 4.3847 | 4.3838 | 4.376 | 4.376 | 4.3761 | 4.376 | 0.12768 | 0.13294 | 0.13765 | 0.14192 | 0.14569 | 0.14857 | 0.15127 | 0.1543 | 0.15738 | 0.16053 | 0.030695 | 0.031309 | 0.031936 | 0.032574 | 0.033226 | 0.03389 | 0.034568 | 0.035259 | 0.035965 | 0.036684 | 0.09698 | 0.10163 | 0.10572 | 0.10935 | 0.11246 | 0.11468 | 0.1167 | 0.11904 | 0.12142 | 0.12384 | 45.4461 | 91.6193 | 138.5361 | 186.2132 | 234.6677 | 283.9169 | 333.9788 | 384.8715 | 436.6136 | 489.2239 | 45.4461 | 91.6193 | 138.5361 | 186.2132 | 234.6677 | 283.9169 | 333.9788 | 384.8715 | 436.6136 | 489.2239 | 28.0159 | 56.4801 | 86.0888 | 116.7464 | 148.6875 | 181.8403 | 216.0903 | 251.3525 | 287.6438 | 324.9286 | 28.0159 | 28.4642 | 29.6087 | 30.6576 | 31.9411 | 33.1528 | 34.25 | 35.2622 | 36.2913 | 37.2848
Ind ¦ Advanced heating and process control ¦ New | NEW | I_Asphalt | Ottawa and Surrounding | Process Heat | Industrial | NA | End Use Consumption (m^3/year) | 15 | 5.3148 | 5.4254 | 5.5077 | 5.5672 | 5.6027 | 5.6015 | 5.5915 | 5.5916 | 5.5916 | 5.5916 | 0.31919 | 0.33235 | 0.34413 | 0.35481 | 0.36422 | 0.37142 | 0.37817 | 0.38574 | 0.39346 | 0.40132 | 0.060056 | 0.061257 | 0.062483 | 0.063732 | 0.065007 | 0.066307 | 0.067633 | 0.068986 | 0.070366 | 0.071773 | 0.25913 | 0.27109 | 0.28165 | 0.29108 | 0.29921 | 0.30511 | 0.31054 | 0.31675 | 0.32309 | 0.32955 | 669.4283 | 1349.5675 | 2040.6592 | 2742.95 | 3456.6918 | 4182.1414 | 4919.5612 | 5669.2189 | 6431.3876 | 7206.3463 | 669.4283 | 1349.5675 | 2040.6592 | 2742.95 | 3456.6918 | 4182.1414 | 4919.5612 | 5669.2189 | 6431.3876 | 7206.3463 | 438.2536 | 883.5192 | 1348.2812 | 1831.007 | 2333.8774 | 2855.7586 | 3395.0863 | 3950.6578 | 4522.438 | 5109.8427 | 438.2536 | 445.2657 | 464.7619 | 482.7259 | 502.8704 | 521.8812 | 539.3277 | 555.5715 | 571.7802 | 587.4047
Ind ¦ Air compressor heat recovery ¦ New | NEW | I_Asphalt | Ottawa and Surrounding | Space Heating/Ventilation | Industrial | NA | End Use Consumption (m^3/year) | 25 | 2.502 | 2.5404 | 2.5708 | 2.5939 | 2.6085 | 2.5951 | 2.5917 | 2.5918 | 2.5917 | 2.5917 | 0.78535 | 0.81335 | 0.83956 | 0.86403 | 0.8863 | 0.89938 | 0.91617 | 0.9345 | 0.95318 | 0.97223 | 0.31389 | 0.32017 | 0.32658 | 0.33311 | 0.33977 | 0.34656 | 0.3535 | 0.36057 | 0.36778 | 0.37513 | 0.47146 | 0.49318 | 0.51299 | 0.53092 | 0.54653 | 0.55281 | 0.56267 | 0.57393 | 0.58541 | 0.5971 | 28.0467 | 56.5422 | 85.4966 | 114.9201 | 144.8235 | 175.2173 | 206.1127 | 237.5207 | 269.453 | 301.9211 | 28.0467 | 56.5422 | 85.4966 | 114.9201 | 144.8235 | 175.2173 | 206.1127 | 237.5207 | 269.453 | 301.9211 | 8.4428 | 17.0207 | 25.7494 | 34.532 | 43.9226 | 53.8455 | 64.1327 | 74.6688 | 85.5345 | 96.699 | 8.4428 | 8.5779 | 8.7287 | 8.7826 | 9.3906 | 9.9229 | 10.2873 | 10.5361 | 10.8656 | 11.1645
Ind ¦ Air curtains ¦ New | NEW | I_Asphalt | Ottawa and Surrounding | Space Heating/Ventilation | Industrial | NA | End Use Consumption (m^3/year) | 15 | 0.92289 | 0.94244 | 0.95793 | 0.96967 | 0.97714 | 0.97032 | 0.9686 | 0.96861 | 0.96861 | 0.96859 | 0.13548 | 0.14112 | 0.14631 | 0.15106 | 0.15527 | 0.15727 | 0.16013 | 0.16334 | 0.16661 | 0.16993 | 0.1468 | 0.14974 | 0.15274 | 0.15579 | 0.15891 | 0.16208 | 0.16533 | 0.16863 | 0.172 | 0.17544 | -0.01132 | -0.0086192 | -0.0064252 | -0.0047254 | -0.0036321 | -0.0048103 | -0.0051917 | -0.0052929 | -0.0053996 | -0.0055101 | 16.6945 | 33.6561 | 50.8908 | 68.4048 | 86.2044 | 104.296 | 122.6861 | 141.3814 | 160.3887 | 179.7149 | 0 | 0 | 0 | 0 | 0 | 0 | 0 | 0 | 0 | 0 | 0 | 0 | 0 | 0 | 0 | 0 | 0 | 0 | 0 | 0 | 0 | 0 | 0 | 0 | 0 | 0 | 0 | 0 | 0 | 0
Ind ¦ Automated temperature control ¦ New | NEW | I_Asphalt | Ottawa and Surrounding | Space Heating/Ventilation | Industrial | NA | End Use Consumption (m^3/year) | 25 | 1.1676 | 1.1855 | 1.1997 | 1.2105 | 1.2173 | 1.2111 | 1.2095 | 1.2095 | 1.2095 | 1.2095 | 0.26178 | 0.27112 | 0.27985 | 0.28801 | 0.29543 | 0.29979 | 0.30539 | 0.3115 | 0.31773 | 0.32408 | 0.22421 | 0.22869 | 0.23327 | 0.23793 | 0.24269 | 0.24755 | 0.2525 | 0.25755 | 0.2627 | 0.26795 | 0.037574 | 0.042423 | 0.046585 | 0.050076 | 0.052741 | 0.052247 | 0.052892 | 0.053952 | 0.055029 | 0.056126 | 21.641 | 43.6283 | 65.9696 | 88.673 | 111.7465 | 135.1985 | 159.0375 | 183.2722 | 207.9112 | 232.9638 | 21.641 | 43.6283 | 65.9696 | 88.673 | 111.7465 | 135.1985 | 159.0375 | 183.2722 | 207.9112 | 232.9638 | 0.19292 | 0.38892 | 0.56709 | 0.72005 | 0.92102 | 1.1654 | 1.4286 | 1.6939 | 1.974 | 2.2649 | 0.19292 | 0.196 | 0.17817 | 0.15296 | 0.20098 | 0.24442 | 0.2632 | 0.26524 | 0.2801 | 0.29088
Ind ¦ Blow down heat recovery and control ¦ New | NEW | I_Asphalt | Ottawa and Surrounding | Process - Boiler/Steam | Industrial | NA | End Use Consumption (m^3/year) | 20 | 1.9672 | 2.0009 | 2.026 | 2.0442 | 2.055 | 2.0547 | 2.0516 | 2.0517 | 2.0517 | 2.0517 | 0.061959 | 0.064282 | 0.066391 | 0.068326 | 0.070062 | 0.071451 | 0.072771 | 0.074227 | 0.075713 | 0.077227 | 0.031496 | 0.032126 | 0.032769 | 0.033424 | 0.034093 | 0.034774 | 0.03547 | 0.036179 | 0.036903 | 0.037641 | 0.030463 | 0.032156 | 0.033622 | 0.034902 | 0.035969 | 0.036676 | 0.037301 | 0.038048 | 0.03881 | 0.039587 | 25.9692 | 52.3539 | 79.1635 | 106.4075 | 134.0958 | 162.2382 | 190.845 | 219.9266 | 249.4935 | 279.5565 | 25.9692 | 52.3539 | 79.1635 | 106.4075 | 134.0958 | 162.2382 | 190.845 | 219.9266 | 249.4935 | 279.5565 | 7.0884 | 14.2902 | 21.6234 | 28.9875 | 36.9256 | 45.3609 | 54.1251 | 63.1015 | 72.3681 | 81.8926 | 7.0884 | 7.2018 | 7.3332 | 7.3641 | 7.938 | 8.4353 | 8.7642 | 8.9764 | 9.2665 | 9.5246
Ind ¦ Boiler combustion air preheat ¦ New | NEW | I_Asphalt | Ottawa and Surrounding | Process - Boiler/Steam | Industrial | NA | End Use Consumption (m^3/year) | 20 | 68.9876 | 69.0887 | 69.1845 | 69.2782 | 69.3709 | 69.4563 | 69.5363 | 69.6241 | 69.7143 | 69.809 | 2.0992 | 2.1443 | 2.1902 | 2.2371 | 2.2849 | 2.3334 | 2.3828 | 2.4336 | 2.4854 | 2.5386 | 0.030429 | 0.031037 | 0.031658 | 0.032291 | 0.032937 | 0.033596 | 0.034267 | 0.034953 | 0.035652 | 0.036365 | 2.0688 | 2.1133 | 2.1586 | 2.2048 | 2.2519 | 2.2998 | 2.3486 | 2.3986 | 2.4498 | 2.5022 | 33.389 | 67.3122 | 101.7816 | 136.8097 | 172.4089 | 208.592 | 245.3722 | 282.7628 | 320.7773 | 359.4298 | 33.389 | 67.3122 | 101.7816 | 136.8097 | 172.4089 | 208.592 | 245.3722 | 282.7628 | 320.7773 | 359.4298 | 24.6651 | 49.7248 | 75.9951 | 103.4103 | 131.9154 | 161.4621 | 192.0083 | 223.5171 | 255.9569 | 289.3008 | 24.6651 | 25.0597 | 26.2704 | 27.4151 | 28.5051 | 29.5468 | 30.5462 | 31.5088 | 32.4398 | 33.3439
Ind ¦ Boiler right sizing and load management | NEW | I_Asphalt | Ottawa and Surrounding | Process - Boiler/Steam | Industrial | NA | End Use Consumption (m^3/year) | 25 | INF | INF | INF | INF | INF | INF | INF | INF | INF | INF | 0.35266 | 0.36513 | 0.37655 | 0.38712 | 0.39671 | 0.40459 | 0.41215 | 0.4204 | 0.42883 | 0.43741 | 0 | 0 | 0 | 0 | 0 | 0 | 0 | 0 | 0 | 0 | 0.35266 | 0.36513 | 0.37655 | 0.38712 | 0.39671 | 0.40459 | 0.41215 | 0.4204 | 0.42883 | 0.43741 | 108.205 | 218.1413 | 329.8479 | 443.3648 | 558.7325 | 675.9927 | 795.1877 | 916.3608 | 1039.5562 | 1164.8189 | 108.205 | 218.1413 | 329.8479 | 443.3648 | 558.7325 | 675.9927 | 795.1877 | 916.3608 | 1039.5562 | 1164.8189 | 81.0625 | 163.4219 | 249.0262 | 337.8339 | 429.8019 | 524.8863 | 623.044 | 724.2329 | 828.4134 | 935.549 | 81.0625 | 82.3595 | 85.6043 | 88.8077 | 91.968 | 95.0845 | 98.1576 | 101.1889 | 104.1806 | 107.1355
Ind ¦ Condensate return ¦ New | NEW | I_Asphalt | Ottawa and Surrounding | Process - Boiler/Steam | Industrial | NA | End Use Consumption (m^3/year) | 25 | 1.6724 | 1.6976 | 1.7164 | 1.73 | 1.7381 | 1.7378 | 1.7356 | 1.7356 | 1.7357 | 1.7357 | 0.070532 | 0.073026 | 0.07531 | 0.077423 | 0.079342 | 0.080918 | 0.082429 | 0.08408 | 0.085765 | 0.087483 | 0.042173 | 0.043016 | 0.043877 | 0.044754 | 0.045649 | 0.046562 | 0.047494 | 0.048443 | 0.049412 | 0.050401 | 0.028359 | 0.03001 | 0.031433 | 0.032669 | 0.033693 | 0.034355 | 0.034936 | 0.035637 | 0.036353 | 0.037082 | 31.3279 | 63.1571 | 95.4988 | 128.3647 | 161.7664 | 195.716 | 230.2258 | 265.3083 | 300.9763 | 337.2428 | 31.3279 | 63.1571 | 95.4988 | 128.3647 | 161.7664 | 195.716 | 230.2258 | 265.3083 | 300.9763 | 337.2428 | 3.7508 | 7.5617 | 11.3426 | 15.0024 | 19.115 | 23.6073 | 28.3121 | 33.1161 | 38.1051 | 43.2511 | 3.7508 | 3.8109 | 3.7809 | 3.6598 | 4.1126 | 4.4923 | 4.7048 | 4.804 | 4.989 | 5.146
Ind ¦ Condensing boiler ¦ New | NEW | I_Asphalt | Ottawa and Surrounding | Process - Boiler/Steam | Industrial | NA | End Use Consumption (m^3/year) | 20 | 3.224 | 3.2793 | 3.3205 | 3.3502 | 3.368 | 3.3674 | 3.3624 | 3.3624 | 3.3625 | 3.3625 | 0.3098 | 0.32141 | 0.33195 | 0.34163 | 0.35031 | 0.35725 | 0.36386 | 0.37114 | 0.37856 | 0.38614 | 0.09609 | 0.098012 | 0.099972 | 0.10197 | 0.10401 | 0.10609 | 0.10821 | 0.11038 | 0.11258 | 0.11484 | 0.21371 | 0.2234 | 0.23198 | 0.23966 | 0.2463 | 0.25116 | 0.25564 | 0.26076 | 0.26598 | 0.2713 | 70.0756 | 141.2725 | 213.6158 | 287.1315 | 361.8458 | 437.7857 | 514.9787 | 593.4527 | 673.2364 | 754.3589 | 70.0756 | 141.2725 | 213.6158 | 287.1315 | 361.8458 | 437.7857 | 514.9787 | 593.4527 | 673.2364 | 754.3589 | 35.2485 | 71.0611 | 108.0135 | 145.8953 | 185.611 | 226.9933 | 269.7529 | 313.6954 | 358.9288 | 405.393 | 35.2485 | 35.8125 | 36.9524 | 37.8819 | 39.7156 | 41.3823 | 42.7597 | 43.9425 | 45.2334 | 46.4642
Ind ¦ Condensing Economizer ¦ New | NEW | I_Asphalt | Ottawa and Surrounding | Process - Boiler/Steam | Industrial | NA | End Use Consumption (m^3/year) | 15 | 3.7008 | 3.7778 | 3.835 | 3.8765 | 3.9012 | 3.9004 | 3.8934 | 3.8934 | 3.8935 | 3.8934 | 0.25535 | 0.26588 | 0.27531 | 0.28385 | 0.29137 | 0.29714 | 0.30254 | 0.30859 | 0.31477 | 0.32106 | 0.069 | 0.07038 | 0.071788 | 0.073223 | 0.074688 | 0.076182 | 0.077705 | 0.079259 | 0.080844 | 0.082461 | 0.18635 | 0.1955 | 0.20352 | 0.21063 | 0.21668 | 0.22096 | 0.22483 | 0.22933 | 0.23392 | 0.2386 | 55.6483 | 112.187 | 169.6361 | 228.0162 | 287.3481 | 347.6534 | 408.9537 | 471.2713 | 534.6289 | 599.0497 | 55.6483 | 112.187 | 169.6361 | 228.0162 | 287.3481 | 347.6534 | 408.9537 | 471.2713 | 534.6289 | 599.0497 | 33.0931 | 66.7156 | 101.5156 | 137.398 | 174.7209 | 213.4111 | 253.3338 | 294.3922 | 336.6283 | 380.0088 | 33.0931 | 33.6225 | 34.8 | 35.8825 | 37.3229 | 38.6902 | 39.9226 | 41.0585 | 42.2361 | 43.3805
Ind ¦ De-stratification fans ¦ New | NEW | I_Asphalt | Ottawa and Surrounding | Space Heating/Ventilation | Industrial | NA | End Use Consumption (m^3/year) | 25 | 1.4153 | 1.437 | 1.4542 | 1.4672 | 1.4755 | 1.468 | 1.466 | 1.466 | 1.466 | 1.466 | 0.29918 | 0.30985 | 0.31983 | 0.32915 | 0.33764 | 0.34262 | 0.34902 | 0.356 | 0.36312 | 0.37037 | 0.2114 | 0.21563 | 0.21994 | 0.22434 | 0.22882 | 0.2334 | 0.23807 | 0.24283 | 0.24769 | 0.25264 | 0.087784 | 0.094223 | 0.099894 | 0.10482 | 0.10881 | 0.10922 | 0.11095 | 0.11317 | 0.11543 | 0.11773 | 15.8288 | 31.911 | 48.252 | 64.8579 | 81.7346 | 98.8881 | 116.3246 | 134.0505 | 152.0722 | 170.3964 | 15.8288 | 31.911 | 48.252 | 64.8579 | 81.7346 | 98.8881 | 116.3246 | 134.0505 | 152.0722 | 170.3964 | 0.63296 | 1.2761 | 1.8948 | 2.4633 | 3.1454 | 3.9204 | 4.741 | 5.5747 | 6.4461 | 7.3473 | 0.63296 | 0.64309 | 0.61874 | 0.56851 | 0.68207 | 0.77507 | 0.82053 | 0.83371 | 0.87143 | 0.90124
Ind ¦ Direct contact hot water heaters ¦ New | NEW | I_Asphalt | Ottawa and Surrounding | Process - Boiler/Steam | Industrial | NA | End Use Consumption (m^3/year) | 20 | 11.6065 | 11.8055 | 11.9537 | 12.0609 | 12.1248 | 12.1227 | 12.1047 | 12.1048 | 12.1049 | 12.105 | 0.46469 | 0.48212 | 0.49793 | 0.51244 | 0.52546 | 0.53588 | 0.54579 | 0.5567 | 0.56785 | 0.57921 | 0.040038 | 0.040838 | 0.041655 | 0.042488 | 0.043338 | 0.044205 | 0.045089 | 0.045991 | 0.04691 | 0.047849 | 0.42466 | 0.44128 | 0.45628 | 0.46996 | 0.48212 | 0.49168 | 0.5007 | 0.51071 | 0.52094 | 0.53136 | 59.3582 | 119.6661 | 180.9451 | 243.2172 | 306.5047 | 370.8303 | 436.2173 | 502.6894 | 570.2708 | 638.9864 | 59.3582 | 119.6661 | 180.9451 | 243.2172 | 306.5047 | 370.8303 | 436.2173 | 502.6894 | 570.2708 | 638.9864 | 41.6546 | 83.9756 | 128.1489 | 174.0756 | 221.776 | 271.1765 | 322.1946 | 374.7629 | 428.8542 | 484.4278 | 41.6546 | 42.321 | 44.1733 | 45.9267 | 47.7004 | 49.4004 | 51.0181 | 52.5684 | 54.0912 | 55.5736
Ind ¦ Energy Management and Process Improvement ¦ New | NEW | I_Asphalt | Ottawa and Surrounding | Cross Cutting/Behavioural | Industrial | NA | End Use Consumption (m^3/year) | 15 | 3.6479 | 3.7238 | 3.7802 | 3.8211 | 3.8455 | 3.8447 | 3.8378 | 3.8378 | 3.8379 | 3.8378 | 0.25535 | 0.26588 | 0.27531 | 0.28385 | 0.29137 | 0.29714 | 0.30254 | 0.30859 | 0.31477 | 0.32106 | 0.07 | 0.0714 | 0.072828 | 0.074285 | 0.07577 | 0.077286 | 0.078831 | 0.080408 | 0.082016 | 0.083656 | 0.18535 | 0.19448 | 0.20248 | 0.20956 | 0.2156 | 0.21985 | 0.22371 | 0.22818 | 0.23275 | 0.2374 | 1488.0765 | 2999.9622 | 4536.1943 | 6097.3212 | 7683.9023 | 9296.509 | 10935.7242 | 12602.143 | 14296.3727 | 16019.0333 | 1488.0765 | 2999.9622 | 4536.1943 | 6097.3212 | 7683.9023 | 9296.509 | 10935.7242 | 12602.143 | 14296.3727 | 16019.0333 | 880.6729 | 1775.4366 | 2707.8306 | 3673.9442 | 4682.9869 | 5732.0303 | 6816.6578 | 7933.5843 | 9083.4427 | 10264.85 | 880.6729 | 894.7637 | 932.394 | 966.1136 | 1009.0427 | 1049.0434 | 1084.6275 | 1116.9265 | 1149.8584 | 1181.4073
Ind ¦ Exhaust gas heat recovery ¦ New | NEW | I_Asphalt | Ottawa and Surrounding | Process Heat | Industrial | NA | End Use Consumption (m^3/year) | 15 | 5.3148 | 5.4254 | 5.5077 | 5.5672 | 5.6027 | 5.6015 | 5.5915 | 5.5916 | 5.5916 | 5.5916 | 0.44687 | 0.46529 | 0.48179 | 0.49674 | 0.5099 | 0.51999 | 0.52944 | 0.54003 | 0.55084 | 0.56185 | 0.084079 | 0.08576 | 0.087476 | 0.089225 | 0.09101 | 0.09283 | 0.094686 | 0.09658 | 0.098512 | 0.10048 | 0.36279 | 0.37953 | 0.39431 | 0.40751 | 0.41889 | 0.42716 | 0.43475 | 0.44345 | 0.45233 | 0.46137 | 1171.4995 | 2361.7431 | 3571.1535 | 4800.1625 | 6049.2106 | 7318.7475 | 8609.2322 | 9921.1331 | 11254.9283 | 12611.106 | 1171.4995 | 2361.7431 | 3571.1535 | 4800.1625 | 6049.2106 | 7318.7475 | 8609.2322 | 9921.1331 | 11254.9283 | 12611.106 | 766.9438 | 1546.1587 | 2360.2441 | 3206.3534 | 4088.1696 | 5003.5899 | 5949.7733 | 6924.5295 | 7927.732 | 8958.3038 | 766.9438 | 779.2149 | 814.0854 | 846.1092 | 881.8162 | 915.4203 | 946.1834 | 974.7562 | 1003.2025 | 1030.5718
Ind ¦ Feedwater Economizers ¦ New | NEW | I_Asphalt | Ottawa and Surrounding | Process - Boiler/Steam | Industrial | NA | End Use Consumption (m^3/year) | 20 | 2.418 | 2.4595 | 2.4903 | 2.5127 | 2.526 | 2.5256 | 2.5218 | 2.5218 | 2.5219 | 2.5219 | 0.12392 | 0.12856 | 0.13278 | 0.13665 | 0.14012 | 0.1429 | 0.14554 | 0.14845 | 0.15143 | 0.15445 | 0.051248 | 0.052273 | 0.053318 | 0.054385 | 0.055473 | 0.056582 | 0.057714 | 0.058868 | 0.060045 | 0.061246 | 0.07267 | 0.076292 | 0.079463 | 0.082267 | 0.084651 | 0.086319 | 0.087829 | 0.089587 | 0.091381 | 0.093209 | 37.0989 | 74.7913 | 113.0907 | 152.0108 | 191.5654 | 231.7689 | 272.6358 | 314.1808 | 356.4193 | 399.3665 | 37.0989 | 74.7913 | 113.0907 | 152.0108 | 191.5654 | 231.7689 | 272.6358 | 314.1808 | 356.4193 | 399.3665 | 14.1574 | 28.5414 | 43.3773 | 58.5166 | 74.6225 | 91.5843 | 109.1769 | 127.2412 | 145.8658 | 165.0018 | 14.1574 | 14.384 | 14.8359 | 15.1393 | 16.1059 | 16.9619 | 17.5925 | 18.0643 | 18.6246 | 19.136
Ind ¦ Heat recovery to preheat make-up water ¦ New | NEW | I_Asphalt | Ottawa and Surrounding | Process - Boiler/Steam | Industrial | NA | End Use Consumption (m^3/year) | 25 | 3.4769 | 3.5293 | 3.5683 | 3.5965 | 3.6134 | 3.6129 | 3.6082 | 3.6083 | 3.6084 | 3.6085 | 0.2116 | 0.21908 | 0.22593 | 0.23227 | 0.23803 | 0.24275 | 0.24729 | 0.25224 | 0.2573 | 0.26245 | 0.060857 | 0.062074 | 0.063316 | 0.064582 | 0.065874 | 0.067191 | 0.068535 | 0.069906 | 0.071304 | 0.07273 | 0.15074 | 0.157 | 0.16261 | 0.16769 | 0.17215 | 0.17556 | 0.17875 | 0.18234 | 0.18599 | 0.18972 | 77.9076 | 157.0617 | 237.4905 | 319.2226 | 402.2874 | 486.7147 | 572.5351 | 659.7798 | 748.4805 | 838.6696 | 77.9076 | 157.0617 | 237.4905 | 319.2226 | 402.2874 | 486.7147 | 572.5351 | 659.7798 | 748.4805 | 838.6696 | 37.6303 | 75.8628 | 115.3217 | 155.7732 | 198.283 | 242.6722 | 288.5807 | 335.7544 | 384.3343 | 434.2417 | 37.6303 | 38.2324 | 39.459 | 40.4515 | 42.5097 | 44.3893 | 45.9084 | 47.1737 | 48.5799 | 49.9074
Ind ¦ High-efficiency burner ¦ New | NEW | I_Asphalt | Ottawa and Surrounding | Process - Boiler/Steam | Industrial | NA | End Use Consumption (m^3/year) | 20 | 2.5792 | 2.6234 | 2.6564 | 2.6802 | 2.6944 | 2.6939 | 2.6899 | 2.6899 | 2.69 | 2.69 | 0.1549 | 0.16071 | 0.16598 | 0.17081 | 0.17515 | 0.17863 | 0.18193 | 0.18557 | 0.18928 | 0.19307 | 0.060056 | 0.061257 | 0.062483 | 0.063732 | 0.065007 | 0.066307 | 0.067633 | 0.068986 | 0.070366 | 0.071773 | 0.094842 | 0.099448 | 0.10349 | 0.10708 | 0.11015 | 0.11232 | 0.1143 | 0.11658 | 0.11892 | 0.1213 | 21.0227 | 42.3817 | 64.0847 | 86.1394 | 108.5537 | 131.3357 | 154.4936 | 178.0358 | 201.9709 | 226.3077 | 21.0227 | 42.3817 | 64.0847 | 86.1394 | 108.5537 | 131.3357 | 154.4936 | 178.0358 | 201.9709 | 226.3077 | 8.6641 | 17.4667 | 26.4917 | 35.6728 | 45.3642 | 55.514 | 66.0123 | 76.7831 | 87.8764 | 99.2712 | 8.6641 | 8.8027 | 9.025 | 9.1811 | 9.6913 | 10.1498 | 10.4983 | 10.7708 | 11.0933 | 11.3948
Ind ¦ High-efficiency burners ¦ New | NEW | I_Asphalt | Ottawa and Surrounding | Process Heat | Industrial | NA | End Use Consumption (m^3/year) | 20 | 8.928 | 9.0812 | 9.1951 | 9.2776 | 9.3267 | 9.3252 | 9.3113 | 9.3113 | 9.3115 | 9.3115 | 0.61959 | 0.64282 | 0.66391 | 0.68326 | 0.70062 | 0.71451 | 0.72771 | 0.74227 | 0.75713 | 0.77227 | 0.069398 | 0.070786 | 0.072202 | 0.073646 | 0.075119 | 0.076621 | 0.078154 | 0.079717 | 0.081311 | 0.082938 | 0.55019 | 0.57204 | 0.59171 | 0.60961 | 0.6255 | 0.63789 | 0.64956 | 0.66256 | 0.67582 | 0.68934 | 401.657 | 809.7405 | 1224.3955 | 1645.77 | 2074.0151 | 2509.2849 | 2951.7367 | 3401.5313 | 3858.8326 | 4323.8078 | 401.657 | 809.7405 | 1224.3955 | 1645.77 | 2074.0151 | 2509.2849 | 2951.7367 | 3401.5313 | 3858.8326 | 4323.8078 | 274.8764 | 554.1509 | 845.026 | 1146.9024 | 1460.2928 | 1784.7413 | 2119.6768 | 2464.6484 | 2819.5655 | 3184.1864 | 274.8764 | 279.2745 | 290.8751 | 301.8764 | 313.3904 | 324.4484 | 334.9355 | 344.9716 | 354.9172 | 364.6209
Ind ¦ Insulation ¦ New | NEW | I_Asphalt | Ottawa and Surrounding | Process - Boiler/Steam | Industrial | NA | End Use Consumption (m^3/year) | 15 | 5.3148 | 5.4254 | 5.5077 | 5.5672 | 5.6027 | 5.6015 | 5.5915 | 5.5916 | 5.5916 | 5.5916 | 0.12768 | 0.13294 | 0.13765 | 0.14192 | 0.14569 | 0.14857 | 0.15127 | 0.1543 | 0.15738 | 0.16053 | 0.024023 | 0.024503 | 0.024993 | 0.025493 | 0.026003 | 0.026523 | 0.027053 | 0.027594 | 0.028146 | 0.028709 | 0.10365 | 0.10844 | 0.11266 | 0.11643 | 0.11968 | 0.12205 | 0.12422 | 0.1267 | 0.12924 | 0.13182 | 53.5872 | 108.0319 | 163.3533 | 219.5711 | 276.7056 | 334.7773 | 393.8072 | 453.8168 | 514.8278 | 576.8627 | 53.5872 | 108.0319 | 163.3533 | 219.5711 | 276.7056 | 334.7773 | 393.8072 | 453.8168 | 514.8278 | 576.8627 | 35.0819 | 70.7251 | 107.9805 | 146.7141 | 187.0913 | 229.013 | 272.347 | 316.9911 | 362.9379 | 410.1372 | 35.0819 | 35.6432 | 37.2555 | 38.7336 | 40.3772 | 41.9217 | 43.334 | 44.6441 | 45.9469 | 47.1992
Ind ¦ Radiant heaters ¦ New | NEW | I_Asphalt | Ottawa and Surrounding | Space Heating/Ventilation | Industrial | NA | End Use Consumption (m^3/year) | 20 | 1.4656 | 1.4912 | 1.5115 | 1.5269 | 1.5367 | 1.5277 | 1.5255 | 1.5255 | 1.5255 | 1.5255 | 0.98582 | 1.0231 | 1.0578 | 1.0899 | 1.1188 | 1.1346 | 1.1555 | 1.1787 | 1.2022 | 1.2263 | 0.67263 | 0.68608 | 0.69981 | 0.7138 | 0.72808 | 0.74264 | 0.75749 | 0.77264 | 0.78809 | 0.80386 | 0.31319 | 0.33701 | 0.35795 | 0.37608 | 0.39073 | 0.39191 | 0.39804 | 0.40601 | 0.41413 | 0.42239 | 25.2272 | 50.8581 | 76.9017 | 103.3673 | 130.2645 | 157.6029 | 185.3923 | 213.643 | 242.3651 | 271.5692 | 25.2272 | 50.8581 | 76.9017 | 103.3673 | 130.2645 | 157.6029 | 185.3923 | 213.643 | 242.3651 | 271.5692 | 2.3208 | 4.6787 | 7.0217 | 9.2949 | 11.8429 | 14.6273 | 17.5614 | 20.5483 | 23.6618 | 26.878 | 2.3208 | 2.3579 | 2.343 | 2.2732 | 2.548 | 2.7844 | 2.9341 | 2.9869 | 3.1135 | 3.2162
Ind ¦ Steam trap survey and repair ¦ New | NEW | I_Asphalt | Ottawa and Surrounding | Process - Boiler/Steam | Industrial | NA | End Use Consumption (m^3/year) | 3 | 0.74751 | 0.79708 | 0.84877 | 0.8911 | 0.91312 | 0.91238 | 0.90622 | 0.90625 | 0.90632 | 0.90624 | 0.023145 | 0.025173 | 0.027342 | 0.029279 | 0.030603 | 0.03119 | 0.031599 | 0.032232 | 0.032879 | 0.033534 | 0.030962 | 0.031582 | 0.032213 | 0.032858 | 0.033515 | 0.034185 | 0.034869 | 0.035566 | 0.036277 | 0.037003 | -0.0078176 | -0.0064086 | -0.0048715 | -0.0035782 | -0.0029118 | -0.0029954 | -0.00327 | -0.0033344 | -0.0033984 | -0.0034693 | 49.4651 | 99.7217 | 150.7876 | 202.681 | 255.4206 | 309.0252 | 363.5144 | 418.9078 | 475.2257 | 532.4886 | 0 | 0 | 0 | 0 | 0 | 0 | 0 | 0 | 0 | 0 | 0 | 0 | 0 | 0 | 0 | 0 | 0 | 0 | 0 | 0 | 0 | 0 | 0 | 0 | 0 | 0 | 0 | 0 | 0 | 0
Ind ¦ Ventilation heat recovery ¦ New | NEW | I_Asphalt | Ottawa and Surrounding | Space Heating/Ventilation | Industrial | NA | End Use Consumption (m^3/year) | 20 | 4.3968 | 4.4736 | 4.5345 | 4.5806 | 4.61 | 4.5832 | 4.5764 | 4.5765 | 4.5764 | 4.5764 | 0.49291 | 0.51155 | 0.52888 | 0.54494 | 0.5594 | 0.56728 | 0.57777 | 0.58933 | 0.60111 | 0.61313 | 0.11211 | 0.11435 | 0.11663 | 0.11897 | 0.12135 | 0.12377 | 0.12625 | 0.12877 | 0.13135 | 0.13398 | 0.3808 | 0.3972 | 0.41225 | 0.42598 | 0.43806 | 0.4435 | 0.45152 | 0.46055 | 0.46976 | 0.47915 | 25.7528 | 51.9176 | 78.5038 | 105.5208 | 132.9783 | 160.8863 | 189.2547 | 218.0939 | 247.4144 | 277.2269 | 25.7528 | 51.9176 | 78.5038 | 105.5208 | 132.9783 | 160.8863 | 189.2547 | 218.0939 | 247.4144 | 277.2269 | 14.8496 | 29.9368 | 45.601 | 61.7766 | 78.6785 | 96.2574 | 114.426 | 133.121 | 152.3649 | 172.1344 | 14.8496 | 15.0872 | 15.6642 | 16.1756 | 16.902 | 17.5789 | 18.1686 | 18.6949 | 19.244 | 19.7695
Ind ¦ Ventilation optimization ¦ New | NEW | I_Asphalt | Ottawa and Surrounding | Space Heating/Ventilation | Industrial | NA | End Use Consumption (m^3/year) | 15 | 2.256 | 2.3037 | 2.3416 | 2.3703 | 2.3886 | 2.3719 | 2.3677 | 2.3677 | 2.3677 | 2.3677 | 0.54194 | 0.56449 | 0.58524 | 0.60426 | 0.62109 | 0.62909 | 0.64054 | 0.65336 | 0.66642 | 0.67974 | 0.24023 | 0.24503 | 0.24993 | 0.25493 | 0.26003 | 0.26523 | 0.27053 | 0.27594 | 0.28146 | 0.28709 | 0.30171 | 0.31946 | 0.33531 | 0.34933 | 0.36107 | 0.36387 | 0.37 | 0.37741 | 0.38496 | 0.39265 | 29.6791 | 59.833 | 90.4726 | 121.6086 | 153.2523 | 185.4151 | 218.1086 | 251.3447 | 285.1354 | 319.4932 | 29.6791 | 59.833 | 90.4726 | 121.6086 | 153.2523 | 185.4151 | 218.1086 | 251.3447 | 285.1354 | 319.4932 | 12.2316 | 24.6589 | 37.4354 | 50.4606 | 64.2321 | 78.6728 | 93.6228 | 108.9708 | 124.7851 | 141.0332 | 12.2316 | 12.4273 | 12.7765 | 13.0252 | 13.7716 | 14.4407 | 14.95 | 15.3479 | 15.8143 | 16.2481
Ind ¦ Warehouse loading dock seals ¦ New | NEW | I_Asphalt | Ottawa and Surrounding | Space Heating/Ventilation | Industrial | NA | End Use Consumption (m^3/year) | 10 | 0.65563 | 0.67466 | 0.68975 | 0.70118 | 0.70846 | 0.70181 | 0.70013 | 0.70014 | 0.70014 | 0.70012 | 0.098874 | 0.10378 | 0.10822 | 0.11222 | 0.11565 | 0.11685 | 0.11891 | 0.12129 | 0.12371 | 0.12618 | 0.15081 | 0.15382 | 0.1569 | 0.16004 | 0.16324 | 0.1665 | 0.16983 | 0.17323 | 0.1767 | 0.18023 | -0.051935 | -0.050045 | -0.048679 | -0.047824 | -0.047591 | -0.04965 | -0.050928 | -0.051945 | -0.052985 | -0.054047 | 9.3778 | 18.9056 | 28.5868 | 38.4249 | 48.4235 | 58.586 | 68.9163 | 79.4179 | 90.0949 | 100.951 | 0 | 0 | 0 | 0 | 0 | 0 | 0 | 0 | 0 | 0 | 0 | 0 | 0 | 0 | 0 | 0 | 0 | 0 | 0 | 0 | 0 | 0 | 0 | 0 | 0 | 0 | 0 | 0 | 0 | 0
Ind ¦ Advanced boiler controls including air/fuel mix control | RET | I_Asphalt | Ottawa and Surrounding | Process - Boiler/Steam | Industrial | NA | End Use Consumption (m^3/year) | 15 | 4.1594 | 4.246 | 4.3104 | 4.357 | 4.3847 | 4.3838 | 4.376 | 4.376 | 4.3761 | 4.376 | 0.12768 | 0.13294 | 0.13765 | 0.14192 | 0.14569 | 0.14857 | 0.15127 | 0.1543 | 0.15738 | 0.16053 | 0.030695 | 0.031309 | 0.031936 | 0.032574 | 0.033226 | 0.03389 | 0.034568 | 0.035259 | 0.035965 | 0.036684 | 0.09698 | 0.10163 | 0.10572 | 0.10935 | 0.11246 | 0.11468 | 0.1167 | 0.11904 | 0.12142 | 0.12384 | 1739.1874 | 1730.4915 | 1721.839 | 1713.2298 | 1704.6637 | 1696.1404 | 1687.6596 | 1679.2214 | 1670.8252 | 1662.4711 | 1739.1874 | 1730.4915 | 1721.839 | 1713.2298 | 1704.6637 | 1696.1404 | 1687.6596 | 1679.2214 | 1670.8252 | 1662.4711 | 73.2082 | 148.069 | 224.0296 | 301.2887 | 379.2397 | 457.1449 | 534.3306 | 610.3543 | 684.6741 | 756.878 | 73.2082 | 74.8608 | 75.9607 | 77.2591 | 77.9509 | 77.9052 | 77.1857 | 76.0237 | 74.3198 | 72.2039
Ind ¦ Advanced heating and process control | RET | I_Asphalt | Ottawa and Surrounding | Process Heat | Industrial | NA | End Use Consumption (m^3/year) | 15 | 5.3148 | 5.4254 | 5.5077 | 5.5672 | 5.6027 | 5.6015 | 5.5915 | 5.5916 | 5.5916 | 5.5916 | 0.31919 | 0.33235 | 0.34413 | 0.35481 | 0.36422 | 0.37142 | 0.37817 | 0.38574 | 0.39346 | 0.40132 | 0.060056 | 0.061257 | 0.062483 | 0.063732 | 0.065007 | 0.066307 | 0.067633 | 0.068986 | 0.070366 | 0.071773 | 0.25913 | 0.27109 | 0.28165 | 0.29108 | 0.29921 | 0.30511 | 0.31054 | 0.31675 | 0.32309 | 0.32955 | 25618.5066 | 25490.4141 | 25362.962 | 25236.1472 | 25109.9664 | 24984.4166 | 24859.4945 | 24735.1971 | 24611.5211 | 24488.4635 | 25618.5066 | 25490.4141 | 25362.962 | 25236.1472 | 25109.9664 | 24984.4166 | 24859.4945 | 24735.1971 | 24611.5211 | 24488.4635 | 1145.1982 | 2319.2655 | 3513.1336 | 4725.6754 | 5946.6936 | 7164.4289 | 8367.849 | 9548.631 | 10697.6481 | 11807.5995 | 1145.1982 | 1174.0673 | 1193.8681 | 1212.5418 | 1221.0182 | 1217.7353 | 1203.4201 | 1180.782 | 1149.0171 | 1109.9514
Ind ¦ Air compressor heat recovery | RET | I_Asphalt | Ottawa and Surrounding | Space Heating/Ventilation | Industrial | NA | End Use Consumption (m^3/year) | 25 | 2.502 | 2.5404 | 2.5708 | 2.5939 | 2.6085 | 2.5951 | 2.5917 | 2.5918 | 2.5917 | 2.5917 | 0.78535 | 0.81335 | 0.83956 | 0.86403 | 0.8863 | 0.89938 | 0.91617 | 0.9345 | 0.95318 | 0.97223 | 0.31389 | 0.32017 | 0.32658 | 0.33311 | 0.33977 | 0.34656 | 0.3535 | 0.36057 | 0.36778 | 0.37513 | 0.47146 | 0.49318 | 0.51299 | 0.53092 | 0.54653 | 0.55281 | 0.56267 | 0.57393 | 0.58541 | 0.5971 | 1073.3271 | 1067.9605 | 1062.6206 | 1057.3075 | 1052.021 | 1046.7609 | 1041.5271 | 1036.3195 | 1031.1379 | 1025.9822 | 1073.3271 | 1067.9605 | 1062.6206 | 1057.3075 | 1052.021 | 1046.7609 | 1041.5271 | 1036.3195 | 1031.1379 | 1025.9822 | 22.0619 | 43.8995 | 65.2841 | 87.5415 | 110.4519 | 133.594 | 156.6825 | 179.8657 | 203.0453 | 226.3106 | 22.0619 | 21.8376 | 21.3846 | 22.2574 | 22.9104 | 23.1421 | 23.0885 | 23.1831 | 23.1797 | 23.2652
Ind ¦ Air curtains | RET | I_Asphalt | Ottawa and Surrounding | Space Heating/Ventilation | Industrial | NA | End Use Consumption (m^3/year) | 15 | 0.92289 | 0.94244 | 0.95793 | 0.96967 | 0.97714 | 0.97032 | 0.9686 | 0.96861 | 0.96861 | 0.96859 | 0.13548 | 0.14112 | 0.14631 | 0.15106 | 0.15527 | 0.15727 | 0.16013 | 0.16334 | 0.16661 | 0.16993 | 0.1468 | 0.14974 | 0.15274 | 0.15579 | 0.15891 | 0.16208 | 0.16533 | 0.16863 | 0.172 | 0.17544 | -0.01132 | -0.0086192 | -0.0064252 | -0.0047254 | -0.0036321 | -0.0048103 | -0.0051917 | -0.0052929 | -0.0053996 | -0.0055101 | 638.8852 | 635.6907 | 632.5123 | 629.3497 | 626.203 | 623.072 | 619.9566 | 616.8568 | 613.7725 | 610.7037 | 0 | 0 | 0 | 0 | 0 | 0 | 0 | 0 | 0 | 0 | 0 | 0 | 0 | 0 | 0 | 0 | 0 | 0 | 0 | 0 | 0 | 0 | 0 | 0 | 0 | 0 | 0 | 0 | 0 | 0
Ind ¦ Automated temperature control | RET | I_Asphalt | Ottawa and Surrounding | Space Heating/Ventilation | Industrial | NA | End Use Consumption (m^3/year) | 25 | 1.1676 | 1.1855 | 1.1997 | 1.2105 | 1.2173 | 1.2111 | 1.2095 | 1.2095 | 1.2095 | 1.2095 | 0.26178 | 0.27112 | 0.27985 | 0.28801 | 0.29543 | 0.29979 | 0.30539 | 0.3115 | 0.31773 | 0.32408 | 0.22421 | 0.22869 | 0.23327 | 0.23793 | 0.24269 | 0.24755 | 0.2525 | 0.25755 | 0.2627 | 0.26795 | 0.037574 | 0.042423 | 0.046585 | 0.050076 | 0.052741 | 0.052247 | 0.052892 | 0.053952 | 0.055029 | 0.056126 | 828.1845 | 824.0436 | 819.9233 | 815.8237 | 811.7446 | 807.6859 | 803.6475 | 799.6292 | 795.6311 | 791.6529 | 828.1845 | 824.0436 | 819.9233 | 815.8237 | 811.7446 | 807.6859 | 803.6475 | 799.6292 | 795.6311 | 791.6529 | 0.50411 | 0.94303 | 1.3048 | 1.7619 | 2.2977 | 2.8547 | 3.3973 | 3.9518 | 4.5098 | 5.0888 | 0.50411 | 0.43892 | 0.36173 | 0.45718 | 0.53581 | 0.55697 | 0.54257 | 0.55454 | 0.55796 | 0.57901
Ind ¦ Blow down heat recovery and control | RET | I_Asphalt | Ottawa and Surrounding | Process - Boiler/Steam | Industrial | NA | End Use Consumption (m^3/year) | 20 | 1.9672 | 2.0009 | 2.026 | 2.0442 | 2.055 | 2.0547 | 2.0516 | 2.0517 | 2.0517 | 2.0517 | 0.061959 | 0.064282 | 0.066391 | 0.068326 | 0.070062 | 0.071451 | 0.072771 | 0.074227 | 0.075713 | 0.077227 | 0.031496 | 0.032126 | 0.032769 | 0.033424 | 0.034093 | 0.034774 | 0.03547 | 0.036179 | 0.036903 | 0.037641 | 0.030463 | 0.032156 | 0.033622 | 0.034902 | 0.035969 | 0.036676 | 0.037301 | 0.038048 | 0.03881 | 0.039587 | 993.8214 | 988.8523 | 983.908 | 978.9885 | 974.0935 | 969.2231 | 964.3769 | 959.5551 | 954.7573 | 949.9835 | 993.8214 | 988.8523 | 983.908 | 978.9885 | 974.0935 | 969.2231 | 964.3769 | 959.5551 | 954.7573 | 949.9835 | 18.5226 | 36.7683 | 54.5242 | 73.0945 | 92.2729 | 111.6584 | 130.984 | 150.4051 | 169.8372 | 189.3785 | 18.5226 | 18.2456 | 17.7559 | 18.5703 | 19.1784 | 19.3856 | 19.3256 | 19.421 | 19.4321 | 19.5413
Ind ¦ Boiler combustion air preheat | RET | I_Asphalt | Ottawa and Surrounding | Process - Boiler/Steam | Industrial | NA | End Use Consumption (m^3/year) | 20 | 68.9876 | 69.0887 | 69.1845 | 69.2782 | 69.3709 | 69.4563 | 69.5363 | 69.6241 | 69.7143 | 69.809 | 2.0992 | 2.1443 | 2.1902 | 2.2371 | 2.2849 | 2.3334 | 2.3828 | 2.4336 | 2.4854 | 2.5386 | 0.030429 | 0.031037 | 0.031658 | 0.032291 | 0.032937 | 0.033596 | 0.034267 | 0.034953 | 0.035652 | 0.036365 | 2.0688 | 2.1133 | 2.1586 | 2.2048 | 2.2519 | 2.2998 | 2.3486 | 2.3986 | 2.4498 | 2.5022 | 1277.7703 | 1271.3815 | 1265.0246 | 1258.6995 | 1252.406 | 1246.1439 | 1239.9132 | 1233.7136 | 1227.5451 | 1221.4074 | 1277.7703 | 1271.3815 | 1265.0246 | 1258.6995 | 1252.406 | 1246.1439 | 1239.9132 | 1233.7136 | 1227.5451 | 1221.4074 | 64.4522 | 130.9529 | 198.9362 | 267.7704 | 336.7768 | 405.256 | 472.516 | 537.9004 | 600.8138 | 660.7441 | 64.4522 | 66.5007 | 67.9833 | 68.8342 | 69.0064 | 68.4792 | 67.26 | 65.3844 | 62.9135 | 59.9303
Ind ¦ Condensate return | RET | I_Asphalt | Ottawa and Surrounding | Process - Boiler/Steam | Industrial | NA | End Use Consumption (m^3/year) | 25 | 1.6724 | 1.6976 | 1.7164 | 1.73 | 1.7381 | 1.7378 | 1.7356 | 1.7356 | 1.7357 | 1.7357 | 0.070532 | 0.073026 | 0.07531 | 0.077423 | 0.079342 | 0.080918 | 0.082429 | 0.08408 | 0.085765 | 0.087483 | 0.042173 | 0.043016 | 0.043877 | 0.044754 | 0.045649 | 0.046562 | 0.047494 | 0.048443 | 0.049412 | 0.050401 | 0.028359 | 0.03001 | 0.031433 | 0.032669 | 0.033693 | 0.034355 | 0.034936 | 0.035637 | 0.036353 | 0.037082 | 1198.8956 | 1192.9012 | 1186.9366 | 1181.002 | 1175.097 | 1169.2215 | 1163.3754 | 1157.5585 | 1151.7707 | 1146.0118 | 1198.8956 | 1192.9012 | 1186.9366 | 1181.002 | 1175.097 | 1169.2215 | 1163.3754 | 1157.5585 | 1151.7707 | 1146.0118 | 9.8013 | 19.1896 | 27.9757 | 37.5321 | 47.6541 | 57.9483 | 68.1654 | 78.4868 | 88.8507 | 99.3795 | 9.8013 | 9.3883 | 8.7861 | 9.5564 | 10.1221 | 10.2941 | 10.2172 | 10.3214 | 10.3638 | 10.5288
Ind ¦ Condensing boiler | RET | I_Asphalt | Ottawa and Surrounding | Process - Boiler/Steam | Industrial | NA | End Use Consumption (m^3/year) | 20 | 3.224 | 3.2793 | 3.3205 | 3.3502 | 3.368 | 3.3674 | 3.3624 | 3.3624 | 3.3625 | 3.3625 | 0.3098 | 0.32141 | 0.33195 | 0.34163 | 0.35031 | 0.35725 | 0.36386 | 0.37114 | 0.37856 | 0.38614 | 0.09609 | 0.098012 | 0.099972 | 0.10197 | 0.10401 | 0.10609 | 0.10821 | 0.11038 | 0.11258 | 0.11484 | 0.21371 | 0.2234 | 0.23198 | 0.23966 | 0.2463 | 0.25116 | 0.25564 | 0.26076 | 0.26598 | 0.2713 | 2681.7402 | 2668.3315 | 2654.9899 | 2641.7149 | 2628.5063 | 2615.3638 | 2602.287 | 2589.2756 | 2576.3292 | 2563.4475 | 2681.7402 | 2668.3315 | 2654.9899 | 2641.7149 | 2628.5063 | 2615.3638 | 2602.287 | 2589.2756 | 2576.3292 | 2563.4475 | 92.1078 | 185.3589 | 278.9827 | 374.8945 | 472.3275 | 570.2102 | 667.7003 | 764.6312 | 860.4603 | 954.9454 | 92.1078 | 93.2511 | 93.6238 | 95.9118 | 97.4331 | 97.8827 | 97.4901 | 96.9309 | 95.829 | 94.4851
Ind ¦ Condensing Economizer | RET | I_Asphalt | Ottawa and Surrounding | Process - Boiler/Steam | Industrial | NA | End Use Consumption (m^3/year) | 15 | 3.7008 | 3.7778 | 3.835 | 3.8765 | 3.9012 | 3.9004 | 3.8934 | 3.8934 | 3.8935 | 3.8934 | 0.25535 | 0.26588 | 0.27531 | 0.28385 | 0.29137 | 0.29714 | 0.30254 | 0.30859 | 0.31477 | 0.32106 | 0.069 | 0.07038 | 0.071788 | 0.073223 | 0.074688 | 0.076182 | 0.077705 | 0.079259 | 0.080844 | 0.082461 | 0.18635 | 0.1955 | 0.20352 | 0.21063 | 0.21668 | 0.22096 | 0.22483 | 0.22933 | 0.23392 | 0.2386 | 2129.6172 | 2118.9691 | 2108.3743 | 2097.8324 | 2087.3433 | 2076.9066 | 2066.522 | 2056.1894 | 2045.9085 | 2035.6789 | 2129.6172 | 2118.9691 | 2108.3743 | 2097.8324 | 2087.3433 | 2076.9066 | 2066.522 | 2056.1894 | 2045.9085 | 2035.6789 | 86.4753 | 174.7673 | 264.2377 | 355.3139 | 447.3053 | 539.3446 | 630.6527 | 720.7688 | 809.0807 | 895.1424 | 86.4753 | 88.2921 | 89.4703 | 91.0762 | 91.9915 | 92.0392 | 91.3082 | 90.1161 | 88.3119 | 86.0617
Ind ¦ De-stratification fans | RET | I_Asphalt | Ottawa and Surrounding | Space Heating/Ventilation | Industrial | NA | End Use Consumption (m^3/year) | 25 | 1.4153 | 1.437 | 1.4542 | 1.4672 | 1.4755 | 1.468 | 1.466 | 1.466 | 1.466 | 1.466 | 0.29918 | 0.30985 | 0.31983 | 0.32915 | 0.33764 | 0.34262 | 0.34902 | 0.356 | 0.36312 | 0.37037 | 0.2114 | 0.21563 | 0.21994 | 0.22434 | 0.22882 | 0.2334 | 0.23807 | 0.24283 | 0.24769 | 0.25264 | 0.087784 | 0.094223 | 0.099894 | 0.10482 | 0.10881 | 0.10922 | 0.11095 | 0.11317 | 0.11543 | 0.11773 | 605.7578 | 602.729 | 599.7154 | 596.7168 | 593.7332 | 590.7645 | 587.8107 | 584.8717 | 581.9473 | 579.0376 | 605.7578 | 602.729 | 599.7154 | 596.7168 | 593.7332 | 590.7645 | 587.8107 | 584.8717 | 581.9473 | 579.0376 | 1.654 | 3.182 | 4.5328 | 6.0945 | 7.8081 | 9.5627 | 11.2893 | 13.039 | 14.7954 | 16.5928 | 1.654 | 1.528 | 1.3507 | 1.5617 | 1.7136 | 1.7546 | 1.7266 | 1.7498 | 1.7564 | 1.7974
Ind ¦ Direct contact hot water heaters | RET | I_Asphalt | Ottawa and Surrounding | Process - Boiler/Steam | Industrial | NA | End Use Consumption (m^3/year) | 20 | 11.6065 | 11.8055 | 11.9537 | 12.0609 | 12.1248 | 12.1227 | 12.1047 | 12.1048 | 12.1049 | 12.105 | 0.46469 | 0.48212 | 0.49793 | 0.51244 | 0.52546 | 0.53588 | 0.54579 | 0.5567 | 0.56785 | 0.57921 | 0.040038 | 0.040838 | 0.041655 | 0.042488 | 0.043338 | 0.044205 | 0.045089 | 0.045991 | 0.04691 | 0.047849 | 0.42466 | 0.44128 | 0.45628 | 0.46996 | 0.48212 | 0.49168 | 0.5007 | 0.51071 | 0.52094 | 0.53136 | 2271.5917 | 2260.2338 | 2248.9326 | 2237.6879 | 2226.4995 | 2215.367 | 2204.2902 | 2193.2687 | 2182.3024 | 2171.3908 | 2271.5917 | 2260.2338 | 2248.9326 | 2237.6879 | 2226.4995 | 2215.367 | 2204.2902 | 2193.2687 | 2182.3024 | 2171.3908 | 108.8474 | 220.8427 | 335.0864 | 450.8505 | 567.0851 | 682.6692 | 796.5101 | 907.6336 | 1015.1031 | 1118.1232 | 108.8474 | 111.9954 | 114.2436 | 115.7641 | 116.2346 | 115.5841 | 113.8409 | 111.1235 | 107.4695 | 103.0201
Ind ¦ Energy Management and Process Improvement | RET | I_Asphalt | Ottawa and Surrounding | Cross Cutting/Behavioural | Industrial | NA | End Use Consumption (m^3/year) | 15 | 3.6479 | 3.7238 | 3.7802 | 3.8211 | 3.8455 | 3.8447 | 3.8378 | 3.8378 | 3.8379 | 3.8378 | 0.25535 | 0.26588 | 0.27531 | 0.28385 | 0.29137 | 0.29714 | 0.30254 | 0.30859 | 0.31477 | 0.32106 | 0.07 | 0.0714 | 0.072828 | 0.074285 | 0.07577 | 0.077286 | 0.078831 | 0.080408 | 0.082016 | 0.083656 | 0.18535 | 0.19448 | 0.20248 | 0.20956 | 0.2156 | 0.21985 | 0.22371 | 0.22818 | 0.23275 | 0.2374 | 56947.5424 | 56662.8046 | 56379.4906 | 56097.5932 | 55817.1052 | 55538.0197 | 55260.3296 | 54984.0279 | 54709.1078 | 54435.5623 | 56947.5424 | 56662.8046 | 56379.4906 | 56097.5932 | 55817.1052 | 55538.0197 | 55260.3296 | 54984.0279 | 54709.1078 | 54435.5623 | 2301.2819 | 4650.4303 | 7030.1554 | 9453.2088 | 11900.9615 | 14350.3306 | 16780.6435 | 19179.8497 | 21531.7553 | 23824.6395 | 2301.2819 | 2349.1485 | 2379.7251 | 2423.0534 | 2447.7527 | 2449.3691 | 2430.3129 | 2399.2062 | 2351.9056 | 2292.8842
Ind ¦ Exhaust gas heat recovery | RET | I_Asphalt | Ottawa and Surrounding | Process Heat | Industrial | NA | End Use Consumption (m^3/year) | 15 | 5.3148 | 5.4254 | 5.5077 | 5.5672 | 5.6027 | 5.6015 | 5.5915 | 5.5916 | 5.5916 | 5.5916 | 0.44687 | 0.46529 | 0.48179 | 0.49674 | 0.5099 | 0.51999 | 0.52944 | 0.54003 | 0.55084 | 0.56185 | 0.084079 | 0.08576 | 0.087476 | 0.089225 | 0.09101 | 0.09283 | 0.094686 | 0.09658 | 0.098512 | 0.10048 | 0.36279 | 0.37953 | 0.39431 | 0.40751 | 0.41889 | 0.42716 | 0.43475 | 0.44345 | 0.45233 | 0.46137 | 44832.3865 | 44608.2246 | 44385.1835 | 44163.2576 | 43942.4413 | 43722.7291 | 43504.1154 | 43286.5948 | 43070.1619 | 42854.8111 | 44832.3865 | 44608.2246 | 44385.1835 | 44163.2576 | 43942.4413 | 43722.7291 | 43504.1154 | 43286.5948 | 43070.1619 | 42854.8111 | 2004.0968 | 4058.7146 | 6147.9839 | 8269.9319 | 10406.7138 | 12537.7506 | 14643.7357 | 16710.1042 | 18720.8841 | 20663.2992 | 2004.0968 | 2054.6178 | 2089.2692 | 2121.9481 | 2136.7819 | 2131.0368 | 2105.9852 | 2066.3685 | 2010.7799 | 1942.415
Ind ¦ Feedwater Economizers | RET | I_Asphalt | Ottawa and Surrounding | Process - Boiler/Steam | Industrial | NA | End Use Consumption (m^3/year) | 20 | 2.418 | 2.4595 | 2.4903 | 2.5127 | 2.526 | 2.5256 | 2.5218 | 2.5218 | 2.5219 | 2.5219 | 0.12392 | 0.12856 | 0.13278 | 0.13665 | 0.14012 | 0.1429 | 0.14554 | 0.14845 | 0.15143 | 0.15445 | 0.051248 | 0.052273 | 0.053318 | 0.054385 | 0.055473 | 0.056582 | 0.057714 | 0.058868 | 0.060045 | 0.061246 | 0.07267 | 0.076292 | 0.079463 | 0.082267 | 0.084651 | 0.086319 | 0.087829 | 0.089587 | 0.091381 | 0.093209 | 1419.7448 | 1412.6461 | 1405.5829 | 1398.555 | 1391.5622 | 1384.6044 | 1377.6813 | 1370.7929 | 1363.939 | 1357.1193 | 1419.7448 | 1412.6461 | 1405.5829 | 1398.555 | 1391.5622 | 1384.6044 | 1377.6813 | 1370.7929 | 1363.939 | 1357.1193 | 36.9947 | 73.9646 | 110.5766 | 148.4103 | 187.149 | 226.2199 | 265.2138 | 304.256 | 343.168 | 382.0011 | 36.9947 | 36.9699 | 36.612 | 37.8337 | 38.7387 | 39.0708 | 38.9939 | 39.0423 | 38.9119 | 38.8332
Ind ¦ Heat recovery to preheat make-up water | RET | I_Asphalt | Ottawa and Surrounding | Process - Boiler/Steam | Industrial | NA | End Use Consumption (m^3/year) | 25 | 3.4769 | 3.5293 | 3.5683 | 3.5965 | 3.6134 | 3.6129 | 3.6082 | 3.6083 | 3.6084 | 3.6085 | 0.2116 | 0.21908 | 0.22593 | 0.23227 | 0.23803 | 0.24275 | 0.24729 | 0.25224 | 0.2573 | 0.26245 | 0.060857 | 0.062074 | 0.063316 | 0.064582 | 0.065874 | 0.067191 | 0.068535 | 0.069906 | 0.071304 | 0.07273 | 0.15074 | 0.157 | 0.16261 | 0.16769 | 0.17215 | 0.17556 | 0.17875 | 0.18234 | 0.18599 | 0.18972 | 2981.4641 | 2966.5568 | 2951.724 | 2936.9654 | 2922.2806 | 2907.6692 | 2893.1308 | 2878.6652 | 2864.2718 | 2849.9505 | 2981.4641 | 2966.5568 | 2951.724 | 2936.9654 | 2922.2806 | 2907.6692 | 2893.1308 | 2878.6652 | 2864.2718 | 2849.9505 | 98.3317 | 197.6537 | 297.1869 | 399.2673 | 503.1279 | 607.5593 | 711.6132 | 815.2164 | 917.8039 | 1019.1945 | 98.3317 | 99.3221 | 99.5332 | 102.0804 | 103.8606 | 104.4314 | 104.0539 | 103.6032 | 102.5875 | 101.3906
Ind ¦ High-efficiency burner | RET | I_Asphalt | Ottawa and Surrounding | Process - Boiler/Steam | Industrial | NA | End Use Consumption (m^3/year) | 20 | 2.5792 | 2.6234 | 2.6564 | 2.6802 | 2.6944 | 2.6939 | 2.6899 | 2.6899 | 2.69 | 2.69 | 0.1549 | 0.16071 | 0.16598 | 0.17081 | 0.17515 | 0.17863 | 0.18193 | 0.18557 | 0.18928 | 0.19307 | 0.060056 | 0.061257 | 0.062483 | 0.063732 | 0.065007 | 0.066307 | 0.067633 | 0.068986 | 0.070366 | 0.071773 | 0.094842 | 0.099448 | 0.10349 | 0.10708 | 0.11015 | 0.11232 | 0.1143 | 0.11658 | 0.11892 | 0.1213 | 804.5221 | 800.4995 | 796.497 | 792.5145 | 788.5519 | 784.6091 | 780.6861 | 776.7827 | 772.8988 | 769.0343 | 804.5221 | 800.4995 | 796.497 | 792.5145 | 788.5519 | 784.6091 | 780.6861 | 776.7827 | 772.8988 | 769.0343 | 22.64 | 45.3464 | 67.9244 | 91.1935 | 114.9676 | 138.9255 | 162.8316 | 186.7323 | 210.5136 | 234.1833 | 22.64 | 22.7064 | 22.578 | 23.2692 | 23.7741 | 23.9578 | 23.9062 | 23.9007 | 23.7813 | 23.6697
Ind ¦ High-efficiency burners | RET | I_Asphalt | Ottawa and Surrounding | Process Heat | Industrial | NA | End Use Consumption (m^3/year) | 20 | 8.928 | 9.0812 | 9.1951 | 9.2776 | 9.3267 | 9.3252 | 9.3113 | 9.3113 | 9.3115 | 9.3115 | 0.61959 | 0.64282 | 0.66391 | 0.68326 | 0.70062 | 0.71451 | 0.72771 | 0.74227 | 0.75713 | 0.77227 | 0.069398 | 0.070786 | 0.072202 | 0.073646 | 0.075119 | 0.076621 | 0.078154 | 0.079717 | 0.081311 | 0.082938 | 0.55019 | 0.57204 | 0.59171 | 0.60961 | 0.6255 | 0.63789 | 0.64956 | 0.66256 | 0.67582 | 0.68934 | 15371.104 | 15294.2484 | 15217.7772 | 15141.6883 | 15065.9799 | 14990.65 | 14915.6967 | 14841.1182 | 14766.9126 | 14693.0781 | 15371.104 | 15294.2484 | 15217.7772 | 15141.6883 | 15065.9799 | 14990.65 | 14915.6967 | 14841.1182 | 14766.9126 | 14693.0781 | 718.2782 | 1456.5379 | 2209.0115 | 2971.9733 | 3738.7517 | 4502.0867 | 5254.9553 | 5991.3078 | 6705.1392 | 7391.3903 | 718.2782 | 738.2597 | 752.4736 | 762.9618 | 766.7785 | 763.3349 | 752.8686 | 736.3525 | 713.8314 | 686.2511
Ind ¦ Insulation | RET | I_Asphalt | Ottawa and Surrounding | Process - Boiler/Steam | Industrial | NA | End Use Consumption (m^3/year) | 15 | 5.3148 | 5.4254 | 5.5077 | 5.5672 | 5.6027 | 5.6015 | 5.5915 | 5.5916 | 5.5916 | 5.5916 | 0.12768 | 0.13294 | 0.13765 | 0.14192 | 0.14569 | 0.14857 | 0.15127 | 0.1543 | 0.15738 | 0.16053 | 0.024023 | 0.024503 | 0.024993 | 0.025493 | 0.026003 | 0.026523 | 0.027053 | 0.027594 | 0.028146 | 0.028709 | 0.10365 | 0.10844 | 0.11266 | 0.11643 | 0.11968 | 0.12205 | 0.12422 | 0.1267 | 0.12924 | 0.13182 | 2050.7425 | 2040.4888 | 2030.2864 | 2020.1349 | 2010.0343 | 1999.9841 | 1989.9842 | 1980.0342 | 1970.1341 | 1960.2834 | 2050.7425 | 2040.4888 | 2030.2864 | 2020.1349 | 2010.0343 | 1999.9841 | 1989.9842 | 1980.0342 | 1970.1341 | 1960.2834 | 91.6723 | 185.6555 | 281.2238 | 378.2868 | 476.0284 | 573.5072 | 669.8401 | 764.3609 | 856.3388 | 945.1896 | 91.6723 | 93.9832 | 95.5683 | 97.0631 | 97.7416 | 97.4788 | 96.3329 | 94.5207 | 91.978 | 88.8508
Ind ¦ Radiant heaters | RET | I_Asphalt | Ottawa and Surrounding | Space Heating/Ventilation | Industrial | NA | End Use Consumption (m^3/year) | 20 | 1.4656 | 1.4912 | 1.5115 | 1.5269 | 1.5367 | 1.5277 | 1.5255 | 1.5255 | 1.5255 | 1.5255 | 0.98582 | 1.0231 | 1.0578 | 1.0899 | 1.1188 | 1.1346 | 1.1555 | 1.1787 | 1.2022 | 1.2263 | 0.67263 | 0.68608 | 0.69981 | 0.7138 | 0.72808 | 0.74264 | 0.75749 | 0.77264 | 0.78809 | 0.80386 | 0.31319 | 0.33701 | 0.35795 | 0.37608 | 0.39073 | 0.39191 | 0.39804 | 0.40601 | 0.41413 | 0.42239 | 965.4265 | 960.5993 | 955.7964 | 951.0174 | 946.2623 | 941.531 | 936.8233 | 932.1392 | 927.4785 | 922.8411 | 965.4265 | 960.5993 | 955.7964 | 951.0174 | 946.2623 | 941.531 | 936.8233 | 932.1392 | 927.4785 | 922.8411 | 6.0644 | 11.8725 | 17.3124 | 23.2067 | 29.4443 | 35.8193 | 42.1208 | 48.5044 | 54.9187 | 61.469 | 6.0644 | 5.808 | 5.4399 | 5.8943 | 6.2376 | 6.375 | 6.3016 | 6.3836 | 6.4143 | 6.5503
Ind ¦ Steam trap survey and repair | RET | I_Asphalt | Ottawa and Surrounding | Process - Boiler/Steam | Industrial | NA | End Use Consumption (m^3/year) | 3 | 0.74751 | 0.79708 | 0.84877 | 0.8911 | 0.91312 | 0.91238 | 0.90622 | 0.90625 | 0.90632 | 0.90624 | 0.023145 | 0.025173 | 0.027342 | 0.029279 | 0.030603 | 0.03119 | 0.031599 | 0.032232 | 0.032879 | 0.033534 | 0.030962 | 0.031582 | 0.032213 | 0.032858 | 0.033515 | 0.034185 | 0.034869 | 0.035566 | 0.036277 | 0.037003 | -0.0078176 | -0.0064086 | -0.0048715 | -0.0035782 | -0.0029118 | -0.0029954 | -0.00327 | -0.0033344 | -0.0033984 | -0.0034693 | 1892.9931 | 1883.5281 | 1874.1105 | 1864.7399 | 1855.4162 | 1846.1392 | 1836.9085 | 1827.7239 | 1818.5853 | 1809.4924 | 0 | 0 | 0 | 0 | 0 | 0 | 0 | 0 | 0 | 0 | 0 | 0 | 0 | 0 | 0 | 0 | 0 | 0 | 0 | 0 | 0 | 0 | 0 | 0 | 0 | 0 | 0 | 0 | 0 | 0
Ind ¦ Ventilation heat recovery | RET | I_Asphalt | Ottawa and Surrounding | Space Heating/Ventilation | Industrial | NA | End Use Consumption (m^3/year) | 20 | 4.3968 | 4.4736 | 4.5345 | 4.5806 | 4.61 | 4.5832 | 4.5764 | 4.5765 | 4.5764 | 4.5764 | 0.49291 | 0.51155 | 0.52888 | 0.54494 | 0.5594 | 0.56728 | 0.57777 | 0.58933 | 0.60111 | 0.61313 | 0.11211 | 0.11435 | 0.11663 | 0.11897 | 0.12135 | 0.12377 | 0.12625 | 0.12877 | 0.13135 | 0.13398 | 0.3808 | 0.3972 | 0.41225 | 0.42598 | 0.43806 | 0.4435 | 0.45152 | 0.46055 | 0.46976 | 0.47915 | 985.5395 | 980.6118 | 975.7088 | 970.8302 | 965.9761 | 961.1462 | 956.3405 | 951.5588 | 946.801 | 942.067 | 985.5395 | 980.6118 | 975.7088 | 970.8302 | 965.9761 | 961.1462 | 956.3405 | 951.5588 | 946.801 | 942.067 | 38.8034 | 78.3335 | 118.2933 | 159.0449 | 200.2754 | 241.5684 | 282.5625 | 323.0876 | 362.8758 | 401.752 | 38.8034 | 39.5301 | 39.9598 | 40.7517 | 41.2305 | 41.293 | 40.9941 | 40.5251 | 39.7882 | 38.8762
Ind ¦ Ventilation optimization | RET | I_Asphalt | Ottawa and Surrounding | Space Heating/Ventilation | Industrial | NA | End Use Consumption (m^3/year) | 15 | 2.256 | 2.3037 | 2.3416 | 2.3703 | 2.3886 | 2.3719 | 2.3677 | 2.3677 | 2.3677 | 2.3677 | 0.54194 | 0.56449 | 0.58524 | 0.60426 | 0.62109 | 0.62909 | 0.64054 | 0.65336 | 0.66642 | 0.67974 | 0.24023 | 0.24503 | 0.24993 | 0.25493 | 0.26003 | 0.26523 | 0.27053 | 0.27594 | 0.28146 | 0.28709 | 0.30171 | 0.31946 | 0.33531 | 0.34933 | 0.36107 | 0.36387 | 0.37 | 0.37741 | 0.38496 | 0.39265 | 1135.7959 | 1130.1169 | 1124.4663 | 1118.844 | 1113.2497 | 1107.6835 | 1102.1451 | 1096.6344 | 1091.1512 | 1085.6954 | 1135.7959 | 1130.1169 | 1124.4663 | 1118.844 | 1113.2497 | 1107.6835 | 1102.1451 | 1096.6344 | 1091.1512 | 1085.6954 | 31.9623 | 64.0184 | 95.8932 | 128.7438 | 162.3072 | 196.1301 | 229.8799 | 263.6221 | 297.1957 | 330.6117 | 31.9623 | 32.056 | 31.8748 | 32.8506 | 33.5634 | 33.8228 | 33.7499 | 33.7422 | 33.5736 | 33.416
Ind ¦ Warehouse loading dock seals | RET | I_Asphalt | Ottawa and Surrounding | Space Heating/Ventilation | Industrial | NA | End Use Consumption (m^3/year) | 10 | 0.65563 | 0.67466 | 0.68975 | 0.70118 | 0.70846 | 0.70181 | 0.70013 | 0.70014 | 0.70014 | 0.70012 | 0.098874 | 0.10378 | 0.10822 | 0.11222 | 0.11565 | 0.11685 | 0.11891 | 0.12129 | 0.12371 | 0.12618 | 0.15081 | 0.15382 | 0.1569 | 0.16004 | 0.16324 | 0.1665 | 0.16983 | 0.17323 | 0.1767 | 0.18023 | -0.051935 | -0.050045 | -0.048679 | -0.047824 | -0.047591 | -0.04965 | -0.050928 | -0.051945 | -0.052985 | -0.054047 | 358.8799 | 357.0855 | 355.3001 | 353.5236 | 351.756 | 349.9972 | 348.2472 | 346.506 | 344.7735 | 343.0496 | 0 | 0 | 0 | 0 | 0 | 0 | 0 | 0 | 0 | 0 | 0 | 0 | 0 | 0 | 0 | 0 | 0 | 0 | 0 | 0 | 0 | 0 | 0 | 0 | 0 | 0 | 0 | 0 | 0 | 0
Ind ¦ Boiler right sizing and load management | ROB | I_Asphalt | Ottawa and Surrounding | Process - Boiler/Steam | Industrial | NA | End Use Consumption (m^3/year) | 25 | INF | INF | INF | INF | INF | INF | INF | INF | INF | INF | 0.35266 | 0.36513 | 0.37655 | 0.38712 | 0.39671 | 0.40459 | 0.41215 | 0.4204 | 0.42883 | 0.43741 | 0 | 0 | 0 | 0 | 0 | 0 | 0 | 0 | 0 | 0 | 0.35266 | 0.36513 | 0.37655 | 0.38712 | 0.39671 | 0.40459 | 0.41215 | 0.4204 | 0.42883 | 0.43741 | 4140.9224 | 4120.2178 | 4099.6167 | 4079.1186 | 4058.723 | 4038.4294 | 4018.2373 | 3998.1461 | 3978.1553 | 3958.2646 | 4140.9224 | 4120.2178 | 4099.6167 | 4079.1186 | 4058.723 | 4038.4294 | 4018.2373 | 3998.1461 | 3978.1553 | 3958.2646 | 124.2809 | 246.6781 | 367.0623 | 485.3102 | 601.3076 | 714.9508 | 826.1477 | 934.8191 | 1040.8989 | 1144.3343 | 124.2809 | 122.3973 | 120.3841 | 118.2479 | 115.9974 | 113.6431 | 111.1969 | 108.6714 | 106.0798 | 103.4354
Ind ¦ Advanced heating and process control ¦ New | NEW | I_Cement | Ottawa and Surrounding | Process Heat | Industrial | NA | End Use Consumption (m^3/year) | 15 | 5.3148 | 5.4254 | 5.5077 | 5.5672 | 5.6027 | 5.6015 | 5.5915 | 5.5916 | 5.5916 | 5.5916 | 0.31919 | 0.33235 | 0.34413 | 0.35481 | 0.36422 | 0.37142 | 0.37817 | 0.38574 | 0.39346 | 0.40132 | 0.060056 | 0.061257 | 0.062483 | 0.063732 | 0.065007 | 0.066307 | 0.067633 | 0.068986 | 0.070366 | 0.071773 | 0.25913 | 0.27109 | 0.28165 | 0.29108 | 0.29921 | 0.30511 | 0.31054 | 0.31675 | 0.32309 | 0.32955 | 6685.0342 | 13583.9895 | 20704.948 | 28056.2903 | 35646.706 | 43485.2054 | 51581.1314 | 59944.1717 | 68584.3719 | 77512.1482 | 6685.0342 | 13583.9895 | 20704.948 | 28056.2903 | 35646.706 | 43485.2054 | 51581.1314 | 59944.1717 | 68584.3719 | 77512.1482 | 4376.4809 | 8893.0093 | 13681.8824 | 18734.8928 | 24082.7635 | 29721.7157 | 35642.8738 | 41840.776 | 48322.7434 | 55089.9388 | 4376.4809 | 4516.5283 | 4788.8731 | 5053.0104 | 5347.8707 | 5638.9522 | 5921.1581 | 6197.9021 | 6481.9674 | 6767.1954
Ind ¦ Air compressor heat recovery ¦ New | NEW | I_Cement | Ottawa and Surrounding | Space Heating/Ventilation | Industrial | NA | End Use Consumption (m^3/year) | 25 | 2.502 | 2.5404 | 2.5708 | 2.5939 | 2.6085 | 2.5951 | 2.5917 | 2.5918 | 2.5917 | 2.5917 | 0.78535 | 0.81335 | 0.83956 | 0.86403 | 0.8863 | 0.89938 | 0.91617 | 0.9345 | 0.95318 | 0.97223 | 0.31389 | 0.32017 | 0.32658 | 0.33311 | 0.33977 | 0.34656 | 0.3535 | 0.36057 | 0.36778 | 0.37513 | 0.47146 | 0.49318 | 0.51299 | 0.53092 | 0.54653 | 0.55281 | 0.56267 | 0.57393 | 0.58541 | 0.5971 | 3045.8687 | 6189.2052 | 9433.692 | 12783.1473 | 16241.5304 | 19812.9467 | 23501.653 | 27312.0633 | 31248.7545 | 35316.4725 | 3045.8687 | 6189.2052 | 9433.692 | 12783.1473 | 16241.5304 | 19812.9467 | 23501.653 | 27312.0633 | 31248.7545 | 35316.4725 | 916.8875 | 1863.1155 | 2841.208 | 3840.9856 | 4927.0253 | 6093.0103 | 7321.2428 | 8599.4822 | 9939.0315 | 11337.7674 | 916.8875 | 946.2279 | 978.0925 | 999.7776 | 1086.0397 | 1165.985 | 1228.2324 | 1278.2394 | 1339.5493 | 1398.7359
Ind ¦ Air curtains ¦ New | NEW | I_Cement | Ottawa and Surrounding | Space Heating/Ventilation | Industrial | NA | End Use Consumption (m^3/year) | 15 | 0.92289 | 0.94244 | 0.95793 | 0.96967 | 0.97714 | 0.97032 | 0.9686 | 0.96861 | 0.96861 | 0.96859 | 0.13548 | 0.14112 | 0.14631 | 0.15106 | 0.15527 | 0.15727 | 0.16013 | 0.16334 | 0.16661 | 0.16993 | 0.1468 | 0.14974 | 0.15274 | 0.15579 | 0.15891 | 0.16208 | 0.16533 | 0.16863 | 0.172 | 0.17544 | -0.01132 | -0.0086192 | -0.0064252 | -0.0047254 | -0.0036321 | -0.0048103 | -0.0051917 | -0.0052929 | -0.0053996 | -0.0055101 | 1813.0171 | 3684.0507 | 5615.2928 | 7609.0162 | 9667.5776 | 11793.4207 | 13989.0792 | 16257.1805 | 18600.4491 | 21021.7098 | 0 | 0 | 0 | 0 | 0 | 0 | 0 | 0 | 0 | 0 | 0 | 0 | 0 | 0 | 0 | 0 | 0 | 0 | 0 | 0 | 0 | 0 | 0 | 0 | 0 | 0 | 0 | 0 | 0 | 0
Ind ¦ Automated temperature control ¦ New | NEW | I_Cement | Ottawa and Surrounding | Space Heating/Ventilation | Industrial | NA | End Use Consumption (m^3/year) | 25 | 1.1676 | 1.1855 | 1.1997 | 1.2105 | 1.2173 | 1.2111 | 1.2095 | 1.2095 | 1.2095 | 1.2095 | 0.26178 | 0.27112 | 0.27985 | 0.28801 | 0.29543 | 0.29979 | 0.30539 | 0.3115 | 0.31773 | 0.32408 | 0.22421 | 0.22869 | 0.23327 | 0.23793 | 0.24269 | 0.24755 | 0.2525 | 0.25755 | 0.2627 | 0.26795 | 0.037574 | 0.042423 | 0.046585 | 0.050076 | 0.052741 | 0.052247 | 0.052892 | 0.053952 | 0.055029 | 0.056126 | 2350.2073 | 4775.6213 | 7279.0833 | 9863.5396 | 12532.0451 | 15287.7675 | 18133.9915 | 21074.1229 | 24111.6933 | 27250.3646 | 2350.2073 | 4775.6213 | 7279.0833 | 9863.5396 | 12532.0451 | 15287.7675 | 18133.9915 | 21074.1229 | 24111.6933 | 27250.3646 | 20.9505 | 42.5715 | 62.5366 | 79.9485 | 103.1921 | 131.9123 | 163.337 | 195.5162 | 230.0479 | 266.49 | 20.9505 | 21.6209 | 19.9652 | 17.4119 | 23.2436 | 28.7202 | 31.4247 | 32.1792 | 34.5318 | 36.4421
Ind ¦ De-stratification fans ¦ New | NEW | I_Cement | Ottawa and Surrounding | Space Heating/Ventilation | Industrial | NA | End Use Consumption (m^3/year) | 25 | 1.4153 | 1.437 | 1.4542 | 1.4672 | 1.4755 | 1.468 | 1.466 | 1.466 | 1.466 | 1.466 | 0.29918 | 0.30985 | 0.31983 | 0.32915 | 0.33764 | 0.34262 | 0.34902 | 0.356 | 0.36312 | 0.37037 | 0.2114 | 0.21563 | 0.21994 | 0.22434 | 0.22882 | 0.2334 | 0.23807 | 0.24283 | 0.24769 | 0.25264 | 0.087784 | 0.094223 | 0.099894 | 0.10482 | 0.10881 | 0.10922 | 0.11095 | 0.11317 | 0.11543 | 0.11773 | 1719.0088 | 3493.0259 | 5324.1295 | 7214.4747 | 9166.2958 | 11181.91 | 13263.7195 | 15414.2156 | 17635.9814 | 19931.6953 | 1719.0088 | 3493.0259 | 5324.1295 | 7214.4747 | 9166.2958 | 11181.91 | 13263.7195 | 15414.2156 | 17635.9814 | 19931.6953 | 68.7398 | 139.6792 | 209.012 | 273.7283 | 352.6112 | 443.6854 | 541.6513 | 642.7964 | 750.2289 | 863.1392 | 68.7398 | 70.9394 | 69.3328 | 64.7163 | 78.8829 | 91.0742 | 97.9659 | 101.145 | 107.4325 | 112.9103
Ind ¦ Energy Management and Process Improvement ¦ New | NEW | I_Cement | Ottawa and Surrounding | Cross Cutting/Behavioural | Industrial | NA | End Use Consumption (m^3/year) | 15 | 3.6479 | 3.7238 | 3.7802 | 3.8211 | 3.8455 | 3.8447 | 3.8378 | 3.8378 | 3.8379 | 3.8378 | 0.25535 | 0.26588 | 0.27531 | 0.28385 | 0.29137 | 0.29714 | 0.30254 | 0.30859 | 0.31477 | 0.32106 | 0.07 | 0.0714 | 0.072828 | 0.074285 | 0.07577 | 0.077286 | 0.078831 | 0.080408 | 0.082016 | 0.083656 | 0.18535 | 0.19448 | 0.20248 | 0.20956 | 0.2156 | 0.21985 | 0.22371 | 0.22818 | 0.23275 | 0.2374 | 21263.7806 | 43208.0022 | 65858.3727 | 89241.5485 | 113385.1697 | 138317.8965 | 164069.4468 | 190670.6356 | 218153.4152 | 246550.9179 | 21263.7806 | 43208.0022 | 65858.3727 | 89241.5485 | 113385.1697 | 138317.8965 | 164069.4468 | 190670.6356 | 218153.4152 | 246550.9179 | 12584.3235 | 25571.3453 | 39318.6624 | 53789.4942 | 69144.5044 | 85363.9558 | 102403.22 | 120233.0054 | 138885.6053 | 158361.1142 | 12584.3235 | 12987.0218 | 13747.3171 | 14470.8318 | 15355.0102 | 16219.4514 | 17039.2642 | 17829.7855 | 18652.5999 | 19475.5089
Ind ¦ Exhaust gas heat recovery ¦ New | NEW | I_Cement | Ottawa and Surrounding | Process Heat | Industrial | NA | End Use Consumption (m^3/year) | 15 | 5.3148 | 5.4254 | 5.5077 | 5.5672 | 5.6027 | 5.6015 | 5.5915 | 5.5916 | 5.5916 | 5.5916 | 0.44687 | 0.46529 | 0.48179 | 0.49674 | 0.5099 | 0.51999 | 0.52944 | 0.54003 | 0.55084 | 0.56185 | 0.084079 | 0.08576 | 0.087476 | 0.089225 | 0.09101 | 0.09283 | 0.094686 | 0.09658 | 0.098512 | 0.10048 | 0.36279 | 0.37953 | 0.39431 | 0.40751 | 0.41889 | 0.42716 | 0.43475 | 0.44345 | 0.45233 | 0.46137 | 11698.8098 | 23771.9816 | 36233.6591 | 49098.5081 | 62381.7355 | 76099.1094 | 90266.9799 | 104902.3006 | 120022.6509 | 135646.2594 | 11698.8098 | 23771.9816 | 36233.6591 | 49098.5081 | 62381.7355 | 76099.1094 | 90266.9799 | 104902.3006 | 120022.6509 | 135646.2594 | 7658.8416 | 15562.7662 | 23951.0436 | 32807.828 | 42185.669 | 52076.8274 | 62464.7571 | 73339.0334 | 84711.7887 | 96584.4664 | 7658.8416 | 7903.9246 | 8388.2774 | 8856.7844 | 9377.841 | 9891.1584 | 10387.9297 | 10874.2763 | 11372.7553 | 11872.6777
Ind ¦ High-efficiency burners ¦ New | NEW | I_Cement | Ottawa and Surrounding | Process Heat | Industrial | NA | End Use Consumption (m^3/year) | 20 | 8.928 | 9.0812 | 9.1951 | 9.2776 | 9.3267 | 9.3252 | 9.3113 | 9.3113 | 9.3115 | 9.3115 | 0.61959 | 0.64282 | 0.66391 | 0.68326 | 0.70062 | 0.71451 | 0.72771 | 0.74227 | 0.75713 | 0.77227 | 0.069398 | 0.070786 | 0.072202 | 0.073646 | 0.075119 | 0.076621 | 0.078154 | 0.079717 | 0.081311 | 0.082938 | 0.55019 | 0.57204 | 0.59171 | 0.60961 | 0.6255 | 0.63789 | 0.64956 | 0.66256 | 0.67582 | 0.68934 | 4011.0205 | 8150.3937 | 12422.9688 | 16833.7742 | 21388.0236 | 26091.1232 | 30948.6788 | 35966.503 | 41150.6232 | 46507.2889 | 4011.0205 | 8150.3937 | 12422.9688 | 16833.7742 | 21388.0236 | 26091.1232 | 30948.6788 | 35966.503 | 41150.6232 | 46507.2889 | 2744.9666 | 5577.7722 | 8574.9278 | 11734.8675 | 15067.6756 | 18573.3512 | 22250.521 | 26098.9703 | 30122.4465 | 34323.0202 | 2744.9666 | 2832.8056 | 2997.1555 | 3159.9398 | 3332.8081 | 3505.6756 | 3677.1699 | 3848.4492 | 4023.4763 | 4200.5737
Ind ¦ Insulation ¦ New | NEW | I_Cement | Ottawa and Surrounding | Process Heat | Industrial | NA | End Use Consumption (m^3/year) | 15 | 5.3148 | 5.4254 | 5.5077 | 5.5672 | 5.6027 | 5.6015 | 5.5915 | 5.5916 | 5.5916 | 5.5916 | 0.12768 | 0.13294 | 0.13765 | 0.14192 | 0.14569 | 0.14857 | 0.15127 | 0.1543 | 0.15738 | 0.16053 | 0.024023 | 0.024503 | 0.024993 | 0.025493 | 0.026003 | 0.026523 | 0.027053 | 0.027594 | 0.028146 | 0.028709 | 0.10365 | 0.10844 | 0.11266 | 0.11643 | 0.11968 | 0.12205 | 0.12422 | 0.1267 | 0.12924 | 0.13182 | 564.0498 | 1146.1491 | 1746.98 | 2367.2495 | 3007.6908 | 3669.0642 | 4352.158 | 5057.7895 | 5786.8064 | 6540.0875 | 564.0498 | 1146.1491 | 1746.98 | 2367.2495 | 3007.6908 | 3669.0642 | 4352.158 | 5057.7895 | 5786.8064 | 6540.0875 | 369.2656 | 750.3477 | 1156.3802 | 1586.2116 | 2042.0804 | 2523.3761 | 3029.1022 | 3558.59 | 4112.2974 | 4690.1859 | 369.2656 | 381.0821 | 406.0325 | 429.8314 | 455.8688 | 481.2957 | 505.726 | 529.4879 | 553.7074 | 577.8885
Ind ¦ Radiant heaters ¦ New | NEW | I_Cement | Ottawa and Surrounding | Space Heating/Ventilation | Industrial | NA | End Use Consumption (m^3/year) | 20 | 1.4656 | 1.4912 | 1.5115 | 1.5269 | 1.5367 | 1.5277 | 1.5255 | 1.5255 | 1.5255 | 1.5255 | 0.98582 | 1.0231 | 1.0578 | 1.0899 | 1.1188 | 1.1346 | 1.1555 | 1.1787 | 1.2022 | 1.2263 | 0.67263 | 0.68608 | 0.69981 | 0.7138 | 0.72808 | 0.74264 | 0.75749 | 0.77264 | 0.78809 | 0.80386 | 0.31319 | 0.33701 | 0.35795 | 0.37608 | 0.39073 | 0.39191 | 0.39804 | 0.40601 | 0.41413 | 0.42239 | 2739.6703 | 5567.01 | 8485.3314 | 11498.069 | 14608.784 | 17821.169 | 21139.0529 | 24566.4061 | 28107.3453 | 31766.1393 | 2739.6703 | 5567.01 | 8485.3314 | 11498.069 | 14608.784 | 17821.169 | 21139.0529 | 24566.4061 | 28107.3453 | 31766.1393 | 252.0369 | 512.139 | 774.6864 | 1033.4575 | 1328.1385 | 1655.3134 | 2005.6255 | 2368.0007 | 2751.8367 | 3154.7782 | 252.0369 | 260.1021 | 262.5473 | 258.7711 | 294.681 | 327.1749 | 350.3122 | 362.3752 | 383.836 | 402.9415
Ind ¦ Ventilation heat recovery ¦ New | NEW | I_Cement | Ottawa and Surrounding | Space Heating/Ventilation | Industrial | NA | End Use Consumption (m^3/year) | 20 | 4.3968 | 4.4736 | 4.5345 | 4.5806 | 4.61 | 4.5832 | 4.5764 | 4.5765 | 4.5764 | 4.5764 | 0.49291 | 0.51155 | 0.52888 | 0.54494 | 0.5594 | 0.56728 | 0.57777 | 0.58933 | 0.60111 | 0.61313 | 0.11211 | 0.11435 | 0.11663 | 0.11897 | 0.12135 | 0.12377 | 0.12625 | 0.12877 | 0.13135 | 0.13398 | 0.3808 | 0.3972 | 0.41225 | 0.42598 | 0.43806 | 0.4435 | 0.45152 | 0.46055 | 0.46976 | 0.47915 | 2796.7467 | 5682.9893 | 8662.1091 | 11737.6121 | 14913.1336 | 18192.4433 | 21579.4499 | 25078.2062 | 28692.915 | 32427.9339 | 2796.7467 | 5682.9893 | 8662.1091 | 11737.6121 | 14913.1336 | 18192.4433 | 21579.4499 | 25078.2062 | 28692.915 | 32427.9339 | 1612.6628 | 3276.9308 | 5032.1853 | 6873.5437 | 8828.292 | 10893.8997 | 13063.122 | 15331.1946 | 17703.6617 | 20180.487 | 1612.6628 | 1664.268 | 1755.2545 | 1841.3584 | 1954.7483 | 2065.6077 | 2169.2223 | 2268.0727 | 2372.4671 | 2476.8253
Ind ¦ Ventilation optimization ¦ New | NEW | I_Cement | Ottawa and Surrounding | Space Heating/Ventilation | Industrial | NA | End Use Consumption (m^3/year) | 15 | 2.256 | 2.3037 | 2.3416 | 2.3703 | 2.3886 | 2.3719 | 2.3677 | 2.3677 | 2.3677 | 2.3677 | 0.54194 | 0.56449 | 0.58524 | 0.60426 | 0.62109 | 0.62909 | 0.64054 | 0.65336 | 0.66642 | 0.67974 | 0.24023 | 0.24503 | 0.24993 | 0.25493 | 0.26003 | 0.26523 | 0.27053 | 0.27594 | 0.28146 | 0.28709 | 0.30171 | 0.31946 | 0.33531 | 0.34933 | 0.36107 | 0.36387 | 0.37 | 0.37741 | 0.38496 | 0.39265 | 3223.1415 | 6549.4235 | 9982.7428 | 13527.14 | 17186.8047 | 20966.0812 | 24869.474 | 28901.6542 | 33067.465 | 37371.9286 | 3223.1415 | 6549.4235 | 9982.7428 | 13527.14 | 17186.8047 | 20966.0812 | 24869.474 | 28901.6542 | 33067.465 | 37371.9286 | 1328.3488 | 2699.2049 | 4130.8738 | 5613.609 | 7206.3209 | 8903.1669 | 10688.1079 | 12550.117 | 14499.7604 | 16535.4049 | 1328.3488 | 1370.856 | 1431.6689 | 1482.7352 | 1592.7119 | 1696.846 | 1784.941 | 1862.009 | 1949.6435 | 2035.6445
Ind ¦ Warehouse loading dock seals ¦ New | NEW | I_Cement | Ottawa and Surrounding | Space Heating/Ventilation | Industrial | NA | End Use Consumption (m^3/year) | 10 | 0.65563 | 0.67466 | 0.68975 | 0.70118 | 0.70846 | 0.70181 | 0.70013 | 0.70014 | 0.70014 | 0.70012 | 0.098874 | 0.10378 | 0.10822 | 0.11222 | 0.11565 | 0.11685 | 0.11891 | 0.12129 | 0.12371 | 0.12618 | 0.15081 | 0.15382 | 0.1569 | 0.16004 | 0.16324 | 0.1665 | 0.16983 | 0.17323 | 0.1767 | 0.18023 | -0.051935 | -0.050045 | -0.048679 | -0.047824 | -0.047591 | -0.04965 | -0.050928 | -0.051945 | -0.052985 | -0.054047 | 1018.4232 | 2069.4359 | 3154.2694 | 4274.2005 | 5430.5529 | 6624.6993 | 7858.063 | 9132.1199 | 10448.4004 | 11808.4913 | 0 | 0 | 0 | 0 | 0 | 0 | 0 | 0 | 0 | 0 | 0 | 0 | 0 | 0 | 0 | 0 | 0 | 0 | 0 | 0 | 0 | 0 | 0 | 0 | 0 | 0 | 0 | 0 | 0 | 0
Ind ¦ Advanced heating and process control | RET | I_Cement | Ottawa and Surrounding | Process Heat | Industrial | NA | End Use Consumption (m^3/year) | 15 | 5.3148 | 5.4254 | 5.5077 | 5.5672 | 5.6027 | 5.6015 | 5.5915 | 5.5916 | 5.5916 | 5.5916 | 0.31919 | 0.33235 | 0.34413 | 0.35481 | 0.36422 | 0.37142 | 0.37817 | 0.38574 | 0.39346 | 0.40132 | 0.060056 | 0.061257 | 0.062483 | 0.063732 | 0.065007 | 0.066307 | 0.067633 | 0.068986 | 0.070366 | 0.071773 | 0.25913 | 0.27109 | 0.28165 | 0.29108 | 0.29921 | 0.30511 | 0.31054 | 0.31675 | 0.32309 | 0.32955 | 158371.6432 | 157579.785 | 156791.886 | 156007.9266 | 155227.887 | 154451.7475 | 153679.4888 | 152911.0914 | 152146.5359 | 151385.8032 | 158371.6432 | 157579.785 | 156791.886 | 156007.9266 | 155227.887 | 154451.7475 | 153679.4888 | 152911.0914 | 152146.5359 | 151385.8032 | 7079.5274 | 14337.5215 | 21717.9227 | 29213.7629 | 36762.0038 | 44289.95 | 51729.4008 | 59028.9046 | 66132.0401 | 72993.6748 | 7079.5274 | 7257.9941 | 7380.4012 | 7495.8402 | 7548.2409 | 7527.9462 | 7439.4508 | 7299.5038 | 7103.1355 | 6861.6347
Ind ¦ Air compressor heat recovery | RET | I_Cement | Ottawa and Surrounding | Space Heating/Ventilation | Industrial | NA | End Use Consumption (m^3/year) | 25 | 2.502 | 2.5404 | 2.5708 | 2.5939 | 2.6085 | 2.5951 | 2.5917 | 2.5918 | 2.5917 | 2.5917 | 0.78535 | 0.81335 | 0.83956 | 0.86403 | 0.8863 | 0.89938 | 0.91617 | 0.9345 | 0.95318 | 0.97223 | 0.31389 | 0.32017 | 0.32658 | 0.33311 | 0.33977 | 0.34656 | 0.3535 | 0.36057 | 0.36778 | 0.37513 | 0.47146 | 0.49318 | 0.51299 | 0.53092 | 0.54653 | 0.55281 | 0.56267 | 0.57393 | 0.58541 | 0.5971 | 72158.0799 | 71797.2895 | 71438.3031 | 71081.1116 | 70725.706 | 70372.0775 | 70020.2171 | 69670.116 | 69321.7654 | 68975.1566 | 72158.0799 | 71797.2895 | 71438.3031 | 71081.1116 | 70725.706 | 70372.0775 | 70020.2171 | 69670.116 | 69321.7654 | 68975.1566 | 1483.1849 | 2951.2934 | 4388.947 | 5885.2734 | 7425.5041 | 8981.3128 | 10533.5194 | 12092.0833 | 13650.4153 | 15214.5002 | 1483.1849 | 1468.1085 | 1437.6536 | 1496.3264 | 1540.2307 | 1555.8088 | 1552.2065 | 1558.5639 | 1558.332 | 1564.0849
Ind ¦ Air curtains | RET | I_Cement | Ottawa and Surrounding | Space Heating/Ventilation | Industrial | NA | End Use Consumption (m^3/year) | 15 | 0.92289 | 0.94244 | 0.95793 | 0.96967 | 0.97714 | 0.97032 | 0.9686 | 0.96861 | 0.96861 | 0.96859 | 0.13548 | 0.14112 | 0.14631 | 0.15106 | 0.15527 | 0.15727 | 0.16013 | 0.16334 | 0.16661 | 0.16993 | 0.1468 | 0.14974 | 0.15274 | 0.15579 | 0.15891 | 0.16208 | 0.16533 | 0.16863 | 0.172 | 0.17544 | -0.01132 | -0.0086192 | -0.0064252 | -0.0047254 | -0.0036321 | -0.0048103 | -0.0051917 | -0.0052929 | -0.0053996 | -0.0055101 | 42951.238 | 42736.4819 | 42522.7994 | 42310.1855 | 42098.6345 | 41888.1414 | 41678.7006 | 41470.3071 | 41262.9556 | 41056.6408 | 0 | 0 | 0 | 0 | 0 | 0 | 0 | 0 | 0 | 0 | 0 | 0 | 0 | 0 | 0 | 0 | 0 | 0 | 0 | 0 | 0 | 0 | 0 | 0 | 0 | 0 | 0 | 0 | 0 | 0
Ind ¦ Automated temperature control | RET | I_Cement | Ottawa and Surrounding | Space Heating/Ventilation | Industrial | NA | End Use Consumption (m^3/year) | 25 | 1.1676 | 1.1855 | 1.1997 | 1.2105 | 1.2173 | 1.2111 | 1.2095 | 1.2095 | 1.2095 | 1.2095 | 0.26178 | 0.27112 | 0.27985 | 0.28801 | 0.29543 | 0.29979 | 0.30539 | 0.3115 | 0.31773 | 0.32408 | 0.22421 | 0.22869 | 0.23327 | 0.23793 | 0.24269 | 0.24755 | 0.2525 | 0.25755 | 0.2627 | 0.26795 | 0.037574 | 0.042423 | 0.046585 | 0.050076 | 0.052741 | 0.052247 | 0.052892 | 0.053952 | 0.055029 | 0.056126 | 55677.5308 | 55399.1431 | 55122.1474 | 54846.5367 | 54572.304 | 54299.4425 | 54027.9453 | 53757.8056 | 53489.0165 | 53221.5714 | 55677.5308 | 55399.1431 | 55122.1474 | 54846.5367 | 54572.304 | 54299.4425 | 54027.9453 | 53757.8056 | 53489.0165 | 53221.5714 | 33.8902 | 63.3984 | 87.7169 | 118.4523 | 154.4739 | 191.9178 | 228.3939 | 265.6745 | 303.1851 | 342.1111 | 33.8902 | 29.5082 | 24.3185 | 30.7354 | 36.0216 | 37.4439 | 36.4761 | 37.2806 | 37.5106 | 38.9261
Ind ¦ De-stratification fans | RET | I_Cement | Ottawa and Surrounding | Space Heating/Ventilation | Industrial | NA | End Use Consumption (m^3/year) | 25 | 1.4153 | 1.437 | 1.4542 | 1.4672 | 1.4755 | 1.468 | 1.466 | 1.466 | 1.466 | 1.466 | 0.29918 | 0.30985 | 0.31983 | 0.32915 | 0.33764 | 0.34262 | 0.34902 | 0.356 | 0.36312 | 0.37037 | 0.2114 | 0.21563 | 0.21994 | 0.22434 | 0.22882 | 0.2334 | 0.23807 | 0.24283 | 0.24769 | 0.25264 | 0.087784 | 0.094223 | 0.099894 | 0.10482 | 0.10881 | 0.10922 | 0.11095 | 0.11317 | 0.11543 | 0.11773 | 40724.1368 | 40520.5161 | 40317.9136 | 40116.324 | 39915.7424 | 39716.1637 | 39517.5828 | 39319.9949 | 39123.3949 | 38927.778 | 40724.1368 | 40520.5161 | 40317.9136 | 40116.324 | 39915.7424 | 39716.1637 | 39517.5828 | 39319.9949 | 39123.3949 | 38927.778 | 111.1955 | 213.9216 | 304.7303 | 409.7235 | 524.9258 | 642.8834 | 758.9586 | 876.5926 | 994.6697 | 1115.5067 | 111.1955 | 102.7261 | 90.8087 | 104.9931 | 115.2024 | 117.9576 | 116.0752 | 117.634 | 118.077 | 120.837
Ind ¦ Energy Management and Process Improvement | RET | I_Cement | Ottawa and Surrounding | Cross Cutting/Behavioural | Industrial | NA | End Use Consumption (m^3/year) | 15 | 3.6479 | 3.7238 | 3.7802 | 3.8211 | 3.8455 | 3.8447 | 3.8378 | 3.8378 | 3.8379 | 3.8378 | 0.25535 | 0.26588 | 0.27531 | 0.28385 | 0.29137 | 0.29714 | 0.30254 | 0.30859 | 0.31477 | 0.32106 | 0.07 | 0.0714 | 0.072828 | 0.074285 | 0.07577 | 0.077286 | 0.078831 | 0.080408 | 0.082016 | 0.083656 | 0.18535 | 0.19448 | 0.20248 | 0.20956 | 0.2156 | 0.21985 | 0.22371 | 0.22818 | 0.23275 | 0.2374 | 503749.0882 | 501230.3428 | 498724.1911 | 496230.5701 | 493749.4173 | 491280.6702 | 488824.2668 | 486380.1455 | 483948.2448 | 481528.5035 | 503749.0882 | 501230.3428 | 498724.1911 | 496230.5701 | 493749.4173 | 491280.6702 | 488824.2668 | 486380.1455 | 483948.2448 | 481528.5035 | 20356.7809 | 41136.9822 | 62187.6597 | 83621.6127 | 105274.0517 | 126940.7894 | 148438.9586 | 169661.9628 | 190466.5532 | 210749.0495 | 20356.7809 | 20780.2013 | 21050.6776 | 21433.953 | 21652.4389 | 21666.7377 | 21498.1692 | 21223.0042 | 20804.5903 | 20282.4963
Ind ¦ Exhaust gas heat recovery | RET | I_Cement | Ottawa and Surrounding | Process Heat | Industrial | NA | End Use Consumption (m^3/year) | 15 | 5.3148 | 5.4254 | 5.5077 | 5.5672 | 5.6027 | 5.6015 | 5.5915 | 5.5916 | 5.5916 | 5.5916 | 0.44687 | 0.46529 | 0.48179 | 0.49674 | 0.5099 | 0.51999 | 0.52944 | 0.54003 | 0.55084 | 0.56185 | 0.084079 | 0.08576 | 0.087476 | 0.089225 | 0.09101 | 0.09283 | 0.094686 | 0.09658 | 0.098512 | 0.10048 | 0.36279 | 0.37953 | 0.39431 | 0.40751 | 0.41889 | 0.42716 | 0.43475 | 0.44345 | 0.45233 | 0.46137 | 277150.3756 | 275764.6237 | 274385.8006 | 273013.8716 | 271648.8022 | 270290.5582 | 268939.1054 | 267594.4099 | 266256.4378 | 264925.1556 | 277150.3756 | 275764.6237 | 274385.8006 | 273013.8716 | 271648.8022 | 270290.5582 | 268939.1054 | 267594.4099 | 266256.4378 | 264925.1556 | 12389.173 | 25090.6627 | 38006.3648 | 51124.0851 | 64333.5067 | 77507.4126 | 90526.4514 | 103300.583 | 115731.0701 | 127738.9309 | 12389.173 | 12701.4897 | 12915.7021 | 13117.7203 | 13209.4216 | 13173.9058 | 13019.0389 | 12774.1316 | 12430.4871 | 12007.8608
Ind ¦ High-efficiency burners | RET | I_Cement | Ottawa and Surrounding | Process Heat | Industrial | NA | End Use Consumption (m^3/year) | 20 | 8.928 | 9.0812 | 9.1951 | 9.2776 | 9.3267 | 9.3252 | 9.3113 | 9.3113 | 9.3115 | 9.3115 | 0.61959 | 0.64282 | 0.66391 | 0.68326 | 0.70062 | 0.71451 | 0.72771 | 0.74227 | 0.75713 | 0.77227 | 0.069398 | 0.070786 | 0.072202 | 0.073646 | 0.075119 | 0.076621 | 0.078154 | 0.079717 | 0.081311 | 0.082938 | 0.55019 | 0.57204 | 0.59171 | 0.60961 | 0.6255 | 0.63789 | 0.64956 | 0.66256 | 0.67582 | 0.68934 | 95022.9859 | 94547.871 | 94075.1316 | 93604.756 | 93136.7322 | 92671.0485 | 92207.6933 | 91746.6548 | 91287.9215 | 90831.4819 | 95022.9859 | 94547.871 | 94075.1316 | 93604.756 | 93136.7322 | 92671.0485 | 92207.6933 | 91746.6548 | 91287.9215 | 90831.4819 | 4440.3408 | 9004.2056 | 13655.9395 | 18372.5109 | 23112.6766 | 27831.5546 | 32485.7307 | 37037.8053 | 41450.6564 | 45693.0078 | 4440.3408 | 4563.8648 | 4651.7339 | 4716.5715 | 4740.1656 | 4718.878 | 4654.1761 | 4552.0747 | 4412.851 | 4242.3514
Ind ¦ Insulation | RET | I_Cement | Ottawa and Surrounding | Process Heat | Industrial | NA | End Use Consumption (m^3/year) | 15 | 5.3148 | 5.4254 | 5.5077 | 5.5672 | 5.6027 | 5.6015 | 5.5915 | 5.5916 | 5.5916 | 5.5916 | 0.12768 | 0.13294 | 0.13765 | 0.14192 | 0.14569 | 0.14857 | 0.15127 | 0.1543 | 0.15738 | 0.16053 | 0.024023 | 0.024503 | 0.024993 | 0.025493 | 0.026003 | 0.026523 | 0.027053 | 0.027594 | 0.028146 | 0.028709 | 0.10365 | 0.10844 | 0.11266 | 0.11643 | 0.11968 | 0.12205 | 0.12422 | 0.1267 | 0.12924 | 0.13182 | 13362.6074 | 13295.7944 | 13229.3154 | 13163.1688 | 13097.353 | 13031.8662 | 12966.7069 | 12901.8733 | 12837.364 | 12773.1771 | 13362.6074 | 13295.7944 | 13229.3154 | 13163.1688 | 13097.353 | 13031.8662 | 12966.7069 | 12901.8733 | 12837.364 | 12773.1771 | 597.3351 | 1209.7284 | 1832.4497 | 2464.9112 | 3101.7941 | 3736.9645 | 4364.6682 | 4980.5638 | 5579.8909 | 6158.8413 | 597.3351 | 612.3933 | 622.7214 | 632.4615 | 636.8828 | 635.1705 | 627.7037 | 615.8956 | 599.3271 | 578.9504
Ind ¦ Radiant heaters | RET | I_Cement | Ottawa and Surrounding | Space Heating/Ventilation | Industrial | NA | End Use Consumption (m^3/year) | 20 | 1.4656 | 1.4912 | 1.5115 | 1.5269 | 1.5367 | 1.5277 | 1.5255 | 1.5255 | 1.5255 | 1.5255 | 0.98582 | 1.0231 | 1.0578 | 1.0899 | 1.1188 | 1.1346 | 1.1555 | 1.1787 | 1.2022 | 1.2263 | 0.67263 | 0.68608 | 0.69981 | 0.7138 | 0.72808 | 0.74264 | 0.75749 | 0.77264 | 0.78809 | 0.80386 | 0.31319 | 0.33701 | 0.35795 | 0.37608 | 0.39073 | 0.39191 | 0.39804 | 0.40601 | 0.41413 | 0.42239 | 64904.0931 | 64579.5726 | 64256.6747 | 63935.3913 | 63615.7144 | 63297.6358 | 62981.1476 | 62666.2419 | 62352.9107 | 62041.1461 | 64904.0931 | 64579.5726 | 64256.6747 | 63935.3913 | 63615.7144 | 63297.6358 | 62981.1476 | 62666.2419 | 62352.9107 | 62041.1461 | 407.7025 | 798.1673 | 1163.8827 | 1560.1476 | 1979.493 | 2408.0715 | 2831.7159 | 3260.8744 | 3692.0979 | 4132.4639 | 407.7025 | 390.4648 | 365.7154 | 396.2649 | 419.3453 | 428.5785 | 423.6444 | 429.1586 | 431.2234 | 440.366
Ind ¦ Ventilation heat recovery | RET | I_Cement | Ottawa and Surrounding | Space Heating/Ventilation | Industrial | NA | End Use Consumption (m^3/year) | 20 | 4.3968 | 4.4736 | 4.5345 | 4.5806 | 4.61 | 4.5832 | 4.5764 | 4.5765 | 4.5764 | 4.5764 | 0.49291 | 0.51155 | 0.52888 | 0.54494 | 0.5594 | 0.56728 | 0.57777 | 0.58933 | 0.60111 | 0.61313 | 0.11211 | 0.11435 | 0.11663 | 0.11897 | 0.12135 | 0.12377 | 0.12625 | 0.12877 | 0.13135 | 0.13398 | 0.3808 | 0.3972 | 0.41225 | 0.42598 | 0.43806 | 0.4435 | 0.45152 | 0.46055 | 0.46976 | 0.47915 | 66256.2617 | 65924.9803 | 65595.3554 | 65267.3787 | 64941.0418 | 64616.3366 | 64293.2549 | 63971.7886 | 63651.9297 | 63333.67 | 66256.2617 | 65924.9803 | 65595.3554 | 65267.3787 | 64941.0418 | 64616.3366 | 64293.2549 | 63971.7886 | 63651.9297 | 63333.67 | 2608.692 | 5266.2376 | 7952.6684 | 10692.3381 | 13464.1987 | 16240.2604 | 18996.2264 | 21720.6672 | 24395.5652 | 27009.1509 | 2608.692 | 2657.5456 | 2686.4308 | 2739.6697 | 2771.8606 | 2776.0617 | 2755.966 | 2724.4408 | 2674.898 | 2613.5857
Ind ¦ Ventilation optimization | RET | I_Cement | Ottawa and Surrounding | Space Heating/Ventilation | Industrial | NA | End Use Consumption (m^3/year) | 15 | 2.256 | 2.3037 | 2.3416 | 2.3703 | 2.3886 | 2.3719 | 2.3677 | 2.3677 | 2.3677 | 2.3677 | 0.54194 | 0.56449 | 0.58524 | 0.60426 | 0.62109 | 0.62909 | 0.64054 | 0.65336 | 0.66642 | 0.67974 | 0.24023 | 0.24503 | 0.24993 | 0.25493 | 0.26003 | 0.26523 | 0.27053 | 0.27594 | 0.28146 | 0.28709 | 0.30171 | 0.31946 | 0.33531 | 0.34933 | 0.36107 | 0.36387 | 0.37 | 0.37741 | 0.38496 | 0.39265 | 76357.7565 | 75975.9677 | 75596.0879 | 75218.1075 | 74842.0169 | 74467.8068 | 74095.4678 | 73724.9905 | 73356.3655 | 72989.5837 | 76357.7565 | 75975.9677 | 75596.0879 | 75218.1075 | 74842.0169 | 74467.8068 | 74095.4678 | 73724.9905 | 73356.3655 | 72989.5837 | 2148.7771 | 4303.8543 | 6446.7484 | 8655.2417 | 10911.6576 | 13185.5127 | 15454.4624 | 17722.8938 | 19979.9966 | 22226.5016 | 2148.7771 | 2155.0771 | 2142.8941 | 2208.4933 | 2256.4159 | 2273.8552 | 2268.9496 | 2268.4314 | 2257.1029 | 2246.505
Ind ¦ Warehouse loading dock seals | RET | I_Cement | Ottawa and Surrounding | Space Heating/Ventilation | Industrial | NA | End Use Consumption (m^3/year) | 10 | 0.65563 | 0.67466 | 0.68975 | 0.70118 | 0.70846 | 0.70181 | 0.70013 | 0.70014 | 0.70014 | 0.70012 | 0.098874 | 0.10378 | 0.10822 | 0.11222 | 0.11565 | 0.11685 | 0.11891 | 0.12129 | 0.12371 | 0.12618 | 0.15081 | 0.15382 | 0.1569 | 0.16004 | 0.16324 | 0.1665 | 0.16983 | 0.17323 | 0.1767 | 0.18023 | -0.051935 | -0.050045 | -0.048679 | -0.047824 | -0.047591 | -0.04965 | -0.050928 | -0.051945 | -0.052985 | -0.054047 | 24126.93 | 24006.2954 | 23886.2639 | 23766.8326 | 23647.9984 | 23529.7584 | 23412.1096 | 23295.0491 | 23178.5738 | 23062.681 | 0 | 0 | 0 | 0 | 0 | 0 | 0 | 0 | 0 | 0 | 0 | 0 | 0 | 0 | 0 | 0 | 0 | 0 | 0 | 0 | 0 | 0 | 0 | 0 | 0 | 0 | 0 | 0 | 0 | 0
Ind ¦ Advanced boiler controls including air/fuel mix control ¦ New | NEW | I_Chemicals / Pharmaceutical | Ottawa and Surrounding | Process - Boiler/Steam | Industrial | NA | End Use Consumption (m^3/year) | 15 | 4.1594 | 4.246 | 4.3104 | 4.357 | 4.3847 | 4.3838 | 4.376 | 4.376 | 4.3761 | 4.376 | 0.12768 | 0.13294 | 0.13765 | 0.14192 | 0.14569 | 0.14857 | 0.15127 | 0.1543 | 0.15738 | 0.16053 | 0.030695 | 0.031309 | 0.031936 | 0.032574 | 0.033226 | 0.03389 | 0.034568 | 0.035259 | 0.035965 | 0.036684 | 0.09698 | 0.10163 | 0.10572 | 0.10935 | 0.11246 | 0.11468 | 0.1167 | 0.11904 | 0.12142 | 0.12384 | 3187.3274 | 6393.7788 | 9619.6443 | 12865.2165 | 16130.7913 | 19416.6671 | 22723.1454 | 26050.5304 | 29399.1296 | 32769.2531 | 3187.3274 | 6393.7788 | 9619.6443 | 12865.2165 | 16130.7913 | 19416.6671 | 22723.1454 | 26050.5304 | 29399.1296 | 32769.2531 | 1964.8735 | 3941.5362 | 5977.3495 | 8064.3388 | 10216.9994 | 12428.9248 | 14691.0559 | 16996.5004 | 19345.1551 | 21733.529 | 1964.8735 | 1976.6627 | 2035.8133 | 2086.9893 | 2152.6606 | 2211.9254 | 2262.1311 | 2305.4445 | 2348.6546 | 2388.3739
Ind ¦ Advanced heating and process control ¦ New | NEW | I_Chemicals / Pharmaceutical | Ottawa and Surrounding | Process Heat | Industrial | NA | End Use Consumption (m^3/year) | 15 | 5.3148 | 5.4254 | 5.5077 | 5.5672 | 5.6027 | 5.6015 | 5.5915 | 5.5916 | 5.5916 | 5.5916 | 0.31919 | 0.33235 | 0.34413 | 0.35481 | 0.36422 | 0.37142 | 0.37817 | 0.38574 | 0.39346 | 0.40132 | 0.060056 | 0.061257 | 0.062483 | 0.063732 | 0.065007 | 0.066307 | 0.067633 | 0.068986 | 0.070366 | 0.071773 | 0.25913 | 0.27109 | 0.28165 | 0.29108 | 0.29921 | 0.30511 | 0.31054 | 0.31675 | 0.32309 | 0.32955 | 5060.292 | 10150.9457 | 15272.4217 | 20425.1848 | 25609.7045 | 30826.4547 | 36075.9139 | 41358.5653 | 46674.8968 | 52025.4011 | 5060.292 | 10150.9457 | 15272.4217 | 20425.1848 | 25609.7045 | 30826.4547 | 36075.9139 | 41358.5653 | 46674.8968 | 52025.4011 | 3312.8135 | 6645.5038 | 10089.7169 | 13631.5144 | 17284.2923 | 21037.164 | 24876.4557 | 28791.4098 | 32779.701 | 36835.248 | 3312.8135 | 3332.6904 | 3444.2131 | 3541.7975 | 3652.7779 | 3752.8717 | 3839.2917 | 3914.9541 | 3988.2912 | 4055.547
Ind ¦ Air compressor heat recovery ¦ New | NEW | I_Chemicals / Pharmaceutical | Ottawa and Surrounding | Space Heating/Ventilation | Industrial | NA | End Use Consumption (m^3/year) | 25 | 2.502 | 2.5404 | 2.5708 | 2.5939 | 2.6085 | 2.5951 | 2.5917 | 2.5918 | 2.5917 | 2.5917 | 0.78535 | 0.81335 | 0.83956 | 0.86403 | 0.8863 | 0.89938 | 0.91617 | 0.9345 | 0.95318 | 0.97223 | 0.31389 | 0.32017 | 0.32658 | 0.33311 | 0.33977 | 0.34656 | 0.3535 | 0.36057 | 0.36778 | 0.37513 | 0.47146 | 0.49318 | 0.51299 | 0.53092 | 0.54653 | 0.55281 | 0.56267 | 0.57393 | 0.58541 | 0.5971 | 232.9652 | 467.3281 | 703.1101 | 940.3324 | 1179.0168 | 1419.185 | 1660.859 | 1904.0611 | 2148.8138 | 2395.1398 | 232.9652 | 467.3281 | 703.1101 | 940.3324 | 1179.0168 | 1419.185 | 1660.859 | 1904.0611 | 2148.8138 | 2395.1398 | 70.1287 | 140.6782 | 211.7577 | 282.5661 | 357.5204 | 435.9298 | 516.4002 | 597.9845 | 681.2668 | 765.9683 | 70.1287 | 70.5495 | 71.0795 | 70.8084 | 74.9543 | 78.4094 | 80.4704 | 81.5843 | 83.2822 | 84.7015
Ind ¦ Air curtains ¦ New | NEW | I_Chemicals / Pharmaceutical | Ottawa and Surrounding | Space Heating/Ventilation | Industrial | NA | End Use Consumption (m^3/year) | 15 | 0.92289 | 0.94244 | 0.95793 | 0.96967 | 0.97714 | 0.97032 | 0.9686 | 0.96861 | 0.96861 | 0.96859 | 0.13548 | 0.14112 | 0.14631 | 0.15106 | 0.15527 | 0.15727 | 0.16013 | 0.16334 | 0.16661 | 0.16993 | 0.1468 | 0.14974 | 0.15274 | 0.15579 | 0.15891 | 0.16208 | 0.16533 | 0.16863 | 0.172 | 0.17544 | -0.01132 | -0.0086192 | -0.0064252 | -0.0047254 | -0.0036321 | -0.0048103 | -0.0051917 | -0.0052929 | -0.0053996 | -0.0055101 | 138.6697 | 278.1715 | 418.5179 | 559.7217 | 701.7957 | 844.753 | 988.6065 | 1133.3697 | 1279.0558 | 1425.6784 | 0 | 0 | 0 | 0 | 0 | 0 | 0 | 0 | 0 | 0 | 0 | 0 | 0 | 0 | 0 | 0 | 0 | 0 | 0 | 0 | 0 | 0 | 0 | 0 | 0 | 0 | 0 | 0 | 0 | 0
Ind ¦ Automated temperature control ¦ New | NEW | I_Chemicals / Pharmaceutical | Ottawa and Surrounding | Space Heating/Ventilation | Industrial | NA | End Use Consumption (m^3/year) | 25 | 1.1676 | 1.1855 | 1.1997 | 1.2105 | 1.2173 | 1.2111 | 1.2095 | 1.2095 | 1.2095 | 1.2095 | 0.26178 | 0.27112 | 0.27985 | 0.28801 | 0.29543 | 0.29979 | 0.30539 | 0.3115 | 0.31773 | 0.32408 | 0.22421 | 0.22869 | 0.23327 | 0.23793 | 0.24269 | 0.24755 | 0.2525 | 0.25755 | 0.2627 | 0.26795 | 0.037574 | 0.042423 | 0.046585 | 0.050076 | 0.052741 | 0.052247 | 0.052892 | 0.053952 | 0.055029 | 0.056126 | 179.7571 | 360.5927 | 542.5232 | 725.5652 | 909.7352 | 1095.0501 | 1281.527 | 1469.183 | 1658.0354 | 1848.1017 | 179.7571 | 360.5927 | 542.5232 | 725.5652 | 909.7352 | 1095.0501 | 1281.527 | 1469.183 | 1658.0354 | 1848.1017 | 1.6024 | 3.2144 | 4.6653 | 5.8985 | 7.5027 | 9.4341 | 11.4929 | 13.5468 | 15.6937 | 17.9005 | 1.6024 | 1.612 | 1.4509 | 1.2332 | 1.6042 | 1.9314 | 2.0589 | 2.0539 | 2.1469 | 2.2068
Ind ¦ Blow down heat recovery and control ¦ New | NEW | I_Chemicals / Pharmaceutical | Ottawa and Surrounding | Process - Boiler/Steam | Industrial | NA | End Use Consumption (m^3/year) | 20 | 1.9672 | 2.0009 | 2.026 | 2.0442 | 2.055 | 2.0547 | 2.0516 | 2.0517 | 2.0517 | 2.0517 | 0.061959 | 0.064282 | 0.066391 | 0.068326 | 0.070062 | 0.071451 | 0.072771 | 0.074227 | 0.075713 | 0.077227 | 0.031496 | 0.032126 | 0.032769 | 0.033424 | 0.034093 | 0.034774 | 0.03547 | 0.036179 | 0.036903 | 0.037641 | 0.030463 | 0.032156 | 0.033622 | 0.034902 | 0.035969 | 0.036676 | 0.037301 | 0.038048 | 0.03881 | 0.039587 | 1821.33 | 3653.5879 | 5496.9396 | 7351.5523 | 9217.595 | 11095.2384 | 12984.6545 | 14886.0174 | 16799.5026 | 18725.2875 | 1821.33 | 3653.5879 | 5496.9396 | 7351.5523 | 9217.595 | 11095.2384 | 12984.6545 | 14886.0174 | 16799.5026 | 18725.2875 | 497.1392 | 997.2611 | 1501.4709 | 2002.7782 | 2537.7597 | 3100.5591 | 3679.4162 | 4266.2961 | 4865.9989 | 5476.1231 | 497.1392 | 500.122 | 504.2097 | 501.3073 | 534.9815 | 562.7994 | 578.8572 | 586.8798 | 599.7028 | 610.1243
Ind ¦ Boiler combustion air preheat ¦ New | NEW | I_Chemicals / Pharmaceutical | Ottawa and Surrounding | Process - Boiler/Steam | Industrial | NA | End Use Consumption (m^3/year) | 20 | 68.9876 | 69.0887 | 69.1845 | 69.2782 | 69.3709 | 69.4563 | 69.5363 | 69.6241 | 69.7143 | 69.809 | 2.0992 | 2.1443 | 2.1902 | 2.2371 | 2.2849 | 2.3334 | 2.3828 | 2.4336 | 2.4854 | 2.5386 | 0.030429 | 0.031037 | 0.031658 | 0.032291 | 0.032937 | 0.033596 | 0.034267 | 0.034953 | 0.035652 | 0.036365 | 2.0688 | 2.1133 | 2.1586 | 2.2048 | 2.2519 | 2.2998 | 2.3486 | 2.3986 | 2.4498 | 2.5022 | 2341.71 | 4697.4702 | 7067.4937 | 9451.9958 | 11851.1936 | 14265.3065 | 16694.5558 | 19139.1652 | 21599.3605 | 24075.3696 | 2341.71 | 4697.4702 | 7067.4937 | 9451.9958 | 11851.1936 | 14265.3065 | 16694.5558 | 19139.1652 | 21599.3605 | 24075.3696 | 1729.8657 | 3470.1106 | 5276.386 | 7142.6454 | 9063.7363 | 11035.0715 | 13052.5692 | 15112.6096 | 17211.9991 | 19347.9198 | 1729.8657 | 1740.2449 | 1806.2754 | 1866.2594 | 1921.0909 | 1971.3352 | 2017.4977 | 2060.0404 | 2099.3895 | 2135.9207
Ind ¦ Boiler right sizing and load management | NEW | I_Chemicals / Pharmaceutical | Ottawa and Surrounding | Process - Boiler/Steam | Industrial | NA | End Use Consumption (m^3/year) | 25 | INF | INF | INF | INF | INF | INF | INF | INF | INF | INF | 0.35266 | 0.36513 | 0.37655 | 0.38712 | 0.39671 | 0.40459 | 0.41215 | 0.4204 | 0.42883 | 0.43741 | 0 | 0 | 0 | 0 | 0 | 0 | 0 | 0 | 0 | 0 | 0.35266 | 0.36513 | 0.37655 | 0.38712 | 0.39671 | 0.40459 | 0.41215 | 0.4204 | 0.42883 | 0.43741 | 7588.8749 | 15223.283 | 22903.9149 | 30631.4679 | 38406.646 | 46230.1598 | 54102.7271 | 62025.0725 | 69997.9276 | 78022.0312 | 7588.8749 | 15223.283 | 22903.9149 | 30631.4679 | 38406.646 | 46230.1598 | 54102.7271 | 62025.0725 | 69997.9276 | 78022.0312 | 5685.2541 | 11404.6198 | 17290.0901 | 23334.4387 | 29530.561 | 35871.5374 | 42350.685 | 48961.6009 | 55698.1956 | 62554.718 | 5685.2541 | 5719.3657 | 5885.4704 | 6044.3485 | 6196.1223 | 6340.9763 | 6479.1476 | 6610.9159 | 6736.5947 | 6856.5224
Ind ¦ Condensate return ¦ New | NEW | I_Chemicals / Pharmaceutical | Ottawa and Surrounding | Process - Boiler/Steam | Industrial | NA | End Use Consumption (m^3/year) | 25 | 1.6724 | 1.6976 | 1.7164 | 1.73 | 1.7381 | 1.7378 | 1.7356 | 1.7356 | 1.7357 | 1.7357 | 0.070532 | 0.073026 | 0.07531 | 0.077423 | 0.079342 | 0.080918 | 0.082429 | 0.08408 | 0.085765 | 0.087483 | 0.042173 | 0.043016 | 0.043877 | 0.044754 | 0.045649 | 0.046562 | 0.047494 | 0.048443 | 0.049412 | 0.050401 | 0.028359 | 0.03001 | 0.031433 | 0.032669 | 0.033693 | 0.034355 | 0.034936 | 0.035637 | 0.036353 | 0.037082 | 2197.16 | 4407.5029 | 6631.2287 | 8868.5393 | 11119.6385 | 13384.732 | 15664.0277 | 17957.7353 | 20266.0666 | 22589.2357 | 2197.16 | 4407.5029 | 6631.2287 | 8868.5393 | 11119.6385 | 13384.732 | 15664.0277 | 17957.7353 | 20266.0666 | 22589.2357 | 263.0627 | 527.7037 | 787.6698 | 1036.8071 | 1313.9733 | 1613.6937 | 1924.4364 | 2238.5258 | 2561.3982 | 2891.0427 | 263.0627 | 264.641 | 259.9661 | 249.1373 | 277.1662 | 299.7203 | 310.7428 | 314.0893 | 322.8724 | 329.6445
Ind ¦ Condensing boiler ¦ New | NEW | I_Chemicals / Pharmaceutical | Ottawa and Surrounding | Process - Boiler/Steam | Industrial | NA | End Use Consumption (m^3/year) | 20 | 3.224 | 3.2793 | 3.3205 | 3.3502 | 3.368 | 3.3674 | 3.3624 | 3.3624 | 3.3625 | 3.3625 | 0.3098 | 0.32141 | 0.33195 | 0.34163 | 0.35031 | 0.35725 | 0.36386 | 0.37114 | 0.37856 | 0.38614 | 0.09609 | 0.098012 | 0.099972 | 0.10197 | 0.10401 | 0.10609 | 0.10821 | 0.11038 | 0.11258 | 0.11484 | 0.21371 | 0.2234 | 0.23198 | 0.23966 | 0.2463 | 0.25116 | 0.25564 | 0.26076 | 0.26598 | 0.2713 | 4914.6999 | 9858.888 | 14833.0116 | 19837.5221 | 24872.8755 | 29939.5321 | 35037.9566 | 40168.6184 | 45331.9912 | 50528.5535 | 4914.6999 | 9858.888 | 14833.0116 | 19837.5221 | 24872.8755 | 29939.5321 | 35037.9566 | 40168.6184 | 45331.9912 | 50528.5535 | 2472.1291 | 4959.091 | 7499.8342 | 10078.6077 | 12755.2323 | 15516.2273 | 18340.4068 | 21213.3792 | 24140.7467 | 27117.1452 | 2472.1291 | 2486.9619 | 2540.7432 | 2578.7735 | 2676.6246 | 2760.995 | 2824.1795 | 2872.9724 | 2927.3675 | 2976.3985
Ind ¦ Condensing Economizer ¦ New | NEW | I_Chemicals / Pharmaceutical | Ottawa and Surrounding | Process - Boiler/Steam | Industrial | NA | End Use Consumption (m^3/year) | 15 | 3.7008 | 3.7778 | 3.835 | 3.8765 | 3.9012 | 3.9004 | 3.8934 | 3.8934 | 3.8935 | 3.8934 | 0.25535 | 0.26588 | 0.27531 | 0.28385 | 0.29137 | 0.29714 | 0.30254 | 0.30859 | 0.31477 | 0.32106 | 0.069 | 0.07038 | 0.071788 | 0.073223 | 0.074688 | 0.076182 | 0.077705 | 0.079259 | 0.080844 | 0.082461 | 0.18635 | 0.1955 | 0.20352 | 0.21063 | 0.21668 | 0.22096 | 0.22483 | 0.22933 | 0.23392 | 0.2386 | 3902.8499 | 7829.117 | 11779.1562 | 15753.3264 | 19751.9894 | 23775.5108 | 27824.2597 | 31898.6087 | 35998.9342 | 40125.616 | 3902.8499 | 7829.117 | 11779.1562 | 15753.3264 | 19751.9894 | 23775.5108 | 27824.2597 | 31898.6087 | 35998.9342 | 40125.616 | 2320.9557 | 4655.8372 | 7048.5862 | 9491.2511 | 12006.6173 | 14587.9978 | 17224.7959 | 19909.209 | 22642.602 | 25421.4676 | 2320.9557 | 2334.8815 | 2392.749 | 2442.665 | 2515.3662 | 2581.3805 | 2636.7981 | 2684.4131 | 2733.393 | 2778.8656
Ind ¦ De-stratification fans ¦ New | NEW | I_Chemicals / Pharmaceutical | Ottawa and Surrounding | Space Heating/Ventilation | Industrial | NA | End Use Consumption (m^3/year) | 25 | 1.4153 | 1.437 | 1.4542 | 1.4672 | 1.4755 | 1.468 | 1.466 | 1.466 | 1.466 | 1.466 | 0.29918 | 0.30985 | 0.31983 | 0.32915 | 0.33764 | 0.34262 | 0.34902 | 0.356 | 0.36312 | 0.37037 | 0.2114 | 0.21563 | 0.21994 | 0.22434 | 0.22882 | 0.2334 | 0.23807 | 0.24283 | 0.24769 | 0.25264 | 0.087784 | 0.094223 | 0.099894 | 0.10482 | 0.10881 | 0.10922 | 0.11095 | 0.11317 | 0.11543 | 0.11773 | 131.4795 | 263.7478 | 396.817 | 530.6991 | 665.4063 | 800.951 | 937.3455 | 1074.6024 | 1212.7344 | 1351.7544 | 131.4795 | 263.7478 | 396.817 | 530.6991 | 665.4063 | 800.951 | 937.3455 | 1074.6024 | 1212.7344 | 1351.7544 | 5.2576 | 10.5468 | 15.5853 | 20.1688 | 25.6129 | 31.7374 | 38.1559 | 44.6116 | 51.2909 | 58.1283 | 5.2576 | 5.2891 | 5.0385 | 4.5835 | 5.4442 | 6.1245 | 6.4185 | 6.4557 | 6.6793 | 6.8374
Ind ¦ Direct contact hot water heaters ¦ New | NEW | I_Chemicals / Pharmaceutical | Ottawa and Surrounding | Process - Boiler/Steam | Industrial | NA | End Use Consumption (m^3/year) | 20 | 11.6065 | 11.8055 | 11.9537 | 12.0609 | 12.1248 | 12.1227 | 12.1047 | 12.1048 | 12.1049 | 12.105 | 0.46469 | 0.48212 | 0.49793 | 0.51244 | 0.52546 | 0.53588 | 0.54579 | 0.5567 | 0.56785 | 0.57921 | 0.040038 | 0.040838 | 0.041655 | 0.042488 | 0.043338 | 0.044205 | 0.045089 | 0.045991 | 0.04691 | 0.047849 | 0.42466 | 0.44128 | 0.45628 | 0.46996 | 0.48212 | 0.49168 | 0.5007 | 0.51071 | 0.52094 | 0.53136 | 4163.0399 | 8351.0581 | 12564.4333 | 16803.5481 | 21068.7886 | 25360.5448 | 29679.2103 | 34025.1826 | 38398.8631 | 42800.6571 | 4163.0399 | 8351.0581 | 12564.4333 | 16803.5481 | 21068.7886 | 25360.5448 | 29679.2103 | 34025.1826 | 38398.8631 | 42800.6571 | 2921.4114 | 5860.3513 | 8897.5825 | 12023.9984 | 15238.7555 | 18534.7126 | 21904.3343 | 25341.2612 | 28841.8721 | 32401.7917 | 2921.4114 | 2938.9399 | 3037.2311 | 3126.4159 | 3214.7571 | 3295.9572 | 3369.6217 | 3436.9269 | 3500.6109 | 3559.9196
Ind ¦ Energy Management and Process Improvement ¦ New | NEW | I_Chemicals / Pharmaceutical | Ottawa and Surrounding | Cross Cutting/Behavioural | Industrial | NA | End Use Consumption (m^3/year) | 15 | 3.6479 | 3.7238 | 3.7802 | 3.8211 | 3.8455 | 3.8447 | 3.8378 | 3.8378 | 3.8379 | 3.8378 | 0.25535 | 0.26588 | 0.27531 | 0.28385 | 0.29137 | 0.29714 | 0.30254 | 0.30859 | 0.31477 | 0.32106 | 0.07 | 0.0714 | 0.072828 | 0.074285 | 0.07577 | 0.077286 | 0.078831 | 0.080408 | 0.082016 | 0.083656 | 0.18535 | 0.19448 | 0.20248 | 0.20956 | 0.2156 | 0.21985 | 0.22371 | 0.22818 | 0.23275 | 0.2374 | 24522.8847 | 49192.9067 | 74012.2976 | 98983.3105 | 124108.2201 | 149389.3233 | 174828.939 | 200429.4088 | 226193.0971 | 252122.3911 | 24522.8847 | 49192.9067 | 74012.2976 | 98983.3105 | 124108.2201 | 149389.3233 | 174828.939 | 200429.4088 | 226193.0971 | 252122.3911 | 14513.1254 | 29113.3295 | 44177.1024 | 59630.5776 | 75609.6454 | 92055.6406 | 108888.3271 | 126047.0696 | 143532.4814 | 161314.6646 | 14513.1254 | 14600.2041 | 15063.7729 | 15453.4752 | 15979.0678 | 16445.9952 | 16832.6865 | 17158.7424 | 17485.4118 | 17782.1832
Ind ¦ Exhaust gas heat recovery ¦ New | NEW | I_Chemicals / Pharmaceutical | Ottawa and Surrounding | Process Heat | Industrial | NA | End Use Consumption (m^3/year) | 15 | 5.3148 | 5.4254 | 5.5077 | 5.5672 | 5.6027 | 5.6015 | 5.5915 | 5.5916 | 5.5916 | 5.5916 | 0.44687 | 0.46529 | 0.48179 | 0.49674 | 0.5099 | 0.51999 | 0.52944 | 0.54003 | 0.55084 | 0.56185 | 0.084079 | 0.08576 | 0.087476 | 0.089225 | 0.09101 | 0.09283 | 0.094686 | 0.09658 | 0.098512 | 0.10048 | 0.36279 | 0.37953 | 0.39431 | 0.40751 | 0.41889 | 0.42716 | 0.43475 | 0.44345 | 0.45233 | 0.46137 | 8855.511 | 17764.155 | 26726.7379 | 35744.0734 | 44816.9828 | 53946.2957 | 63132.8493 | 72377.4893 | 81681.0695 | 91044.4519 | 8855.511 | 17764.155 | 26726.7379 | 35744.0734 | 44816.9828 | 53946.2957 | 63132.8493 | 72377.4893 | 81681.0695 | 91044.4519 | 5797.4236 | 11629.6317 | 17662.5781 | 23870.548 | 30275.9338 | 36858.7641 | 43594.3265 | 50463.1606 | 57460.7226 | 64575.9831 | 5797.4236 | 5832.2081 | 6032.9464 | 6207.9699 | 6405.3858 | 6582.8303 | 6735.5624 | 6868.8341 | 6997.562 | 7115.2605
Ind ¦ Feedwater Economizers ¦ New | NEW | I_Chemicals / Pharmaceutical | Ottawa and Surrounding | Process - Boiler/Steam | Industrial | NA | End Use Consumption (m^3/year) | 20 | 2.418 | 2.4595 | 2.4903 | 2.5127 | 2.526 | 2.5256 | 2.5218 | 2.5218 | 2.5219 | 2.5219 | 0.12392 | 0.12856 | 0.13278 | 0.13665 | 0.14012 | 0.1429 | 0.14554 | 0.14845 | 0.15143 | 0.15445 | 0.051248 | 0.052273 | 0.053318 | 0.054385 | 0.055473 | 0.056582 | 0.057714 | 0.058868 | 0.060045 | 0.061246 | 0.07267 | 0.076292 | 0.079463 | 0.082267 | 0.084651 | 0.086319 | 0.087829 | 0.089587 | 0.091381 | 0.093209 | 2601.9 | 5219.4113 | 7852.7708 | 10502.2176 | 13167.9929 | 15850.3405 | 18549.5064 | 21265.7391 | 23999.2894 | 26750.4107 | 2601.9 | 5219.4113 | 7852.7708 | 10502.2176 | 13167.9929 | 15850.3405 | 18549.5064 | 21265.7391 | 23999.2894 | 26750.4107 | 992.9211 | 1991.7997 | 3011.8761 | 4042.4668 | 5127.9195 | 6259.6018 | 7421.548 | 8602.5976 | 9807.9247 | 11033.7381 | 992.9211 | 998.8786 | 1020.0765 | 1030.5906 | 1085.4528 | 1131.6822 | 1161.9463 | 1181.0496 | 1205.3271 | 1225.8134
Ind ¦ Heat recovery to preheat make-up water ¦ New | NEW | I_Chemicals / Pharmaceutical | Ottawa and Surrounding | Process - Boiler/Steam | Industrial | NA | End Use Consumption (m^3/year) | 25 | 3.4769 | 3.5293 | 3.5683 | 3.5965 | 3.6134 | 3.6129 | 3.6082 | 3.6083 | 3.6084 | 3.6085 | 0.2116 | 0.21908 | 0.22593 | 0.23227 | 0.23803 | 0.24275 | 0.24729 | 0.25224 | 0.2573 | 0.26245 | 0.060857 | 0.062074 | 0.063316 | 0.064582 | 0.065874 | 0.067191 | 0.068535 | 0.069906 | 0.071304 | 0.07273 | 0.15074 | 0.157 | 0.16261 | 0.16769 | 0.17215 | 0.17556 | 0.17875 | 0.18234 | 0.18599 | 0.18972 | 5463.9899 | 10960.7637 | 16490.8187 | 22054.6569 | 27652.7851 | 33285.7151 | 38953.9635 | 44658.0522 | 50398.5078 | 56175.8624 | 5463.9899 | 10960.7637 | 16490.8187 | 22054.6569 | 27652.7851 | 33285.7151 | 38953.9635 | 44658.0522 | 50398.5078 | 56175.8624 | 2639.1752 | 5294.1854 | 8007.2722 | 10760.9704 | 13625.9016 | 16587.5199 | 19619.6644 | 22703.8915 | 25847.8314 | 29044.7851 | 2639.1752 | 2655.0102 | 2713.0867 | 2753.6982 | 2864.9313 | 2961.6182 | 3032.1445 | 3084.2271 | 3143.9399 | 3196.9538
Ind ¦ High-efficiency burner ¦ New | NEW | I_Chemicals / Pharmaceutical | Ottawa and Surrounding | Process - Boiler/Steam | Industrial | NA | End Use Consumption (m^3/year) | 20 | 2.5792 | 2.6234 | 2.6564 | 2.6802 | 2.6944 | 2.6939 | 2.6899 | 2.6899 | 2.69 | 2.69 | 0.1549 | 0.16071 | 0.16598 | 0.17081 | 0.17515 | 0.17863 | 0.18193 | 0.18557 | 0.18928 | 0.19307 | 0.060056 | 0.061257 | 0.062483 | 0.063732 | 0.065007 | 0.066307 | 0.067633 | 0.068986 | 0.070366 | 0.071773 | 0.094842 | 0.099448 | 0.10349 | 0.10708 | 0.11015 | 0.11232 | 0.1143 | 0.11658 | 0.11892 | 0.1213 | 1474.41 | 2957.6664 | 4449.9035 | 5951.2566 | 7461.8626 | 8981.8596 | 10511.387 | 12050.5855 | 13599.5974 | 15158.5661 | 1474.41 | 2957.6664 | 4449.9035 | 5951.2566 | 7461.8626 | 8981.8596 | 10511.387 | 12050.5855 | 13599.5974 | 15158.5661 | 607.6465 | 1218.939 | 1839.4722 | 2464.4672 | 3117.6129 | 3794.7996 | 4488.1901 | 5192.3879 | 5910.3155 | 6640.2441 | 607.6465 | 611.2924 | 620.5333 | 624.995 | 653.1457 | 677.1866 | 693.3906 | 704.1978 | 717.9276 | 729.9286
Ind ¦ High-efficiency burners ¦ New | NEW | I_Chemicals / Pharmaceutical | Ottawa and Surrounding | Process Heat | Industrial | NA | End Use Consumption (m^3/year) | 20 | 8.928 | 9.0812 | 9.1951 | 9.2776 | 9.3267 | 9.3252 | 9.3113 | 9.3113 | 9.3115 | 9.3115 | 0.61959 | 0.64282 | 0.66391 | 0.68326 | 0.70062 | 0.71451 | 0.72771 | 0.74227 | 0.75713 | 0.77227 | 0.069398 | 0.070786 | 0.072202 | 0.073646 | 0.075119 | 0.076621 | 0.078154 | 0.079717 | 0.081311 | 0.082938 | 0.55019 | 0.57204 | 0.59171 | 0.60961 | 0.6255 | 0.63789 | 0.64956 | 0.66256 | 0.67582 | 0.68934 | 3036.1752 | 6090.5674 | 9163.453 | 12255.1109 | 15365.8227 | 18495.8728 | 21645.5483 | 24815.1392 | 28004.9381 | 31215.2406 | 3036.1752 | 6090.5674 | 9163.453 | 12255.1109 | 15365.8227 | 18495.8728 | 21645.5483 | 24815.1392 | 28004.9381 | 31215.2406 | 2077.8252 | 4168.1174 | 6323.7064 | 8538.5973 | 10815.0209 | 13148.147 | 15532.4449 | 17963.3697 | 20439.0059 | 22956.4291 | 2077.8252 | 2090.2922 | 2155.589 | 2214.8909 | 2276.4236 | 2333.1262 | 2384.2978 | 2430.9248 | 2475.6362 | 2517.4232
Ind ¦ Insulation ¦ New | NEW | I_Chemicals / Pharmaceutical | Ottawa and Surrounding | Process - Boiler/Steam | Industrial | NA | End Use Consumption (m^3/year) | 15 | 5.3148 | 5.4254 | 5.5077 | 5.5672 | 5.6027 | 5.6015 | 5.5915 | 5.5916 | 5.5916 | 5.5916 | 0.12768 | 0.13294 | 0.13765 | 0.14192 | 0.14569 | 0.14857 | 0.15127 | 0.1543 | 0.15738 | 0.16053 | 0.024023 | 0.024503 | 0.024993 | 0.025493 | 0.026003 | 0.026523 | 0.027053 | 0.027594 | 0.028146 | 0.028709 | 0.10365 | 0.10844 | 0.11266 | 0.11643 | 0.11968 | 0.12205 | 0.12422 | 0.1267 | 0.12924 | 0.13182 | 3758.2999 | 7539.1497 | 11342.8912 | 15169.8698 | 19020.4342 | 22894.9363 | 26793.7315 | 30717.1788 | 34665.6403 | 38639.4821 | 3758.2999 | 7539.1497 | 11342.8912 | 15169.8698 | 19020.4342 | 22894.9363 | 26793.7315 | 30717.1788 | 34665.6403 | 38639.4821 | 2460.4404 | 4935.6434 | 7497.2229 | 10133.978 | 12855.1843 | 15652.1678 | 18514.2734 | 21433.1075 | 24406.6421 | 27430.1156 | 2460.4404 | 2475.203 | 2561.5795 | 2636.7552 | 2721.2063 | 2796.9835 | 2862.1056 | 2918.8341 | 2973.5346 | 3023.4735
Ind ¦ Radiant heaters ¦ New | NEW | I_Chemicals / Pharmaceutical | Ottawa and Surrounding | Space Heating/Ventilation | Industrial | NA | End Use Consumption (m^3/year) | 20 | 1.4656 | 1.4912 | 1.5115 | 1.5269 | 1.5367 | 1.5277 | 1.5255 | 1.5255 | 1.5255 | 1.5255 | 0.98582 | 1.0231 | 1.0578 | 1.0899 | 1.1188 | 1.1346 | 1.1555 | 1.1787 | 1.2022 | 1.2263 | 0.67263 | 0.68608 | 0.69981 | 0.7138 | 0.72808 | 0.74264 | 0.75749 | 0.77264 | 0.78809 | 0.80386 | 0.31319 | 0.33701 | 0.35795 | 0.37608 | 0.39073 | 0.39191 | 0.39804 | 0.40601 | 0.41413 | 0.42239 | 209.5454 | 420.3481 | 632.4271 | 845.8017 | 1060.4913 | 1276.5156 | 1493.8943 | 1712.6476 | 1932.7955 | 2154.3585 | 209.5454 | 420.3481 | 632.4271 | 845.8017 | 1060.4913 | 1276.5156 | 1493.8943 | 1712.6476 | 1932.7955 | 2154.3585 | 19.2772 | 38.6701 | 57.7498 | 76.077 | 96.4148 | 118.4164 | 141.3679 | 164.4968 | 188.3607 | 212.7613 | 19.2772 | 19.3929 | 19.0797 | 18.3272 | 20.3378 | 22.0016 | 22.9515 | 23.1289 | 23.8639 | 24.4006
Ind ¦ Reduce Steam Pressure ¦ New | NEW | I_Chemicals / Pharmaceutical | Ottawa and Surrounding | Process - Boiler/Steam | Industrial | NA | End Use Consumption (m^3/year) | 20 | 29.9803 | 30.4945 | 30.8771 | 31.154 | 31.3191 | 31.3138 | 31.2672 | 31.2674 | 31.2679 | 31.268 | 0.092939 | 0.096423 | 0.099586 | 0.10249 | 0.10509 | 0.10718 | 0.10916 | 0.11134 | 0.11357 | 0.11584 | 0.0031 | 0.003162 | 0.0032252 | 0.0032897 | 0.0033555 | 0.0034227 | 0.0034911 | 0.0035609 | 0.0036321 | 0.0037048 | 0.089839 | 0.093261 | 0.096361 | 0.099199 | 0.10174 | 0.10375 | 0.10567 | 0.10778 | 0.10994 | 0.11214 | 1561.14 | 3131.6468 | 4711.6625 | 6301.3305 | 7900.7957 | 9510.2043 | 11129.7039 | 12759.4435 | 14399.5737 | 16050.2464 | 1561.14 | 3131.6468 | 4711.6625 | 6301.3305 | 7900.7957 | 9510.2043 | 11129.7039 | 12759.4435 | 14399.5737 | 16050.2464 | 1166.4752 | 2339.9492 | 3549.1928 | 4791.7046 | 6065.493 | 7368.5763 | 8699.0939 | 10055.3554 | 11435.9263 | 12839.4556 | 1166.4752 | 1173.474 | 1209.2436 | 1242.5118 | 1273.7884 | 1303.0833 | 1330.5177 | 1356.2615 | 1380.5709 | 1403.5293
Ind ¦ Steam trap survey and repair ¦ New | NEW | I_Chemicals / Pharmaceutical | Ottawa and Surrounding | Process - Boiler/Steam | Industrial | NA | End Use Consumption (m^3/year) | 3 | 0.74751 | 0.79708 | 0.84877 | 0.8911 | 0.91312 | 0.91238 | 0.90622 | 0.90625 | 0.90632 | 0.90624 | 0.023145 | 0.025173 | 0.027342 | 0.029279 | 0.030603 | 0.03119 | 0.031599 | 0.032232 | 0.032879 | 0.033534 | 0.030962 | 0.031582 | 0.032213 | 0.032858 | 0.033515 | 0.034185 | 0.034869 | 0.035566 | 0.036277 | 0.037003 | -0.0078176 | -0.0064086 | -0.0048715 | -0.0035782 | -0.0029118 | -0.0029954 | -0.00327 | -0.0033344 | -0.0033984 | -0.0034693 | 3469.1999 | 6959.2151 | 10470.3611 | 14002.9568 | 17557.3239 | 21133.7873 | 24732.6753 | 28354.3188 | 31999.0526 | 35667.2142 | 0 | 0 | 0 | 0 | 0 | 0 | 0 | 0 | 0 | 0 | 0 | 0 | 0 | 0 | 0 | 0 | 0 | 0 | 0 | 0 | 0 | 0 | 0 | 0 | 0 | 0 | 0 | 0 | 0 | 0
Ind ¦ Ventilation heat recovery ¦ New | NEW | I_Chemicals / Pharmaceutical | Ottawa and Surrounding | Space Heating/Ventilation | Industrial | NA | End Use Consumption (m^3/year) | 20 | 4.3968 | 4.4736 | 4.5345 | 4.5806 | 4.61 | 4.5832 | 4.5764 | 4.5765 | 4.5764 | 4.5764 | 0.49291 | 0.51155 | 0.52888 | 0.54494 | 0.5594 | 0.56728 | 0.57777 | 0.58933 | 0.60111 | 0.61313 | 0.11211 | 0.11435 | 0.11663 | 0.11897 | 0.12135 | 0.12377 | 0.12625 | 0.12877 | 0.13135 | 0.13398 | 0.3808 | 0.3972 | 0.41225 | 0.42598 | 0.43806 | 0.4435 | 0.45152 | 0.46055 | 0.46976 | 0.47915 | 213.9109 | 429.1053 | 645.6026 | 863.4225 | 1082.5849 | 1303.1097 | 1525.0171 | 1748.3277 | 1973.0621 | 2199.241 | 213.9109 | 429.1053 | 645.6026 | 863.4225 | 1082.5849 | 1303.1097 | 1525.0171 | 1748.3277 | 1973.0621 | 2199.241 | 123.3455 | 247.4311 | 374.9882 | 505.4009 | 640.31 | 779.2162 | 921.3369 | 1066.0968 | 1213.596 | 1363.5804 | 123.3455 | 124.0856 | 127.5571 | 130.4127 | 134.9091 | 138.9062 | 142.1207 | 144.7599 | 147.4992 | 149.9843
Ind ¦ Ventilation optimization ¦ New | NEW | I_Chemicals / Pharmaceutical | Ottawa and Surrounding | Space Heating/Ventilation | Industrial | NA | End Use Consumption (m^3/year) | 15 | 2.256 | 2.3037 | 2.3416 | 2.3703 | 2.3886 | 2.3719 | 2.3677 | 2.3677 | 2.3677 | 2.3677 | 0.54194 | 0.56449 | 0.58524 | 0.60426 | 0.62109 | 0.62909 | 0.64054 | 0.65336 | 0.66642 | 0.67974 | 0.24023 | 0.24503 | 0.24993 | 0.25493 | 0.26003 | 0.26523 | 0.27053 | 0.27594 | 0.28146 | 0.28709 | 0.30171 | 0.31946 | 0.33531 | 0.34933 | 0.36107 | 0.36387 | 0.37 | 0.37741 | 0.38496 | 0.39265 | 246.524 | 494.5271 | 744.0318 | 995.0608 | 1247.6368 | 1501.783 | 1757.5228 | 2014.8795 | 2273.8771 | 2534.5394 | 246.524 | 494.5271 | 744.0318 | 995.0608 | 1247.6368 | 1501.783 | 1757.5228 | 2014.8795 | 2273.8771 | 2534.5394 | 101.5996 | 203.8088 | 307.8504 | 412.8639 | 522.7867 | 636.8949 | 753.839 | 872.6822 | 993.8944 | 1117.1634 | 101.5996 | 102.2092 | 104.0416 | 105.0135 | 109.9228 | 114.1082 | 116.9441 | 118.8432 | 121.2122 | 123.269
Ind ¦ Warehouse loading dock seals ¦ New | NEW | I_Chemicals / Pharmaceutical | Ottawa and Surrounding | Space Heating/Ventilation | Industrial | NA | End Use Consumption (m^3/year) | 10 | 0.65563 | 0.67466 | 0.68975 | 0.70118 | 0.70846 | 0.70181 | 0.70013 | 0.70014 | 0.70014 | 0.70012 | 0.098874 | 0.10378 | 0.10822 | 0.11222 | 0.11565 | 0.11685 | 0.11891 | 0.12129 | 0.12371 | 0.12618 | 0.15081 | 0.15382 | 0.1569 | 0.16004 | 0.16324 | 0.1665 | 0.16983 | 0.17323 | 0.1767 | 0.18023 | -0.051935 | -0.050045 | -0.048679 | -0.047824 | -0.047591 | -0.04965 | -0.050928 | -0.051945 | -0.052985 | -0.054047 | 77.8947 | 156.2568 | 235.0934 | 314.4116 | 394.2186 | 474.5217 | 555.3284 | 636.646 | 718.482 | 800.8441 | 0 | 0 | 0 | 0 | 0 | 0 | 0 | 0 | 0 | 0 | 0 | 0 | 0 | 0 | 0 | 0 | 0 | 0 | 0 | 0 | 0 | 0 | 0 | 0 | 0 | 0 | 0 | 0 | 0 | 0
Ind ¦ Advanced boiler controls including air/fuel mix control | RET | I_Chemicals / Pharmaceutical | Ottawa and Surrounding | Process - Boiler/Steam | Industrial | NA | End Use Consumption (m^3/year) | 15 | 4.1594 | 4.246 | 4.3104 | 4.357 | 4.3847 | 4.3838 | 4.376 | 4.376 | 4.3761 | 4.376 | 0.12768 | 0.13294 | 0.13765 | 0.14192 | 0.14569 | 0.14857 | 0.15127 | 0.1543 | 0.15738 | 0.16053 | 0.030695 | 0.031309 | 0.031936 | 0.032574 | 0.033226 | 0.03389 | 0.034568 | 0.035259 | 0.035965 | 0.036684 | 0.09698 | 0.10163 | 0.10572 | 0.10935 | 0.11246 | 0.11468 | 0.1167 | 0.11904 | 0.12142 | 0.12384 | 198211.9252 | 197220.8656 | 196234.7612 | 195253.5874 | 194277.3195 | 193305.9329 | 192339.4032 | 191377.7062 | 190420.8177 | 189468.7136 | 198211.9252 | 197220.8656 | 196234.7612 | 195253.5874 | 194277.3195 | 193305.9329 | 192339.4032 | 191377.7062 | 190420.8177 | 189468.7136 | 8343.4012 | 16875.144 | 25532.2369 | 34337.3134 | 43221.2324 | 52099.9448 | 60896.6554 | 69560.938 | 78031.0207 | 86259.9667 | 8343.4012 | 8531.7428 | 8657.0929 | 8805.0764 | 8883.9191 | 8878.7124 | 8796.7106 | 8664.2826 | 8470.0827 | 8228.946
Ind ¦ Advanced heating and process control | RET | I_Chemicals / Pharmaceutical | Ottawa and Surrounding | Process Heat | Industrial | NA | End Use Consumption (m^3/year) | 15 | 5.3148 | 5.4254 | 5.5077 | 5.5672 | 5.6027 | 5.6015 | 5.5915 | 5.5916 | 5.5916 | 5.5916 | 0.31919 | 0.33235 | 0.34413 | 0.35481 | 0.36422 | 0.37142 | 0.37817 | 0.38574 | 0.39346 | 0.40132 | 0.060056 | 0.061257 | 0.062483 | 0.063732 | 0.065007 | 0.066307 | 0.067633 | 0.068986 | 0.070366 | 0.071773 | 0.25913 | 0.27109 | 0.28165 | 0.29108 | 0.29921 | 0.30511 | 0.31054 | 0.31675 | 0.32309 | 0.32955 | 314686.9072 | 313113.4727 | 311547.9053 | 309990.1658 | 308440.2149 | 306898.0139 | 305363.5238 | 303836.7062 | 302317.5227 | 300805.935 | 314686.9072 | 313113.4727 | 311547.9053 | 309990.1658 | 308440.2149 | 306898.0139 | 305363.5238 | 303836.7062 | 302317.5227 | 300805.935 | 14067.1307 | 28488.8773 | 43153.8488 | 58048.1993 | 73046.6709 | 88004.8165 | 102787.1204 | 117291.3474 | 131405.3876 | 145039.5621 | 14067.1307 | 14421.7467 | 14664.9715 | 14894.3505 | 14998.4716 | 14958.1456 | 14782.3039 | 14504.227 | 14114.0402 | 13634.1745
Ind ¦ Air compressor heat recovery | RET | I_Chemicals / Pharmaceutical | Ottawa and Surrounding | Space Heating/Ventilation | Industrial | NA | End Use Consumption (m^3/year) | 25 | 2.502 | 2.5404 | 2.5708 | 2.5939 | 2.6085 | 2.5951 | 2.5917 | 2.5918 | 2.5917 | 2.5917 | 0.78535 | 0.81335 | 0.83956 | 0.86403 | 0.8863 | 0.89938 | 0.91617 | 0.9345 | 0.95318 | 0.97223 | 0.31389 | 0.32017 | 0.32658 | 0.33311 | 0.33977 | 0.34656 | 0.3535 | 0.36057 | 0.36778 | 0.37513 | 0.47146 | 0.49318 | 0.51299 | 0.53092 | 0.54653 | 0.55281 | 0.56267 | 0.57393 | 0.58541 | 0.5971 | 14487.5216 | 14415.084 | 14343.0086 | 14271.2935 | 14199.9371 | 14128.9374 | 14058.2927 | 13988.0012 | 13918.0612 | 13848.4709 | 14487.5216 | 14415.084 | 14343.0086 | 14271.2935 | 14199.9371 | 14128.9374 | 14058.2927 | 13988.0012 | 13918.0612 | 13848.4709 | 297.7861 | 592.5452 | 881.1898 | 1181.6144 | 1490.8538 | 1803.221 | 2114.8649 | 2427.7852 | 2740.6589 | 3054.6877 | 297.7861 | 294.7591 | 288.6446 | 300.4246 | 309.2395 | 312.3671 | 311.6439 | 312.9203 | 312.8738 | 314.0288
Ind ¦ Air curtains | RET | I_Chemicals / Pharmaceutical | Ottawa and Surrounding | Space Heating/Ventilation | Industrial | NA | End Use Consumption (m^3/year) | 15 | 0.92289 | 0.94244 | 0.95793 | 0.96967 | 0.97714 | 0.97032 | 0.9686 | 0.96861 | 0.96861 | 0.96859 | 0.13548 | 0.14112 | 0.14631 | 0.15106 | 0.15527 | 0.15727 | 0.16013 | 0.16334 | 0.16661 | 0.16993 | 0.1468 | 0.14974 | 0.15274 | 0.15579 | 0.15891 | 0.16208 | 0.16533 | 0.16863 | 0.172 | 0.17544 | -0.01132 | -0.0086192 | -0.0064252 | -0.0047254 | -0.0036321 | -0.0048103 | -0.0051917 | -0.0052929 | -0.0053996 | -0.0055101 | 8623.5248 | 8580.4071 | 8537.5051 | 8494.8176 | 8452.3435 | 8410.0818 | 8368.0314 | 8326.1912 | 8284.5603 | 8243.1375 | 0 | 0 | 0 | 0 | 0 | 0 | 0 | 0 | 0 | 0 | 0 | 0 | 0 | 0 | 0 | 0 | 0 | 0 | 0 | 0 | 0 | 0 | 0 | 0 | 0 | 0 | 0 | 0 | 0 | 0
Ind ¦ Automated temperature control | RET | I_Chemicals / Pharmaceutical | Ottawa and Surrounding | Space Heating/Ventilation | Industrial | NA | End Use Consumption (m^3/year) | 25 | 1.1676 | 1.1855 | 1.1997 | 1.2105 | 1.2173 | 1.2111 | 1.2095 | 1.2095 | 1.2095 | 1.2095 | 0.26178 | 0.27112 | 0.27985 | 0.28801 | 0.29543 | 0.29979 | 0.30539 | 0.3115 | 0.31773 | 0.32408 | 0.22421 | 0.22869 | 0.23327 | 0.23793 | 0.24269 | 0.24755 | 0.2525 | 0.25755 | 0.2627 | 0.26795 | 0.037574 | 0.042423 | 0.046585 | 0.050076 | 0.052741 | 0.052247 | 0.052892 | 0.053952 | 0.055029 | 0.056126 | 11178.6432 | 11122.75 | 11067.1363 | 11011.8006 | 10956.7416 | 10901.9579 | 10847.4481 | 10793.2108 | 10739.2448 | 10685.5486 | 11178.6432 | 11122.75 | 11067.1363 | 11011.8006 | 10956.7416 | 10901.9579 | 10847.4481 | 10793.2108 | 10739.2448 | 10685.5486 | 6.8043 | 12.7288 | 17.6113 | 23.7822 | 31.0145 | 38.5323 | 45.8557 | 53.3407 | 60.8719 | 68.6873 | 6.8043 | 5.9245 | 4.8825 | 6.1709 | 7.2322 | 7.5178 | 7.3235 | 7.485 | 7.5312 | 7.8154
Ind ¦ Blow down heat recovery and control | RET | I_Chemicals / Pharmaceutical | Ottawa and Surrounding | Process - Boiler/Steam | Industrial | NA | End Use Consumption (m^3/year) | 20 | 1.9672 | 2.0009 | 2.026 | 2.0442 | 2.055 | 2.0547 | 2.0516 | 2.0517 | 2.0517 | 2.0517 | 0.061959 | 0.064282 | 0.066391 | 0.068326 | 0.070062 | 0.071451 | 0.072771 | 0.074227 | 0.075713 | 0.077227 | 0.031496 | 0.032126 | 0.032769 | 0.033424 | 0.034093 | 0.034774 | 0.03547 | 0.036179 | 0.036903 | 0.037641 | 0.030463 | 0.032156 | 0.033622 | 0.034902 | 0.035969 | 0.036676 | 0.037301 | 0.038048 | 0.03881 | 0.039587 | 113263.9573 | 112697.6375 | 112134.1493 | 111573.4785 | 111015.6111 | 110460.5331 | 109908.2304 | 109358.6893 | 108811.8958 | 108267.8363 | 113263.9573 | 112697.6375 | 112134.1493 | 111573.4785 | 111015.6111 | 110460.5331 | 109908.2304 | 109358.6893 | 108811.8958 | 108267.8363 | 2110.9916 | 4190.41 | 6214.0215 | 8330.4423 | 10516.1658 | 12725.5028 | 14928.0063 | 17141.3841 | 19356.0274 | 21583.1175 | 2110.9916 | 2079.4184 | 2023.6115 | 2116.4208 | 2185.7235 | 2209.337 | 2202.5035 | 2213.3778 | 2214.6433 | 2227.0901
Ind ¦ Boiler combustion air preheat | RET | I_Chemicals / Pharmaceutical | Ottawa and Surrounding | Process - Boiler/Steam | Industrial | NA | End Use Consumption (m^3/year) | 20 | 68.9876 | 69.0887 | 69.1845 | 69.2782 | 69.3709 | 69.4563 | 69.5363 | 69.6241 | 69.7143 | 69.809 | 2.0992 | 2.1443 | 2.1902 | 2.2371 | 2.2849 | 2.3334 | 2.3828 | 2.4336 | 2.4854 | 2.5386 | 0.030429 | 0.031037 | 0.031658 | 0.032291 | 0.032937 | 0.033596 | 0.034267 | 0.034953 | 0.035652 | 0.036365 | 2.0688 | 2.1133 | 2.1586 | 2.2048 | 2.2519 | 2.2998 | 2.3486 | 2.3986 | 2.4498 | 2.5022 | 145625.0879 | 144896.9625 | 144172.4776 | 143451.6153 | 142734.3572 | 142020.6854 | 141310.582 | 140604.0291 | 139901.0089 | 139201.5039 | 145625.0879 | 144896.9625 | 144172.4776 | 143451.6153 | 142734.3572 | 142020.6854 | 141310.582 | 140604.0291 | 139901.0089 | 139201.5039 | 7345.4926 | 14924.4524 | 22672.3854 | 30517.2873 | 38381.8159 | 46186.2642 | 53851.7609 | 61303.495 | 68473.6245 | 75303.7703 | 7345.4926 | 7578.9598 | 7747.933 | 7844.9019 | 7864.5286 | 7804.4483 | 7665.4967 | 7451.7341 | 7170.1295 | 6830.1458
Ind ¦ Condensate return | RET | I_Chemicals / Pharmaceutical | Ottawa and Surrounding | Process - Boiler/Steam | Industrial | NA | End Use Consumption (m^3/year) | 25 | 1.6724 | 1.6976 | 1.7164 | 1.73 | 1.7381 | 1.7378 | 1.7356 | 1.7356 | 1.7357 | 1.7357 | 0.070532 | 0.073026 | 0.07531 | 0.077423 | 0.079342 | 0.080918 | 0.082429 | 0.08408 | 0.085765 | 0.087483 | 0.042173 | 0.043016 | 0.043877 | 0.044754 | 0.045649 | 0.046562 | 0.047494 | 0.048443 | 0.049412 | 0.050401 | 0.028359 | 0.03001 | 0.031433 | 0.032669 | 0.033693 | 0.034355 | 0.034936 | 0.035637 | 0.036353 | 0.037082 | 136635.8849 | 135952.7055 | 135272.942 | 134596.5773 | 133923.5944 | 133253.9764 | 132587.7065 | 131924.768 | 131265.1442 | 130608.8184 | 136635.8849 | 135952.7055 | 135272.942 | 134596.5773 | 133923.5944 | 133253.9764 | 132587.7065 | 131924.768 | 131265.1442 | 130608.8184 | 1117.0374 | 2187.0074 | 3188.3379 | 4277.4595 | 5431.053 | 6604.2535 | 7768.6854 | 8944.9977 | 10126.144 | 11326.0967 | 1117.0374 | 1069.97 | 1001.3305 | 1089.1216 | 1153.5935 | 1173.2005 | 1164.4319 | 1176.3123 | 1181.1463 | 1199.9527
Ind ¦ Condensing boiler | RET | I_Chemicals / Pharmaceutical | Ottawa and Surrounding | Process - Boiler/Steam | Industrial | NA | End Use Consumption (m^3/year) | 20 | 3.224 | 3.2793 | 3.3205 | 3.3502 | 3.368 | 3.3674 | 3.3624 | 3.3624 | 3.3625 | 3.3625 | 0.3098 | 0.32141 | 0.33195 | 0.34163 | 0.35031 | 0.35725 | 0.36386 | 0.37114 | 0.37856 | 0.38614 | 0.09609 | 0.098012 | 0.099972 | 0.10197 | 0.10401 | 0.10609 | 0.10821 | 0.11038 | 0.11258 | 0.11484 | 0.21371 | 0.2234 | 0.23198 | 0.23966 | 0.2463 | 0.25116 | 0.25564 | 0.26076 | 0.26598 | 0.2713 | 305632.9005 | 304104.736 | 302584.2123 | 301071.2913 | 299565.9348 | 298068.1051 | 296577.7646 | 295094.8758 | 293619.4014 | 292151.3044 | 305632.9005 | 304104.736 | 302584.2123 | 301071.2913 | 299565.9348 | 298068.1051 | 296577.7646 | 295094.8758 | 293619.4014 | 292151.3044 | 10497.3502 | 21125.0072 | 31795.1338 | 42726.0176 | 53830.2842 | 64985.7894 | 76096.552 | 87143.5851 | 98065.0413 | 108833.3348 | 10497.3502 | 10627.657 | 10670.1266 | 10930.8838 | 11104.2666 | 11155.5052 | 11110.7626 | 11047.0331 | 10921.4562 | 10768.2935
Ind ¦ Condensing Economizer | RET | I_Chemicals / Pharmaceutical | Ottawa and Surrounding | Process - Boiler/Steam | Industrial | NA | End Use Consumption (m^3/year) | 15 | 3.7008 | 3.7778 | 3.835 | 3.8765 | 3.9012 | 3.9004 | 3.8934 | 3.8934 | 3.8935 | 3.8934 | 0.25535 | 0.26588 | 0.27531 | 0.28385 | 0.29137 | 0.29714 | 0.30254 | 0.30859 | 0.31477 | 0.32106 | 0.069 | 0.07038 | 0.071788 | 0.073223 | 0.074688 | 0.076182 | 0.077705 | 0.079259 | 0.080844 | 0.082461 | 0.18635 | 0.1955 | 0.20352 | 0.21063 | 0.21668 | 0.22096 | 0.22483 | 0.22933 | 0.23392 | 0.2386 | 242708.4798 | 241494.9374 | 240287.4627 | 239086.0254 | 237890.5953 | 236701.1423 | 235517.6366 | 234340.0484 | 233168.3482 | 232002.5064 | 242708.4798 | 241494.9374 | 240287.4627 | 239086.0254 | 237890.5953 | 236701.1423 | 235517.6366 | 234340.0484 | 233168.3482 | 232002.5064 | 9855.4258 | 19917.9064 | 30114.6703 | 40494.4538 | 50978.5496 | 61468.0883 | 71874.3085 | 82144.672 | 92209.4085 | 102017.6958 | 9855.4258 | 10062.4806 | 10196.7638 | 10379.7836 | 10484.0957 | 10489.5388 | 10406.2202 | 10270.3634 | 10064.7366 | 9808.2872
Ind ¦ De-stratification fans | RET | I_Chemicals / Pharmaceutical | Ottawa and Surrounding | Space Heating/Ventilation | Industrial | NA | End Use Consumption (m^3/year) | 25 | 1.4153 | 1.437 | 1.4542 | 1.4672 | 1.4755 | 1.468 | 1.466 | 1.466 | 1.466 | 1.466 | 0.29918 | 0.30985 | 0.31983 | 0.32915 | 0.33764 | 0.34262 | 0.34902 | 0.356 | 0.36312 | 0.37037 | 0.2114 | 0.21563 | 0.21994 | 0.22434 | 0.22882 | 0.2334 | 0.23807 | 0.24283 | 0.24769 | 0.25264 | 0.087784 | 0.094223 | 0.099894 | 0.10482 | 0.10881 | 0.10922 | 0.11095 | 0.11317 | 0.11543 | 0.11773 | 8176.379 | 8135.4971 | 8094.8197 | 8054.3456 | 8014.0738 | 7974.0035 | 7934.1334 | 7894.4628 | 7854.9905 | 7815.7155 | 8176.379 | 8135.4971 | 8094.8197 | 8054.3456 | 8014.0738 | 7974.0035 | 7934.1334 | 7894.4628 | 7854.9905 | 7815.7155 | 22.3253 | 42.9501 | 61.1822 | 82.2621 | 105.3919 | 129.0748 | 152.3797 | 175.9977 | 199.7046 | 223.9656 | 22.3253 | 20.6248 | 18.2321 | 21.08 | 23.1297 | 23.6829 | 23.305 | 23.6179 | 23.7069 | 24.261
Ind ¦ Direct contact hot water heaters | RET | I_Chemicals / Pharmaceutical | Ottawa and Surrounding | Process - Boiler/Steam | Industrial | NA | End Use Consumption (m^3/year) | 20 | 11.6065 | 11.8055 | 11.9537 | 12.0609 | 12.1248 | 12.1227 | 12.1047 | 12.1048 | 12.1049 | 12.105 | 0.46469 | 0.48212 | 0.49793 | 0.51244 | 0.52546 | 0.53588 | 0.54579 | 0.5567 | 0.56785 | 0.57921 | 0.040038 | 0.040838 | 0.041655 | 0.042488 | 0.043338 | 0.044205 | 0.045089 | 0.045991 | 0.04691 | 0.047849 | 0.42466 | 0.44128 | 0.45628 | 0.46996 | 0.48212 | 0.49168 | 0.5007 | 0.51071 | 0.52094 | 0.53136 | 258889.0451 | 257594.5999 | 256306.6269 | 255025.0938 | 253749.9683 | 252481.2185 | 251218.8124 | 249962.7183 | 248712.9047 | 247469.3402 | 258889.0451 | 257594.5999 | 256306.6269 | 255025.0938 | 253749.9683 | 252481.2185 | 251218.8124 | 249962.7183 | 248712.9047 | 247469.3402 | 12405.1283 | 25169.0282 | 38189.1625 | 51382.584 | 64629.626 | 77802.5323 | 90776.7609 | 103441.2956 | 115689.3938 | 127430.3985 | 12405.1283 | 12763.8999 | 13020.1343 | 13193.4214 | 13247.042 | 13172.9064 | 12974.2286 | 12664.5347 | 12248.0981 | 11741.0047
Ind ¦ Energy Management and Process Improvement | RET | I_Chemicals / Pharmaceutical | Ottawa and Surrounding | Cross Cutting/Behavioural | Industrial | NA | End Use Consumption (m^3/year) | 15 | 3.6479 | 3.7238 | 3.7802 | 3.8211 | 3.8455 | 3.8447 | 3.8378 | 3.8378 | 3.8379 | 3.8378 | 0.25535 | 0.26588 | 0.27531 | 0.28385 | 0.29137 | 0.29714 | 0.30254 | 0.30859 | 0.31477 | 0.32106 | 0.07 | 0.0714 | 0.072828 | 0.074285 | 0.07577 | 0.077286 | 0.078831 | 0.080408 | 0.082016 | 0.083656 | 0.18535 | 0.19448 | 0.20248 | 0.20956 | 0.2156 | 0.21985 | 0.22371 | 0.22818 | 0.23275 | 0.2374 | 1525016.8929 | 1517391.8084 | 1509804.8494 | 1502255.8251 | 1494744.546 | 1487270.8233 | 1479834.4692 | 1472435.2968 | 1465073.1203 | 1457747.7547 | 1525016.8929 | 1517391.8084 | 1509804.8494 | 1502255.8251 | 1494744.546 | 1487270.8233 | 1479834.4692 | 1472435.2968 | 1465073.1203 | 1457747.7547 | 61626.7809 | 124535.397 | 188262.8353 | 253150.5764 | 318699.7475 | 384292.2056 | 449374.3507 | 513623.4794 | 576605.9293 | 638007.8259 | 61626.7809 | 62908.6161 | 63727.4383 | 64887.7411 | 65549.1711 | 65592.4582 | 65082.1451 | 64249.1287 | 62982.4499 | 61401.8967
Ind ¦ Exhaust gas heat recovery | RET | I_Chemicals / Pharmaceutical | Ottawa and Surrounding | Process Heat | Industrial | NA | End Use Consumption (m^3/year) | 15 | 5.3148 | 5.4254 | 5.5077 | 5.5672 | 5.6027 | 5.6015 | 5.5915 | 5.5916 | 5.5916 | 5.5916 | 0.44687 | 0.46529 | 0.48179 | 0.49674 | 0.5099 | 0.51999 | 0.52944 | 0.54003 | 0.55084 | 0.56185 | 0.084079 | 0.08576 | 0.087476 | 0.089225 | 0.09101 | 0.09283 | 0.094686 | 0.09658 | 0.098512 | 0.10048 | 0.36279 | 0.37953 | 0.39431 | 0.40751 | 0.41889 | 0.42716 | 0.43475 | 0.44345 | 0.45233 | 0.46137 | 550702.0876 | 547948.5772 | 545208.8343 | 542482.7901 | 539770.3762 | 537071.5243 | 534386.1667 | 531714.2358 | 529055.6646 | 526410.3863 | 550702.0876 | 547948.5772 | 545208.8343 | 542482.7901 | 539770.3762 | 537071.5243 | 534386.1667 | 531714.2358 | 529055.6646 | 526410.3863 | 24617.4787 | 49855.5353 | 75519.2354 | 101584.3488 | 127831.674 | 154008.4289 | 179877.4607 | 205259.858 | 229959.4283 | 253819.2336 | 24617.4787 | 25238.0566 | 25663.7001 | 26065.1134 | 26247.3252 | 26176.7549 | 25869.0318 | 25382.3973 | 24699.5703 | 23859.8053
Ind ¦ Feedwater Economizers | RET | I_Chemicals / Pharmaceutical | Ottawa and Surrounding | Process - Boiler/Steam | Industrial | NA | End Use Consumption (m^3/year) | 20 | 2.418 | 2.4595 | 2.4903 | 2.5127 | 2.526 | 2.5256 | 2.5218 | 2.5218 | 2.5219 | 2.5219 | 0.12392 | 0.12856 | 0.13278 | 0.13665 | 0.14012 | 0.1429 | 0.14554 | 0.14845 | 0.15143 | 0.15445 | 0.051248 | 0.052273 | 0.053318 | 0.054385 | 0.055473 | 0.056582 | 0.057714 | 0.058868 | 0.060045 | 0.061246 | 0.07267 | 0.076292 | 0.079463 | 0.082267 | 0.084651 | 0.086319 | 0.087829 | 0.089587 | 0.091381 | 0.093209 | 161805.6532 | 160996.6249 | 160191.6418 | 159390.6836 | 158593.7302 | 157800.7615 | 157011.7577 | 156226.6989 | 155445.5655 | 154668.3376 | 161805.6532 | 160996.6249 | 160191.6418 | 159390.6836 | 158593.7302 | 157800.7615 | 157011.7577 | 156226.6989 | 155445.5655 | 154668.3376 | 4216.22 | 8429.6094 | 12602.2132 | 16914.0451 | 21329.0259 | 25781.8531 | 30225.9167 | 34675.4895 | 39110.208 | 43535.9536 | 4216.22 | 4213.3894 | 4172.6038 | 4311.8319 | 4414.9808 | 4452.8272 | 4444.0636 | 4449.5728 | 4434.7186 | 4425.7456
Ind ¦ Heat recovery to preheat make-up water | RET | I_Chemicals / Pharmaceutical | Ottawa and Surrounding | Process - Boiler/Steam | Industrial | NA | End Use Consumption (m^3/year) | 25 | 3.4769 | 3.5293 | 3.5683 | 3.5965 | 3.6134 | 3.6129 | 3.6082 | 3.6083 | 3.6084 | 3.6085 | 0.2116 | 0.21908 | 0.22593 | 0.23227 | 0.23803 | 0.24275 | 0.24729 | 0.25224 | 0.2573 | 0.26245 | 0.060857 | 0.062074 | 0.063316 | 0.064582 | 0.065874 | 0.067191 | 0.068535 | 0.069906 | 0.071304 | 0.07273 | 0.15074 | 0.157 | 0.16261 | 0.16769 | 0.17215 | 0.17556 | 0.17875 | 0.18234 | 0.18599 | 0.18972 | 339791.8718 | 338092.9124 | 336402.4478 | 334720.4356 | 333046.8334 | 331381.5992 | 329724.6913 | 328076.0678 | 326435.6875 | 324803.509 | 339791.8718 | 338092.9124 | 336402.4478 | 334720.4356 | 333046.8334 | 331381.5992 | 329724.6913 | 328076.0678 | 326435.6875 | 324803.509 | 11206.6745 | 22526.2224 | 33869.8352 | 45503.7466 | 57340.5406 | 69242.3916 | 81101.2248 | 92908.6857 | 104600.3898 | 116155.6838 | 11206.6745 | 11319.548 | 11343.6128 | 11633.9113 | 11836.794 | 11901.851 | 11858.8332 | 11807.4609 | 11691.7041 | 11555.294
Ind ¦ High-efficiency burner | RET | I_Chemicals / Pharmaceutical | Ottawa and Surrounding | Process - Boiler/Steam | Industrial | NA | End Use Consumption (m^3/year) | 20 | 2.5792 | 2.6234 | 2.6564 | 2.6802 | 2.6944 | 2.6939 | 2.6899 | 2.6899 | 2.69 | 2.69 | 0.1549 | 0.16071 | 0.16598 | 0.17081 | 0.17515 | 0.17863 | 0.18193 | 0.18557 | 0.18928 | 0.19307 | 0.060056 | 0.061257 | 0.062483 | 0.063732 | 0.065007 | 0.066307 | 0.067633 | 0.068986 | 0.070366 | 0.071773 | 0.094842 | 0.099448 | 0.10349 | 0.10708 | 0.11015 | 0.11232 | 0.1143 | 0.11658 | 0.11892 | 0.1213 | 91689.8702 | 91231.4208 | 90775.2637 | 90321.3874 | 89869.7804 | 89420.4315 | 88973.3294 | 88528.4627 | 88085.8204 | 87645.3913 | 91689.8702 | 91231.4208 | 90775.2637 | 90321.3874 | 89869.7804 | 89420.4315 | 88973.3294 | 88528.4627 | 88085.8204 | 87645.3913 | 2580.2368 | 5168.0387 | 7741.2112 | 10393.1548 | 13102.6435 | 15833.0732 | 18557.6124 | 21281.5292 | 23991.8429 | 26689.4306 | 2580.2368 | 2587.8018 | 2573.1725 | 2651.9436 | 2709.4887 | 2730.4297 | 2724.5391 | 2723.9169 | 2710.3136 | 2697.5878
Ind ¦ High-efficiency burners | RET | I_Chemicals / Pharmaceutical | Ottawa and Surrounding | Process Heat | Industrial | NA | End Use Consumption (m^3/year) | 20 | 8.928 | 9.0812 | 9.1951 | 9.2776 | 9.3267 | 9.3252 | 9.3113 | 9.3113 | 9.3115 | 9.3115 | 0.61959 | 0.64282 | 0.66391 | 0.68326 | 0.70062 | 0.71451 | 0.72771 | 0.74227 | 0.75713 | 0.77227 | 0.069398 | 0.070786 | 0.072202 | 0.073646 | 0.075119 | 0.076621 | 0.078154 | 0.079717 | 0.081311 | 0.082938 | 0.55019 | 0.57204 | 0.59171 | 0.60961 | 0.6255 | 0.63789 | 0.64956 | 0.66256 | 0.67582 | 0.68934 | 188812.1443 | 187868.0836 | 186928.7432 | 185994.0995 | 185064.129 | 184138.8083 | 183218.1143 | 182302.0237 | 181390.5136 | 180483.561 | 188812.1443 | 187868.0836 | 186928.7432 | 185994.0995 | 185064.129 | 184138.8083 | 183218.1143 | 182302.0237 | 181390.5136 | 180483.561 | 8823.0258 | 17891.4959 | 27134.5631 | 36506.4637 | 45925.2462 | 55301.7299 | 64549.6498 | 73594.6927 | 82363.096 | 90792.714 | 8823.0258 | 9068.4701 | 9243.0672 | 9371.9006 | 9418.7825 | 9376.4837 | 9247.9199 | 9045.0428 | 8768.4034 | 8429.618
Ind ¦ Insulation | RET | I_Chemicals / Pharmaceutical | Ottawa and Surrounding | Process - Boiler/Steam | Industrial | NA | End Use Consumption (m^3/year) | 15 | 5.3148 | 5.4254 | 5.5077 | 5.5672 | 5.6027 | 5.6015 | 5.5915 | 5.5916 | 5.5916 | 5.5916 | 0.12768 | 0.13294 | 0.13765 | 0.14192 | 0.14569 | 0.14857 | 0.15127 | 0.1543 | 0.15738 | 0.16053 | 0.024023 | 0.024503 | 0.024993 | 0.025493 | 0.026003 | 0.026523 | 0.027053 | 0.027594 | 0.028146 | 0.028709 | 0.10365 | 0.10844 | 0.11266 | 0.11643 | 0.11968 | 0.12205 | 0.12422 | 0.1267 | 0.12924 | 0.13182 | 233719.2769 | 232550.6805 | 231387.9271 | 230230.9874 | 229079.8325 | 227934.4333 | 226794.7612 | 225660.7874 | 224532.4834 | 223409.821 | 233719.2769 | 232550.6805 | 231387.9271 | 230230.9874 | 229079.8325 | 227934.4333 | 226794.7612 | 225660.7874 | 224532.4834 | 223409.821 | 10447.7165 | 21158.8079 | 32050.5433 | 43112.6394 | 54252.0667 | 65361.5438 | 76340.4225 | 87112.7723 | 97595.3288 | 107721.4869 | 10447.7165 | 10711.0913 | 10891.7354 | 11062.0962 | 11139.4273 | 11109.4771 | 10978.8787 | 10772.3498 | 10482.5564 | 10126.1582
Ind ¦ Radiant heaters | RET | I_Chemicals / Pharmaceutical | Ottawa and Surrounding | Space Heating/Ventilation | Industrial | NA | End Use Consumption (m^3/year) | 20 | 1.4656 | 1.4912 | 1.5115 | 1.5269 | 1.5367 | 1.5277 | 1.5255 | 1.5255 | 1.5255 | 1.5255 | 0.98582 | 1.0231 | 1.0578 | 1.0899 | 1.1188 | 1.1346 | 1.1555 | 1.1787 | 1.2022 | 1.2263 | 0.67263 | 0.68608 | 0.69981 | 0.7138 | 0.72808 | 0.74264 | 0.75749 | 0.77264 | 0.78809 | 0.80386 | 0.31319 | 0.33701 | 0.35795 | 0.37608 | 0.39073 | 0.39191 | 0.39804 | 0.40601 | 0.41413 | 0.42239 | 13031.1041 | 12965.9486 | 12901.1188 | 12836.6132 | 12772.4302 | 12708.568 | 12645.0252 | 12581.8001 | 12518.8911 | 12456.2966 | 13031.1041 | 12965.9486 | 12901.1188 | 12836.6132 | 12772.4302 | 12708.568 | 12645.0252 | 12581.8001 | 12518.8911 | 12456.2966 | 81.8564 | 160.2519 | 233.6783 | 313.2383 | 397.4322 | 483.48 | 568.5371 | 654.7013 | 741.2801 | 829.6945 | 81.8564 | 78.3955 | 73.4264 | 79.56 | 84.194 | 86.0478 | 85.0571 | 86.1642 | 86.5788 | 88.4144
Ind ¦ Reduce Steam Pressure | RET | I_Chemicals / Pharmaceutical | Ottawa and Surrounding | Process - Boiler/Steam | Industrial | NA | End Use Consumption (m^3/year) | 20 | 29.9803 | 30.4945 | 30.8771 | 31.154 | 31.3191 | 31.3138 | 31.2672 | 31.2674 | 31.2679 | 31.268 | 0.092939 | 0.096423 | 0.099586 | 0.10249 | 0.10509 | 0.10718 | 0.10916 | 0.11134 | 0.11357 | 0.11584 | 0.0031 | 0.003162 | 0.0032252 | 0.0032897 | 0.0033555 | 0.0034227 | 0.0034911 | 0.0035609 | 0.0036321 | 0.0037048 | 0.089839 | 0.093261 | 0.096361 | 0.099199 | 0.10174 | 0.10375 | 0.10567 | 0.10778 | 0.10994 | 0.11214 | 97083.3919 | 96597.975 | 96114.9851 | 95634.4102 | 95156.2381 | 94680.4569 | 94207.0546 | 93736.0194 | 93267.3393 | 92801.0026 | 97083.3919 | 96597.975 | 96114.9851 | 95634.4102 | 95156.2381 | 94680.4569 | 94207.0546 | 93736.0194 | 93267.3393 | 92801.0026 | 4953.1792 | 10061.4765 | 15279.9819 | 20559.749 | 25847.6652 | 31089.034 | 36230.0644 | 41220.4453 | 46014.7148 | 50574.3238 | 4953.1792 | 5108.2973 | 5218.5053 | 5279.7671 | 5287.9162 | 5241.3689 | 5141.0304 | 4990.3809 | 4794.2695 | 4559.609
Ind ¦ Steam trap survey and repair | RET | I_Chemicals / Pharmaceutical | Ottawa and Surrounding | Process - Boiler/Steam | Industrial | NA | End Use Consumption (m^3/year) | 3 | 0.74751 | 0.79708 | 0.84877 | 0.8911 | 0.91312 | 0.91238 | 0.90622 | 0.90625 | 0.90632 | 0.90624 | 0.023145 | 0.025173 | 0.027342 | 0.029279 | 0.030603 | 0.03119 | 0.031599 | 0.032232 | 0.032879 | 0.033534 | 0.030962 | 0.031582 | 0.032213 | 0.032858 | 0.033515 | 0.034185 | 0.034869 | 0.035566 | 0.036277 | 0.037003 | -0.0078176 | -0.0064086 | -0.0048715 | -0.0035782 | -0.0029118 | -0.0029954 | -0.00327 | -0.0033344 | -0.0033984 | -0.0034693 | 215740.871 | 214662.1666 | 213588.8558 | 212520.9115 | 211458.3069 | 210401.0154 | 209349.0103 | 208302.2653 | 207260.7539 | 206224.4502 | 0 | 0 | 0 | 0 | 0 | 0 | 0 | 0 | 0 | 0 | 0 | 0 | 0 | 0 | 0 | 0 | 0 | 0 | 0 | 0 | 0 | 0 | 0 | 0 | 0 | 0 | 0 | 0 | 0 | 0
Ind ¦ Ventilation heat recovery | RET | I_Chemicals / Pharmaceutical | Ottawa and Surrounding | Space Heating/Ventilation | Industrial | NA | End Use Consumption (m^3/year) | 20 | 4.3968 | 4.4736 | 4.5345 | 4.5806 | 4.61 | 4.5832 | 4.5764 | 4.5765 | 4.5764 | 4.5764 | 0.49291 | 0.51155 | 0.52888 | 0.54494 | 0.5594 | 0.56728 | 0.57777 | 0.58933 | 0.60111 | 0.61313 | 0.11211 | 0.11435 | 0.11663 | 0.11897 | 0.12135 | 0.12377 | 0.12625 | 0.12877 | 0.13135 | 0.13398 | 0.3808 | 0.3972 | 0.41225 | 0.42598 | 0.43806 | 0.4435 | 0.45152 | 0.46055 | 0.46976 | 0.47915 | 13302.5854 | 13236.0725 | 13169.8921 | 13104.0427 | 13038.5225 | 12973.3299 | 12908.4632 | 12843.9209 | 12779.7013 | 12715.8028 | 13302.5854 | 13236.0725 | 13169.8921 | 13104.0427 | 13038.5225 | 12973.3299 | 12908.4632 | 12843.9209 | 12779.7013 | 12715.8028 | 523.7595 | 1057.3276 | 1596.6951 | 2146.7517 | 2703.2713 | 3260.6345 | 3813.9629 | 4360.9619 | 4898.0139 | 5422.756 | 523.7595 | 533.5681 | 539.3675 | 550.0565 | 556.5197 | 557.3631 | 553.3284 | 546.999 | 537.052 | 524.7421
Ind ¦ Ventilation optimization | RET | I_Chemicals / Pharmaceutical | Ottawa and Surrounding | Space Heating/Ventilation | Industrial | NA | End Use Consumption (m^3/year) | 15 | 2.256 | 2.3037 | 2.3416 | 2.3703 | 2.3886 | 2.3719 | 2.3677 | 2.3677 | 2.3677 | 2.3677 | 0.54194 | 0.56449 | 0.58524 | 0.60426 | 0.62109 | 0.62909 | 0.64054 | 0.65336 | 0.66642 | 0.67974 | 0.24023 | 0.24503 | 0.24993 | 0.25493 | 0.26003 | 0.26523 | 0.27053 | 0.27594 | 0.28146 | 0.28709 | 0.30171 | 0.31946 | 0.33531 | 0.34933 | 0.36107 | 0.36387 | 0.37 | 0.37741 | 0.38496 | 0.39265 | 15330.7107 | 15254.0572 | 15177.7869 | 15101.8979 | 15026.3884 | 14951.2565 | 14876.5002 | 14802.1177 | 14728.1071 | 14654.4666 | 15330.7107 | 15254.0572 | 15177.7869 | 15101.8979 | 15026.3884 | 14951.2565 | 14876.5002 | 14802.1177 | 14728.1071 | 14654.4666 | 431.4202 | 864.1053 | 1294.3444 | 1737.7541 | 2190.7855 | 2647.3182 | 3102.8661 | 3558.3099 | 4011.4791 | 4462.5207 | 431.4202 | 432.6851 | 430.2391 | 443.4097 | 453.0314 | 456.5327 | 455.5478 | 455.4438 | 453.1693 | 451.0415
Ind ¦ Warehouse loading dock seals | RET | I_Chemicals / Pharmaceutical | Ottawa and Surrounding | Space Heating/Ventilation | Industrial | NA | End Use Consumption (m^3/year) | 10 | 0.65563 | 0.67466 | 0.68975 | 0.70118 | 0.70846 | 0.70181 | 0.70013 | 0.70014 | 0.70014 | 0.70012 | 0.098874 | 0.10378 | 0.10822 | 0.11222 | 0.11565 | 0.11685 | 0.11891 | 0.12129 | 0.12371 | 0.12618 | 0.15081 | 0.15382 | 0.1569 | 0.16004 | 0.16324 | 0.1665 | 0.16983 | 0.17323 | 0.1767 | 0.18023 | -0.051935 | -0.050045 | -0.048679 | -0.047824 | -0.047591 | -0.04965 | -0.050928 | -0.051945 | -0.052985 | -0.054047 | 4844.0787 | 4819.8583 | 4795.759 | 4771.7802 | 4747.9213 | 4724.1817 | 4700.5608 | 4677.058 | 4653.6727 | 4630.4044 | 0 | 0 | 0 | 0 | 0 | 0 | 0 | 0 | 0 | 0 | 0 | 0 | 0 | 0 | 0 | 0 | 0 | 0 | 0 | 0 | 0 | 0 | 0 | 0 | 0 | 0 | 0 | 0 | 0 | 0
Ind ¦ Boiler right sizing and load management | ROB | I_Chemicals / Pharmaceutical | Ottawa and Surrounding | Process - Boiler/Steam | Industrial | NA | End Use Consumption (m^3/year) | 25 | INF | INF | INF | INF | INF | INF | INF | INF | INF | INF | 0.35266 | 0.36513 | 0.37655 | 0.38712 | 0.39671 | 0.40459 | 0.41215 | 0.4204 | 0.42883 | 0.43741 | 0 | 0 | 0 | 0 | 0 | 0 | 0 | 0 | 0 | 0 | 0.35266 | 0.36513 | 0.37655 | 0.38712 | 0.39671 | 0.40459 | 0.41215 | 0.4204 | 0.42883 | 0.43741 | 471933.1552 | 469573.4894 | 467225.622 | 464889.4939 | 462565.0464 | 460252.2212 | 457950.9601 | 455661.2053 | 453382.8992 | 451115.9847 | 471933.1552 | 469573.4894 | 467225.622 | 464889.4939 | 462565.0464 | 460252.2212 | 457950.9601 | 455661.2053 | 453382.8992 | 451115.9847 | 14128.4037 | 28004.043 | 41612.9992 | 54942.5696 | 67981.4048 | 80719.602 | 93148.7606 | 105262.0035 | 117053.9675 | 128520.7694 | 14128.4037 | 13875.6394 | 13608.9561 | 13329.5705 | 13038.8352 | 12738.1972 | 12429.1587 | 12113.2429 | 11791.964 | 11466.8019
Ind ¦ Advanced boiler controls including air/fuel mix control ¦ New | NEW | I_Food & Beverage | Ottawa and Surrounding | Process - Boiler/Steam | Industrial | NA | End Use Consumption (m^3/year) | 15 | 4.1594 | 4.246 | 4.3104 | 4.357 | 4.3847 | 4.3838 | 4.376 | 4.376 | 4.3761 | 4.376 | 0.12768 | 0.13294 | 0.13765 | 0.14192 | 0.14569 | 0.14857 | 0.15127 | 0.1543 | 0.15738 | 0.16053 | 0.030695 | 0.031309 | 0.031936 | 0.032574 | 0.033226 | 0.03389 | 0.034568 | 0.035259 | 0.035965 | 0.036684 | 0.09698 | 0.10163 | 0.10572 | 0.10935 | 0.11246 | 0.11468 | 0.1167 | 0.11904 | 0.12142 | 0.12384 | 1213.0992 | 2445.6079 | 3697.9642 | 4970.6149 | 6264.0164 | 7578.6342 | 8914.9436 | 10273.4297 | 11654.5876 | 13058.9228 | 1213.0992 | 2445.6079 | 3697.9642 | 4970.6149 | 6264.0164 | 7578.6342 | 8914.9436 | 10273.4297 | 11654.5876 | 13058.9228 | 747.8323 | 1507.6299 | 2297.9801 | 3116.3284 | 3968.9365 | 4853.888 | 5768.1282 | 6709.3865 | 7678.1154 | 8673.3631 | 747.8323 | 759.7976 | 790.3503 | 818.3483 | 852.6081 | 884.9514 | 914.2402 | 941.2583 | 968.7289 | 995.2477
Ind ¦ Advanced heating and process control ¦ New | NEW | I_Food & Beverage | Ottawa and Surrounding | Process Heat | Industrial | NA | End Use Consumption (m^3/year) | 15 | 5.3148 | 5.4254 | 5.5077 | 5.5672 | 5.6027 | 5.6015 | 5.5915 | 5.5916 | 5.5916 | 5.5916 | 0.31919 | 0.33235 | 0.34413 | 0.35481 | 0.36422 | 0.37142 | 0.37817 | 0.38574 | 0.39346 | 0.40132 | 0.060056 | 0.061257 | 0.062483 | 0.063732 | 0.065007 | 0.066307 | 0.067633 | 0.068986 | 0.070366 | 0.071773 | 0.25913 | 0.27109 | 0.28165 | 0.29108 | 0.29921 | 0.30511 | 0.31054 | 0.31675 | 0.32309 | 0.32955 | 1571.3405 | 3167.8225 | 4790.0132 | 6438.4915 | 8113.8485 | 9816.6872 | 11547.6232 | 13307.2851 | 15096.3139 | 16915.3646 | 1571.3405 | 3167.8225 | 4790.0132 | 6438.4915 | 8113.8485 | 9816.6872 | 11547.6232 | 13307.2851 | 15096.3139 | 16915.3646 | 1028.7071 | 2073.8734 | 3164.8032 | 4297.8994 | 5478.2807 | 6703.2858 | 7969.2428 | 9273.3286 | 10615.461 | 11994.2685 | 1028.7071 | 1045.1664 | 1090.9297 | 1133.0962 | 1180.3813 | 1225.0051 | 1265.957 | 1304.0858 | 1342.1324 | 1378.8076
Ind ¦ Air compressor heat recovery ¦ New | NEW | I_Food & Beverage | Ottawa and Surrounding | Space Heating/Ventilation | Industrial | NA | End Use Consumption (m^3/year) | 25 | 2.502 | 2.5404 | 2.5708 | 2.5939 | 2.6085 | 2.5951 | 2.5917 | 2.5918 | 2.5917 | 2.5917 | 0.78535 | 0.81335 | 0.83956 | 0.86403 | 0.8863 | 0.89938 | 0.91617 | 0.9345 | 0.95318 | 0.97223 | 0.31389 | 0.32017 | 0.32658 | 0.33311 | 0.33977 | 0.34656 | 0.3535 | 0.36057 | 0.36778 | 0.37513 | 0.47146 | 0.49318 | 0.51299 | 0.53092 | 0.54653 | 0.55281 | 0.56267 | 0.57393 | 0.58541 | 0.5971 | 375.4003 | 756.807 | 1144.3557 | 1538.1846 | 1938.4349 | 2345.2507 | 2758.7791 | 3179.1702 | 3606.5773 | 4041.1566 | 375.4003 | 756.807 | 1144.3557 | 1538.1846 | 1938.4349 | 2345.2507 | 2758.7791 | 3179.1702 | 3606.5773 | 4041.1566 | 113.0055 | 227.8191 | 344.6506 | 462.2044 | 587.8955 | 720.7115 | 858.4044 | 999.4285 | 1144.863 | 1294.2977 | 113.0055 | 114.8136 | 116.8316 | 117.5538 | 125.691 | 132.816 | 137.6929 | 141.0241 | 145.4345 | 149.4347
Ind ¦ Air curtains ¦ New | NEW | I_Food & Beverage | Ottawa and Surrounding | Space Heating/Ventilation | Industrial | NA | End Use Consumption (m^3/year) | 15 | 0.92289 | 0.94244 | 0.95793 | 0.96967 | 0.97714 | 0.97032 | 0.9686 | 0.96861 | 0.96861 | 0.96859 | 0.13548 | 0.14112 | 0.14631 | 0.15106 | 0.15527 | 0.15727 | 0.16013 | 0.16334 | 0.16661 | 0.16993 | 0.1468 | 0.14974 | 0.15274 | 0.15579 | 0.15891 | 0.16208 | 0.16533 | 0.16863 | 0.172 | 0.17544 | -0.01132 | -0.0086192 | -0.0064252 | -0.0047254 | -0.0036321 | -0.0048103 | -0.0051917 | -0.0052929 | -0.0053996 | -0.0055101 | 223.4526 | 450.4804 | 681.1641 | 915.586 | 1153.8303 | 1395.9826 | 1642.1304 | 1892.3632 | 2146.7722 | 2405.4504 | 0 | 0 | 0 | 0 | 0 | 0 | 0 | 0 | 0 | 0 | 0 | 0 | 0 | 0 | 0 | 0 | 0 | 0 | 0 | 0 | 0 | 0 | 0 | 0 | 0 | 0 | 0 | 0 | 0 | 0
Ind ¦ Automated temperature control ¦ New | NEW | I_Food & Beverage | Ottawa and Surrounding | Space Heating/Ventilation | Industrial | NA | End Use Consumption (m^3/year) | 25 | 1.1676 | 1.1855 | 1.1997 | 1.2105 | 1.2173 | 1.2111 | 1.2095 | 1.2095 | 1.2095 | 1.2095 | 0.26178 | 0.27112 | 0.27985 | 0.28801 | 0.29543 | 0.29979 | 0.30539 | 0.3115 | 0.31773 | 0.32408 | 0.22421 | 0.22869 | 0.23327 | 0.23793 | 0.24269 | 0.24755 | 0.2525 | 0.25755 | 0.2627 | 0.26795 | 0.037574 | 0.042423 | 0.046585 | 0.050076 | 0.052741 | 0.052247 | 0.052892 | 0.053952 | 0.055029 | 0.056126 | 289.6607 | 583.956 | 882.9905 | 1186.8708 | 1495.7059 | 1809.607 | 2128.6876 | 2453.0634 | 2782.8528 | 3118.1764 | 289.6607 | 583.956 | 882.9905 | 1186.8708 | 1495.7059 | 1809.607 | 2128.6876 | 2453.0634 | 2782.8528 | 3118.1764 | 2.5821 | 5.2056 | 7.5904 | 9.6377 | 12.3277 | 15.5992 | 19.1221 | 22.6724 | 26.4215 | 30.3148 | 2.5821 | 2.6234 | 2.3848 | 2.0473 | 2.6901 | 3.2715 | 3.5229 | 3.5502 | 3.7491 | 3.8933
Ind ¦ Blow down heat recovery and control ¦ New | NEW | I_Food & Beverage | Ottawa and Surrounding | Process - Boiler/Steam | Industrial | NA | End Use Consumption (m^3/year) | 20 | 1.9672 | 2.0009 | 2.026 | 2.0442 | 2.055 | 2.0547 | 2.0516 | 2.0517 | 2.0517 | 2.0517 | 0.061959 | 0.064282 | 0.066391 | 0.068326 | 0.070062 | 0.071451 | 0.072771 | 0.074227 | 0.075713 | 0.077227 | 0.031496 | 0.032126 | 0.032769 | 0.033424 | 0.034093 | 0.034774 | 0.03547 | 0.036179 | 0.036903 | 0.037641 | 0.030463 | 0.032156 | 0.033622 | 0.034902 | 0.035969 | 0.036676 | 0.037301 | 0.038048 | 0.03881 | 0.039587 | 693.1995 | 1397.4902 | 2113.1224 | 2840.3514 | 3579.4379 | 4330.6481 | 5094.2535 | 5870.5312 | 6659.7643 | 7462.2416 | 693.1995 | 1397.4902 | 2113.1224 | 2840.3514 | 3579.4379 | 4330.6481 | 5094.2535 | 5870.5312 | 6659.7643 | 7462.2416 | 189.2115 | 381.4504 | 577.1964 | 773.7686 | 985.6596 | 1210.8251 | 1444.7696 | 1684.3779 | 1931.731 | 2185.9716 | 189.2115 | 192.2389 | 195.746 | 196.5722 | 211.891 | 225.1655 | 233.9445 | 239.6083 | 247.3531 | 254.2406
Ind ¦ Boiler combustion air preheat ¦ New | NEW | I_Food & Beverage | Ottawa and Surrounding | Process - Boiler/Steam | Industrial | NA | End Use Consumption (m^3/year) | 20 | 68.9876 | 69.0887 | 69.1845 | 69.2782 | 69.3709 | 69.4563 | 69.5363 | 69.6241 | 69.7143 | 69.809 | 2.0992 | 2.1443 | 2.1902 | 2.2371 | 2.2849 | 2.3334 | 2.3828 | 2.4336 | 2.4854 | 2.5386 | 0.030429 | 0.031037 | 0.031658 | 0.032291 | 0.032937 | 0.033596 | 0.034267 | 0.034953 | 0.035652 | 0.036365 | 2.0688 | 2.1133 | 2.1586 | 2.2048 | 2.2519 | 2.2998 | 2.3486 | 2.3986 | 2.4498 | 2.5022 | 891.2565 | 1796.7732 | 2716.8716 | 3651.8803 | 4602.1345 | 5567.9761 | 6549.7544 | 7547.8259 | 8562.5542 | 9594.3106 | 891.2565 | 1796.7732 | 2716.8716 | 3651.8803 | 4602.1345 | 5567.9761 | 6549.7544 | 7547.8259 | 8562.5542 | 9594.3106 | 658.3882 | 1327.3105 | 2028.5488 | 2760.3447 | 3521.2349 | 4309.9315 | 5125.305 | 5966.3734 | 6832.2938 | 7722.3473 | 658.3882 | 668.9224 | 701.2383 | 731.7959 | 760.8902 | 788.6966 | 815.3735 | 841.0684 | 865.9204 | 890.0535
Ind ¦ Boiler right sizing and load management | NEW | I_Food & Beverage | Ottawa and Surrounding | Process - Boiler/Steam | Industrial | NA | End Use Consumption (m^3/year) | 25 | INF | INF | INF | INF | INF | INF | INF | INF | INF | INF | 0.35266 | 0.36513 | 0.37655 | 0.38712 | 0.39671 | 0.40459 | 0.41215 | 0.4204 | 0.42883 | 0.43741 | 0 | 0 | 0 | 0 | 0 | 0 | 0 | 0 | 0 | 0 | 0.35266 | 0.36513 | 0.37655 | 0.38712 | 0.39671 | 0.40459 | 0.41215 | 0.4204 | 0.42883 | 0.43741 | 2888.3313 | 5822.876 | 8804.6766 | 11834.7974 | 14914.3247 | 18044.367 | 21226.0561 | 24460.5468 | 27749.0181 | 31092.6733 | 2888.3313 | 5822.876 | 8804.6766 | 11834.7974 | 14914.3247 | 18044.367 | 21226.0561 | 24460.5468 | 27749.0181 | 31092.6733 | 2163.8119 | 4362.2448 | 6647.2911 | 9017.8476 | 11472.7616 | 14010.8643 | 16630.9995 | 19332.0492 | 22112.9555 | 24972.7394 | 2163.8119 | 2198.4329 | 2285.0464 | 2370.5564 | 2454.914 | 2538.1027 | 2620.1352 | 2701.0497 | 2780.9063 | 2859.7839
Ind ¦ Condensate return ¦ New | NEW | I_Food & Beverage | Ottawa and Surrounding | Process - Boiler/Steam | Industrial | NA | End Use Consumption (m^3/year) | 25 | 1.6724 | 1.6976 | 1.7164 | 1.73 | 1.7381 | 1.7378 | 1.7356 | 1.7356 | 1.7357 | 1.7357 | 0.070532 | 0.073026 | 0.07531 | 0.077423 | 0.079342 | 0.080918 | 0.082429 | 0.08408 | 0.085765 | 0.087483 | 0.042173 | 0.043016 | 0.043877 | 0.044754 | 0.045649 | 0.046562 | 0.047494 | 0.048443 | 0.049412 | 0.050401 | 0.028359 | 0.03001 | 0.031433 | 0.032669 | 0.033693 | 0.034355 | 0.034936 | 0.035637 | 0.036353 | 0.037082 | 836.2407 | 1685.8612 | 2549.1635 | 3426.4556 | 4318.0521 | 5224.2739 | 6145.4486 | 7081.9107 | 8034.0014 | 9002.0692 | 836.2407 | 1685.8612 | 2549.1635 | 3426.4556 | 4318.0521 | 5224.2739 | 6145.4486 | 7081.9107 | 8034.0014 | 9002.0692 | 100.1218 | 201.8456 | 302.7705 | 400.462 | 510.2397 | 630.1521 | 755.7384 | 883.973 | 1017.1447 | 1154.5084 | 100.1218 | 101.7238 | 100.9249 | 97.6915 | 109.7777 | 119.9125 | 125.5863 | 128.2346 | 133.1716 | 137.3637
Ind ¦ Condensing boiler ¦ New | NEW | I_Food & Beverage | Ottawa and Surrounding | Process - Boiler/Steam | Industrial | NA | End Use Consumption (m^3/year) | 20 | 3.224 | 3.2793 | 3.3205 | 3.3502 | 3.368 | 3.3674 | 3.3624 | 3.3624 | 3.3625 | 3.3625 | 0.3098 | 0.32141 | 0.33195 | 0.34163 | 0.35031 | 0.35725 | 0.36386 | 0.37114 | 0.37856 | 0.38614 | 0.09609 | 0.098012 | 0.099972 | 0.10197 | 0.10401 | 0.10609 | 0.10821 | 0.11038 | 0.11258 | 0.11484 | 0.21371 | 0.2234 | 0.23198 | 0.23966 | 0.2463 | 0.25116 | 0.25564 | 0.26076 | 0.26598 | 0.2713 | 1870.5384 | 3771.0054 | 5702.0763 | 7664.4402 | 9658.8008 | 11685.8758 | 13746.3982 | 15841.116 | 17970.7927 | 20136.2075 | 1870.5384 | 3771.0054 | 5702.0763 | 7664.4402 | 9658.8008 | 11685.8758 | 13746.3982 | 15841.116 | 17970.7927 | 20136.2075 | 940.8942 | 1896.8426 | 2883.2184 | 3894.4047 | 4954.5398 | 6059.163 | 7200.5529 | 8373.516 | 9580.9367 | 10821.2109 | 940.8942 | 955.9485 | 986.3758 | 1011.1863 | 1060.1351 | 1104.6232 | 1141.3899 | 1172.9631 | 1207.4207 | 1240.2742
Ind ¦ Condensing Economizer ¦ New | NEW | I_Food & Beverage | Ottawa and Surrounding | Process - Boiler/Steam | Industrial | NA | End Use Consumption (m^3/year) | 15 | 3.7008 | 3.7778 | 3.835 | 3.8765 | 3.9012 | 3.9004 | 3.8934 | 3.8934 | 3.8935 | 3.8934 | 0.25535 | 0.26588 | 0.27531 | 0.28385 | 0.29137 | 0.29714 | 0.30254 | 0.30859 | 0.31477 | 0.32106 | 0.069 | 0.07038 | 0.071788 | 0.073223 | 0.074688 | 0.076182 | 0.077705 | 0.079259 | 0.080844 | 0.082461 | 0.18635 | 0.1955 | 0.20352 | 0.21063 | 0.21668 | 0.22096 | 0.22483 | 0.22933 | 0.23392 | 0.2386 | 1485.4275 | 2994.6219 | 4528.1194 | 6086.4672 | 7670.2241 | 9279.9602 | 10916.2574 | 12579.7098 | 14270.9236 | 15990.5177 | 1485.4275 | 2994.6219 | 4528.1194 | 6086.4672 | 7670.2241 | 9279.9602 | 10916.2574 | 12579.7098 | 14270.9236 | 15990.5177 | 883.3575 | 1780.8486 | 2709.7696 | 3667.5851 | 4663.8504 | 5696.6132 | 6762.2732 | 7858.2523 | 8985.6663 | 10143.6278 | 883.3575 | 897.4912 | 928.921 | 957.8155 | 996.2653 | 1032.7628 | 1065.66 | 1095.9791 | 1127.414 | 1157.9615
Ind ¦ De-stratification fans ¦ New | NEW | I_Food & Beverage | Ottawa and Surrounding | Space Heating/Ventilation | Industrial | NA | End Use Consumption (m^3/year) | 25 | 1.4153 | 1.437 | 1.4542 | 1.4672 | 1.4755 | 1.468 | 1.466 | 1.466 | 1.466 | 1.466 | 0.29918 | 0.30985 | 0.31983 | 0.32915 | 0.33764 | 0.34262 | 0.34902 | 0.356 | 0.36312 | 0.37037 | 0.2114 | 0.21563 | 0.21994 | 0.22434 | 0.22882 | 0.2334 | 0.23807 | 0.24283 | 0.24769 | 0.25264 | 0.087784 | 0.094223 | 0.099894 | 0.10482 | 0.10881 | 0.10922 | 0.11095 | 0.11317 | 0.11543 | 0.11773 | 211.8661 | 427.1221 | 645.8445 | 868.1112 | 1094.002 | 1323.5983 | 1556.9829 | 1794.2407 | 2035.4581 | 2280.7233 | 211.8661 | 427.1221 | 645.8445 | 868.1112 | 1094.002 | 1323.5983 | 1556.9829 | 1794.2407 | 2035.4581 | 2280.7233 | 8.4721 | 17.0798 | 25.3615 | 32.9708 | 42.1002 | 52.4743 | 63.457 | 74.616 | 86.28 | 98.3429 | 8.4721 | 8.6077 | 8.2817 | 7.6093 | 9.1294 | 10.3742 | 10.9826 | 11.159 | 11.664 | 12.0629
Ind ¦ Digester Gas ¦ New | NEW | I_Food & Beverage | Ottawa and Surrounding | Process - Boiler/Steam | Industrial | NA | End Use Consumption (m^3/year) | 20 | 11.9533 | 12.1583 | 12.3108 | 12.4213 | 12.4871 | 12.4849 | 12.4664 | 12.4665 | 12.4667 | 12.4667 | 0.92939 | 0.96423 | 0.99586 | 1.0249 | 1.0509 | 1.0718 | 1.0916 | 1.1134 | 1.1357 | 1.1584 | 0.077752 | 0.079307 | 0.080893 | 0.082511 | 0.084161 | 0.085844 | 0.087561 | 0.089312 | 0.091099 | 0.092921 | 0.85164 | 0.88493 | 0.91497 | 0.94238 | 0.96676 | 0.98592 | 1.004 | 1.0241 | 1.0446 | 1.0655 | 1980.5701 | 3992.8292 | 6037.4925 | 8115.2897 | 10226.9655 | 12373.2803 | 14555.0099 | 16772.9464 | 19027.8981 | 21320.6903 | 1980.5701 | 3992.8292 | 6037.4925 | 8115.2897 | 10226.9655 | 12373.2803 | 14555.0099 | 16772.9464 | 19027.8981 | 21320.6903 | 1393.1958 | 2808.6828 | 4278.9134 | 5801.8933 | 7379.1962 | 9009.2977 | 10690.3066 | 12420.7214 | 14200.2158 | 16027.9843 | 1393.1958 | 1415.487 | 1470.2306 | 1522.9799 | 1577.3029 | 1630.1015 | 1681.0089 | 1730.4148 | 1779.4944 | 1827.7685
Ind ¦ Direct contact hot water heaters ¦ New | NEW | I_Food & Beverage | Ottawa and Surrounding | Process - Boiler/Steam | Industrial | NA | End Use Consumption (m^3/year) | 20 | 11.6065 | 11.8055 | 11.9537 | 12.0609 | 12.1248 | 12.1227 | 12.1047 | 12.1048 | 12.1049 | 12.105 | 0.46469 | 0.48212 | 0.49793 | 0.51244 | 0.52546 | 0.53588 | 0.54579 | 0.5567 | 0.56785 | 0.57921 | 0.040038 | 0.040838 | 0.041655 | 0.042488 | 0.043338 | 0.044205 | 0.045089 | 0.045991 | 0.04691 | 0.047849 | 0.42466 | 0.44128 | 0.45628 | 0.46996 | 0.48212 | 0.49168 | 0.5007 | 0.51071 | 0.52094 | 0.53136 | 1584.456 | 3194.2634 | 4829.994 | 6492.2317 | 8181.5724 | 9898.6242 | 11644.0079 | 13418.3571 | 15222.3185 | 17056.5522 | 1584.456 | 3194.2634 | 4829.994 | 6492.2317 | 8181.5724 | 9898.6242 | 11644.0079 | 13418.3571 | 15222.3185 | 17056.5522 | 1111.8913 | 2241.5729 | 3420.697 | 4646.6242 | 5919.8988 | 7238.5517 | 8600.3841 | 10003.5993 | 11447.4644 | 12930.8996 | 1111.8913 | 1129.6816 | 1179.124 | 1225.9273 | 1273.2746 | 1318.6529 | 1361.8323 | 1403.2152 | 1443.8652 | 1483.4351
Ind ¦ Energy Management and Process Improvement ¦ New | NEW | I_Food & Beverage | Ottawa and Surrounding | Cross Cutting/Behavioural | Industrial | NA | End Use Consumption (m^3/year) | 15 | 3.6479 | 3.7238 | 3.7802 | 3.8211 | 3.8455 | 3.8447 | 3.8378 | 3.8378 | 3.8379 | 3.8378 | 0.25535 | 0.26588 | 0.27531 | 0.28385 | 0.29137 | 0.29714 | 0.30254 | 0.30859 | 0.31477 | 0.32106 | 0.07 | 0.0714 | 0.072828 | 0.074285 | 0.07577 | 0.077286 | 0.078831 | 0.080408 | 0.082016 | 0.083656 | 0.18535 | 0.19448 | 0.20248 | 0.20956 | 0.2156 | 0.21985 | 0.22371 | 0.22818 | 0.23275 | 0.2374 | 8985.3942 | 18114.5548 | 27390.7254 | 36817.2167 | 46397.408 | 56134.7481 | 66032.7573 | 76095.0289 | 86325.2302 | 96727.1048 | 8985.3942 | 18114.5548 | 27390.7254 | 36817.2167 | 46397.408 | 56134.7481 | 66032.7573 | 76095.0289 | 86325.2302 | 96727.1048 | 5317.733 | 10720.5497 | 16350.5882 | 22184.2343 | 28277.0972 | 34611.4952 | 41160.7594 | 47905.0532 | 54848.1981 | 61981.8437 | 5317.733 | 5402.8167 | 5630.0385 | 5833.646 | 6092.8629 | 6334.398 | 6549.2642 | 6744.2937 | 6943.1449 | 7133.6457
Ind ¦ Exhaust gas heat recovery ¦ New | NEW | I_Food & Beverage | Ottawa and Surrounding | Process Heat | Industrial | NA | End Use Consumption (m^3/year) | 15 | 5.3148 | 5.4254 | 5.5077 | 5.5672 | 5.6027 | 5.6015 | 5.5915 | 5.5916 | 5.5916 | 5.5916 | 0.44687 | 0.46529 | 0.48179 | 0.49674 | 0.5099 | 0.51999 | 0.52944 | 0.54003 | 0.55084 | 0.56185 | 0.084079 | 0.08576 | 0.087476 | 0.089225 | 0.09101 | 0.09283 | 0.094686 | 0.09658 | 0.098512 | 0.10048 | 0.36279 | 0.37953 | 0.39431 | 0.40751 | 0.41889 | 0.42716 | 0.43475 | 0.44345 | 0.45233 | 0.46137 | 2749.8459 | 5543.6894 | 8382.523 | 11267.3602 | 14199.2348 | 17179.2025 | 20208.3407 | 23287.7488 | 26418.5494 | 29601.888 | 2749.8459 | 5543.6894 | 8382.523 | 11267.3602 | 14199.2348 | 17179.2025 | 20208.3407 | 23287.7488 | 26418.5494 | 29601.888 | 1800.2374 | 3629.2785 | 5540.1709 | 7526.2323 | 9596.1083 | 11744.8625 | 13965.8267 | 16253.8596 | 18608.664 | 21027.7119 | 1800.2374 | 1829.0411 | 1910.8924 | 1986.0614 | 2069.876 | 2148.7543 | 2220.9642 | 2288.0328 | 2354.8044 | 2419.0479
Ind ¦ Feedwater Economizers ¦ New | NEW | I_Food & Beverage | Ottawa and Surrounding | Process - Boiler/Steam | Industrial | NA | End Use Consumption (m^3/year) | 20 | 2.418 | 2.4595 | 2.4903 | 2.5127 | 2.526 | 2.5256 | 2.5218 | 2.5218 | 2.5219 | 2.5219 | 0.12392 | 0.12856 | 0.13278 | 0.13665 | 0.14012 | 0.1429 | 0.14554 | 0.14845 | 0.15143 | 0.15445 | 0.051248 | 0.052273 | 0.053318 | 0.054385 | 0.055473 | 0.056582 | 0.057714 | 0.058868 | 0.060045 | 0.061246 | 0.07267 | 0.076292 | 0.079463 | 0.082267 | 0.084651 | 0.086319 | 0.087829 | 0.089587 | 0.091381 | 0.093209 | 990.285 | 1996.4146 | 3018.7463 | 4057.6448 | 5113.4828 | 6186.6401 | 7277.5049 | 8386.4732 | 9513.9491 | 10660.3451 | 990.285 | 1996.4146 | 3018.7463 | 4057.6448 | 5113.4828 | 6186.6401 | 7277.5049 | 8386.4732 | 9513.9491 | 10660.3451 | 377.9065 | 761.8595 | 1157.877 | 1561.9912 | 1991.9083 | 2444.6734 | 2914.273 | 3396.4661 | 3893.6148 | 4404.4148 | 377.9065 | 383.953 | 396.0175 | 404.1142 | 429.9171 | 452.7651 | 469.5996 | 482.1931 | 497.1487 | 510.8
Ind ¦ Heat recovery to preheat make-up water ¦ New | NEW | I_Food & Beverage | Ottawa and Surrounding | Process - Boiler/Steam | Industrial | NA | End Use Consumption (m^3/year) | 25 | 3.4769 | 3.5293 | 3.5683 | 3.5965 | 3.6134 | 3.6129 | 3.6082 | 3.6083 | 3.6084 | 3.6085 | 0.2116 | 0.21908 | 0.22593 | 0.23227 | 0.23803 | 0.24275 | 0.24729 | 0.25224 | 0.2573 | 0.26245 | 0.060857 | 0.062074 | 0.063316 | 0.064582 | 0.065874 | 0.067191 | 0.068535 | 0.069906 | 0.071304 | 0.07273 | 0.15074 | 0.157 | 0.16261 | 0.16769 | 0.17215 | 0.17556 | 0.17875 | 0.18234 | 0.18599 | 0.18972 | 2079.5986 | 4192.4707 | 6339.3671 | 8521.0541 | 10738.3138 | 12991.9443 | 15282.7604 | 17611.5937 | 19979.293 | 22386.7248 | 2079.5986 | 4192.4707 | 6339.3671 | 8521.0541 | 10738.3138 | 12991.9443 | 15282.7604 | 17611.5937 | 19979.293 | 22386.7248 | 1004.472 | 2025.0156 | 3078.2992 | 4158.0767 | 5292.7949 | 6477.6841 | 7703.1238 | 8962.3386 | 10259.0894 | 11591.2736 | 1004.472 | 1020.5436 | 1053.2836 | 1079.7776 | 1134.7182 | 1184.8891 | 1225.4397 | 1259.2148 | 1296.7508 | 1332.1842
Ind ¦ High-efficiency burner ¦ New | NEW | I_Food & Beverage | Ottawa and Surrounding | Process - Boiler/Steam | Industrial | NA | End Use Consumption (m^3/year) | 20 | 2.5792 | 2.6234 | 2.6564 | 2.6802 | 2.6944 | 2.6939 | 2.6899 | 2.6899 | 2.69 | 2.69 | 0.1549 | 0.16071 | 0.16598 | 0.17081 | 0.17515 | 0.17863 | 0.18193 | 0.18557 | 0.18928 | 0.19307 | 0.060056 | 0.061257 | 0.062483 | 0.063732 | 0.065007 | 0.066307 | 0.067633 | 0.068986 | 0.070366 | 0.071773 | 0.094842 | 0.099448 | 0.10349 | 0.10708 | 0.11015 | 0.11232 | 0.1143 | 0.11658 | 0.11892 | 0.1213 | 561.1615 | 1131.3016 | 1710.6229 | 2299.3321 | 2897.6402 | 3505.7627 | 4123.9195 | 4752.3348 | 5391.2378 | 6040.8622 | 561.1615 | 1131.3016 | 1710.6229 | 2299.3321 | 2897.6402 | 3505.7627 | 4123.9195 | 4752.3348 | 5391.2378 | 6040.8622 | 231.2707 | 466.2418 | 707.1473 | 952.2197 | 1210.9122 | 1481.842 | 1762.0751 | 2049.5813 | 2345.6971 | 2649.86 | 231.2707 | 234.9711 | 240.9055 | 245.0724 | 258.6925 | 270.9298 | 280.2331 | 287.5062 | 296.1158 | 304.163
Ind ¦ High-efficiency burners ¦ New | NEW | I_Food & Beverage | Ottawa and Surrounding | Process Heat | Industrial | NA | End Use Consumption (m^3/year) | 20 | 8.928 | 9.0812 | 9.1951 | 9.2776 | 9.3267 | 9.3252 | 9.3113 | 9.3113 | 9.3115 | 9.3115 | 0.61959 | 0.64282 | 0.66391 | 0.68326 | 0.70062 | 0.71451 | 0.72771 | 0.74227 | 0.75713 | 0.77227 | 0.069398 | 0.070786 | 0.072202 | 0.073646 | 0.075119 | 0.076621 | 0.078154 | 0.079717 | 0.081311 | 0.082938 | 0.55019 | 0.57204 | 0.59171 | 0.60961 | 0.6255 | 0.63789 | 0.64956 | 0.66256 | 0.67582 | 0.68934 | 942.8043 | 1900.6935 | 2874.0079 | 3863.0949 | 4868.3091 | 5890.0123 | 6928.5739 | 7984.371 | 9057.7884 | 10149.2187 | 942.8043 | 1900.6935 | 2874.0079 | 3863.0949 | 4868.3091 | 5890.0123 | 6928.5739 | 7984.371 | 9057.7884 | 10149.2187 | 645.214 | 1300.7513 | 1983.5186 | 2692.1093 | 3427.7266 | 4189.3003 | 4975.4902 | 5785.2376 | 6618.3301 | 7474.2001 | 645.214 | 655.5374 | 682.7673 | 708.5906 | 735.6174 | 761.5737 | 786.1899 | 809.7474 | 833.0925 | 855.8699
Ind ¦ Insulation ¦ New | NEW | I_Food & Beverage | Ottawa and Surrounding | Process - Boiler/Steam | Industrial | NA | End Use Consumption (m^3/year) | 15 | 5.3148 | 5.4254 | 5.5077 | 5.5672 | 5.6027 | 5.6015 | 5.5915 | 5.5916 | 5.5916 | 5.5916 | 0.12768 | 0.13294 | 0.13765 | 0.14192 | 0.14569 | 0.14857 | 0.15127 | 0.1543 | 0.15738 | 0.16053 | 0.024023 | 0.024503 | 0.024993 | 0.025493 | 0.026003 | 0.026523 | 0.027053 | 0.027594 | 0.028146 | 0.028709 | 0.10365 | 0.10844 | 0.11266 | 0.11643 | 0.11968 | 0.12205 | 0.12422 | 0.1267 | 0.12924 | 0.13182 | 1430.4117 | 2883.71 | 4360.4113 | 5861.0425 | 7386.1418 | 8936.258 | 10511.9516 | 12113.7946 | 13742.3709 | 15398.2763 | 1430.4117 | 2883.71 | 4360.4113 | 5861.0425 | 7386.1418 | 8936.258 | 10511.9516 | 12113.7946 | 13742.3709 | 15398.2763 | 936.4454 | 1887.8739 | 2882.3389 | 3916.2609 | 4994.0539 | 6113.0765 | 7269.7962 | 8461.4865 | 9687.9532 | 10947.8485 | 936.4454 | 951.4285 | 994.465 | 1033.922 | 1077.793 | 1119.0226 | 1156.7197 | 1191.6903 | 1226.4667 | 1259.8953
Ind ¦ Radiant heaters ¦ New | NEW | I_Food & Beverage | Ottawa and Surrounding | Space Heating/Ventilation | Industrial | NA | End Use Consumption (m^3/year) | 20 | 1.4656 | 1.4912 | 1.5115 | 1.5269 | 1.5367 | 1.5277 | 1.5255 | 1.5255 | 1.5255 | 1.5255 | 0.98582 | 1.0231 | 1.0578 | 1.0899 | 1.1188 | 1.1346 | 1.1555 | 1.1787 | 1.2022 | 1.2263 | 0.67263 | 0.68608 | 0.69981 | 0.7138 | 0.72808 | 0.74264 | 0.75749 | 0.77264 | 0.78809 | 0.80386 | 0.31319 | 0.33701 | 0.35795 | 0.37608 | 0.39073 | 0.39191 | 0.39804 | 0.40601 | 0.41413 | 0.42239 | 337.6617 | 680.7259 | 1029.3146 | 1383.5522 | 1743.5658 | 2109.4847 | 2481.4415 | 2859.5711 | 3244.0113 | 3634.9028 | 337.6617 | 680.7259 | 1029.3146 | 1383.5522 | 1743.5658 | 2109.4847 | 2481.4415 | 2859.5711 | 3244.0113 | 3634.9028 | 31.0633 | 62.6236 | 93.9845 | 124.4108 | 158.5152 | 195.7833 | 235.0556 | 275.0354 | 316.7085 | 359.7572 | 31.0633 | 31.5603 | 31.3608 | 30.4263 | 34.1044 | 37.2681 | 39.2723 | 39.9798 | 41.6731 | 43.0487
Ind ¦ Reduce Steam Pressure ¦ New | NEW | I_Food & Beverage | Ottawa and Surrounding | Process - Boiler/Steam | Industrial | NA | End Use Consumption (m^3/year) | 20 | 29.9803 | 30.4945 | 30.8771 | 31.154 | 31.3191 | 31.3138 | 31.2672 | 31.2674 | 31.2679 | 31.268 | 0.092939 | 0.096423 | 0.099586 | 0.10249 | 0.10509 | 0.10718 | 0.10916 | 0.11134 | 0.11357 | 0.11584 | 0.0031 | 0.003162 | 0.0032252 | 0.0032897 | 0.0033555 | 0.0034227 | 0.0034911 | 0.0035609 | 0.0036321 | 0.0037048 | 0.089839 | 0.093261 | 0.096361 | 0.099199 | 0.10174 | 0.10375 | 0.10567 | 0.10778 | 0.10994 | 0.11214 | 594.171 | 1197.8488 | 1811.2478 | 2434.5869 | 3068.0897 | 3711.9841 | 4366.503 | 5031.8839 | 5708.3694 | 6396.2071 | 594.171 | 1197.8488 | 1811.2478 | 2434.5869 | 3068.0897 | 3711.9841 | 4366.503 | 5031.8839 | 5708.3694 | 6396.2071 | 443.9613 | 895.026 | 1364.4826 | 1851.6951 | 2356.2067 | 2877.5466 | 3415.2749 | 3969.0036 | 4538.4344 | 5123.2907 | 443.9613 | 451.0647 | 469.4566 | 487.2126 | 504.5116 | 521.3399 | 537.7283 | 553.7286 | 569.4308 | 584.8563
Ind ¦ Steam trap survey and repair ¦ New | NEW | I_Food & Beverage | Ottawa and Surrounding | Process - Boiler/Steam | Industrial | NA | End Use Consumption (m^3/year) | 3 | 0.74751 | 0.79708 | 0.84877 | 0.8911 | 0.91312 | 0.91238 | 0.90622 | 0.90625 | 0.90632 | 0.90624 | 0.023145 | 0.025173 | 0.027342 | 0.029279 | 0.030603 | 0.03119 | 0.031599 | 0.032232 | 0.032879 | 0.033534 | 0.030962 | 0.031582 | 0.032213 | 0.032858 | 0.033515 | 0.034185 | 0.034869 | 0.035566 | 0.036277 | 0.037003 | -0.0078176 | -0.0064086 | -0.0048715 | -0.0035782 | -0.0029118 | -0.0029954 | -0.00327 | -0.0033344 | -0.0033984 | -0.0034693 | 1320.38 | 2661.8862 | 4024.995 | 5410.1931 | 6817.977 | 8248.8535 | 9703.3399 | 11181.9642 | 12685.2654 | 14213.7935 | 0 | 0 | 0 | 0 | 0 | 0 | 0 | 0 | 0 | 0 | 0 | 0 | 0 | 0 | 0 | 0 | 0 | 0 | 0 | 0 | 0 | 0 | 0 | 0 | 0 | 0 | 0 | 0 | 0 | 0
Ind ¦ Ventilation heat recovery ¦ New | NEW | I_Food & Beverage | Ottawa and Surrounding | Space Heating/Ventilation | Industrial | NA | End Use Consumption (m^3/year) | 20 | 4.3968 | 4.4736 | 4.5345 | 4.5806 | 4.61 | 4.5832 | 4.5764 | 4.5765 | 4.5764 | 4.5764 | 0.49291 | 0.51155 | 0.52888 | 0.54494 | 0.5594 | 0.56728 | 0.57777 | 0.58933 | 0.60111 | 0.61313 | 0.11211 | 0.11435 | 0.11663 | 0.11897 | 0.12135 | 0.12377 | 0.12625 | 0.12877 | 0.13135 | 0.13398 | 0.3808 | 0.3972 | 0.41225 | 0.42598 | 0.43806 | 0.4435 | 0.45152 | 0.46055 | 0.46976 | 0.47915 | 344.6963 | 694.9077 | 1050.7587 | 1412.3763 | 1779.89 | 2153.4323 | 2533.1382 | 2919.1455 | 3311.5949 | 3710.6299 | 344.6963 | 694.9077 | 1050.7587 | 1412.3763 | 1779.89 | 2153.4323 | 2533.1382 | 2919.1455 | 3311.5949 | 3710.6299 | 198.7591 | 400.6983 | 610.3606 | 826.8675 | 1053.097 | 1288.3875 | 1531.5708 | 1781.7989 | 2039.3756 | 2303.9868 | 198.7591 | 201.9392 | 209.6623 | 216.5069 | 226.2295 | 235.2905 | 243.1833 | 250.2281 | 257.5767 | 264.6112
Ind ¦ Ventilation optimization ¦ New | NEW | I_Food & Beverage | Ottawa and Surrounding | Space Heating/Ventilation | Industrial | NA | End Use Consumption (m^3/year) | 15 | 2.256 | 2.3037 | 2.3416 | 2.3703 | 2.3886 | 2.3719 | 2.3677 | 2.3677 | 2.3677 | 2.3677 | 0.54194 | 0.56449 | 0.58524 | 0.60426 | 0.62109 | 0.62909 | 0.64054 | 0.65336 | 0.66642 | 0.67974 | 0.24023 | 0.24503 | 0.24993 | 0.25493 | 0.26003 | 0.26523 | 0.27053 | 0.27594 | 0.28146 | 0.28709 | 0.30171 | 0.31946 | 0.33531 | 0.34933 | 0.36107 | 0.36387 | 0.37 | 0.37741 | 0.38496 | 0.39265 | 397.249 | 800.854 | 1210.9584 | 1627.7085 | 2051.2538 | 2481.7468 | 2919.343 | 3364.2013 | 3816.4839 | 4276.3562 | 397.249 | 800.854 | 1210.9584 | 1627.7085 | 2051.2538 | 2481.7468 | 2919.343 | 3364.2013 | 3816.4839 | 4276.3562 | 163.7177 | 330.0549 | 501.0654 | 675.4053 | 859.7352 | 1053.0208 | 1253.1241 | 1458.5531 | 1670.2246 | 1887.7027 | 163.7177 | 166.3372 | 171.0105 | 174.34 | 184.3299 | 193.2856 | 200.1033 | 205.429 | 211.6715 | 217.4782
Ind ¦ Warehouse loading dock seals ¦ New | NEW | I_Food & Beverage | Ottawa and Surrounding | Space Heating/Ventilation | Industrial | NA | End Use Consumption (m^3/year) | 10 | 0.65563 | 0.67466 | 0.68975 | 0.70118 | 0.70846 | 0.70181 | 0.70013 | 0.70014 | 0.70014 | 0.70012 | 0.098874 | 0.10378 | 0.10822 | 0.11222 | 0.11565 | 0.11685 | 0.11891 | 0.12129 | 0.12371 | 0.12618 | 0.15081 | 0.15382 | 0.1569 | 0.16004 | 0.16324 | 0.1665 | 0.16983 | 0.17323 | 0.1767 | 0.18023 | -0.051935 | -0.050045 | -0.048679 | -0.047824 | -0.047591 | -0.04965 | -0.050928 | -0.051945 | -0.052985 | -0.054047 | 125.5197 | 253.0476 | 382.6292 | 514.3107 | 648.1392 | 784.163 | 922.4313 | 1062.9942 | 1205.9029 | 1351.2098 | 0 | 0 | 0 | 0 | 0 | 0 | 0 | 0 | 0 | 0 | 0 | 0 | 0 | 0 | 0 | 0 | 0 | 0 | 0 | 0 | 0 | 0 | 0 | 0 | 0 | 0 | 0 | 0 | 0 | 0
Ind ¦ Advanced boiler controls including air/fuel mix control | RET | I_Food & Beverage | Ottawa and Surrounding | Process - Boiler/Steam | Industrial | NA | End Use Consumption (m^3/year) | 15 | 4.1594 | 4.246 | 4.3104 | 4.357 | 4.3847 | 4.3838 | 4.376 | 4.376 | 4.3761 | 4.376 | 0.12768 | 0.13294 | 0.13765 | 0.14192 | 0.14569 | 0.14857 | 0.15127 | 0.1543 | 0.15738 | 0.16053 | 0.030695 | 0.031309 | 0.031936 | 0.032574 | 0.033226 | 0.03389 | 0.034568 | 0.035259 | 0.035965 | 0.036684 | 0.09698 | 0.10163 | 0.10572 | 0.10935 | 0.11246 | 0.11468 | 0.1167 | 0.11904 | 0.12142 | 0.12384 | 46424.3717 | 46192.2498 | 45961.2886 | 45731.4822 | 45502.8247 | 45275.3106 | 45048.9341 | 44823.6894 | 44599.571 | 44376.5731 | 46424.3717 | 46192.2498 | 45961.2886 | 45731.4822 | 45502.8247 | 45275.3106 | 45048.9341 | 44823.6894 | 44599.571 | 44376.5731 | 1954.1567 | 3952.426 | 5980.0542 | 8042.3425 | 10123.0971 | 12202.6321 | 14262.961 | 16292.2732 | 18276.1007 | 20203.4502 | 1954.1567 | 1998.2693 | 2027.6283 | 2062.2883 | 2080.7545 | 2079.535 | 2060.3289 | 2029.3122 | 1983.8275 | 1927.3495
Ind ¦ Advanced heating and process control | RET | I_Food & Beverage | Ottawa and Surrounding | Process Heat | Industrial | NA | End Use Consumption (m^3/year) | 15 | 5.3148 | 5.4254 | 5.5077 | 5.5672 | 5.6027 | 5.6015 | 5.5915 | 5.5916 | 5.5916 | 5.5916 | 0.31919 | 0.33235 | 0.34413 | 0.35481 | 0.36422 | 0.37142 | 0.37817 | 0.38574 | 0.39346 | 0.40132 | 0.060056 | 0.061257 | 0.062483 | 0.063732 | 0.065007 | 0.066307 | 0.067633 | 0.068986 | 0.070366 | 0.071773 | 0.25913 | 0.27109 | 0.28165 | 0.29108 | 0.29921 | 0.30511 | 0.31054 | 0.31675 | 0.32309 | 0.32955 | 60133.9931 | 59833.3231 | 59534.1565 | 59236.4857 | 58940.3033 | 58645.6018 | 58352.3738 | 58060.6119 | 57770.3089 | 57481.4573 | 60133.9931 | 59833.3231 | 59534.1565 | 59236.4857 | 58940.3033 | 58645.6018 | 58352.3738 | 58060.6119 | 57770.3089 | 57481.4573 | 2688.1091 | 5443.9823 | 8246.3337 | 11092.5175 | 13958.5979 | 16816.9724 | 19641.745 | 22413.3795 | 25110.4526 | 27715.8275 | 2688.1091 | 2755.8732 | 2802.3514 | 2846.1838 | 2866.0804 | 2858.3745 | 2824.7726 | 2771.6345 | 2697.0731 | 2605.3748
Ind ¦ Air compressor heat recovery | RET | I_Food & Beverage | Ottawa and Surrounding | Space Heating/Ventilation | Industrial | NA | End Use Consumption (m^3/year) | 25 | 2.502 | 2.5404 | 2.5708 | 2.5939 | 2.6085 | 2.5951 | 2.5917 | 2.5918 | 2.5917 | 2.5917 | 0.78535 | 0.81335 | 0.83956 | 0.86403 | 0.8863 | 0.89938 | 0.91617 | 0.9345 | 0.95318 | 0.97223 | 0.31389 | 0.32017 | 0.32658 | 0.33311 | 0.33977 | 0.34656 | 0.3535 | 0.36057 | 0.36778 | 0.37513 | 0.47146 | 0.49318 | 0.51299 | 0.53092 | 0.54653 | 0.55281 | 0.56267 | 0.57393 | 0.58541 | 0.5971 | 14366.2812 | 14294.4498 | 14222.9776 | 14151.8627 | 14081.1034 | 14010.6978 | 13940.6444 | 13870.9411 | 13801.5864 | 13732.5785 | 14366.2812 | 14294.4498 | 14222.9776 | 14151.8627 | 14081.1034 | 14010.6978 | 13940.6444 | 13870.9411 | 13801.5864 | 13732.5785 | 295.294 | 587.5865 | 873.8155 | 1171.7259 | 1478.3775 | 1788.1305 | 2097.1664 | 2407.468 | 2717.7234 | 3029.1242 | 295.294 | 292.2924 | 286.229 | 297.9105 | 306.6516 | 309.7531 | 309.0359 | 310.3016 | 310.2554 | 311.4008
Ind ¦ Air curtains | RET | I_Food & Beverage | Ottawa and Surrounding | Space Heating/Ventilation | Industrial | NA | End Use Consumption (m^3/year) | 15 | 0.92289 | 0.94244 | 0.95793 | 0.96967 | 0.97714 | 0.97032 | 0.9686 | 0.96861 | 0.96861 | 0.96859 | 0.13548 | 0.14112 | 0.14631 | 0.15106 | 0.15527 | 0.15727 | 0.16013 | 0.16334 | 0.16661 | 0.16993 | 0.1468 | 0.14974 | 0.15274 | 0.15579 | 0.15891 | 0.16208 | 0.16533 | 0.16863 | 0.172 | 0.17544 | -0.01132 | -0.0086192 | -0.0064252 | -0.0047254 | -0.0036321 | -0.0048103 | -0.0051917 | -0.0052929 | -0.0053996 | -0.0055101 | 8551.3579 | 8508.6011 | 8466.0581 | 8423.7278 | 8381.6091 | 8339.7011 | 8298.0026 | 8256.5126 | 8215.23 | 8174.1539 | 0 | 0 | 0 | 0 | 0 | 0 | 0 | 0 | 0 | 0 | 0 | 0 | 0 | 0 | 0 | 0 | 0 | 0 | 0 | 0 | 0 | 0 | 0 | 0 | 0 | 0 | 0 | 0 | 0 | 0
Ind ¦ Automated temperature control | RET | I_Food & Beverage | Ottawa and Surrounding | Space Heating/Ventilation | Industrial | NA | End Use Consumption (m^3/year) | 25 | 1.1676 | 1.1855 | 1.1997 | 1.2105 | 1.2173 | 1.2111 | 1.2095 | 1.2095 | 1.2095 | 1.2095 | 0.26178 | 0.27112 | 0.27985 | 0.28801 | 0.29543 | 0.29979 | 0.30539 | 0.3115 | 0.31773 | 0.32408 | 0.22421 | 0.22869 | 0.23327 | 0.23793 | 0.24269 | 0.24755 | 0.2525 | 0.25755 | 0.2627 | 0.26795 | 0.037574 | 0.042423 | 0.046585 | 0.050076 | 0.052741 | 0.052247 | 0.052892 | 0.053952 | 0.055029 | 0.056126 | 11085.0935 | 11029.6681 | 10974.5197 | 10919.6471 | 10865.0489 | 10810.7236 | 10756.67 | 10702.8867 | 10649.3722 | 10596.1254 | 11085.0935 | 11029.6681 | 10974.5197 | 10919.6471 | 10865.0489 | 10810.7236 | 10756.67 | 10702.8867 | 10649.3722 | 10596.1254 | 6.7474 | 12.6223 | 17.464 | 23.5832 | 30.7549 | 38.2098 | 45.472 | 52.8943 | 60.3625 | 68.1125 | 6.7474 | 5.8749 | 4.8417 | 6.1193 | 7.1717 | 7.4549 | 7.2622 | 7.4224 | 7.4682 | 7.75
Ind ¦ Blow down heat recovery and control | RET | I_Food & Beverage | Ottawa and Surrounding | Process - Boiler/Steam | Industrial | NA | End Use Consumption (m^3/year) | 20 | 1.9672 | 2.0009 | 2.026 | 2.0442 | 2.055 | 2.0547 | 2.0516 | 2.0517 | 2.0517 | 2.0517 | 0.061959 | 0.064282 | 0.066391 | 0.068326 | 0.070062 | 0.071451 | 0.072771 | 0.074227 | 0.075713 | 0.077227 | 0.031496 | 0.032126 | 0.032769 | 0.033424 | 0.034093 | 0.034774 | 0.03547 | 0.036179 | 0.036903 | 0.037641 | 0.030463 | 0.032156 | 0.033622 | 0.034902 | 0.035969 | 0.036676 | 0.037301 | 0.038048 | 0.03881 | 0.039587 | 26528.2124 | 26395.5713 | 26263.5935 | 26132.2755 | 26001.6141 | 25871.6061 | 25742.248 | 25613.5368 | 25485.4691 | 25358.0418 | 26528.2124 | 26395.5713 | 26263.5935 | 26132.2755 | 26001.6141 | 25871.6061 | 25742.248 | 25613.5368 | 25485.4691 | 25358.0418 | 494.4277 | 981.4604 | 1455.4222 | 1951.1215 | 2463.0526 | 2980.5143 | 3496.3755 | 4014.7836 | 4533.4881 | 5055.1079 | 494.4277 | 487.0327 | 473.9619 | 495.6993 | 511.9311 | 517.4617 | 515.8612 | 518.4081 | 518.7045 | 521.6198
Ind ¦ Boiler combustion air preheat | RET | I_Food & Beverage | Ottawa and Surrounding | Process - Boiler/Steam | Industrial | NA | End Use Consumption (m^3/year) | 20 | 68.9876 | 69.0887 | 69.1845 | 69.2782 | 69.3709 | 69.4563 | 69.5363 | 69.6241 | 69.7143 | 69.809 | 2.0992 | 2.1443 | 2.1902 | 2.2371 | 2.2849 | 2.3334 | 2.3828 | 2.4336 | 2.4854 | 2.5386 | 0.030429 | 0.031037 | 0.031658 | 0.032291 | 0.032937 | 0.033596 | 0.034267 | 0.034953 | 0.035652 | 0.036365 | 2.0688 | 2.1133 | 2.1586 | 2.2048 | 2.2519 | 2.2998 | 2.3486 | 2.3986 | 2.4498 | 2.5022 | 34107.7017 | 33937.1632 | 33767.4773 | 33598.64 | 33430.6468 | 33263.4935 | 33097.1761 | 32931.6902 | 32767.0317 | 32603.1966 | 34107.7017 | 33937.1632 | 33767.4773 | 33598.64 | 33430.6468 | 33263.4935 | 33097.1761 | 32931.6902 | 32767.0317 | 32603.1966 | 1720.4307 | 3495.5431 | 5310.2317 | 7147.632 | 8989.6291 | 10817.5545 | 12612.9352 | 14358.2493 | 16037.6072 | 17637.3355 | 1720.4307 | 1775.1124 | 1814.6886 | 1837.4003 | 1841.9971 | 1827.9254 | 1795.3807 | 1745.3141 | 1679.3579 | 1599.7283
Ind ¦ Condensate return | RET | I_Food & Beverage | Ottawa and Surrounding | Process - Boiler/Steam | Industrial | NA | End Use Consumption (m^3/year) | 25 | 1.6724 | 1.6976 | 1.7164 | 1.73 | 1.7381 | 1.7378 | 1.7356 | 1.7356 | 1.7357 | 1.7357 | 0.070532 | 0.073026 | 0.07531 | 0.077423 | 0.079342 | 0.080918 | 0.082429 | 0.08408 | 0.085765 | 0.087483 | 0.042173 | 0.043016 | 0.043877 | 0.044754 | 0.045649 | 0.046562 | 0.047494 | 0.048443 | 0.049412 | 0.050401 | 0.028359 | 0.03001 | 0.031433 | 0.032669 | 0.033693 | 0.034355 | 0.034936 | 0.035637 | 0.036353 | 0.037082 | 32002.288 | 31842.2765 | 31683.0652 | 31524.6498 | 31367.0266 | 31210.1914 | 31054.1405 | 30898.8698 | 30744.3754 | 30590.6536 | 32002.288 | 31842.2765 | 31683.0652 | 31524.6498 | 31367.0266 | 31210.1914 | 31054.1405 | 30898.8698 | 30744.3754 | 30590.6536 | 261.6279 | 512.2318 | 746.7592 | 1001.8488 | 1272.0386 | 1546.8208 | 1819.5491 | 2095.0601 | 2371.7033 | 2652.7512 | 261.6279 | 250.6039 | 234.5275 | 255.0895 | 270.1899 | 274.7821 | 272.7284 | 275.511 | 276.6432 | 281.0479
Ind ¦ Condensing boiler | RET | I_Food & Beverage | Ottawa and Surrounding | Process - Boiler/Steam | Industrial | NA | End Use Consumption (m^3/year) | 20 | 3.224 | 3.2793 | 3.3205 | 3.3502 | 3.368 | 3.3674 | 3.3624 | 3.3624 | 3.3625 | 3.3625 | 0.3098 | 0.32141 | 0.33195 | 0.34163 | 0.35031 | 0.35725 | 0.36386 | 0.37114 | 0.37856 | 0.38614 | 0.09609 | 0.098012 | 0.099972 | 0.10197 | 0.10401 | 0.10609 | 0.10821 | 0.11038 | 0.11258 | 0.11484 | 0.21371 | 0.2234 | 0.23198 | 0.23966 | 0.2463 | 0.25116 | 0.25564 | 0.26076 | 0.26598 | 0.2713 | 71584.0652 | 71226.1449 | 70870.0142 | 70515.6641 | 70163.0858 | 69812.2703 | 69463.209 | 69115.893 | 68770.3135 | 68426.4619 | 71584.0652 | 71226.1449 | 70870.0142 | 70515.6641 | 70163.0858 | 69812.2703 | 69463.209 | 69115.893 | 68770.3135 | 68426.4619 | 2458.6457 | 4947.8112 | 7446.9238 | 10007.1099 | 12607.905 | 15220.701 | 17823.0175 | 20410.4076 | 22968.3856 | 25490.4905 | 2458.6457 | 2489.1656 | 2499.1126 | 2560.1861 | 2600.7951 | 2612.796 | 2602.3165 | 2587.3901 | 2557.978 | 2522.1049
Ind ¦ Condensing Economizer | RET | I_Food & Beverage | Ottawa and Surrounding | Process - Boiler/Steam | Industrial | NA | End Use Consumption (m^3/year) | 15 | 3.7008 | 3.7778 | 3.835 | 3.8765 | 3.9012 | 3.9004 | 3.8934 | 3.8934 | 3.8935 | 3.8934 | 0.25535 | 0.26588 | 0.27531 | 0.28385 | 0.29137 | 0.29714 | 0.30254 | 0.30859 | 0.31477 | 0.32106 | 0.069 | 0.07038 | 0.071788 | 0.073223 | 0.074688 | 0.076182 | 0.077705 | 0.079259 | 0.080844 | 0.082461 | 0.18635 | 0.1955 | 0.20352 | 0.21063 | 0.21668 | 0.22096 | 0.22483 | 0.22933 | 0.23392 | 0.2386 | 56846.1694 | 56561.9386 | 56279.1289 | 55997.7333 | 55717.7446 | 55439.1559 | 55161.9601 | 54886.1503 | 54611.7195 | 54338.6609 | 56846.1694 | 56561.9386 | 56279.1289 | 55997.7333 | 55717.7446 | 55439.1559 | 55161.9601 | 54886.1503 | 54611.7195 | 54338.6609 | 2308.2968 | 4665.0891 | 7053.3327 | 9484.4423 | 11939.9836 | 14396.7997 | 16834.1012 | 19239.583 | 21596.9037 | 23894.1599 | 2308.2968 | 2356.7923 | 2388.2436 | 2431.1097 | 2455.5412 | 2456.8161 | 2437.3016 | 2405.4818 | 2357.3207 | 2297.2562
Ind ¦ De-stratification fans | RET | I_Food & Beverage | Ottawa and Surrounding | Space Heating/Ventilation | Industrial | NA | End Use Consumption (m^3/year) | 25 | 1.4153 | 1.437 | 1.4542 | 1.4672 | 1.4755 | 1.468 | 1.466 | 1.466 | 1.466 | 1.466 | 0.29918 | 0.30985 | 0.31983 | 0.32915 | 0.33764 | 0.34262 | 0.34902 | 0.356 | 0.36312 | 0.37037 | 0.2114 | 0.21563 | 0.21994 | 0.22434 | 0.22882 | 0.2334 | 0.23807 | 0.24283 | 0.24769 | 0.25264 | 0.087784 | 0.094223 | 0.099894 | 0.10482 | 0.10881 | 0.10922 | 0.11095 | 0.11317 | 0.11543 | 0.11773 | 8107.9541 | 8067.4144 | 8027.0773 | 7986.9419 | 7947.0072 | 7907.2722 | 7867.7358 | 7828.3971 | 7789.2551 | 7750.3089 | 8107.9541 | 8067.4144 | 8027.0773 | 7986.9419 | 7947.0072 | 7907.2722 | 7867.7358 | 7828.3971 | 7789.2551 | 7750.3089 | 22.1384 | 42.5906 | 60.6701 | 81.5737 | 104.5099 | 127.9946 | 151.1045 | 174.5248 | 198.0333 | 222.0913 | 22.1384 | 20.4522 | 18.0795 | 20.9036 | 22.9362 | 23.4847 | 23.1099 | 23.4203 | 23.5085 | 24.058
Ind ¦ Digester Gas | RET | I_Food & Beverage | Ottawa and Surrounding | Process - Boiler/Steam | Industrial | NA | End Use Consumption (m^3/year) | 20 | 11.9533 | 12.1583 | 12.3108 | 12.4213 | 12.4871 | 12.4849 | 12.4664 | 12.4665 | 12.4667 | 12.4667 | 0.92939 | 0.96423 | 0.99586 | 1.0249 | 1.0509 | 1.0718 | 1.0916 | 1.1134 | 1.1357 | 1.1584 | 0.077752 | 0.079307 | 0.080893 | 0.082511 | 0.084161 | 0.085844 | 0.087561 | 0.089312 | 0.091099 | 0.092921 | 0.85164 | 0.88493 | 0.91497 | 0.94238 | 0.96676 | 0.98592 | 1.004 | 1.0241 | 1.0446 | 1.0655 | 75794.8926 | 75415.9181 | 75038.8385 | 74663.6443 | 74290.3261 | 73918.8745 | 73549.2801 | 73181.5337 | 72815.626 | 72451.5479 | 75794.8926 | 75415.9181 | 75038.8385 | 74663.6443 | 74290.3261 | 73918.8745 | 73549.2801 | 73181.5337 | 72815.626 | 72451.5479 | 3640.5529 | 7386.7792 | 11208.5006 | 15080.8533 | 18968.5885 | 22834.1414 | 26640.8672 | 30356.0021 | 33948.1355 | 37390.5737 | 3640.5529 | 3746.2263 | 3821.7214 | 3872.3527 | 3887.7352 | 3865.5529 | 3806.7258 | 3715.1349 | 3592.1334 | 3442.4383
Ind ¦ Direct contact hot water heaters | RET | I_Food & Beverage | Ottawa and Surrounding | Process - Boiler/Steam | Industrial | NA | End Use Consumption (m^3/year) | 20 | 11.6065 | 11.8055 | 11.9537 | 12.0609 | 12.1248 | 12.1227 | 12.1047 | 12.1048 | 12.1049 | 12.105 | 0.46469 | 0.48212 | 0.49793 | 0.51244 | 0.52546 | 0.53588 | 0.54579 | 0.5567 | 0.56785 | 0.57921 | 0.040038 | 0.040838 | 0.041655 | 0.042488 | 0.043338 | 0.044205 | 0.045089 | 0.045991 | 0.04691 | 0.047849 | 0.42466 | 0.44128 | 0.45628 | 0.46996 | 0.48212 | 0.49168 | 0.5007 | 0.51071 | 0.52094 | 0.53136 | 60635.9141 | 60332.7345 | 60031.0708 | 59730.9155 | 59432.2609 | 59135.0996 | 58839.4241 | 58545.227 | 58252.5008 | 57961.2383 | 60635.9141 | 60332.7345 | 60031.0708 | 59730.9155 | 59432.2609 | 59135.0996 | 58839.4241 | 58545.227 | 58252.5008 | 57961.2383 | 2905.4775 | 5894.985 | 8944.5066 | 12034.6148 | 15137.2819 | 18222.5851 | 21261.3549 | 24227.5895 | 27096.288 | 29846.2173 | 2905.4775 | 2989.5075 | 3049.5216 | 3090.1082 | 3102.667 | 3085.3033 | 3038.7698 | 2966.2346 | 2868.6985 | 2749.9292
Ind ¦ Energy Management and Process Improvement | RET | I_Food & Beverage | Ottawa and Surrounding | Cross Cutting/Behavioural | Industrial | NA | End Use Consumption (m^3/year) | 15 | 3.6479 | 3.7238 | 3.7802 | 3.8211 | 3.8455 | 3.8447 | 3.8378 | 3.8378 | 3.8379 | 3.8378 | 0.25535 | 0.26588 | 0.27531 | 0.28385 | 0.29137 | 0.29714 | 0.30254 | 0.30859 | 0.31477 | 0.32106 | 0.07 | 0.0714 | 0.072828 | 0.074285 | 0.07577 | 0.077286 | 0.078831 | 0.080408 | 0.082016 | 0.083656 | 0.18535 | 0.19448 | 0.20248 | 0.20956 | 0.2156 | 0.21985 | 0.22371 | 0.22818 | 0.23275 | 0.2374 | 343864.1259 | 342144.8052 | 340434.0812 | 338731.9108 | 337038.2512 | 335353.06 | 333676.2947 | 332007.9132 | 330347.8736 | 328696.1343 | 343864.1259 | 342144.8052 | 340434.0812 | 338731.9108 | 337038.2512 | 335353.06 | 333676.2947 | 332007.9132 | 330347.8736 | 328696.1343 | 13895.7406 | 28080.5122 | 42449.9136 | 57080.9426 | 71861.1122 | 86651.0423 | 101325.906 | 115812.9392 | 130014.359 | 143859.3922 | 13895.7406 | 14184.7716 | 14369.4014 | 14631.029 | 14780.1697 | 14789.9301 | 14674.8636 | 14487.0333 | 14201.4198 | 13845.0332
Ind ¦ Exhaust gas heat recovery | RET | I_Food & Beverage | Ottawa and Surrounding | Process Heat | Industrial | NA | End Use Consumption (m^3/year) | 15 | 5.3148 | 5.4254 | 5.5077 | 5.5672 | 5.6027 | 5.6015 | 5.5915 | 5.5916 | 5.5916 | 5.5916 | 0.44687 | 0.46529 | 0.48179 | 0.49674 | 0.5099 | 0.51999 | 0.52944 | 0.54003 | 0.55084 | 0.56185 | 0.084079 | 0.08576 | 0.087476 | 0.089225 | 0.09101 | 0.09283 | 0.094686 | 0.09658 | 0.098512 | 0.10048 | 0.36279 | 0.37953 | 0.39431 | 0.40751 | 0.41889 | 0.42716 | 0.43475 | 0.44345 | 0.45233 | 0.46137 | 105234.4879 | 104708.3155 | 104184.7739 | 103663.85 | 103145.5308 | 102629.8031 | 102116.6541 | 101606.0708 | 101098.0405 | 100592.5503 | 105234.4879 | 104708.3155 | 104184.7739 | 103663.85 | 103145.5308 | 102629.8031 | 102116.6541 | 101606.0708 | 101098.0405 | 100592.5503 | 4704.1909 | 9526.969 | 14431.084 | 19411.9056 | 24427.5463 | 29429.7017 | 34373.0538 | 39223.4141 | 43943.2921 | 48502.6981 | 4704.1909 | 4822.7781 | 4904.1149 | 4980.8216 | 5015.6408 | 5002.1554 | 4943.3521 | 4850.3604 | 4719.8779 | 4559.406
Ind ¦ Feedwater Economizers | RET | I_Food & Beverage | Ottawa and Surrounding | Process - Boiler/Steam | Industrial | NA | End Use Consumption (m^3/year) | 20 | 2.418 | 2.4595 | 2.4903 | 2.5127 | 2.526 | 2.5256 | 2.5218 | 2.5218 | 2.5219 | 2.5219 | 0.12392 | 0.12856 | 0.13278 | 0.13665 | 0.14012 | 0.1429 | 0.14554 | 0.14845 | 0.15143 | 0.15445 | 0.051248 | 0.052273 | 0.053318 | 0.054385 | 0.055473 | 0.056582 | 0.057714 | 0.058868 | 0.060045 | 0.061246 | 0.07267 | 0.076292 | 0.079463 | 0.082267 | 0.084651 | 0.086319 | 0.087829 | 0.089587 | 0.091381 | 0.093209 | 37897.4463 | 37707.9591 | 37519.4193 | 37331.8222 | 37145.1631 | 36959.4372 | 36774.6401 | 36590.7669 | 36407.813 | 36225.774 | 37897.4463 | 37707.9591 | 37519.4193 | 37331.8222 | 37145.1631 | 36959.4372 | 36774.6401 | 36590.7669 | 36407.813 | 36225.774 | 987.5055 | 1974.348 | 2951.6379 | 3961.5372 | 4995.5956 | 6038.5183 | 7079.3883 | 8121.5487 | 9160.2301 | 10196.8098 | 987.5055 | 986.8425 | 977.2899 | 1009.8993 | 1034.0584 | 1042.9226 | 1040.8701 | 1042.1604 | 1038.6813 | 1036.5797
Ind ¦ Heat recovery to preheat make-up water | RET | I_Food & Beverage | Ottawa and Surrounding | Process - Boiler/Steam | Industrial | NA | End Use Consumption (m^3/year) | 25 | 3.4769 | 3.5293 | 3.5683 | 3.5965 | 3.6134 | 3.6129 | 3.6082 | 3.6083 | 3.6084 | 3.6085 | 0.2116 | 0.21908 | 0.22593 | 0.23227 | 0.23803 | 0.24275 | 0.24729 | 0.25224 | 0.2573 | 0.26245 | 0.060857 | 0.062074 | 0.063316 | 0.064582 | 0.065874 | 0.067191 | 0.068535 | 0.069906 | 0.071304 | 0.07273 | 0.15074 | 0.157 | 0.16261 | 0.16769 | 0.17215 | 0.17556 | 0.17875 | 0.18234 | 0.18599 | 0.18972 | 79584.6372 | 79186.714 | 78790.7805 | 78396.8266 | 78004.8424 | 77614.8182 | 77226.7441 | 76840.6104 | 76456.4073 | 76074.1253 | 79584.6372 | 79186.714 | 78790.7805 | 78396.8266 | 78004.8424 | 77614.8182 | 77226.7441 | 76840.6104 | 76456.4073 | 76074.1253 | 2624.7806 | 5275.998 | 7932.8518 | 10657.698 | 13430.0626 | 16217.6646 | 18995.1911 | 21760.6855 | 24499.0677 | 27205.5006 | 2624.7806 | 2651.2174 | 2656.8537 | 2724.8463 | 2772.3646 | 2787.602 | 2777.5265 | 2765.4943 | 2738.3822 | 2706.4328
Ind ¦ High-efficiency burner | RET | I_Food & Beverage | Ottawa and Surrounding | Process - Boiler/Steam | Industrial | NA | End Use Consumption (m^3/year) | 20 | 2.5792 | 2.6234 | 2.6564 | 2.6802 | 2.6944 | 2.6939 | 2.6899 | 2.6899 | 2.69 | 2.69 | 0.1549 | 0.16071 | 0.16598 | 0.17081 | 0.17515 | 0.17863 | 0.18193 | 0.18557 | 0.18928 | 0.19307 | 0.060056 | 0.061257 | 0.062483 | 0.063732 | 0.065007 | 0.066307 | 0.067633 | 0.068986 | 0.070366 | 0.071773 | 0.094842 | 0.099448 | 0.10349 | 0.10708 | 0.11015 | 0.11232 | 0.1143 | 0.11658 | 0.11892 | 0.1213 | 21475.2196 | 21367.8435 | 21261.0043 | 21154.6992 | 21048.9257 | 20943.6811 | 20838.9627 | 20734.7679 | 20631.094 | 20527.9386 | 21475.2196 | 21367.8435 | 21261.0043 | 21154.6992 | 21048.9257 | 20943.6811 | 20838.9627 | 20734.7679 | 20631.094 | 20527.9386 | 604.3323 | 1210.4365 | 1813.1143 | 2434.2414 | 3068.8466 | 3708.3565 | 4346.4867 | 4984.4712 | 5619.2695 | 6251.0873 | 604.3323 | 606.1042 | 602.6778 | 621.1272 | 634.6052 | 639.5099 | 638.1302 | 637.9845 | 634.7984 | 631.8178
Ind ¦ High-efficiency burners | RET | I_Food & Beverage | Ottawa and Surrounding | Process Heat | Industrial | NA | End Use Consumption (m^3/year) | 20 | 8.928 | 9.0812 | 9.1951 | 9.2776 | 9.3267 | 9.3252 | 9.3113 | 9.3113 | 9.3115 | 9.3115 | 0.61959 | 0.64282 | 0.66391 | 0.68326 | 0.70062 | 0.71451 | 0.72771 | 0.74227 | 0.75713 | 0.77227 | 0.069398 | 0.070786 | 0.072202 | 0.073646 | 0.075119 | 0.076621 | 0.078154 | 0.079717 | 0.081311 | 0.082938 | 0.55019 | 0.57204 | 0.59171 | 0.60961 | 0.6255 | 0.63789 | 0.64956 | 0.66256 | 0.67582 | 0.68934 | 36080.3959 | 35899.9939 | 35720.4939 | 35541.8914 | 35364.182 | 35187.3611 | 35011.4243 | 34836.3671 | 34662.1853 | 34488.8744 | 36080.3959 | 35899.9939 | 35720.4939 | 35541.8914 | 35364.182 | 35187.3611 | 35011.4243 | 34836.3671 | 34662.1853 | 34488.8744 | 1686.0052 | 3418.9128 | 5185.1844 | 6976.0749 | 8775.9242 | 10567.6905 | 12334.8894 | 14063.3202 | 15738.8876 | 17349.7159 | 1686.0052 | 1732.9076 | 1766.2716 | 1790.8905 | 1799.8493 | 1791.7663 | 1767.1989 | 1728.4308 | 1675.5673 | 1610.8283
Ind ¦ Insulation | RET | I_Food & Beverage | Ottawa and Surrounding | Process - Boiler/Steam | Industrial | NA | End Use Consumption (m^3/year) | 15 | 5.3148 | 5.4254 | 5.5077 | 5.5672 | 5.6027 | 5.6015 | 5.5915 | 5.5916 | 5.5916 | 5.5916 | 0.12768 | 0.13294 | 0.13765 | 0.14192 | 0.14569 | 0.14857 | 0.15127 | 0.1543 | 0.15738 | 0.16053 | 0.024023 | 0.024503 | 0.024993 | 0.025493 | 0.026003 | 0.026523 | 0.027053 | 0.027594 | 0.028146 | 0.028709 | 0.10365 | 0.10844 | 0.11266 | 0.11643 | 0.11968 | 0.12205 | 0.12422 | 0.1267 | 0.12924 | 0.13182 | 54740.7558 | 54467.052 | 54194.7167 | 53923.7431 | 53654.1244 | 53385.8538 | 53118.9245 | 52853.3299 | 52589.0633 | 52326.1179 | 54740.7558 | 54467.052 | 54194.7167 | 53923.7431 | 53654.1244 | 53385.8538 | 53118.9245 | 52853.3299 | 52589.0633 | 52326.1179 | 2447.0207 | 4955.7279 | 7506.7448 | 10097.6629 | 12706.6932 | 15308.7086 | 17880.1359 | 20403.1908 | 22858.3715 | 25230.0781 | 2447.0207 | 2508.7072 | 2551.0169 | 2590.9181 | 2609.0303 | 2602.0155 | 2571.4272 | 2523.0549 | 2455.1807 | 2371.7066
Ind ¦ Radiant heaters | RET | I_Food & Beverage | Ottawa and Surrounding | Space Heating/Ventilation | Industrial | NA | End Use Consumption (m^3/year) | 20 | 1.4656 | 1.4912 | 1.5115 | 1.5269 | 1.5367 | 1.5277 | 1.5255 | 1.5255 | 1.5255 | 1.5255 | 0.98582 | 1.0231 | 1.0578 | 1.0899 | 1.1188 | 1.1346 | 1.1555 | 1.1787 | 1.2022 | 1.2263 | 0.67263 | 0.68608 | 0.69981 | 0.7138 | 0.72808 | 0.74264 | 0.75749 | 0.77264 | 0.78809 | 0.80386 | 0.31319 | 0.33701 | 0.35795 | 0.37608 | 0.39073 | 0.39191 | 0.39804 | 0.40601 | 0.41413 | 0.42239 | 12922.0519 | 12857.4416 | 12793.1544 | 12729.1886 | 12665.5427 | 12602.215 | 12539.2039 | 12476.5079 | 12414.1254 | 12352.0547 | 12922.0519 | 12857.4416 | 12793.1544 | 12729.1886 | 12665.5427 | 12602.215 | 12539.2039 | 12476.5079 | 12414.1254 | 12352.0547 | 81.1714 | 158.9108 | 231.7227 | 310.6169 | 394.1063 | 479.4339 | 563.7792 | 649.2224 | 735.0766 | 822.7511 | 81.1714 | 77.7394 | 72.8119 | 78.8942 | 83.4894 | 85.3277 | 84.3453 | 85.4431 | 85.8542 | 87.6745
Ind ¦ Reduce Steam Pressure | RET | I_Food & Beverage | Ottawa and Surrounding | Process - Boiler/Steam | Industrial | NA | End Use Consumption (m^3/year) | 20 | 29.9803 | 30.4945 | 30.8771 | 31.154 | 31.3191 | 31.3138 | 31.2672 | 31.2674 | 31.2679 | 31.268 | 0.092939 | 0.096423 | 0.099586 | 0.10249 | 0.10509 | 0.10718 | 0.10916 | 0.11134 | 0.11357 | 0.11584 | 0.0031 | 0.003162 | 0.0032252 | 0.0032897 | 0.0033555 | 0.0034227 | 0.0034911 | 0.0035609 | 0.0036321 | 0.0037048 | 0.089839 | 0.093261 | 0.096361 | 0.099199 | 0.10174 | 0.10375 | 0.10567 | 0.10778 | 0.10994 | 0.11214 | 22738.4678 | 22624.7754 | 22511.6516 | 22399.0933 | 22287.0978 | 22175.6623 | 22064.784 | 21954.4601 | 21844.6878 | 21735.4644 | 22738.4678 | 22624.7754 | 22511.6516 | 22399.0933 | 22287.0978 | 22175.6623 | 22064.784 | 21954.4601 | 21844.6878 | 21735.4644 | 1160.113 | 2356.5571 | 3578.8137 | 4815.4188 | 6053.9325 | 7281.5441 | 8485.6548 | 9654.481 | 10777.3749 | 11845.3075 | 1160.113 | 1196.4441 | 1222.2566 | 1236.6051 | 1238.5137 | 1227.6116 | 1204.1107 | 1168.8262 | 1122.8938 | 1067.9326
Ind ¦ Steam trap survey and repair | RET | I_Food & Beverage | Ottawa and Surrounding | Process - Boiler/Steam | Industrial | NA | End Use Consumption (m^3/year) | 3 | 0.74751 | 0.79708 | 0.84877 | 0.8911 | 0.91312 | 0.91238 | 0.90622 | 0.90625 | 0.90632 | 0.90624 | 0.023145 | 0.025173 | 0.027342 | 0.029279 | 0.030603 | 0.03119 | 0.031599 | 0.032232 | 0.032879 | 0.033534 | 0.030962 | 0.031582 | 0.032213 | 0.032858 | 0.033515 | 0.034185 | 0.034869 | 0.035566 | 0.036277 | 0.037003 | -0.0078176 | -0.0064086 | -0.0048715 | -0.0035782 | -0.0029118 | -0.0029954 | -0.00327 | -0.0033344 | -0.0033984 | -0.0034693 | 50529.9284 | 50277.2787 | 50025.8924 | 49775.7629 | 49526.8841 | 49279.2497 | 49032.8534 | 48787.6891 | 48543.7507 | 48301.0319 | 0 | 0 | 0 | 0 | 0 | 0 | 0 | 0 | 0 | 0 | 0 | 0 | 0 | 0 | 0 | 0 | 0 | 0 | 0 | 0 | 0 | 0 | 0 | 0 | 0 | 0 | 0 | 0 | 0 | 0
Ind ¦ Ventilation heat recovery | RET | I_Food & Beverage | Ottawa and Surrounding | Space Heating/Ventilation | Industrial | NA | End Use Consumption (m^3/year) | 20 | 4.3968 | 4.4736 | 4.5345 | 4.5806 | 4.61 | 4.5832 | 4.5764 | 4.5765 | 4.5764 | 4.5764 | 0.49291 | 0.51155 | 0.52888 | 0.54494 | 0.5594 | 0.56728 | 0.57777 | 0.58933 | 0.60111 | 0.61313 | 0.11211 | 0.11435 | 0.11663 | 0.11897 | 0.12135 | 0.12377 | 0.12625 | 0.12877 | 0.13135 | 0.13398 | 0.3808 | 0.3972 | 0.41225 | 0.42598 | 0.43806 | 0.4435 | 0.45152 | 0.46055 | 0.46976 | 0.47915 | 13191.2613 | 13125.305 | 13059.6785 | 12994.3801 | 12929.4082 | 12864.7611 | 12800.4373 | 12736.4351 | 12672.753 | 12609.3892 | 13191.2613 | 13125.305 | 13059.6785 | 12994.3801 | 12929.4082 | 12864.7611 | 12800.4373 | 12736.4351 | 12672.753 | 12609.3892 | 519.3764 | 1048.4793 | 1583.333 | 2128.7864 | 2680.6487 | 3233.3475 | 3782.0453 | 4324.4667 | 4857.0243 | 5377.375 | 519.3764 | 529.1029 | 534.8538 | 545.4533 | 551.8624 | 552.6988 | 548.6978 | 542.4213 | 532.5576 | 520.3507
Ind ¦ Ventilation optimization | RET | I_Food & Beverage | Ottawa and Surrounding | Space Heating/Ventilation | Industrial | NA | End Use Consumption (m^3/year) | 15 | 2.256 | 2.3037 | 2.3416 | 2.3703 | 2.3886 | 2.3719 | 2.3677 | 2.3677 | 2.3677 | 2.3677 | 0.54194 | 0.56449 | 0.58524 | 0.60426 | 0.62109 | 0.62909 | 0.64054 | 0.65336 | 0.66642 | 0.67974 | 0.24023 | 0.24503 | 0.24993 | 0.25493 | 0.26003 | 0.26523 | 0.27053 | 0.27594 | 0.28146 | 0.28709 | 0.30171 | 0.31946 | 0.33531 | 0.34933 | 0.36107 | 0.36387 | 0.37 | 0.37741 | 0.38496 | 0.39265 | 15202.414 | 15126.4019 | 15050.7699 | 14975.5161 | 14900.6385 | 14826.1353 | 14752.0046 | 14678.2446 | 14604.8534 | 14531.8291 | 15202.414 | 15126.4019 | 15050.7699 | 14975.5161 | 14900.6385 | 14826.1353 | 14752.0046 | 14678.2446 | 14604.8534 | 14531.8291 | 427.8098 | 856.874 | 1283.5125 | 1723.2115 | 2172.4517 | 2625.1639 | 3076.8994 | 3528.5317 | 3977.9086 | 4425.1756 | 427.8098 | 429.0641 | 426.6386 | 439.699 | 449.2401 | 452.7122 | 451.7355 | 451.6324 | 449.3769 | 447.2669
Ind ¦ Warehouse loading dock seals | RET | I_Food & Beverage | Ottawa and Surrounding | Space Heating/Ventilation | Industrial | NA | End Use Consumption (m^3/year) | 10 | 0.65563 | 0.67466 | 0.68975 | 0.70118 | 0.70846 | 0.70181 | 0.70013 | 0.70014 | 0.70014 | 0.70012 | 0.098874 | 0.10378 | 0.10822 | 0.11222 | 0.11565 | 0.11685 | 0.11891 | 0.12129 | 0.12371 | 0.12618 | 0.15081 | 0.15382 | 0.1569 | 0.16004 | 0.16324 | 0.1665 | 0.16983 | 0.17323 | 0.1767 | 0.18023 | -0.051935 | -0.050045 | -0.048679 | -0.047824 | -0.047591 | -0.04965 | -0.050928 | -0.051945 | -0.052985 | -0.054047 | 4803.5405 | 4779.5228 | 4755.6252 | 4731.8471 | 4708.1879 | 4684.6469 | 4661.2237 | 4637.9176 | 4614.728 | 4591.6543 | 0 | 0 | 0 | 0 | 0 | 0 | 0 | 0 | 0 | 0 | 0 | 0 | 0 | 0 | 0 | 0 | 0 | 0 | 0 | 0 | 0 | 0 | 0 | 0 | 0 | 0 | 0 | 0 | 0 | 0
Ind ¦ Boiler right sizing and load management | ROB | I_Food & Beverage | Ottawa and Surrounding | Process - Boiler/Steam | Industrial | NA | End Use Consumption (m^3/year) | 25 | INF | INF | INF | INF | INF | INF | INF | INF | INF | INF | 0.35266 | 0.36513 | 0.37655 | 0.38712 | 0.39671 | 0.40459 | 0.41215 | 0.4204 | 0.42883 | 0.43741 | 0 | 0 | 0 | 0 | 0 | 0 | 0 | 0 | 0 | 0 | 0.35266 | 0.36513 | 0.37655 | 0.38712 | 0.39671 | 0.40459 | 0.41215 | 0.4204 | 0.42883 | 0.43741 | 110534.2184 | 109981.5473 | 109431.6395 | 108884.4813 | 108340.0589 | 107798.3586 | 107259.3668 | 106723.07 | 106189.4546 | 105658.5074 | 110534.2184 | 109981.5473 | 109431.6395 | 108884.4813 | 108340.0589 | 107798.3586 | 107259.3668 | 106723.07 | 106189.4546 | 105658.5074 | 3317.4463 | 6584.6141 | 9798.0447 | 12954.4531 | 16050.7885 | 19084.2809 | 22052.4757 | 24953.2569 | 27784.8599 | 30545.876 | 3317.4463 | 3267.1678 | 3213.4305 | 3156.4084 | 3096.3354 | 3033.4924 | 2968.1948 | 2900.7811 | 2831.603 | 2761.0161
Ind ¦ Advanced boiler controls including air/fuel mix control ¦ New | NEW | I_Green House / Agriculture | Ottawa and Surrounding | Process - Boiler/Steam | Industrial | NA | End Use Consumption (m^3/year) | 15 | 4.1594 | 4.246 | 4.3104 | 4.357 | 4.3847 | 4.3838 | 4.376 | 4.376 | 4.3761 | 4.376 | 0.12768 | 0.13294 | 0.13765 | 0.14192 | 0.14569 | 0.14857 | 0.15127 | 0.1543 | 0.15738 | 0.16053 | 0.030695 | 0.031309 | 0.031936 | 0.032574 | 0.033226 | 0.03389 | 0.034568 | 0.035259 | 0.035965 | 0.036684 | 0.09698 | 0.10163 | 0.10572 | 0.10935 | 0.11246 | 0.11468 | 0.1167 | 0.11904 | 0.12142 | 0.12384 | 2463.9739 | 4967.3715 | 7511.0821 | 10096.0136 | 12723.0927 | 15393.2652 | 18107.4963 | 20866.7715 | 23672.0963 | 26524.4973 | 2463.9739 | 4967.3715 | 7511.0821 | 10096.0136 | 12723.0927 | 15393.2652 | 18107.4963 | 20866.7715 | 23672.0963 | 26524.4973 | 1518.9519 | 3062.207 | 4667.5189 | 6329.6986 | 8061.4648 | 9858.9248 | 11715.8745 | 13627.7017 | 15595.3255 | 17616.8127 | 1518.9519 | 1543.2551 | 1605.3118 | 1662.1797 | 1731.7663 | 1797.46 | 1856.9497 | 1911.8272 | 1967.6239 | 2021.4872
Ind ¦ Advanced heating and process control ¦ New | NEW | I_Green House / Agriculture | Ottawa and Surrounding | Process Heat | Industrial | NA | End Use Consumption (m^3/year) | 15 | 5.3148 | 5.4254 | 5.5077 | 5.5672 | 5.6027 | 5.6015 | 5.5915 | 5.5916 | 5.5916 | 5.5916 | 0.31919 | 0.33235 | 0.34413 | 0.35481 | 0.36422 | 0.37142 | 0.37817 | 0.38574 | 0.39346 | 0.40132 | 0.060056 | 0.061257 | 0.062483 | 0.063732 | 0.065007 | 0.066307 | 0.067633 | 0.068986 | 0.070366 | 0.071773 | 0.25913 | 0.27109 | 0.28165 | 0.29108 | 0.29921 | 0.30511 | 0.31054 | 0.31675 | 0.32309 | 0.32955 | 1251.5423 | 2523.1093 | 3815.1528 | 5128.1339 | 6462.5233 | 7818.8014 | 9197.4585 | 10598.995 | 12023.9219 | 13472.7605 | 1251.5423 | 2523.1093 | 3815.1528 | 5128.1339 | 6462.5233 | 7818.8014 | 9197.4585 | 10598.995 | 12023.9219 | 13472.7605 | 819.3453 | 1651.8001 | 2520.7045 | 3423.1937 | 4363.3445 | 5339.0374 | 6347.3477 | 7386.0268 | 8455.0092 | 9553.2028 | 819.3453 | 832.4548 | 868.9044 | 902.4892 | 940.1509 | 975.6928 | 1008.3103 | 1038.6791 | 1068.9825 | 1098.1935
Ind ¦ Air compressor heat recovery ¦ New | NEW | I_Green House / Agriculture | Ottawa and Surrounding | Space Heating/Ventilation | Industrial | NA | End Use Consumption (m^3/year) | 25 | 2.502 | 2.5404 | 2.5708 | 2.5939 | 2.6085 | 2.5951 | 2.5917 | 2.5918 | 2.5917 | 2.5917 | 0.78535 | 0.81335 | 0.83956 | 0.86403 | 0.8863 | 0.89938 | 0.91617 | 0.9345 | 0.95318 | 0.97223 | 0.31389 | 0.32017 | 0.32658 | 0.33311 | 0.33977 | 0.34656 | 0.3535 | 0.36057 | 0.36778 | 0.37513 | 0.47146 | 0.49318 | 0.51299 | 0.53092 | 0.54653 | 0.55281 | 0.56267 | 0.57393 | 0.58541 | 0.5971 | 1013.7493 | 2043.7185 | 3090.2738 | 4153.7885 | 5234.6439 | 6333.2291 | 7449.9413 | 8585.186 | 9739.3768 | 10912.936 | 1013.7493 | 2043.7185 | 3090.2738 | 4153.7885 | 5234.6439 | 6333.2291 | 7449.9413 | 8585.186 | 9739.3768 | 10912.936 | 305.1655 | 615.2137 | 930.7113 | 1248.1594 | 1587.5815 | 1946.2443 | 2318.077 | 2698.9053 | 3091.6437 | 3495.1846 | 305.1655 | 310.0482 | 315.4976 | 317.4481 | 339.4222 | 358.6628 | 371.8327 | 380.8283 | 392.7385 | 403.5409
Ind ¦ Air curtains ¦ New | NEW | I_Green House / Agriculture | Ottawa and Surrounding | Space Heating/Ventilation | Industrial | NA | End Use Consumption (m^3/year) | 15 | 0.92289 | 0.94244 | 0.95793 | 0.96967 | 0.97714 | 0.97032 | 0.9686 | 0.96861 | 0.96861 | 0.96859 | 0.13548 | 0.14112 | 0.14631 | 0.15106 | 0.15527 | 0.15727 | 0.16013 | 0.16334 | 0.16661 | 0.16993 | 0.1468 | 0.14974 | 0.15274 | 0.15579 | 0.15891 | 0.16208 | 0.16533 | 0.16863 | 0.172 | 0.17544 | -0.01132 | -0.0086192 | -0.0064252 | -0.0047254 | -0.0036321 | -0.0048103 | -0.0051917 | -0.0052929 | -0.0053996 | -0.0055101 | 603.4222 | 1216.4991 | 1839.4487 | 2472.4931 | 3115.8594 | 3769.7792 | 4434.4889 | 5110.2297 | 5797.2481 | 6495.7953 | 0 | 0 | 0 | 0 | 0 | 0 | 0 | 0 | 0 | 0 | 0 | 0 | 0 | 0 | 0 | 0 | 0 | 0 | 0 | 0 | 0 | 0 | 0 | 0 | 0 | 0 | 0 | 0 | 0 | 0
Ind ¦ Automated temperature control ¦ New | NEW | I_Green House / Agriculture | Ottawa and Surrounding | Space Heating/Ventilation | Industrial | NA | End Use Consumption (m^3/year) | 25 | 1.1676 | 1.1855 | 1.1997 | 1.2105 | 1.2173 | 1.2111 | 1.2095 | 1.2095 | 1.2095 | 1.2095 | 0.26178 | 0.27112 | 0.27985 | 0.28801 | 0.29543 | 0.29979 | 0.30539 | 0.3115 | 0.31773 | 0.32408 | 0.22421 | 0.22869 | 0.23327 | 0.23793 | 0.24269 | 0.24755 | 0.2525 | 0.25755 | 0.2627 | 0.26795 | 0.037574 | 0.042423 | 0.046585 | 0.050076 | 0.052741 | 0.052247 | 0.052892 | 0.053952 | 0.055029 | 0.056126 | 782.2139 | 1576.9433 | 2384.4705 | 3205.0837 | 4039.0771 | 4886.7509 | 5748.4115 | 6624.3719 | 7514.9512 | 8420.4753 | 782.2139 | 1576.9433 | 2384.4705 | 3205.0837 | 4039.0771 | 4886.7509 | 5748.4115 | 6624.3719 | 7514.9512 | 8420.4753 | 6.9729 | 14.0574 | 20.4974 | 26.026 | 33.2904 | 42.1249 | 51.6383 | 61.2256 | 71.3499 | 81.8636 | 6.9729 | 7.0845 | 6.44 | 5.5286 | 7.2644 | 8.8345 | 9.5135 | 9.5872 | 10.1243 | 10.5137
Ind ¦ Blow down heat recovery and control ¦ New | NEW | I_Green House / Agriculture | Ottawa and Surrounding | Process - Boiler/Steam | Industrial | NA | End Use Consumption (m^3/year) | 20 | 1.9672 | 2.0009 | 2.026 | 2.0442 | 2.055 | 2.0547 | 2.0516 | 2.0517 | 2.0517 | 2.0517 | 0.061959 | 0.064282 | 0.066391 | 0.068326 | 0.070062 | 0.071451 | 0.072771 | 0.074227 | 0.075713 | 0.077227 | 0.031496 | 0.032126 | 0.032769 | 0.033424 | 0.034093 | 0.034774 | 0.03547 | 0.036179 | 0.036903 | 0.037641 | 0.030463 | 0.032156 | 0.033622 | 0.034902 | 0.035969 | 0.036676 | 0.037301 | 0.038048 | 0.03881 | 0.039587 | 1407.9851 | 2838.498 | 4292.0469 | 5769.1506 | 7270.3387 | 8796.1515 | 10347.1408 | 11923.8694 | 13526.9122 | 15156.8556 | 1407.9851 | 2838.498 | 4292.0469 | 5769.1506 | 7270.3387 | 8796.1515 | 10347.1408 | 11923.8694 | 13526.9122 | 15156.8556 | 384.3151 | 774.7791 | 1172.3666 | 1571.6321 | 2002.0123 | 2459.355 | 2934.5291 | 3421.207 | 3923.6156 | 4440.0137 | 384.3151 | 390.4641 | 397.5875 | 399.2655 | 430.3802 | 457.3427 | 475.174 | 486.6779 | 502.4086 | 516.3981
Ind ¦ Boiler combustion air preheat ¦ New | NEW | I_Green House / Agriculture | Ottawa and Surrounding | Process - Boiler/Steam | Industrial | NA | End Use Consumption (m^3/year) | 20 | 68.9876 | 69.0887 | 69.1845 | 69.2782 | 69.3709 | 69.4563 | 69.5363 | 69.6241 | 69.7143 | 69.809 | 2.0992 | 2.1443 | 2.1902 | 2.2371 | 2.2849 | 2.3334 | 2.3828 | 2.4336 | 2.4854 | 2.5386 | 0.030429 | 0.031037 | 0.031658 | 0.032291 | 0.032937 | 0.033596 | 0.034267 | 0.034953 | 0.035652 | 0.036365 | 2.0688 | 2.1133 | 2.1586 | 2.2048 | 2.2519 | 2.2998 | 2.3486 | 2.3986 | 2.4498 | 2.5022 | 1810.2666 | 3649.4974 | 5518.346 | 7417.4794 | 9347.5783 | 11309.3377 | 13303.4667 | 15330.6892 | 17391.7442 | 19487.3858 | 1810.2666 | 3649.4974 | 5518.346 | 7417.4794 | 9347.5783 | 11309.3377 | 13303.4667 | 15330.6892 | 17391.7442 | 19487.3858 | 1337.2784 | 2695.9532 | 4120.2662 | 5606.6458 | 7152.1202 | 8754.0733 | 10410.2109 | 12118.5383 | 13877.3436 | 15685.1667 | 1337.2784 | 1358.6748 | 1424.313 | 1486.3797 | 1545.4744 | 1601.953 | 1656.1376 | 1708.3274 | 1758.8053 | 1807.8231
Ind ¦ Boiler right sizing and load management | NEW | I_Green House / Agriculture | Ottawa and Surrounding | Process - Boiler/Steam | Industrial | NA | End Use Consumption (m^3/year) | 25 | INF | INF | INF | INF | INF | INF | INF | INF | INF | INF | 0.35266 | 0.36513 | 0.37655 | 0.38712 | 0.39671 | 0.40459 | 0.41215 | 0.4204 | 0.42883 | 0.43741 | 0 | 0 | 0 | 0 | 0 | 0 | 0 | 0 | 0 | 0 | 0.35266 | 0.36513 | 0.37655 | 0.38712 | 0.39671 | 0.40459 | 0.41215 | 0.4204 | 0.42883 | 0.43741 | 5866.6046 | 11827.0749 | 17883.5287 | 24038.1277 | 30293.0779 | 36650.6314 | 43113.0865 | 49682.7892 | 56362.134 | 63153.5651 | 5866.6046 | 11827.0749 | 17883.5287 | 24038.1277 | 30293.0779 | 36650.6314 | 43113.0865 | 49682.7892 | 56362.134 | 63153.5651 | 4395.0044 | 8860.3288 | 13501.5773 | 18316.5088 | 23302.7823 | 28458.0236 | 33779.8844 | 39266.0938 | 44914.5032 | 50723.124 | 4395.0044 | 4465.3244 | 4641.2485 | 4814.9314 | 4986.2735 | 5155.2414 | 5321.8608 | 5486.2094 | 5648.4094 | 5808.6208
Ind ¦ Condensate return ¦ New | NEW | I_Green House / Agriculture | Ottawa and Surrounding | Process - Boiler/Steam | Industrial | NA | End Use Consumption (m^3/year) | 25 | 1.6724 | 1.6976 | 1.7164 | 1.73 | 1.7381 | 1.7378 | 1.7356 | 1.7356 | 1.7357 | 1.7357 | 0.070532 | 0.073026 | 0.07531 | 0.077423 | 0.079342 | 0.080918 | 0.082429 | 0.08408 | 0.085765 | 0.087483 | 0.042173 | 0.043016 | 0.043877 | 0.044754 | 0.045649 | 0.046562 | 0.047494 | 0.048443 | 0.049412 | 0.050401 | 0.028359 | 0.03001 | 0.031433 | 0.032669 | 0.033693 | 0.034355 | 0.034936 | 0.035637 | 0.036353 | 0.037082 | 1698.5217 | 3424.2198 | 5177.7074 | 6959.6103 | 8770.5673 | 10611.2304 | 12482.265 | 14384.3504 | 16318.1798 | 18284.4607 | 1698.5217 | 3424.2198 | 5177.7074 | 6959.6103 | 8770.5673 | 10611.2304 | 12482.265 | 14384.3504 | 16318.1798 | 18284.4607 | 203.3614 | 409.9767 | 614.9693 | 813.3944 | 1036.3681 | 1279.9271 | 1535.0103 | 1795.4728 | 2065.963 | 2344.9678 | 203.3614 | 206.6152 | 204.9926 | 198.4251 | 222.9738 | 243.559 | 255.0833 | 260.4625 | 270.4902 | 279.0048
Ind ¦ Condensing boiler ¦ New | NEW | I_Green House / Agriculture | Ottawa and Surrounding | Process - Boiler/Steam | Industrial | NA | End Use Consumption (m^3/year) | 20 | 3.224 | 3.2793 | 3.3205 | 3.3502 | 3.368 | 3.3674 | 3.3624 | 3.3624 | 3.3625 | 3.3625 | 0.3098 | 0.32141 | 0.33195 | 0.34163 | 0.35031 | 0.35725 | 0.36386 | 0.37114 | 0.37856 | 0.38614 | 0.09609 | 0.098012 | 0.099972 | 0.10197 | 0.10401 | 0.10609 | 0.10821 | 0.11038 | 0.11258 | 0.11484 | 0.21371 | 0.2234 | 0.23198 | 0.23966 | 0.2463 | 0.25116 | 0.25564 | 0.26076 | 0.26598 | 0.2713 | 3799.3249 | 7659.439 | 11581.7138 | 15567.5493 | 19618.3743 | 23735.647 | 27920.856 | 32175.5206 | 36501.1916 | 40899.4517 | 3799.3249 | 7659.439 | 11581.7138 | 15567.5493 | 19618.3743 | 23735.647 | 27920.856 | 32175.5206 | 36501.1916 | 40899.4517 | 1911.0875 | 3852.7525 | 5856.2196 | 7910.0802 | 10063.3628 | 12307.0069 | 14625.3294 | 17007.7813 | 19460.2215 | 21979.3918 | 1911.0875 | 1941.6649 | 2003.4671 | 2053.8606 | 2153.2827 | 2243.644 | 2318.3225 | 2382.4519 | 2452.4402 | 2519.1703
Ind ¦ Condensing Economizer ¦ New | NEW | I_Green House / Agriculture | Ottawa and Surrounding | Process - Boiler/Steam | Industrial | NA | End Use Consumption (m^3/year) | 15 | 3.7008 | 3.7778 | 3.835 | 3.8765 | 3.9012 | 3.9004 | 3.8934 | 3.8934 | 3.8935 | 3.8934 | 0.25535 | 0.26588 | 0.27531 | 0.28385 | 0.29137 | 0.29714 | 0.30254 | 0.30859 | 0.31477 | 0.32106 | 0.069 | 0.07038 | 0.071788 | 0.073223 | 0.074688 | 0.076182 | 0.077705 | 0.079259 | 0.080844 | 0.082461 | 0.18635 | 0.1955 | 0.20352 | 0.21063 | 0.21668 | 0.22096 | 0.22483 | 0.22933 | 0.23392 | 0.2386 | 3017.1109 | 6082.4957 | 9197.2433 | 12362.4656 | 15579.2972 | 18848.8962 | 22172.4445 | 25551.1487 | 28986.2404 | 32478.9763 | 3017.1109 | 6082.4957 | 9197.2433 | 12362.4656 | 15579.2972 | 18848.8962 | 22172.4445 | 25551.1487 | 28986.2404 | 32478.9763 | 1794.2224 | 3617.1524 | 5503.9208 | 7449.378 | 9472.932 | 11570.6176 | 13735.122 | 15961.2086 | 18251.1441 | 20603.1258 | 1794.2224 | 1822.93 | 1886.7684 | 1945.4571 | 2023.5541 | 2097.6856 | 2164.5044 | 2226.0866 | 2289.9355 | 2351.9816
Ind ¦ De-stratification fans ¦ New | NEW | I_Green House / Agriculture | Ottawa and Surrounding | Space Heating/Ventilation | Industrial | NA | End Use Consumption (m^3/year) | 25 | 1.4153 | 1.437 | 1.4542 | 1.4672 | 1.4755 | 1.468 | 1.466 | 1.466 | 1.466 | 1.466 | 0.29918 | 0.30985 | 0.31983 | 0.32915 | 0.33764 | 0.34262 | 0.34902 | 0.356 | 0.36312 | 0.37037 | 0.2114 | 0.21563 | 0.21994 | 0.22434 | 0.22882 | 0.2334 | 0.23807 | 0.24283 | 0.24769 | 0.25264 | 0.087784 | 0.094223 | 0.099894 | 0.10482 | 0.10881 | 0.10922 | 0.11095 | 0.11317 | 0.11543 | 0.11773 | 572.1336 | 1153.4214 | 1744.0698 | 2344.2898 | 2954.2964 | 3574.3092 | 4204.5524 | 4845.2549 | 5496.65 | 6158.9763 | 572.1336 | 1153.4214 | 1744.0698 | 2344.2898 | 2954.2964 | 3574.3092 | 4204.5524 | 4845.2549 | 5496.65 | 6158.9763 | 22.8785 | 46.123 | 68.4873 | 89.036 | 113.6894 | 141.7043 | 171.3623 | 201.4967 | 232.9946 | 265.5698 | 22.8785 | 23.2445 | 22.3643 | 20.5486 | 24.6534 | 28.0149 | 29.658 | 30.1344 | 31.4979 | 32.5752
Ind ¦ Digester Gas ¦ New | NEW | I_Green House / Agriculture | Ottawa and Surrounding | Process - Boiler/Steam | Industrial | NA | End Use Consumption (m^3/year) | 20 | 11.9533 | 12.1583 | 12.3108 | 12.4213 | 12.4871 | 12.4849 | 12.4664 | 12.4665 | 12.4667 | 12.4667 | 0.92939 | 0.96423 | 0.99586 | 1.0249 | 1.0509 | 1.0718 | 1.0916 | 1.1134 | 1.1357 | 1.1584 | 0.077752 | 0.079307 | 0.080893 | 0.082511 | 0.084161 | 0.085844 | 0.087561 | 0.089312 | 0.091099 | 0.092921 | 0.85164 | 0.88493 | 0.91497 | 0.94238 | 0.96676 | 0.98592 | 1.004 | 1.0241 | 1.0446 | 1.0655 | 6704.691 | 13516.6571 | 20438.3186 | 27472.1459 | 34620.6605 | 41886.4359 | 49272.0989 | 56780.3305 | 64413.8675 | 72175.5029 | 6704.691 | 13516.6571 | 20438.3186 | 27472.1459 | 34620.6605 | 41886.4359 | 49272.0989 | 56780.3305 | 64413.8675 | 72175.5029 | 4716.2925 | 9508.0456 | 14490.5921 | 19656.295 | 25009.7605 | 30545.1755 | 36255.5496 | 42135.2777 | 48182.804 | 54394.9977 | 4716.2925 | 4791.7532 | 4982.5464 | 5165.7029 | 5353.4655 | 5535.4149 | 5710.3742 | 5879.728 | 6047.5263 | 6212.1937
Ind ¦ Direct contact hot water heaters ¦ New | NEW | I_Green House / Agriculture | Ottawa and Surrounding | Process - Boiler/Steam | Industrial | NA | End Use Consumption (m^3/year) | 20 | 11.6065 | 11.8055 | 11.9537 | 12.0609 | 12.1248 | 12.1227 | 12.1047 | 12.1048 | 12.1049 | 12.105 | 0.46469 | 0.48212 | 0.49793 | 0.51244 | 0.52546 | 0.53588 | 0.54579 | 0.5567 | 0.56785 | 0.57921 | 0.040038 | 0.040838 | 0.041655 | 0.042488 | 0.043338 | 0.044205 | 0.045089 | 0.045991 | 0.04691 | 0.047849 | 0.42466 | 0.44128 | 0.45628 | 0.46996 | 0.48212 | 0.49168 | 0.5007 | 0.51071 | 0.52094 | 0.53136 | 3218.2517 | 6487.9954 | 9810.3929 | 13186.63 | 16617.917 | 20105.4892 | 23650.6075 | 27254.5587 | 30918.6564 | 34644.2414 | 3218.2517 | 6487.9954 | 9810.3929 | 13186.63 | 16617.917 | 20105.4892 | 23650.6075 | 27254.5587 | 30918.6564 | 34644.2414 | 2258.4067 | 4552.9479 | 6947.9136 | 9437.9432 | 12024.1418 | 14702.5102 | 17468.582 | 20318.7082 | 23251.4002 | 26264.4643 | 2258.4067 | 2294.5412 | 2394.9657 | 2490.0296 | 2586.1986 | 2678.3684 | 2766.0718 | 2850.1262 | 2932.692 | 3013.0641
Ind ¦ Energy Management and Process Improvement ¦ New | NEW | I_Green House / Agriculture | Ottawa and Surrounding | Cross Cutting/Behavioural | Industrial | NA | End Use Consumption (m^3/year) | 15 | 3.6479 | 3.7238 | 3.7802 | 3.8211 | 3.8455 | 3.8447 | 3.8378 | 3.8378 | 3.8379 | 3.8378 | 0.25535 | 0.26588 | 0.27531 | 0.28385 | 0.29137 | 0.29714 | 0.30254 | 0.30859 | 0.31477 | 0.32106 | 0.07 | 0.0714 | 0.072828 | 0.074285 | 0.07577 | 0.077286 | 0.078831 | 0.080408 | 0.082016 | 0.083656 | 0.18535 | 0.19448 | 0.20248 | 0.20956 | 0.2156 | 0.21985 | 0.22371 | 0.22818 | 0.23275 | 0.2374 | 14154.3477 | 28535.1649 | 43147.5614 | 57996.7524 | 73088.061 | 88426.9202 | 104018.8754 | 119869.5867 | 135984.8313 | 152370.5062 | 14154.3477 | 28535.1649 | 43147.5614 | 57996.7524 | 73088.061 | 88426.9202 | 104018.8754 | 119869.5867 | 135984.8313 | 152370.5062 | 8376.8213 | 16887.6717 | 25756.4559 | 34945.9752 | 44543.829 | 54522.1637 | 64838.969 | 75462.9968 | 86400.2672 | 97637.6262 | 8376.8213 | 8510.8504 | 8868.7842 | 9189.5193 | 9597.8538 | 9978.3347 | 10316.8053 | 10624.0278 | 10937.2704 | 11237.359
Ind ¦ Exhaust gas heat recovery ¦ New | NEW | I_Green House / Agriculture | Ottawa and Surrounding | Process Heat | Industrial | NA | End Use Consumption (m^3/year) | 15 | 5.3148 | 5.4254 | 5.5077 | 5.5672 | 5.6027 | 5.6015 | 5.5915 | 5.5916 | 5.5916 | 5.5916 | 0.44687 | 0.46529 | 0.48179 | 0.49674 | 0.5099 | 0.51999 | 0.52944 | 0.54003 | 0.55084 | 0.56185 | 0.084079 | 0.08576 | 0.087476 | 0.089225 | 0.09101 | 0.09283 | 0.094686 | 0.09658 | 0.098512 | 0.10048 | 0.36279 | 0.37953 | 0.39431 | 0.40751 | 0.41889 | 0.42716 | 0.43475 | 0.44345 | 0.45233 | 0.46137 | 2190.1991 | 4415.4413 | 6676.5174 | 8974.2343 | 11309.4158 | 13682.9024 | 16095.5523 | 18548.2413 | 21041.8634 | 23577.331 | 2190.1991 | 4415.4413 | 6676.5174 | 8974.2343 | 11309.4158 | 13682.9024 | 16095.5523 | 18548.2413 | 21041.8634 | 23577.331 | 1433.8542 | 2890.6501 | 4412.6389 | 5994.4984 | 7643.1145 | 9354.5557 | 11123.5107 | 12945.8846 | 14821.4408 | 16748.1656 | 1433.8542 | 1456.7959 | 1521.9888 | 1581.8595 | 1648.6162 | 1711.4412 | 1768.955 | 1822.3739 | 1875.5562 | 1926.7249
Ind ¦ Feedwater Economizers ¦ New | NEW | I_Green House / Agriculture | Ottawa and Surrounding | Process - Boiler/Steam | Industrial | NA | End Use Consumption (m^3/year) | 20 | 2.418 | 2.4595 | 2.4903 | 2.5127 | 2.526 | 2.5256 | 2.5218 | 2.5218 | 2.5219 | 2.5219 | 0.12392 | 0.12856 | 0.13278 | 0.13665 | 0.14012 | 0.1429 | 0.14554 | 0.14845 | 0.15143 | 0.15445 | 0.051248 | 0.052273 | 0.053318 | 0.054385 | 0.055473 | 0.056582 | 0.057714 | 0.058868 | 0.060045 | 0.061246 | 0.07267 | 0.076292 | 0.079463 | 0.082267 | 0.084651 | 0.086319 | 0.087829 | 0.089587 | 0.091381 | 0.093209 | 2011.4073 | 4054.9971 | 6131.4956 | 8241.6438 | 10386.1981 | 12565.9308 | 14781.6297 | 17034.0992 | 19324.1602 | 21652.6509 | 2011.4073 | 4054.9971 | 6131.4956 | 8241.6438 | 10386.1981 | 12565.9308 | 14781.6297 | 17034.0992 | 19324.1602 | 21652.6509 | 767.5809 | 1547.4431 | 2351.81 | 3172.6224 | 4045.8441 | 4965.4734 | 5919.2959 | 6898.6974 | 7908.4758 | 8945.9821 | 767.5809 | 779.8622 | 804.3669 | 820.8125 | 873.2217 | 919.6293 | 953.8225 | 979.4016 | 1009.7784 | 1037.5063
Ind ¦ Heat recovery to preheat make-up water ¦ New | NEW | I_Green House / Agriculture | Ottawa and Surrounding | Process - Boiler/Steam | Industrial | NA | End Use Consumption (m^3/year) | 25 | 3.4769 | 3.5293 | 3.5683 | 3.5965 | 3.6134 | 3.6129 | 3.6082 | 3.6083 | 3.6084 | 3.6085 | 0.2116 | 0.21908 | 0.22593 | 0.23227 | 0.23803 | 0.24275 | 0.24729 | 0.25224 | 0.2573 | 0.26245 | 0.060857 | 0.062074 | 0.063316 | 0.064582 | 0.065874 | 0.067191 | 0.068535 | 0.069906 | 0.071304 | 0.07273 | 0.15074 | 0.157 | 0.16261 | 0.16769 | 0.17215 | 0.17556 | 0.17875 | 0.18234 | 0.18599 | 0.18972 | 4223.9553 | 8515.4939 | 12876.1407 | 17307.4519 | 21811.0161 | 26388.4546 | 31041.4223 | 35771.6082 | 40580.7365 | 45470.5669 | 4223.9553 | 8515.4939 | 12876.1407 | 17307.4519 | 21811.0161 | 26388.4546 | 31041.4223 | 35771.6082 | 40580.7365 | 45470.5669 | 2040.223 | 4113.0897 | 6252.4559 | 8445.635 | 10750.4063 | 13157.0817 | 15646.121 | 18203.7623 | 20837.6444 | 23543.4968 | 2040.223 | 2072.8666 | 2139.3662 | 2193.1792 | 2304.7712 | 2406.6754 | 2489.0393 | 2557.6413 | 2633.8822 | 2705.8523
Ind ¦ High-efficiency burner ¦ New | NEW | I_Green House / Agriculture | Ottawa and Surrounding | Process - Boiler/Steam | Industrial | NA | End Use Consumption (m^3/year) | 20 | 2.5792 | 2.6234 | 2.6564 | 2.6802 | 2.6944 | 2.6939 | 2.6899 | 2.6899 | 2.69 | 2.69 | 0.1549 | 0.16071 | 0.16598 | 0.17081 | 0.17515 | 0.17863 | 0.18193 | 0.18557 | 0.18928 | 0.19307 | 0.060056 | 0.061257 | 0.062483 | 0.063732 | 0.065007 | 0.066307 | 0.067633 | 0.068986 | 0.070366 | 0.071773 | 0.094842 | 0.099448 | 0.10349 | 0.10708 | 0.11015 | 0.11232 | 0.1143 | 0.11658 | 0.11892 | 0.1213 | 1139.7975 | 2297.8317 | 3474.5142 | 4670.2648 | 5885.5123 | 7120.6941 | 8376.2568 | 9652.6562 | 10950.3575 | 12269.8355 | 1139.7975 | 2297.8317 | 3474.5142 | 4670.2648 | 5885.5123 | 7120.6941 | 8376.2568 | 9652.6562 | 10950.3575 | 12269.8355 | 469.7432 | 947.0022 | 1436.3149 | 1934.0913 | 2459.5319 | 3009.8282 | 3579.0208 | 4162.9861 | 4764.4386 | 5382.236 | 469.7432 | 477.259 | 489.3127 | 497.7764 | 525.4406 | 550.2963 | 569.1926 | 583.9652 | 601.4525 | 617.7975
Ind ¦ High-efficiency burners ¦ New | NEW | I_Green House / Agriculture | Ottawa and Surrounding | Process Heat | Industrial | NA | End Use Consumption (m^3/year) | 20 | 8.928 | 9.0812 | 9.1951 | 9.2776 | 9.3267 | 9.3252 | 9.3113 | 9.3113 | 9.3115 | 9.3115 | 0.61959 | 0.64282 | 0.66391 | 0.68326 | 0.70062 | 0.71451 | 0.72771 | 0.74227 | 0.75713 | 0.77227 | 0.069398 | 0.070786 | 0.072202 | 0.073646 | 0.075119 | 0.076621 | 0.078154 | 0.079717 | 0.081311 | 0.082938 | 0.55019 | 0.57204 | 0.59171 | 0.60961 | 0.6255 | 0.63789 | 0.64956 | 0.66256 | 0.67582 | 0.68934 | 750.9254 | 1513.8656 | 2289.0917 | 3076.8803 | 3877.514 | 4691.2808 | 5518.4751 | 6359.397 | 7214.3532 | 8083.6563 | 750.9254 | 1513.8656 | 2289.0917 | 3076.8803 | 3877.514 | 4691.2808 | 5518.4751 | 6359.397 | 7214.3532 | 8083.6563 | 513.9004 | 1036.0233 | 1579.8342 | 2144.2129 | 2730.1179 | 3336.6966 | 3962.8817 | 4607.8298 | 5271.3719 | 5953.0557 | 513.9004 | 522.1228 | 543.811 | 564.3787 | 585.905 | 606.5787 | 626.185 | 644.9481 | 663.5421 | 681.6838
Ind ¦ Insulation ¦ New | NEW | I_Green House / Agriculture | Ottawa and Surrounding | Process - Boiler/Steam | Industrial | NA | End Use Consumption (m^3/year) | 15 | 5.3148 | 5.4254 | 5.5077 | 5.5672 | 5.6027 | 5.6015 | 5.5915 | 5.5916 | 5.5916 | 5.5916 | 0.12768 | 0.13294 | 0.13765 | 0.14192 | 0.14569 | 0.14857 | 0.15127 | 0.1543 | 0.15738 | 0.16053 | 0.024023 | 0.024503 | 0.024993 | 0.025493 | 0.026003 | 0.026523 | 0.027053 | 0.027594 | 0.028146 | 0.028709 | 0.10365 | 0.10844 | 0.11266 | 0.11643 | 0.11968 | 0.12205 | 0.12422 | 0.1267 | 0.12924 | 0.13182 | 2905.3661 | 5857.2181 | 8856.6047 | 11904.5966 | 15002.2862 | 18150.7889 | 21351.2428 | 24604.8099 | 27912.6759 | 31276.0513 | 2905.3661 | 5857.2181 | 8856.6047 | 11904.5966 | 15002.2862 | 18150.7889 | 21351.2428 | 24604.8099 | 27912.6759 | 31276.0513 | 1902.0515 | 3834.5358 | 5854.4332 | 7954.4732 | 10143.6214 | 12416.5127 | 14765.9722 | 17186.4616 | 19677.5869 | 22236.6104 | 1902.0515 | 1932.4843 | 2019.8973 | 2100.04 | 2189.1483 | 2272.8913 | 2349.4594 | 2420.4895 | 2491.1253 | 2559.0235
Ind ¦ Radiant heaters ¦ New | NEW | I_Green House / Agriculture | Ottawa and Surrounding | Space Heating/Ventilation | Industrial | NA | End Use Consumption (m^3/year) | 20 | 1.4656 | 1.4912 | 1.5115 | 1.5269 | 1.5367 | 1.5277 | 1.5255 | 1.5255 | 1.5255 | 1.5255 | 0.98582 | 1.0231 | 1.0578 | 1.0899 | 1.1188 | 1.1346 | 1.1555 | 1.1787 | 1.2022 | 1.2263 | 0.67263 | 0.68608 | 0.69981 | 0.7138 | 0.72808 | 0.74264 | 0.75749 | 0.77264 | 0.78809 | 0.80386 | 0.31319 | 0.33701 | 0.35795 | 0.37608 | 0.39073 | 0.39191 | 0.39804 | 0.40601 | 0.41413 | 0.42239 | 911.838 | 1838.2654 | 2779.6113 | 3736.2118 | 4708.4098 | 5696.5553 | 6701.0054 | 7722.125 | 8760.286 | 9815.8684 | 911.838 | 1838.2654 | 2779.6113 | 3736.2118 | 4708.4098 | 5696.5553 | 6701.0054 | 7722.125 | 8760.286 | 9815.8684 | 83.8849 | 169.1119 | 253.8002 | 335.9649 | 428.0621 | 528.7028 | 634.7557 | 742.719 | 855.255 | 971.5058 | 83.8849 | 85.227 | 84.6884 | 82.1647 | 92.0973 | 100.6406 | 106.0529 | 107.9633 | 112.5361 | 116.2507
Ind ¦ Steam trap survey and repair ¦ New | NEW | I_Green House / Agriculture | Ottawa and Surrounding | Process - Boiler/Steam | Industrial | NA | End Use Consumption (m^3/year) | 3 | 0.74751 | 0.79708 | 0.84877 | 0.8911 | 0.91312 | 0.91238 | 0.90622 | 0.90625 | 0.90632 | 0.90624 | 0.023145 | 0.025173 | 0.027342 | 0.029279 | 0.030603 | 0.03119 | 0.031599 | 0.032232 | 0.032879 | 0.033534 | 0.030962 | 0.031582 | 0.032213 | 0.032858 | 0.033515 | 0.034185 | 0.034869 | 0.035566 | 0.036277 | 0.037003 | -0.0078176 | -0.0064086 | -0.0048715 | -0.0035782 | -0.0029118 | -0.0029954 | -0.00327 | -0.0033344 | -0.0033984 | -0.0034693 | 2681.8764 | 5406.6628 | 8175.3274 | 10988.8584 | 13848.2642 | 16754.5744 | 19708.8395 | 22712.1322 | 25765.547 | 28870.2012 | 0 | 0 | 0 | 0 | 0 | 0 | 0 | 0 | 0 | 0 | 0 | 0 | 0 | 0 | 0 | 0 | 0 | 0 | 0 | 0 | 0 | 0 | 0 | 0 | 0 | 0 | 0 | 0 | 0 | 0
Ind ¦ Ventilation heat recovery ¦ New | NEW | I_Green House / Agriculture | Ottawa and Surrounding | Space Heating/Ventilation | Industrial | NA | End Use Consumption (m^3/year) | 20 | 4.3968 | 4.4736 | 4.5345 | 4.5806 | 4.61 | 4.5832 | 4.5764 | 4.5765 | 4.5764 | 4.5764 | 0.49291 | 0.51155 | 0.52888 | 0.54494 | 0.5594 | 0.56728 | 0.57777 | 0.58933 | 0.60111 | 0.61313 | 0.11211 | 0.11435 | 0.11663 | 0.11897 | 0.12135 | 0.12377 | 0.12625 | 0.12877 | 0.13135 | 0.13398 | 0.3808 | 0.3972 | 0.41225 | 0.42598 | 0.43806 | 0.4435 | 0.45152 | 0.46055 | 0.46976 | 0.47915 | 930.8346 | 1876.5626 | 2837.5199 | 3814.0496 | 4806.5017 | 5815.2335 | 6840.6097 | 7883.0026 | 8942.7919 | 10020.3657 | 930.8346 | 1876.5626 | 2837.5199 | 3814.0496 | 4806.5017 | 5815.2335 | 6840.6097 | 7883.0026 | 8942.7919 | 10020.3657 | 536.7387 | 1082.0653 | 1648.2475 | 2232.9133 | 2843.8343 | 3479.2243 | 4135.9284 | 4811.6565 | 5507.2291 | 6221.7981 | 536.7387 | 545.3266 | 566.1822 | 584.6657 | 610.921 | 635.39 | 656.704 | 675.7281 | 695.5726 | 714.569
Ind ¦ Ventilation optimization ¦ New | NEW | I_Green House / Agriculture | Ottawa and Surrounding | Space Heating/Ventilation | Industrial | NA | End Use Consumption (m^3/year) | 15 | 2.256 | 2.3037 | 2.3416 | 2.3703 | 2.3886 | 2.3719 | 2.3677 | 2.3677 | 2.3677 | 2.3677 | 0.54194 | 0.56449 | 0.58524 | 0.60426 | 0.62109 | 0.62909 | 0.64054 | 0.65336 | 0.66642 | 0.67974 | 0.24023 | 0.24503 | 0.24993 | 0.25493 | 0.26003 | 0.26523 | 0.27053 | 0.27594 | 0.28146 | 0.28709 | 0.30171 | 0.31946 | 0.33531 | 0.34933 | 0.36107 | 0.36387 | 0.37 | 0.37741 | 0.38496 | 0.39265 | 1072.7506 | 2162.6651 | 3270.131 | 4395.5433 | 5539.3057 | 6701.8297 | 7883.5358 | 9084.8529 | 10306.2188 | 11548.0805 | 1072.7506 | 2162.6651 | 3270.131 | 4395.5433 | 5539.3057 | 6701.8297 | 7883.5358 | 9084.8529 | 10306.2188 | 11548.0805 | 442.1112 | 891.2962 | 1353.1013 | 1823.8975 | 2321.6708 | 2843.6286 | 3383.9973 | 3938.7477 | 4510.3557 | 5097.6444 | 442.1112 | 449.185 | 461.8051 | 470.7962 | 497.7733 | 521.9578 | 540.3687 | 554.7504 | 571.608 | 587.2886
Ind ¦ Warehouse loading dock seals ¦ New | NEW | I_Green House / Agriculture | Ottawa and Surrounding | Space Heating/Ventilation | Industrial | NA | End Use Consumption (m^3/year) | 10 | 0.65563 | 0.67466 | 0.68975 | 0.70118 | 0.70846 | 0.70181 | 0.70013 | 0.70014 | 0.70014 | 0.70012 | 0.098874 | 0.10378 | 0.10822 | 0.11222 | 0.11565 | 0.11685 | 0.11891 | 0.12129 | 0.12371 | 0.12618 | 0.15081 | 0.15382 | 0.1569 | 0.16004 | 0.16324 | 0.1665 | 0.16983 | 0.17323 | 0.1767 | 0.18023 | -0.051935 | -0.050045 | -0.048679 | -0.047824 | -0.047591 | -0.04965 | -0.050928 | -0.051945 | -0.052985 | -0.054047 | 338.9594 | 683.3421 | 1033.2705 | 1388.8696 | 1750.2667 | 2117.592 | 2490.9783 | 2870.5612 | 3256.4789 | 3648.8726 | 0 | 0 | 0 | 0 | 0 | 0 | 0 | 0 | 0 | 0 | 0 | 0 | 0 | 0 | 0 | 0 | 0 | 0 | 0 | 0 | 0 | 0 | 0 | 0 | 0 | 0 | 0 | 0 | 0 | 0
Ind ¦ Advanced boiler controls including air/fuel mix control | RET | I_Green House / Agriculture | Ottawa and Surrounding | Process - Boiler/Steam | Industrial | NA | End Use Consumption (m^3/year) | 15 | 4.1594 | 4.246 | 4.3104 | 4.357 | 4.3847 | 4.3838 | 4.376 | 4.376 | 4.3761 | 4.376 | 0.12768 | 0.13294 | 0.13765 | 0.14192 | 0.14569 | 0.14857 | 0.15127 | 0.1543 | 0.15738 | 0.16053 | 0.030695 | 0.031309 | 0.031936 | 0.032574 | 0.033226 | 0.03389 | 0.034568 | 0.035259 | 0.035965 | 0.036684 | 0.09698 | 0.10163 | 0.10572 | 0.10935 | 0.11246 | 0.11468 | 0.1167 | 0.11904 | 0.12142 | 0.12384 | 94294.3874 | 93822.9154 | 93353.8009 | 92887.0319 | 92422.5967 | 91960.4837 | 91500.6813 | 91043.1779 | 90587.962 | 90135.0222 | 94294.3874 | 93822.9154 | 93353.8009 | 92887.0319 | 92422.5967 | 91960.4837 | 91500.6813 | 91043.1779 | 90587.962 | 90135.0222 | 3969.1653 | 8027.9295 | 12146.3259 | 16335.1217 | 20561.425 | 24785.2513 | 28970.0673 | 33091.884 | 37121.3149 | 41036.0311 | 3969.1653 | 4058.7642 | 4118.3964 | 4188.7958 | 4226.3033 | 4223.8263 | 4184.816 | 4121.8167 | 4029.4309 | 3914.7161
Ind ¦ Advanced heating and process control | RET | I_Green House / Agriculture | Ottawa and Surrounding | Process Heat | Industrial | NA | End Use Consumption (m^3/year) | 15 | 5.3148 | 5.4254 | 5.5077 | 5.5672 | 5.6027 | 5.6015 | 5.5915 | 5.5916 | 5.5916 | 5.5916 | 0.31919 | 0.33235 | 0.34413 | 0.35481 | 0.36422 | 0.37142 | 0.37817 | 0.38574 | 0.39346 | 0.40132 | 0.060056 | 0.061257 | 0.062483 | 0.063732 | 0.065007 | 0.066307 | 0.067633 | 0.068986 | 0.070366 | 0.071773 | 0.25913 | 0.27109 | 0.28165 | 0.29108 | 0.29921 | 0.30511 | 0.31054 | 0.31675 | 0.32309 | 0.32955 | 47895.5618 | 47656.084 | 47417.8036 | 47180.7146 | 46944.811 | 46710.087 | 46476.5365 | 46244.1538 | 46012.9331 | 45782.8684 | 47895.5618 | 47656.084 | 47417.8036 | 47180.7146 | 46944.811 | 46710.087 | 46476.5365 | 46244.1538 | 46012.9331 | 45782.8684 | 2141.0269 | 4336.0266 | 6568.0452 | 8834.9755 | 11117.7531 | 13394.3931 | 15644.2698 | 17851.8231 | 19999.9896 | 22075.1202 | 2141.0269 | 2194.9997 | 2232.0187 | 2266.9303 | 2282.7776 | 2276.64 | 2249.8767 | 2207.5532 | 2148.1665 | 2075.1306
Ind ¦ Air compressor heat recovery | RET | I_Green House / Agriculture | Ottawa and Surrounding | Space Heating/Ventilation | Industrial | NA | End Use Consumption (m^3/year) | 25 | 2.502 | 2.5404 | 2.5708 | 2.5939 | 2.6085 | 2.5951 | 2.5917 | 2.5918 | 2.5917 | 2.5917 | 0.78535 | 0.81335 | 0.83956 | 0.86403 | 0.8863 | 0.89938 | 0.91617 | 0.9345 | 0.95318 | 0.97223 | 0.31389 | 0.32017 | 0.32658 | 0.33311 | 0.33977 | 0.34656 | 0.3535 | 0.36057 | 0.36778 | 0.37513 | 0.47146 | 0.49318 | 0.51299 | 0.53092 | 0.54653 | 0.55281 | 0.56267 | 0.57393 | 0.58541 | 0.5971 | 38795.4051 | 38601.4281 | 38408.4209 | 38216.3788 | 38025.2969 | 37835.1704 | 37645.9946 | 37457.7646 | 37270.4758 | 37084.1234 | 38795.4051 | 38601.4281 | 38408.4209 | 38216.3788 | 38025.2969 | 37835.1704 | 37645.9946 | 37457.7646 | 37270.4758 | 37084.1234 | 797.4264 | 1586.7471 | 2359.6938 | 3164.1857 | 3992.2825 | 4828.7547 | 5663.2903 | 6501.2438 | 7339.0727 | 8179.9945 | 797.4264 | 789.3207 | 772.9467 | 804.4919 | 828.0968 | 836.4722 | 834.5355 | 837.9535 | 837.8289 | 840.9218
Ind ¦ Air curtains | RET | I_Green House / Agriculture | Ottawa and Surrounding | Space Heating/Ventilation | Industrial | NA | End Use Consumption (m^3/year) | 15 | 0.92289 | 0.94244 | 0.95793 | 0.96967 | 0.97714 | 0.97032 | 0.9686 | 0.96861 | 0.96861 | 0.96859 | 0.13548 | 0.14112 | 0.14631 | 0.15106 | 0.15527 | 0.15727 | 0.16013 | 0.16334 | 0.16661 | 0.16993 | 0.1468 | 0.14974 | 0.15274 | 0.15579 | 0.15891 | 0.16208 | 0.16533 | 0.16863 | 0.172 | 0.17544 | -0.01132 | -0.0086192 | -0.0064252 | -0.0047254 | -0.0036321 | -0.0048103 | -0.0051917 | -0.0052929 | -0.0053996 | -0.0055101 | 23092.503 | 22977.0405 | 22862.1553 | 22747.8445 | 22634.1053 | 22520.9348 | 22408.3301 | 22296.2885 | 22184.807 | 22073.883 | 0 | 0 | 0 | 0 | 0 | 0 | 0 | 0 | 0 | 0 | 0 | 0 | 0 | 0 | 0 | 0 | 0 | 0 | 0 | 0 | 0 | 0 | 0 | 0 | 0 | 0 | 0 | 0 | 0 | 0
Ind ¦ Automated temperature control | RET | I_Green House / Agriculture | Ottawa and Surrounding | Space Heating/Ventilation | Industrial | NA | End Use Consumption (m^3/year) | 25 | 1.1676 | 1.1855 | 1.1997 | 1.2105 | 1.2173 | 1.2111 | 1.2095 | 1.2095 | 1.2095 | 1.2095 | 0.26178 | 0.27112 | 0.27985 | 0.28801 | 0.29543 | 0.29979 | 0.30539 | 0.3115 | 0.31773 | 0.32408 | 0.22421 | 0.22869 | 0.23327 | 0.23793 | 0.24269 | 0.24755 | 0.2525 | 0.25755 | 0.2627 | 0.26795 | 0.037574 | 0.042423 | 0.046585 | 0.050076 | 0.052741 | 0.052247 | 0.052892 | 0.053952 | 0.055029 | 0.056126 | 29934.7262 | 29785.0525 | 29636.1273 | 29487.9466 | 29340.5069 | 29193.8044 | 29047.8353 | 28902.5962 | 28758.0832 | 28614.2928 | 29934.7262 | 29785.0525 | 29636.1273 | 29487.9466 | 29340.5069 | 29193.8044 | 29047.8353 | 28902.5962 | 28758.0832 | 28614.2928 | 18.2209 | 34.0858 | 47.1605 | 63.6852 | 83.0521 | 103.1836 | 122.7948 | 142.8385 | 163.0058 | 183.9342 | 18.2209 | 15.8649 | 13.0747 | 16.5247 | 19.3668 | 20.1315 | 19.6112 | 20.0437 | 20.1674 | 20.9284
Ind ¦ Blow down heat recovery and control | RET | I_Green House / Agriculture | Ottawa and Surrounding | Process - Boiler/Steam | Industrial | NA | End Use Consumption (m^3/year) | 20 | 1.9672 | 2.0009 | 2.026 | 2.0442 | 2.055 | 2.0547 | 2.0516 | 2.0517 | 2.0517 | 2.0517 | 0.061959 | 0.064282 | 0.066391 | 0.068326 | 0.070062 | 0.071451 | 0.072771 | 0.074227 | 0.075713 | 0.077227 | 0.031496 | 0.032126 | 0.032769 | 0.033424 | 0.034093 | 0.034774 | 0.03547 | 0.036179 | 0.036903 | 0.037641 | 0.030463 | 0.032156 | 0.033622 | 0.034902 | 0.035969 | 0.036676 | 0.037301 | 0.038048 | 0.03881 | 0.039587 | 53882.5071 | 53613.0945 | 53345.0291 | 53078.3039 | 52812.9124 | 52548.8478 | 52286.1036 | 52024.6731 | 51764.5497 | 51505.727 | 53882.5071 | 53613.0945 | 53345.0291 | 53078.3039 | 52812.9124 | 52548.8478 | 52286.1036 | 52024.6731 | 51764.5497 | 51505.727 | 1004.2517 | 1993.4832 | 2956.166 | 3963.0005 | 5002.804 | 6053.8411 | 7101.6273 | 8154.5866 | 9208.148 | 10267.6307 | 1004.2517 | 989.2315 | 962.6828 | 1006.8345 | 1039.8035 | 1051.0371 | 1047.7862 | 1052.9594 | 1053.5614 | 1059.4827
Ind ¦ Boiler combustion air preheat | RET | I_Green House / Agriculture | Ottawa and Surrounding | Process - Boiler/Steam | Industrial | NA | End Use Consumption (m^3/year) | 20 | 68.9876 | 69.0887 | 69.1845 | 69.2782 | 69.3709 | 69.4563 | 69.5363 | 69.6241 | 69.7143 | 69.809 | 2.0992 | 2.1443 | 2.1902 | 2.2371 | 2.2849 | 2.3334 | 2.3828 | 2.4336 | 2.4854 | 2.5386 | 0.030429 | 0.031037 | 0.031658 | 0.032291 | 0.032937 | 0.033596 | 0.034267 | 0.034953 | 0.035652 | 0.036365 | 2.0688 | 2.1133 | 2.1586 | 2.2048 | 2.2519 | 2.2998 | 2.3486 | 2.3986 | 2.4498 | 2.5022 | 69277.5091 | 68931.1215 | 68586.4659 | 68243.5336 | 67902.3159 | 67562.8044 | 67224.9903 | 66888.8654 | 66554.4211 | 66221.649 | 69277.5091 | 68931.1215 | 68586.4659 | 68243.5336 | 67902.3159 | 67562.8044 | 67224.9903 | 66888.8654 | 66554.4211 | 66221.649 | 3494.4352 | 7099.9366 | 10785.8228 | 14517.8395 | 18259.1931 | 21971.965 | 25618.6342 | 29163.6111 | 32574.6217 | 35823.8934 | 3494.4352 | 3605.5014 | 3685.8862 | 3732.0167 | 3741.3536 | 3712.7719 | 3646.6692 | 3544.9769 | 3411.0106 | 3249.2718
Ind ¦ Condensate return | RET | I_Green House / Agriculture | Ottawa and Surrounding | Process - Boiler/Steam | Industrial | NA | End Use Consumption (m^3/year) | 25 | 1.6724 | 1.6976 | 1.7164 | 1.73 | 1.7381 | 1.7378 | 1.7356 | 1.7356 | 1.7357 | 1.7357 | 0.070532 | 0.073026 | 0.07531 | 0.077423 | 0.079342 | 0.080918 | 0.082429 | 0.08408 | 0.085765 | 0.087483 | 0.042173 | 0.043016 | 0.043877 | 0.044754 | 0.045649 | 0.046562 | 0.047494 | 0.048443 | 0.049412 | 0.050401 | 0.028359 | 0.03001 | 0.031433 | 0.032669 | 0.033693 | 0.034355 | 0.034936 | 0.035637 | 0.036353 | 0.037082 | 65001.1196 | 64676.114 | 64352.7335 | 64030.9698 | 63710.815 | 63392.2609 | 63075.2996 | 62759.9231 | 62446.1235 | 62133.8928 | 65001.1196 | 64676.114 | 64352.7335 | 64030.9698 | 63710.815 | 63392.2609 | 63075.2996 | 62759.9231 | 62446.1235 | 62133.8928 | 531.4027 | 1040.4143 | 1516.7724 | 2034.8948 | 2583.6882 | 3141.8091 | 3695.7586 | 4255.3599 | 4817.2608 | 5388.1084 | 531.4027 | 509.0116 | 476.358 | 518.1225 | 548.7934 | 558.1209 | 553.9495 | 559.6013 | 561.9009 | 570.8476
Ind ¦ Condensing boiler | RET | I_Green House / Agriculture | Ottawa and Surrounding | Process - Boiler/Steam | Industrial | NA | End Use Consumption (m^3/year) | 20 | 3.224 | 3.2793 | 3.3205 | 3.3502 | 3.368 | 3.3674 | 3.3624 | 3.3624 | 3.3625 | 3.3625 | 0.3098 | 0.32141 | 0.33195 | 0.34163 | 0.35031 | 0.35725 | 0.36386 | 0.37114 | 0.37856 | 0.38614 | 0.09609 | 0.098012 | 0.099972 | 0.10197 | 0.10401 | 0.10609 | 0.10821 | 0.11038 | 0.11258 | 0.11484 | 0.21371 | 0.2234 | 0.23198 | 0.23966 | 0.2463 | 0.25116 | 0.25564 | 0.26076 | 0.26598 | 0.2713 | 145397.2413 | 144670.2551 | 143946.9038 | 143227.1693 | 142511.0335 | 141798.4783 | 141089.4859 | 140384.0385 | 139682.1183 | 138983.7077 | 145397.2413 | 144670.2551 | 143946.9038 | 143227.1693 | 142511.0335 | 141798.4783 | 141089.4859 | 140384.0385 | 139682.1183 | 138983.7077 | 4993.853 | 10049.6961 | 15125.7431 | 20325.8389 | 25608.4172 | 30915.371 | 36201.0396 | 41456.3905 | 46652.0013 | 51774.7488 | 4993.853 | 5055.8432 | 5076.047 | 5200.0958 | 5282.5783 | 5306.9538 | 5285.6686 | 5255.3509 | 5195.6108 | 5122.7475
Ind ¦ Condensing Economizer | RET | I_Green House / Agriculture | Ottawa and Surrounding | Process - Boiler/Steam | Industrial | NA | End Use Consumption (m^3/year) | 15 | 3.7008 | 3.7778 | 3.835 | 3.8765 | 3.9012 | 3.9004 | 3.8934 | 3.8934 | 3.8935 | 3.8934 | 0.25535 | 0.26588 | 0.27531 | 0.28385 | 0.29137 | 0.29714 | 0.30254 | 0.30859 | 0.31477 | 0.32106 | 0.069 | 0.07038 | 0.071788 | 0.073223 | 0.074688 | 0.076182 | 0.077705 | 0.079259 | 0.080844 | 0.082461 | 0.18635 | 0.1955 | 0.20352 | 0.21063 | 0.21668 | 0.22096 | 0.22483 | 0.22933 | 0.23392 | 0.2386 | 115462.5152 | 114885.2026 | 114310.7766 | 113739.2227 | 113170.5266 | 112604.6739 | 112041.6506 | 111481.4423 | 110924.0351 | 110369.4149 | 115462.5152 | 114885.2026 | 114310.7766 | 113739.2227 | 113170.5266 | 112604.6739 | 112041.6506 | 111481.4423 | 110924.0351 | 110369.4149 | 4688.4734 | 9475.448 | 14326.3044 | 19264.228 | 24251.7754 | 29241.9123 | 34192.4124 | 39078.2821 | 43866.3298 | 48532.3782 | 4688.4734 | 4786.9746 | 4850.8565 | 4937.9235 | 4987.5475 | 4990.1368 | 4950.5001 | 4885.8696 | 4788.0478 | 4666.0484
Ind ¦ De-stratification fans | RET | I_Green House / Agriculture | Ottawa and Surrounding | Space Heating/Ventilation | Industrial | NA | End Use Consumption (m^3/year) | 25 | 1.4153 | 1.437 | 1.4542 | 1.4672 | 1.4755 | 1.468 | 1.466 | 1.466 | 1.466 | 1.466 | 0.29918 | 0.30985 | 0.31983 | 0.32915 | 0.33764 | 0.34262 | 0.34902 | 0.356 | 0.36312 | 0.37037 | 0.2114 | 0.21563 | 0.21994 | 0.22434 | 0.22882 | 0.2334 | 0.23807 | 0.24283 | 0.24769 | 0.25264 | 0.087784 | 0.094223 | 0.099894 | 0.10482 | 0.10881 | 0.10922 | 0.11095 | 0.11317 | 0.11543 | 0.11773 | 21895.114 | 21785.6384 | 21676.7102 | 21568.3267 | 21460.485 | 21353.1826 | 21246.4167 | 21140.1846 | 21034.4837 | 20929.3113 | 21895.114 | 21785.6384 | 21676.7102 | 21568.3267 | 21460.485 | 21353.1826 | 21246.4167 | 21140.1846 | 21034.4837 | 20929.3113 | 59.7837 | 115.0138 | 163.8366 | 220.2856 | 282.2236 | 345.6428 | 408.05 | 471.2953 | 534.7788 | 599.7462 | 59.7837 | 55.2301 | 48.8228 | 56.449 | 61.9379 | 63.4193 | 62.4072 | 63.2453 | 63.4835 | 64.9674
Ind ¦ Digester Gas | RET | I_Green House / Agriculture | Ottawa and Surrounding | Process - Boiler/Steam | Industrial | NA | End Use Consumption (m^3/year) | 20 | 11.9533 | 12.1583 | 12.3108 | 12.4213 | 12.4871 | 12.4849 | 12.4664 | 12.4665 | 12.4667 | 12.4667 | 0.92939 | 0.96423 | 0.99586 | 1.0249 | 1.0509 | 1.0718 | 1.0916 | 1.1134 | 1.1357 | 1.1584 | 0.077752 | 0.079307 | 0.080893 | 0.082511 | 0.084161 | 0.085844 | 0.087561 | 0.089312 | 0.091099 | 0.092921 | 0.85164 | 0.88493 | 0.91497 | 0.94238 | 0.96676 | 0.98592 | 1.004 | 1.0241 | 1.0446 | 1.0655 | 256583.367 | 255300.4502 | 254023.9479 | 252753.8282 | 251490.059 | 250232.6087 | 248981.4457 | 247736.5385 | 246497.8558 | 245265.3665 | 256583.367 | 255300.4502 | 254023.9479 | 252753.8282 | 251490.059 | 250232.6087 | 248981.4457 | 247736.5385 | 246497.8558 | 245265.3665 | 12324.1195 | 25005.9682 | 37943.3855 | 51052.2014 | 64213.0905 | 77298.8876 | 90185.5411 | 102762.1381 | 114922.3464 | 126575.8018 | 12324.1195 | 12681.8487 | 12937.4173 | 13108.8158 | 13160.8892 | 13085.797 | 12886.6535 | 12576.597 | 12160.2083 | 11653.4554
Ind ¦ Direct contact hot water heaters | RET | I_Green House / Agriculture | Ottawa and Surrounding | Process - Boiler/Steam | Industrial | NA | End Use Consumption (m^3/year) | 20 | 11.6065 | 11.8055 | 11.9537 | 12.0609 | 12.1248 | 12.1227 | 12.1047 | 12.1048 | 12.1049 | 12.105 | 0.46469 | 0.48212 | 0.49793 | 0.51244 | 0.52546 | 0.53588 | 0.54579 | 0.5567 | 0.56785 | 0.57921 | 0.040038 | 0.040838 | 0.041655 | 0.042488 | 0.043338 | 0.044205 | 0.045089 | 0.045991 | 0.04691 | 0.047849 | 0.42466 | 0.44128 | 0.45628 | 0.46996 | 0.48212 | 0.49168 | 0.5007 | 0.51071 | 0.52094 | 0.53136 | 123160.0162 | 122544.2161 | 121931.495 | 121321.8375 | 120715.2283 | 120111.6522 | 119511.0939 | 118913.5385 | 118318.9708 | 117727.3759 | 123160.0162 | 122544.2161 | 121931.495 | 121321.8375 | 120715.2283 | 120111.6522 | 119511.0939 | 118913.5385 | 118318.9708 | 117727.3759 | 5901.4309 | 11973.5384 | 18167.5431 | 24443.9847 | 30745.9351 | 37012.6173 | 43184.7834 | 49209.6204 | 55036.3481 | 60621.8387 | 5901.4309 | 6072.1075 | 6194.0047 | 6276.4417 | 6301.9503 | 6266.6822 | 6172.1661 | 6024.837 | 5826.7277 | 5585.4906
Ind ¦ Energy Management and Process Improvement | RET | I_Green House / Agriculture | Ottawa and Surrounding | Cross Cutting/Behavioural | Industrial | NA | End Use Consumption (m^3/year) | 15 | 3.6479 | 3.7238 | 3.7802 | 3.8211 | 3.8455 | 3.8447 | 3.8378 | 3.8378 | 3.8379 | 3.8378 | 0.25535 | 0.26588 | 0.27531 | 0.28385 | 0.29137 | 0.29714 | 0.30254 | 0.30859 | 0.31477 | 0.32106 | 0.07 | 0.0714 | 0.072828 | 0.074285 | 0.07577 | 0.077286 | 0.078831 | 0.080408 | 0.082016 | 0.083656 | 0.18535 | 0.19448 | 0.20248 | 0.20956 | 0.2156 | 0.21985 | 0.22371 | 0.22818 | 0.23275 | 0.2374 | 541675.997 | 538967.617 | 536272.7789 | 533591.415 | 530923.458 | 528268.8407 | 525627.4965 | 522999.359 | 520384.3622 | 517782.4404 | 541675.997 | 538967.617 | 536272.7789 | 533591.415 | 530923.458 | 528268.8407 | 525627.4965 | 522999.359 | 520384.3622 | 517782.4404 | 21889.4283 | 44234.1561 | 66869.7242 | 89917.4242 | 113200.0598 | 136498.0707 | 159614.8217 | 182435.6908 | 204806.6438 | 226616.1948 | 21889.4283 | 22344.7278 | 22635.5681 | 23047.7 | 23282.6356 | 23298.0109 | 23116.751 | 22820.8691 | 22370.9531 | 21809.5509
Ind ¦ Exhaust gas heat recovery | RET | I_Green House / Agriculture | Ottawa and Surrounding | Process Heat | Industrial | NA | End Use Consumption (m^3/year) | 15 | 5.3148 | 5.4254 | 5.5077 | 5.5672 | 5.6027 | 5.6015 | 5.5915 | 5.5916 | 5.5916 | 5.5916 | 0.44687 | 0.46529 | 0.48179 | 0.49674 | 0.5099 | 0.51999 | 0.52944 | 0.54003 | 0.55084 | 0.56185 | 0.084079 | 0.08576 | 0.087476 | 0.089225 | 0.09101 | 0.09283 | 0.094686 | 0.09658 | 0.098512 | 0.10048 | 0.36279 | 0.37953 | 0.39431 | 0.40751 | 0.41889 | 0.42716 | 0.43475 | 0.44345 | 0.45233 | 0.46137 | 83817.2332 | 83398.1471 | 82981.1563 | 82566.2505 | 82153.4193 | 81742.6522 | 81333.9389 | 80927.2692 | 80522.6329 | 80120.0197 | 83817.2332 | 83398.1471 | 82981.1563 | 82566.2505 | 82153.4193 | 81742.6522 | 81333.9389 | 80927.2692 | 80522.6329 | 80120.0197 | 3746.797 | 7588.0465 | 11494.0791 | 15461.2071 | 19456.0679 | 23440.1879 | 27377.4722 | 31240.6903 | 34999.9818 | 38631.4604 | 3746.797 | 3841.2494 | 3906.0326 | 3967.128 | 3994.8608 | 3984.1199 | 3937.2843 | 3863.2182 | 3759.2914 | 3631.4786
Ind ¦ Feedwater Economizers | RET | I_Green House / Agriculture | Ottawa and Surrounding | Process - Boiler/Steam | Industrial | NA | End Use Consumption (m^3/year) | 20 | 2.418 | 2.4595 | 2.4903 | 2.5127 | 2.526 | 2.5256 | 2.5218 | 2.5218 | 2.5219 | 2.5219 | 0.12392 | 0.12856 | 0.13278 | 0.13665 | 0.14012 | 0.1429 | 0.14554 | 0.14845 | 0.15143 | 0.15445 | 0.051248 | 0.052273 | 0.053318 | 0.054385 | 0.055473 | 0.056582 | 0.057714 | 0.058868 | 0.060045 | 0.061246 | 0.07267 | 0.076292 | 0.079463 | 0.082267 | 0.084651 | 0.086319 | 0.087829 | 0.089587 | 0.091381 | 0.093209 | 76975.0101 | 76590.1351 | 76207.1844 | 75826.1485 | 75447.0177 | 75069.7826 | 74694.4337 | 74320.9615 | 73949.3567 | 73579.6099 | 76975.0101 | 76590.1351 | 76207.1844 | 75826.1485 | 75447.0177 | 75069.7826 | 74694.4337 | 74320.9615 | 73949.3567 | 73579.6099 | 2005.7617 | 4010.1767 | 5995.1891 | 8046.4357 | 10146.7529 | 12265.0746 | 14379.2271 | 16496.0006 | 18605.7075 | 20711.1458 | 2005.7617 | 2004.4151 | 1985.0124 | 2051.2466 | 2100.3172 | 2118.3216 | 2114.1526 | 2116.7735 | 2109.7069 | 2105.4382
Ind ¦ Heat recovery to preheat make-up water | RET | I_Green House / Agriculture | Ottawa and Surrounding | Process - Boiler/Steam | Industrial | NA | End Use Consumption (m^3/year) | 25 | 3.4769 | 3.5293 | 3.5683 | 3.5965 | 3.6134 | 3.6129 | 3.6082 | 3.6083 | 3.6084 | 3.6085 | 0.2116 | 0.21908 | 0.22593 | 0.23227 | 0.23803 | 0.24275 | 0.24729 | 0.25224 | 0.2573 | 0.26245 | 0.060857 | 0.062074 | 0.063316 | 0.064582 | 0.065874 | 0.067191 | 0.068535 | 0.069906 | 0.071304 | 0.07273 | 0.15074 | 0.157 | 0.16261 | 0.16769 | 0.17215 | 0.17556 | 0.17875 | 0.18234 | 0.18599 | 0.18972 | 161647.5212 | 160839.2836 | 160035.0872 | 159234.9118 | 158438.7372 | 157646.5435 | 156858.3108 | 156074.0192 | 155293.6491 | 154517.1809 | 161647.5212 | 160839.2836 | 160035.0872 | 159234.9118 | 158438.7372 | 157646.5435 | 156858.3108 | 156074.0192 | 155293.6491 | 154517.1809 | 5331.2963 | 10716.2894 | 16112.7307 | 21647.2743 | 27278.3342 | 32940.3435 | 38581.888 | 44198.9935 | 49761.0306 | 55258.174 | 5331.2963 | 5384.9931 | 5396.4413 | 5534.5436 | 5631.06 | 5662.0092 | 5641.5446 | 5617.1055 | 5562.0371 | 5497.1433
Ind ¦ High-efficiency burner | RET | I_Green House / Agriculture | Ottawa and Surrounding | Process - Boiler/Steam | Industrial | NA | End Use Consumption (m^3/year) | 20 | 2.5792 | 2.6234 | 2.6564 | 2.6802 | 2.6944 | 2.6939 | 2.6899 | 2.6899 | 2.69 | 2.69 | 0.1549 | 0.16071 | 0.16598 | 0.17081 | 0.17515 | 0.17863 | 0.18193 | 0.18557 | 0.18928 | 0.19307 | 0.060056 | 0.061257 | 0.062483 | 0.063732 | 0.065007 | 0.066307 | 0.067633 | 0.068986 | 0.070366 | 0.071773 | 0.094842 | 0.099448 | 0.10349 | 0.10708 | 0.11015 | 0.11232 | 0.1143 | 0.11658 | 0.11892 | 0.1213 | 43619.1724 | 43401.0765 | 43184.0711 | 42968.1508 | 42753.31 | 42539.5435 | 42326.8458 | 42115.2115 | 41904.6355 | 41695.1123 | 43619.1724 | 43401.0765 | 43184.0711 | 42968.1508 | 42753.31 | 42539.5435 | 42326.8458 | 42115.2115 | 41904.6355 | 41695.1123 | 1227.4834 | 2458.5657 | 3682.6885 | 4944.2846 | 6233.2564 | 7532.1903 | 8828.322 | 10124.1576 | 11413.5218 | 12696.832 | 1227.4834 | 1231.0823 | 1224.1228 | 1261.5961 | 1288.9718 | 1298.9339 | 1296.1317 | 1295.8356 | 1289.3642 | 1283.3102
Ind ¦ High-efficiency burners | RET | I_Green House / Agriculture | Ottawa and Surrounding | Process Heat | Industrial | NA | End Use Consumption (m^3/year) | 20 | 8.928 | 9.0812 | 9.1951 | 9.2776 | 9.3267 | 9.3252 | 9.3113 | 9.3113 | 9.3115 | 9.3115 | 0.61959 | 0.64282 | 0.66391 | 0.68326 | 0.70062 | 0.71451 | 0.72771 | 0.74227 | 0.75713 | 0.77227 | 0.069398 | 0.070786 | 0.072202 | 0.073646 | 0.075119 | 0.076621 | 0.078154 | 0.079717 | 0.081311 | 0.082938 | 0.55019 | 0.57204 | 0.59171 | 0.60961 | 0.6255 | 0.63789 | 0.64956 | 0.66256 | 0.67582 | 0.68934 | 28737.3371 | 28593.6504 | 28450.6822 | 28308.4288 | 28166.8866 | 28026.0522 | 27885.9219 | 27746.4923 | 27607.7598 | 27469.721 | 28737.3371 | 28593.6504 | 28450.6822 | 28308.4288 | 28166.8866 | 28026.0522 | 27885.9219 | 27746.4923 | 27607.7598 | 27469.721 | 1342.8705 | 2723.0979 | 4129.899 | 5556.3087 | 6989.8538 | 8416.961 | 9824.5007 | 11201.1624 | 12535.7194 | 13818.713 | 1342.8705 | 1380.2273 | 1406.8011 | 1426.4097 | 1433.5451 | 1427.1072 | 1407.5397 | 1376.6617 | 1334.557 | 1282.9936
Ind ¦ Insulation | RET | I_Green House / Agriculture | Ottawa and Surrounding | Process - Boiler/Steam | Industrial | NA | End Use Consumption (m^3/year) | 15 | 5.3148 | 5.4254 | 5.5077 | 5.5672 | 5.6027 | 5.6015 | 5.5915 | 5.5916 | 5.5916 | 5.5916 | 0.12768 | 0.13294 | 0.13765 | 0.14192 | 0.14569 | 0.14857 | 0.15127 | 0.1543 | 0.15738 | 0.16053 | 0.024023 | 0.024503 | 0.024993 | 0.025493 | 0.026003 | 0.026523 | 0.027053 | 0.027594 | 0.028146 | 0.028709 | 0.10365 | 0.10844 | 0.11266 | 0.11643 | 0.11968 | 0.12205 | 0.12422 | 0.1267 | 0.12924 | 0.13182 | 111186.1257 | 110630.1951 | 110077.0441 | 109526.6589 | 108979.0256 | 108434.1305 | 107891.9598 | 107352.5 | 106815.7375 | 106281.6588 | 111186.1257 | 110630.1951 | 110077.0441 | 109526.6589 | 108979.0256 | 108434.1305 | 107891.9598 | 107352.5 | 106815.7375 | 106281.6588 | 4970.241 | 10065.7759 | 15247.2478 | 20509.7646 | 25809.0697 | 31094.1268 | 36317.0549 | 41441.7321 | 46428.5473 | 51245.8148 | 4970.241 | 5095.535 | 5181.4719 | 5262.5168 | 5299.3051 | 5285.0571 | 5222.9281 | 5124.6772 | 4986.8152 | 4817.2676
Ind ¦ Radiant heaters | RET | I_Green House / Agriculture | Ottawa and Surrounding | Space Heating/Ventilation | Industrial | NA | End Use Consumption (m^3/year) | 20 | 1.4656 | 1.4912 | 1.5115 | 1.5269 | 1.5367 | 1.5277 | 1.5255 | 1.5255 | 1.5255 | 1.5255 | 0.98582 | 1.0231 | 1.0578 | 1.0899 | 1.1188 | 1.1346 | 1.1555 | 1.1787 | 1.2022 | 1.2263 | 0.67263 | 0.68608 | 0.69981 | 0.7138 | 0.72808 | 0.74264 | 0.75749 | 0.77264 | 0.78809 | 0.80386 | 0.31319 | 0.33701 | 0.35795 | 0.37608 | 0.39073 | 0.39191 | 0.39804 | 0.40601 | 0.41413 | 0.42239 | 34895.3379 | 34720.8612 | 34547.2569 | 34374.5206 | 34202.648 | 34031.6348 | 33861.4766 | 33692.1692 | 33523.7084 | 33356.0898 | 34895.3379 | 34720.8612 | 34547.2569 | 34374.5206 | 34202.648 | 34031.6348 | 33861.4766 | 33692.1692 | 33523.7084 | 33356.0898 | 219.1991 | 429.1304 | 625.7553 | 838.805 | 1064.2638 | 1294.6867 | 1522.4569 | 1753.1917 | 1985.0366 | 2221.7971 | 219.1991 | 209.9313 | 196.6249 | 213.0497 | 225.4588 | 230.4229 | 227.7701 | 230.7348 | 231.845 | 236.7604
Ind ¦ Steam trap survey and repair | RET | I_Green House / Agriculture | Ottawa and Surrounding | Process - Boiler/Steam | Industrial | NA | End Use Consumption (m^3/year) | 3 | 0.74751 | 0.79708 | 0.84877 | 0.8911 | 0.91312 | 0.91238 | 0.90622 | 0.90625 | 0.90632 | 0.90624 | 0.023145 | 0.025173 | 0.027342 | 0.029279 | 0.030603 | 0.03119 | 0.031599 | 0.032232 | 0.032879 | 0.033534 | 0.030962 | 0.031582 | 0.032213 | 0.032858 | 0.033515 | 0.034185 | 0.034869 | 0.035566 | 0.036277 | 0.037003 | -0.0078176 | -0.0064086 | -0.0048715 | -0.0035782 | -0.0029118 | -0.0029954 | -0.00327 | -0.0033344 | -0.0033984 | -0.0034693 | 102633.3468 | 102120.1801 | 101609.5792 | 101101.5313 | 100596.0236 | 100093.0435 | 99592.5783 | 99094.6154 | 98599.1423 | 98106.1466 | 0 | 0 | 0 | 0 | 0 | 0 | 0 | 0 | 0 | 0 | 0 | 0 | 0 | 0 | 0 | 0 | 0 | 0 | 0 | 0 | 0 | 0 | 0 | 0 | 0 | 0 | 0 | 0 | 0 | 0
Ind ¦ Ventilation heat recovery | RET | I_Green House / Agriculture | Ottawa and Surrounding | Space Heating/Ventilation | Industrial | NA | End Use Consumption (m^3/year) | 20 | 4.3968 | 4.4736 | 4.5345 | 4.5806 | 4.61 | 4.5832 | 4.5764 | 4.5765 | 4.5764 | 4.5764 | 0.49291 | 0.51155 | 0.52888 | 0.54494 | 0.5594 | 0.56728 | 0.57777 | 0.58933 | 0.60111 | 0.61313 | 0.11211 | 0.11435 | 0.11663 | 0.11897 | 0.12135 | 0.12377 | 0.12625 | 0.12877 | 0.13135 | 0.13398 | 0.3808 | 0.3972 | 0.41225 | 0.42598 | 0.43806 | 0.4435 | 0.45152 | 0.46055 | 0.46976 | 0.47915 | 35622.3241 | 35444.2125 | 35266.9914 | 35090.6565 | 34915.2032 | 34740.6272 | 34566.924 | 34394.0894 | 34222.119 | 34051.0084 | 35622.3241 | 35444.2125 | 35266.9914 | 35090.6565 | 34915.2032 | 34740.6272 | 34566.924 | 34394.0894 | 34222.119 | 34051.0084 | 1402.5493 | 2831.3644 | 4275.7096 | 5748.6783 | 7238.9543 | 8731.489 | 10213.2194 | 11678.0003 | 13116.1449 | 14521.3253 | 1402.5493 | 1428.8152 | 1444.3451 | 1472.9687 | 1490.276 | 1492.5347 | 1481.7303 | 1464.781 | 1438.1446 | 1405.1803
Ind ¦ Ventilation optimization | RET | I_Green House / Agriculture | Ottawa and Surrounding | Space Heating/Ventilation | Industrial | NA | End Use Consumption (m^3/year) | 15 | 2.256 | 2.3037 | 2.3416 | 2.3703 | 2.3886 | 2.3719 | 2.3677 | 2.3677 | 2.3677 | 2.3677 | 0.54194 | 0.56449 | 0.58524 | 0.60426 | 0.62109 | 0.62909 | 0.64054 | 0.65336 | 0.66642 | 0.67974 | 0.24023 | 0.24503 | 0.24993 | 0.25493 | 0.26003 | 0.26523 | 0.27053 | 0.27594 | 0.28146 | 0.28709 | 0.30171 | 0.31946 | 0.33531 | 0.34933 | 0.36107 | 0.36387 | 0.37 | 0.37741 | 0.38496 | 0.39265 | 41053.3387 | 40848.072 | 40643.8317 | 40440.6125 | 40238.4094 | 40037.2174 | 39837.0313 | 39637.8462 | 39439.6569 | 39242.4586 | 41053.3387 | 40848.072 | 40643.8317 | 40440.6125 | 40238.4094 | 40037.2174 | 39837.0313 | 39637.8462 | 39439.6569 | 39242.4586 | 1155.2785 | 2313.9442 | 3466.0597 | 4653.4443 | 5866.5942 | 7089.1203 | 8309.0089 | 9528.6189 | 10742.1381 | 11949.9595 | 1155.2785 | 1158.6657 | 1152.1155 | 1187.3846 | 1213.1499 | 1222.5261 | 1219.8886 | 1219.61 | 1213.5193 | 1207.8214
Ind ¦ Warehouse loading dock seals | RET | I_Green House / Agriculture | Ottawa and Surrounding | Space Heating/Ventilation | Industrial | NA | End Use Consumption (m^3/year) | 10 | 0.65563 | 0.67466 | 0.68975 | 0.70118 | 0.70846 | 0.70181 | 0.70013 | 0.70014 | 0.70014 | 0.70012 | 0.098874 | 0.10378 | 0.10822 | 0.11222 | 0.11565 | 0.11685 | 0.11891 | 0.12129 | 0.12371 | 0.12618 | 0.15081 | 0.15382 | 0.1569 | 0.16004 | 0.16324 | 0.1665 | 0.16983 | 0.17323 | 0.1767 | 0.18023 | -0.051935 | -0.050045 | -0.048679 | -0.047824 | -0.047591 | -0.04965 | -0.050928 | -0.051945 | -0.052985 | -0.054047 | 12971.7147 | 12906.8561 | 12842.3218 | 12778.1102 | 12714.2197 | 12650.6486 | 12587.3953 | 12524.4583 | 12461.836 | 12399.5269 | 0 | 0 | 0 | 0 | 0 | 0 | 0 | 0 | 0 | 0 | 0 | 0 | 0 | 0 | 0 | 0 | 0 | 0 | 0 | 0 | 0 | 0 | 0 | 0 | 0 | 0 | 0 | 0 | 0 | 0
Ind ¦ Boiler right sizing and load management | ROB | I_Green House / Agriculture | Ottawa and Surrounding | Process - Boiler/Steam | Industrial | NA | End Use Consumption (m^3/year) | 25 | INF | INF | INF | INF | INF | INF | INF | INF | INF | INF | 0.35266 | 0.36513 | 0.37655 | 0.38712 | 0.39671 | 0.40459 | 0.41215 | 0.4204 | 0.42883 | 0.43741 | 0 | 0 | 0 | 0 | 0 | 0 | 0 | 0 | 0 | 0 | 0.35266 | 0.36513 | 0.37655 | 0.38712 | 0.39671 | 0.40459 | 0.41215 | 0.4204 | 0.42883 | 0.43741 | 224510.4461 | 223387.8939 | 222270.9544 | 221159.5997 | 220053.8017 | 218953.5326 | 217858.765 | 216769.4712 | 215685.6238 | 214607.1957 | 224510.4461 | 223387.8939 | 222270.9544 | 221159.5997 | 220053.8017 | 218953.5326 | 217858.765 | 216769.4712 | 215685.6238 | 214607.1957 | 6738.1971 | 13374.2716 | 19901.1981 | 26312.3048 | 32601.3948 | 38762.8419 | 44791.6604 | 50683.5523 | 56434.9337 | 62042.9433 | 6738.1971 | 6636.0745 | 6526.9266 | 6411.1067 | 6289.09 | 6161.4471 | 6028.8185 | 5891.8919 | 5751.3814 | 5608.0096
Ind ¦ Advanced heating and process control ¦ New | NEW | I_Other (including mining, construction, etc.) | Ottawa and Surrounding | Process Heat | Industrial | NA | End Use Consumption (m^3/year) | 15 | 5.3148 | 5.4254 | 5.5077 | 5.5672 | 5.6027 | 5.6015 | 5.5915 | 5.5916 | 5.5916 | 5.5916 | 0.31919 | 0.33235 | 0.34413 | 0.35481 | 0.36422 | 0.37142 | 0.37817 | 0.38574 | 0.39346 | 0.40132 | 0.060056 | 0.061257 | 0.062483 | 0.063732 | 0.065007 | 0.066307 | 0.067633 | 0.068986 | 0.070366 | 0.071773 | 0.25913 | 0.27109 | 0.28165 | 0.29108 | 0.29921 | 0.30511 | 0.31054 | 0.31675 | 0.32309 | 0.32955 | 1441.6729 | 2906.4126 | 4394.7394 | 5907.1847 | 7444.2906 | 9006.6104 | 10594.7089 | 12209.1628 | 13850.5603 | 15519.5022 | 1441.6729 | 2906.4126 | 4394.7394 | 5907.1847 | 7444.2906 | 9006.6104 | 10594.7089 | 12209.1628 | 13850.5603 | 15519.5022 | 943.8178 | 1902.7366 | 2903.6424 | 3943.2351 | 5026.2109 | 6150.128 | 7311.6178 | 8508.09 | 9739.4691 | 11004.4969 | 943.8178 | 958.9188 | 1000.9058 | 1039.5927 | 1082.9758 | 1123.9172 | 1161.4898 | 1196.4722 | 1231.3791 | 1265.0278
Ind ¦ Air compressor heat recovery ¦ New | NEW | I_Other (including mining, construction, etc.) | Ottawa and Surrounding | Space Heating/Ventilation | Industrial | NA | End Use Consumption (m^3/year) | 25 | 2.502 | 2.5404 | 2.5708 | 2.5939 | 2.6085 | 2.5951 | 2.5917 | 2.5918 | 2.5917 | 2.5917 | 0.78535 | 0.81335 | 0.83956 | 0.86403 | 0.8863 | 0.89938 | 0.91617 | 0.9345 | 0.95318 | 0.97223 | 0.31389 | 0.32017 | 0.32658 | 0.33311 | 0.33977 | 0.34656 | 0.3535 | 0.36057 | 0.36778 | 0.37513 | 0.47146 | 0.49318 | 0.51299 | 0.53092 | 0.54653 | 0.55281 | 0.56267 | 0.57393 | 0.58541 | 0.5971 | 114.7358 | 231.3073 | 349.756 | 470.1242 | 592.455 | 716.7925 | 843.1815 | 971.6681 | 1102.299 | 1235.122 | 114.7358 | 231.3073 | 349.756 | 470.1242 | 592.455 | 716.7925 | 843.1815 | 971.6681 | 1102.299 | 1235.122 | 34.5385 | 69.6296 | 105.3375 | 141.2662 | 179.6819 | 220.2752 | 262.3591 | 305.4611 | 349.9111 | 395.5837 | 34.5385 | 35.0911 | 35.7079 | 35.9287 | 38.4157 | 40.5933 | 42.0839 | 43.102 | 44.45 | 45.6726
Ind ¦ Air curtains ¦ New | NEW | I_Other (including mining, construction, etc.) | Ottawa and Surrounding | Space Heating/Ventilation | Industrial | NA | End Use Consumption (m^3/year) | 15 | 0.92289 | 0.94244 | 0.95793 | 0.96967 | 0.97714 | 0.97032 | 0.9686 | 0.96861 | 0.96861 | 0.96859 | 0.13548 | 0.14112 | 0.14631 | 0.15106 | 0.15527 | 0.15727 | 0.16013 | 0.16334 | 0.16661 | 0.16993 | 0.1468 | 0.14974 | 0.15274 | 0.15579 | 0.15891 | 0.16208 | 0.16533 | 0.16863 | 0.172 | 0.17544 | -0.01132 | -0.0086192 | -0.0064252 | -0.0047254 | -0.0036321 | -0.0048103 | -0.0051917 | -0.0052929 | -0.0053996 | -0.0055101 | 68.2951 | 137.6829 | 208.1881 | 279.8358 | 352.6518 | 426.6622 | 501.8938 | 578.3739 | 656.1303 | 735.1916 | 0 | 0 | 0 | 0 | 0 | 0 | 0 | 0 | 0 | 0 | 0 | 0 | 0 | 0 | 0 | 0 | 0 | 0 | 0 | 0 | 0 | 0 | 0 | 0 | 0 | 0 | 0 | 0 | 0 | 0
Ind ¦ Automated temperature control ¦ New | NEW | I_Other (including mining, construction, etc.) | Ottawa and Surrounding | Space Heating/Ventilation | Industrial | NA | End Use Consumption (m^3/year) | 25 | 1.1676 | 1.1855 | 1.1997 | 1.2105 | 1.2173 | 1.2111 | 1.2095 | 1.2095 | 1.2095 | 1.2095 | 0.26178 | 0.27112 | 0.27985 | 0.28801 | 0.29543 | 0.29979 | 0.30539 | 0.3115 | 0.31773 | 0.32408 | 0.22421 | 0.22869 | 0.23327 | 0.23793 | 0.24269 | 0.24755 | 0.2525 | 0.25755 | 0.2627 | 0.26795 | 0.037574 | 0.042423 | 0.046585 | 0.050076 | 0.052741 | 0.052247 | 0.052892 | 0.053952 | 0.055029 | 0.056126 | 88.5307 | 178.4778 | 269.8735 | 362.7502 | 457.1412 | 553.0806 | 650.603 | 749.7439 | 850.5393 | 953.0262 | 88.5307 | 178.4778 | 269.8735 | 362.7502 | 457.1412 | 553.0806 | 650.603 | 749.7439 | 850.5393 | 953.0262 | 0.78919 | 1.591 | 2.3199 | 2.9456 | 3.7678 | 4.7677 | 5.8444 | 6.9295 | 8.0754 | 9.2653 | 0.78919 | 0.80182 | 0.72888 | 0.62573 | 0.82218 | 0.99988 | 1.0767 | 1.0851 | 1.1459 | 1.1899
Ind ¦ De-stratification fans ¦ New | NEW | I_Other (including mining, construction, etc.) | Ottawa and Surrounding | Space Heating/Ventilation | Industrial | NA | End Use Consumption (m^3/year) | 25 | 1.4153 | 1.437 | 1.4542 | 1.4672 | 1.4755 | 1.468 | 1.466 | 1.466 | 1.466 | 1.466 | 0.29918 | 0.30985 | 0.31983 | 0.32915 | 0.33764 | 0.34262 | 0.34902 | 0.356 | 0.36312 | 0.37037 | 0.2114 | 0.21563 | 0.21994 | 0.22434 | 0.22882 | 0.2334 | 0.23807 | 0.24283 | 0.24769 | 0.25264 | 0.087784 | 0.094223 | 0.099894 | 0.10482 | 0.10881 | 0.10922 | 0.11095 | 0.11317 | 0.11543 | 0.11773 | 64.7539 | 130.5438 | 197.3932 | 265.3258 | 334.3661 | 404.539 | 475.8696 | 548.3841 | 622.1088 | 697.0706 | 64.7539 | 130.5438 | 197.3932 | 265.3258 | 334.3661 | 404.539 | 475.8696 | 548.3841 | 622.1088 | 697.0706 | 2.5894 | 5.2202 | 7.7514 | 10.0771 | 12.8673 | 16.038 | 19.3947 | 22.8053 | 26.3702 | 30.0571 | 2.5894 | 2.6308 | 2.5312 | 2.3257 | 2.7903 | 3.1707 | 3.3567 | 3.4106 | 3.5649 | 3.6869
Ind ¦ Energy Management and Process Improvement ¦ New | NEW | I_Other (including mining, construction, etc.) | Ottawa and Surrounding | Cross Cutting/Behavioural | Industrial | NA | End Use Consumption (m^3/year) | 15 | 3.6479 | 3.7238 | 3.7802 | 3.8211 | 3.8455 | 3.8447 | 3.8378 | 3.8378 | 3.8379 | 3.8378 | 0.25535 | 0.26588 | 0.27531 | 0.28385 | 0.29137 | 0.29714 | 0.30254 | 0.30859 | 0.31477 | 0.32106 | 0.07 | 0.0714 | 0.072828 | 0.074285 | 0.07577 | 0.077286 | 0.078831 | 0.080408 | 0.082016 | 0.083656 | 0.18535 | 0.19448 | 0.20248 | 0.20956 | 0.2156 | 0.21985 | 0.22371 | 0.22818 | 0.23275 | 0.2374 | 2830.1712 | 5705.6251 | 8627.3835 | 11596.489 | 14614.0062 | 17681.0212 | 20798.643 | 23968.0032 | 27190.257 | 30466.5836 | 2830.1712 | 5705.6251 | 8627.3835 | 11596.489 | 14614.0062 | 17681.0212 | 20798.643 | 23968.0032 | 27190.257 | 30466.5836 | 1674.951 | 3376.7011 | 5150.0204 | 6987.4709 | 8906.5681 | 10901.7427 | 12964.5948 | 15088.8762 | 17275.7906 | 19522.708 | 1674.951 | 1701.7502 | 1773.3193 | 1837.4505 | 1919.0972 | 1995.1746 | 2062.852 | 2124.2814 | 2186.9145 | 2246.9174
Ind ¦ Exhaust gas heat recovery ¦ New | NEW | I_Other (including mining, construction, etc.) | Ottawa and Surrounding | Process Heat | Industrial | NA | End Use Consumption (m^3/year) | 15 | 5.3148 | 5.4254 | 5.5077 | 5.5672 | 5.6027 | 5.6015 | 5.5915 | 5.5916 | 5.5916 | 5.5916 | 0.44687 | 0.46529 | 0.48179 | 0.49674 | 0.5099 | 0.51999 | 0.52944 | 0.54003 | 0.55084 | 0.56185 | 0.084079 | 0.08576 | 0.087476 | 0.089225 | 0.09101 | 0.09283 | 0.094686 | 0.09658 | 0.098512 | 0.10048 | 0.36279 | 0.37953 | 0.39431 | 0.40751 | 0.41889 | 0.42716 | 0.43475 | 0.44345 | 0.45233 | 0.46137 | 2522.9276 | 5086.222 | 7690.794 | 10337.5733 | 13027.5085 | 15761.5682 | 18540.7406 | 21366.0349 | 24238.4806 | 27159.1288 | 2522.9276 | 5086.222 | 7690.794 | 10337.5733 | 13027.5085 | 15761.5682 | 18540.7406 | 21366.0349 | 24238.4806 | 27159.1288 | 1651.6811 | 3329.789 | 5082.9938 | 6905.1647 | 8804.2337 | 10775.672 | 12813.3613 | 14912.5848 | 17073.0699 | 19292.4971 | 1651.6811 | 1678.108 | 1753.2048 | 1822.1709 | 1899.069 | 1971.4382 | 2037.6894 | 2099.2235 | 2160.4851 | 2219.4272
Ind ¦ High-efficiency burners ¦ New | NEW | I_Other (including mining, construction, etc.) | Ottawa and Surrounding | Process Heat | Industrial | NA | End Use Consumption (m^3/year) | 20 | 8.928 | 9.0812 | 9.1951 | 9.2776 | 9.3267 | 9.3252 | 9.3113 | 9.3113 | 9.3115 | 9.3115 | 0.61959 | 0.64282 | 0.66391 | 0.68326 | 0.70062 | 0.71451 | 0.72771 | 0.74227 | 0.75713 | 0.77227 | 0.069398 | 0.070786 | 0.072202 | 0.073646 | 0.075119 | 0.076621 | 0.078154 | 0.079717 | 0.081311 | 0.082938 | 0.55019 | 0.57204 | 0.59171 | 0.60961 | 0.6255 | 0.63789 | 0.64956 | 0.66256 | 0.67582 | 0.68934 | 865.0037 | 1743.8475 | 2636.8437 | 3544.3108 | 4466.5743 | 5403.9662 | 6356.8254 | 7325.4977 | 8310.3362 | 9311.7013 | 865.0037 | 1743.8475 | 2636.8437 | 3544.3108 | 4466.5743 | 5403.9662 | 6356.8254 | 7325.4977 | 8310.3362 | 9311.7013 | 591.9706 | 1193.4128 | 1819.8379 | 2469.9554 | 3144.8693 | 3843.5977 | 4564.9108 | 5307.8376 | 6072.183 | 6857.4262 | 591.9706 | 601.4422 | 626.4251 | 650.1175 | 674.9139 | 698.7283 | 721.3132 | 742.9267 | 764.3454 | 785.2432
Ind ¦ High-efficiency furnaces ¦ New | NEW | I_Other (including mining, construction, etc.) | Ottawa and Surrounding | Process Heat | Industrial | NA | End Use Consumption (m^3/year) | 20 | 3.8688 | 3.9352 | 3.9846 | 4.0203 | 4.0416 | 4.0409 | 4.0349 | 4.0349 | 4.035 | 4.035 | 0.61959 | 0.64282 | 0.66391 | 0.68326 | 0.70062 | 0.71451 | 0.72771 | 0.74227 | 0.75713 | 0.77227 | 0.16015 | 0.16335 | 0.16662 | 0.16995 | 0.17335 | 0.17682 | 0.18036 | 0.18396 | 0.18764 | 0.19139 | 0.45944 | 0.47947 | 0.49729 | 0.51331 | 0.52726 | 0.53769 | 0.54736 | 0.55831 | 0.56949 | 0.58088 | 1647.6262 | 3321.6144 | 5022.5594 | 6751.0683 | 8507.7607 | 10293.269 | 12108.2388 | 13953.3289 | 15829.2118 | 17736.5739 | 1647.6262 | 3321.6144 | 5022.5594 | 6751.0683 | 8507.7607 | 10293.269 | 12108.2388 | 13953.3289 | 15829.2118 | 17736.5739 | 919.7338 | 1854.1833 | 2821.6571 | 3818.2361 | 4859.2256 | 5941.6288 | 7059.8027 | 8209.7139 | 9393.199 | 10608.8884 | 919.7338 | 934.4495 | 967.4738 | 996.579 | 1040.9895 | 1082.4032 | 1118.1739 | 1149.9112 | 1183.4851 | 1215.6894
Ind ¦ High-efficiency ovens & dryers ¦ New | NEW | I_Other (including mining, construction, etc.) | Ottawa and Surrounding | Process Heat | Industrial | NA | End Use Consumption (m^3/year) | 20 | 3.3161 | 3.373 | 3.4153 | 3.446 | 3.4642 | 3.4636 | 3.4585 | 3.4585 | 3.4586 | 3.4586 | 0.37176 | 0.38569 | 0.39834 | 0.40996 | 0.42037 | 0.4287 | 0.43663 | 0.44536 | 0.45428 | 0.46336 | 0.11211 | 0.11435 | 0.11663 | 0.11897 | 0.12135 | 0.12377 | 0.12625 | 0.12877 | 0.13135 | 0.13398 | 0.25965 | 0.27135 | 0.28171 | 0.29099 | 0.29902 | 0.30493 | 0.31038 | 0.31659 | 0.32293 | 0.32939 | 1730.0075 | 3487.6951 | 5273.6873 | 7088.6217 | 8933.1487 | 10807.9324 | 12713.6507 | 14650.9953 | 16620.6724 | 18623.4026 | 1730.0075 | 3487.6951 | 5273.6873 | 7088.6217 | 8933.1487 | 10807.9324 | 12713.6507 | 14650.9953 | 16620.6724 | 18623.4026 | 886.1252 | 1786.4283 | 2721.2487 | 3685.1994 | 4697.2096 | 5753.2617 | 6846.0224 | 7970.2099 | 9127.9826 | 10317.4698 | 886.1252 | 900.3032 | 934.8203 | 963.9507 | 1012.0102 | 1056.0521 | 1092.7607 | 1124.1875 | 1157.7727 | 1189.4873
Ind ¦ Insulation ¦ New | NEW | I_Other (including mining, construction, etc.) | Ottawa and Surrounding | Process Heat | Industrial | NA | End Use Consumption (m^3/year) | 15 | 5.3148 | 5.4254 | 5.5077 | 5.5672 | 5.6027 | 5.6015 | 5.5915 | 5.5916 | 5.5916 | 5.5916 | 0.12768 | 0.13294 | 0.13765 | 0.14192 | 0.14569 | 0.14857 | 0.15127 | 0.1543 | 0.15738 | 0.16053 | 0.024023 | 0.024503 | 0.024993 | 0.025493 | 0.026003 | 0.026523 | 0.027053 | 0.027594 | 0.028146 | 0.028709 | 0.10365 | 0.10844 | 0.11266 | 0.11643 | 0.11968 | 0.12205 | 0.12422 | 0.1267 | 0.12924 | 0.13182 | 14.1649 | 28.5565 | 43.1798 | 58.04 | 73.1426 | 88.4929 | 104.0965 | 119.959 | 136.0863 | 152.4842 | 14.1649 | 28.5565 | 43.1798 | 58.04 | 73.1426 | 88.4929 | 104.0965 | 119.959 | 136.0863 | 152.4842 | 9.2733 | 18.695 | 28.5772 | 38.875 | 49.6251 | 60.7958 | 72.3478 | 84.2506 | 96.4996 | 109.0794 | 9.2733 | 9.4217 | 9.8822 | 10.2978 | 10.7501 | 11.1707 | 11.552 | 11.9028 | 12.249 | 12.5798
Ind ¦ Radiant heaters ¦ New | NEW | I_Other (including mining, construction, etc.) | Ottawa and Surrounding | Space Heating/Ventilation | Industrial | NA | End Use Consumption (m^3/year) | 20 | 1.4656 | 1.4912 | 1.5115 | 1.5269 | 1.5367 | 1.5277 | 1.5255 | 1.5255 | 1.5255 | 1.5255 | 0.98582 | 1.0231 | 1.0578 | 1.0899 | 1.1188 | 1.1346 | 1.1555 | 1.1787 | 1.2022 | 1.2263 | 0.67263 | 0.68608 | 0.69981 | 0.7138 | 0.72808 | 0.74264 | 0.75749 | 0.77264 | 0.78809 | 0.80386 | 0.31319 | 0.33701 | 0.35795 | 0.37608 | 0.39073 | 0.39191 | 0.39804 | 0.40601 | 0.41413 | 0.42239 | 103.2015 | 208.0542 | 314.5954 | 422.863 | 532.896 | 644.734 | 758.4172 | 873.9872 | 991.4858 | 1110.9563 | 103.2015 | 208.0542 | 314.5954 | 422.863 | 532.896 | 644.734 | 758.4172 | 873.9872 | 991.4858 | 1110.9563 | 9.4941 | 19.14 | 28.725 | 38.0244 | 48.4479 | 59.8384 | 71.8414 | 84.0606 | 96.7974 | 109.9547 | 9.4941 | 9.646 | 9.585 | 9.2994 | 10.4235 | 11.3905 | 12.003 | 12.2192 | 12.7368 | 13.1572
Ind ¦ Ventilation heat recovery ¦ New | NEW | I_Other (including mining, construction, etc.) | Ottawa and Surrounding | Space Heating/Ventilation | Industrial | NA | End Use Consumption (m^3/year) | 20 | 4.3968 | 4.4736 | 4.5345 | 4.5806 | 4.61 | 4.5832 | 4.5764 | 4.5765 | 4.5764 | 4.5764 | 0.49291 | 0.51155 | 0.52888 | 0.54494 | 0.5594 | 0.56728 | 0.57777 | 0.58933 | 0.60111 | 0.61313 | 0.11211 | 0.11435 | 0.11663 | 0.11897 | 0.12135 | 0.12377 | 0.12625 | 0.12877 | 0.13135 | 0.13398 | 0.3808 | 0.3972 | 0.41225 | 0.42598 | 0.43806 | 0.4435 | 0.45152 | 0.46055 | 0.46976 | 0.47915 | 105.3515 | 212.3886 | 321.1494 | 431.6727 | 543.998 | 658.1659 | 774.2176 | 892.1952 | 1012.1418 | 1134.1012 | 105.3515 | 212.3886 | 321.1494 | 431.6727 | 543.998 | 658.1659 | 774.2176 | 892.1952 | 1012.1418 | 1134.1012 | 60.7479 | 122.4677 | 186.548 | 252.7203 | 321.8641 | 393.7773 | 468.1028 | 544.5815 | 623.3061 | 704.1807 | 60.7479 | 61.7199 | 64.0803 | 66.1722 | 69.1438 | 71.9132 | 74.3255 | 76.4787 | 78.7246 | 80.8747
Ind ¦ Ventilation optimization ¦ New | NEW | I_Other (including mining, construction, etc.) | Ottawa and Surrounding | Space Heating/Ventilation | Industrial | NA | End Use Consumption (m^3/year) | 15 | 2.256 | 2.3037 | 2.3416 | 2.3703 | 2.3886 | 2.3719 | 2.3677 | 2.3677 | 2.3677 | 2.3677 | 0.54194 | 0.56449 | 0.58524 | 0.60426 | 0.62109 | 0.62909 | 0.64054 | 0.65336 | 0.66642 | 0.67974 | 0.24023 | 0.24503 | 0.24993 | 0.25493 | 0.26003 | 0.26523 | 0.27053 | 0.27594 | 0.28146 | 0.28709 | 0.30171 | 0.31946 | 0.33531 | 0.34933 | 0.36107 | 0.36387 | 0.37 | 0.37741 | 0.38496 | 0.39265 | 121.4135 | 244.7696 | 370.1122 | 497.4859 | 626.9365 | 758.5105 | 892.2556 | 1028.2202 | 1166.4539 | 1307.0074 | 121.4135 | 244.7696 | 370.1122 | 497.4859 | 626.9365 | 758.5105 | 892.2556 | 1028.2202 | 1166.4539 | 1307.0074 | 50.038 | 100.8766 | 153.1435 | 206.428 | 262.7658 | 321.8408 | 382.9995 | 445.786 | 510.4803 | 576.9495 | 50.038 | 50.8386 | 52.2669 | 53.2845 | 56.3378 | 59.075 | 61.1587 | 62.7864 | 64.6944 | 66.4691
Ind ¦ Warehouse loading dock seals ¦ New | NEW | I_Other (including mining, construction, etc.) | Ottawa and Surrounding | Space Heating/Ventilation | Industrial | NA | End Use Consumption (m^3/year) | 10 | 0.65563 | 0.67466 | 0.68975 | 0.70118 | 0.70846 | 0.70181 | 0.70013 | 0.70014 | 0.70014 | 0.70012 | 0.098874 | 0.10378 | 0.10822 | 0.11222 | 0.11565 | 0.11685 | 0.11891 | 0.12129 | 0.12371 | 0.12618 | 0.15081 | 0.15382 | 0.1569 | 0.16004 | 0.16324 | 0.1665 | 0.16983 | 0.17323 | 0.1767 | 0.18023 | -0.051935 | -0.050045 | -0.048679 | -0.047824 | -0.047591 | -0.04965 | -0.050928 | -0.051945 | -0.052985 | -0.054047 | 38.3633 | 77.3404 | 116.9452 | 157.1917 | 198.0945 | 239.6683 | 281.928 | 324.889 | 368.567 | 412.978 | 0 | 0 | 0 | 0 | 0 | 0 | 0 | 0 | 0 | 0 | 0 | 0 | 0 | 0 | 0 | 0 | 0 | 0 | 0 | 0 | 0 | 0 | 0 | 0 | 0 | 0 | 0 | 0 | 0 | 0
Ind ¦ Advanced heating and process control | RET | I_Other (including mining, construction, etc.) | Ottawa and Surrounding | Process Heat | Industrial | NA | End Use Consumption (m^3/year) | 15 | 5.3148 | 5.4254 | 5.5077 | 5.5672 | 5.6027 | 5.6015 | 5.5915 | 5.5916 | 5.5916 | 5.5916 | 0.31919 | 0.33235 | 0.34413 | 0.35481 | 0.36422 | 0.37142 | 0.37817 | 0.38574 | 0.39346 | 0.40132 | 0.060056 | 0.061257 | 0.062483 | 0.063732 | 0.065007 | 0.066307 | 0.067633 | 0.068986 | 0.070366 | 0.071773 | 0.25913 | 0.27109 | 0.28165 | 0.29108 | 0.29921 | 0.30511 | 0.31054 | 0.31675 | 0.32309 | 0.32955 | 55171.7129 | 54895.8543 | 54621.3751 | 54348.2682 | 54076.5268 | 53806.1442 | 53537.1135 | 53269.4279 | 53003.0808 | 52738.0654 | 55171.7129 | 54895.8543 | 54621.3751 | 54348.2682 | 54076.5268 | 53806.1442 | 53537.1135 | 53269.4279 | 53003.0808 | 52738.0654 | 2466.2853 | 4994.7428 | 7565.8431 | 10177.1587 | 12806.729 | 15429.2294 | 18020.9007 | 20563.8188 | 23038.3284 | 25428.7067 | 2466.2853 | 2528.4575 | 2571.1003 | 2611.3156 | 2629.5704 | 2622.5003 | 2591.6713 | 2542.9182 | 2474.5096 | 2390.3783
Ind ¦ Air compressor heat recovery | RET | I_Other (including mining, construction, etc.) | Ottawa and Surrounding | Space Heating/Ventilation | Industrial | NA | End Use Consumption (m^3/year) | 25 | 2.502 | 2.5404 | 2.5708 | 2.5939 | 2.6085 | 2.5951 | 2.5917 | 2.5918 | 2.5917 | 2.5917 | 0.78535 | 0.81335 | 0.83956 | 0.86403 | 0.8863 | 0.89938 | 0.91617 | 0.9345 | 0.95318 | 0.97223 | 0.31389 | 0.32017 | 0.32658 | 0.33311 | 0.33977 | 0.34656 | 0.3535 | 0.36057 | 0.36778 | 0.37513 | 0.47146 | 0.49318 | 0.51299 | 0.53092 | 0.54653 | 0.55281 | 0.56267 | 0.57393 | 0.58541 | 0.5971 | 4390.8492 | 4368.895 | 4347.0505 | 4325.3152 | 4303.6887 | 4282.1702 | 4260.7594 | 4239.4556 | 4218.2583 | 4197.167 | 4390.8492 | 4368.895 | 4347.0505 | 4325.3152 | 4303.6887 | 4282.1702 | 4260.7594 | 4239.4556 | 4218.2583 | 4197.167 | 90.2524 | 179.5874 | 267.0692 | 358.1213 | 451.845 | 546.5166 | 640.969 | 735.8083 | 830.6335 | 925.8087 | 90.2524 | 89.335 | 87.4818 | 91.0521 | 93.7237 | 94.6716 | 94.4524 | 94.8393 | 94.8252 | 95.1752
Ind ¦ Air curtains | RET | I_Other (including mining, construction, etc.) | Ottawa and Surrounding | Space Heating/Ventilation | Industrial | NA | End Use Consumption (m^3/year) | 15 | 0.92289 | 0.94244 | 0.95793 | 0.96967 | 0.97714 | 0.97032 | 0.9686 | 0.96861 | 0.96861 | 0.96859 | 0.13548 | 0.14112 | 0.14631 | 0.15106 | 0.15527 | 0.15727 | 0.16013 | 0.16334 | 0.16661 | 0.16993 | 0.1468 | 0.14974 | 0.15274 | 0.15579 | 0.15891 | 0.16208 | 0.16533 | 0.16863 | 0.172 | 0.17544 | -0.01132 | -0.0086192 | -0.0064252 | -0.0047254 | -0.0036321 | -0.0048103 | -0.0051917 | -0.0052929 | -0.0053996 | -0.0055101 | 2613.6007 | 2600.5327 | 2587.53 | 2574.5924 | 2561.7194 | 2548.9108 | 2536.1663 | 2523.4855 | 2510.868 | 2498.3137 | 0 | 0 | 0 | 0 | 0 | 0 | 0 | 0 | 0 | 0 | 0 | 0 | 0 | 0 | 0 | 0 | 0 | 0 | 0 | 0 | 0 | 0 | 0 | 0 | 0 | 0 | 0 | 0 | 0 | 0
Ind ¦ Automated temperature control | RET | I_Other (including mining, construction, etc.) | Ottawa and Surrounding | Space Heating/Ventilation | Industrial | NA | End Use Consumption (m^3/year) | 25 | 1.1676 | 1.1855 | 1.1997 | 1.2105 | 1.2173 | 1.2111 | 1.2095 | 1.2095 | 1.2095 | 1.2095 | 0.26178 | 0.27112 | 0.27985 | 0.28801 | 0.29543 | 0.29979 | 0.30539 | 0.3115 | 0.31773 | 0.32408 | 0.22421 | 0.22869 | 0.23327 | 0.23793 | 0.24269 | 0.24755 | 0.2525 | 0.25755 | 0.2627 | 0.26795 | 0.037574 | 0.042423 | 0.046585 | 0.050076 | 0.052741 | 0.052247 | 0.052892 | 0.053952 | 0.055029 | 0.056126 | 3388.0009 | 3371.0609 | 3354.2056 | 3337.4346 | 3320.7474 | 3304.1437 | 3287.623 | 3271.1848 | 3254.8289 | 3238.5548 | 3388.0009 | 3371.0609 | 3354.2056 | 3337.4346 | 3320.7474 | 3304.1437 | 3287.623 | 3271.1848 | 3254.8289 | 3238.5548 | 2.0622 | 3.8578 | 5.3376 | 7.2079 | 9.3998 | 11.6783 | 13.8979 | 16.1664 | 18.4489 | 20.8176 | 2.0622 | 1.7956 | 1.4798 | 1.8703 | 2.1919 | 2.2785 | 2.2196 | 2.2685 | 2.2825 | 2.3687
Ind ¦ De-stratification fans | RET | I_Other (including mining, construction, etc.) | Ottawa and Surrounding | Space Heating/Ventilation | Industrial | NA | End Use Consumption (m^3/year) | 25 | 1.4153 | 1.437 | 1.4542 | 1.4672 | 1.4755 | 1.468 | 1.466 | 1.466 | 1.466 | 1.466 | 0.29918 | 0.30985 | 0.31983 | 0.32915 | 0.33764 | 0.34262 | 0.34902 | 0.356 | 0.36312 | 0.37037 | 0.2114 | 0.21563 | 0.21994 | 0.22434 | 0.22882 | 0.2334 | 0.23807 | 0.24283 | 0.24769 | 0.25264 | 0.087784 | 0.094223 | 0.099894 | 0.10482 | 0.10881 | 0.10922 | 0.11095 | 0.11317 | 0.11543 | 0.11773 | 2478.0807 | 2465.6903 | 2453.3618 | 2441.095 | 2428.8895 | 2416.7451 | 2404.6614 | 2392.6381 | 2380.6749 | 2368.7715 | 2478.0807 | 2465.6903 | 2453.3618 | 2441.095 | 2428.8895 | 2416.7451 | 2404.6614 | 2392.6381 | 2380.6749 | 2368.7715 | 6.7663 | 13.0172 | 18.543 | 24.9318 | 31.942 | 39.1197 | 46.1829 | 53.341 | 60.5261 | 67.879 | 6.7663 | 6.2509 | 5.5257 | 6.3889 | 7.0101 | 7.1778 | 7.0632 | 7.1581 | 7.185 | 7.353
Ind ¦ Energy Management and Process Improvement | RET | I_Other (including mining, construction, etc.) | Ottawa and Surrounding | Cross Cutting/Behavioural | Industrial | NA | End Use Consumption (m^3/year) | 15 | 3.6479 | 3.7238 | 3.7802 | 3.8211 | 3.8455 | 3.8447 | 3.8378 | 3.8378 | 3.8379 | 3.8378 | 0.25535 | 0.26588 | 0.27531 | 0.28385 | 0.29137 | 0.29714 | 0.30254 | 0.30859 | 0.31477 | 0.32106 | 0.07 | 0.0714 | 0.072828 | 0.074285 | 0.07577 | 0.077286 | 0.078831 | 0.080408 | 0.082016 | 0.083656 | 0.18535 | 0.19448 | 0.20248 | 0.20956 | 0.2156 | 0.21985 | 0.22371 | 0.22818 | 0.23275 | 0.2374 | 108308.4741 | 107766.9317 | 107228.0971 | 106691.9566 | 106158.4968 | 105627.7043 | 105099.5658 | 104574.068 | 104051.1976 | 103530.9417 | 108308.4741 | 107766.9317 | 107228.0971 | 106691.9566 | 106158.4968 | 105627.7043 | 105099.5658 | 104574.068 | 104051.1976 | 103530.9417 | 4376.8057 | 8844.6488 | 13370.6456 | 17979.0485 | 22634.4269 | 27292.8796 | 31915.0892 | 36478.1371 | 40951.224 | 45312.0581 | 4376.8057 | 4467.8431 | 4525.9968 | 4608.4029 | 4655.3784 | 4658.4527 | 4622.2097 | 4563.0479 | 4473.0869 | 4360.8341
Ind ¦ Exhaust gas heat recovery | RET | I_Other (including mining, construction, etc.) | Ottawa and Surrounding | Process Heat | Industrial | NA | End Use Consumption (m^3/year) | 15 | 5.3148 | 5.4254 | 5.5077 | 5.5672 | 5.6027 | 5.6015 | 5.5915 | 5.5916 | 5.5916 | 5.5916 | 0.44687 | 0.46529 | 0.48179 | 0.49674 | 0.5099 | 0.51999 | 0.52944 | 0.54003 | 0.55084 | 0.56185 | 0.084079 | 0.08576 | 0.087476 | 0.089225 | 0.09101 | 0.09283 | 0.094686 | 0.09658 | 0.098512 | 0.10048 | 0.36279 | 0.37953 | 0.39431 | 0.40751 | 0.41889 | 0.42716 | 0.43475 | 0.44345 | 0.45233 | 0.46137 | 96550.4976 | 96067.7451 | 95587.4064 | 95109.4693 | 94633.922 | 94160.7524 | 93689.9486 | 93221.4989 | 92755.3914 | 92291.6144 | 96550.4976 | 96067.7451 | 95587.4064 | 95109.4693 | 94633.922 | 94160.7524 | 93689.9486 | 93221.4989 | 92755.3914 | 92291.6144 | 4315.9993 | 8740.7999 | 13240.2254 | 17810.0277 | 22411.7758 | 27001.1514 | 31536.5762 | 35986.6829 | 40317.0747 | 44500.2368 | 4315.9993 | 4424.8006 | 4499.4255 | 4569.8023 | 4601.7481 | 4589.3756 | 4535.4248 | 4450.1068 | 4330.3918 | 4183.1621
Ind ¦ High-efficiency burners | RET | I_Other (including mining, construction, etc.) | Ottawa and Surrounding | Process Heat | Industrial | NA | End Use Consumption (m^3/year) | 20 | 8.928 | 9.0812 | 9.1951 | 9.2776 | 9.3267 | 9.3252 | 9.3113 | 9.3113 | 9.3115 | 9.3115 | 0.61959 | 0.64282 | 0.66391 | 0.68326 | 0.70062 | 0.71451 | 0.72771 | 0.74227 | 0.75713 | 0.77227 | 0.069398 | 0.070786 | 0.072202 | 0.073646 | 0.075119 | 0.076621 | 0.078154 | 0.079717 | 0.081311 | 0.082938 | 0.55019 | 0.57204 | 0.59171 | 0.60961 | 0.6255 | 0.63789 | 0.64956 | 0.66256 | 0.67582 | 0.68934 | 33103.0277 | 32937.5126 | 32772.825 | 32608.9609 | 32445.9161 | 32283.6865 | 32122.2681 | 31961.6568 | 31801.8485 | 31642.8392 | 33103.0277 | 32937.5126 | 32772.825 | 32608.9609 | 32445.9161 | 32283.6865 | 32122.2681 | 31961.6568 | 31801.8485 | 31642.8392 | 1546.8754 | 3136.7828 | 4757.301 | 6400.4065 | 8051.7316 | 9695.6406 | 11317.0096 | 12902.8096 | 14440.1085 | 15918.0107 | 1546.8754 | 1589.9074 | 1620.5182 | 1643.1056 | 1651.325 | 1643.9091 | 1621.369 | 1585.8 | 1537.2989 | 1477.9022
Ind ¦ High-efficiency furnaces | RET | I_Other (including mining, construction, etc.) | Ottawa and Surrounding | Process Heat | Industrial | NA | End Use Consumption (m^3/year) | 20 | 3.8688 | 3.9352 | 3.9846 | 4.0203 | 4.0416 | 4.0409 | 4.0349 | 4.0349 | 4.035 | 4.035 | 0.61959 | 0.64282 | 0.66391 | 0.68326 | 0.70062 | 0.71451 | 0.72771 | 0.74227 | 0.75713 | 0.77227 | 0.16015 | 0.16335 | 0.16662 | 0.16995 | 0.17335 | 0.17682 | 0.18036 | 0.18396 | 0.18764 | 0.19139 | 0.45944 | 0.47947 | 0.49729 | 0.51331 | 0.52726 | 0.53769 | 0.54736 | 0.55831 | 0.56949 | 0.58088 | 63053.3862 | 62738.1192 | 62424.4286 | 62112.3065 | 61801.745 | 61492.7362 | 61185.2726 | 60879.3462 | 60574.9495 | 60272.0747 | 63053.3862 | 62738.1192 | 62424.4286 | 62112.3065 | 61801.745 | 61492.7362 | 61185.2726 | 60879.3462 | 60574.9495 | 60272.0747 | 2403.3516 | 4848.2759 | 7316.5637 | 9835.7673 | 12386.9349 | 14944.1094 | 17485.1325 | 20000.9866 | 22475.7081 | 24899.5223 | 2403.3516 | 2444.9243 | 2468.2878 | 2519.2036 | 2551.1676 | 2557.1744 | 2541.0231 | 2515.8541 | 2474.7215 | 2423.8142
Ind ¦ High-efficiency ovens & dryers | RET | I_Other (including mining, construction, etc.) | Ottawa and Surrounding | Process Heat | Industrial | NA | End Use Consumption (m^3/year) | 20 | 3.3161 | 3.373 | 3.4153 | 3.446 | 3.4642 | 3.4636 | 3.4585 | 3.4585 | 3.4586 | 3.4586 | 0.37176 | 0.38569 | 0.39834 | 0.40996 | 0.42037 | 0.4287 | 0.43663 | 0.44536 | 0.45428 | 0.46336 | 0.11211 | 0.11435 | 0.11663 | 0.11897 | 0.12135 | 0.12377 | 0.12625 | 0.12877 | 0.13135 | 0.13398 | 0.25965 | 0.27135 | 0.28171 | 0.29099 | 0.29902 | 0.30493 | 0.31038 | 0.31659 | 0.32293 | 0.32939 | 66206.0555 | 65875.0252 | 65545.6501 | 65217.9218 | 64891.8322 | 64567.373 | 64244.5362 | 63923.3135 | 63603.6969 | 63285.6784 | 66206.0555 | 65875.0252 | 65545.6501 | 65217.9218 | 64891.8322 | 64567.373 | 64244.5362 | 63923.3135 | 63603.6969 | 63285.6784 | 2315.5291 | 4662.3671 | 7023.1373 | 9437.7884 | 11888.7843 | 14350.2132 | 16800.9277 | 19235.9749 | 21641.4367 | 24010.6487 | 2315.5291 | 2346.838 | 2360.7703 | 2414.651 | 2450.9959 | 2461.4288 | 2450.7146 | 2435.0472 | 2405.4618 | 2369.212
Ind ¦ Insulation | RET | I_Other (including mining, construction, etc.) | Ottawa and Surrounding | Process Heat | Industrial | NA | End Use Consumption (m^3/year) | 15 | 5.3148 | 5.4254 | 5.5077 | 5.5672 | 5.6027 | 5.6015 | 5.5915 | 5.5916 | 5.5916 | 5.5916 | 0.12768 | 0.13294 | 0.13765 | 0.14192 | 0.14569 | 0.14857 | 0.15127 | 0.1543 | 0.15738 | 0.16053 | 0.024023 | 0.024503 | 0.024993 | 0.025493 | 0.026003 | 0.026523 | 0.027053 | 0.027594 | 0.028146 | 0.028709 | 0.10365 | 0.10844 | 0.11266 | 0.11643 | 0.11968 | 0.12205 | 0.12422 | 0.1267 | 0.12924 | 0.13182 | 542.0801 | 539.3697 | 536.6729 | 533.9895 | 531.3196 | 528.663 | 526.0197 | 523.3896 | 520.7726 | 518.1688 | 542.0801 | 539.3697 | 536.6729 | 533.9895 | 531.3196 | 528.663 | 526.0197 | 523.3896 | 520.7726 | 518.1688 | 24.2321 | 49.075 | 74.3369 | 99.9939 | 125.8303 | 151.5972 | 177.0613 | 202.0463 | 226.3591 | 249.8454 | 24.2321 | 24.8429 | 25.2619 | 25.657 | 25.8364 | 25.7669 | 25.464 | 24.985 | 24.3129 | 23.4862
Ind ¦ Radiant heaters | RET | I_Other (including mining, construction, etc.) | Ottawa and Surrounding | Space Heating/Ventilation | Industrial | NA | End Use Consumption (m^3/year) | 20 | 1.4656 | 1.4912 | 1.5115 | 1.5269 | 1.5367 | 1.5277 | 1.5255 | 1.5255 | 1.5255 | 1.5255 | 0.98582 | 1.0231 | 1.0578 | 1.0899 | 1.1188 | 1.1346 | 1.1555 | 1.1787 | 1.2022 | 1.2263 | 0.67263 | 0.68608 | 0.69981 | 0.7138 | 0.72808 | 0.74264 | 0.75749 | 0.77264 | 0.78809 | 0.80386 | 0.31319 | 0.33701 | 0.35795 | 0.37608 | 0.39073 | 0.39191 | 0.39804 | 0.40601 | 0.41413 | 0.42239 | 3949.4411 | 3929.6939 | 3910.0454 | 3890.4952 | 3871.0427 | 3851.6875 | 3832.4291 | 3813.2669 | 3794.2006 | 3775.2296 | 3949.4411 | 3929.6939 | 3910.0454 | 3890.4952 | 3871.0427 | 3851.6875 | 3832.4291 | 3813.2669 | 3794.2006 | 3775.2296 | 24.8089 | 48.5688 | 70.8227 | 94.9356 | 120.453 | 146.5322 | 172.3111 | 198.4256 | 224.6657 | 251.4621 | 24.8089 | 23.7599 | 22.2539 | 24.1129 | 25.5173 | 26.0792 | 25.7789 | 26.1145 | 26.2401 | 26.7965
Ind ¦ Ventilation heat recovery | RET | I_Other (including mining, construction, etc.) | Ottawa and Surrounding | Space Heating/Ventilation | Industrial | NA | End Use Consumption (m^3/year) | 20 | 4.3968 | 4.4736 | 4.5345 | 4.5806 | 4.61 | 4.5832 | 4.5764 | 4.5765 | 4.5764 | 4.5764 | 0.49291 | 0.51155 | 0.52888 | 0.54494 | 0.5594 | 0.56728 | 0.57777 | 0.58933 | 0.60111 | 0.61313 | 0.11211 | 0.11435 | 0.11663 | 0.11897 | 0.12135 | 0.12377 | 0.12625 | 0.12877 | 0.13135 | 0.13398 | 0.3808 | 0.3972 | 0.41225 | 0.42598 | 0.43806 | 0.4435 | 0.45152 | 0.46055 | 0.46976 | 0.47915 | 4031.7211 | 4011.5625 | 3991.5047 | 3971.5472 | 3951.6894 | 3931.931 | 3912.2713 | 3892.71 | 3873.2464 | 3853.8802 | 4031.7211 | 4011.5625 | 3991.5047 | 3971.5472 | 3951.6894 | 3931.931 | 3912.2713 | 3892.71 | 3873.2464 | 3853.8802 | 158.74 | 320.4527 | 483.9232 | 650.6332 | 819.3021 | 988.2266 | 1155.9283 | 1321.7116 | 1484.4803 | 1643.5181 | 158.74 | 161.7128 | 163.4704 | 166.71 | 168.6689 | 168.9245 | 167.7017 | 165.7834 | 162.7687 | 159.0378
Ind ¦ Ventilation optimization | RET | I_Other (including mining, construction, etc.) | Ottawa and Surrounding | Space Heating/Ventilation | Industrial | NA | End Use Consumption (m^3/year) | 15 | 2.256 | 2.3037 | 2.3416 | 2.3703 | 2.3886 | 2.3719 | 2.3677 | 2.3677 | 2.3677 | 2.3677 | 0.54194 | 0.56449 | 0.58524 | 0.60426 | 0.62109 | 0.62909 | 0.64054 | 0.65336 | 0.66642 | 0.67974 | 0.24023 | 0.24503 | 0.24993 | 0.25493 | 0.26003 | 0.26523 | 0.27053 | 0.27594 | 0.28146 | 0.28709 | 0.30171 | 0.31946 | 0.33531 | 0.34933 | 0.36107 | 0.36387 | 0.37 | 0.37741 | 0.38496 | 0.39265 | 4646.4013 | 4623.1693 | 4600.0534 | 4577.0532 | 4554.1679 | 4531.397 | 4508.7401 | 4486.1964 | 4463.7654 | 4441.4466 | 4646.4013 | 4623.1693 | 4600.0534 | 4577.0532 | 4554.1679 | 4531.397 | 4508.7401 | 4486.1964 | 4463.7654 | 4441.4466 | 130.754 | 261.8913 | 392.2873 | 526.6751 | 663.9789 | 802.3439 | 940.4105 | 1078.4455 | 1215.7911 | 1352.4919 | 130.754 | 131.1373 | 130.396 | 134.3877 | 137.3038 | 138.365 | 138.0665 | 138.035 | 137.3456 | 136.7008
Ind ¦ Warehouse loading dock seals | RET | I_Other (including mining, construction, etc.) | Ottawa and Surrounding | Space Heating/Ventilation | Industrial | NA | End Use Consumption (m^3/year) | 10 | 0.65563 | 0.67466 | 0.68975 | 0.70118 | 0.70846 | 0.70181 | 0.70013 | 0.70014 | 0.70014 | 0.70012 | 0.098874 | 0.10378 | 0.10822 | 0.11222 | 0.11565 | 0.11685 | 0.11891 | 0.12129 | 0.12371 | 0.12618 | 0.15081 | 0.15382 | 0.1569 | 0.16004 | 0.16324 | 0.1665 | 0.16983 | 0.17323 | 0.1767 | 0.18023 | -0.051935 | -0.050045 | -0.048679 | -0.047824 | -0.047591 | -0.04965 | -0.050928 | -0.051945 | -0.052985 | -0.054047 | 1468.1337 | 1460.7931 | 1453.4891 | 1446.2217 | 1438.9905 | 1431.7956 | 1424.6366 | 1417.5134 | 1410.4259 | 1403.3737 | 0 | 0 | 0 | 0 | 0 | 0 | 0 | 0 | 0 | 0 | 0 | 0 | 0 | 0 | 0 | 0 | 0 | 0 | 0 | 0 | 0 | 0 | 0 | 0 | 0 | 0 | 0 | 0 | 0 | 0
Ind ¦ Advanced boiler controls including air/fuel mix control ¦ New | NEW | I_Other Manufacturing <0.5 million m3/year | Ottawa and Surrounding | Process - Boiler/Steam | Industrial | NA | End Use Consumption (m^3/year) | 15 | 4.1594 | 4.246 | 4.3104 | 4.357 | 4.3847 | 4.3838 | 4.376 | 4.376 | 4.3761 | 4.376 | 0.12768 | 0.13294 | 0.13765 | 0.14192 | 0.14569 | 0.14857 | 0.15127 | 0.1543 | 0.15738 | 0.16053 | 0.030695 | 0.031309 | 0.031936 | 0.032574 | 0.033226 | 0.03389 | 0.034568 | 0.035259 | 0.035965 | 0.036684 | 0.09698 | 0.10163 | 0.10572 | 0.10935 | 0.11246 | 0.11468 | 0.1167 | 0.11904 | 0.12142 | 0.12384 | 1832.0394 | 3693.3913 | 5584.7173 | 7506.6923 | 9460.0053 | 11445.3595 | 13463.4727 | 15515.0774 | 17600.9215 | 19721.7682 | 1832.0394 | 3693.3913 | 5584.7173 | 7506.6923 | 9460.0053 | 11445.3595 | 13463.4727 | 15515.0774 | 17600.9215 | 19721.7682 | 1129.3868 | 2276.8438 | 3470.4418 | 4706.3229 | 5993.9436 | 7330.4096 | 8711.108 | 10132.6095 | 11595.5975 | 13098.6345 | 1129.3868 | 1147.457 | 1193.598 | 1235.881 | 1287.6207 | 1336.466 | 1380.6984 | 1421.5015 | 1462.988 | 1503.037
Ind ¦ Advanced heating and process control ¦ New | NEW | I_Other Manufacturing <0.5 million m3/year | Ottawa and Surrounding | Process Heat | Industrial | NA | End Use Consumption (m^3/year) | 15 | 5.3148 | 5.4254 | 5.5077 | 5.5672 | 5.6027 | 5.6015 | 5.5915 | 5.5916 | 5.5916 | 5.5916 | 0.31919 | 0.33235 | 0.34413 | 0.35481 | 0.36422 | 0.37142 | 0.37817 | 0.38574 | 0.39346 | 0.40132 | 0.060056 | 0.061257 | 0.062483 | 0.063732 | 0.065007 | 0.066307 | 0.067633 | 0.068986 | 0.070366 | 0.071773 | 0.25913 | 0.27109 | 0.28165 | 0.29108 | 0.29921 | 0.30511 | 0.31054 | 0.31675 | 0.32309 | 0.32955 | 12407.4623 | 25013.4439 | 37822.4241 | 50838.9744 | 64067.7608 | 77513.5459 | 91181.1906 | 105075.6567 | 119202.0081 | 133565.4142 | 12407.4623 | 25013.4439 | 37822.4241 | 50838.9744 | 64067.7608 | 77513.5459 | 91181.1906 | 105075.6567 | 119202.0081 | 133565.4142 | 8122.774 | 16375.5125 | 24989.6029 | 33936.6443 | 43257.0533 | 52929.8163 | 62925.9397 | 73223.1322 | 83820.7439 | 94707.9467 | 8122.774 | 8252.7384 | 8614.0904 | 8947.0414 | 9320.4091 | 9672.7629 | 9996.1235 | 10297.1924 | 10597.6117 | 10887.2028
Ind ¦ Air compressor heat recovery ¦ New | NEW | I_Other Manufacturing <0.5 million m3/year | Ottawa and Surrounding | Space Heating/Ventilation | Industrial | NA | End Use Consumption (m^3/year) | 25 | 2.502 | 2.5404 | 2.5708 | 2.5939 | 2.6085 | 2.5951 | 2.5917 | 2.5918 | 2.5917 | 2.5917 | 0.78535 | 0.81335 | 0.83956 | 0.86403 | 0.8863 | 0.89938 | 0.91617 | 0.9345 | 0.95318 | 0.97223 | 0.31389 | 0.32017 | 0.32658 | 0.33311 | 0.33977 | 0.34656 | 0.3535 | 0.36057 | 0.36778 | 0.37513 | 0.47146 | 0.49318 | 0.51299 | 0.53092 | 0.54653 | 0.55281 | 0.56267 | 0.57393 | 0.58541 | 0.5971 | 5653.15 | 11396.7504 | 17232.842 | 23163.5077 | 29190.8735 | 35317.1093 | 41544.43 | 47875.0961 | 54311.415 | 60855.7418 | 5653.15 | 11396.7504 | 17232.842 | 23163.5077 | 29190.8735 | 35317.1093 | 41544.43 | 47875.0961 | 54311.415 | 60855.7418 | 1701.7486 | 3430.7252 | 5190.0905 | 6960.3326 | 8853.1126 | 10853.1875 | 12926.7041 | 15050.3844 | 17240.4817 | 19490.8181 | 1701.7486 | 1728.9766 | 1759.3653 | 1770.2422 | 1892.78 | 2000.0749 | 2073.5167 | 2123.6803 | 2190.0972 | 2250.3365
Ind ¦ Air curtains ¦ New | NEW | I_Other Manufacturing <0.5 million m3/year | Ottawa and Surrounding | Space Heating/Ventilation | Industrial | NA | End Use Consumption (m^3/year) | 15 | 0.92289 | 0.94244 | 0.95793 | 0.96967 | 0.97714 | 0.97032 | 0.9686 | 0.96861 | 0.96861 | 0.96859 | 0.13548 | 0.14112 | 0.14631 | 0.15106 | 0.15527 | 0.15727 | 0.16013 | 0.16334 | 0.16661 | 0.16993 | 0.1468 | 0.14974 | 0.15274 | 0.15579 | 0.15891 | 0.16208 | 0.16533 | 0.16863 | 0.172 | 0.17544 | -0.01132 | -0.0086192 | -0.0064252 | -0.0047254 | -0.0036321 | -0.0048103 | -0.0051917 | -0.0052929 | -0.0053996 | -0.0055101 | 3364.9702 | 6783.78 | 10257.644 | 13787.8022 | 17375.5199 | 21022.0889 | 24728.8274 | 28497.081 | 32328.2232 | 36223.6559 | 0 | 0 | 0 | 0 | 0 | 0 | 0 | 0 | 0 | 0 | 0 | 0 | 0 | 0 | 0 | 0 | 0 | 0 | 0 | 0 | 0 | 0 | 0 | 0 | 0 | 0 | 0 | 0 | 0 | 0
Ind ¦ Automated temperature control ¦ New | NEW | I_Other Manufacturing <0.5 million m3/year | Ottawa and Surrounding | Space Heating/Ventilation | Industrial | NA | End Use Consumption (m^3/year) | 25 | 1.1676 | 1.1855 | 1.1997 | 1.2105 | 1.2173 | 1.2111 | 1.2095 | 1.2095 | 1.2095 | 1.2095 | 0.26178 | 0.27112 | 0.27985 | 0.28801 | 0.29543 | 0.29979 | 0.30539 | 0.3115 | 0.31773 | 0.32408 | 0.22421 | 0.22869 | 0.23327 | 0.23793 | 0.24269 | 0.24755 | 0.2525 | 0.25755 | 0.2627 | 0.26795 | 0.037574 | 0.042423 | 0.046585 | 0.050076 | 0.052741 | 0.052247 | 0.052892 | 0.053952 | 0.055029 | 0.056126 | 4361.9985 | 8793.7889 | 13296.946 | 17873.0769 | 22523.8222 | 27250.856 | 32055.8873 | 36940.6605 | 41906.956 | 46956.5909 | 4361.9985 | 8793.7889 | 13296.946 | 17873.0769 | 22523.8222 | 27250.856 | 32055.8873 | 36940.6605 | 41906.956 | 46956.5909 | 38.8843 | 78.3907 | 114.3035 | 145.1337 | 185.6432 | 234.9085 | 287.96 | 341.4229 | 397.8809 | 456.5105 | 38.8843 | 39.5064 | 35.9128 | 30.8302 | 40.5096 | 49.2652 | 53.0516 | 53.4629 | 56.458 | 58.6296
Ind ¦ Boiler right sizing and load management | NEW | I_Other Manufacturing <0.5 million m3/year | Ottawa and Surrounding | Process - Boiler/Steam | Industrial | NA | End Use Consumption (m^3/year) | 25 | INF | INF | INF | INF | INF | INF | INF | INF | INF | INF | 0.35266 | 0.36513 | 0.37655 | 0.38712 | 0.39671 | 0.40459 | 0.41215 | 0.4204 | 0.42883 | 0.43741 | 0 | 0 | 0 | 0 | 0 | 0 | 0 | 0 | 0 | 0 | 0.35266 | 0.36513 | 0.37655 | 0.38712 | 0.39671 | 0.40459 | 0.41215 | 0.4204 | 0.42883 | 0.43741 | 4361.9985 | 8793.7889 | 13296.946 | 17873.0769 | 22523.8222 | 27250.856 | 32055.8873 | 36940.6605 | 41906.956 | 46956.5909 | 4361.9985 | 8793.7889 | 13296.946 | 17873.0769 | 22523.8222 | 27250.856 | 32055.8873 | 36940.6605 | 41906.956 | 46956.5909 | 3267.819 | 6587.9232 | 10038.8322 | 13618.8798 | 17326.3253 | 21159.4036 | 25116.3685 | 29195.5316 | 33395.2953 | 37714.181 | 3267.819 | 3320.1041 | 3450.9091 | 3580.0475 | 3707.4456 | 3833.0783 | 3956.9649 | 4079.163 | 4199.7637 | 4318.8857
Ind ¦ Condensing boiler ¦ New | NEW | I_Other Manufacturing <0.5 million m3/year | Ottawa and Surrounding | Process - Boiler/Steam | Industrial | NA | End Use Consumption (m^3/year) | 20 | 3.224 | 3.2793 | 3.3205 | 3.3502 | 3.368 | 3.3674 | 3.3624 | 3.3624 | 3.3625 | 3.3625 | 0.3098 | 0.32141 | 0.33195 | 0.34163 | 0.35031 | 0.35725 | 0.36386 | 0.37114 | 0.37856 | 0.38614 | 0.09609 | 0.098012 | 0.099972 | 0.10197 | 0.10401 | 0.10609 | 0.10821 | 0.11038 | 0.11258 | 0.11484 | 0.21371 | 0.2234 | 0.23198 | 0.23966 | 0.2463 | 0.25116 | 0.25564 | 0.26076 | 0.26598 | 0.2713 | 2824.9133 | 5695.0252 | 8611.3555 | 11574.9451 | 14586.8563 | 17648.1734 | 20760.0032 | 23923.4754 | 27139.7429 | 30409.9827 | 2824.9133 | 5695.0252 | 8611.3555 | 11574.9451 | 14586.8563 | 17648.1734 | 20760.0032 | 23923.4754 | 27139.7429 | 30409.9827 | 1420.9515 | 2864.6383 | 4354.2769 | 5881.3845 | 7482.4155 | 9150.6329 | 10874.3759 | 12645.8012 | 14469.2649 | 16342.3444 | 1420.9515 | 1443.6868 | 1489.6386 | 1527.1076 | 1601.031 | 1668.2174 | 1723.7431 | 1771.4253 | 1823.4637 | 1873.0795
Ind ¦ De-stratification fans ¦ New | NEW | I_Other Manufacturing <0.5 million m3/year | Ottawa and Surrounding | Space Heating/Ventilation | Industrial | NA | End Use Consumption (m^3/year) | 25 | 1.4153 | 1.437 | 1.4542 | 1.4672 | 1.4755 | 1.468 | 1.466 | 1.466 | 1.466 | 1.466 | 0.29918 | 0.30985 | 0.31983 | 0.32915 | 0.33764 | 0.34262 | 0.34902 | 0.356 | 0.36312 | 0.37037 | 0.2114 | 0.21563 | 0.21994 | 0.22434 | 0.22882 | 0.2334 | 0.23807 | 0.24283 | 0.24769 | 0.25264 | 0.087784 | 0.094223 | 0.099894 | 0.10482 | 0.10881 | 0.10922 | 0.11095 | 0.11317 | 0.11543 | 0.11773 | 3190.4903 | 6432.0284 | 9725.7662 | 13072.8791 | 16474.5671 | 19932.0547 | 23446.5919 | 27019.4546 | 30651.9449 | 34345.3922 | 3190.4903 | 6432.0284 | 9725.7662 | 13072.8791 | 16474.5671 | 19932.0547 | 23446.5919 | 27019.4546 | 30651.9449 | 34345.3922 | 127.5814 | 257.2041 | 381.9179 | 496.507 | 633.9862 | 790.2107 | 955.598 | 1123.6418 | 1299.2892 | 1480.9443 | 127.5814 | 129.6227 | 124.7138 | 114.5891 | 137.4793 | 156.2244 | 165.3874 | 168.0438 | 175.6475 | 181.655
Ind ¦ Direct contact hot water heaters ¦ New | NEW | I_Other Manufacturing <0.5 million m3/year | Ottawa and Surrounding | Process - Boiler/Steam | Industrial | NA | End Use Consumption (m^3/year) | 20 | 11.6065 | 11.8055 | 11.9537 | 12.0609 | 12.1248 | 12.1227 | 12.1047 | 12.1048 | 12.1049 | 12.105 | 0.46469 | 0.48212 | 0.49793 | 0.51244 | 0.52546 | 0.53588 | 0.54579 | 0.5567 | 0.56785 | 0.57921 | 0.040038 | 0.040838 | 0.041655 | 0.042488 | 0.043338 | 0.044205 | 0.045089 | 0.045991 | 0.04691 | 0.047849 | 0.42466 | 0.44128 | 0.45628 | 0.46996 | 0.48212 | 0.49168 | 0.5007 | 0.51071 | 0.52094 | 0.53136 | 2392.8677 | 4824.0213 | 7294.3247 | 9804.6593 | 12355.9253 | 14949.041 | 17584.9439 | 20264.5909 | 22988.9587 | 25759.0442 | 2392.8677 | 4824.0213 | 7294.3247 | 9804.6593 | 12355.9253 | 14949.041 | 17584.9439 | 20264.5909 | 22988.9587 | 25759.0442 | 1679.1939 | 3385.2548 | 5165.9845 | 7017.397 | 8940.3141 | 10931.7622 | 12988.4205 | 15107.5758 | 17288.1212 | 19528.4258 | 1679.1939 | 1706.061 | 1780.7296 | 1851.4125 | 1922.9171 | 1991.4481 | 2056.6583 | 2119.1553 | 2180.5454 | 2240.3046
Ind ¦ Energy Management and Process Improvement ¦ New | NEW | I_Other Manufacturing <0.5 million m3/year | Ottawa and Surrounding | Cross Cutting/Behavioural | Industrial | NA | End Use Consumption (m^3/year) | 15 | 3.6479 | 3.7238 | 3.7802 | 3.8211 | 3.8455 | 3.8447 | 3.8378 | 3.8378 | 3.8379 | 3.8378 | 0.25535 | 0.26588 | 0.27531 | 0.28385 | 0.29137 | 0.29714 | 0.30254 | 0.30859 | 0.31477 | 0.32106 | 0.07 | 0.0714 | 0.072828 | 0.074285 | 0.07577 | 0.077286 | 0.078831 | 0.080408 | 0.082016 | 0.083656 | 0.18535 | 0.19448 | 0.20248 | 0.20956 | 0.2156 | 0.21985 | 0.22371 | 0.22818 | 0.23275 | 0.2374 | 39465.7003 | 79562.8518 | 120305.7017 | 161708.7912 | 203786.9623 | 246555.3636 | 290029.4569 | 334225.0239 | 379158.1732 | 424845.3465 | 39465.7003 | 79562.8518 | 120305.7017 | 161708.7912 | 203786.9623 | 246555.3636 | 290029.4569 | 334225.0239 | 379158.1732 | 424845.3465 | 23356.5775 | 47086.8602 | 71815.1478 | 97437.7215 | 124198.8291 | 152020.8084 | 180786.5244 | 210408.8502 | 240904.5713 | 272237.0108 | 23356.5775 | 23730.2827 | 24728.2877 | 25622.5737 | 26761.1076 | 27821.9793 | 28765.716 | 29622.3258 | 30495.721 | 31332.4396
Ind ¦ Exhaust gas heat recovery ¦ New | NEW | I_Other Manufacturing <0.5 million m3/year | Ottawa and Surrounding | Process Heat | Industrial | NA | End Use Consumption (m^3/year) | 15 | 5.3148 | 5.4254 | 5.5077 | 5.5672 | 5.6027 | 5.6015 | 5.5915 | 5.5916 | 5.5916 | 5.5916 | 0.44687 | 0.46529 | 0.48179 | 0.49674 | 0.5099 | 0.51999 | 0.52944 | 0.54003 | 0.55084 | 0.56185 | 0.084079 | 0.08576 | 0.087476 | 0.089225 | 0.09101 | 0.09283 | 0.094686 | 0.09658 | 0.098512 | 0.10048 | 0.36279 | 0.37953 | 0.39431 | 0.40751 | 0.41889 | 0.42716 | 0.43475 | 0.44345 | 0.45233 | 0.46137 | 21713.059 | 43773.5269 | 66189.2422 | 88968.2051 | 112118.5814 | 135648.7053 | 159567.0836 | 183882.3991 | 208603.5142 | 233739.4748 | 21713.059 | 43773.5269 | 66189.2422 | 88968.2051 | 112118.5814 | 135648.7053 | 159567.0836 | 183882.3991 | 208603.5142 | 233739.4748 | 14214.8546 | 28657.1468 | 43745.7445 | 59427.8845 | 75771.8327 | 92738.6118 | 110275.5677 | 128342.1044 | 146935.8761 | 166036.9212 | 14214.8546 | 14442.2923 | 15088.5977 | 15682.14 | 16343.9482 | 16966.7791 | 17536.9559 | 18066.5367 | 18593.7717 | 19101.0451
Ind ¦ Feedwater Economizers ¦ New | NEW | I_Other Manufacturing <0.5 million m3/year | Ottawa and Surrounding | Process - Boiler/Steam | Industrial | NA | End Use Consumption (m^3/year) | 20 | 2.418 | 2.4595 | 2.4903 | 2.5127 | 2.526 | 2.5256 | 2.5218 | 2.5218 | 2.5219 | 2.5219 | 0.12392 | 0.12856 | 0.13278 | 0.13665 | 0.14012 | 0.1429 | 0.14554 | 0.14845 | 0.15143 | 0.15445 | 0.051248 | 0.052273 | 0.053318 | 0.054385 | 0.055473 | 0.056582 | 0.057714 | 0.058868 | 0.060045 | 0.061246 | 0.07267 | 0.076292 | 0.079463 | 0.082267 | 0.084651 | 0.086319 | 0.087829 | 0.089587 | 0.091381 | 0.093209 | 1495.5423 | 3015.0133 | 4558.9529 | 6127.9121 | 7722.4533 | 9343.1506 | 10990.5899 | 12665.3693 | 14368.0992 | 16099.4026 | 1495.5423 | 3015.0133 | 4558.9529 | 6127.9121 | 7722.4533 | 9343.1506 | 10990.5899 | 12665.3693 | 14368.0992 | 16099.4026 | 570.7197 | 1150.5709 | 1748.642 | 2358.941 | 3008.2078 | 3691.9801 | 4401.176 | 5129.3908 | 5880.1916 | 6651.609 | 570.7197 | 579.8512 | 598.0712 | 610.299 | 649.2668 | 683.7723 | 709.1959 | 728.2148 | 750.8009 | 771.4174
Ind ¦ High-efficiency burner ¦ New | NEW | I_Other Manufacturing <0.5 million m3/year | Ottawa and Surrounding | Process - Boiler/Steam | Industrial | NA | End Use Consumption (m^3/year) | 20 | 2.5792 | 2.6234 | 2.6564 | 2.6802 | 2.6944 | 2.6939 | 2.6899 | 2.6899 | 2.69 | 2.69 | 0.1549 | 0.16071 | 0.16598 | 0.17081 | 0.17515 | 0.17863 | 0.18193 | 0.18557 | 0.18928 | 0.19307 | 0.060056 | 0.061257 | 0.062483 | 0.063732 | 0.065007 | 0.066307 | 0.067633 | 0.068986 | 0.070366 | 0.071773 | 0.094842 | 0.099448 | 0.10349 | 0.10708 | 0.11015 | 0.11232 | 0.1143 | 0.11658 | 0.11892 | 0.1213 | 847.474 | 1708.5076 | 2583.4066 | 3472.4835 | 4376.0569 | 5294.452 | 6228.001 | 7177.0426 | 8141.9229 | 9122.9948 | 847.474 | 1708.5076 | 2583.4066 | 3472.4835 | 4376.0569 | 5294.452 | 6228.001 | 7177.0426 | 8141.9229 | 9122.9948 | 349.2683 | 704.1249 | 1067.9437 | 1438.0556 | 1828.7366 | 2237.8986 | 2661.1105 | 3095.3064 | 3542.5046 | 4001.8557 | 349.2683 | 354.8566 | 363.8189 | 370.1118 | 390.681 | 409.162 | 423.212 | 434.1959 | 447.1982 | 459.3512
Ind ¦ High-efficiency burners ¦ New | NEW | I_Other Manufacturing <0.5 million m3/year | Ottawa and Surrounding | Process Heat | Industrial | NA | End Use Consumption (m^3/year) | 20 | 8.928 | 9.0812 | 9.1951 | 9.2776 | 9.3267 | 9.3252 | 9.3113 | 9.3113 | 9.3115 | 9.3115 | 0.61959 | 0.64282 | 0.66391 | 0.68326 | 0.70062 | 0.71451 | 0.72771 | 0.74227 | 0.75713 | 0.77227 | 0.069398 | 0.070786 | 0.072202 | 0.073646 | 0.075119 | 0.076621 | 0.078154 | 0.079717 | 0.081311 | 0.082938 | 0.55019 | 0.57204 | 0.59171 | 0.60961 | 0.6255 | 0.63789 | 0.64956 | 0.66256 | 0.67582 | 0.68934 | 7444.4774 | 15008.0664 | 22693.4545 | 30503.3846 | 38440.6565 | 46508.1275 | 54708.7144 | 63045.394 | 71521.2049 | 80139.2485 | 7444.4774 | 15008.0664 | 22693.4545 | 30503.3846 | 38440.6565 | 46508.1275 | 54708.7144 | 63045.394 | 71521.2049 | 80139.2485 | 5094.674 | 10270.8628 | 15662.062 | 21257.1646 | 27065.6731 | 33079.1353 | 39286.9693 | 45680.8158 | 52258.9979 | 59017.0328 | 5094.674 | 5176.1888 | 5391.1991 | 5595.1027 | 5808.5084 | 6013.4622 | 6207.834 | 6393.8465 | 6578.1821 | 6758.0349
Ind ¦ High-efficiency furnaces ¦ New | NEW | I_Other Manufacturing <0.5 million m3/year | Ottawa and Surrounding | Process Heat | Industrial | NA | End Use Consumption (m^3/year) | 20 | 3.8688 | 3.9352 | 3.9846 | 4.0203 | 4.0416 | 4.0409 | 4.0349 | 4.0349 | 4.035 | 4.035 | 0.61959 | 0.64282 | 0.66391 | 0.68326 | 0.70062 | 0.71451 | 0.72771 | 0.74227 | 0.75713 | 0.77227 | 0.16015 | 0.16335 | 0.16662 | 0.16995 | 0.17335 | 0.17682 | 0.18036 | 0.18396 | 0.18764 | 0.19139 | 0.45944 | 0.47947 | 0.49729 | 0.51331 | 0.52726 | 0.53769 | 0.54736 | 0.55831 | 0.56949 | 0.58088 | 14179.9569 | 28586.7931 | 43225.6276 | 58101.685 | 73220.298 | 88586.9096 | 104207.075 | 120086.4647 | 136230.8664 | 152646.1876 | 14179.9569 | 28586.7931 | 43225.6276 | 58101.685 | 73220.298 | 88586.9096 | 104207.075 | 120086.4647 | 136230.8664 | 152646.1876 | 7915.5002 | 15957.6485 | 24284.0134 | 32860.866 | 41819.9291 | 51135.4104 | 60758.7446 | 70655.22 | 80840.6418 | 91303.2234 | 7915.5002 | 8042.1482 | 8326.3649 | 8576.8526 | 8959.0631 | 9315.4813 | 9623.3343 | 9896.4753 | 10185.4218 | 10462.5816
Ind ¦ High-efficiency ovens & dryers ¦ New | NEW | I_Other Manufacturing <0.5 million m3/year | Ottawa and Surrounding | Process Heat | Industrial | NA | End Use Consumption (m^3/year) | 20 | 3.3161 | 3.373 | 3.4153 | 3.446 | 3.4642 | 3.4636 | 3.4585 | 3.4585 | 3.4586 | 3.4586 | 0.37176 | 0.38569 | 0.39834 | 0.40996 | 0.42037 | 0.4287 | 0.43663 | 0.44536 | 0.45428 | 0.46336 | 0.11211 | 0.11435 | 0.11663 | 0.11897 | 0.12135 | 0.12377 | 0.12625 | 0.12877 | 0.13135 | 0.13398 | 0.25965 | 0.27135 | 0.28171 | 0.29099 | 0.29902 | 0.30493 | 0.31038 | 0.31659 | 0.32293 | 0.32939 | 14888.9547 | 30016.1327 | 45386.9089 | 61006.7692 | 76881.3129 | 93016.2551 | 109417.4288 | 126090.788 | 143042.4098 | 160278.497 | 14888.9547 | 30016.1327 | 45386.9089 | 61006.7692 | 76881.3129 | 93016.2551 | 109417.4288 | 126090.788 | 143042.4098 | 160278.497 | 7626.2546 | 15374.5293 | 23419.8688 | 31715.9129 | 40425.5716 | 49514.2674 | 58918.8887 | 68593.9777 | 78558.1109 | 88795.1892 | 7626.2546 | 7748.2747 | 8045.3396 | 8296.0441 | 8709.6587 | 9088.6958 | 9404.6213 | 9675.089 | 9964.1332 | 10237.0783
Ind ¦ Insulation ¦ New | NEW | I_Other Manufacturing <0.5 million m3/year | Ottawa and Surrounding | Process - Boiler/Steam | Industrial | NA | End Use Consumption (m^3/year) | 15 | 5.3148 | 5.4254 | 5.5077 | 5.5672 | 5.6027 | 5.6015 | 5.5915 | 5.5916 | 5.5916 | 5.5916 | 0.12768 | 0.13294 | 0.13765 | 0.14192 | 0.14569 | 0.14857 | 0.15127 | 0.1543 | 0.15738 | 0.16053 | 0.024023 | 0.024503 | 0.024993 | 0.025493 | 0.026003 | 0.026523 | 0.027053 | 0.027594 | 0.028146 | 0.028709 | 0.10365 | 0.10844 | 0.11266 | 0.11643 | 0.11968 | 0.12205 | 0.12422 | 0.1267 | 0.12924 | 0.13182 | 2160.2278 | 4355.0193 | 6585.1542 | 8851.4286 | 11154.6548 | 13495.662 | 15875.2966 | 18294.4224 | 20753.9211 | 23254.6926 | 2160.2278 | 4355.0193 | 6585.1542 | 8851.4286 | 11154.6548 | 13495.662 | 15875.2966 | 18294.4224 | 20753.9211 | 23254.6926 | 1414.233 | 2851.0937 | 4352.9486 | 5914.392 | 7542.0902 | 9232.0538 | 10978.9481 | 12778.6554 | 14630.8826 | 16533.5942 | 1414.233 | 1436.8607 | 1501.8549 | 1561.4434 | 1627.6981 | 1689.9636 | 1746.8944 | 1799.7073 | 1852.2272 | 1902.7115
Ind ¦ Radiant heaters ¦ New | NEW | I_Other Manufacturing <0.5 million m3/year | Ottawa and Surrounding | Space Heating/Ventilation | Industrial | NA | End Use Consumption (m^3/year) | 20 | 1.4656 | 1.4912 | 1.5115 | 1.5269 | 1.5367 | 1.5277 | 1.5255 | 1.5255 | 1.5255 | 1.5255 | 0.98582 | 1.0231 | 1.0578 | 1.0899 | 1.1188 | 1.1346 | 1.1555 | 1.1787 | 1.2022 | 1.2263 | 0.67263 | 0.68608 | 0.69981 | 0.7138 | 0.72808 | 0.74264 | 0.75749 | 0.77264 | 0.78809 | 0.80386 | 0.31319 | 0.33701 | 0.35795 | 0.37608 | 0.39073 | 0.39191 | 0.39804 | 0.40601 | 0.41413 | 0.42239 | 5084.8439 | 10251.0453 | 15500.4399 | 20834.9011 | 26256.3413 | 31766.7121 | 37368.0058 | 43062.2557 | 48851.5373 | 54737.9689 | 5084.8439 | 10251.0453 | 15500.4399 | 20834.9011 | 26256.3413 | 31766.7121 | 37368.0058 | 43062.2557 | 48851.5373 | 54737.9689 | 467.782 | 943.0485 | 1415.3112 | 1873.5007 | 2387.0789 | 2948.2991 | 3539.7006 | 4141.7555 | 4769.3104 | 5417.5801 | 467.782 | 475.2665 | 472.2627 | 458.1894 | 513.5783 | 561.2202 | 591.4016 | 602.0549 | 627.5549 | 648.2697
Ind ¦ Ventilation heat recovery ¦ New | NEW | I_Other Manufacturing <0.5 million m3/year | Ottawa and Surrounding | Space Heating/Ventilation | Industrial | NA | End Use Consumption (m^3/year) | 20 | 4.3968 | 4.4736 | 4.5345 | 4.5806 | 4.61 | 4.5832 | 4.5764 | 4.5765 | 4.5764 | 4.5764 | 0.49291 | 0.51155 | 0.52888 | 0.54494 | 0.5594 | 0.56728 | 0.57777 | 0.58933 | 0.60111 | 0.61313 | 0.11211 | 0.11435 | 0.11663 | 0.11897 | 0.12135 | 0.12377 | 0.12625 | 0.12877 | 0.13135 | 0.13398 | 0.3808 | 0.3972 | 0.41225 | 0.42598 | 0.43806 | 0.4435 | 0.45152 | 0.46055 | 0.46976 | 0.47915 | 5190.7782 | 10464.6088 | 15823.3657 | 21268.9615 | 26803.3484 | 32428.5186 | 38146.5059 | 43959.386 | 49869.2776 | 55878.3432 | 5190.7782 | 10464.6088 | 15823.3657 | 21268.9615 | 26803.3484 | 32428.5186 | 38146.5059 | 43959.386 | 49869.2776 | 55878.3432 | 2993.1115 | 6034.1129 | 9191.4153 | 12451.7905 | 15858.578 | 19401.8161 | 23063.9114 | 26832.0939 | 30710.9387 | 34695.7168 | 2993.1115 | 3041.0013 | 3157.3024 | 3260.3752 | 3406.7874 | 3543.2381 | 3662.0953 | 3768.1826 | 3878.8448 | 3984.7781
Ind ¦ Ventilation optimization ¦ New | NEW | I_Other Manufacturing <0.5 million m3/year | Ottawa and Surrounding | Space Heating/Ventilation | Industrial | NA | End Use Consumption (m^3/year) | 15 | 2.256 | 2.3037 | 2.3416 | 2.3703 | 2.3886 | 2.3719 | 2.3677 | 2.3677 | 2.3677 | 2.3677 | 0.54194 | 0.56449 | 0.58524 | 0.60426 | 0.62109 | 0.62909 | 0.64054 | 0.65336 | 0.66642 | 0.67974 | 0.24023 | 0.24503 | 0.24993 | 0.25493 | 0.26003 | 0.26523 | 0.27053 | 0.27594 | 0.28146 | 0.28709 | 0.30171 | 0.31946 | 0.33531 | 0.34933 | 0.36107 | 0.36387 | 0.37 | 0.37741 | 0.38496 | 0.39265 | 5982.1693 | 12060.0533 | 18235.8116 | 24511.6484 | 30889.8132 | 37372.6025 | 43962.3598 | 50661.4773 | 57472.3968 | 64397.6104 | 5982.1693 | 12060.0533 | 18235.8116 | 24511.6484 | 30889.8132 | 37372.6025 | 43962.3598 | 50661.4773 | 57472.3968 | 64397.6104 | 2465.4232 | 4970.2931 | 7545.5389 | 10170.9231 | 12946.7448 | 15857.4308 | 18870.7847 | 21964.3378 | 25151.8971 | 28426.8989 | 2465.4232 | 2504.8699 | 2575.2458 | 2625.3842 | 2775.8217 | 2910.6861 | 3013.3539 | 3093.5531 | 3187.5592 | 3275.0019
Ind ¦ Warehouse loading dock seals ¦ New | NEW | I_Other Manufacturing <0.5 million m3/year | Ottawa and Surrounding | Space Heating/Ventilation | Industrial | NA | End Use Consumption (m^3/year) | 10 | 0.65563 | 0.67466 | 0.68975 | 0.70118 | 0.70846 | 0.70181 | 0.70013 | 0.70014 | 0.70014 | 0.70012 | 0.098874 | 0.10378 | 0.10822 | 0.11222 | 0.11565 | 0.11685 | 0.11891 | 0.12129 | 0.12371 | 0.12618 | 0.15081 | 0.15382 | 0.1569 | 0.16004 | 0.16324 | 0.1665 | 0.16983 | 0.17323 | 0.1767 | 0.18023 | -0.051935 | -0.050045 | -0.048679 | -0.047824 | -0.047591 | -0.04965 | -0.050928 | -0.051945 | -0.052985 | -0.054047 | 1890.1993 | 3810.6419 | 5762.0099 | 7745 | 9760.3229 | 11808.7043 | 13890.8845 | 16007.6196 | 18159.6809 | 20347.8561 | 0 | 0 | 0 | 0 | 0 | 0 | 0 | 0 | 0 | 0 | 0 | 0 | 0 | 0 | 0 | 0 | 0 | 0 | 0 | 0 | 0 | 0 | 0 | 0 | 0 | 0 | 0 | 0 | 0 | 0
Ind ¦ Advanced boiler controls including air/fuel mix control | RET | I_Other Manufacturing <0.5 million m3/year | Ottawa and Surrounding | Process - Boiler/Steam | Industrial | NA | End Use Consumption (m^3/year) | 15 | 4.1594 | 4.246 | 4.3104 | 4.357 | 4.3847 | 4.3838 | 4.376 | 4.376 | 4.3761 | 4.376 | 0.12768 | 0.13294 | 0.13765 | 0.14192 | 0.14569 | 0.14857 | 0.15127 | 0.1543 | 0.15738 | 0.16053 | 0.030695 | 0.031309 | 0.031936 | 0.032574 | 0.033226 | 0.03389 | 0.034568 | 0.035259 | 0.035965 | 0.036684 | 0.09698 | 0.10163 | 0.10572 | 0.10935 | 0.11246 | 0.11468 | 0.1167 | 0.11904 | 0.12142 | 0.12384 | 70110.7367 | 69760.183 | 69411.3821 | 69064.3252 | 68719.0036 | 68375.4086 | 68033.5315 | 67693.3639 | 67354.8971 | 67018.1226 | 70110.7367 | 69760.183 | 69411.3821 | 69064.3252 | 68719.0036 | 68375.4086 | 68033.5315 | 67693.3639 | 67354.8971 | 67018.1226 | 2951.1948 | 5969.0091 | 9031.1617 | 12145.6584 | 15288.0431 | 18428.586 | 21540.1236 | 24604.8193 | 27600.8234 | 30511.5336 | 2951.1948 | 3017.8143 | 3062.1526 | 3114.4967 | 3142.3846 | 3140.543 | 3111.5376 | 3064.6957 | 2996.0041 | 2910.7102
Ind ¦ Advanced heating and process control | RET | I_Other Manufacturing <0.5 million m3/year | Ottawa and Surrounding | Process Heat | Industrial | NA | End Use Consumption (m^3/year) | 15 | 5.3148 | 5.4254 | 5.5077 | 5.5672 | 5.6027 | 5.6015 | 5.5915 | 5.5916 | 5.5916 | 5.5916 | 0.31919 | 0.33235 | 0.34413 | 0.35481 | 0.36422 | 0.37142 | 0.37817 | 0.38574 | 0.39346 | 0.40132 | 0.060056 | 0.061257 | 0.062483 | 0.063732 | 0.065007 | 0.066307 | 0.067633 | 0.068986 | 0.070366 | 0.071773 | 0.25913 | 0.27109 | 0.28165 | 0.29108 | 0.29921 | 0.30511 | 0.31054 | 0.31675 | 0.32309 | 0.32955 | 474824.0371 | 472449.9169 | 470087.6674 | 467737.229 | 465398.5429 | 463071.5502 | 460756.1924 | 458452.4114 | 456160.1494 | 453879.3486 | 474824.0371 | 472449.9169 | 470087.6674 | 467737.229 | 465398.5429 | 463071.5502 | 460756.1924 | 458452.4114 | 456160.1494 | 453879.3486 | 21225.5789 | 42986.2299 | 65113.8774 | 87587.6298 | 110218.4882 | 132788.4996 | 155093.1874 | 176978.2912 | 198274.6508 | 218846.9518 | 21225.5789 | 21760.651 | 22127.6475 | 22473.7524 | 22630.8584 | 22570.0115 | 22304.6878 | 21885.1038 | 21296.3596 | 20572.301
Ind ¦ Air compressor heat recovery | RET | I_Other Manufacturing <0.5 million m3/year | Ottawa and Surrounding | Space Heating/Ventilation | Industrial | NA | End Use Consumption (m^3/year) | 25 | 2.502 | 2.5404 | 2.5708 | 2.5939 | 2.6085 | 2.5951 | 2.5917 | 2.5918 | 2.5917 | 2.5917 | 0.78535 | 0.81335 | 0.83956 | 0.86403 | 0.8863 | 0.89938 | 0.91617 | 0.9345 | 0.95318 | 0.97223 | 0.31389 | 0.32017 | 0.32658 | 0.33311 | 0.33977 | 0.34656 | 0.3535 | 0.36057 | 0.36778 | 0.37513 | 0.47146 | 0.49318 | 0.51299 | 0.53092 | 0.54653 | 0.55281 | 0.56267 | 0.57393 | 0.58541 | 0.5971 | 216341.7019 | 215259.9934 | 214183.6934 | 213112.775 | 212047.2111 | 210986.975 | 209932.0402 | 208882.38 | 207837.9681 | 206798.7782 | 216341.7019 | 215259.9934 | 214183.6934 | 213112.775 | 212047.2111 | 210986.975 | 209932.0402 | 208882.38 | 207837.9681 | 206798.7782 | 4446.8305 | 8848.4593 | 13158.7794 | 17645.0103 | 22262.8733 | 26927.4419 | 31581.2105 | 36254.0394 | 40926.1732 | 45615.555 | 4446.8305 | 4401.6289 | 4310.32 | 4486.2309 | 4617.863 | 4664.5686 | 4653.7686 | 4672.8289 | 4672.1338 | 4689.3817
Ind ¦ Air curtains | RET | I_Other Manufacturing <0.5 million m3/year | Ottawa and Surrounding | Space Heating/Ventilation | Industrial | NA | End Use Consumption (m^3/year) | 15 | 0.92289 | 0.94244 | 0.95793 | 0.96967 | 0.97714 | 0.97032 | 0.9686 | 0.96861 | 0.96861 | 0.96859 | 0.13548 | 0.14112 | 0.14631 | 0.15106 | 0.15527 | 0.15727 | 0.16013 | 0.16334 | 0.16661 | 0.16993 | 0.1468 | 0.14974 | 0.15274 | 0.15579 | 0.15891 | 0.16208 | 0.16533 | 0.16863 | 0.172 | 0.17544 | -0.01132 | -0.0086192 | -0.0064252 | -0.0047254 | -0.0036321 | -0.0048103 | -0.0051917 | -0.0052929 | -0.0053996 | -0.0055101 | 128774.8226 | 128130.9485 | 127490.2937 | 126852.8422 | 126218.578 | 125587.4851 | 124959.5477 | 124334.75 | 123713.0762 | 123094.5108 | 0 | 0 | 0 | 0 | 0 | 0 | 0 | 0 | 0 | 0 | 0 | 0 | 0 | 0 | 0 | 0 | 0 | 0 | 0 | 0 | 0 | 0 | 0 | 0 | 0 | 0 | 0 | 0 | 0 | 0
Ind ¦ Automated temperature control | RET | I_Other Manufacturing <0.5 million m3/year | Ottawa and Surrounding | Space Heating/Ventilation | Industrial | NA | End Use Consumption (m^3/year) | 25 | 1.1676 | 1.1855 | 1.1997 | 1.2105 | 1.2173 | 1.2111 | 1.2095 | 1.2095 | 1.2095 | 1.2095 | 0.26178 | 0.27112 | 0.27985 | 0.28801 | 0.29543 | 0.29979 | 0.30539 | 0.3115 | 0.31773 | 0.32408 | 0.22421 | 0.22869 | 0.23327 | 0.23793 | 0.24269 | 0.24755 | 0.2525 | 0.25755 | 0.2627 | 0.26795 | 0.037574 | 0.042423 | 0.046585 | 0.050076 | 0.052741 | 0.052247 | 0.052892 | 0.053952 | 0.055029 | 0.056126 | 166930.3256 | 166095.6739 | 165265.1956 | 164438.8696 | 163616.6752 | 162798.5919 | 161984.5989 | 161174.6759 | 160368.8025 | 159566.9585 | 166930.3256 | 166095.6739 | 165265.1956 | 164438.8696 | 163616.6752 | 162798.5919 | 161984.5989 | 161174.6759 | 160368.8025 | 159566.9585 | 101.6084 | 190.0787 | 262.9896 | 355.1393 | 463.138 | 575.4009 | 684.7623 | 796.5355 | 908.9983 | 1025.705 | 101.6084 | 88.4703 | 72.9109 | 92.1497 | 107.9987 | 112.263 | 109.3614 | 111.7732 | 112.4628 | 116.7067
Ind ¦ Condensing boiler | RET | I_Other Manufacturing <0.5 million m3/year | Ottawa and Surrounding | Process - Boiler/Steam | Industrial | NA | End Use Consumption (m^3/year) | 20 | 3.224 | 3.2793 | 3.3205 | 3.3502 | 3.368 | 3.3674 | 3.3624 | 3.3624 | 3.3625 | 3.3625 | 0.3098 | 0.32141 | 0.33195 | 0.34163 | 0.35031 | 0.35725 | 0.36386 | 0.37114 | 0.37856 | 0.38614 | 0.09609 | 0.098012 | 0.099972 | 0.10197 | 0.10401 | 0.10609 | 0.10821 | 0.11038 | 0.11258 | 0.11484 | 0.21371 | 0.2234 | 0.23198 | 0.23966 | 0.2463 | 0.25116 | 0.25564 | 0.26076 | 0.26598 | 0.2713 | 108107.2585 | 107566.7222 | 107028.8885 | 106493.7441 | 105961.2754 | 105431.469 | 104904.3117 | 104379.7901 | 103857.8912 | 103338.6017 | 108107.2585 | 107566.7222 | 107028.8885 | 106493.7441 | 105961.2754 | 105431.469 | 104904.3117 | 104379.7901 | 103857.8912 | 103338.6017 | 3713.0811 | 7472.2538 | 11246.4487 | 15112.8776 | 19040.6348 | 22986.5159 | 26916.5708 | 30824.0836 | 34687.1778 | 38496.0959 | 3713.0811 | 3759.1727 | 3774.1949 | 3866.4289 | 3927.7572 | 3945.8811 | 3930.0549 | 3907.5128 | 3863.0942 | 3808.9181
Ind ¦ De-stratification fans | RET | I_Other Manufacturing <0.5 million m3/year | Ottawa and Surrounding | Space Heating/Ventilation | Industrial | NA | End Use Consumption (m^3/year) | 25 | 1.4153 | 1.437 | 1.4542 | 1.4672 | 1.4755 | 1.468 | 1.466 | 1.466 | 1.466 | 1.466 | 0.29918 | 0.30985 | 0.31983 | 0.32915 | 0.33764 | 0.34262 | 0.34902 | 0.356 | 0.36312 | 0.37037 | 0.2114 | 0.21563 | 0.21994 | 0.22434 | 0.22882 | 0.2334 | 0.23807 | 0.24283 | 0.24769 | 0.25264 | 0.087784 | 0.094223 | 0.099894 | 0.10482 | 0.10881 | 0.10922 | 0.11095 | 0.11317 | 0.11543 | 0.11773 | 122097.6095 | 121487.1215 | 120879.6859 | 120275.2875 | 119673.911 | 119075.5415 | 118480.1638 | 117887.7629 | 117298.3241 | 116711.8325 | 122097.6095 | 121487.1215 | 120879.6859 | 120275.2875 | 119673.911 | 119075.5415 | 118480.1638 | 117887.7629 | 117298.3241 | 116711.8325 | 333.3823 | 641.3719 | 913.6312 | 1228.4178 | 1573.8133 | 1927.4694 | 2275.4818 | 2628.1678 | 2982.182 | 3344.4711 | 333.3823 | 307.9897 | 272.2593 | 314.7865 | 345.3955 | 353.6561 | 348.0125 | 352.686 | 354.0142 | 362.2891
Ind ¦ Direct contact hot water heaters | RET | I_Other Manufacturing <0.5 million m3/year | Ottawa and Surrounding | Process - Boiler/Steam | Industrial | NA | End Use Consumption (m^3/year) | 20 | 11.6065 | 11.8055 | 11.9537 | 12.0609 | 12.1248 | 12.1227 | 12.1047 | 12.1048 | 12.1049 | 12.105 | 0.46469 | 0.48212 | 0.49793 | 0.51244 | 0.52546 | 0.53588 | 0.54579 | 0.5567 | 0.56785 | 0.57921 | 0.040038 | 0.040838 | 0.041655 | 0.042488 | 0.043338 | 0.044205 | 0.045089 | 0.045991 | 0.04691 | 0.047849 | 0.42466 | 0.44128 | 0.45628 | 0.46996 | 0.48212 | 0.49168 | 0.5007 | 0.51071 | 0.52094 | 0.53136 | 91573.2072 | 91115.3411 | 90659.7644 | 90206.4656 | 89755.4333 | 89306.6561 | 88860.1228 | 88415.8222 | 87973.7431 | 87533.8744 | 91573.2072 | 91115.3411 | 90659.7644 | 90206.4656 | 89755.4333 | 89306.6561 | 88860.1228 | 88415.8222 | 87973.7431 | 87533.8744 | 4387.8928 | 8902.6889 | 13508.1192 | 18174.844 | 22860.5352 | 27520.0034 | 32109.1961 | 36588.8452 | 40921.1939 | 45074.1756 | 4387.8928 | 4514.7961 | 4605.4303 | 4666.7247 | 4685.6912 | 4659.4682 | 4589.1927 | 4479.649 | 4332.3487 | 4152.9817
Ind ¦ Energy Management and Process Improvement | RET | I_Other Manufacturing <0.5 million m3/year | Ottawa and Surrounding | Cross Cutting/Behavioural | Industrial | NA | End Use Consumption (m^3/year) | 15 | 3.6479 | 3.7238 | 3.7802 | 3.8211 | 3.8455 | 3.8447 | 3.8378 | 3.8378 | 3.8379 | 3.8378 | 0.25535 | 0.26588 | 0.27531 | 0.28385 | 0.29137 | 0.29714 | 0.30254 | 0.30859 | 0.31477 | 0.32106 | 0.07 | 0.0714 | 0.072828 | 0.074285 | 0.07577 | 0.077286 | 0.078831 | 0.080408 | 0.082016 | 0.083656 | 0.18535 | 0.19448 | 0.20248 | 0.20956 | 0.2156 | 0.21985 | 0.22371 | 0.22818 | 0.23275 | 0.2374 | 1510321.9931 | 1502770.3831 | 1495256.5312 | 1487780.2485 | 1480341.3473 | 1472939.6406 | 1465574.9424 | 1458247.0676 | 1450955.8323 | 1443701.0531 | 1510321.9931 | 1502770.3831 | 1495256.5312 | 1487780.2485 | 1480341.3473 | 1472939.6406 | 1465574.9424 | 1458247.0676 | 1450955.8323 | 1443701.0531 | 61032.9519 | 123335.3873 | 186448.7548 | 250711.2445 | 315628.7907 | 380589.207 | 445044.2275 | 508674.2584 | 571049.8161 | 631860.0507 | 61032.9519 | 62302.4354 | 63113.3675 | 64262.4897 | 64917.5463 | 64960.4163 | 64455.0205 | 63630.0309 | 62375.5577 | 60810.2345
Ind ¦ Exhaust gas heat recovery | RET | I_Other Manufacturing <0.5 million m3/year | Ottawa and Surrounding | Process Heat | Industrial | NA | End Use Consumption (m^3/year) | 15 | 5.3148 | 5.4254 | 5.5077 | 5.5672 | 5.6027 | 5.6015 | 5.5915 | 5.5916 | 5.5916 | 5.5916 | 0.44687 | 0.46529 | 0.48179 | 0.49674 | 0.5099 | 0.51999 | 0.52944 | 0.54003 | 0.55084 | 0.56185 | 0.084079 | 0.08576 | 0.087476 | 0.089225 | 0.09101 | 0.09283 | 0.094686 | 0.09658 | 0.098512 | 0.10048 | 0.36279 | 0.37953 | 0.39431 | 0.40751 | 0.41889 | 0.42716 | 0.43475 | 0.44345 | 0.45233 | 0.46137 | 830942.065 | 826787.3546 | 822653.4179 | 818540.1508 | 814447.45 | 810375.2128 | 806323.3367 | 802291.72 | 798280.2614 | 794288.8601 | 830942.065 | 826787.3546 | 822653.4179 | 818540.1508 | 814447.45 | 810375.2128 | 806323.3367 | 802291.72 | 798280.2614 | 794288.8601 | 37144.763 | 75225.9023 | 113949.2854 | 153278.3522 | 192882.3543 | 232379.8744 | 271413.078 | 309712.0096 | 346980.6389 | 382982.1656 | 37144.763 | 38081.1393 | 38723.3831 | 39329.0667 | 39604.0021 | 39497.5201 | 39033.2036 | 38298.9317 | 37268.6293 | 36001.5267
Ind ¦ Feedwater Economizers | RET | I_Other Manufacturing <0.5 million m3/year | Ottawa and Surrounding | Process - Boiler/Steam | Industrial | NA | End Use Consumption (m^3/year) | 20 | 2.418 | 2.4595 | 2.4903 | 2.5127 | 2.526 | 2.5256 | 2.5218 | 2.5218 | 2.5219 | 2.5219 | 0.12392 | 0.12856 | 0.13278 | 0.13665 | 0.14012 | 0.1429 | 0.14554 | 0.14845 | 0.15143 | 0.15445 | 0.051248 | 0.052273 | 0.053318 | 0.054385 | 0.055473 | 0.056582 | 0.057714 | 0.058868 | 0.060045 | 0.061246 | 0.07267 | 0.076292 | 0.079463 | 0.082267 | 0.084651 | 0.086319 | 0.087829 | 0.089587 | 0.091381 | 0.093209 | 57233.2545 | 56947.0882 | 56662.3528 | 56379.041 | 56097.1458 | 55816.6601 | 55537.5768 | 55259.8889 | 54983.5894 | 54708.6715 | 57233.2545 | 56947.0882 | 56662.3528 | 56379.041 | 56097.1458 | 55816.6601 | 55537.5768 | 55259.8889 | 54983.5894 | 54708.6715 | 1491.3446 | 2981.688 | 4457.6049 | 5982.769 | 7544.4185 | 9119.4549 | 10691.3915 | 12265.2767 | 13833.9078 | 15399.365 | 1491.3446 | 1490.3434 | 1475.9169 | 1525.1641 | 1561.6495 | 1575.0364 | 1571.9366 | 1573.8853 | 1568.6311 | 1565.4572
Ind ¦ High-efficiency burner | RET | I_Other Manufacturing <0.5 million m3/year | Ottawa and Surrounding | Process - Boiler/Steam | Industrial | NA | End Use Consumption (m^3/year) | 20 | 2.5792 | 2.6234 | 2.6564 | 2.6802 | 2.6944 | 2.6939 | 2.6899 | 2.6899 | 2.69 | 2.69 | 0.1549 | 0.16071 | 0.16598 | 0.17081 | 0.17515 | 0.17863 | 0.18193 | 0.18557 | 0.18928 | 0.19307 | 0.060056 | 0.061257 | 0.062483 | 0.063732 | 0.065007 | 0.066307 | 0.067633 | 0.068986 | 0.070366 | 0.071773 | 0.094842 | 0.099448 | 0.10349 | 0.10708 | 0.11015 | 0.11232 | 0.1143 | 0.11658 | 0.11892 | 0.1213 | 32432.1775 | 32270.0166 | 32108.6666 | 31948.1232 | 31788.3826 | 31629.4407 | 31471.2935 | 31313.937 | 31157.3673 | 31001.5805 | 32432.1775 | 32270.0166 | 32108.6666 | 31948.1232 | 31788.3826 | 31629.4407 | 31471.2935 | 31313.937 | 31157.3673 | 31001.5805 | 912.6711 | 1828.0182 | 2738.1906 | 3676.2255 | 4634.6151 | 5600.4119 | 6564.1251 | 7527.6182 | 8486.2996 | 9440.4796 | 912.6711 | 915.347 | 910.1724 | 938.035 | 958.3896 | 965.7968 | 963.7132 | 963.4931 | 958.6814 | 954.1801
Ind ¦ High-efficiency burners | RET | I_Other Manufacturing <0.5 million m3/year | Ottawa and Surrounding | Process Heat | Industrial | NA | End Use Consumption (m^3/year) | 20 | 8.928 | 9.0812 | 9.1951 | 9.2776 | 9.3267 | 9.3252 | 9.3113 | 9.3113 | 9.3115 | 9.3115 | 0.61959 | 0.64282 | 0.66391 | 0.68326 | 0.70062 | 0.71451 | 0.72771 | 0.74227 | 0.75713 | 0.77227 | 0.069398 | 0.070786 | 0.072202 | 0.073646 | 0.075119 | 0.076621 | 0.078154 | 0.079717 | 0.081311 | 0.082938 | 0.55019 | 0.57204 | 0.59171 | 0.60961 | 0.6255 | 0.63789 | 0.64956 | 0.66256 | 0.67582 | 0.68934 | 284894.4223 | 283469.9502 | 282052.6004 | 280642.3374 | 279239.1257 | 277842.9301 | 276453.7154 | 275071.4469 | 273696.0896 | 272327.6092 | 284894.4223 | 283469.9502 | 282052.6004 | 280642.3374 | 279239.1257 | 277842.9301 | 276453.7154 | 275071.4469 | 273696.0896 | 272327.6092 | 13312.8664 | 26996.0781 | 40942.7355 | 55083.7867 | 69295.577 | 83443.5436 | 97397.5231 | 111045.386 | 124275.8338 | 136995.0958 | 13312.8664 | 13683.2117 | 13946.6574 | 14141.0512 | 14211.7903 | 14147.9665 | 13953.9796 | 13647.8629 | 13230.4477 | 12719.2621
Ind ¦ High-efficiency furnaces | RET | I_Other Manufacturing <0.5 million m3/year | Ottawa and Surrounding | Process Heat | Industrial | NA | End Use Consumption (m^3/year) | 20 | 3.8688 | 3.9352 | 3.9846 | 4.0203 | 4.0416 | 4.0409 | 4.0349 | 4.0349 | 4.035 | 4.035 | 0.61959 | 0.64282 | 0.66391 | 0.68326 | 0.70062 | 0.71451 | 0.72771 | 0.74227 | 0.75713 | 0.77227 | 0.16015 | 0.16335 | 0.16662 | 0.16995 | 0.17335 | 0.17682 | 0.18036 | 0.18396 | 0.18764 | 0.19139 | 0.45944 | 0.47947 | 0.49729 | 0.51331 | 0.52726 | 0.53769 | 0.54736 | 0.55831 | 0.56949 | 0.58088 | 542656.0424 | 539942.7622 | 537243.0484 | 534556.8332 | 531884.049 | 529224.6287 | 526578.5056 | 523945.6131 | 521325.885 | 518719.2556 | 542656.0424 | 539942.7622 | 537243.0484 | 534556.8332 | 531884.049 | 529224.6287 | 526578.5056 | 523945.6131 | 521325.885 | 518719.2556 | 20683.9528 | 41725.6927 | 62968.5055 | 84649.5151 | 106605.6161 | 128613.4137 | 150482.2084 | 172134.3907 | 193432.5743 | 214292.6341 | 20683.9528 | 21041.7399 | 21242.8128 | 21681.0096 | 21956.101 | 22007.7976 | 21868.7947 | 21652.1823 | 21298.1836 | 20860.0598
Ind ¦ High-efficiency ovens & dryers | RET | I_Other Manufacturing <0.5 million m3/year | Ottawa and Surrounding | Process Heat | Industrial | NA | End Use Consumption (m^3/year) | 20 | 3.3161 | 3.373 | 3.4153 | 3.446 | 3.4642 | 3.4636 | 3.4585 | 3.4585 | 3.4586 | 3.4586 | 0.37176 | 0.38569 | 0.39834 | 0.40996 | 0.42037 | 0.4287 | 0.43663 | 0.44536 | 0.45428 | 0.46336 | 0.11211 | 0.11435 | 0.11663 | 0.11897 | 0.12135 | 0.12377 | 0.12625 | 0.12877 | 0.13135 | 0.13398 | 0.25965 | 0.27135 | 0.28171 | 0.29099 | 0.29902 | 0.30493 | 0.31038 | 0.31659 | 0.32293 | 0.32939 | 569788.8445 | 566939.9003 | 564105.2008 | 561284.6748 | 558478.2514 | 555685.8602 | 552907.4309 | 550142.8937 | 547392.1793 | 544655.2184 | 569788.8445 | 566939.9003 | 564105.2008 | 561284.6748 | 558478.2514 | 555685.8602 | 552907.4309 | 550142.8937 | 547392.1793 | 544655.2184 | 19928.1265 | 40125.7066 | 60443.1919 | 81224.3908 | 102318.385 | 123502.1678 | 144593.7403 | 165550.475 | 186252.5887 | 206642.7263 | 19928.1265 | 20197.5801 | 20317.4853 | 20781.199 | 21093.9941 | 21183.7828 | 21091.5725 | 20956.7347 | 20702.1137 | 20390.1376
Ind ¦ Insulation | RET | I_Other Manufacturing <0.5 million m3/year | Ottawa and Surrounding | Process - Boiler/Steam | Industrial | NA | End Use Consumption (m^3/year) | 15 | 5.3148 | 5.4254 | 5.5077 | 5.5672 | 5.6027 | 5.6015 | 5.5915 | 5.5916 | 5.5916 | 5.5916 | 0.12768 | 0.13294 | 0.13765 | 0.14192 | 0.14569 | 0.14857 | 0.15127 | 0.1543 | 0.15738 | 0.16053 | 0.024023 | 0.024503 | 0.024993 | 0.025493 | 0.026003 | 0.026523 | 0.027053 | 0.027594 | 0.028146 | 0.028709 | 0.10365 | 0.10844 | 0.11266 | 0.11643 | 0.11968 | 0.12205 | 0.12422 | 0.1267 | 0.12924 | 0.13182 | 82670.2565 | 82256.9052 | 81845.6207 | 81436.3926 | 81029.2106 | 80624.0645 | 80220.9442 | 79819.8395 | 79420.7403 | 79023.6366 | 82670.2565 | 82256.9052 | 81845.6207 | 81436.3926 | 81029.2106 | 80624.0645 | 80220.9442 | 79819.8395 | 79420.7403 | 79023.6366 | 3695.5249 | 7484.2097 | 11336.7912 | 15249.632 | 19189.8261 | 23119.4263 | 27002.8317 | 30813.1846 | 34521.033 | 38102.8175 | 3695.5249 | 3788.6848 | 3852.5815 | 3912.8408 | 3940.1941 | 3929.6002 | 3883.4055 | 3810.3529 | 3707.8483 | 3581.7845
Ind ¦ Radiant heaters | RET | I_Other Manufacturing <0.5 million m3/year | Ottawa and Surrounding | Space Heating/Ventilation | Industrial | NA | End Use Consumption (m^3/year) | 20 | 1.4656 | 1.4912 | 1.5115 | 1.5269 | 1.5367 | 1.5277 | 1.5255 | 1.5255 | 1.5255 | 1.5255 | 0.98582 | 1.0231 | 1.0578 | 1.0899 | 1.1188 | 1.1346 | 1.1555 | 1.1787 | 1.2022 | 1.2263 | 0.67263 | 0.68608 | 0.69981 | 0.7138 | 0.72808 | 0.74264 | 0.75749 | 0.77264 | 0.78809 | 0.80386 | 0.31319 | 0.33701 | 0.35795 | 0.37608 | 0.39073 | 0.39191 | 0.39804 | 0.40601 | 0.41413 | 0.42239 | 194593.0652 | 193620.0999 | 192651.9994 | 191688.7394 | 190730.2957 | 189776.6442 | 188827.761 | 187883.6222 | 186944.2041 | 186009.4831 | 194593.0652 | 193620.0999 | 192651.9994 | 191688.7394 | 190730.2957 | 189776.6442 | 188827.761 | 187883.6222 | 186944.2041 | 186009.4831 | 1222.3587 | 2393.036 | 3489.5104 | 4677.5772 | 5934.843 | 7219.7913 | 8489.9464 | 9776.6339 | 11069.5121 | 12389.8013 | 1222.3587 | 1170.6772 | 1096.4744 | 1188.0668 | 1257.2658 | 1284.9483 | 1270.1551 | 1286.6875 | 1292.8782 | 1320.2892
Ind ¦ Ventilation heat recovery | RET | I_Other Manufacturing <0.5 million m3/year | Ottawa and Surrounding | Space Heating/Ventilation | Industrial | NA | End Use Consumption (m^3/year) | 20 | 4.3968 | 4.4736 | 4.5345 | 4.5806 | 4.61 | 4.5832 | 4.5764 | 4.5765 | 4.5764 | 4.5764 | 0.49291 | 0.51155 | 0.52888 | 0.54494 | 0.5594 | 0.56728 | 0.57777 | 0.58933 | 0.60111 | 0.61313 | 0.11211 | 0.11435 | 0.11663 | 0.11897 | 0.12135 | 0.12377 | 0.12625 | 0.12877 | 0.13135 | 0.13398 | 0.3808 | 0.3972 | 0.41225 | 0.42598 | 0.43806 | 0.4435 | 0.45152 | 0.46055 | 0.46976 | 0.47915 | 198647.0874 | 197653.852 | 196665.5827 | 195682.2548 | 194703.8435 | 193730.3243 | 192761.6727 | 191797.8643 | 190838.875 | 189884.6806 | 198647.0874 | 197653.852 | 196665.5827 | 195682.2548 | 194703.8435 | 193730.3243 | 192761.6727 | 191797.8643 | 190838.875 | 189884.6806 | 7821.2843 | 15789.0399 | 23843.398 | 32057.3748 | 40367.8655 | 48690.9517 | 56953.7875 | 65122.1056 | 73141.8865 | 80977.843 | 7821.2843 | 7967.7556 | 8054.3581 | 8213.9769 | 8310.4906 | 8323.0862 | 8262.8358 | 8168.3181 | 8019.7809 | 7835.9565
Ind ¦ Ventilation optimization | RET | I_Other Manufacturing <0.5 million m3/year | Ottawa and Surrounding | Space Heating/Ventilation | Industrial | NA | End Use Consumption (m^3/year) | 15 | 2.256 | 2.3037 | 2.3416 | 2.3703 | 2.3886 | 2.3719 | 2.3677 | 2.3677 | 2.3677 | 2.3677 | 0.54194 | 0.56449 | 0.58524 | 0.60426 | 0.62109 | 0.62909 | 0.64054 | 0.65336 | 0.66642 | 0.67974 | 0.24023 | 0.24503 | 0.24993 | 0.25493 | 0.26003 | 0.26523 | 0.27053 | 0.27594 | 0.28146 | 0.28709 | 0.30171 | 0.31946 | 0.33531 | 0.34933 | 0.36107 | 0.36387 | 0.37 | 0.37741 | 0.38496 | 0.39265 | 228933.0179 | 227788.3528 | 226649.411 | 225516.164 | 224388.5832 | 223266.6403 | 222150.3071 | 221039.5555 | 219934.3577 | 218834.686 | 228933.0179 | 227788.3528 | 226649.411 | 225516.164 | 224388.5832 | 223266.6403 | 222150.3071 | 221039.5555 | 219934.3577 | 218834.686 | 6442.3846 | 12903.6576 | 19328.4039 | 25949.8273 | 32714.9304 | 39532.3195 | 46335.0008 | 53136.1284 | 59903.2912 | 66638.6799 | 6442.3846 | 6461.273 | 6424.7463 | 6621.4233 | 6765.1032 | 6817.389 | 6802.6813 | 6801.1276 | 6767.1628 | 6735.3887
Ind ¦ Warehouse loading dock seals | RET | I_Other Manufacturing <0.5 million m3/year | Ottawa and Surrounding | Space Heating/Ventilation | Industrial | NA | End Use Consumption (m^3/year) | 10 | 0.65563 | 0.67466 | 0.68975 | 0.70118 | 0.70846 | 0.70181 | 0.70013 | 0.70014 | 0.70014 | 0.70012 | 0.098874 | 0.10378 | 0.10822 | 0.11222 | 0.11565 | 0.11685 | 0.11891 | 0.12129 | 0.12371 | 0.12618 | 0.15081 | 0.15382 | 0.1569 | 0.16004 | 0.16324 | 0.1665 | 0.16983 | 0.17323 | 0.1767 | 0.18023 | -0.051935 | -0.050045 | -0.048679 | -0.047824 | -0.047591 | -0.04965 | -0.050928 | -0.051945 | -0.052985 | -0.054047 | 72336.4744 | 71974.792 | 71614.9181 | 71256.8435 | 70900.5593 | 70546.0565 | 70193.3262 | 69842.3596 | 69493.1478 | 69145.682 | 0 | 0 | 0 | 0 | 0 | 0 | 0 | 0 | 0 | 0 | 0 | 0 | 0 | 0 | 0 | 0 | 0 | 0 | 0 | 0 | 0 | 0 | 0 | 0 | 0 | 0 | 0 | 0 | 0 | 0
Ind ¦ Boiler right sizing and load management | ROB | I_Other Manufacturing <0.5 million m3/year | Ottawa and Surrounding | Process - Boiler/Steam | Industrial | NA | End Use Consumption (m^3/year) | 25 | INF | INF | INF | INF | INF | INF | INF | INF | INF | INF | 0.35266 | 0.36513 | 0.37655 | 0.38712 | 0.39671 | 0.40459 | 0.41215 | 0.4204 | 0.42883 | 0.43741 | 0 | 0 | 0 | 0 | 0 | 0 | 0 | 0 | 0 | 0 | 0.35266 | 0.36513 | 0.37655 | 0.38712 | 0.39671 | 0.40459 | 0.41215 | 0.4204 | 0.42883 | 0.43741 | 166930.3256 | 166095.6739 | 165265.1956 | 164438.8696 | 163616.6752 | 162798.5919 | 161984.5989 | 161174.6759 | 160368.8025 | 159566.9585 | 166930.3256 | 166095.6739 | 165265.1956 | 164438.8696 | 163616.6752 | 162798.5919 | 161984.5989 | 161174.6759 | 160368.8025 | 159566.9585 | 5010.0539 | 9944.1765 | 14797.1444 | 19563.9966 | 24240.1258 | 28821.3485 | 33303.9579 | 37684.7582 | 41961.0847 | 46130.81 | 5010.0539 | 4934.1226 | 4852.9678 | 4766.8522 | 4676.1292 | 4581.2228 | 4482.6094 | 4380.8003 | 4276.3265 | 4169.7252
Ind ¦ Advanced boiler controls including air/fuel mix control ¦ New | NEW | I_Other Manufacturing >0.5 million m3/year | Ottawa and Surrounding | Process - Boiler/Steam | Industrial | NA | End Use Consumption (m^3/year) | 15 | 4.1594 | 4.246 | 4.3104 | 4.357 | 4.3847 | 4.3838 | 4.376 | 4.376 | 4.3761 | 4.376 | 0.12768 | 0.13294 | 0.13765 | 0.14192 | 0.14569 | 0.14857 | 0.15127 | 0.1543 | 0.15738 | 0.16053 | 0.030695 | 0.031309 | 0.031936 | 0.032574 | 0.033226 | 0.03389 | 0.034568 | 0.035259 | 0.035965 | 0.036684 | 0.09698 | 0.10163 | 0.10572 | 0.10935 | 0.11246 | 0.11468 | 0.1167 | 0.11904 | 0.12142 | 0.12384 | 1065.5232 | 2148.0947 | 3248.0992 | 4365.9294 | 5501.9859 | 6656.6777 | 7830.4223 | 9023.6458 | 10236.7831 | 11470.278 | 1065.5232 | 2148.0947 | 3248.0992 | 4365.9294 | 5501.9859 | 6656.6777 | 7830.4223 | 9023.6458 | 10236.7831 | 11470.278 | 656.857 | 1324.2236 | 2018.4261 | 2737.2207 | 3486.1073 | 4263.4025 | 5066.4235 | 5893.1758 | 6744.0569 | 7618.2306 | 656.857 | 667.3667 | 694.2025 | 718.7945 | 748.8866 | 777.2953 | 803.021 | 826.7523 | 850.8811 | 874.1738
Ind ¦ Advanced heating and process control ¦ New | NEW | I_Other Manufacturing >0.5 million m3/year | Ottawa and Surrounding | Process Heat | Industrial | NA | End Use Consumption (m^3/year) | 15 | 5.3148 | 5.4254 | 5.5077 | 5.5672 | 5.6027 | 5.6015 | 5.5915 | 5.5916 | 5.5916 | 5.5916 | 0.31919 | 0.33235 | 0.34413 | 0.35481 | 0.36422 | 0.37142 | 0.37817 | 0.38574 | 0.39346 | 0.40132 | 0.060056 | 0.061257 | 0.062483 | 0.063732 | 0.065007 | 0.066307 | 0.067633 | 0.068986 | 0.070366 | 0.071773 | 0.25913 | 0.27109 | 0.28165 | 0.29108 | 0.29921 | 0.30511 | 0.31054 | 0.31675 | 0.32309 | 0.32955 | 7216.2415 | 14547.9428 | 21997.709 | 29568.1991 | 37262.1267 | 45082.2619 | 53031.4317 | 61112.5219 | 69328.4778 | 77682.3058 | 7216.2415 | 14547.9428 | 21997.709 | 29568.1991 | 37262.1267 | 45082.2619 | 53031.4317 | 61112.5219 | 69328.4778 | 77682.3058 | 4724.2456 | 9524.0791 | 14534.0767 | 19737.7202 | 25158.5163 | 30784.2431 | 36598.0379 | 42586.936 | 48750.5594 | 55082.6104 | 4724.2456 | 4799.8335 | 5009.9976 | 5203.6435 | 5420.796 | 5625.7268 | 5813.7949 | 5988.8981 | 6163.6234 | 6332.051
Ind ¦ Air compressor heat recovery ¦ New | NEW | I_Other Manufacturing >0.5 million m3/year | Ottawa and Surrounding | Space Heating/Ventilation | Industrial | NA | End Use Consumption (m^3/year) | 25 | 2.502 | 2.5404 | 2.5708 | 2.5939 | 2.6085 | 2.5951 | 2.5917 | 2.5918 | 2.5917 | 2.5917 | 0.78535 | 0.81335 | 0.83956 | 0.86403 | 0.8863 | 0.89938 | 0.91617 | 0.9345 | 0.95318 | 0.97223 | 0.31389 | 0.32017 | 0.32658 | 0.33311 | 0.33977 | 0.34656 | 0.3535 | 0.36057 | 0.36778 | 0.37513 | 0.47146 | 0.49318 | 0.51299 | 0.53092 | 0.54653 | 0.55281 | 0.56267 | 0.57393 | 0.58541 | 0.5971 | 3287.9 | 6628.4064 | 10022.7062 | 13472.0107 | 16977.5565 | 20540.6056 | 24162.4461 | 27844.3928 | 31587.7877 | 35394.0006 | 3287.9 | 6628.4064 | 10022.7062 | 13472.0107 | 16977.5565 | 20540.6056 | 24162.4461 | 27844.3928 | 31587.7877 | 35394.0006 | 989.7454 | 1995.3267 | 3018.5823 | 4048.1639 | 5149.0141 | 6312.2675 | 7518.2351 | 8753.3781 | 10027.1494 | 11335.9563 | 989.7454 | 1005.5813 | 1023.2556 | 1029.5816 | 1100.8502 | 1163.2534 | 1205.9676 | 1235.143 | 1273.7714 | 1308.8068
Ind ¦ Air curtains ¦ New | NEW | I_Other Manufacturing >0.5 million m3/year | Ottawa and Surrounding | Space Heating/Ventilation | Industrial | NA | End Use Consumption (m^3/year) | 15 | 0.92289 | 0.94244 | 0.95793 | 0.96967 | 0.97714 | 0.97032 | 0.9686 | 0.96861 | 0.96861 | 0.96859 | 0.13548 | 0.14112 | 0.14631 | 0.15106 | 0.15527 | 0.15727 | 0.16013 | 0.16334 | 0.16661 | 0.16993 | 0.1468 | 0.14974 | 0.15274 | 0.15579 | 0.15891 | 0.16208 | 0.16533 | 0.16863 | 0.172 | 0.17544 | -0.01132 | -0.0086192 | -0.0064252 | -0.0047254 | -0.0036321 | -0.0048103 | -0.0051917 | -0.0052929 | -0.0053996 | -0.0055101 | 1957.0833 | 3945.48 | 5965.8965 | 8019.054 | 10105.6884 | 12226.5509 | 14382.4084 | 16574.0433 | 18802.2546 | 21067.8575 | 0 | 0 | 0 | 0 | 0 | 0 | 0 | 0 | 0 | 0 | 0 | 0 | 0 | 0 | 0 | 0 | 0 | 0 | 0 | 0 | 0 | 0 | 0 | 0 | 0 | 0 | 0 | 0 | 0 | 0
Ind ¦ Automated temperature control ¦ New | NEW | I_Other Manufacturing >0.5 million m3/year | Ottawa and Surrounding | Space Heating/Ventilation | Industrial | NA | End Use Consumption (m^3/year) | 25 | 1.1676 | 1.1855 | 1.1997 | 1.2105 | 1.2173 | 1.2111 | 1.2095 | 1.2095 | 1.2095 | 1.2095 | 0.26178 | 0.27112 | 0.27985 | 0.28801 | 0.29543 | 0.29979 | 0.30539 | 0.3115 | 0.31773 | 0.32408 | 0.22421 | 0.22869 | 0.23327 | 0.23793 | 0.24269 | 0.24755 | 0.2525 | 0.25755 | 0.2627 | 0.26795 | 0.037574 | 0.042423 | 0.046585 | 0.050076 | 0.052741 | 0.052247 | 0.052892 | 0.053952 | 0.055029 | 0.056126 | 2536.9599 | 5114.5111 | 7733.5696 | 10395.07 | 13099.9664 | 15849.2327 | 18643.8627 | 21484.871 | 24373.293 | 27310.1856 | 2536.9599 | 5114.5111 | 7733.5696 | 10395.07 | 13099.9664 | 15849.2327 | 18643.8627 | 21484.871 | 24373.293 | 27310.1856 | 22.6153 | 45.5924 | 66.4795 | 84.4105 | 107.971 | 136.6239 | 167.479 | 198.5733 | 231.4095 | 265.5088 | 22.6153 | 22.9771 | 20.887 | 17.931 | 23.5606 | 28.6529 | 30.8551 | 31.0943 | 32.8362 | 34.0993
Ind ¦ Blow down heat recovery and control ¦ New | NEW | I_Other Manufacturing >0.5 million m3/year | Ottawa and Surrounding | Process - Boiler/Steam | Industrial | NA | End Use Consumption (m^3/year) | 20 | 1.9672 | 2.0009 | 2.026 | 2.0442 | 2.055 | 2.0547 | 2.0516 | 2.0517 | 2.0517 | 2.0517 | 0.061959 | 0.064282 | 0.066391 | 0.068326 | 0.070062 | 0.071451 | 0.072771 | 0.074227 | 0.075713 | 0.077227 | 0.031496 | 0.032126 | 0.032769 | 0.033424 | 0.034093 | 0.034774 | 0.03547 | 0.036179 | 0.036903 | 0.037641 | 0.030463 | 0.032156 | 0.033622 | 0.034902 | 0.035969 | 0.036676 | 0.037301 | 0.038048 | 0.03881 | 0.039587 | 608.8704 | 1227.4827 | 1856.0567 | 2494.8168 | 3143.9919 | 3803.8158 | 4474.527 | 5156.369 | 5849.5903 | 6554.4446 | 608.8704 | 1227.4827 | 1856.0567 | 2494.8168 | 3143.9919 | 3803.8158 | 4474.527 | 5156.369 | 5849.5903 | 6554.4446 | 166.1936 | 335.0462 | 506.9793 | 679.638 | 865.7521 | 1063.5257 | 1269.0104 | 1479.4699 | 1696.7319 | 1920.0436 | 166.1936 | 168.8527 | 171.9331 | 172.6587 | 186.114 | 197.7737 | 205.4847 | 210.4594 | 217.2621 | 223.3117
Ind ¦ Boiler combustion air preheat ¦ New | NEW | I_Other Manufacturing >0.5 million m3/year | Ottawa and Surrounding | Process - Boiler/Steam | Industrial | NA | End Use Consumption (m^3/year) | 20 | 68.9876 | 69.0887 | 69.1845 | 69.2782 | 69.3709 | 69.4563 | 69.5363 | 69.6241 | 69.7143 | 69.809 | 2.0992 | 2.1443 | 2.1902 | 2.2371 | 2.2849 | 2.3334 | 2.3828 | 2.4336 | 2.4854 | 2.5386 | 0.030429 | 0.031037 | 0.031658 | 0.032291 | 0.032937 | 0.033596 | 0.034267 | 0.034953 | 0.035652 | 0.036365 | 2.0688 | 2.1133 | 2.1586 | 2.2048 | 2.2519 | 2.2998 | 2.3486 | 2.3986 | 2.4498 | 2.5022 | 782.8333 | 1578.192 | 2386.3586 | 3207.6216 | 4042.2754 | 4890.6204 | 5752.9633 | 6629.6173 | 7520.9018 | 8427.143 | 782.8333 | 1578.192 | 2386.3586 | 3207.6216 | 4042.2754 | 4890.6204 | 5752.9633 | 6629.6173 | 7520.9018 | 8427.143 | 578.2939 | 1165.8405 | 1781.7717 | 2424.5431 | 3092.8694 | 3785.6195 | 4501.8011 | 5240.5518 | 6001.1312 | 6782.9079 | 578.2939 | 587.5466 | 615.9312 | 642.7714 | 668.3264 | 692.75 | 716.1817 | 738.7507 | 760.5794 | 781.7767
Ind ¦ Boiler right sizing and load management | NEW | I_Other Manufacturing >0.5 million m3/year | Ottawa and Surrounding | Process - Boiler/Steam | Industrial | NA | End Use Consumption (m^3/year) | 25 | INF | INF | INF | INF | INF | INF | INF | INF | INF | INF | 0.35266 | 0.36513 | 0.37655 | 0.38712 | 0.39671 | 0.40459 | 0.41215 | 0.4204 | 0.42883 | 0.43741 | 0 | 0 | 0 | 0 | 0 | 0 | 0 | 0 | 0 | 0 | 0.35266 | 0.36513 | 0.37655 | 0.38712 | 0.39671 | 0.40459 | 0.41215 | 0.4204 | 0.42883 | 0.43741 | 2536.9599 | 5114.5111 | 7733.5696 | 10395.07 | 13099.9664 | 15849.2327 | 18643.8627 | 21484.871 | 24373.293 | 27310.1856 | 2536.9599 | 5114.5111 | 7733.5696 | 10395.07 | 13099.9664 | 15849.2327 | 18643.8627 | 21484.871 | 24373.293 | 27310.1856 | 1900.5797 | 3831.5687 | 5838.6345 | 7920.8079 | 10077.0766 | 12306.4139 | 14607.8042 | 16980.2656 | 19422.869 | 21934.7543 | 1900.5797 | 1930.989 | 2007.0658 | 2082.1734 | 2156.2687 | 2229.3373 | 2301.3904 | 2372.4614 | 2442.6034 | 2511.8853
Ind ¦ Condensate return ¦ New | NEW | I_Other Manufacturing >0.5 million m3/year | Ottawa and Surrounding | Process - Boiler/Steam | Industrial | NA | End Use Consumption (m^3/year) | 25 | 1.6724 | 1.6976 | 1.7164 | 1.73 | 1.7381 | 1.7378 | 1.7356 | 1.7356 | 1.7357 | 1.7357 | 0.070532 | 0.073026 | 0.07531 | 0.077423 | 0.079342 | 0.080918 | 0.082429 | 0.08408 | 0.085765 | 0.087483 | 0.042173 | 0.043016 | 0.043877 | 0.044754 | 0.045649 | 0.046562 | 0.047494 | 0.048443 | 0.049412 | 0.050401 | 0.028359 | 0.03001 | 0.031433 | 0.032669 | 0.033693 | 0.034355 | 0.034936 | 0.035637 | 0.036353 | 0.037082 | 734.5103 | 1480.7727 | 2239.0525 | 3009.6203 | 3792.7522 | 4588.7302 | 5397.8422 | 6220.3817 | 7056.6486 | 7906.949 | 734.5103 | 1480.7727 | 2239.0525 | 3009.6203 | 3792.7522 | 4588.7302 | 5397.8422 | 6220.3817 | 7056.6486 | 7906.949 | 87.9418 | 177.2907 | 265.9379 | 351.745 | 448.168 | 553.4928 | 663.8013 | 776.4359 | 893.4069 | 1014.06 | 87.9418 | 89.3489 | 88.6472 | 85.8071 | 96.423 | 105.3249 | 110.3084 | 112.6346 | 116.971 | 120.6531
Ind ¦ Condensing boiler ¦ New | NEW | I_Other Manufacturing >0.5 million m3/year | Ottawa and Surrounding | Process - Boiler/Steam | Industrial | NA | End Use Consumption (m^3/year) | 20 | 3.224 | 3.2793 | 3.3205 | 3.3502 | 3.368 | 3.3674 | 3.3624 | 3.3624 | 3.3625 | 3.3625 | 0.3098 | 0.32141 | 0.33195 | 0.34163 | 0.35031 | 0.35725 | 0.36386 | 0.37114 | 0.37856 | 0.38614 | 0.09609 | 0.098012 | 0.099972 | 0.10197 | 0.10401 | 0.10609 | 0.10821 | 0.11038 | 0.11258 | 0.11484 | 0.21371 | 0.2234 | 0.23198 | 0.23966 | 0.2463 | 0.25116 | 0.25564 | 0.26076 | 0.26598 | 0.2713 | 1642.9835 | 3312.2548 | 5008.407 | 6732.0453 | 8483.7878 | 10264.265 | 12074.1206 | 13914.0117 | 15784.6088 | 17686.5964 | 1642.9835 | 3312.2548 | 5008.407 | 6732.0453 | 8483.7878 | 10264.265 | 12074.1206 | 13914.0117 | 15784.6088 | 17686.5964 | 826.4324 | 1666.0878 | 2532.469 | 3420.6423 | 4351.8099 | 5322.0533 | 6324.5909 | 7354.8606 | 8415.3961 | 9504.7884 | 826.4324 | 839.6554 | 866.3812 | 888.1734 | 931.1675 | 970.2435 | 1002.5375 | 1030.2697 | 1060.5355 | 1089.3923
Ind ¦ Condensing Economizer ¦ New | NEW | I_Other Manufacturing >0.5 million m3/year | Ottawa and Surrounding | Process - Boiler/Steam | Industrial | NA | End Use Consumption (m^3/year) | 15 | 3.7008 | 3.7778 | 3.835 | 3.8765 | 3.9012 | 3.9004 | 3.8934 | 3.8934 | 3.8935 | 3.8934 | 0.25535 | 0.26588 | 0.27531 | 0.28385 | 0.29137 | 0.29714 | 0.30254 | 0.30859 | 0.31477 | 0.32106 | 0.069 | 0.07038 | 0.071788 | 0.073223 | 0.074688 | 0.076182 | 0.077705 | 0.079259 | 0.080844 | 0.082461 | 0.18635 | 0.1955 | 0.20352 | 0.21063 | 0.21668 | 0.22096 | 0.22483 | 0.22933 | 0.23392 | 0.2386 | 1304.7222 | 2630.32 | 3977.2644 | 5346.036 | 6737.1256 | 8151.034 | 9588.2722 | 11049.3622 | 12534.8364 | 14045.2383 | 1304.7222 | 2630.32 | 3977.2644 | 5346.036 | 6737.1256 | 8151.034 | 9588.2722 | 11049.3622 | 12534.8364 | 14045.2383 | 775.8952 | 1564.2047 | 2380.1206 | 3221.4158 | 4096.4834 | 5003.6085 | 5939.6288 | 6902.2797 | 7892.5415 | 8909.6346 | 775.8952 | 788.3095 | 815.9159 | 841.2953 | 875.0676 | 907.1251 | 936.0203 | 962.6509 | 990.2618 | 1017.0931
Ind ¦ De-stratification fans ¦ New | NEW | I_Other Manufacturing >0.5 million m3/year | Ottawa and Surrounding | Space Heating/Ventilation | Industrial | NA | End Use Consumption (m^3/year) | 25 | 1.4153 | 1.437 | 1.4542 | 1.4672 | 1.4755 | 1.468 | 1.466 | 1.466 | 1.466 | 1.466 | 0.29918 | 0.30985 | 0.31983 | 0.32915 | 0.33764 | 0.34262 | 0.34902 | 0.356 | 0.36312 | 0.37037 | 0.2114 | 0.21563 | 0.21994 | 0.22434 | 0.22882 | 0.2334 | 0.23807 | 0.24283 | 0.24769 | 0.25264 | 0.087784 | 0.094223 | 0.099894 | 0.10482 | 0.10881 | 0.10922 | 0.11095 | 0.11317 | 0.11543 | 0.11773 | 1855.6049 | 3740.8996 | 5656.5537 | 7603.2512 | 9581.6897 | 11592.5816 | 13636.6539 | 15714.6485 | 17827.3229 | 19975.4501 | 1855.6049 | 3740.8996 | 5656.5537 | 7603.2512 | 9581.6897 | 11592.5816 | 13636.6539 | 15714.6485 | 17827.3229 | 19975.4501 | 74.202 | 149.5912 | 222.1254 | 288.7709 | 368.7295 | 459.5904 | 555.7805 | 653.5156 | 755.673 | 861.3245 | 74.202 | 75.3892 | 72.5342 | 66.6456 | 79.9586 | 90.8609 | 96.1901 | 97.7351 | 102.1574 | 105.6515
Ind ¦ Digester Gas ¦ New | NEW | I_Other Manufacturing >0.5 million m3/year | Ottawa and Surrounding | Process - Boiler/Steam | Industrial | NA | End Use Consumption (m^3/year) | 20 | 11.9533 | 12.1583 | 12.3108 | 12.4213 | 12.4871 | 12.4849 | 12.4664 | 12.4665 | 12.4667 | 12.4667 | 0.92939 | 0.96423 | 0.99586 | 1.0249 | 1.0509 | 1.0718 | 1.0916 | 1.1134 | 1.1357 | 1.1584 | 0.077752 | 0.079307 | 0.080893 | 0.082511 | 0.084161 | 0.085844 | 0.087561 | 0.089312 | 0.091099 | 0.092921 | 0.85164 | 0.88493 | 0.91497 | 0.94238 | 0.96676 | 0.98592 | 1.004 | 1.0241 | 1.0446 | 1.0655 | 1159.7531 | 2338.0622 | 3535.3461 | 4752.032 | 5988.5561 | 7245.3635 | 8522.9087 | 9821.6553 | 11142.0768 | 12484.6563 | 1159.7531 | 2338.0622 | 3535.3461 | 4752.032 | 5988.5561 | 7245.3635 | 8522.9087 | 9821.6553 | 11142.0768 | 12484.6563 | 815.8071 | 1644.6672 | 2505.1098 | 3396.0406 | 4318.441 | 5271.473 | 6254.0788 | 7265.4234 | 8305.3541 | 9373.4338 | 815.8071 | 828.8601 | 860.4426 | 890.9308 | 922.4004 | 953.0321 | 982.6058 | 1011.3446 | 1039.9307 | 1068.0796
Ind ¦ Direct contact hot water heaters ¦ New | NEW | I_Other Manufacturing >0.5 million m3/year | Ottawa and Surrounding | Process - Boiler/Steam | Industrial | NA | End Use Consumption (m^3/year) | 20 | 11.6065 | 11.8055 | 11.9537 | 12.0609 | 12.1248 | 12.1227 | 12.1047 | 12.1048 | 12.1049 | 12.105 | 0.46469 | 0.48212 | 0.49793 | 0.51244 | 0.52546 | 0.53588 | 0.54579 | 0.5567 | 0.56785 | 0.57921 | 0.040038 | 0.040838 | 0.041655 | 0.042488 | 0.043338 | 0.044205 | 0.045089 | 0.045991 | 0.04691 | 0.047849 | 0.42466 | 0.44128 | 0.45628 | 0.46996 | 0.48212 | 0.49168 | 0.5007 | 0.51071 | 0.52094 | 0.53136 | 1391.7037 | 2805.6747 | 4242.4153 | 5702.4384 | 7186.2673 | 8694.4362 | 10227.4904 | 11785.9864 | 13370.4921 | 14981.5876 | 1391.7037 | 2805.6747 | 4242.4153 | 5702.4384 | 7186.2673 | 8694.4362 | 10227.4904 | 11785.9864 | 13370.4921 | 14981.5876 | 976.6275 | 1968.881 | 3004.5621 | 4081.3528 | 5199.7309 | 6357.967 | 7554.1297 | 8786.6408 | 10054.8568 | 11357.8291 | 976.6275 | 992.2535 | 1035.6812 | 1076.7907 | 1118.3781 | 1158.2361 | 1196.1626 | 1232.5112 | 1268.216 | 1302.9722
Ind ¦ Energy Management and Process Improvement ¦ New | NEW | I_Other Manufacturing >0.5 million m3/year | Ottawa and Surrounding | Cross Cutting/Behavioural | Industrial | NA | End Use Consumption (m^3/year) | 15 | 3.6479 | 3.7238 | 3.7802 | 3.8211 | 3.8455 | 3.8447 | 3.8378 | 3.8378 | 3.8379 | 3.8378 | 0.25535 | 0.26588 | 0.27531 | 0.28385 | 0.29137 | 0.29714 | 0.30254 | 0.30859 | 0.31477 | 0.32106 | 0.07 | 0.0714 | 0.072828 | 0.074285 | 0.07577 | 0.077286 | 0.078831 | 0.080408 | 0.082016 | 0.083656 | 0.18535 | 0.19448 | 0.20248 | 0.20956 | 0.2156 | 0.21985 | 0.22371 | 0.22818 | 0.23275 | 0.2374 | 22953.4466 | 46274.1483 | 69970.3914 | 94050.6332 | 118523.5057 | 143397.8195 | 168682.5673 | 194386.9278 | 220520.2698 | 247092.1558 | 22953.4466 | 46274.1483 | 69970.3914 | 94050.6332 | 118523.5057 | 143397.8195 | 168682.5673 | 194386.9278 | 220520.2698 | 247092.1558 | 13584.301 | 27385.9509 | 41768.0454 | 56670.261 | 72234.6536 | 88416.0544 | 105146.3372 | 122374.8285 | 140111.2908 | 158334.3926 | 13584.301 | 13801.6498 | 14382.0945 | 14902.2157 | 15564.3926 | 16181.4008 | 16730.2828 | 17228.4913 | 17736.4623 | 18223.1019
Ind ¦ Exhaust gas heat recovery ¦ New | NEW | I_Other Manufacturing >0.5 million m3/year | Ottawa and Surrounding | Process Heat | Industrial | NA | End Use Consumption (m^3/year) | 15 | 5.3148 | 5.4254 | 5.5077 | 5.5672 | 5.6027 | 5.6015 | 5.5915 | 5.5916 | 5.5916 | 5.5916 | 0.44687 | 0.46529 | 0.48179 | 0.49674 | 0.5099 | 0.51999 | 0.52944 | 0.54003 | 0.55084 | 0.56185 | 0.084079 | 0.08576 | 0.087476 | 0.089225 | 0.09101 | 0.09283 | 0.094686 | 0.09658 | 0.098512 | 0.10048 | 0.36279 | 0.37953 | 0.39431 | 0.40751 | 0.41889 | 0.42716 | 0.43475 | 0.44345 | 0.45233 | 0.46137 | 12628.4226 | 25458.8999 | 38495.9908 | 51744.3484 | 65208.7217 | 78893.9582 | 92805.0055 | 106946.9133 | 121324.8362 | 135944.0352 | 12628.4226 | 25458.8999 | 38495.9908 | 51744.3484 | 65208.7217 | 78893.9582 | 92805.0055 | 106946.9133 | 121324.8362 | 135944.0352 | 8267.4298 | 16667.1384 | 25442.7415 | 34563.5517 | 44069.2729 | 53937.2355 | 64136.8159 | 74644.403 | 85458.6327 | 96567.895 | 8267.4298 | 8399.7086 | 8775.6031 | 9120.8102 | 9505.7212 | 9867.9627 | 10199.5803 | 10507.5871 | 10814.2297 | 11109.2623
Ind ¦ Feedwater Economizers ¦ New | NEW | I_Other Manufacturing >0.5 million m3/year | Ottawa and Surrounding | Process - Boiler/Steam | Industrial | NA | End Use Consumption (m^3/year) | 20 | 2.418 | 2.4595 | 2.4903 | 2.5127 | 2.526 | 2.5256 | 2.5218 | 2.5218 | 2.5219 | 2.5219 | 0.12392 | 0.12856 | 0.13278 | 0.13665 | 0.14012 | 0.1429 | 0.14554 | 0.14845 | 0.15143 | 0.15445 | 0.051248 | 0.052273 | 0.053318 | 0.054385 | 0.055473 | 0.056582 | 0.057714 | 0.058868 | 0.060045 | 0.061246 | 0.07267 | 0.076292 | 0.079463 | 0.082267 | 0.084651 | 0.086319 | 0.087829 | 0.089587 | 0.091381 | 0.093209 | 869.8148 | 1753.5467 | 2651.5096 | 3564.024 | 4491.4171 | 5434.0226 | 6392.1815 | 7366.2415 | 8356.5576 | 9363.4922 | 869.8148 | 1753.5467 | 2651.5096 | 3564.024 | 4491.4171 | 5434.0226 | 6392.1815 | 7366.2415 | 8356.5576 | 9363.4922 | 331.9334 | 669.1777 | 1017.0189 | 1371.9718 | 1749.5885 | 2147.2739 | 2559.7457 | 2983.2791 | 3419.9486 | 3868.6087 | 331.9334 | 337.2443 | 347.8412 | 354.9529 | 377.6168 | 397.6853 | 412.4719 | 423.5333 | 436.6695 | 448.6602
Ind ¦ Heat recovery to preheat make-up water ¦ New | NEW | I_Other Manufacturing >0.5 million m3/year | Ottawa and Surrounding | Process - Boiler/Steam | Industrial | NA | End Use Consumption (m^3/year) | 25 | 3.4769 | 3.5293 | 3.5683 | 3.5965 | 3.6134 | 3.6129 | 3.6082 | 3.6083 | 3.6084 | 3.6085 | 0.2116 | 0.21908 | 0.22593 | 0.23227 | 0.23803 | 0.24275 | 0.24729 | 0.25224 | 0.2573 | 0.26245 | 0.060857 | 0.062074 | 0.063316 | 0.064582 | 0.065874 | 0.067191 | 0.068535 | 0.069906 | 0.071304 | 0.07273 | 0.15074 | 0.157 | 0.16261 | 0.16769 | 0.17215 | 0.17556 | 0.17875 | 0.18234 | 0.18599 | 0.18972 | 1826.6111 | 3682.448 | 5568.1701 | 7484.4504 | 9431.9758 | 11411.4475 | 13423.5811 | 15469.1071 | 17548.7709 | 19663.3337 | 1826.6111 | 3682.448 | 5568.1701 | 7484.4504 | 9431.9758 | 11411.4475 | 13423.5811 | 15469.1071 | 17548.7709 | 19663.3337 | 882.2759 | 1778.6683 | 2703.8178 | 3652.2382 | 4648.9156 | 5689.6605 | 6766.0229 | 7872.0517 | 9011.0501 | 10181.1714 | 882.2759 | 896.3923 | 925.1495 | 948.4204 | 996.6774 | 1040.7449 | 1076.3624 | 1106.0287 | 1138.9984 | 1170.1213
Ind ¦ High-efficiency burner ¦ New | NEW | I_Other Manufacturing >0.5 million m3/year | Ottawa and Surrounding | Process - Boiler/Steam | Industrial | NA | End Use Consumption (m^3/year) | 20 | 2.5792 | 2.6234 | 2.6564 | 2.6802 | 2.6944 | 2.6939 | 2.6899 | 2.6899 | 2.69 | 2.69 | 0.1549 | 0.16071 | 0.16598 | 0.17081 | 0.17515 | 0.17863 | 0.18193 | 0.18557 | 0.18928 | 0.19307 | 0.060056 | 0.061257 | 0.062483 | 0.063732 | 0.065007 | 0.066307 | 0.067633 | 0.068986 | 0.070366 | 0.071773 | 0.094842 | 0.099448 | 0.10349 | 0.10708 | 0.11015 | 0.11232 | 0.1143 | 0.11658 | 0.11892 | 0.1213 | 492.8951 | 993.6764 | 1502.5221 | 2019.6136 | 2545.1363 | 3079.2795 | 3622.2362 | 4174.2035 | 4735.3826 | 5305.9789 | 492.8951 | 993.6764 | 1502.5221 | 2019.6136 | 2545.1363 | 3079.2795 | 3622.2362 | 4174.2035 | 4735.3826 | 5305.9789 | 203.1362 | 409.5225 | 621.1214 | 836.3802 | 1063.6022 | 1301.5729 | 1547.7151 | 1800.2455 | 2060.3382 | 2327.4991 | 203.1362 | 206.3863 | 211.5989 | 215.2589 | 227.222 | 237.9706 | 246.1422 | 252.5305 | 260.0927 | 267.1609
Ind ¦ High-efficiency burners ¦ New | NEW | I_Other Manufacturing >0.5 million m3/year | Ottawa and Surrounding | Process Heat | Industrial | NA | End Use Consumption (m^3/year) | 20 | 8.928 | 9.0812 | 9.1951 | 9.2776 | 9.3267 | 9.3252 | 9.3113 | 9.3113 | 9.3115 | 9.3115 | 0.61959 | 0.64282 | 0.66391 | 0.68326 | 0.70062 | 0.71451 | 0.72771 | 0.74227 | 0.75713 | 0.77227 | 0.069398 | 0.070786 | 0.072202 | 0.073646 | 0.075119 | 0.076621 | 0.078154 | 0.079717 | 0.081311 | 0.082938 | 0.55019 | 0.57204 | 0.59171 | 0.60961 | 0.6255 | 0.63789 | 0.64956 | 0.66256 | 0.67582 | 0.68934 | 4329.7449 | 8728.7657 | 13198.6254 | 17740.9194 | 22357.276 | 27049.3571 | 31818.859 | 36667.5131 | 41597.0867 | 46609.3835 | 4329.7449 | 8728.7657 | 13198.6254 | 17740.9194 | 22357.276 | 27049.3571 | 31818.859 | 36667.5131 | 41597.0867 | 46609.3835 | 2963.0876 | 5973.5847 | 9109.1328 | 12363.2721 | 15741.5294 | 19238.9888 | 22849.4958 | 26568.1885 | 30394.0918 | 34324.5983 | 2963.0876 | 3010.497 | 3135.5481 | 3254.1394 | 3378.2573 | 3497.4594 | 3610.507 | 3718.6928 | 3825.9032 | 3930.5065
Ind ¦ High-efficiency furnaces ¦ New | NEW | I_Other Manufacturing >0.5 million m3/year | Ottawa and Surrounding | Process Heat | Industrial | NA | End Use Consumption (m^3/year) | 20 | 3.8688 | 3.9352 | 3.9846 | 4.0203 | 4.0416 | 4.0409 | 4.0349 | 4.0349 | 4.035 | 4.035 | 0.61959 | 0.64282 | 0.66391 | 0.68326 | 0.70062 | 0.71451 | 0.72771 | 0.74227 | 0.75713 | 0.77227 | 0.16015 | 0.16335 | 0.16662 | 0.16995 | 0.17335 | 0.17682 | 0.18036 | 0.18396 | 0.18764 | 0.19139 | 0.45944 | 0.47947 | 0.49729 | 0.51331 | 0.52726 | 0.53769 | 0.54736 | 0.55831 | 0.56949 | 0.58088 | 8247.1331 | 16626.2203 | 25140.2389 | 33792.2275 | 42585.2877 | 51522.585 | 60607.3505 | 69842.8821 | 79232.5461 | 88779.7781 | 8247.1331 | 16626.2203 | 25140.2389 | 33792.2275 | 42585.2877 | 51522.585 | 60607.3505 | 69842.8821 | 79232.5461 | 88779.7781 | 4603.6941 | 9281.0473 | 14123.7024 | 19112.0423 | 24322.6777 | 29740.6077 | 35337.5865 | 41093.4256 | 47017.3173 | 53102.4065 | 4603.6941 | 4677.3532 | 4842.655 | 4988.3399 | 5210.6354 | 5417.93 | 5596.9788 | 5755.839 | 5923.8917 | 6085.0892
Ind ¦ High-efficiency ovens & dryers ¦ New | NEW | I_Other Manufacturing >0.5 million m3/year | Ottawa and Surrounding | Process Heat | Industrial | NA | End Use Consumption (m^3/year) | 20 | 3.3161 | 3.373 | 3.4153 | 3.446 | 3.4642 | 3.4636 | 3.4585 | 3.4585 | 3.4586 | 3.4586 | 0.37176 | 0.38569 | 0.39834 | 0.40996 | 0.42037 | 0.4287 | 0.43663 | 0.44536 | 0.45428 | 0.46336 | 0.11211 | 0.11435 | 0.11663 | 0.11897 | 0.12135 | 0.12377 | 0.12625 | 0.12877 | 0.13135 | 0.13398 | 0.25965 | 0.27135 | 0.28171 | 0.29099 | 0.29902 | 0.30493 | 0.31038 | 0.31659 | 0.32293 | 0.32939 | 8659.4897 | 17457.5313 | 26397.2508 | 35481.8389 | 44714.5521 | 54098.7142 | 63637.718 | 73335.0262 | 83194.1734 | 93218.767 | 8659.4897 | 17457.5313 | 26397.2508 | 35481.8389 | 44714.5521 | 54098.7142 | 63637.718 | 73335.0262 | 83194.1734 | 93218.767 | 4435.4674 | 8941.9023 | 13621.1116 | 18446.1319 | 23511.7125 | 28797.7429 | 34267.5172 | 39894.5969 | 45689.786 | 51643.7214 | 4435.4674 | 4506.4349 | 4679.2093 | 4825.0203 | 5065.5806 | 5286.0304 | 5469.7743 | 5627.0796 | 5795.1892 | 5953.9354
Ind ¦ Insulation ¦ New | NEW | I_Other Manufacturing >0.5 million m3/year | Ottawa and Surrounding | Process - Boiler/Steam | Industrial | NA | End Use Consumption (m^3/year) | 15 | 5.3148 | 5.4254 | 5.5077 | 5.5672 | 5.6027 | 5.6015 | 5.5915 | 5.5916 | 5.5916 | 5.5916 | 0.12768 | 0.13294 | 0.13765 | 0.14192 | 0.14569 | 0.14857 | 0.15127 | 0.1543 | 0.15738 | 0.16053 | 0.024023 | 0.024503 | 0.024993 | 0.025493 | 0.026003 | 0.026523 | 0.027053 | 0.027594 | 0.028146 | 0.028709 | 0.10365 | 0.10844 | 0.11266 | 0.11643 | 0.11968 | 0.12205 | 0.12422 | 0.1267 | 0.12924 | 0.13182 | 1256.3992 | 2532.9008 | 3829.9583 | 5148.0347 | 6487.6024 | 7849.1438 | 9233.1511 | 10640.1266 | 12070.5832 | 13525.0443 | 1256.3992 | 2532.9008 | 3829.9583 | 5148.0347 | 6487.6024 | 7849.1438 | 9233.1511 | 10640.1266 | 12070.5832 | 13525.0443 | 822.5249 | 1658.2102 | 2531.6965 | 3439.8397 | 4386.517 | 5369.4082 | 6385.4106 | 7432.1292 | 8509.3937 | 9616.0202 | 822.5249 | 835.6853 | 873.4863 | 908.1432 | 946.6773 | 982.8912 | 1016.0024 | 1046.7187 | 1077.2645 | 1106.6265
Ind ¦ Optimize Combustion ¦ New | NEW | I_Other Manufacturing >0.5 million m3/year | Ottawa and Surrounding | Process Heat | Industrial | NA | End Use Consumption (m^3/year) | 7 | 3.0358 | 3.1544 | 3.2427 | 3.3066 | 3.3447 | 3.3434 | 3.3327 | 3.3328 | 3.3328 | 3.3327 | 0.068002 | 0.072072 | 0.075571 | 0.078601 | 0.081098 | 0.082688 | 0.08407 | 0.085754 | 0.087469 | 0.089216 | 0.0224 | 0.022848 | 0.023305 | 0.023771 | 0.024246 | 0.024731 | 0.025226 | 0.025731 | 0.026245 | 0.02677 | 0.045602 | 0.049224 | 0.052266 | 0.05483 | 0.056851 | 0.057957 | 0.058844 | 0.060023 | 0.061224 | 0.062445 | 3608.1207 | 7273.9714 | 10998.8545 | 14784.0995 | 18631.0634 | 22541.1309 | 26515.7158 | 30556.2609 | 34664.2389 | 38841.1529 | 3608.1207 | 7273.9714 | 10998.8545 | 14784.0995 | 18631.0634 | 22541.1309 | 26515.7158 | 30556.2609 | 34664.2389 | 38841.1529 | 2390.0765 | 4818.3943 | 7352.7498 | 9986.1538 | 12725.6716 | 15566.094 | 18500.7141 | 21524.2817 | 24636.0168 | 27833.1773 | 2390.0765 | 2428.3178 | 2534.3555 | 2633.404 | 2739.5178 | 2840.4225 | 2934.62 | 3023.5677 | 3111.735 | 3197.1605
Ind ¦ Radiant heaters ¦ New | NEW | I_Other Manufacturing >0.5 million m3/year | Ottawa and Surrounding | Space Heating/Ventilation | Industrial | NA | End Use Consumption (m^3/year) | 20 | 1.4656 | 1.4912 | 1.5115 | 1.5269 | 1.5367 | 1.5277 | 1.5255 | 1.5255 | 1.5255 | 1.5255 | 0.98582 | 1.0231 | 1.0578 | 1.0899 | 1.1188 | 1.1346 | 1.1555 | 1.1787 | 1.2022 | 1.2263 | 0.67263 | 0.68608 | 0.69981 | 0.7138 | 0.72808 | 0.74264 | 0.75749 | 0.77264 | 0.78809 | 0.80386 | 0.31319 | 0.33701 | 0.35795 | 0.37608 | 0.39073 | 0.39191 | 0.39804 | 0.40601 | 0.41413 | 0.42239 | 2957.3704 | 5962.0587 | 9015.1325 | 12117.6816 | 15270.818 | 18475.677 | 21733.4171 | 25045.221 | 28412.2958 | 31835.8736 | 2957.3704 | 5962.0587 | 9015.1325 | 12117.6816 | 15270.818 | 18475.677 | 21733.4171 | 25045.221 | 28412.2958 | 31835.8736 | 272.0643 | 548.4817 | 823.152 | 1089.6373 | 1388.3369 | 1714.7453 | 2058.7074 | 2408.8655 | 2773.8545 | 3150.8914 | 272.0643 | 276.4174 | 274.6703 | 266.4852 | 298.6997 | 326.4084 | 343.9621 | 350.1581 | 364.989 | 377.0369
Ind ¦ Reduce Steam Pressure ¦ New | NEW | I_Other Manufacturing >0.5 million m3/year | Ottawa and Surrounding | Process - Boiler/Steam | Industrial | NA | End Use Consumption (m^3/year) | 20 | 29.9803 | 30.4945 | 30.8771 | 31.154 | 31.3191 | 31.3138 | 31.2672 | 31.2674 | 31.2679 | 31.268 | 0.092939 | 0.096423 | 0.099586 | 0.10249 | 0.10509 | 0.10718 | 0.10916 | 0.11134 | 0.11357 | 0.11584 | 0.0031 | 0.003162 | 0.0032252 | 0.0032897 | 0.0033555 | 0.0034227 | 0.0034911 | 0.0035609 | 0.0036321 | 0.0037048 | 0.089839 | 0.093261 | 0.096361 | 0.099199 | 0.10174 | 0.10375 | 0.10567 | 0.10778 | 0.10994 | 0.11214 | 521.8889 | 1052.128 | 1590.9057 | 2138.4144 | 2694.8502 | 3260.4136 | 3835.3089 | 4419.7449 | 5013.9346 | 5618.0953 | 521.8889 | 1052.128 | 1590.9057 | 2138.4144 | 2694.8502 | 3260.4136 | 3835.3089 | 4419.7449 | 5013.9346 | 5618.0953 | 389.9525 | 786.1442 | 1198.4905 | 1626.4326 | 2069.5693 | 2527.4872 | 2999.7997 | 3486.1661 | 3986.3245 | 4500.0318 | 389.9525 | 396.1917 | 412.3462 | 427.9421 | 443.1367 | 457.9178 | 472.3125 | 486.3664 | 500.1584 | 513.7073
Ind ¦ Regenerative Thermal Oxidizers ¦ New | NEW | I_Other Manufacturing >0.5 million m3/year | Ottawa and Surrounding | Process Heat | Industrial | NA | End Use Consumption (m^3/year) | 20 | 9.8324 | 10.0011 | 10.1266 | 10.2174 | 10.2715 | 10.2698 | 10.2545 | 10.2546 | 10.2547 | 10.2547 | 0.88198 | 0.91505 | 0.94507 | 0.97261 | 0.99732 | 1.0171 | 1.0359 | 1.0566 | 1.0778 | 1.0993 | 0.089702 | 0.091496 | 0.093325 | 0.095192 | 0.097096 | 0.099038 | 0.10102 | 0.10304 | 0.1051 | 0.1072 | 0.79228 | 0.82356 | 0.85174 | 0.87742 | 0.90022 | 0.91806 | 0.93487 | 0.95358 | 0.97267 | 0.99212 | 4585.8248 | 9245.0228 | 13979.2495 | 18790.1945 | 23679.5825 | 28649.1736 | 33700.7646 | 38836.1892 | 44057.3191 | 49366.065 | 4585.8248 | 9245.0228 | 13979.2495 | 18790.1945 | 23679.5825 | 28649.1736 | 33700.7646 | 38836.1892 | 44057.3191 | 49366.065 | 3170.1292 | 6390.9805 | 9755.3884 | 13254.8409 | 16892.307 | 20661.3458 | 24554.6056 | 28566.1681 | 32693.9659 | 36934.5903 | 3170.1292 | 3220.8513 | 3364.4079 | 3499.4525 | 3637.4661 | 3769.0387 | 3893.2598 | 4011.5625 | 4127.7978 | 4240.6244
Ind ¦ Steam trap survey and repair ¦ New | NEW | I_Other Manufacturing >0.5 million m3/year | Ottawa and Surrounding | Process - Boiler/Steam | Industrial | NA | End Use Consumption (m^3/year) | 3 | 0.74751 | 0.79708 | 0.84877 | 0.8911 | 0.91312 | 0.91238 | 0.90622 | 0.90625 | 0.90632 | 0.90624 | 0.023145 | 0.025173 | 0.027342 | 0.029279 | 0.030603 | 0.03119 | 0.031599 | 0.032232 | 0.032879 | 0.033534 | 0.030962 | 0.031582 | 0.032213 | 0.032858 | 0.033515 | 0.034185 | 0.034869 | 0.035566 | 0.036277 | 0.037003 | -0.0078176 | -0.0064086 | -0.0048715 | -0.0035782 | -0.0029118 | -0.0029954 | -0.00327 | -0.0033344 | -0.0033984 | -0.0034693 | 1159.7531 | 2338.0622 | 3535.3461 | 4752.032 | 5988.5561 | 7245.3635 | 8522.9087 | 9821.6553 | 11142.0768 | 12484.6563 | 0 | 0 | 0 | 0 | 0 | 0 | 0 | 0 | 0 | 0 | 0 | 0 | 0 | 0 | 0 | 0 | 0 | 0 | 0 | 0 | 0 | 0 | 0 | 0 | 0 | 0 | 0 | 0 | 0 | 0
Ind ¦ Ventilation heat recovery ¦ New | NEW | I_Other Manufacturing >0.5 million m3/year | Ottawa and Surrounding | Space Heating/Ventilation | Industrial | NA | End Use Consumption (m^3/year) | 20 | 4.3968 | 4.4736 | 4.5345 | 4.5806 | 4.61 | 4.5832 | 4.5764 | 4.5765 | 4.5764 | 4.5764 | 0.49291 | 0.51155 | 0.52888 | 0.54494 | 0.5594 | 0.56728 | 0.57777 | 0.58933 | 0.60111 | 0.61313 | 0.11211 | 0.11435 | 0.11663 | 0.11897 | 0.12135 | 0.12377 | 0.12625 | 0.12877 | 0.13135 | 0.13398 | 0.3808 | 0.3972 | 0.41225 | 0.42598 | 0.43806 | 0.4435 | 0.45152 | 0.46055 | 0.46976 | 0.47915 | 3018.9823 | 6086.2682 | 9202.9478 | 12370.1333 | 15588.96 | 18860.5869 | 22186.1966 | 25566.9965 | 29004.2186 | 32499.1209 | 3018.9823 | 6086.2682 | 9202.9478 | 12370.1333 | 15588.96 | 18860.5869 | 22186.1966 | 25566.9965 | 29004.2186 | 32499.1209 | 1740.8085 | 3509.4699 | 5345.7726 | 7242.023 | 9223.4274 | 11284.1922 | 13414.085 | 15605.6786 | 17861.6339 | 20179.2006 | 1740.8085 | 1768.6614 | 1836.3027 | 1896.2504 | 1981.4044 | 2060.7648 | 2129.8927 | 2191.5936 | 2255.9553 | 2317.5667
Ind ¦ Ventilation optimization ¦ New | NEW | I_Other Manufacturing >0.5 million m3/year | Ottawa and Surrounding | Space Heating/Ventilation | Industrial | NA | End Use Consumption (m^3/year) | 15 | 2.256 | 2.3037 | 2.3416 | 2.3703 | 2.3886 | 2.3719 | 2.3677 | 2.3677 | 2.3677 | 2.3677 | 0.54194 | 0.56449 | 0.58524 | 0.60426 | 0.62109 | 0.62909 | 0.64054 | 0.65336 | 0.66642 | 0.67974 | 0.24023 | 0.24503 | 0.24993 | 0.25493 | 0.26003 | 0.26523 | 0.27053 | 0.27594 | 0.28146 | 0.28709 | 0.30171 | 0.31946 | 0.33531 | 0.34933 | 0.36107 | 0.36387 | 0.37 | 0.37741 | 0.38496 | 0.39265 | 3479.2593 | 7014.1867 | 10606.0383 | 14256.096 | 17965.6682 | 21736.0905 | 25568.726 | 29464.9659 | 33426.2304 | 37453.9689 | 3479.2593 | 7014.1867 | 10606.0383 | 14256.096 | 17965.6682 | 21736.0905 | 25568.726 | 29464.9659 | 33426.2304 | 37453.9689 | 1433.9023 | 2890.7471 | 4388.5228 | 5915.4592 | 7529.8908 | 9222.7602 | 10975.3418 | 12774.5676 | 14628.4678 | 16533.2251 | 1433.9023 | 1456.8448 | 1497.7757 | 1526.9364 | 1614.4316 | 1692.8694 | 1752.5815 | 1799.2258 | 1853.9002 | 1904.7573
Ind ¦ Warehouse loading dock seals ¦ New | NEW | I_Other Manufacturing >0.5 million m3/year | Ottawa and Surrounding | Space Heating/Ventilation | Industrial | NA | End Use Consumption (m^3/year) | 10 | 0.65563 | 0.67466 | 0.68975 | 0.70118 | 0.70846 | 0.70181 | 0.70013 | 0.70014 | 0.70014 | 0.70012 | 0.098874 | 0.10378 | 0.10822 | 0.11222 | 0.11565 | 0.11685 | 0.11891 | 0.12129 | 0.12371 | 0.12618 | 0.15081 | 0.15382 | 0.1569 | 0.16004 | 0.16324 | 0.1665 | 0.16983 | 0.17323 | 0.1767 | 0.18023 | -0.051935 | -0.050045 | -0.048679 | -0.047824 | -0.047591 | -0.04965 | -0.050928 | -0.051945 | -0.052985 | -0.054047 | 1099.3493 | 2216.2882 | 3351.2135 | 4504.5303 | 5676.6521 | 6868.0008 | 8079.0072 | 9310.1108 | 10561.7603 | 11834.4138 | 0 | 0 | 0 | 0 | 0 | 0 | 0 | 0 | 0 | 0 | 0 | 0 | 0 | 0 | 0 | 0 | 0 | 0 | 0 | 0 | 0 | 0 | 0 | 0 | 0 | 0 | 0 | 0 | 0 | 0
Ind ¦ Advanced boiler controls including air/fuel mix control | RET | I_Other Manufacturing >0.5 million m3/year | Ottawa and Surrounding | Process - Boiler/Steam | Industrial | NA | End Use Consumption (m^3/year) | 15 | 4.1594 | 4.246 | 4.3104 | 4.357 | 4.3847 | 4.3838 | 4.376 | 4.376 | 4.3761 | 4.376 | 0.12768 | 0.13294 | 0.13765 | 0.14192 | 0.14569 | 0.14857 | 0.15127 | 0.1543 | 0.15738 | 0.16053 | 0.030695 | 0.031309 | 0.031936 | 0.032574 | 0.033226 | 0.03389 | 0.034568 | 0.035259 | 0.035965 | 0.036684 | 0.09698 | 0.10163 | 0.10572 | 0.10935 | 0.11246 | 0.11468 | 0.1167 | 0.11904 | 0.12142 | 0.12384 | 40776.7514 | 40572.8677 | 40370.0033 | 40168.1533 | 39967.3125 | 39767.476 | 39568.6386 | 39370.7954 | 39173.9414 | 38978.0717 | 40776.7514 | 40572.8677 | 40370.0033 | 40168.1533 | 39967.3125 | 39767.476 | 39568.6386 | 39370.7954 | 39173.9414 | 38978.0717 | 1716.4295 | 3471.6052 | 5252.5683 | 7063.975 | 8891.6015 | 10718.1568 | 12527.8425 | 14310.2847 | 16052.7755 | 17745.6589 | 1716.4295 | 1755.1757 | 1780.9631 | 1811.4067 | 1827.6265 | 1826.5553 | 1809.6857 | 1782.4422 | 1742.4908 | 1692.8834
Ind ¦ Advanced heating and process control | RET | I_Other Manufacturing >0.5 million m3/year | Ottawa and Surrounding | Process Heat | Industrial | NA | End Use Consumption (m^3/year) | 15 | 5.3148 | 5.4254 | 5.5077 | 5.5672 | 5.6027 | 5.6015 | 5.5915 | 5.5916 | 5.5916 | 5.5916 | 0.31919 | 0.33235 | 0.34413 | 0.35481 | 0.36422 | 0.37142 | 0.37817 | 0.38574 | 0.39346 | 0.40132 | 0.060056 | 0.061257 | 0.062483 | 0.063732 | 0.065007 | 0.066307 | 0.067633 | 0.068986 | 0.070366 | 0.071773 | 0.25913 | 0.27109 | 0.28165 | 0.29108 | 0.29921 | 0.30511 | 0.31054 | 0.31675 | 0.32309 | 0.32955 | 276160.0096 | 274779.2096 | 273405.3135 | 272038.287 | 270678.0955 | 269324.7051 | 267978.0815 | 266638.1911 | 265305.0002 | 263978.4752 | 276160.0096 | 274779.2096 | 273405.3135 | 272038.287 | 270678.0955 | 269324.7051 | 267978.0815 | 266638.1911 | 265305.0002 | 263978.4752 | 12344.9017 | 25001.004 | 37870.5533 | 50941.3989 | 64103.6181 | 77230.4485 | 90202.9653 | 102931.4499 | 115317.5181 | 127282.4701 | 12344.9017 | 12656.1023 | 12869.5493 | 13070.8456 | 13162.2192 | 13126.8304 | 12972.5168 | 12728.4847 | 12386.0681 | 11964.952
Ind ¦ Air compressor heat recovery | RET | I_Other Manufacturing >0.5 million m3/year | Ottawa and Surrounding | Space Heating/Ventilation | Industrial | NA | End Use Consumption (m^3/year) | 25 | 2.502 | 2.5404 | 2.5708 | 2.5939 | 2.6085 | 2.5951 | 2.5917 | 2.5918 | 2.5917 | 2.5917 | 0.78535 | 0.81335 | 0.83956 | 0.86403 | 0.8863 | 0.89938 | 0.91617 | 0.9345 | 0.95318 | 0.97223 | 0.31389 | 0.32017 | 0.32658 | 0.33311 | 0.33977 | 0.34656 | 0.3535 | 0.36057 | 0.36778 | 0.37513 | 0.47146 | 0.49318 | 0.51299 | 0.53092 | 0.54653 | 0.55281 | 0.56267 | 0.57393 | 0.58541 | 0.5971 | 125825.4044 | 125196.2774 | 124570.296 | 123947.4445 | 123327.7073 | 122711.0687 | 122097.5134 | 121487.0258 | 120879.5907 | 120275.1928 | 125825.4044 | 125196.2774 | 124570.296 | 123947.4445 | 123327.7073 | 122711.0687 | 122097.5134 | 121487.0258 | 120879.5907 | 120275.1928 | 2586.2986 | 5146.3077 | 7653.2112 | 10262.4253 | 12948.1973 | 15661.1334 | 18367.7883 | 21085.5287 | 23802.8649 | 26530.2325 | 2586.2986 | 2560.0091 | 2506.9035 | 2609.2141 | 2685.772 | 2712.9362 | 2706.6548 | 2717.7404 | 2717.3362 | 2727.3676
Ind ¦ Air curtains | RET | I_Other Manufacturing >0.5 million m3/year | Ottawa and Surrounding | Space Heating/Ventilation | Industrial | NA | End Use Consumption (m^3/year) | 15 | 0.92289 | 0.94244 | 0.95793 | 0.96967 | 0.97714 | 0.97032 | 0.9686 | 0.96861 | 0.96861 | 0.96859 | 0.13548 | 0.14112 | 0.14631 | 0.15106 | 0.15527 | 0.15727 | 0.16013 | 0.16334 | 0.16661 | 0.16993 | 0.1468 | 0.14974 | 0.15274 | 0.15579 | 0.15891 | 0.16208 | 0.16533 | 0.16863 | 0.172 | 0.17544 | -0.01132 | -0.0086192 | -0.0064252 | -0.0047254 | -0.0036321 | -0.0048103 | -0.0051917 | -0.0052929 | -0.0053996 | -0.0055101 | 74896.074 | 74521.5937 | 74148.9857 | 73778.2408 | 73409.3496 | 73042.3028 | 72677.0913 | 72313.7059 | 71952.1373 | 71592.3766 | 0 | 0 | 0 | 0 | 0 | 0 | 0 | 0 | 0 | 0 | 0 | 0 | 0 | 0 | 0 | 0 | 0 | 0 | 0 | 0 | 0 | 0 | 0 | 0 | 0 | 0 | 0 | 0 | 0 | 0
Ind ¦ Automated temperature control | RET | I_Other Manufacturing >0.5 million m3/year | Ottawa and Surrounding | Space Heating/Ventilation | Industrial | NA | End Use Consumption (m^3/year) | 25 | 1.1676 | 1.1855 | 1.1997 | 1.2105 | 1.2173 | 1.2111 | 1.2095 | 1.2095 | 1.2095 | 1.2095 | 0.26178 | 0.27112 | 0.27985 | 0.28801 | 0.29543 | 0.29979 | 0.30539 | 0.3115 | 0.31773 | 0.32408 | 0.22421 | 0.22869 | 0.23327 | 0.23793 | 0.24269 | 0.24755 | 0.2525 | 0.25755 | 0.2627 | 0.26795 | 0.037574 | 0.042423 | 0.046585 | 0.050076 | 0.052741 | 0.052247 | 0.052892 | 0.053952 | 0.055029 | 0.056126 | 97087.5034 | 96602.0659 | 96119.0555 | 95638.4603 | 95160.268 | 94684.4666 | 94211.0443 | 93739.9891 | 93271.2891 | 92804.9327 | 97087.5034 | 96602.0659 | 96119.0555 | 95638.4603 | 95160.268 | 94684.4666 | 94211.0443 | 93739.9891 | 93271.2891 | 92804.9327 | 59.0959 | 110.5507 | 152.956 | 206.5508 | 269.3633 | 334.656 | 398.2611 | 463.269 | 528.6779 | 596.5551 | 59.0959 | 51.4548 | 42.4053 | 53.5947 | 62.8126 | 65.2927 | 63.6051 | 65.0078 | 65.4089 | 67.8772
Ind ¦ Blow down heat recovery and control | RET | I_Other Manufacturing >0.5 million m3/year | Ottawa and Surrounding | Process - Boiler/Steam | Industrial | NA | End Use Consumption (m^3/year) | 20 | 1.9672 | 2.0009 | 2.026 | 2.0442 | 2.055 | 2.0547 | 2.0516 | 2.0517 | 2.0517 | 2.0517 | 0.061959 | 0.064282 | 0.066391 | 0.068326 | 0.070062 | 0.071451 | 0.072771 | 0.074227 | 0.075713 | 0.077227 | 0.031496 | 0.032126 | 0.032769 | 0.033424 | 0.034093 | 0.034774 | 0.03547 | 0.036179 | 0.036903 | 0.037641 | 0.030463 | 0.032156 | 0.033622 | 0.034902 | 0.035969 | 0.036676 | 0.037301 | 0.038048 | 0.03881 | 0.039587 | 23301.0008 | 23184.4958 | 23068.5733 | 22953.2305 | 22838.4643 | 22724.272 | 22610.6506 | 22497.5974 | 22385.1094 | 22273.1838 | 23301.0008 | 23184.4958 | 23068.5733 | 22953.2305 | 22838.4643 | 22724.272 | 22610.6506 | 22497.5974 | 22385.1094 | 22273.1838 | 434.2795 | 862.0637 | 1278.3671 | 1713.7636 | 2163.4171 | 2617.9286 | 3071.0342 | 3526.3769 | 3981.98 | 4440.1436 | 434.2795 | 427.7842 | 416.3034 | 435.3964 | 449.6536 | 454.5114 | 453.1056 | 455.3427 | 455.6031 | 458.1637
Ind ¦ Boiler combustion air preheat | RET | I_Other Manufacturing >0.5 million m3/year | Ottawa and Surrounding | Process - Boiler/Steam | Industrial | NA | End Use Consumption (m^3/year) | 20 | 68.9876 | 69.0887 | 69.1845 | 69.2782 | 69.3709 | 69.4563 | 69.5363 | 69.6241 | 69.7143 | 69.809 | 2.0992 | 2.1443 | 2.1902 | 2.2371 | 2.2849 | 2.3334 | 2.3828 | 2.4336 | 2.4854 | 2.5386 | 0.030429 | 0.031037 | 0.031658 | 0.032291 | 0.032937 | 0.033596 | 0.034267 | 0.034953 | 0.035652 | 0.036365 | 2.0688 | 2.1133 | 2.1586 | 2.2048 | 2.2519 | 2.2998 | 2.3486 | 2.3986 | 2.4498 | 2.5022 | 29958.4296 | 29808.6375 | 29659.5943 | 29511.2963 | 29363.7398 | 29216.9211 | 29070.8365 | 28925.4823 | 28780.8549 | 28636.9507 | 29958.4296 | 29808.6375 | 29659.5943 | 29511.2963 | 29363.7398 | 29216.9211 | 29070.8365 | 28925.4823 | 28780.8549 | 28636.9507 | 1511.1368 | 3070.3031 | 4664.2311 | 6278.1078 | 7896.0222 | 9501.5767 | 11078.5457 | 12611.5388 | 14086.5993 | 15491.7174 | 1511.1368 | 1559.1663 | 1593.928 | 1613.8767 | 1617.9144 | 1605.5545 | 1576.969 | 1532.9931 | 1475.0605 | 1405.1181
Ind ¦ Condensate return | RET | I_Other Manufacturing >0.5 million m3/year | Ottawa and Surrounding | Process - Boiler/Steam | Industrial | NA | End Use Consumption (m^3/year) | 25 | 1.6724 | 1.6976 | 1.7164 | 1.73 | 1.7381 | 1.7378 | 1.7356 | 1.7356 | 1.7357 | 1.7357 | 0.070532 | 0.073026 | 0.07531 | 0.077423 | 0.079342 | 0.080918 | 0.082429 | 0.08408 | 0.085765 | 0.087483 | 0.042173 | 0.043016 | 0.043877 | 0.044754 | 0.045649 | 0.046562 | 0.047494 | 0.048443 | 0.049412 | 0.050401 | 0.028359 | 0.03001 | 0.031433 | 0.032669 | 0.033693 | 0.034355 | 0.034936 | 0.035637 | 0.036353 | 0.037082 | 28109.1438 | 27968.5981 | 27828.7551 | 27689.6114 | 27551.1633 | 27413.4075 | 27276.3404 | 27139.9587 | 27004.2589 | 26869.2377 | 28109.1438 | 27968.5981 | 27828.7551 | 27689.6114 | 27551.1633 | 27413.4075 | 27276.3404 | 27139.9587 | 27004.2589 | 26869.2377 | 229.8003 | 449.9177 | 655.9144 | 879.9718 | 1117.2925 | 1358.6468 | 1598.1972 | 1840.1917 | 2083.1807 | 2330.0386 | 229.8003 | 220.1174 | 205.9967 | 224.0574 | 237.3207 | 241.3543 | 239.5504 | 241.9945 | 242.989 | 246.8579
Ind ¦ Condensing boiler | RET | I_Other Manufacturing >0.5 million m3/year | Ottawa and Surrounding | Process - Boiler/Steam | Industrial | NA | End Use Consumption (m^3/year) | 20 | 3.224 | 3.2793 | 3.3205 | 3.3502 | 3.368 | 3.3674 | 3.3624 | 3.3624 | 3.3625 | 3.3625 | 0.3098 | 0.32141 | 0.33195 | 0.34163 | 0.35031 | 0.35725 | 0.36386 | 0.37114 | 0.37856 | 0.38614 | 0.09609 | 0.098012 | 0.099972 | 0.10197 | 0.10401 | 0.10609 | 0.10821 | 0.11038 | 0.11258 | 0.11484 | 0.21371 | 0.2234 | 0.23198 | 0.23966 | 0.2463 | 0.25116 | 0.25564 | 0.26076 | 0.26598 | 0.2713 | 62875.7165 | 62561.3379 | 62248.5312 | 61937.2886 | 61627.6021 | 61319.4641 | 61012.8668 | 60707.8024 | 60404.2634 | 60102.2421 | 62875.7165 | 62561.3379 | 62248.5312 | 61937.2886 | 61627.6021 | 61319.4641 | 61012.8668 | 60707.8024 | 60404.2634 | 60102.2421 | 2159.5464 | 4345.8998 | 6540.9902 | 8789.7244 | 11074.1274 | 13369.0714 | 15654.8108 | 17927.4396 | 20174.2343 | 22389.5199 | 2159.5464 | 2186.3535 | 2195.0904 | 2248.7342 | 2284.403 | 2294.944 | 2285.7394 | 2272.6288 | 2246.7947 | 2215.2856
Ind ¦ Condensing Economizer | RET | I_Other Manufacturing >0.5 million m3/year | Ottawa and Surrounding | Process - Boiler/Steam | Industrial | NA | End Use Consumption (m^3/year) | 15 | 3.7008 | 3.7778 | 3.835 | 3.8765 | 3.9012 | 3.9004 | 3.8934 | 3.8934 | 3.8935 | 3.8934 | 0.25535 | 0.26588 | 0.27531 | 0.28385 | 0.29137 | 0.29714 | 0.30254 | 0.30859 | 0.31477 | 0.32106 | 0.069 | 0.07038 | 0.071788 | 0.073223 | 0.074688 | 0.076182 | 0.077705 | 0.079259 | 0.080844 | 0.082461 | 0.18635 | 0.1955 | 0.20352 | 0.21063 | 0.21668 | 0.22096 | 0.22483 | 0.22933 | 0.23392 | 0.2386 | 49930.716 | 49681.0624 | 49432.6571 | 49185.4939 | 48939.5664 | 48694.8685 | 48451.3942 | 48209.1372 | 47968.0915 | 47728.2511 | 49930.716 | 49681.0624 | 49432.6571 | 49185.4939 | 48939.5664 | 48694.8685 | 48451.3942 | 48209.1372 | 47968.0915 | 47728.2511 | 2027.4877 | 4097.5714 | 6195.2802 | 8330.6404 | 10487.46 | 12645.3994 | 14786.1982 | 16899.0482 | 18969.5959 | 20987.3862 | 2027.4877 | 2070.0837 | 2097.7088 | 2135.3602 | 2156.8196 | 2157.9394 | 2140.7988 | 2112.85 | 2070.5478 | 2017.7903
Ind ¦ De-stratification fans | RET | I_Other Manufacturing >0.5 million m3/year | Ottawa and Surrounding | Space Heating/Ventilation | Industrial | NA | End Use Consumption (m^3/year) | 25 | 1.4153 | 1.437 | 1.4542 | 1.4672 | 1.4755 | 1.468 | 1.466 | 1.466 | 1.466 | 1.466 | 0.29918 | 0.30985 | 0.31983 | 0.32915 | 0.33764 | 0.34262 | 0.34902 | 0.356 | 0.36312 | 0.37037 | 0.2114 | 0.21563 | 0.21994 | 0.22434 | 0.22882 | 0.2334 | 0.23807 | 0.24283 | 0.24769 | 0.25264 | 0.087784 | 0.094223 | 0.099894 | 0.10482 | 0.10881 | 0.10922 | 0.11095 | 0.11317 | 0.11543 | 0.11773 | 71012.5739 | 70657.511 | 70304.2235 | 69952.7024 | 69602.9389 | 69254.9242 | 68908.6495 | 68564.1063 | 68221.2858 | 67880.1793 | 71012.5739 | 70657.511 | 70304.2235 | 69952.7024 | 69602.9389 | 69254.9242 | 68908.6495 | 68564.1063 | 68221.2858 | 67880.1793 | 193.8968 | 373.0251 | 531.3725 | 714.4539 | 915.3376 | 1121.0257 | 1323.4315 | 1528.5554 | 1734.4518 | 1945.1609 | 193.8968 | 179.1283 | 158.3474 | 183.0814 | 200.8837 | 205.6881 | 202.4058 | 205.1239 | 205.8964 | 210.7091
Ind ¦ Digester Gas | RET | I_Other Manufacturing >0.5 million m3/year | Ottawa and Surrounding | Process - Boiler/Steam | Industrial | NA | End Use Consumption (m^3/year) | 20 | 11.9533 | 12.1583 | 12.3108 | 12.4213 | 12.4871 | 12.4849 | 12.4664 | 12.4665 | 12.4667 | 12.4667 | 0.92939 | 0.96423 | 0.99586 | 1.0249 | 1.0509 | 1.0718 | 1.0916 | 1.1134 | 1.1357 | 1.1584 | 0.077752 | 0.079307 | 0.080893 | 0.082511 | 0.084161 | 0.085844 | 0.087561 | 0.089312 | 0.091099 | 0.092921 | 0.85164 | 0.88493 | 0.91497 | 0.94238 | 0.96676 | 0.98592 | 1.004 | 1.0241 | 1.0446 | 1.0655 | 44382.8587 | 44160.9444 | 43940.1397 | 43720.439 | 43501.8368 | 43284.3276 | 43067.906 | 42852.5664 | 42638.3036 | 42425.1121 | 44382.8587 | 44160.9444 | 43940.1397 | 43720.439 | 43501.8368 | 43284.3276 | 43067.906 | 42852.5664 | 42638.3036 | 42425.1121 | 2131.7814 | 4325.4415 | 6563.309 | 8830.8243 | 11107.3471 | 13370.8808 | 15599.9673 | 17775.4213 | 19878.85 | 21894.6224 | 2131.7814 | 2193.6601 | 2237.8675 | 2267.5153 | 2276.5228 | 2263.5336 | 2229.0865 | 2175.4541 | 2103.4287 | 2015.7724
Ind ¦ Direct contact hot water heaters | RET | I_Other Manufacturing >0.5 million m3/year | Ottawa and Surrounding | Process - Boiler/Steam | Industrial | NA | End Use Consumption (m^3/year) | 20 | 11.6065 | 11.8055 | 11.9537 | 12.0609 | 12.1248 | 12.1227 | 12.1047 | 12.1048 | 12.1049 | 12.105 | 0.46469 | 0.48212 | 0.49793 | 0.51244 | 0.52546 | 0.53588 | 0.54579 | 0.5567 | 0.56785 | 0.57921 | 0.040038 | 0.040838 | 0.041655 | 0.042488 | 0.043338 | 0.044205 | 0.045089 | 0.045991 | 0.04691 | 0.047849 | 0.42466 | 0.44128 | 0.45628 | 0.46996 | 0.48212 | 0.49168 | 0.5007 | 0.51071 | 0.52094 | 0.53136 | 53259.4304 | 52993.1333 | 52728.1676 | 52464.5268 | 52202.2041 | 51941.1931 | 51681.4872 | 51423.0797 | 51165.9643 | 50910.1345 | 53259.4304 | 52993.1333 | 52728.1676 | 52464.5268 | 52202.2041 | 51941.1931 | 51681.4872 | 51423.0797 | 51165.9643 | 50910.1345 | 2552.0202 | 5177.8479 | 7856.389 | 10570.5792 | 13295.8004 | 16005.7702 | 18674.8674 | 21280.2534 | 23799.9689 | 26215.3636 | 2552.0202 | 2625.8278 | 2678.5411 | 2714.1902 | 2725.2212 | 2709.9698 | 2669.0972 | 2605.386 | 2519.7155 | 2415.3947
Ind ¦ Energy Management and Process Improvement | RET | I_Other Manufacturing >0.5 million m3/year | Ottawa and Surrounding | Cross Cutting/Behavioural | Industrial | NA | End Use Consumption (m^3/year) | 15 | 3.6479 | 3.7238 | 3.7802 | 3.8211 | 3.8455 | 3.8447 | 3.8378 | 3.8378 | 3.8379 | 3.8378 | 0.25535 | 0.26588 | 0.27531 | 0.28385 | 0.29137 | 0.29714 | 0.30254 | 0.30859 | 0.31477 | 0.32106 | 0.07 | 0.0714 | 0.072828 | 0.074285 | 0.07577 | 0.077286 | 0.078831 | 0.080408 | 0.082016 | 0.083656 | 0.18535 | 0.19448 | 0.20248 | 0.20956 | 0.2156 | 0.21985 | 0.22371 | 0.22818 | 0.23275 | 0.2374 | 878410.7449 | 874018.6912 | 869648.5978 | 865300.3548 | 860973.853 | 856668.9837 | 852385.6388 | 848123.7106 | 843883.0921 | 839663.6766 | 878410.7449 | 874018.6912 | 869648.5978 | 865300.3548 | 860973.853 | 856668.9837 | 852385.6388 | 848123.7106 | 843883.0921 | 839663.6766 | 35497.0668 | 71732.4715 | 108439.5184 | 145814.9004 | 183571.2666 | 221352.5661 | 258839.925 | 295847.4658 | 332125.3989 | 367492.9322 | 35497.0668 | 36235.4047 | 36707.0469 | 37375.382 | 37756.3661 | 37781.2995 | 37487.3589 | 37007.5409 | 36277.933 | 35367.5333
Ind ¦ Exhaust gas heat recovery | RET | I_Other Manufacturing >0.5 million m3/year | Ottawa and Surrounding | Process Heat | Industrial | NA | End Use Consumption (m^3/year) | 15 | 5.3148 | 5.4254 | 5.5077 | 5.5672 | 5.6027 | 5.6015 | 5.5915 | 5.5916 | 5.5916 | 5.5916 | 0.44687 | 0.46529 | 0.48179 | 0.49674 | 0.5099 | 0.51999 | 0.52944 | 0.54003 | 0.55084 | 0.56185 | 0.084079 | 0.08576 | 0.087476 | 0.089225 | 0.09101 | 0.09283 | 0.094686 | 0.09658 | 0.098512 | 0.10048 | 0.36279 | 0.37953 | 0.39431 | 0.40751 | 0.41889 | 0.42716 | 0.43475 | 0.44345 | 0.45233 | 0.46137 | 483280.0169 | 480863.6168 | 478459.2987 | 476067.0022 | 473686.6672 | 471318.2339 | 468961.6427 | 466616.8345 | 464283.7503 | 461962.3316 | 483280.0169 | 480863.6168 | 478459.2987 | 476067.0022 | 473686.6672 | 471318.2339 | 468961.6427 | 466616.8345 | 464283.7503 | 461962.3316 | 21603.578 | 43751.757 | 66273.4683 | 89147.4481 | 112181.3317 | 135153.2849 | 157855.1892 | 180130.0374 | 201805.6566 | 222744.3227 | 21603.578 | 22148.1791 | 22521.7112 | 22873.9798 | 23033.8836 | 22971.9531 | 22701.9044 | 22274.8482 | 21675.6192 | 20938.6661
Ind ¦ Feedwater Economizers | RET | I_Other Manufacturing >0.5 million m3/year | Ottawa and Surrounding | Process - Boiler/Steam | Industrial | NA | End Use Consumption (m^3/year) | 20 | 2.418 | 2.4595 | 2.4903 | 2.5127 | 2.526 | 2.5256 | 2.5218 | 2.5218 | 2.5219 | 2.5219 | 0.12392 | 0.12856 | 0.13278 | 0.13665 | 0.14012 | 0.1429 | 0.14554 | 0.14845 | 0.15143 | 0.15445 | 0.051248 | 0.052273 | 0.053318 | 0.054385 | 0.055473 | 0.056582 | 0.057714 | 0.058868 | 0.060045 | 0.061246 | 0.07267 | 0.076292 | 0.079463 | 0.082267 | 0.084651 | 0.086319 | 0.087829 | 0.089587 | 0.091381 | 0.093209 | 33287.144 | 33120.7083 | 32955.1048 | 32790.3292 | 32626.3776 | 32463.2457 | 32300.9295 | 32139.4248 | 31978.7277 | 31818.8341 | 33287.144 | 33120.7083 | 32955.1048 | 32790.3292 | 32626.3776 | 32463.2457 | 32300.9295 | 32139.4248 | 31978.7277 | 31818.8341 | 867.3734 | 1734.1645 | 2592.5651 | 3479.6081 | 4387.8711 | 5303.9201 | 6218.1662 | 7133.5456 | 8045.8692 | 8956.3469 | 867.3734 | 866.7911 | 858.4006 | 887.043 | 908.2631 | 916.049 | 914.2461 | 915.3795 | 912.3236 | 910.4776
Ind ¦ Heat recovery to preheat make-up water | RET | I_Other Manufacturing >0.5 million m3/year | Ottawa and Surrounding | Process - Boiler/Steam | Industrial | NA | End Use Consumption (m^3/year) | 25 | 3.4769 | 3.5293 | 3.5683 | 3.5965 | 3.6134 | 3.6129 | 3.6082 | 3.6083 | 3.6084 | 3.6085 | 0.2116 | 0.21908 | 0.22593 | 0.23227 | 0.23803 | 0.24275 | 0.24729 | 0.25224 | 0.2573 | 0.26245 | 0.060857 | 0.062074 | 0.063316 | 0.064582 | 0.065874 | 0.067191 | 0.068535 | 0.069906 | 0.071304 | 0.07273 | 0.15074 | 0.157 | 0.16261 | 0.16769 | 0.17215 | 0.17556 | 0.17875 | 0.18234 | 0.18599 | 0.18972 | 69903.0024 | 69553.4874 | 69205.72 | 68859.6914 | 68515.3929 | 68172.816 | 67831.9519 | 67492.7921 | 67155.3282 | 66819.5515 | 69903.0024 | 69553.4874 | 69205.72 | 68859.6914 | 68515.3929 | 68172.816 | 67831.9519 | 67492.7921 | 67155.3282 | 66819.5515 | 2305.4707 | 4634.162 | 6967.804 | 9361.1671 | 11796.2679 | 14244.7524 | 16684.3871 | 19113.4533 | 21518.7058 | 23895.8955 | 2305.4707 | 2328.6913 | 2333.642 | 2393.3631 | 2435.1007 | 2448.4845 | 2439.6347 | 2429.0663 | 2405.2524 | 2377.1897
Ind ¦ High-efficiency burner | RET | I_Other Manufacturing >0.5 million m3/year | Ottawa and Surrounding | Process - Boiler/Steam | Industrial | NA | End Use Consumption (m^3/year) | 20 | 2.5792 | 2.6234 | 2.6564 | 2.6802 | 2.6944 | 2.6939 | 2.6899 | 2.6899 | 2.69 | 2.69 | 0.1549 | 0.16071 | 0.16598 | 0.17081 | 0.17515 | 0.17863 | 0.18193 | 0.18557 | 0.18928 | 0.19307 | 0.060056 | 0.061257 | 0.062483 | 0.063732 | 0.065007 | 0.066307 | 0.067633 | 0.068986 | 0.070366 | 0.071773 | 0.094842 | 0.099448 | 0.10349 | 0.10708 | 0.11015 | 0.11232 | 0.1143 | 0.11658 | 0.11892 | 0.1213 | 18862.7149 | 18768.4014 | 18674.5594 | 18581.1866 | 18488.2806 | 18395.8392 | 18303.86 | 18212.3407 | 18121.279 | 18030.6726 | 18862.7149 | 18768.4014 | 18674.5594 | 18581.1866 | 18488.2806 | 18395.8392 | 18303.86 | 18212.3407 | 18121.279 | 18030.6726 | 530.8141 | 1063.1844 | 1592.5452 | 2138.111 | 2695.5151 | 3257.2273 | 3817.7276 | 4378.1 | 4935.6738 | 5490.6297 | 530.8141 | 532.3704 | 529.3608 | 545.5658 | 557.4041 | 561.7122 | 560.5004 | 560.3723 | 557.5738 | 554.9558
Ind ¦ High-efficiency burners | RET | I_Other Manufacturing >0.5 million m3/year | Ottawa and Surrounding | Process Heat | Industrial | NA | End Use Consumption (m^3/year) | 20 | 8.928 | 9.0812 | 9.1951 | 9.2776 | 9.3267 | 9.3252 | 9.3113 | 9.3113 | 9.3115 | 9.3115 | 0.61959 | 0.64282 | 0.66391 | 0.68326 | 0.70062 | 0.71451 | 0.72771 | 0.74227 | 0.75713 | 0.77227 | 0.069398 | 0.070786 | 0.072202 | 0.073646 | 0.075119 | 0.076621 | 0.078154 | 0.079717 | 0.081311 | 0.082938 | 0.55019 | 0.57204 | 0.59171 | 0.60961 | 0.6255 | 0.63789 | 0.64956 | 0.66256 | 0.67582 | 0.68934 | 165696.0058 | 164867.5258 | 164043.1881 | 163222.9722 | 162406.8573 | 161594.823 | 160786.8489 | 159982.9147 | 159183.0001 | 158387.0851 | 165696.0058 | 164867.5258 | 164043.1881 | 163222.9722 | 162406.8573 | 161594.823 | 160786.8489 | 159982.9147 | 159183.0001 | 158387.0851 | 7742.829 | 15701.0526 | 23812.4976 | 32037.0029 | 40302.6505 | 48531.1779 | 56646.8814 | 64584.546 | 72279.4399 | 79677.0256 | 7742.829 | 7958.2236 | 8111.445 | 8224.5053 | 8265.6476 | 8228.5274 | 8115.7036 | 7937.6646 | 7694.8939 | 7397.5858
Ind ¦ High-efficiency furnaces | RET | I_Other Manufacturing >0.5 million m3/year | Ottawa and Surrounding | Process Heat | Industrial | NA | End Use Consumption (m^3/year) | 20 | 3.8688 | 3.9352 | 3.9846 | 4.0203 | 4.0416 | 4.0409 | 4.0349 | 4.0349 | 4.035 | 4.035 | 0.61959 | 0.64282 | 0.66391 | 0.68326 | 0.70062 | 0.71451 | 0.72771 | 0.74227 | 0.75713 | 0.77227 | 0.16015 | 0.16335 | 0.16662 | 0.16995 | 0.17335 | 0.17682 | 0.18036 | 0.18396 | 0.18764 | 0.19139 | 0.45944 | 0.47947 | 0.49729 | 0.51331 | 0.52726 | 0.53769 | 0.54736 | 0.55831 | 0.56949 | 0.58088 | 315611.4396 | 314033.3824 | 312463.2155 | 310900.8994 | 309346.3949 | 307799.6629 | 306260.6646 | 304729.3613 | 303205.7145 | 301689.6859 | 315611.4396 | 314033.3824 | 312463.2155 | 310900.8994 | 309346.3949 | 307799.6629 | 306260.6646 | 304729.3613 | 303205.7145 | 301689.6859 | 12029.8893 | 24267.8693 | 36622.7944 | 49232.5769 | 62002.3538 | 74802.1978 | 87521.1971 | 100114.2134 | 112501.3424 | 124633.6564 | 12029.8893 | 12237.98 | 12354.925 | 12609.7825 | 12769.777 | 12799.844 | 12718.9992 | 12593.0164 | 12387.129 | 12132.314
Ind ¦ High-efficiency ovens & dryers | RET | I_Other Manufacturing >0.5 million m3/year | Ottawa and Surrounding | Process Heat | Industrial | NA | End Use Consumption (m^3/year) | 20 | 3.3161 | 3.373 | 3.4153 | 3.446 | 3.4642 | 3.4636 | 3.4585 | 3.4585 | 3.4586 | 3.4586 | 0.37176 | 0.38569 | 0.39834 | 0.40996 | 0.42037 | 0.4287 | 0.43663 | 0.44536 | 0.45428 | 0.46336 | 0.11211 | 0.11435 | 0.11663 | 0.11897 | 0.12135 | 0.12377 | 0.12625 | 0.12877 | 0.13135 | 0.13398 | 0.25965 | 0.27135 | 0.28171 | 0.29099 | 0.29902 | 0.30493 | 0.31038 | 0.31659 | 0.32293 | 0.32939 | 331392.0116 | 329735.0515 | 328086.3763 | 326445.9444 | 324813.7146 | 323189.6461 | 321573.6978 | 319965.8294 | 318366.0002 | 316774.1702 | 331392.0116 | 329735.0515 | 328086.3763 | 326445.9444 | 324813.7146 | 323189.6461 | 321573.6978 | 319965.8294 | 318366.0002 | 316774.1702 | 11590.297 | 23337.3095 | 35154.0595 | 47240.5077 | 59508.879 | 71829.4719 | 84096.4349 | 96284.9755 | 108325.4273 | 120184.4322 | 11590.297 | 11747.0126 | 11816.75 | 12086.4482 | 12268.3714 | 12320.5929 | 12266.9629 | 12188.5406 | 12040.4518 | 11859.0049
Ind ¦ Insulation | RET | I_Other Manufacturing >0.5 million m3/year | Ottawa and Surrounding | Process - Boiler/Steam | Industrial | NA | End Use Consumption (m^3/year) | 15 | 5.3148 | 5.4254 | 5.5077 | 5.5672 | 5.6027 | 5.6015 | 5.5915 | 5.5916 | 5.5916 | 5.5916 | 0.12768 | 0.13294 | 0.13765 | 0.14192 | 0.14569 | 0.14857 | 0.15127 | 0.1543 | 0.15738 | 0.16053 | 0.024023 | 0.024503 | 0.024993 | 0.025493 | 0.026003 | 0.026523 | 0.027053 | 0.027594 | 0.028146 | 0.028709 | 0.10365 | 0.10844 | 0.11266 | 0.11643 | 0.11968 | 0.12205 | 0.12422 | 0.1267 | 0.12924 | 0.13182 | 48081.4302 | 47841.0231 | 47601.818 | 47363.8089 | 47126.9898 | 46891.3549 | 46656.8981 | 46423.6136 | 46191.4956 | 45960.5381 | 48081.4302 | 47841.0231 | 47601.818 | 47363.8089 | 47126.9898 | 46891.3549 | 46656.8981 | 46423.6136 | 46191.4956 | 45960.5381 | 2149.3356 | 4352.8534 | 6593.5338 | 8869.2614 | 11160.8978 | 13446.3727 | 15704.9806 | 17921.1007 | 20077.6036 | 22160.7872 | 2149.3356 | 2203.5178 | 2240.6805 | 2275.7276 | 2291.6364 | 2285.4749 | 2258.6078 | 2216.1201 | 2156.5029 | 2083.1836
Ind ¦ Optimize Combustion | RET | I_Other Manufacturing >0.5 million m3/year | Ottawa and Surrounding | Process Heat | Industrial | NA | End Use Consumption (m^3/year) | 7 | 3.0358 | 3.1544 | 3.2427 | 3.3066 | 3.3447 | 3.3434 | 3.3327 | 3.3328 | 3.3328 | 3.3327 | 0.068002 | 0.072072 | 0.075571 | 0.078601 | 0.081098 | 0.082688 | 0.08407 | 0.085754 | 0.087469 | 0.089216 | 0.0224 | 0.022848 | 0.023305 | 0.023771 | 0.024246 | 0.024731 | 0.025226 | 0.025731 | 0.026245 | 0.02677 | 0.045602 | 0.049224 | 0.052266 | 0.05483 | 0.056851 | 0.057957 | 0.058844 | 0.060023 | 0.061224 | 0.062445 | 138080.0048 | 137389.6048 | 136702.6568 | 136019.1435 | 135339.0478 | 134662.3525 | 133989.0408 | 133319.0956 | 132652.5001 | 131989.2376 | 138080.0048 | 137389.6048 | 136702.6568 | 136019.1435 | 135339.0478 | 134662.3525 | 133989.0408 | 133319.0956 | 132652.5001 | 131989.2376 | 6245.4967 | 12655.8502 | 19182.6068 | 25805.5271 | 32469.2381 | 39111.8885 | 45674.3377 | 52108.2027 | 58363.2536 | 64397.7886 | 6245.4967 | 6410.3535 | 6526.7567 | 6622.9203 | 6663.7111 | 6642.6504 | 6562.4491 | 6433.865 | 6255.0509 | 6034.535
Ind ¦ Radiant heaters | RET | I_Other Manufacturing >0.5 million m3/year | Ottawa and Surrounding | Space Heating/Ventilation | Industrial | NA | End Use Consumption (m^3/year) | 20 | 1.4656 | 1.4912 | 1.5115 | 1.5269 | 1.5367 | 1.5277 | 1.5255 | 1.5255 | 1.5255 | 1.5255 | 0.98582 | 1.0231 | 1.0578 | 1.0899 | 1.1188 | 1.1346 | 1.1555 | 1.1787 | 1.2022 | 1.2263 | 0.67263 | 0.68608 | 0.69981 | 0.7138 | 0.72808 | 0.74264 | 0.75749 | 0.77264 | 0.78809 | 0.80386 | 0.31319 | 0.33701 | 0.35795 | 0.37608 | 0.39073 | 0.39191 | 0.39804 | 0.40601 | 0.41413 | 0.42239 | 113176.2897 | 112610.4082 | 112047.3562 | 111487.1194 | 110929.6838 | 110375.0354 | 109823.1602 | 109274.0444 | 108727.6742 | 108184.0358 | 113176.2897 | 112610.4082 | 112047.3562 | 111487.1194 | 110929.6838 | 110375.0354 | 109823.1602 | 109274.0444 | 108727.6742 | 108184.0358 | 710.9299 | 1391.8016 | 2029.5165 | 2720.5021 | 3451.7341 | 4199.0664 | 4937.7948 | 5686.1386 | 6438.083 | 7205.9697 | 710.9299 | 680.8717 | 637.7149 | 690.9855 | 731.232 | 747.3323 | 738.7285 | 748.3438 | 751.9444 | 767.8867
Ind ¦ Reduce Steam Pressure | RET | I_Other Manufacturing >0.5 million m3/year | Ottawa and Surrounding | Process - Boiler/Steam | Industrial | NA | End Use Consumption (m^3/year) | 20 | 29.9803 | 30.4945 | 30.8771 | 31.154 | 31.3191 | 31.3138 | 31.2672 | 31.2674 | 31.2679 | 31.268 | 0.092939 | 0.096423 | 0.099586 | 0.10249 | 0.10509 | 0.10718 | 0.10916 | 0.11134 | 0.11357 | 0.11584 | 0.0031 | 0.003162 | 0.0032252 | 0.0032897 | 0.0033555 | 0.0034227 | 0.0034911 | 0.0035609 | 0.0036321 | 0.0037048 | 0.089839 | 0.093261 | 0.096361 | 0.099199 | 0.10174 | 0.10375 | 0.10567 | 0.10778 | 0.10994 | 0.11214 | 19972.2864 | 19872.425 | 19773.0629 | 19674.1975 | 19575.8266 | 19477.9474 | 19380.5577 | 19283.6549 | 19187.2366 | 19091.3004 | 19972.2864 | 19872.425 | 19773.0629 | 19674.1975 | 19575.8266 | 19477.9474 | 19380.5577 | 19283.6549 | 19187.2366 | 19091.3004 | 1018.9829 | 2069.8771 | 3143.4437 | 4229.6132 | 5317.4592 | 6395.7293 | 7453.3575 | 8479.9936 | 9466.2851 | 10404.3015 | 1018.9829 | 1050.8942 | 1073.5666 | 1086.1695 | 1087.846 | 1078.2701 | 1057.6282 | 1026.6361 | 986.2915 | 938.0164
Ind ¦ Regenerative Thermal Oxidizers | RET | I_Other Manufacturing >0.5 million m3/year | Ottawa and Surrounding | Process Heat | Industrial | NA | End Use Consumption (m^3/year) | 20 | 9.8324 | 10.0011 | 10.1266 | 10.2174 | 10.2715 | 10.2698 | 10.2545 | 10.2546 | 10.2547 | 10.2547 | 0.88198 | 0.91505 | 0.94507 | 0.97261 | 0.99732 | 1.0171 | 1.0359 | 1.0566 | 1.0778 | 1.0993 | 0.089702 | 0.091496 | 0.093325 | 0.095192 | 0.097096 | 0.099038 | 0.10102 | 0.10304 | 0.1051 | 0.1072 | 0.79228 | 0.82356 | 0.85174 | 0.87742 | 0.90022 | 0.91806 | 0.93487 | 0.95358 | 0.97267 | 0.99212 | 175495.9876 | 174618.5076 | 173745.4151 | 172876.688 | 172012.3046 | 171152.243 | 170296.4818 | 169444.9994 | 168597.7744 | 167754.7855 | 175495.9876 | 174618.5076 | 173745.4151 | 172876.688 | 172012.3046 | 171152.243 | 170296.4818 | 169444.9994 | 168597.7744 | 167754.7855 | 8283.8483 | 16801.8037 | 25486.5873 | 34290.2448 | 43134.6703 | 51935.5271 | 60610.9711 | 69089.4833 | 77300.9944 | 85186.2596 | 8283.8483 | 8517.9554 | 8684.7836 | 8803.6575 | 8844.4255 | 8800.8568 | 8675.444 | 8478.5122 | 8211.5111 | 7885.2652
Ind ¦ Steam trap survey and repair | RET | I_Other Manufacturing >0.5 million m3/year | Ottawa and Surrounding | Process - Boiler/Steam | Industrial | NA | End Use Consumption (m^3/year) | 3 | 0.74751 | 0.79708 | 0.84877 | 0.8911 | 0.91312 | 0.91238 | 0.90622 | 0.90625 | 0.90632 | 0.90624 | 0.023145 | 0.025173 | 0.027342 | 0.029279 | 0.030603 | 0.03119 | 0.031599 | 0.032232 | 0.032879 | 0.033534 | 0.030962 | 0.031582 | 0.032213 | 0.032858 | 0.033515 | 0.034185 | 0.034869 | 0.035566 | 0.036277 | 0.037003 | -0.0078176 | -0.0064086 | -0.0048715 | -0.0035782 | -0.0029118 | -0.0029954 | -0.00327 | -0.0033344 | -0.0033984 | -0.0034693 | 44382.8587 | 44160.9444 | 43940.1397 | 43720.439 | 43501.8368 | 43284.3276 | 43067.906 | 42852.5664 | 42638.3036 | 42425.1121 | 0 | 0 | 0 | 0 | 0 | 0 | 0 | 0 | 0 | 0 | 0 | 0 | 0 | 0 | 0 | 0 | 0 | 0 | 0 | 0 | 0 | 0 | 0 | 0 | 0 | 0 | 0 | 0 | 0 | 0
Ind ¦ Ventilation heat recovery | RET | I_Other Manufacturing >0.5 million m3/year | Ottawa and Surrounding | Space Heating/Ventilation | Industrial | NA | End Use Consumption (m^3/year) | 20 | 4.3968 | 4.4736 | 4.5345 | 4.5806 | 4.61 | 4.5832 | 4.5764 | 4.5765 | 4.5764 | 4.5764 | 0.49291 | 0.51155 | 0.52888 | 0.54494 | 0.5594 | 0.56728 | 0.57777 | 0.58933 | 0.60111 | 0.61313 | 0.11211 | 0.11435 | 0.11663 | 0.11897 | 0.12135 | 0.12377 | 0.12625 | 0.12877 | 0.13135 | 0.13398 | 0.3808 | 0.3972 | 0.41225 | 0.42598 | 0.43806 | 0.4435 | 0.45152 | 0.46055 | 0.46976 | 0.47915 | 115534.129 | 114956.4584 | 114381.6761 | 113809.7677 | 113240.7189 | 112674.5153 | 112111.1427 | 111550.587 | 110992.8341 | 110437.8699 | 115534.129 | 114956.4584 | 114381.6761 | 113809.7677 | 113240.7189 | 112674.5153 | 112111.1427 | 111550.587 | 110992.8341 | 110437.8699 | 4548.8976 | 9182.9837 | 13867.4382 | 18644.7278 | 23478.1503 | 28318.8984 | 33124.6046 | 37875.3389 | 42539.6831 | 47097.1142 | 4548.8976 | 4634.0861 | 4684.4545 | 4777.2896 | 4833.4225 | 4840.7481 | 4805.7062 | 4750.7342 | 4664.3442 | 4557.4311
Ind ¦ Ventilation optimization | RET | I_Other Manufacturing >0.5 million m3/year | Ottawa and Surrounding | Space Heating/Ventilation | Industrial | NA | End Use Consumption (m^3/year) | 15 | 2.256 | 2.3037 | 2.3416 | 2.3703 | 2.3886 | 2.3719 | 2.3677 | 2.3677 | 2.3677 | 2.3677 | 0.54194 | 0.56449 | 0.58524 | 0.60426 | 0.62109 | 0.62909 | 0.64054 | 0.65336 | 0.66642 | 0.67974 | 0.24023 | 0.24503 | 0.24993 | 0.25493 | 0.26003 | 0.26523 | 0.27053 | 0.27594 | 0.28146 | 0.28709 | 0.30171 | 0.31946 | 0.33531 | 0.34933 | 0.36107 | 0.36387 | 0.37 | 0.37741 | 0.38496 | 0.39265 | 133148.5761 | 132482.8332 | 131820.419 | 131161.3169 | 130505.5104 | 129852.9828 | 129203.7179 | 128557.6993 | 127914.9108 | 127275.3362 | 133148.5761 | 132482.8332 | 131820.419 | 131161.3169 | 130505.5104 | 129852.9828 | 129203.7179 | 128557.6993 | 127914.9108 | 127275.3362 | 3746.9227 | 7504.8311 | 11241.4954 | 15092.5479 | 19027.1654 | 22992.1926 | 26948.6658 | 30904.2352 | 34840.0506 | 38757.386 | 3746.9227 | 3757.9084 | 3736.6643 | 3851.0526 | 3934.6175 | 3965.0272 | 3956.4731 | 3955.5695 | 3935.8154 | 3917.3354
Ind ¦ Warehouse loading dock seals | RET | I_Other Manufacturing >0.5 million m3/year | Ottawa and Surrounding | Space Heating/Ventilation | Industrial | NA | End Use Consumption (m^3/year) | 10 | 0.65563 | 0.67466 | 0.68975 | 0.70118 | 0.70846 | 0.70181 | 0.70013 | 0.70014 | 0.70014 | 0.70012 | 0.098874 | 0.10378 | 0.10822 | 0.11222 | 0.11565 | 0.11685 | 0.11891 | 0.12129 | 0.12371 | 0.12618 | 0.15081 | 0.15382 | 0.1569 | 0.16004 | 0.16324 | 0.1665 | 0.16983 | 0.17323 | 0.1767 | 0.18023 | -0.051935 | -0.050045 | -0.048679 | -0.047824 | -0.047591 | -0.04965 | -0.050928 | -0.051945 | -0.052985 | -0.054047 | 42071.2515 | 41860.8952 | 41651.5907 | 41443.3328 | 41236.1161 | 41029.9355 | 40824.7859 | 40620.6619 | 40417.5586 | 40215.4708 | 0 | 0 | 0 | 0 | 0 | 0 | 0 | 0 | 0 | 0 | 0 | 0 | 0 | 0 | 0 | 0 | 0 | 0 | 0 | 0 | 0 | 0 | 0 | 0 | 0 | 0 | 0 | 0 | 0 | 0
Ind ¦ Boiler right sizing and load management | ROB | I_Other Manufacturing >0.5 million m3/year | Ottawa and Surrounding | Process - Boiler/Steam | Industrial | NA | End Use Consumption (m^3/year) | 25 | INF | INF | INF | INF | INF | INF | INF | INF | INF | INF | 0.35266 | 0.36513 | 0.37655 | 0.38712 | 0.39671 | 0.40459 | 0.41215 | 0.4204 | 0.42883 | 0.43741 | 0 | 0 | 0 | 0 | 0 | 0 | 0 | 0 | 0 | 0 | 0.35266 | 0.36513 | 0.37655 | 0.38712 | 0.39671 | 0.40459 | 0.41215 | 0.4204 | 0.42883 | 0.43741 | 97087.5034 | 96602.0659 | 96119.0555 | 95638.4603 | 95160.268 | 94684.4666 | 94211.0443 | 93739.9891 | 93271.2891 | 92804.9327 | 97087.5034 | 96602.0659 | 96119.0555 | 95638.4603 | 95160.268 | 94684.4666 | 94211.0443 | 93739.9891 | 93271.2891 | 92804.9327 | 2913.8721 | 5783.5823 | 8606.0924 | 11378.5172 | 14098.1771 | 16762.6389 | 19369.7467 | 21917.6419 | 24404.7745 | 26829.9073 | 2913.8721 | 2869.7101 | 2822.5101 | 2772.4249 | 2719.6599 | 2664.4618 | 2607.1078 | 2547.8951 | 2487.1327 | 2425.1328
Ind ¦ Advanced heating and process control ¦ New | NEW | I_Petroleum Refining | Ottawa and Surrounding | Process Heat | Industrial | NA | End Use Consumption (m^3/year) | 15 | 5.3148 | 5.4254 | 5.5077 | 5.5672 | 5.6027 | 5.6015 | 5.5915 | 5.5916 | 5.5916 | 5.5916 | 0.31919 | 0.33235 | 0.34413 | 0.35481 | 0.36422 | 0.37142 | 0.37817 | 0.38574 | 0.39346 | 0.40132 | 0.060056 | 0.061257 | 0.062483 | 0.063732 | 0.065007 | 0.066307 | 0.067633 | 0.068986 | 0.070366 | 0.071773 | 0.25913 | 0.27109 | 0.28165 | 0.29108 | 0.29921 | 0.30511 | 0.31054 | 0.31675 | 0.32309 | 0.32955 | 0 | 0 | 0 | 0 | 0 | 0 | 0 | 0 | 0 | 0 | 0 | 0 | 0 | 0 | 0 | 0 | 0 | 0 | 0 | 0 | 0 | 0 | 0 | 0 | 0 | 0 | 0 | 0 | 0 | 0 | 0 | 0 | 0 | 0 | 0 | 0 | 0 | 0 | 0 | 0
Ind ¦ Air compressor heat recovery ¦ New | NEW | I_Petroleum Refining | Ottawa and Surrounding | Space Heating/Ventilation | Industrial | NA | End Use Consumption (m^3/year) | 25 | 2.502 | 2.5404 | 2.5708 | 2.5939 | 2.6085 | 2.5951 | 2.5917 | 2.5918 | 2.5917 | 2.5917 | 0.78535 | 0.81335 | 0.83956 | 0.86403 | 0.8863 | 0.89938 | 0.91617 | 0.9345 | 0.95318 | 0.97223 | 0.31389 | 0.32017 | 0.32658 | 0.33311 | 0.33977 | 0.34656 | 0.3535 | 0.36057 | 0.36778 | 0.37513 | 0.47146 | 0.49318 | 0.51299 | 0.53092 | 0.54653 | 0.55281 | 0.56267 | 0.57393 | 0.58541 | 0.5971 | 0 | 0 | 0 | 0 | 0 | 0 | 0 | 0 | 0 | 0 | 0 | 0 | 0 | 0 | 0 | 0 | 0 | 0 | 0 | 0 | 0 | 0 | 0 | 0 | 0 | 0 | 0 | 0 | 0 | 0 | 0 | 0 | 0 | 0 | 0 | 0 | 0 | 0 | 0 | 0
Ind ¦ Air curtains ¦ New | NEW | I_Petroleum Refining | Ottawa and Surrounding | Space Heating/Ventilation | Industrial | NA | End Use Consumption (m^3/year) | 15 | 0.92289 | 0.94244 | 0.95793 | 0.96967 | 0.97714 | 0.97032 | 0.9686 | 0.96861 | 0.96861 | 0.96859 | 0.13548 | 0.14112 | 0.14631 | 0.15106 | 0.15527 | 0.15727 | 0.16013 | 0.16334 | 0.16661 | 0.16993 | 0.1468 | 0.14974 | 0.15274 | 0.15579 | 0.15891 | 0.16208 | 0.16533 | 0.16863 | 0.172 | 0.17544 | -0.01132 | -0.0086192 | -0.0064252 | -0.0047254 | -0.0036321 | -0.0048103 | -0.0051917 | -0.0052929 | -0.0053996 | -0.0055101 | 0 | 0 | 0 | 0 | 0 | 0 | 0 | 0 | 0 | 0 | 0 | 0 | 0 | 0 | 0 | 0 | 0 | 0 | 0 | 0 | 0 | 0 | 0 | 0 | 0 | 0 | 0 | 0 | 0 | 0 | 0 | 0 | 0 | 0 | 0 | 0 | 0 | 0 | 0 | 0
Ind ¦ Automated temperature control ¦ New | NEW | I_Petroleum Refining | Ottawa and Surrounding | Space Heating/Ventilation | Industrial | NA | End Use Consumption (m^3/year) | 25 | 1.1676 | 1.1855 | 1.1997 | 1.2105 | 1.2173 | 1.2111 | 1.2095 | 1.2095 | 1.2095 | 1.2095 | 0.26178 | 0.27112 | 0.27985 | 0.28801 | 0.29543 | 0.29979 | 0.30539 | 0.3115 | 0.31773 | 0.32408 | 0.22421 | 0.22869 | 0.23327 | 0.23793 | 0.24269 | 0.24755 | 0.2525 | 0.25755 | 0.2627 | 0.26795 | 0.037574 | 0.042423 | 0.046585 | 0.050076 | 0.052741 | 0.052247 | 0.052892 | 0.053952 | 0.055029 | 0.056126 | 0 | 0 | 0 | 0 | 0 | 0 | 0 | 0 | 0 | 0 | 0 | 0 | 0 | 0 | 0 | 0 | 0 | 0 | 0 | 0 | 0 | 0 | 0 | 0 | 0 | 0 | 0 | 0 | 0 | 0 | 0 | 0 | 0 | 0 | 0 | 0 | 0 | 0 | 0 | 0
Ind ¦ Condensing Economizer ¦ New | NEW | I_Petroleum Refining | Ottawa and Surrounding | Process - Boiler/Steam | Industrial | NA | End Use Consumption (m^3/year) | 15 | 3.7008 | 3.7778 | 3.835 | 3.8765 | 3.9012 | 3.9004 | 3.8934 | 3.8934 | 3.8935 | 3.8934 | 0.25535 | 0.26588 | 0.27531 | 0.28385 | 0.29137 | 0.29714 | 0.30254 | 0.30859 | 0.31477 | 0.32106 | 0.069 | 0.07038 | 0.071788 | 0.073223 | 0.074688 | 0.076182 | 0.077705 | 0.079259 | 0.080844 | 0.082461 | 0.18635 | 0.1955 | 0.20352 | 0.21063 | 0.21668 | 0.22096 | 0.22483 | 0.22933 | 0.23392 | 0.2386 | 0 | 0 | 0 | 0 | 0 | 0 | 0 | 0 | 0 | 0 | 0 | 0 | 0 | 0 | 0 | 0 | 0 | 0 | 0 | 0 | 0 | 0 | 0 | 0 | 0 | 0 | 0 | 0 | 0 | 0 | 0 | 0 | 0 | 0 | 0 | 0 | 0 | 0 | 0 | 0
Ind ¦ De-stratification fans ¦ New | NEW | I_Petroleum Refining | Ottawa and Surrounding | Space Heating/Ventilation | Industrial | NA | End Use Consumption (m^3/year) | 25 | 1.4153 | 1.437 | 1.4542 | 1.4672 | 1.4755 | 1.468 | 1.466 | 1.466 | 1.466 | 1.466 | 0.29918 | 0.30985 | 0.31983 | 0.32915 | 0.33764 | 0.34262 | 0.34902 | 0.356 | 0.36312 | 0.37037 | 0.2114 | 0.21563 | 0.21994 | 0.22434 | 0.22882 | 0.2334 | 0.23807 | 0.24283 | 0.24769 | 0.25264 | 0.087784 | 0.094223 | 0.099894 | 0.10482 | 0.10881 | 0.10922 | 0.11095 | 0.11317 | 0.11543 | 0.11773 | 0 | 0 | 0 | 0 | 0 | 0 | 0 | 0 | 0 | 0 | 0 | 0 | 0 | 0 | 0 | 0 | 0 | 0 | 0 | 0 | 0 | 0 | 0 | 0 | 0 | 0 | 0 | 0 | 0 | 0 | 0 | 0 | 0 | 0 | 0 | 0 | 0 | 0 | 0 | 0
Ind ¦ Energy Management and Process Improvement ¦ New | NEW | I_Petroleum Refining | Ottawa and Surrounding | Cross Cutting/Behavioural | Industrial | NA | End Use Consumption (m^3/year) | 15 | 3.6479 | 3.7238 | 3.7802 | 3.8211 | 3.8455 | 3.8447 | 3.8378 | 3.8378 | 3.8379 | 3.8378 | 0.25535 | 0.26588 | 0.27531 | 0.28385 | 0.29137 | 0.29714 | 0.30254 | 0.30859 | 0.31477 | 0.32106 | 0.07 | 0.0714 | 0.072828 | 0.074285 | 0.07577 | 0.077286 | 0.078831 | 0.080408 | 0.082016 | 0.083656 | 0.18535 | 0.19448 | 0.20248 | 0.20956 | 0.2156 | 0.21985 | 0.22371 | 0.22818 | 0.23275 | 0.2374 | 0 | 0 | 0 | 0 | 0 | 0 | 0 | 0 | 0 | 0 | 0 | 0 | 0 | 0 | 0 | 0 | 0 | 0 | 0 | 0 | 0 | 0 | 0 | 0 | 0 | 0 | 0 | 0 | 0 | 0 | 0 | 0 | 0 | 0 | 0 | 0 | 0 | 0 | 0 | 0
Ind ¦ Exhaust gas heat recovery ¦ New | NEW | I_Petroleum Refining | Ottawa and Surrounding | Process Heat | Industrial | NA | End Use Consumption (m^3/year) | 15 | 5.3148 | 5.4254 | 5.5077 | 5.5672 | 5.6027 | 5.6015 | 5.5915 | 5.5916 | 5.5916 | 5.5916 | 0.44687 | 0.46529 | 0.48179 | 0.49674 | 0.5099 | 0.51999 | 0.52944 | 0.54003 | 0.55084 | 0.56185 | 0.084079 | 0.08576 | 0.087476 | 0.089225 | 0.09101 | 0.09283 | 0.094686 | 0.09658 | 0.098512 | 0.10048 | 0.36279 | 0.37953 | 0.39431 | 0.40751 | 0.41889 | 0.42716 | 0.43475 | 0.44345 | 0.45233 | 0.46137 | 0 | 0 | 0 | 0 | 0 | 0 | 0 | 0 | 0 | 0 | 0 | 0 | 0 | 0 | 0 | 0 | 0 | 0 | 0 | 0 | 0 | 0 | 0 | 0 | 0 | 0 | 0 | 0 | 0 | 0 | 0 | 0 | 0 | 0 | 0 | 0 | 0 | 0 | 0 | 0
Ind ¦ High-efficiency burners ¦ New | NEW | I_Petroleum Refining | Ottawa and Surrounding | Process Heat | Industrial | NA | End Use Consumption (m^3/year) | 20 | 8.928 | 9.0812 | 9.1951 | 9.2776 | 9.3267 | 9.3252 | 9.3113 | 9.3113 | 9.3115 | 9.3115 | 0.61959 | 0.64282 | 0.66391 | 0.68326 | 0.70062 | 0.71451 | 0.72771 | 0.74227 | 0.75713 | 0.77227 | 0.069398 | 0.070786 | 0.072202 | 0.073646 | 0.075119 | 0.076621 | 0.078154 | 0.079717 | 0.081311 | 0.082938 | 0.55019 | 0.57204 | 0.59171 | 0.60961 | 0.6255 | 0.63789 | 0.64956 | 0.66256 | 0.67582 | 0.68934 | 0 | 0 | 0 | 0 | 0 | 0 | 0 | 0 | 0 | 0 | 0 | 0 | 0 | 0 | 0 | 0 | 0 | 0 | 0 | 0 | 0 | 0 | 0 | 0 | 0 | 0 | 0 | 0 | 0 | 0 | 0 | 0 | 0 | 0 | 0 | 0 | 0 | 0 | 0 | 0
Ind ¦ Insulation ¦ New | NEW | I_Petroleum Refining | Ottawa and Surrounding | Process Heat | Industrial | NA | End Use Consumption (m^3/year) | 15 | 5.3148 | 5.4254 | 5.5077 | 5.5672 | 5.6027 | 5.6015 | 5.5915 | 5.5916 | 5.5916 | 5.5916 | 0.12768 | 0.13294 | 0.13765 | 0.14192 | 0.14569 | 0.14857 | 0.15127 | 0.1543 | 0.15738 | 0.16053 | 0.024023 | 0.024503 | 0.024993 | 0.025493 | 0.026003 | 0.026523 | 0.027053 | 0.027594 | 0.028146 | 0.028709 | 0.10365 | 0.10844 | 0.11266 | 0.11643 | 0.11968 | 0.12205 | 0.12422 | 0.1267 | 0.12924 | 0.13182 | 0 | 0 | 0 | 0 | 0 | 0 | 0 | 0 | 0 | 0 | 0 | 0 | 0 | 0 | 0 | 0 | 0 | 0 | 0 | 0 | 0 | 0 | 0 | 0 | 0 | 0 | 0 | 0 | 0 | 0 | 0 | 0 | 0 | 0 | 0 | 0 | 0 | 0 | 0 | 0
Ind ¦ Radiant heaters ¦ New | NEW | I_Petroleum Refining | Ottawa and Surrounding | Space Heating/Ventilation | Industrial | NA | End Use Consumption (m^3/year) | 20 | 1.4656 | 1.4912 | 1.5115 | 1.5269 | 1.5367 | 1.5277 | 1.5255 | 1.5255 | 1.5255 | 1.5255 | 0.98582 | 1.0231 | 1.0578 | 1.0899 | 1.1188 | 1.1346 | 1.1555 | 1.1787 | 1.2022 | 1.2263 | 0.67263 | 0.68608 | 0.69981 | 0.7138 | 0.72808 | 0.74264 | 0.75749 | 0.77264 | 0.78809 | 0.80386 | 0.31319 | 0.33701 | 0.35795 | 0.37608 | 0.39073 | 0.39191 | 0.39804 | 0.40601 | 0.41413 | 0.42239 | 0 | 0 | 0 | 0 | 0 | 0 | 0 | 0 | 0 | 0 | 0 | 0 | 0 | 0 | 0 | 0 | 0 | 0 | 0 | 0 | 0 | 0 | 0 | 0 | 0 | 0 | 0 | 0 | 0 | 0 | 0 | 0 | 0 | 0 | 0 | 0 | 0 | 0 | 0 | 0
Ind ¦ Reduce Steam Pressure ¦ New | NEW | I_Petroleum Refining | Ottawa and Surrounding | Process - Boiler/Steam | Industrial | NA | End Use Consumption (m^3/year) | 20 | 29.9803 | 30.4945 | 30.8771 | 31.154 | 31.3191 | 31.3138 | 31.2672 | 31.2674 | 31.2679 | 31.268 | 0.092939 | 0.096423 | 0.099586 | 0.10249 | 0.10509 | 0.10718 | 0.10916 | 0.11134 | 0.11357 | 0.11584 | 0.0031 | 0.003162 | 0.0032252 | 0.0032897 | 0.0033555 | 0.0034227 | 0.0034911 | 0.0035609 | 0.0036321 | 0.0037048 | 0.089839 | 0.093261 | 0.096361 | 0.099199 | 0.10174 | 0.10375 | 0.10567 | 0.10778 | 0.10994 | 0.11214 | 0 | 0 | 0 | 0 | 0 | 0 | 0 | 0 | 0 | 0 | 0 | 0 | 0 | 0 | 0 | 0 | 0 | 0 | 0 | 0 | 0 | 0 | 0 | 0 | 0 | 0 | 0 | 0 | 0 | 0 | 0 | 0 | 0 | 0 | 0 | 0 | 0 | 0 | 0 | 0
Ind ¦ Ventilation heat recovery ¦ New | NEW | I_Petroleum Refining | Ottawa and Surrounding | Space Heating/Ventilation | Industrial | NA | End Use Consumption (m^3/year) | 20 | 4.3968 | 4.4736 | 4.5345 | 4.5806 | 4.61 | 4.5832 | 4.5764 | 4.5765 | 4.5764 | 4.5764 | 0.49291 | 0.51155 | 0.52888 | 0.54494 | 0.5594 | 0.56728 | 0.57777 | 0.58933 | 0.60111 | 0.61313 | 0.11211 | 0.11435 | 0.11663 | 0.11897 | 0.12135 | 0.12377 | 0.12625 | 0.12877 | 0.13135 | 0.13398 | 0.3808 | 0.3972 | 0.41225 | 0.42598 | 0.43806 | 0.4435 | 0.45152 | 0.46055 | 0.46976 | 0.47915 | 0 | 0 | 0 | 0 | 0 | 0 | 0 | 0 | 0 | 0 | 0 | 0 | 0 | 0 | 0 | 0 | 0 | 0 | 0 | 0 | 0 | 0 | 0 | 0 | 0 | 0 | 0 | 0 | 0 | 0 | 0 | 0 | 0 | 0 | 0 | 0 | 0 | 0 | 0 | 0
Ind ¦ Ventilation optimization ¦ New | NEW | I_Petroleum Refining | Ottawa and Surrounding | Space Heating/Ventilation | Industrial | NA | End Use Consumption (m^3/year) | 15 | 2.256 | 2.3037 | 2.3416 | 2.3703 | 2.3886 | 2.3719 | 2.3677 | 2.3677 | 2.3677 | 2.3677 | 0.54194 | 0.56449 | 0.58524 | 0.60426 | 0.62109 | 0.62909 | 0.64054 | 0.65336 | 0.66642 | 0.67974 | 0.24023 | 0.24503 | 0.24993 | 0.25493 | 0.26003 | 0.26523 | 0.27053 | 0.27594 | 0.28146 | 0.28709 | 0.30171 | 0.31946 | 0.33531 | 0.34933 | 0.36107 | 0.36387 | 0.37 | 0.37741 | 0.38496 | 0.39265 | 0 | 0 | 0 | 0 | 0 | 0 | 0 | 0 | 0 | 0 | 0 | 0 | 0 | 0 | 0 | 0 | 0 | 0 | 0 | 0 | 0 | 0 | 0 | 0 | 0 | 0 | 0 | 0 | 0 | 0 | 0 | 0 | 0 | 0 | 0 | 0 | 0 | 0 | 0 | 0
Ind ¦ Warehouse loading dock seals ¦ New | NEW | I_Petroleum Refining | Ottawa and Surrounding | Space Heating/Ventilation | Industrial | NA | End Use Consumption (m^3/year) | 10 | 0.65563 | 0.67466 | 0.68975 | 0.70118 | 0.70846 | 0.70181 | 0.70013 | 0.70014 | 0.70014 | 0.70012 | 0.098874 | 0.10378 | 0.10822 | 0.11222 | 0.11565 | 0.11685 | 0.11891 | 0.12129 | 0.12371 | 0.12618 | 0.15081 | 0.15382 | 0.1569 | 0.16004 | 0.16324 | 0.1665 | 0.16983 | 0.17323 | 0.1767 | 0.18023 | -0.051935 | -0.050045 | -0.048679 | -0.047824 | -0.047591 | -0.04965 | -0.050928 | -0.051945 | -0.052985 | -0.054047 | 0 | 0 | 0 | 0 | 0 | 0 | 0 | 0 | 0 | 0 | 0 | 0 | 0 | 0 | 0 | 0 | 0 | 0 | 0 | 0 | 0 | 0 | 0 | 0 | 0 | 0 | 0 | 0 | 0 | 0 | 0 | 0 | 0 | 0 | 0 | 0 | 0 | 0 | 0 | 0
Ind ¦ Advanced heating and process control | RET | I_Petroleum Refining | Ottawa and Surrounding | Process Heat | Industrial | NA | End Use Consumption (m^3/year) | 15 | 5.3148 | 5.4254 | 5.5077 | 5.5672 | 5.6027 | 5.6015 | 5.5915 | 5.5916 | 5.5916 | 5.5916 | 0.31919 | 0.33235 | 0.34413 | 0.35481 | 0.36422 | 0.37142 | 0.37817 | 0.38574 | 0.39346 | 0.40132 | 0.060056 | 0.061257 | 0.062483 | 0.063732 | 0.065007 | 0.066307 | 0.067633 | 0.068986 | 0.070366 | 0.071773 | 0.25913 | 0.27109 | 0.28165 | 0.29108 | 0.29921 | 0.30511 | 0.31054 | 0.31675 | 0.32309 | 0.32955 | 1584.3077 | 1562.1274 | 1540.2576 | 1518.694 | 1497.4323 | 1476.4682 | 1455.7977 | 1435.4165 | 1415.3207 | 1395.5062 | 1584.3077 | 1562.1274 | 1540.2576 | 1518.694 | 1497.4323 | 1476.4682 | 1455.7977 | 1435.4165 | 1415.3207 | 1395.5062 | 70.1811 | 141.4806 | 213.3268 | 285.6367 | 357.7934 | 429.1053 | 498.9413 | 566.8439 | 632.3221 | 703.4454 | 70.1811 | 71.2995 | 71.8462 | 72.3099 | 72.1568 | 71.3118 | 69.8361 | 67.9026 | 65.4782 | 71.1234
Ind ¦ Air compressor heat recovery | RET | I_Petroleum Refining | Ottawa and Surrounding | Space Heating/Ventilation | Industrial | NA | End Use Consumption (m^3/year) | 25 | 2.502 | 2.5404 | 2.5708 | 2.5939 | 2.6085 | 2.5951 | 2.5917 | 2.5918 | 2.5917 | 2.5917 | 0.78535 | 0.81335 | 0.83956 | 0.86403 | 0.8863 | 0.89938 | 0.91617 | 0.9345 | 0.95318 | 0.97223 | 0.31389 | 0.32017 | 0.32658 | 0.33311 | 0.33977 | 0.34656 | 0.3535 | 0.36057 | 0.36778 | 0.37513 | 0.47146 | 0.49318 | 0.51299 | 0.53092 | 0.54653 | 0.55281 | 0.56267 | 0.57393 | 0.58541 | 0.5971 | 8.333 | 8.2164 | 8.1014 | 7.9879 | 7.8761 | 7.7658 | 7.6571 | 7.5499 | 7.4442 | 7.34 | 8.333 | 8.2164 | 8.1014 | 7.9879 | 7.8761 | 7.7658 | 7.6571 | 7.5499 | 7.4442 | 7.34 | 0.16973 | 0.33622 | 0.49778 | 0.66442 | 0.83439 | 1.0045 | 1.1727 | 1.3401 | 1.5059 | 1.6857 | 0.16973 | 0.16649 | 0.16156 | 0.16663 | 0.16997 | 0.17014 | 0.16821 | 0.16737 | 0.16583 | 0.17979
Ind ¦ Air curtains | RET | I_Petroleum Refining | Ottawa and Surrounding | Space Heating/Ventilation | Industrial | NA | End Use Consumption (m^3/year) | 15 | 0.92289 | 0.94244 | 0.95793 | 0.96967 | 0.97714 | 0.97032 | 0.9686 | 0.96861 | 0.96861 | 0.96859 | 0.13548 | 0.14112 | 0.14631 | 0.15106 | 0.15527 | 0.15727 | 0.16013 | 0.16334 | 0.16661 | 0.16993 | 0.1468 | 0.14974 | 0.15274 | 0.15579 | 0.15891 | 0.16208 | 0.16533 | 0.16863 | 0.172 | 0.17544 | -0.01132 | -0.0086192 | -0.0064252 | -0.0047254 | -0.0036321 | -0.0048103 | -0.0051917 | -0.0052929 | -0.0053996 | -0.0055101 | 4.9601 | 4.8907 | 4.8222 | 4.7547 | 4.6882 | 4.6225 | 4.5578 | 4.494 | 4.4311 | 4.369 | 0 | 0 | 0 | 0 | 0 | 0 | 0 | 0 | 0 | 0 | 0 | 0 | 0 | 0 | 0 | 0 | 0 | 0 | 0 | 0 | 0 | 0 | 0 | 0 | 0 | 0 | 0 | 0 | 0 | 0
Ind ¦ Automated temperature control | RET | I_Petroleum Refining | Ottawa and Surrounding | Space Heating/Ventilation | Industrial | NA | End Use Consumption (m^3/year) | 25 | 1.1676 | 1.1855 | 1.1997 | 1.2105 | 1.2173 | 1.2111 | 1.2095 | 1.2095 | 1.2095 | 1.2095 | 0.26178 | 0.27112 | 0.27985 | 0.28801 | 0.29543 | 0.29979 | 0.30539 | 0.3115 | 0.31773 | 0.32408 | 0.22421 | 0.22869 | 0.23327 | 0.23793 | 0.24269 | 0.24755 | 0.2525 | 0.25755 | 0.2627 | 0.26795 | 0.037574 | 0.042423 | 0.046585 | 0.050076 | 0.052741 | 0.052247 | 0.052892 | 0.053952 | 0.055029 | 0.056126 | 6.4298 | 6.3398 | 6.251 | 6.1635 | 6.0772 | 5.9922 | 5.9083 | 5.8256 | 5.744 | 5.6636 | 6.4298 | 6.3398 | 6.251 | 6.1635 | 6.0772 | 5.9922 | 5.9083 | 5.8256 | 5.744 | 5.6636 | 0.0038783 | 0.0072247 | 0.0099575 | 0.01338 | 0.017355 | 0.02145 | 0.025403 | 0.029406 | 0.033398 | 0.037873 | 0.0038783 | 0.0033463 | 0.0027329 | 0.0034227 | 0.0039751 | 0.0040947 | 0.0039528 | 0.0040034 | 0.0039917 | 0.004475
Ind ¦ Condensing Economizer | RET | I_Petroleum Refining | Ottawa and Surrounding | Process - Boiler/Steam | Industrial | NA | End Use Consumption (m^3/year) | 15 | 3.7008 | 3.7778 | 3.835 | 3.8765 | 3.9012 | 3.9004 | 3.8934 | 3.8934 | 3.8935 | 3.8934 | 0.25535 | 0.26588 | 0.27531 | 0.28385 | 0.29137 | 0.29714 | 0.30254 | 0.30859 | 0.31477 | 0.32106 | 0.069 | 0.07038 | 0.071788 | 0.073223 | 0.074688 | 0.076182 | 0.077705 | 0.079259 | 0.080844 | 0.082461 | 0.18635 | 0.1955 | 0.20352 | 0.21063 | 0.21668 | 0.22096 | 0.22483 | 0.22933 | 0.23392 | 0.2386 | 459.6403 | 453.2053 | 446.8605 | 440.6044 | 434.4359 | 428.3538 | 422.3569 | 416.4439 | 410.6137 | 404.8651 | 459.6403 | 453.2053 | 446.8605 | 440.6044 | 434.4359 | 428.3538 | 422.3569 | 416.4439 | 410.6137 | 404.8651 | 18.4953 | 37.2084 | 55.9998 | 74.9553 | 93.9282 | 112.7392 | 131.232 | 149.3183 | 166.8822 | 185.9768 | 18.4953 | 18.7131 | 18.7913 | 18.9556 | 18.9729 | 18.811 | 18.4928 | 18.0863 | 17.5639 | 19.0946
Ind ¦ De-stratification fans | RET | I_Petroleum Refining | Ottawa and Surrounding | Space Heating/Ventilation | Industrial | NA | End Use Consumption (m^3/year) | 25 | 1.4153 | 1.437 | 1.4542 | 1.4672 | 1.4755 | 1.468 | 1.466 | 1.466 | 1.466 | 1.466 | 0.29918 | 0.30985 | 0.31983 | 0.32915 | 0.33764 | 0.34262 | 0.34902 | 0.356 | 0.36312 | 0.37037 | 0.2114 | 0.21563 | 0.21994 | 0.22434 | 0.22882 | 0.2334 | 0.23807 | 0.24283 | 0.24769 | 0.25264 | 0.087784 | 0.094223 | 0.099894 | 0.10482 | 0.10881 | 0.10922 | 0.11095 | 0.11317 | 0.11543 | 0.11773 | 4.703 | 4.6371 | 4.5722 | 4.5082 | 4.4451 | 4.3828 | 4.3215 | 4.261 | 4.2013 | 4.1425 | 4.703 | 4.6371 | 4.5722 | 4.5082 | 4.4451 | 4.3828 | 4.3215 | 4.261 | 4.2013 | 4.1425 | 0.012725 | 0.024375 | 0.034579 | 0.046272 | 0.058985 | 0.071884 | 0.084463 | 0.097095 | 0.10966 | 0.12335 | 0.012725 | 0.01165 | 0.010205 | 0.011692 | 0.012713 | 0.012899 | 0.012579 | 0.012632 | 0.012565 | 0.013688
Ind ¦ Energy Management and Process Improvement | RET | I_Petroleum Refining | Ottawa and Surrounding | Cross Cutting/Behavioural | Industrial | NA | End Use Consumption (m^3/year) | 15 | 3.6479 | 3.7238 | 3.7802 | 3.8211 | 3.8455 | 3.8447 | 3.8378 | 3.8378 | 3.8379 | 3.8378 | 0.25535 | 0.26588 | 0.27531 | 0.28385 | 0.29137 | 0.29714 | 0.30254 | 0.30859 | 0.31477 | 0.32106 | 0.07 | 0.0714 | 0.072828 | 0.074285 | 0.07577 | 0.077286 | 0.078831 | 0.080408 | 0.082016 | 0.083656 | 0.18535 | 0.19448 | 0.20248 | 0.20956 | 0.2156 | 0.21985 | 0.22371 | 0.22818 | 0.23275 | 0.2374 | 4857.5761 | 4789.5701 | 4722.5161 | 4656.4008 | 4591.2112 | 4526.9343 | 4463.5572 | 4401.0674 | 4339.4525 | 4278.7001 | 4857.5761 | 4789.5701 | 4722.5161 | 4656.4008 | 4591.2112 | 4526.9343 | 4463.5572 | 4401.0674 | 4339.4525 | 4278.7001 | 194.5218 | 391.2936 | 588.8235 | 788.1307 | 987.6483 | 1185.4919 | 1380.0206 | 1570.3223 | 1755.1849 | 1954.1854 | 194.5218 | 196.7718 | 197.5299 | 199.3072 | 199.5177 | 197.8435 | 194.5287 | 190.3018 | 184.8626 | 199.0005
Ind ¦ Exhaust gas heat recovery | RET | I_Petroleum Refining | Ottawa and Surrounding | Process Heat | Industrial | NA | End Use Consumption (m^3/year) | 15 | 5.3148 | 5.4254 | 5.5077 | 5.5672 | 5.6027 | 5.6015 | 5.5915 | 5.5916 | 5.5916 | 5.5916 | 0.44687 | 0.46529 | 0.48179 | 0.49674 | 0.5099 | 0.51999 | 0.52944 | 0.54003 | 0.55084 | 0.56185 | 0.084079 | 0.08576 | 0.087476 | 0.089225 | 0.09101 | 0.09283 | 0.094686 | 0.09658 | 0.098512 | 0.10048 | 0.36279 | 0.37953 | 0.39431 | 0.40751 | 0.41889 | 0.42716 | 0.43475 | 0.44345 | 0.45233 | 0.46137 | 2772.5385 | 2733.723 | 2695.4508 | 2657.7145 | 2620.5065 | 2583.8194 | 2547.646 | 2511.9789 | 2476.8112 | 2442.1359 | 2772.5385 | 2733.723 | 2695.4508 | 2657.7145 | 2620.5065 | 2583.8194 | 2547.646 | 2511.9789 | 2476.8112 | 2442.1359 | 122.8169 | 247.591 | 373.3218 | 499.8642 | 626.1385 | 750.9342 | 873.1473 | 991.9768 | 1106.5637 | 1232.0529 | 122.8169 | 124.7741 | 125.7308 | 126.5423 | 126.2743 | 124.7957 | 122.2131 | 118.8295 | 114.5868 | 125.4892
Ind ¦ High-efficiency burners | RET | I_Petroleum Refining | Ottawa and Surrounding | Process Heat | Industrial | NA | End Use Consumption (m^3/year) | 20 | 8.928 | 9.0812 | 9.1951 | 9.2776 | 9.3267 | 9.3252 | 9.3113 | 9.3113 | 9.3115 | 9.3115 | 0.61959 | 0.64282 | 0.66391 | 0.68326 | 0.70062 | 0.71451 | 0.72771 | 0.74227 | 0.75713 | 0.77227 | 0.069398 | 0.070786 | 0.072202 | 0.073646 | 0.075119 | 0.076621 | 0.078154 | 0.079717 | 0.081311 | 0.082938 | 0.55019 | 0.57204 | 0.59171 | 0.60961 | 0.6255 | 0.63789 | 0.64956 | 0.66256 | 0.67582 | 0.68934 | 950.5846 | 937.2764 | 924.1546 | 911.2164 | 898.4594 | 885.8809 | 873.4786 | 861.2499 | 849.1924 | 837.3037 | 950.5846 | 937.2764 | 924.1546 | 911.2164 | 898.4594 | 885.8809 | 873.4786 | 861.2499 | 849.1924 | 837.3037 | 44.0182 | 88.8517 | 134.135 | 179.6342 | 224.9474 | 269.6491 | 313.3391 | 355.6841 | 396.3627 | 442.1662 | 44.0182 | 44.8335 | 45.2833 | 45.4992 | 45.3132 | 44.7017 | 43.69 | 42.345 | 40.6786 | 45.8035
Ind ¦ Insulation | RET | I_Petroleum Refining | Ottawa and Surrounding | Process Heat | Industrial | NA | End Use Consumption (m^3/year) | 15 | 5.3148 | 5.4254 | 5.5077 | 5.5672 | 5.6027 | 5.6015 | 5.5915 | 5.5916 | 5.5916 | 5.5916 | 0.12768 | 0.13294 | 0.13765 | 0.14192 | 0.14569 | 0.14857 | 0.15127 | 0.1543 | 0.15738 | 0.16053 | 0.024023 | 0.024503 | 0.024993 | 0.025493 | 0.026003 | 0.026523 | 0.027053 | 0.027594 | 0.028146 | 0.028709 | 0.10365 | 0.10844 | 0.11266 | 0.11643 | 0.11968 | 0.12205 | 0.12422 | 0.1267 | 0.12924 | 0.13182 | 214.4988 | 211.4958 | 208.5349 | 205.6154 | 202.7368 | 199.8985 | 197.0999 | 194.3405 | 191.6197 | 188.937 | 214.4988 | 211.4958 | 208.5349 | 205.6154 | 202.7368 | 199.8985 | 197.0999 | 194.3405 | 191.6197 | 188.937 | 9.5018 | 19.155 | 28.8822 | 38.6722 | 48.4415 | 58.0964 | 67.5515 | 76.7448 | 85.6098 | 95.5859 | 9.5018 | 9.6532 | 9.7272 | 9.79 | 9.7693 | 9.6549 | 9.4551 | 9.1933 | 8.8651 | 9.9761
Ind ¦ Radiant heaters | RET | I_Petroleum Refining | Ottawa and Surrounding | Space Heating/Ventilation | Industrial | NA | End Use Consumption (m^3/year) | 20 | 1.4656 | 1.4912 | 1.5115 | 1.5269 | 1.5367 | 1.5277 | 1.5255 | 1.5255 | 1.5255 | 1.5255 | 0.98582 | 1.0231 | 1.0578 | 1.0899 | 1.1188 | 1.1346 | 1.1555 | 1.1787 | 1.2022 | 1.2263 | 0.67263 | 0.68608 | 0.69981 | 0.7138 | 0.72808 | 0.74264 | 0.75749 | 0.77264 | 0.78809 | 0.80386 | 0.31319 | 0.33701 | 0.35795 | 0.37608 | 0.39073 | 0.39191 | 0.39804 | 0.40601 | 0.41413 | 0.42239 | 7.4953 | 7.3904 | 7.2869 | 7.1849 | 7.0843 | 6.9851 | 6.8874 | 6.7909 | 6.6959 | 6.6021 | 7.4953 | 7.3904 | 7.2869 | 7.1849 | 7.0843 | 6.9851 | 6.8874 | 6.7909 | 6.6959 | 6.6021 | 0.046657 | 0.090937 | 0.13204 | 0.17616 | 0.22244 | 0.26931 | 0.31522 | 0.3613 | 0.40719 | 0.45631 | 0.046657 | 0.04428 | 0.041098 | 0.044129 | 0.046276 | 0.046868 | 0.045909 | 0.046086 | 0.045889 | 0.049116
Ind ¦ Reduce Steam Pressure | RET | I_Petroleum Refining | Ottawa and Surrounding | Process - Boiler/Steam | Industrial | NA | End Use Consumption (m^3/year) | 20 | 29.9803 | 30.4945 | 30.8771 | 31.154 | 31.3191 | 31.3138 | 31.2672 | 31.2674 | 31.2679 | 31.268 | 0.092939 | 0.096423 | 0.099586 | 0.10249 | 0.10509 | 0.10718 | 0.10916 | 0.11134 | 0.11357 | 0.11584 | 0.0031 | 0.003162 | 0.0032252 | 0.0032897 | 0.0033555 | 0.0034227 | 0.0034911 | 0.0035609 | 0.0036321 | 0.0037048 | 0.089839 | 0.093261 | 0.096361 | 0.099199 | 0.10174 | 0.10375 | 0.10567 | 0.10778 | 0.10994 | 0.11214 | 91.9281 | 90.6411 | 89.3721 | 88.1209 | 86.8872 | 85.6708 | 84.4714 | 83.2888 | 82.1227 | 80.973 | 91.9281 | 90.6411 | 89.3721 | 88.1209 | 86.8872 | 85.6708 | 84.4714 | 83.2888 | 82.1227 | 80.973 | 4.6477 | 9.3977 | 14.2062 | 19.0271 | 23.8119 | 28.5116 | 33.0796 | 37.4737 | 41.6569 | 46.2659 | 4.6477 | 4.7499 | 4.8085 | 4.821 | 4.7847 | 4.6997 | 4.568 | 4.3941 | 4.1832 | 4.609
Ind ¦ Ventilation heat recovery | RET | I_Petroleum Refining | Ottawa and Surrounding | Space Heating/Ventilation | Industrial | NA | End Use Consumption (m^3/year) | 20 | 4.3968 | 4.4736 | 4.5345 | 4.5806 | 4.61 | 4.5832 | 4.5764 | 4.5765 | 4.5764 | 4.5764 | 0.49291 | 0.51155 | 0.52888 | 0.54494 | 0.5594 | 0.56728 | 0.57777 | 0.58933 | 0.60111 | 0.61313 | 0.11211 | 0.11435 | 0.11663 | 0.11897 | 0.12135 | 0.12377 | 0.12625 | 0.12877 | 0.13135 | 0.13398 | 0.3808 | 0.3972 | 0.41225 | 0.42598 | 0.43806 | 0.4435 | 0.45152 | 0.46055 | 0.46976 | 0.47915 | 7.6515 | 7.5444 | 7.4387 | 7.3346 | 7.2319 | 7.1307 | 7.0308 | 6.9324 | 6.8354 | 6.7397 | 7.6515 | 7.5444 | 7.4387 | 7.3346 | 7.2319 | 7.1307 | 7.0308 | 6.9324 | 6.8354 | 6.7397 | 0.29854 | 0.59991 | 0.90181 | 1.2069 | 1.5128 | 1.8164 | 2.115 | 2.4076 | 2.6922 | 3.0007 | 0.29854 | 0.30138 | 0.3019 | 0.30509 | 0.30589 | 0.30358 | 0.29865 | 0.29257 | 0.28465 | 0.30842
Ind ¦ Ventilation optimization | RET | I_Petroleum Refining | Ottawa and Surrounding | Space Heating/Ventilation | Industrial | NA | End Use Consumption (m^3/year) | 15 | 2.256 | 2.3037 | 2.3416 | 2.3703 | 2.3886 | 2.3719 | 2.3677 | 2.3677 | 2.3677 | 2.3677 | 0.54194 | 0.56449 | 0.58524 | 0.60426 | 0.62109 | 0.62909 | 0.64054 | 0.65336 | 0.66642 | 0.67974 | 0.24023 | 0.24503 | 0.24993 | 0.25493 | 0.26003 | 0.26523 | 0.27053 | 0.27594 | 0.28146 | 0.28709 | 0.30171 | 0.31946 | 0.33531 | 0.34933 | 0.36107 | 0.36387 | 0.37 | 0.37741 | 0.38496 | 0.39265 | 8.818 | 8.6946 | 8.5729 | 8.4528 | 8.3345 | 8.2178 | 8.1028 | 7.9893 | 7.8775 | 7.7672 | 8.818 | 8.6946 | 8.5729 | 8.4528 | 8.3345 | 8.2178 | 8.1028 | 7.9893 | 7.8775 | 7.7672 | 0.2459 | 0.4903 | 0.73111 | 0.97705 | 1.2261 | 1.4747 | 1.7206 | 1.9642 | 2.2044 | 2.4646 | 0.2459 | 0.24439 | 0.24081 | 0.24594 | 0.249 | 0.24866 | 0.24588 | 0.2436 | 0.24019 | 0.26018
Ind ¦ Warehouse loading dock seals | RET | I_Petroleum Refining | Ottawa and Surrounding | Space Heating/Ventilation | Industrial | NA | End Use Consumption (m^3/year) | 10 | 0.65563 | 0.67466 | 0.68975 | 0.70118 | 0.70846 | 0.70181 | 0.70013 | 0.70014 | 0.70014 | 0.70012 | 0.098874 | 0.10378 | 0.10822 | 0.11222 | 0.11565 | 0.11685 | 0.11891 | 0.12129 | 0.12371 | 0.12618 | 0.15081 | 0.15382 | 0.1569 | 0.16004 | 0.16324 | 0.1665 | 0.16983 | 0.17323 | 0.1767 | 0.18023 | -0.051935 | -0.050045 | -0.048679 | -0.047824 | -0.047591 | -0.04965 | -0.050928 | -0.051945 | -0.052985 | -0.054047 | 2.7863 | 2.7472 | 2.7088 | 2.6709 | 2.6335 | 2.5966 | 2.5603 | 2.5244 | 2.4891 | 2.4542 | 0 | 0 | 0 | 0 | 0 | 0 | 0 | 0 | 0 | 0 | 0 | 0 | 0 | 0 | 0 | 0 | 0 | 0 | 0 | 0 | 0 | 0 | 0 | 0 | 0 | 0 | 0 | 0 | 0 | 0
Ind ¦ Advanced heating and process control ¦ New | NEW | I_Power Generation | Ottawa and Surrounding | Process Heat | Industrial | NA | End Use Consumption (m^3/year) | 15 | 5.3148 | 5.4254 | 5.5077 | 5.5672 | 5.6027 | 5.6015 | 5.5915 | 5.5916 | 5.5916 | 5.5916 | 0.31919 | 0.33235 | 0.34413 | 0.35481 | 0.36422 | 0.37142 | 0.37817 | 0.38574 | 0.39346 | 0.40132 | 0.060056 | 0.061257 | 0.062483 | 0.063732 | 0.065007 | 0.066307 | 0.067633 | 0.068986 | 0.070366 | 0.071773 | 0.25913 | 0.27109 | 0.28165 | 0.29108 | 0.29921 | 0.30511 | 0.31054 | 0.31675 | 0.32309 | 0.32955 | 0 | 0 | 0 | 0 | 0 | 0 | 0 | 0 | 0 | 0 | 0 | 0 | 0 | 0 | 0 | 0 | 0 | 0 | 0 | 0 | 0 | 0 | 0 | 0 | 0 | 0 | 0 | 0 | 0 | 0 | 0 | 0 | 0 | 0 | 0 | 0 | 0 | 0 | 0 | 0
Ind ¦ Air compressor heat recovery ¦ New | NEW | I_Power Generation | Ottawa and Surrounding | Space Heating/Ventilation | Industrial | NA | End Use Consumption (m^3/year) | 25 | 2.502 | 2.5404 | 2.5708 | 2.5939 | 2.6085 | 2.5951 | 2.5917 | 2.5918 | 2.5917 | 2.5917 | 0.78535 | 0.81335 | 0.83956 | 0.86403 | 0.8863 | 0.89938 | 0.91617 | 0.9345 | 0.95318 | 0.97223 | 0.31389 | 0.32017 | 0.32658 | 0.33311 | 0.33977 | 0.34656 | 0.3535 | 0.36057 | 0.36778 | 0.37513 | 0.47146 | 0.49318 | 0.51299 | 0.53092 | 0.54653 | 0.55281 | 0.56267 | 0.57393 | 0.58541 | 0.5971 | 0 | 0 | 0 | 0 | 0 | 0 | 0 | 0 | 0 | 0 | 0 | 0 | 0 | 0 | 0 | 0 | 0 | 0 | 0 | 0 | 0 | 0 | 0 | 0 | 0 | 0 | 0 | 0 | 0 | 0 | 0 | 0 | 0 | 0 | 0 | 0 | 0 | 0 | 0 | 0
Ind ¦ Air curtains ¦ New | NEW | I_Power Generation | Ottawa and Surrounding | Space Heating/Ventilation | Industrial | NA | End Use Consumption (m^3/year) | 15 | 0.92289 | 0.94244 | 0.95793 | 0.96967 | 0.97714 | 0.97032 | 0.9686 | 0.96861 | 0.96861 | 0.96859 | 0.13548 | 0.14112 | 0.14631 | 0.15106 | 0.15527 | 0.15727 | 0.16013 | 0.16334 | 0.16661 | 0.16993 | 0.1468 | 0.14974 | 0.15274 | 0.15579 | 0.15891 | 0.16208 | 0.16533 | 0.16863 | 0.172 | 0.17544 | -0.01132 | -0.0086192 | -0.0064252 | -0.0047254 | -0.0036321 | -0.0048103 | -0.0051917 | -0.0052929 | -0.0053996 | -0.0055101 | 0 | 0 | 0 | 0 | 0 | 0 | 0 | 0 | 0 | 0 | 0 | 0 | 0 | 0 | 0 | 0 | 0 | 0 | 0 | 0 | 0 | 0 | 0 | 0 | 0 | 0 | 0 | 0 | 0 | 0 | 0 | 0 | 0 | 0 | 0 | 0 | 0 | 0 | 0 | 0
Ind ¦ Automated temperature control ¦ New | NEW | I_Power Generation | Ottawa and Surrounding | Space Heating/Ventilation | Industrial | NA | End Use Consumption (m^3/year) | 25 | 1.1676 | 1.1855 | 1.1997 | 1.2105 | 1.2173 | 1.2111 | 1.2095 | 1.2095 | 1.2095 | 1.2095 | 0.26178 | 0.27112 | 0.27985 | 0.28801 | 0.29543 | 0.29979 | 0.30539 | 0.3115 | 0.31773 | 0.32408 | 0.22421 | 0.22869 | 0.23327 | 0.23793 | 0.24269 | 0.24755 | 0.2525 | 0.25755 | 0.2627 | 0.26795 | 0.037574 | 0.042423 | 0.046585 | 0.050076 | 0.052741 | 0.052247 | 0.052892 | 0.053952 | 0.055029 | 0.056126 | 0 | 0 | 0 | 0 | 0 | 0 | 0 | 0 | 0 | 0 | 0 | 0 | 0 | 0 | 0 | 0 | 0 | 0 | 0 | 0 | 0 | 0 | 0 | 0 | 0 | 0 | 0 | 0 | 0 | 0 | 0 | 0 | 0 | 0 | 0 | 0 | 0 | 0 | 0 | 0
Ind ¦ De-stratification fans ¦ New | NEW | I_Power Generation | Ottawa and Surrounding | Space Heating/Ventilation | Industrial | NA | End Use Consumption (m^3/year) | 25 | 1.4153 | 1.437 | 1.4542 | 1.4672 | 1.4755 | 1.468 | 1.466 | 1.466 | 1.466 | 1.466 | 0.29918 | 0.30985 | 0.31983 | 0.32915 | 0.33764 | 0.34262 | 0.34902 | 0.356 | 0.36312 | 0.37037 | 0.2114 | 0.21563 | 0.21994 | 0.22434 | 0.22882 | 0.2334 | 0.23807 | 0.24283 | 0.24769 | 0.25264 | 0.087784 | 0.094223 | 0.099894 | 0.10482 | 0.10881 | 0.10922 | 0.11095 | 0.11317 | 0.11543 | 0.11773 | 0 | 0 | 0 | 0 | 0 | 0 | 0 | 0 | 0 | 0 | 0 | 0 | 0 | 0 | 0 | 0 | 0 | 0 | 0 | 0 | 0 | 0 | 0 | 0 | 0 | 0 | 0 | 0 | 0 | 0 | 0 | 0 | 0 | 0 | 0 | 0 | 0 | 0 | 0 | 0
Ind ¦ Energy Management and Process Improvement ¦ New | NEW | I_Power Generation | Ottawa and Surrounding | Cross Cutting/Behavioural | Industrial | NA | End Use Consumption (m^3/year) | 15 | 3.6479 | 3.7238 | 3.7802 | 3.8211 | 3.8455 | 3.8447 | 3.8378 | 3.8378 | 3.8379 | 3.8378 | 0.25535 | 0.26588 | 0.27531 | 0.28385 | 0.29137 | 0.29714 | 0.30254 | 0.30859 | 0.31477 | 0.32106 | 0.07 | 0.0714 | 0.072828 | 0.074285 | 0.07577 | 0.077286 | 0.078831 | 0.080408 | 0.082016 | 0.083656 | 0.18535 | 0.19448 | 0.20248 | 0.20956 | 0.2156 | 0.21985 | 0.22371 | 0.22818 | 0.23275 | 0.2374 | 0 | 0 | 0 | 0 | 0 | 0 | 0 | 0 | 0 | 0 | 0 | 0 | 0 | 0 | 0 | 0 | 0 | 0 | 0 | 0 | 0 | 0 | 0 | 0 | 0 | 0 | 0 | 0 | 0 | 0 | 0 | 0 | 0 | 0 | 0 | 0 | 0 | 0 | 0 | 0
Ind ¦ Exhaust gas heat recovery ¦ New | NEW | I_Power Generation | Ottawa and Surrounding | Process Heat | Industrial | NA | End Use Consumption (m^3/year) | 15 | 5.3148 | 5.4254 | 5.5077 | 5.5672 | 5.6027 | 5.6015 | 5.5915 | 5.5916 | 5.5916 | 5.5916 | 0.44687 | 0.46529 | 0.48179 | 0.49674 | 0.5099 | 0.51999 | 0.52944 | 0.54003 | 0.55084 | 0.56185 | 0.084079 | 0.08576 | 0.087476 | 0.089225 | 0.09101 | 0.09283 | 0.094686 | 0.09658 | 0.098512 | 0.10048 | 0.36279 | 0.37953 | 0.39431 | 0.40751 | 0.41889 | 0.42716 | 0.43475 | 0.44345 | 0.45233 | 0.46137 | 0 | 0 | 0 | 0 | 0 | 0 | 0 | 0 | 0 | 0 | 0 | 0 | 0 | 0 | 0 | 0 | 0 | 0 | 0 | 0 | 0 | 0 | 0 | 0 | 0 | 0 | 0 | 0 | 0 | 0 | 0 | 0 | 0 | 0 | 0 | 0 | 0 | 0 | 0 | 0
Ind ¦ High-efficiency burners ¦ New | NEW | I_Power Generation | Ottawa and Surrounding | Process Heat | Industrial | NA | End Use Consumption (m^3/year) | 20 | 8.928 | 9.0812 | 9.1951 | 9.2776 | 9.3267 | 9.3252 | 9.3113 | 9.3113 | 9.3115 | 9.3115 | 0.61959 | 0.64282 | 0.66391 | 0.68326 | 0.70062 | 0.71451 | 0.72771 | 0.74227 | 0.75713 | 0.77227 | 0.069398 | 0.070786 | 0.072202 | 0.073646 | 0.075119 | 0.076621 | 0.078154 | 0.079717 | 0.081311 | 0.082938 | 0.55019 | 0.57204 | 0.59171 | 0.60961 | 0.6255 | 0.63789 | 0.64956 | 0.66256 | 0.67582 | 0.68934 | 0 | 0 | 0 | 0 | 0 | 0 | 0 | 0 | 0 | 0 | 0 | 0 | 0 | 0 | 0 | 0 | 0 | 0 | 0 | 0 | 0 | 0 | 0 | 0 | 0 | 0 | 0 | 0 | 0 | 0 | 0 | 0 | 0 | 0 | 0 | 0 | 0 | 0 | 0 | 0
Ind ¦ Insulation ¦ New | NEW | I_Power Generation | Ottawa and Surrounding | Process Heat | Industrial | NA | End Use Consumption (m^3/year) | 15 | 5.3148 | 5.4254 | 5.5077 | 5.5672 | 5.6027 | 5.6015 | 5.5915 | 5.5916 | 5.5916 | 5.5916 | 0.12768 | 0.13294 | 0.13765 | 0.14192 | 0.14569 | 0.14857 | 0.15127 | 0.1543 | 0.15738 | 0.16053 | 0.024023 | 0.024503 | 0.024993 | 0.025493 | 0.026003 | 0.026523 | 0.027053 | 0.027594 | 0.028146 | 0.028709 | 0.10365 | 0.10844 | 0.11266 | 0.11643 | 0.11968 | 0.12205 | 0.12422 | 0.1267 | 0.12924 | 0.13182 | 0 | 0 | 0 | 0 | 0 | 0 | 0 | 0 | 0 | 0 | 0 | 0 | 0 | 0 | 0 | 0 | 0 | 0 | 0 | 0 | 0 | 0 | 0 | 0 | 0 | 0 | 0 | 0 | 0 | 0 | 0 | 0 | 0 | 0 | 0 | 0 | 0 | 0 | 0 | 0
Ind ¦ Radiant heaters ¦ New | NEW | I_Power Generation | Ottawa and Surrounding | Space Heating/Ventilation | Industrial | NA | End Use Consumption (m^3/year) | 20 | 1.4656 | 1.4912 | 1.5115 | 1.5269 | 1.5367 | 1.5277 | 1.5255 | 1.5255 | 1.5255 | 1.5255 | 0.98582 | 1.0231 | 1.0578 | 1.0899 | 1.1188 | 1.1346 | 1.1555 | 1.1787 | 1.2022 | 1.2263 | 0.67263 | 0.68608 | 0.69981 | 0.7138 | 0.72808 | 0.74264 | 0.75749 | 0.77264 | 0.78809 | 0.80386 | 0.31319 | 0.33701 | 0.35795 | 0.37608 | 0.39073 | 0.39191 | 0.39804 | 0.40601 | 0.41413 | 0.42239 | 0 | 0 | 0 | 0 | 0 | 0 | 0 | 0 | 0 | 0 | 0 | 0 | 0 | 0 | 0 | 0 | 0 | 0 | 0 | 0 | 0 | 0 | 0 | 0 | 0 | 0 | 0 | 0 | 0 | 0 | 0 | 0 | 0 | 0 | 0 | 0 | 0 | 0 | 0 | 0
Ind ¦ Ventilation heat recovery ¦ New | NEW | I_Power Generation | Ottawa and Surrounding | Space Heating/Ventilation | Industrial | NA | End Use Consumption (m^3/year) | 20 | 4.3968 | 4.4736 | 4.5345 | 4.5806 | 4.61 | 4.5832 | 4.5764 | 4.5765 | 4.5764 | 4.5764 | 0.49291 | 0.51155 | 0.52888 | 0.54494 | 0.5594 | 0.56728 | 0.57777 | 0.58933 | 0.60111 | 0.61313 | 0.11211 | 0.11435 | 0.11663 | 0.11897 | 0.12135 | 0.12377 | 0.12625 | 0.12877 | 0.13135 | 0.13398 | 0.3808 | 0.3972 | 0.41225 | 0.42598 | 0.43806 | 0.4435 | 0.45152 | 0.46055 | 0.46976 | 0.47915 | 0 | 0 | 0 | 0 | 0 | 0 | 0 | 0 | 0 | 0 | 0 | 0 | 0 | 0 | 0 | 0 | 0 | 0 | 0 | 0 | 0 | 0 | 0 | 0 | 0 | 0 | 0 | 0 | 0 | 0 | 0 | 0 | 0 | 0 | 0 | 0 | 0 | 0 | 0 | 0
Ind ¦ Ventilation optimization ¦ New | NEW | I_Power Generation | Ottawa and Surrounding | Space Heating/Ventilation | Industrial | NA | End Use Consumption (m^3/year) | 15 | 2.256 | 2.3037 | 2.3416 | 2.3703 | 2.3886 | 2.3719 | 2.3677 | 2.3677 | 2.3677 | 2.3677 | 0.54194 | 0.56449 | 0.58524 | 0.60426 | 0.62109 | 0.62909 | 0.64054 | 0.65336 | 0.66642 | 0.67974 | 0.24023 | 0.24503 | 0.24993 | 0.25493 | 0.26003 | 0.26523 | 0.27053 | 0.27594 | 0.28146 | 0.28709 | 0.30171 | 0.31946 | 0.33531 | 0.34933 | 0.36107 | 0.36387 | 0.37 | 0.37741 | 0.38496 | 0.39265 | 0 | 0 | 0 | 0 | 0 | 0 | 0 | 0 | 0 | 0 | 0 | 0 | 0 | 0 | 0 | 0 | 0 | 0 | 0 | 0 | 0 | 0 | 0 | 0 | 0 | 0 | 0 | 0 | 0 | 0 | 0 | 0 | 0 | 0 | 0 | 0 | 0 | 0 | 0 | 0
Ind ¦ Warehouse loading dock seals ¦ New | NEW | I_Power Generation | Ottawa and Surrounding | Space Heating/Ventilation | Industrial | NA | End Use Consumption (m^3/year) | 10 | 0.65563 | 0.67466 | 0.68975 | 0.70118 | 0.70846 | 0.70181 | 0.70013 | 0.70014 | 0.70014 | 0.70012 | 0.098874 | 0.10378 | 0.10822 | 0.11222 | 0.11565 | 0.11685 | 0.11891 | 0.12129 | 0.12371 | 0.12618 | 0.15081 | 0.15382 | 0.1569 | 0.16004 | 0.16324 | 0.1665 | 0.16983 | 0.17323 | 0.1767 | 0.18023 | -0.051935 | -0.050045 | -0.048679 | -0.047824 | -0.047591 | -0.04965 | -0.050928 | -0.051945 | -0.052985 | -0.054047 | 0 | 0 | 0 | 0 | 0 | 0 | 0 | 0 | 0 | 0 | 0 | 0 | 0 | 0 | 0 | 0 | 0 | 0 | 0 | 0 | 0 | 0 | 0 | 0 | 0 | 0 | 0 | 0 | 0 | 0 | 0 | 0 | 0 | 0 | 0 | 0 | 0 | 0 | 0 | 0
Ind ¦ Advanced heating and process control | RET | I_Power Generation | Ottawa and Surrounding | Process Heat | Industrial | NA | End Use Consumption (m^3/year) | 15 | 5.3148 | 5.4254 | 5.5077 | 5.5672 | 5.6027 | 5.6015 | 5.5915 | 5.5916 | 5.5916 | 5.5916 | 0.31919 | 0.33235 | 0.34413 | 0.35481 | 0.36422 | 0.37142 | 0.37817 | 0.38574 | 0.39346 | 0.40132 | 0.060056 | 0.061257 | 0.062483 | 0.063732 | 0.065007 | 0.066307 | 0.067633 | 0.068986 | 0.070366 | 0.071773 | 0.25913 | 0.27109 | 0.28165 | 0.29108 | 0.29921 | 0.30511 | 0.31054 | 0.31675 | 0.32309 | 0.32955 | 0 | 0 | 0 | 0 | 0 | 0 | 0 | 0 | 0 | 0 | 0 | 0 | 0 | 0 | 0 | 0 | 0 | 0 | 0 | 0 | 0 | 0 | 0 | 0 | 0 | 0 | 0 | 0 | 0 | 0 | 0 | 0 | 0 | 0 | 0 | 0 | 0 | 0 | 0 | 0
Ind ¦ Air compressor heat recovery | RET | I_Power Generation | Ottawa and Surrounding | Space Heating/Ventilation | Industrial | NA | End Use Consumption (m^3/year) | 25 | 2.502 | 2.5404 | 2.5708 | 2.5939 | 2.6085 | 2.5951 | 2.5917 | 2.5918 | 2.5917 | 2.5917 | 0.78535 | 0.81335 | 0.83956 | 0.86403 | 0.8863 | 0.89938 | 0.91617 | 0.9345 | 0.95318 | 0.97223 | 0.31389 | 0.32017 | 0.32658 | 0.33311 | 0.33977 | 0.34656 | 0.3535 | 0.36057 | 0.36778 | 0.37513 | 0.47146 | 0.49318 | 0.51299 | 0.53092 | 0.54653 | 0.55281 | 0.56267 | 0.57393 | 0.58541 | 0.5971 | 0 | 0 | 0 | 0 | 0 | 0 | 0 | 0 | 0 | 0 | 0 | 0 | 0 | 0 | 0 | 0 | 0 | 0 | 0 | 0 | 0 | 0 | 0 | 0 | 0 | 0 | 0 | 0 | 0 | 0 | 0 | 0 | 0 | 0 | 0 | 0 | 0 | 0 | 0 | 0
Ind ¦ Air curtains | RET | I_Power Generation | Ottawa and Surrounding | Space Heating/Ventilation | Industrial | NA | End Use Consumption (m^3/year) | 15 | 0.92289 | 0.94244 | 0.95793 | 0.96967 | 0.97714 | 0.97032 | 0.9686 | 0.96861 | 0.96861 | 0.96859 | 0.13548 | 0.14112 | 0.14631 | 0.15106 | 0.15527 | 0.15727 | 0.16013 | 0.16334 | 0.16661 | 0.16993 | 0.1468 | 0.14974 | 0.15274 | 0.15579 | 0.15891 | 0.16208 | 0.16533 | 0.16863 | 0.172 | 0.17544 | -0.01132 | -0.0086192 | -0.0064252 | -0.0047254 | -0.0036321 | -0.0048103 | -0.0051917 | -0.0052929 | -0.0053996 | -0.0055101 | 0 | 0 | 0 | 0 | 0 | 0 | 0 | 0 | 0 | 0 | 0 | 0 | 0 | 0 | 0 | 0 | 0 | 0 | 0 | 0 | 0 | 0 | 0 | 0 | 0 | 0 | 0 | 0 | 0 | 0 | 0 | 0 | 0 | 0 | 0 | 0 | 0 | 0 | 0 | 0
Ind ¦ Automated temperature control | RET | I_Power Generation | Ottawa and Surrounding | Space Heating/Ventilation | Industrial | NA | End Use Consumption (m^3/year) | 25 | 1.1676 | 1.1855 | 1.1997 | 1.2105 | 1.2173 | 1.2111 | 1.2095 | 1.2095 | 1.2095 | 1.2095 | 0.26178 | 0.27112 | 0.27985 | 0.28801 | 0.29543 | 0.29979 | 0.30539 | 0.3115 | 0.31773 | 0.32408 | 0.22421 | 0.22869 | 0.23327 | 0.23793 | 0.24269 | 0.24755 | 0.2525 | 0.25755 | 0.2627 | 0.26795 | 0.037574 | 0.042423 | 0.046585 | 0.050076 | 0.052741 | 0.052247 | 0.052892 | 0.053952 | 0.055029 | 0.056126 | 0 | 0 | 0 | 0 | 0 | 0 | 0 | 0 | 0 | 0 | 0 | 0 | 0 | 0 | 0 | 0 | 0 | 0 | 0 | 0 | 0 | 0 | 0 | 0 | 0 | 0 | 0 | 0 | 0 | 0 | 0 | 0 | 0 | 0 | 0 | 0 | 0 | 0 | 0 | 0
Ind ¦ De-stratification fans | RET | I_Power Generation | Ottawa and Surrounding | Space Heating/Ventilation | Industrial | NA | End Use Consumption (m^3/year) | 25 | 1.4153 | 1.437 | 1.4542 | 1.4672 | 1.4755 | 1.468 | 1.466 | 1.466 | 1.466 | 1.466 | 0.29918 | 0.30985 | 0.31983 | 0.32915 | 0.33764 | 0.34262 | 0.34902 | 0.356 | 0.36312 | 0.37037 | 0.2114 | 0.21563 | 0.21994 | 0.22434 | 0.22882 | 0.2334 | 0.23807 | 0.24283 | 0.24769 | 0.25264 | 0.087784 | 0.094223 | 0.099894 | 0.10482 | 0.10881 | 0.10922 | 0.11095 | 0.11317 | 0.11543 | 0.11773 | 0 | 0 | 0 | 0 | 0 | 0 | 0 | 0 | 0 | 0 | 0 | 0 | 0 | 0 | 0 | 0 | 0 | 0 | 0 | 0 | 0 | 0 | 0 | 0 | 0 | 0 | 0 | 0 | 0 | 0 | 0 | 0 | 0 | 0 | 0 | 0 | 0 | 0 | 0 | 0
Ind ¦ Energy Management and Process Improvement | RET | I_Power Generation | Ottawa and Surrounding | Cross Cutting/Behavioural | Industrial | NA | End Use Consumption (m^3/year) | 15 | 3.6479 | 3.7238 | 3.7802 | 3.8211 | 3.8455 | 3.8447 | 3.8378 | 3.8378 | 3.8379 | 3.8378 | 0.25535 | 0.26588 | 0.27531 | 0.28385 | 0.29137 | 0.29714 | 0.30254 | 0.30859 | 0.31477 | 0.32106 | 0.07 | 0.0714 | 0.072828 | 0.074285 | 0.07577 | 0.077286 | 0.078831 | 0.080408 | 0.082016 | 0.083656 | 0.18535 | 0.19448 | 0.20248 | 0.20956 | 0.2156 | 0.21985 | 0.22371 | 0.22818 | 0.23275 | 0.2374 | 0 | 0 | 0 | 0 | 0 | 0 | 0 | 0 | 0 | 0 | 0 | 0 | 0 | 0 | 0 | 0 | 0 | 0 | 0 | 0 | 0 | 0 | 0 | 0 | 0 | 0 | 0 | 0 | 0 | 0 | 0 | 0 | 0 | 0 | 0 | 0 | 0 | 0 | 0 | 0
Ind ¦ Exhaust gas heat recovery | RET | I_Power Generation | Ottawa and Surrounding | Process Heat | Industrial | NA | End Use Consumption (m^3/year) | 15 | 5.3148 | 5.4254 | 5.5077 | 5.5672 | 5.6027 | 5.6015 | 5.5915 | 5.5916 | 5.5916 | 5.5916 | 0.44687 | 0.46529 | 0.48179 | 0.49674 | 0.5099 | 0.51999 | 0.52944 | 0.54003 | 0.55084 | 0.56185 | 0.084079 | 0.08576 | 0.087476 | 0.089225 | 0.09101 | 0.09283 | 0.094686 | 0.09658 | 0.098512 | 0.10048 | 0.36279 | 0.37953 | 0.39431 | 0.40751 | 0.41889 | 0.42716 | 0.43475 | 0.44345 | 0.45233 | 0.46137 | 0 | 0 | 0 | 0 | 0 | 0 | 0 | 0 | 0 | 0 | 0 | 0 | 0 | 0 | 0 | 0 | 0 | 0 | 0 | 0 | 0 | 0 | 0 | 0 | 0 | 0 | 0 | 0 | 0 | 0 | 0 | 0 | 0 | 0 | 0 | 0 | 0 | 0 | 0 | 0
Ind ¦ High-efficiency burners | RET | I_Power Generation | Ottawa and Surrounding | Process Heat | Industrial | NA | End Use Consumption (m^3/year) | 20 | 8.928 | 9.0812 | 9.1951 | 9.2776 | 9.3267 | 9.3252 | 9.3113 | 9.3113 | 9.3115 | 9.3115 | 0.61959 | 0.64282 | 0.66391 | 0.68326 | 0.70062 | 0.71451 | 0.72771 | 0.74227 | 0.75713 | 0.77227 | 0.069398 | 0.070786 | 0.072202 | 0.073646 | 0.075119 | 0.076621 | 0.078154 | 0.079717 | 0.081311 | 0.082938 | 0.55019 | 0.57204 | 0.59171 | 0.60961 | 0.6255 | 0.63789 | 0.64956 | 0.66256 | 0.67582 | 0.68934 | 0 | 0 | 0 | 0 | 0 | 0 | 0 | 0 | 0 | 0 | 0 | 0 | 0 | 0 | 0 | 0 | 0 | 0 | 0 | 0 | 0 | 0 | 0 | 0 | 0 | 0 | 0 | 0 | 0 | 0 | 0 | 0 | 0 | 0 | 0 | 0 | 0 | 0 | 0 | 0
Ind ¦ Insulation | RET | I_Power Generation | Ottawa and Surrounding | Process Heat | Industrial | NA | End Use Consumption (m^3/year) | 15 | 5.3148 | 5.4254 | 5.5077 | 5.5672 | 5.6027 | 5.6015 | 5.5915 | 5.5916 | 5.5916 | 5.5916 | 0.12768 | 0.13294 | 0.13765 | 0.14192 | 0.14569 | 0.14857 | 0.15127 | 0.1543 | 0.15738 | 0.16053 | 0.024023 | 0.024503 | 0.024993 | 0.025493 | 0.026003 | 0.026523 | 0.027053 | 0.027594 | 0.028146 | 0.028709 | 0.10365 | 0.10844 | 0.11266 | 0.11643 | 0.11968 | 0.12205 | 0.12422 | 0.1267 | 0.12924 | 0.13182 | 0 | 0 | 0 | 0 | 0 | 0 | 0 | 0 | 0 | 0 | 0 | 0 | 0 | 0 | 0 | 0 | 0 | 0 | 0 | 0 | 0 | 0 | 0 | 0 | 0 | 0 | 0 | 0 | 0 | 0 | 0 | 0 | 0 | 0 | 0 | 0 | 0 | 0 | 0 | 0
Ind ¦ Radiant heaters | RET | I_Power Generation | Ottawa and Surrounding | Space Heating/Ventilation | Industrial | NA | End Use Consumption (m^3/year) | 20 | 1.4656 | 1.4912 | 1.5115 | 1.5269 | 1.5367 | 1.5277 | 1.5255 | 1.5255 | 1.5255 | 1.5255 | 0.98582 | 1.0231 | 1.0578 | 1.0899 | 1.1188 | 1.1346 | 1.1555 | 1.1787 | 1.2022 | 1.2263 | 0.67263 | 0.68608 | 0.69981 | 0.7138 | 0.72808 | 0.74264 | 0.75749 | 0.77264 | 0.78809 | 0.80386 | 0.31319 | 0.33701 | 0.35795 | 0.37608 | 0.39073 | 0.39191 | 0.39804 | 0.40601 | 0.41413 | 0.42239 | 0 | 0 | 0 | 0 | 0 | 0 | 0 | 0 | 0 | 0 | 0 | 0 | 0 | 0 | 0 | 0 | 0 | 0 | 0 | 0 | 0 | 0 | 0 | 0 | 0 | 0 | 0 | 0 | 0 | 0 | 0 | 0 | 0 | 0 | 0 | 0 | 0 | 0 | 0 | 0
Ind ¦ Ventilation heat recovery | RET | I_Power Generation | Ottawa and Surrounding | Space Heating/Ventilation | Industrial | NA | End Use Consumption (m^3/year) | 20 | 4.3968 | 4.4736 | 4.5345 | 4.5806 | 4.61 | 4.5832 | 4.5764 | 4.5765 | 4.5764 | 4.5764 | 0.49291 | 0.51155 | 0.52888 | 0.54494 | 0.5594 | 0.56728 | 0.57777 | 0.58933 | 0.60111 | 0.61313 | 0.11211 | 0.11435 | 0.11663 | 0.11897 | 0.12135 | 0.12377 | 0.12625 | 0.12877 | 0.13135 | 0.13398 | 0.3808 | 0.3972 | 0.41225 | 0.42598 | 0.43806 | 0.4435 | 0.45152 | 0.46055 | 0.46976 | 0.47915 | 0 | 0 | 0 | 0 | 0 | 0 | 0 | 0 | 0 | 0 | 0 | 0 | 0 | 0 | 0 | 0 | 0 | 0 | 0 | 0 | 0 | 0 | 0 | 0 | 0 | 0 | 0 | 0 | 0 | 0 | 0 | 0 | 0 | 0 | 0 | 0 | 0 | 0 | 0 | 0
Ind ¦ Ventilation optimization | RET | I_Power Generation | Ottawa and Surrounding | Space Heating/Ventilation | Industrial | NA | End Use Consumption (m^3/year) | 15 | 2.256 | 2.3037 | 2.3416 | 2.3703 | 2.3886 | 2.3719 | 2.3677 | 2.3677 | 2.3677 | 2.3677 | 0.54194 | 0.56449 | 0.58524 | 0.60426 | 0.62109 | 0.62909 | 0.64054 | 0.65336 | 0.66642 | 0.67974 | 0.24023 | 0.24503 | 0.24993 | 0.25493 | 0.26003 | 0.26523 | 0.27053 | 0.27594 | 0.28146 | 0.28709 | 0.30171 | 0.31946 | 0.33531 | 0.34933 | 0.36107 | 0.36387 | 0.37 | 0.37741 | 0.38496 | 0.39265 | 0 | 0 | 0 | 0 | 0 | 0 | 0 | 0 | 0 | 0 | 0 | 0 | 0 | 0 | 0 | 0 | 0 | 0 | 0 | 0 | 0 | 0 | 0 | 0 | 0 | 0 | 0 | 0 | 0 | 0 | 0 | 0 | 0 | 0 | 0 | 0 | 0 | 0 | 0 | 0
Ind ¦ Warehouse loading dock seals | RET | I_Power Generation | Ottawa and Surrounding | Space Heating/Ventilation | Industrial | NA | End Use Consumption (m^3/year) | 10 | 0.65563 | 0.67466 | 0.68975 | 0.70118 | 0.70846 | 0.70181 | 0.70013 | 0.70014 | 0.70014 | 0.70012 | 0.098874 | 0.10378 | 0.10822 | 0.11222 | 0.11565 | 0.11685 | 0.11891 | 0.12129 | 0.12371 | 0.12618 | 0.15081 | 0.15382 | 0.1569 | 0.16004 | 0.16324 | 0.1665 | 0.16983 | 0.17323 | 0.1767 | 0.18023 | -0.051935 | -0.050045 | -0.048679 | -0.047824 | -0.047591 | -0.04965 | -0.050928 | -0.051945 | -0.052985 | -0.054047 | 0 | 0 | 0 | 0 | 0 | 0 | 0 | 0 | 0 | 0 | 0 | 0 | 0 | 0 | 0 | 0 | 0 | 0 | 0 | 0 | 0 | 0 | 0 | 0 | 0 | 0 | 0 | 0 | 0 | 0 | 0 | 0 | 0 | 0 | 0 | 0 | 0 | 0 | 0 | 0
Ind ¦ Advanced heating and process control ¦ New | NEW | I_Primary Metals | Ottawa and Surrounding | Process Heat | Industrial | NA | End Use Consumption (m^3/year) | 15 | 5.3148 | 5.4254 | 5.5077 | 5.5672 | 5.6027 | 5.6015 | 5.5915 | 5.5916 | 5.5916 | 5.5916 | 0.31919 | 0.33235 | 0.34413 | 0.35481 | 0.36422 | 0.37142 | 0.37817 | 0.38574 | 0.39346 | 0.40132 | 0.060056 | 0.061257 | 0.062483 | 0.063732 | 0.065007 | 0.066307 | 0.067633 | 0.068986 | 0.070366 | 0.071773 | 0.25913 | 0.27109 | 0.28165 | 0.29108 | 0.29921 | 0.30511 | 0.31054 | 0.31675 | 0.32309 | 0.32955 | 0 | 0 | 0 | 0 | 0 | 0 | 0 | 0 | 0 | 0 | 0 | 0 | 0 | 0 | 0 | 0 | 0 | 0 | 0 | 0 | 0 | 0 | 0 | 0 | 0 | 0 | 0 | 0 | 0 | 0 | 0 | 0 | 0 | 0 | 0 | 0 | 0 | 0 | 0 | 0
Ind ¦ Air compressor heat recovery ¦ New | NEW | I_Primary Metals | Ottawa and Surrounding | Space Heating/Ventilation | Industrial | NA | End Use Consumption (m^3/year) | 25 | 2.502 | 2.5404 | 2.5708 | 2.5939 | 2.6085 | 2.5951 | 2.5917 | 2.5918 | 2.5917 | 2.5917 | 0.78535 | 0.81335 | 0.83956 | 0.86403 | 0.8863 | 0.89938 | 0.91617 | 0.9345 | 0.95318 | 0.97223 | 0.31389 | 0.32017 | 0.32658 | 0.33311 | 0.33977 | 0.34656 | 0.3535 | 0.36057 | 0.36778 | 0.37513 | 0.47146 | 0.49318 | 0.51299 | 0.53092 | 0.54653 | 0.55281 | 0.56267 | 0.57393 | 0.58541 | 0.5971 | 0 | 0 | 0 | 0 | 0 | 0 | 0 | 0 | 0 | 0 | 0 | 0 | 0 | 0 | 0 | 0 | 0 | 0 | 0 | 0 | 0 | 0 | 0 | 0 | 0 | 0 | 0 | 0 | 0 | 0 | 0 | 0 | 0 | 0 | 0 | 0 | 0 | 0 | 0 | 0
Ind ¦ Air curtains ¦ New | NEW | I_Primary Metals | Ottawa and Surrounding | Space Heating/Ventilation | Industrial | NA | End Use Consumption (m^3/year) | 15 | 0.92289 | 0.94244 | 0.95793 | 0.96967 | 0.97714 | 0.97032 | 0.9686 | 0.96861 | 0.96861 | 0.96859 | 0.13548 | 0.14112 | 0.14631 | 0.15106 | 0.15527 | 0.15727 | 0.16013 | 0.16334 | 0.16661 | 0.16993 | 0.1468 | 0.14974 | 0.15274 | 0.15579 | 0.15891 | 0.16208 | 0.16533 | 0.16863 | 0.172 | 0.17544 | -0.01132 | -0.0086192 | -0.0064252 | -0.0047254 | -0.0036321 | -0.0048103 | -0.0051917 | -0.0052929 | -0.0053996 | -0.0055101 | 0 | 0 | 0 | 0 | 0 | 0 | 0 | 0 | 0 | 0 | 0 | 0 | 0 | 0 | 0 | 0 | 0 | 0 | 0 | 0 | 0 | 0 | 0 | 0 | 0 | 0 | 0 | 0 | 0 | 0 | 0 | 0 | 0 | 0 | 0 | 0 | 0 | 0 | 0 | 0
Ind ¦ Automated temperature control ¦ New | NEW | I_Primary Metals | Ottawa and Surrounding | Space Heating/Ventilation | Industrial | NA | End Use Consumption (m^3/year) | 25 | 1.1676 | 1.1855 | 1.1997 | 1.2105 | 1.2173 | 1.2111 | 1.2095 | 1.2095 | 1.2095 | 1.2095 | 0.26178 | 0.27112 | 0.27985 | 0.28801 | 0.29543 | 0.29979 | 0.30539 | 0.3115 | 0.31773 | 0.32408 | 0.22421 | 0.22869 | 0.23327 | 0.23793 | 0.24269 | 0.24755 | 0.2525 | 0.25755 | 0.2627 | 0.26795 | 0.037574 | 0.042423 | 0.046585 | 0.050076 | 0.052741 | 0.052247 | 0.052892 | 0.053952 | 0.055029 | 0.056126 | 0 | 0 | 0 | 0 | 0 | 0 | 0 | 0 | 0 | 0 | 0 | 0 | 0 | 0 | 0 | 0 | 0 | 0 | 0 | 0 | 0 | 0 | 0 | 0 | 0 | 0 | 0 | 0 | 0 | 0 | 0 | 0 | 0 | 0 | 0 | 0 | 0 | 0 | 0 | 0
Ind ¦ De-stratification fans ¦ New | NEW | I_Primary Metals | Ottawa and Surrounding | Space Heating/Ventilation | Industrial | NA | End Use Consumption (m^3/year) | 25 | 1.4153 | 1.437 | 1.4542 | 1.4672 | 1.4755 | 1.468 | 1.466 | 1.466 | 1.466 | 1.466 | 0.29918 | 0.30985 | 0.31983 | 0.32915 | 0.33764 | 0.34262 | 0.34902 | 0.356 | 0.36312 | 0.37037 | 0.2114 | 0.21563 | 0.21994 | 0.22434 | 0.22882 | 0.2334 | 0.23807 | 0.24283 | 0.24769 | 0.25264 | 0.087784 | 0.094223 | 0.099894 | 0.10482 | 0.10881 | 0.10922 | 0.11095 | 0.11317 | 0.11543 | 0.11773 | 0 | 0 | 0 | 0 | 0 | 0 | 0 | 0 | 0 | 0 | 0 | 0 | 0 | 0 | 0 | 0 | 0 | 0 | 0 | 0 | 0 | 0 | 0 | 0 | 0 | 0 | 0 | 0 | 0 | 0 | 0 | 0 | 0 | 0 | 0 | 0 | 0 | 0 | 0 | 0
Ind ¦ Energy Management and Process Improvement ¦ New | NEW | I_Primary Metals | Ottawa and Surrounding | Cross Cutting/Behavioural | Industrial | NA | End Use Consumption (m^3/year) | 15 | 3.6479 | 3.7238 | 3.7802 | 3.8211 | 3.8455 | 3.8447 | 3.8378 | 3.8378 | 3.8379 | 3.8378 | 0.25535 | 0.26588 | 0.27531 | 0.28385 | 0.29137 | 0.29714 | 0.30254 | 0.30859 | 0.31477 | 0.32106 | 0.07 | 0.0714 | 0.072828 | 0.074285 | 0.07577 | 0.077286 | 0.078831 | 0.080408 | 0.082016 | 0.083656 | 0.18535 | 0.19448 | 0.20248 | 0.20956 | 0.2156 | 0.21985 | 0.22371 | 0.22818 | 0.23275 | 0.2374 | 0 | 0 | 0 | 0 | 0 | 0 | 0 | 0 | 0 | 0 | 0 | 0 | 0 | 0 | 0 | 0 | 0 | 0 | 0 | 0 | 0 | 0 | 0 | 0 | 0 | 0 | 0 | 0 | 0 | 0 | 0 | 0 | 0 | 0 | 0 | 0 | 0 | 0 | 0 | 0
Ind ¦ Exhaust gas heat recovery ¦ New | NEW | I_Primary Metals | Ottawa and Surrounding | Process Heat | Industrial | NA | End Use Consumption (m^3/year) | 15 | 5.3148 | 5.4254 | 5.5077 | 5.5672 | 5.6027 | 5.6015 | 5.5915 | 5.5916 | 5.5916 | 5.5916 | 0.44687 | 0.46529 | 0.48179 | 0.49674 | 0.5099 | 0.51999 | 0.52944 | 0.54003 | 0.55084 | 0.56185 | 0.084079 | 0.08576 | 0.087476 | 0.089225 | 0.09101 | 0.09283 | 0.094686 | 0.09658 | 0.098512 | 0.10048 | 0.36279 | 0.37953 | 0.39431 | 0.40751 | 0.41889 | 0.42716 | 0.43475 | 0.44345 | 0.45233 | 0.46137 | 0 | 0 | 0 | 0 | 0 | 0 | 0 | 0 | 0 | 0 | 0 | 0 | 0 | 0 | 0 | 0 | 0 | 0 | 0 | 0 | 0 | 0 | 0 | 0 | 0 | 0 | 0 | 0 | 0 | 0 | 0 | 0 | 0 | 0 | 0 | 0 | 0 | 0 | 0 | 0
Ind ¦ High-efficiency burners ¦ New | NEW | I_Primary Metals | Ottawa and Surrounding | Process Heat | Industrial | NA | End Use Consumption (m^3/year) | 20 | 8.928 | 9.0812 | 9.1951 | 9.2776 | 9.3267 | 9.3252 | 9.3113 | 9.3113 | 9.3115 | 9.3115 | 0.61959 | 0.64282 | 0.66391 | 0.68326 | 0.70062 | 0.71451 | 0.72771 | 0.74227 | 0.75713 | 0.77227 | 0.069398 | 0.070786 | 0.072202 | 0.073646 | 0.075119 | 0.076621 | 0.078154 | 0.079717 | 0.081311 | 0.082938 | 0.55019 | 0.57204 | 0.59171 | 0.60961 | 0.6255 | 0.63789 | 0.64956 | 0.66256 | 0.67582 | 0.68934 | 0 | 0 | 0 | 0 | 0 | 0 | 0 | 0 | 0 | 0 | 0 | 0 | 0 | 0 | 0 | 0 | 0 | 0 | 0 | 0 | 0 | 0 | 0 | 0 | 0 | 0 | 0 | 0 | 0 | 0 | 0 | 0 | 0 | 0 | 0 | 0 | 0 | 0 | 0 | 0
Ind ¦ High-efficiency furnaces ¦ New | NEW | I_Primary Metals | Ottawa and Surrounding | Process Heat | Industrial | NA | End Use Consumption (m^3/year) | 20 | 3.8688 | 3.9352 | 3.9846 | 4.0203 | 4.0416 | 4.0409 | 4.0349 | 4.0349 | 4.035 | 4.035 | 0.61959 | 0.64282 | 0.66391 | 0.68326 | 0.70062 | 0.71451 | 0.72771 | 0.74227 | 0.75713 | 0.77227 | 0.16015 | 0.16335 | 0.16662 | 0.16995 | 0.17335 | 0.17682 | 0.18036 | 0.18396 | 0.18764 | 0.19139 | 0.45944 | 0.47947 | 0.49729 | 0.51331 | 0.52726 | 0.53769 | 0.54736 | 0.55831 | 0.56949 | 0.58088 | 0 | 0 | 0 | 0 | 0 | 0 | 0 | 0 | 0 | 0 | 0 | 0 | 0 | 0 | 0 | 0 | 0 | 0 | 0 | 0 | 0 | 0 | 0 | 0 | 0 | 0 | 0 | 0 | 0 | 0 | 0 | 0 | 0 | 0 | 0 | 0 | 0 | 0 | 0 | 0
Ind ¦ Insulation ¦ New | NEW | I_Primary Metals | Ottawa and Surrounding | Process Heat | Industrial | NA | End Use Consumption (m^3/year) | 15 | 5.3148 | 5.4254 | 5.5077 | 5.5672 | 5.6027 | 5.6015 | 5.5915 | 5.5916 | 5.5916 | 5.5916 | 0.12768 | 0.13294 | 0.13765 | 0.14192 | 0.14569 | 0.14857 | 0.15127 | 0.1543 | 0.15738 | 0.16053 | 0.024023 | 0.024503 | 0.024993 | 0.025493 | 0.026003 | 0.026523 | 0.027053 | 0.027594 | 0.028146 | 0.028709 | 0.10365 | 0.10844 | 0.11266 | 0.11643 | 0.11968 | 0.12205 | 0.12422 | 0.1267 | 0.12924 | 0.13182 | 0 | 0 | 0 | 0 | 0 | 0 | 0 | 0 | 0 | 0 | 0 | 0 | 0 | 0 | 0 | 0 | 0 | 0 | 0 | 0 | 0 | 0 | 0 | 0 | 0 | 0 | 0 | 0 | 0 | 0 | 0 | 0 | 0 | 0 | 0 | 0 | 0 | 0 | 0 | 0
Ind ¦ Optimize Combustion ¦ New | NEW | I_Primary Metals | Ottawa and Surrounding | Process Heat | Industrial | NA | End Use Consumption (m^3/year) | 7 | 3.0358 | 3.1544 | 3.2427 | 3.3066 | 3.3447 | 3.3434 | 3.3327 | 3.3328 | 3.3328 | 3.3327 | 0.068002 | 0.072072 | 0.075571 | 0.078601 | 0.081098 | 0.082688 | 0.08407 | 0.085754 | 0.087469 | 0.089216 | 0.0224 | 0.022848 | 0.023305 | 0.023771 | 0.024246 | 0.024731 | 0.025226 | 0.025731 | 0.026245 | 0.02677 | 0.045602 | 0.049224 | 0.052266 | 0.05483 | 0.056851 | 0.057957 | 0.058844 | 0.060023 | 0.061224 | 0.062445 | 0 | 0 | 0 | 0 | 0 | 0 | 0 | 0 | 0 | 0 | 0 | 0 | 0 | 0 | 0 | 0 | 0 | 0 | 0 | 0 | 0 | 0 | 0 | 0 | 0 | 0 | 0 | 0 | 0 | 0 | 0 | 0 | 0 | 0 | 0 | 0 | 0 | 0 | 0 | 0
Ind ¦ Preheat Charge ¦ New | NEW | I_Primary Metals | Ottawa and Surrounding | Process Heat | Industrial | NA | End Use Consumption (m^3/year) | 20 | 2.5579 | 2.6018 | 2.6345 | 2.6581 | 2.6722 | 2.6717 | 2.6678 | 2.6678 | 2.6678 | 2.6678 | 0.27882 | 0.28927 | 0.29876 | 0.30747 | 0.31528 | 0.32153 | 0.32747 | 0.33402 | 0.34071 | 0.34752 | 0.109 | 0.11118 | 0.1134 | 0.11567 | 0.11799 | 0.12034 | 0.12275 | 0.12521 | 0.12771 | 0.13027 | 0.16982 | 0.17809 | 0.18535 | 0.19179 | 0.19729 | 0.20118 | 0.20472 | 0.20882 | 0.213 | 0.21726 | 0 | 0 | 0 | 0 | 0 | 0 | 0 | 0 | 0 | 0 | 0 | 0 | 0 | 0 | 0 | 0 | 0 | 0 | 0 | 0 | 0 | 0 | 0 | 0 | 0 | 0 | 0 | 0 | 0 | 0 | 0 | 0 | 0 | 0 | 0 | 0 | 0 | 0 | 0 | 0
Ind ¦ Radiant heaters ¦ New | NEW | I_Primary Metals | Ottawa and Surrounding | Space Heating/Ventilation | Industrial | NA | End Use Consumption (m^3/year) | 20 | 1.4656 | 1.4912 | 1.5115 | 1.5269 | 1.5367 | 1.5277 | 1.5255 | 1.5255 | 1.5255 | 1.5255 | 0.98582 | 1.0231 | 1.0578 | 1.0899 | 1.1188 | 1.1346 | 1.1555 | 1.1787 | 1.2022 | 1.2263 | 0.67263 | 0.68608 | 0.69981 | 0.7138 | 0.72808 | 0.74264 | 0.75749 | 0.77264 | 0.78809 | 0.80386 | 0.31319 | 0.33701 | 0.35795 | 0.37608 | 0.39073 | 0.39191 | 0.39804 | 0.40601 | 0.41413 | 0.42239 | 0 | 0 | 0 | 0 | 0 | 0 | 0 | 0 | 0 | 0 | 0 | 0 | 0 | 0 | 0 | 0 | 0 | 0 | 0 | 0 | 0 | 0 | 0 | 0 | 0 | 0 | 0 | 0 | 0 | 0 | 0 | 0 | 0 | 0 | 0 | 0 | 0 | 0 | 0 | 0
Ind ¦ Reduce Furnace Opening ¦ New | NEW | I_Primary Metals | Ottawa and Surrounding | Process Heat | Industrial | NA | End Use Consumption (m^3/year) | 18 | 7.2392 | 7.372 | 7.4708 | 7.5423 | 7.585 | 7.5836 | 7.5716 | 7.5717 | 7.5717 | 7.5716 | 0.043435 | 0.045117 | 0.046636 | 0.048024 | 0.049261 | 0.050238 | 0.051161 | 0.052185 | 0.053229 | 0.054293 | 0.006 | 0.00612 | 0.0062424 | 0.0063672 | 0.0064946 | 0.0066245 | 0.006757 | 0.0068921 | 0.00703 | 0.0071706 | 0.037435 | 0.038997 | 0.040394 | 0.041657 | 0.042767 | 0.043613 | 0.044404 | 0.045293 | 0.046199 | 0.047122 | 0 | 0 | 0 | 0 | 0 | 0 | 0 | 0 | 0 | 0 | 0 | 0 | 0 | 0 | 0 | 0 | 0 | 0 | 0 | 0 | 0 | 0 | 0 | 0 | 0 | 0 | 0 | 0 | 0 | 0 | 0 | 0 | 0 | 0 | 0 | 0 | 0 | 0 | 0 | 0
Ind ¦ Ventilation heat recovery ¦ New | NEW | I_Primary Metals | Ottawa and Surrounding | Space Heating/Ventilation | Industrial | NA | End Use Consumption (m^3/year) | 20 | 4.3968 | 4.4736 | 4.5345 | 4.5806 | 4.61 | 4.5832 | 4.5764 | 4.5765 | 4.5764 | 4.5764 | 0.49291 | 0.51155 | 0.52888 | 0.54494 | 0.5594 | 0.56728 | 0.57777 | 0.58933 | 0.60111 | 0.61313 | 0.11211 | 0.11435 | 0.11663 | 0.11897 | 0.12135 | 0.12377 | 0.12625 | 0.12877 | 0.13135 | 0.13398 | 0.3808 | 0.3972 | 0.41225 | 0.42598 | 0.43806 | 0.4435 | 0.45152 | 0.46055 | 0.46976 | 0.47915 | 0 | 0 | 0 | 0 | 0 | 0 | 0 | 0 | 0 | 0 | 0 | 0 | 0 | 0 | 0 | 0 | 0 | 0 | 0 | 0 | 0 | 0 | 0 | 0 | 0 | 0 | 0 | 0 | 0 | 0 | 0 | 0 | 0 | 0 | 0 | 0 | 0 | 0 | 0 | 0
Ind ¦ Ventilation optimization ¦ New | NEW | I_Primary Metals | Ottawa and Surrounding | Space Heating/Ventilation | Industrial | NA | End Use Consumption (m^3/year) | 15 | 2.256 | 2.3037 | 2.3416 | 2.3703 | 2.3886 | 2.3719 | 2.3677 | 2.3677 | 2.3677 | 2.3677 | 0.54194 | 0.56449 | 0.58524 | 0.60426 | 0.62109 | 0.62909 | 0.64054 | 0.65336 | 0.66642 | 0.67974 | 0.24023 | 0.24503 | 0.24993 | 0.25493 | 0.26003 | 0.26523 | 0.27053 | 0.27594 | 0.28146 | 0.28709 | 0.30171 | 0.31946 | 0.33531 | 0.34933 | 0.36107 | 0.36387 | 0.37 | 0.37741 | 0.38496 | 0.39265 | 0 | 0 | 0 | 0 | 0 | 0 | 0 | 0 | 0 | 0 | 0 | 0 | 0 | 0 | 0 | 0 | 0 | 0 | 0 | 0 | 0 | 0 | 0 | 0 | 0 | 0 | 0 | 0 | 0 | 0 | 0 | 0 | 0 | 0 | 0 | 0 | 0 | 0 | 0 | 0
Ind ¦ Warehouse loading dock seals ¦ New | NEW | I_Primary Metals | Ottawa and Surrounding | Space Heating/Ventilation | Industrial | NA | End Use Consumption (m^3/year) | 10 | 0.65563 | 0.67466 | 0.68975 | 0.70118 | 0.70846 | 0.70181 | 0.70013 | 0.70014 | 0.70014 | 0.70012 | 0.098874 | 0.10378 | 0.10822 | 0.11222 | 0.11565 | 0.11685 | 0.11891 | 0.12129 | 0.12371 | 0.12618 | 0.15081 | 0.15382 | 0.1569 | 0.16004 | 0.16324 | 0.1665 | 0.16983 | 0.17323 | 0.1767 | 0.18023 | -0.051935 | -0.050045 | -0.048679 | -0.047824 | -0.047591 | -0.04965 | -0.050928 | -0.051945 | -0.052985 | -0.054047 | 0 | 0 | 0 | 0 | 0 | 0 | 0 | 0 | 0 | 0 | 0 | 0 | 0 | 0 | 0 | 0 | 0 | 0 | 0 | 0 | 0 | 0 | 0 | 0 | 0 | 0 | 0 | 0 | 0 | 0 | 0 | 0 | 0 | 0 | 0 | 0 | 0 | 0 | 0 | 0
Ind ¦ Advanced heating and process control | RET | I_Primary Metals | Ottawa and Surrounding | Process Heat | Industrial | NA | End Use Consumption (m^3/year) | 15 | 5.3148 | 5.4254 | 5.5077 | 5.5672 | 5.6027 | 5.6015 | 5.5915 | 5.5916 | 5.5916 | 5.5916 | 0.31919 | 0.33235 | 0.34413 | 0.35481 | 0.36422 | 0.37142 | 0.37817 | 0.38574 | 0.39346 | 0.40132 | 0.060056 | 0.061257 | 0.062483 | 0.063732 | 0.065007 | 0.066307 | 0.067633 | 0.068986 | 0.070366 | 0.071773 | 0.25913 | 0.27109 | 0.28165 | 0.29108 | 0.29921 | 0.30511 | 0.31054 | 0.31675 | 0.32309 | 0.32955 | 1417102.2485 | 1368920.7721 | 1322377.4658 | 1277416.632 | 1233984.4665 | 1192028.9946 | 1151500.0088 | 1112349.0085 | 1074529.1422 | 1037995.1514 | 1417102.2485 | 1368920.7721 | 1322377.4658 | 1277416.632 | 1233984.4665 | 1192028.9946 | 1151500.0088 | 1112349.0085 | 1074529.1422 | 1037995.1514 | 61500.9862 | 122714.663 | 183146.5106 | 242734.7105 | 300990.5876 | 357396.4891 | 411514.6412 | 463067.1099 | 511770.6213 | 577587.6366 | 61500.9862 | 61213.6768 | 60431.8476 | 59588.1999 | 58255.8771 | 56405.9015 | 54118.1521 | 51552.4687 | 48703.5113 | 65817.0154
Ind ¦ Air compressor heat recovery | RET | I_Primary Metals | Ottawa and Surrounding | Space Heating/Ventilation | Industrial | NA | End Use Consumption (m^3/year) | 25 | 2.502 | 2.5404 | 2.5708 | 2.5939 | 2.6085 | 2.5951 | 2.5917 | 2.5918 | 2.5917 | 2.5917 | 0.78535 | 0.81335 | 0.83956 | 0.86403 | 0.8863 | 0.89938 | 0.91617 | 0.9345 | 0.95318 | 0.97223 | 0.31389 | 0.32017 | 0.32658 | 0.33311 | 0.33977 | 0.34656 | 0.3535 | 0.36057 | 0.36778 | 0.37513 | 0.47146 | 0.49318 | 0.51299 | 0.53092 | 0.54653 | 0.55281 | 0.56267 | 0.57393 | 0.58541 | 0.5971 | 140553.4067 | 135774.5909 | 131158.2548 | 126698.8741 | 122391.1124 | 118229.8146 | 114210.0009 | 110326.8608 | 106575.7476 | 102952.1722 | 140553.4067 | 135774.5909 | 131158.2548 | 126698.8741 | 122391.1124 | 118229.8146 | 114210.0009 | 110326.8608 | 106575.7476 | 102952.1722 | 2804.8249 | 5500.2213 | 8062.7739 | 10652.1727 | 13239.8636 | 15777.5439 | 18235.5572 | 20631.7038 | 22957.6669 | 25935.9471 | 2804.8249 | 2695.3964 | 2562.5526 | 2589.3988 | 2587.6909 | 2537.6802 | 2458.0133 | 2396.1466 | 2325.9631 | 2978.2802
Ind ¦ Air curtains | RET | I_Primary Metals | Ottawa and Surrounding | Space Heating/Ventilation | Industrial | NA | End Use Consumption (m^3/year) | 15 | 0.92289 | 0.94244 | 0.95793 | 0.96967 | 0.97714 | 0.97032 | 0.9686 | 0.96861 | 0.96861 | 0.96859 | 0.13548 | 0.14112 | 0.14631 | 0.15106 | 0.15527 | 0.15727 | 0.16013 | 0.16334 | 0.16661 | 0.16993 | 0.1468 | 0.14974 | 0.15274 | 0.15579 | 0.15891 | 0.16208 | 0.16533 | 0.16863 | 0.172 | 0.17544 | -0.01132 | -0.0086192 | -0.0064252 | -0.0047254 | -0.0036321 | -0.0048103 | -0.0051917 | -0.0052929 | -0.0053996 | -0.0055101 | 83662.7421 | 80818.2088 | 78070.3897 | 75415.9965 | 72851.8526 | 70374.8896 | 67982.1434 | 65670.7505 | 63437.945 | 61281.0549 | 0 | 0 | 0 | 0 | 0 | 0 | 0 | 0 | 0 | 0 | 0 | 0 | 0 | 0 | 0 | 0 | 0 | 0 | 0 | 0 | 0 | 0 | 0 | 0 | 0 | 0 | 0 | 0 | 0 | 0
Ind ¦ Automated temperature control | RET | I_Primary Metals | Ottawa and Surrounding | Space Heating/Ventilation | Industrial | NA | End Use Consumption (m^3/year) | 25 | 1.1676 | 1.1855 | 1.1997 | 1.2105 | 1.2173 | 1.2111 | 1.2095 | 1.2095 | 1.2095 | 1.2095 | 0.26178 | 0.27112 | 0.27985 | 0.28801 | 0.29543 | 0.29979 | 0.30539 | 0.3115 | 0.31773 | 0.32408 | 0.22421 | 0.22869 | 0.23327 | 0.23793 | 0.24269 | 0.24755 | 0.2525 | 0.25755 | 0.2627 | 0.26795 | 0.037574 | 0.042423 | 0.046585 | 0.050076 | 0.052741 | 0.052247 | 0.052892 | 0.053952 | 0.055029 | 0.056126 | 108451.7027 | 104764.3448 | 101202.3571 | 97761.4769 | 94437.5867 | 91226.7088 | 88125.0007 | 85128.7507 | 82234.3731 | 79438.4044 | 108451.7027 | 104764.3448 | 101202.3571 | 97761.4769 | 94437.5867 | 91226.7088 | 88125.0007 | 85128.7507 | 82234.3731 | 79438.4044 | 64.0892 | 118.2652 | 161.6118 | 214.7995 | 275.3183 | 336.393 | 394.1552 | 451.4706 | 507.4588 | 582.9387 | 64.0892 | 54.176 | 43.3466 | 53.1877 | 60.5187 | 61.0748 | 57.7622 | 57.3154 | 55.9882 | 75.48
Ind ¦ De-stratification fans | RET | I_Primary Metals | Ottawa and Surrounding | Space Heating/Ventilation | Industrial | NA | End Use Consumption (m^3/year) | 25 | 1.4153 | 1.437 | 1.4542 | 1.4672 | 1.4755 | 1.468 | 1.466 | 1.466 | 1.466 | 1.466 | 0.29918 | 0.30985 | 0.31983 | 0.32915 | 0.33764 | 0.34262 | 0.34902 | 0.356 | 0.36312 | 0.37037 | 0.2114 | 0.21563 | 0.21994 | 0.22434 | 0.22882 | 0.2334 | 0.23807 | 0.24283 | 0.24769 | 0.25264 | 0.087784 | 0.094223 | 0.099894 | 0.10482 | 0.10881 | 0.10922 | 0.11095 | 0.11317 | 0.11543 | 0.11773 | 79324.674 | 76627.6351 | 74022.2955 | 71505.5374 | 69074.3491 | 66725.8213 | 64457.1433 | 62265.6005 | 60148.5701 | 58103.5187 | 79324.674 | 76627.6351 | 74022.2955 | 71505.5374 | 69074.3491 | 66725.8213 | 64457.1433 | 62265.6005 | 60148.5701 | 58103.5187 | 210.2799 | 398.8815 | 560.7439 | 742.4349 | 935.9826 | 1128.3833 | 1312.1954 | 1493.0468 | 1669.2883 | 1900.1715 | 210.2799 | 188.6016 | 161.8624 | 181.691 | 193.5477 | 192.4006 | 183.8122 | 180.8513 | 176.2415 | 230.8832
Ind ¦ Energy Management and Process Improvement | RET | I_Primary Metals | Ottawa and Surrounding | Cross Cutting/Behavioural | Industrial | NA | End Use Consumption (m^3/year) | 15 | 3.6479 | 3.7238 | 3.7802 | 3.8211 | 3.8455 | 3.8447 | 3.8378 | 3.8378 | 3.8379 | 3.8378 | 0.25535 | 0.26588 | 0.27531 | 0.28385 | 0.29137 | 0.29714 | 0.30254 | 0.30859 | 0.31477 | 0.32106 | 0.07 | 0.0714 | 0.072828 | 0.074285 | 0.07577 | 0.077286 | 0.078831 | 0.080408 | 0.082016 | 0.083656 | 0.18535 | 0.19448 | 0.20248 | 0.20956 | 0.2156 | 0.21985 | 0.22371 | 0.22818 | 0.23275 | 0.2374 | 3201261.8669 | 3092418.9635 | 2987276.7187 | 2885709.3103 | 2787595.1937 | 2692816.9571 | 2601261.1806 | 2512818.3005 | 2427382.4782 | 2344851.474 | 3201261.8669 | 3092418.9635 | 2987276.7187 | 2885709.3103 | 2787595.1937 | 2692816.9571 | 2601261.1806 | 2512818.3005 | 2427382.4782 | 2344851.474 | 125594.3422 | 250064.3652 | 372479.5084 | 493490.6575 | 612172.4178 | 727471.202 | 838538.6327 | 944988.7525 | 1046298.7974 | 1180317.8956 | 125594.3422 | 124470.023 | 122415.1432 | 121011.1491 | 118681.7603 | 115298.7842 | 111067.4307 | 106450.1198 | 101310.0449 | 134019.0982
Ind ¦ Exhaust gas heat recovery | RET | I_Primary Metals | Ottawa and Surrounding | Process Heat | Industrial | NA | End Use Consumption (m^3/year) | 15 | 5.3148 | 5.4254 | 5.5077 | 5.5672 | 5.6027 | 5.6015 | 5.5915 | 5.5916 | 5.5916 | 5.5916 | 0.44687 | 0.46529 | 0.48179 | 0.49674 | 0.5099 | 0.51999 | 0.52944 | 0.54003 | 0.55084 | 0.56185 | 0.084079 | 0.08576 | 0.087476 | 0.089225 | 0.09101 | 0.09283 | 0.094686 | 0.09658 | 0.098512 | 0.10048 | 0.36279 | 0.37953 | 0.39431 | 0.40751 | 0.41889 | 0.42716 | 0.43475 | 0.44345 | 0.45233 | 0.46137 | 2479928.9349 | 2395611.3511 | 2314160.5652 | 2235479.1059 | 2159472.8163 | 2086050.7406 | 2015125.0154 | 1946610.7649 | 1880425.9989 | 1816491.5149 | 2479928.9349 | 2395611.3511 | 2314160.5652 | 2235479.1059 | 2159472.8163 | 2086050.7406 | 2015125.0154 | 1946610.7649 | 1880425.9989 | 1816491.5149 | 107626.7259 | 214750.6603 | 320506.3936 | 424785.7434 | 526733.5283 | 625443.856 | 720150.6222 | 810367.4424 | 895598.5872 | 1010848.8381 | 107626.7259 | 107123.9345 | 105755.7333 | 104279.3498 | 101947.785 | 98710.3276 | 94706.7662 | 90216.8202 | 85231.1448 | 115250.2509
Ind ¦ High-efficiency burners | RET | I_Primary Metals | Ottawa and Surrounding | Process Heat | Industrial | NA | End Use Consumption (m^3/year) | 20 | 8.928 | 9.0812 | 9.1951 | 9.2776 | 9.3267 | 9.3252 | 9.3113 | 9.3113 | 9.3115 | 9.3115 | 0.61959 | 0.64282 | 0.66391 | 0.68326 | 0.70062 | 0.71451 | 0.72771 | 0.74227 | 0.75713 | 0.77227 | 0.069398 | 0.070786 | 0.072202 | 0.073646 | 0.075119 | 0.076621 | 0.078154 | 0.079717 | 0.081311 | 0.082938 | 0.55019 | 0.57204 | 0.59171 | 0.60961 | 0.6255 | 0.63789 | 0.64956 | 0.66256 | 0.67582 | 0.68934 | 850261.3491 | 821352.4632 | 793426.4795 | 766449.9792 | 740390.6799 | 715217.3968 | 690900.0053 | 667409.4051 | 644717.4853 | 622797.0908 | 850261.3491 | 821352.4632 | 793426.4795 | 766449.9792 | 740390.6799 | 715217.3968 | 690900.0053 | 667409.4051 | 644717.4853 | 622797.0908 | 38573.9497 | 77065.4314 | 115154.5358 | 152648.9323 | 189232.6225 | 224590.549 | 258447.2699 | 290596.1247 | 320853.374 | 358970.8576 | 38573.9497 | 38491.4817 | 38089.1044 | 37494.3965 | 36583.6902 | 35357.9265 | 33856.7209 | 32148.8548 | 30257.2493 | 38117.4836
Ind ¦ High-efficiency furnaces | RET | I_Primary Metals | Ottawa and Surrounding | Process Heat | Industrial | NA | End Use Consumption (m^3/year) | 20 | 3.8688 | 3.9352 | 3.9846 | 4.0203 | 4.0416 | 4.0409 | 4.0349 | 4.0349 | 4.035 | 4.035 | 0.61959 | 0.64282 | 0.66391 | 0.68326 | 0.70062 | 0.71451 | 0.72771 | 0.74227 | 0.75713 | 0.77227 | 0.16015 | 0.16335 | 0.16662 | 0.16995 | 0.17335 | 0.17682 | 0.18036 | 0.18396 | 0.18764 | 0.19139 | 0.45944 | 0.47947 | 0.49729 | 0.51331 | 0.52726 | 0.53769 | 0.54736 | 0.55831 | 0.56949 | 0.58088 | 1619545.4269 | 1564480.8823 | 1511288.5323 | 1459904.7222 | 1410267.9617 | 1362318.851 | 1316000.0101 | 1271256.0097 | 1228033.3054 | 1186280.173 | 1619545.4269 | 1564480.8823 | 1511288.5323 | 1459904.7222 | 1410267.9617 | 1362318.851 | 1316000.0101 | 1271256.0097 | 1228033.3054 | 1186280.173 | 59931.6278 | 119122.9757 | 177138.2901 | 234624.5662 | 291143.4972 | 346144.3405 | 399204.8795 | 450208.6792 | 498916.3619 | 562381.3898 | 59931.6278 | 59191.3479 | 58015.3144 | 57486.2761 | 56518.931 | 55000.8433 | 53060.5391 | 51003.7997 | 48707.6827 | 63465.0278
Ind ¦ Insulation | RET | I_Primary Metals | Ottawa and Surrounding | Process Heat | Industrial | NA | End Use Consumption (m^3/year) | 15 | 5.3148 | 5.4254 | 5.5077 | 5.5672 | 5.6027 | 5.6015 | 5.5915 | 5.5916 | 5.5916 | 5.5916 | 0.12768 | 0.13294 | 0.13765 | 0.14192 | 0.14569 | 0.14857 | 0.15127 | 0.1543 | 0.15738 | 0.16053 | 0.024023 | 0.024503 | 0.024993 | 0.025493 | 0.026003 | 0.026523 | 0.027053 | 0.027594 | 0.028146 | 0.028709 | 0.10365 | 0.10844 | 0.11266 | 0.11643 | 0.11968 | 0.12205 | 0.12422 | 0.1267 | 0.12924 | 0.13182 | 50430.0418 | 48715.4203 | 47059.096 | 45459.0868 | 43913.4778 | 42420.4196 | 40978.1253 | 39584.8691 | 38238.9835 | 36938.8581 | 50430.0418 | 48715.4203 | 47059.096 | 45459.0868 | 43913.4778 | 42420.4196 | 40978.1253 | 39584.8691 | 38238.9835 | 36938.8581 | 2188.6193 | 4367.0142 | 6517.5863 | 8638.1357 | 10711.2722 | 12718.574 | 14644.4624 | 16479.0464 | 18212.2453 | 20359.0401 | 2188.6193 | 2178.3949 | 2150.5721 | 2120.5495 | 2073.1364 | 2007.3019 | 1925.8883 | 1834.584 | 1733.1989 | 2146.7948
Ind ¦ Optimize Combustion | RET | I_Primary Metals | Ottawa and Surrounding | Process Heat | Industrial | NA | End Use Consumption (m^3/year) | 7 | 3.0358 | 3.1544 | 3.2427 | 3.3066 | 3.3447 | 3.3434 | 3.3327 | 3.3328 | 3.3328 | 3.3327 | 0.068002 | 0.072072 | 0.075571 | 0.078601 | 0.081098 | 0.082688 | 0.08407 | 0.085754 | 0.087469 | 0.089216 | 0.0224 | 0.022848 | 0.023305 | 0.023771 | 0.024246 | 0.024731 | 0.025226 | 0.025731 | 0.026245 | 0.02677 | 0.045602 | 0.049224 | 0.052266 | 0.05483 | 0.056851 | 0.057957 | 0.058844 | 0.060023 | 0.061224 | 0.062445 | 708551.1242 | 684460.386 | 661188.7329 | 638708.316 | 616992.2332 | 596014.4973 | 575750.0044 | 556174.5043 | 537264.5711 | 518997.5757 | 708551.1242 | 684460.386 | 661188.7329 | 638708.316 | 616992.2332 | 596014.4973 | 575750.0044 | 556174.5043 | 537264.5711 | 518997.5757 | 31114.3996 | 62119.3091 | 92767.155 | 122960.1438 | 152453.6759 | 180997.0997 | 208374.0248 | 234432.2425 | 259027.8559 | 292369.6282 | 31114.3996 | 31004.9095 | 30647.8459 | 30192.9888 | 29493.5321 | 28543.4238 | 27376.9251 | 26058.2177 | 24595.6134 | 33341.7722
Ind ¦ Preheat Charge | RET | I_Primary Metals | Ottawa and Surrounding | Process Heat | Industrial | NA | End Use Consumption (m^3/year) | 20 | 2.5579 | 2.6018 | 2.6345 | 2.6581 | 2.6722 | 2.6717 | 2.6678 | 2.6678 | 2.6678 | 2.6678 | 0.27882 | 0.28927 | 0.29876 | 0.30747 | 0.31528 | 0.32153 | 0.32747 | 0.33402 | 0.34071 | 0.34752 | 0.109 | 0.11118 | 0.1134 | 0.11567 | 0.11799 | 0.12034 | 0.12275 | 0.12521 | 0.12771 | 0.13027 | 0.16982 | 0.17809 | 0.18535 | 0.19179 | 0.19729 | 0.20118 | 0.20472 | 0.20882 | 0.213 | 0.21726 | 1093193.1631 | 1056024.5956 | 1020119.7593 | 985435.6875 | 951930.8741 | 919565.2244 | 888300.0068 | 858097.8066 | 828922.4811 | 800739.1168 | 1093193.1631 | 1056024.5956 | 1020119.7593 | 985435.6875 | 951930.8741 | 919565.2244 | 888300.0068 | 858097.8066 | 828922.4811 | 800739.1168 | 29592.3209 | 58393.0232 | 86182.7526 | 113997.3414 | 141595.1395 | 168598.5136 | 194759.3681 | 220156.8026 | 244696.2877 | 275911.0459 | 29592.3209 | 28800.7023 | 27789.7294 | 27814.5888 | 27597.7981 | 27003.3741 | 26160.8545 | 25397.4345 | 24539.4851 | 31214.7582
Ind ¦ Radiant heaters | RET | I_Primary Metals | Ottawa and Surrounding | Space Heating/Ventilation | Industrial | NA | End Use Consumption (m^3/year) | 20 | 1.4656 | 1.4912 | 1.5115 | 1.5269 | 1.5367 | 1.5277 | 1.5255 | 1.5255 | 1.5255 | 1.5255 | 0.98582 | 1.0231 | 1.0578 | 1.0899 | 1.1188 | 1.1346 | 1.1555 | 1.1787 | 1.2022 | 1.2263 | 0.67263 | 0.68608 | 0.69981 | 0.7138 | 0.72808 | 0.74264 | 0.75749 | 0.77264 | 0.78809 | 0.80386 | 0.31319 | 0.33701 | 0.35795 | 0.37608 | 0.39073 | 0.39191 | 0.39804 | 0.40601 | 0.41413 | 0.42239 | 126423.6991 | 122125.2934 | 117973.0334 | 113961.9503 | 110087.2439 | 106344.2777 | 102728.5722 | 99235.8008 | 95861.7835 | 92602.4829 | 126423.6991 | 122125.2934 | 117973.0334 | 113961.9503 | 110087.2439 | 106344.2777 | 102728.5722 | 99235.8008 | 95861.7835 | 92602.4829 | 770.9991 | 1487.879 | 2139.7501 | 2825.4881 | 3530.0164 | 4229.071 | 4899.9376 | 5559.7289 | 6203.3721 | 7026.772 | 770.9991 | 716.8799 | 651.8712 | 685.738 | 704.5283 | 699.0546 | 670.8666 | 659.7913 | 643.6432 | 823.3999
Ind ¦ Reduce Furnace Opening | RET | I_Primary Metals | Ottawa and Surrounding | Process Heat | Industrial | NA | End Use Consumption (m^3/year) | 18 | 7.2392 | 7.372 | 7.4708 | 7.5423 | 7.585 | 7.5836 | 7.5716 | 7.5717 | 7.5717 | 7.5716 | 0.043435 | 0.045117 | 0.046636 | 0.048024 | 0.049261 | 0.050238 | 0.051161 | 0.052185 | 0.053229 | 0.054293 | 0.006 | 0.00612 | 0.0062424 | 0.0063672 | 0.0064946 | 0.0066245 | 0.006757 | 0.0068921 | 0.00703 | 0.0071706 | 0.037435 | 0.038997 | 0.040394 | 0.041657 | 0.042767 | 0.043613 | 0.044404 | 0.045293 | 0.046199 | 0.047122 | 185994.6701 | 179670.8513 | 173562.0424 | 167660.9329 | 161960.4612 | 156453.8055 | 151134.3762 | 145995.8074 | 141031.9499 | 136236.8636 | 185994.6701 | 179670.8513 | 173562.0424 | 167660.9329 | 161960.4612 | 156453.8055 | 151134.3762 | 145995.8074 | 141031.9499 | 136236.8636 | 8296.0846 | 16568.4567 | 24749.8054 | 32806.7253 | 40672.7253 | 48280.5688 | 55571.8454 | 62504.1202 | 69038.4683 | 77919.7054 | 8296.0846 | 8272.3722 | 8181.3487 | 8056.9199 | 7866 | 7607.8435 | 7291.2766 | 6932.2749 | 6534.348 | 8881.2371
Ind ¦ Ventilation heat recovery | RET | I_Primary Metals | Ottawa and Surrounding | Space Heating/Ventilation | Industrial | NA | End Use Consumption (m^3/year) | 20 | 4.3968 | 4.4736 | 4.5345 | 4.5806 | 4.61 | 4.5832 | 4.5764 | 4.5765 | 4.5764 | 4.5764 | 0.49291 | 0.51155 | 0.52888 | 0.54494 | 0.5594 | 0.56728 | 0.57777 | 0.58933 | 0.60111 | 0.61313 | 0.11211 | 0.11435 | 0.11663 | 0.11897 | 0.12135 | 0.12377 | 0.12625 | 0.12877 | 0.13135 | 0.13398 | 0.3808 | 0.3972 | 0.41225 | 0.42598 | 0.43806 | 0.4435 | 0.45152 | 0.46055 | 0.46976 | 0.47915 | 129057.5262 | 124669.5703 | 120430.8049 | 116336.1576 | 112380.7282 | 108559.7834 | 104868.7508 | 101303.2133 | 97858.904 | 94531.7013 | 129057.5262 | 124669.5703 | 120430.8049 | 116336.1576 | 112380.7282 | 108559.7834 | 104868.7508 | 101303.2133 | 97858.904 | 94531.7013 | 4933.2515 | 9812.4134 | 14600.8551 | 19341.8642 | 23998.7762 | 28526.8114 | 32891.051 | 37079.6245 | 41072.1716 | 46367.127 | 4933.2515 | 4879.1619 | 4788.4417 | 4741.0092 | 4656.9119 | 4528.0353 | 4364.2395 | 4188.5735 | 3992.5471 | 5294.9554
Ind ¦ Ventilation optimization | RET | I_Primary Metals | Ottawa and Surrounding | Space Heating/Ventilation | Industrial | NA | End Use Consumption (m^3/year) | 15 | 2.256 | 2.3037 | 2.3416 | 2.3703 | 2.3886 | 2.3719 | 2.3677 | 2.3677 | 2.3677 | 2.3677 | 0.54194 | 0.56449 | 0.58524 | 0.60426 | 0.62109 | 0.62909 | 0.64054 | 0.65336 | 0.66642 | 0.67974 | 0.24023 | 0.24503 | 0.24993 | 0.25493 | 0.26003 | 0.26523 | 0.27053 | 0.27594 | 0.28146 | 0.28709 | 0.30171 | 0.31946 | 0.33531 | 0.34933 | 0.36107 | 0.36387 | 0.37 | 0.37741 | 0.38496 | 0.39265 | 148733.7637 | 143676.8157 | 138791.804 | 134072.8827 | 129514.4046 | 125110.9149 | 120857.1438 | 116748.0009 | 112778.5689 | 108944.0975 | 148733.7637 | 143676.8157 | 138791.804 | 134072.8827 | 129514.4046 | 125110.9149 | 120857.1438 | 116748.0009 | 112778.5689 | 108944.0975 | 4063.5146 | 8020.1617 | 11839.7738 | 15661.5801 | 19452.5103 | 23161.3963 | 26754.4159 | 30241.9175 | 33610.8645 | 37980.1854 | 4063.5146 | 3956.6471 | 3819.6121 | 3821.8063 | 3790.9302 | 3708.886 | 3593.0196 | 3487.5017 | 3368.9469 | 4369.321
Ind ¦ Warehouse loading dock seals | RET | I_Primary Metals | Ottawa and Surrounding | Space Heating/Ventilation | Industrial | NA | End Use Consumption (m^3/year) | 10 | 0.65563 | 0.67466 | 0.68975 | 0.70118 | 0.70846 | 0.70181 | 0.70013 | 0.70014 | 0.70014 | 0.70012 | 0.098874 | 0.10378 | 0.10822 | 0.11222 | 0.11565 | 0.11685 | 0.11891 | 0.12129 | 0.12371 | 0.12618 | 0.15081 | 0.15382 | 0.1569 | 0.16004 | 0.16324 | 0.1665 | 0.16983 | 0.17323 | 0.1767 | 0.18023 | -0.051935 | -0.050045 | -0.048679 | -0.047824 | -0.047591 | -0.04965 | -0.050928 | -0.051945 | -0.052985 | -0.054047 | 46995.7378 | 45397.8827 | 43854.3547 | 42363.3067 | 40922.9542 | 39531.5738 | 38187.5003 | 36889.1253 | 35634.895 | 34423.3086 | 0 | 0 | 0 | 0 | 0 | 0 | 0 | 0 | 0 | 0 | 0 | 0 | 0 | 0 | 0 | 0 | 0 | 0 | 0 | 0 | 0 | 0 | 0 | 0 | 0 | 0 | 0 | 0 | 0 | 0
Ind ¦ Advanced boiler controls including air/fuel mix control ¦ New | NEW | I_Pulp & Paper | Ottawa and Surrounding | Process - Boiler/Steam | Industrial | NA | End Use Consumption (m^3/year) | 15 | 4.1594 | 4.246 | 4.3104 | 4.357 | 4.3847 | 4.3838 | 4.376 | 4.376 | 4.3761 | 4.376 | 0.12768 | 0.13294 | 0.13765 | 0.14192 | 0.14569 | 0.14857 | 0.15127 | 0.1543 | 0.15738 | 0.16053 | 0.030695 | 0.031309 | 0.031936 | 0.032574 | 0.033226 | 0.03389 | 0.034568 | 0.035259 | 0.035965 | 0.036684 | 0.09698 | 0.10163 | 0.10572 | 0.10935 | 0.11246 | 0.11468 | 0.1167 | 0.11904 | 0.12142 | 0.12384 | 0 | 0 | 0 | 0 | 0 | 0 | 0 | 0 | 0 | 0 | 0 | 0 | 0 | 0 | 0 | 0 | 0 | 0 | 0 | 0 | 0 | 0 | 0 | 0 | 0 | 0 | 0 | 0 | 0 | 0 | 0 | 0 | 0 | 0 | 0 | 0 | 0 | 0 | 0 | 0
Ind ¦ Advanced heating and process control ¦ New | NEW | I_Pulp & Paper | Ottawa and Surrounding | Process Heat | Industrial | NA | End Use Consumption (m^3/year) | 15 | 5.3148 | 5.4254 | 5.5077 | 5.5672 | 5.6027 | 5.6015 | 5.5915 | 5.5916 | 5.5916 | 5.5916 | 0.31919 | 0.33235 | 0.34413 | 0.35481 | 0.36422 | 0.37142 | 0.37817 | 0.38574 | 0.39346 | 0.40132 | 0.060056 | 0.061257 | 0.062483 | 0.063732 | 0.065007 | 0.066307 | 0.067633 | 0.068986 | 0.070366 | 0.071773 | 0.25913 | 0.27109 | 0.28165 | 0.29108 | 0.29921 | 0.30511 | 0.31054 | 0.31675 | 0.32309 | 0.32955 | 0 | 0 | 0 | 0 | 0 | 0 | 0 | 0 | 0 | 0 | 0 | 0 | 0 | 0 | 0 | 0 | 0 | 0 | 0 | 0 | 0 | 0 | 0 | 0 | 0 | 0 | 0 | 0 | 0 | 0 | 0 | 0 | 0 | 0 | 0 | 0 | 0 | 0 | 0 | 0
Ind ¦ Air compressor heat recovery ¦ New | NEW | I_Pulp & Paper | Ottawa and Surrounding | Space Heating/Ventilation | Industrial | NA | End Use Consumption (m^3/year) | 25 | 2.502 | 2.5404 | 2.5708 | 2.5939 | 2.6085 | 2.5951 | 2.5917 | 2.5918 | 2.5917 | 2.5917 | 0.78535 | 0.81335 | 0.83956 | 0.86403 | 0.8863 | 0.89938 | 0.91617 | 0.9345 | 0.95318 | 0.97223 | 0.31389 | 0.32017 | 0.32658 | 0.33311 | 0.33977 | 0.34656 | 0.3535 | 0.36057 | 0.36778 | 0.37513 | 0.47146 | 0.49318 | 0.51299 | 0.53092 | 0.54653 | 0.55281 | 0.56267 | 0.57393 | 0.58541 | 0.5971 | 0 | 0 | 0 | 0 | 0 | 0 | 0 | 0 | 0 | 0 | 0 | 0 | 0 | 0 | 0 | 0 | 0 | 0 | 0 | 0 | 0 | 0 | 0 | 0 | 0 | 0 | 0 | 0 | 0 | 0 | 0 | 0 | 0 | 0 | 0 | 0 | 0 | 0 | 0 | 0
Ind ¦ Air curtains ¦ New | NEW | I_Pulp & Paper | Ottawa and Surrounding | Space Heating/Ventilation | Industrial | NA | End Use Consumption (m^3/year) | 15 | 0.92289 | 0.94244 | 0.95793 | 0.96967 | 0.97714 | 0.97032 | 0.9686 | 0.96861 | 0.96861 | 0.96859 | 0.13548 | 0.14112 | 0.14631 | 0.15106 | 0.15527 | 0.15727 | 0.16013 | 0.16334 | 0.16661 | 0.16993 | 0.1468 | 0.14974 | 0.15274 | 0.15579 | 0.15891 | 0.16208 | 0.16533 | 0.16863 | 0.172 | 0.17544 | -0.01132 | -0.0086192 | -0.0064252 | -0.0047254 | -0.0036321 | -0.0048103 | -0.0051917 | -0.0052929 | -0.0053996 | -0.0055101 | 0 | 0 | 0 | 0 | 0 | 0 | 0 | 0 | 0 | 0 | 0 | 0 | 0 | 0 | 0 | 0 | 0 | 0 | 0 | 0 | 0 | 0 | 0 | 0 | 0 | 0 | 0 | 0 | 0 | 0 | 0 | 0 | 0 | 0 | 0 | 0 | 0 | 0 | 0 | 0
Ind ¦ Automated temperature control ¦ New | NEW | I_Pulp & Paper | Ottawa and Surrounding | Space Heating/Ventilation | Industrial | NA | End Use Consumption (m^3/year) | 25 | 1.1676 | 1.1855 | 1.1997 | 1.2105 | 1.2173 | 1.2111 | 1.2095 | 1.2095 | 1.2095 | 1.2095 | 0.26178 | 0.27112 | 0.27985 | 0.28801 | 0.29543 | 0.29979 | 0.30539 | 0.3115 | 0.31773 | 0.32408 | 0.22421 | 0.22869 | 0.23327 | 0.23793 | 0.24269 | 0.24755 | 0.2525 | 0.25755 | 0.2627 | 0.26795 | 0.037574 | 0.042423 | 0.046585 | 0.050076 | 0.052741 | 0.052247 | 0.052892 | 0.053952 | 0.055029 | 0.056126 | 0 | 0 | 0 | 0 | 0 | 0 | 0 | 0 | 0 | 0 | 0 | 0 | 0 | 0 | 0 | 0 | 0 | 0 | 0 | 0 | 0 | 0 | 0 | 0 | 0 | 0 | 0 | 0 | 0 | 0 | 0 | 0 | 0 | 0 | 0 | 0 | 0 | 0 | 0 | 0
Ind ¦ Blow down heat recovery and control ¦ New | NEW | I_Pulp & Paper | Ottawa and Surrounding | Process - Boiler/Steam | Industrial | NA | End Use Consumption (m^3/year) | 20 | 1.9672 | 2.0009 | 2.026 | 2.0442 | 2.055 | 2.0547 | 2.0516 | 2.0517 | 2.0517 | 2.0517 | 0.061959 | 0.064282 | 0.066391 | 0.068326 | 0.070062 | 0.071451 | 0.072771 | 0.074227 | 0.075713 | 0.077227 | 0.031496 | 0.032126 | 0.032769 | 0.033424 | 0.034093 | 0.034774 | 0.03547 | 0.036179 | 0.036903 | 0.037641 | 0.030463 | 0.032156 | 0.033622 | 0.034902 | 0.035969 | 0.036676 | 0.037301 | 0.038048 | 0.03881 | 0.039587 | 0 | 0 | 0 | 0 | 0 | 0 | 0 | 0 | 0 | 0 | 0 | 0 | 0 | 0 | 0 | 0 | 0 | 0 | 0 | 0 | 0 | 0 | 0 | 0 | 0 | 0 | 0 | 0 | 0 | 0 | 0 | 0 | 0 | 0 | 0 | 0 | 0 | 0 | 0 | 0
Ind ¦ Boiler combustion air preheat ¦ New | NEW | I_Pulp & Paper | Ottawa and Surrounding | Process - Boiler/Steam | Industrial | NA | End Use Consumption (m^3/year) | 20 | 68.9876 | 69.0887 | 69.1845 | 69.2782 | 69.3709 | 69.4563 | 69.5363 | 69.6241 | 69.7143 | 69.809 | 2.0992 | 2.1443 | 2.1902 | 2.2371 | 2.2849 | 2.3334 | 2.3828 | 2.4336 | 2.4854 | 2.5386 | 0.030429 | 0.031037 | 0.031658 | 0.032291 | 0.032937 | 0.033596 | 0.034267 | 0.034953 | 0.035652 | 0.036365 | 2.0688 | 2.1133 | 2.1586 | 2.2048 | 2.2519 | 2.2998 | 2.3486 | 2.3986 | 2.4498 | 2.5022 | 0 | 0 | 0 | 0 | 0 | 0 | 0 | 0 | 0 | 0 | 0 | 0 | 0 | 0 | 0 | 0 | 0 | 0 | 0 | 0 | 0 | 0 | 0 | 0 | 0 | 0 | 0 | 0 | 0 | 0 | 0 | 0 | 0 | 0 | 0 | 0 | 0 | 0 | 0 | 0
Ind ¦ Boiler right sizing and load management | NEW | I_Pulp & Paper | Ottawa and Surrounding | Process - Boiler/Steam | Industrial | NA | End Use Consumption (m^3/year) | 25 | INF | INF | INF | INF | INF | INF | INF | INF | INF | INF | 0.35266 | 0.36513 | 0.37655 | 0.38712 | 0.39671 | 0.40459 | 0.41215 | 0.4204 | 0.42883 | 0.43741 | 0 | 0 | 0 | 0 | 0 | 0 | 0 | 0 | 0 | 0 | 0.35266 | 0.36513 | 0.37655 | 0.38712 | 0.39671 | 0.40459 | 0.41215 | 0.4204 | 0.42883 | 0.43741 | 0 | 0 | 0 | 0 | 0 | 0 | 0 | 0 | 0 | 0 | 0 | 0 | 0 | 0 | 0 | 0 | 0 | 0 | 0 | 0 | 0 | 0 | 0 | 0 | 0 | 0 | 0 | 0 | 0 | 0 | 0 | 0 | 0 | 0 | 0 | 0 | 0 | 0 | 0 | 0
Ind ¦ Condensate return ¦ New | NEW | I_Pulp & Paper | Ottawa and Surrounding | Process - Boiler/Steam | Industrial | NA | End Use Consumption (m^3/year) | 25 | 1.6724 | 1.6976 | 1.7164 | 1.73 | 1.7381 | 1.7378 | 1.7356 | 1.7356 | 1.7357 | 1.7357 | 0.070532 | 0.073026 | 0.07531 | 0.077423 | 0.079342 | 0.080918 | 0.082429 | 0.08408 | 0.085765 | 0.087483 | 0.042173 | 0.043016 | 0.043877 | 0.044754 | 0.045649 | 0.046562 | 0.047494 | 0.048443 | 0.049412 | 0.050401 | 0.028359 | 0.03001 | 0.031433 | 0.032669 | 0.033693 | 0.034355 | 0.034936 | 0.035637 | 0.036353 | 0.037082 | 0 | 0 | 0 | 0 | 0 | 0 | 0 | 0 | 0 | 0 | 0 | 0 | 0 | 0 | 0 | 0 | 0 | 0 | 0 | 0 | 0 | 0 | 0 | 0 | 0 | 0 | 0 | 0 | 0 | 0 | 0 | 0 | 0 | 0 | 0 | 0 | 0 | 0 | 0 | 0
Ind ¦ Condensing boiler ¦ New | NEW | I_Pulp & Paper | Ottawa and Surrounding | Process - Boiler/Steam | Industrial | NA | End Use Consumption (m^3/year) | 20 | 3.224 | 3.2793 | 3.3205 | 3.3502 | 3.368 | 3.3674 | 3.3624 | 3.3624 | 3.3625 | 3.3625 | 0.3098 | 0.32141 | 0.33195 | 0.34163 | 0.35031 | 0.35725 | 0.36386 | 0.37114 | 0.37856 | 0.38614 | 0.09609 | 0.098012 | 0.099972 | 0.10197 | 0.10401 | 0.10609 | 0.10821 | 0.11038 | 0.11258 | 0.11484 | 0.21371 | 0.2234 | 0.23198 | 0.23966 | 0.2463 | 0.25116 | 0.25564 | 0.26076 | 0.26598 | 0.2713 | 0 | 0 | 0 | 0 | 0 | 0 | 0 | 0 | 0 | 0 | 0 | 0 | 0 | 0 | 0 | 0 | 0 | 0 | 0 | 0 | 0 | 0 | 0 | 0 | 0 | 0 | 0 | 0 | 0 | 0 | 0 | 0 | 0 | 0 | 0 | 0 | 0 | 0 | 0 | 0
Ind ¦ Condensing Economizer ¦ New | NEW | I_Pulp & Paper | Ottawa and Surrounding | Process - Boiler/Steam | Industrial | NA | End Use Consumption (m^3/year) | 15 | 3.7008 | 3.7778 | 3.835 | 3.8765 | 3.9012 | 3.9004 | 3.8934 | 3.8934 | 3.8935 | 3.8934 | 0.25535 | 0.26588 | 0.27531 | 0.28385 | 0.29137 | 0.29714 | 0.30254 | 0.30859 | 0.31477 | 0.32106 | 0.069 | 0.07038 | 0.071788 | 0.073223 | 0.074688 | 0.076182 | 0.077705 | 0.079259 | 0.080844 | 0.082461 | 0.18635 | 0.1955 | 0.20352 | 0.21063 | 0.21668 | 0.22096 | 0.22483 | 0.22933 | 0.23392 | 0.2386 | 0 | 0 | 0 | 0 | 0 | 0 | 0 | 0 | 0 | 0 | 0 | 0 | 0 | 0 | 0 | 0 | 0 | 0 | 0 | 0 | 0 | 0 | 0 | 0 | 0 | 0 | 0 | 0 | 0 | 0 | 0 | 0 | 0 | 0 | 0 | 0 | 0 | 0 | 0 | 0
Ind ¦ De-stratification fans ¦ New | NEW | I_Pulp & Paper | Ottawa and Surrounding | Space Heating/Ventilation | Industrial | NA | End Use Consumption (m^3/year) | 25 | 1.4153 | 1.437 | 1.4542 | 1.4672 | 1.4755 | 1.468 | 1.466 | 1.466 | 1.466 | 1.466 | 0.29918 | 0.30985 | 0.31983 | 0.32915 | 0.33764 | 0.34262 | 0.34902 | 0.356 | 0.36312 | 0.37037 | 0.2114 | 0.21563 | 0.21994 | 0.22434 | 0.22882 | 0.2334 | 0.23807 | 0.24283 | 0.24769 | 0.25264 | 0.087784 | 0.094223 | 0.099894 | 0.10482 | 0.10881 | 0.10922 | 0.11095 | 0.11317 | 0.11543 | 0.11773 | 0 | 0 | 0 | 0 | 0 | 0 | 0 | 0 | 0 | 0 | 0 | 0 | 0 | 0 | 0 | 0 | 0 | 0 | 0 | 0 | 0 | 0 | 0 | 0 | 0 | 0 | 0 | 0 | 0 | 0 | 0 | 0 | 0 | 0 | 0 | 0 | 0 | 0 | 0 | 0
Ind ¦ Direct contact hot water heaters ¦ New | NEW | I_Pulp & Paper | Ottawa and Surrounding | Process - Boiler/Steam | Industrial | NA | End Use Consumption (m^3/year) | 20 | 11.6065 | 11.8055 | 11.9537 | 12.0609 | 12.1248 | 12.1227 | 12.1047 | 12.1048 | 12.1049 | 12.105 | 0.46469 | 0.48212 | 0.49793 | 0.51244 | 0.52546 | 0.53588 | 0.54579 | 0.5567 | 0.56785 | 0.57921 | 0.040038 | 0.040838 | 0.041655 | 0.042488 | 0.043338 | 0.044205 | 0.045089 | 0.045991 | 0.04691 | 0.047849 | 0.42466 | 0.44128 | 0.45628 | 0.46996 | 0.48212 | 0.49168 | 0.5007 | 0.51071 | 0.52094 | 0.53136 | 0 | 0 | 0 | 0 | 0 | 0 | 0 | 0 | 0 | 0 | 0 | 0 | 0 | 0 | 0 | 0 | 0 | 0 | 0 | 0 | 0 | 0 | 0 | 0 | 0 | 0 | 0 | 0 | 0 | 0 | 0 | 0 | 0 | 0 | 0 | 0 | 0 | 0 | 0 | 0
Ind ¦ Energy Management and Process Improvement ¦ New | NEW | I_Pulp & Paper | Ottawa and Surrounding | Cross Cutting/Behavioural | Industrial | NA | End Use Consumption (m^3/year) | 15 | 3.6479 | 3.7238 | 3.7802 | 3.8211 | 3.8455 | 3.8447 | 3.8378 | 3.8378 | 3.8379 | 3.8378 | 0.25535 | 0.26588 | 0.27531 | 0.28385 | 0.29137 | 0.29714 | 0.30254 | 0.30859 | 0.31477 | 0.32106 | 0.07 | 0.0714 | 0.072828 | 0.074285 | 0.07577 | 0.077286 | 0.078831 | 0.080408 | 0.082016 | 0.083656 | 0.18535 | 0.19448 | 0.20248 | 0.20956 | 0.2156 | 0.21985 | 0.22371 | 0.22818 | 0.23275 | 0.2374 | 0 | 0 | 0 | 0 | 0 | 0 | 0 | 0 | 0 | 0 | 0 | 0 | 0 | 0 | 0 | 0 | 0 | 0 | 0 | 0 | 0 | 0 | 0 | 0 | 0 | 0 | 0 | 0 | 0 | 0 | 0 | 0 | 0 | 0 | 0 | 0 | 0 | 0 | 0 | 0
Ind ¦ Exhaust gas heat recovery ¦ New | NEW | I_Pulp & Paper | Ottawa and Surrounding | Process Heat | Industrial | NA | End Use Consumption (m^3/year) | 15 | 5.3148 | 5.4254 | 5.5077 | 5.5672 | 5.6027 | 5.6015 | 5.5915 | 5.5916 | 5.5916 | 5.5916 | 0.44687 | 0.46529 | 0.48179 | 0.49674 | 0.5099 | 0.51999 | 0.52944 | 0.54003 | 0.55084 | 0.56185 | 0.084079 | 0.08576 | 0.087476 | 0.089225 | 0.09101 | 0.09283 | 0.094686 | 0.09658 | 0.098512 | 0.10048 | 0.36279 | 0.37953 | 0.39431 | 0.40751 | 0.41889 | 0.42716 | 0.43475 | 0.44345 | 0.45233 | 0.46137 | 0 | 0 | 0 | 0 | 0 | 0 | 0 | 0 | 0 | 0 | 0 | 0 | 0 | 0 | 0 | 0 | 0 | 0 | 0 | 0 | 0 | 0 | 0 | 0 | 0 | 0 | 0 | 0 | 0 | 0 | 0 | 0 | 0 | 0 | 0 | 0 | 0 | 0 | 0 | 0
Ind ¦ Feedwater Economizers ¦ New | NEW | I_Pulp & Paper | Ottawa and Surrounding | Process - Boiler/Steam | Industrial | NA | End Use Consumption (m^3/year) | 20 | 2.418 | 2.4595 | 2.4903 | 2.5127 | 2.526 | 2.5256 | 2.5218 | 2.5218 | 2.5219 | 2.5219 | 0.12392 | 0.12856 | 0.13278 | 0.13665 | 0.14012 | 0.1429 | 0.14554 | 0.14845 | 0.15143 | 0.15445 | 0.051248 | 0.052273 | 0.053318 | 0.054385 | 0.055473 | 0.056582 | 0.057714 | 0.058868 | 0.060045 | 0.061246 | 0.07267 | 0.076292 | 0.079463 | 0.082267 | 0.084651 | 0.086319 | 0.087829 | 0.089587 | 0.091381 | 0.093209 | 0 | 0 | 0 | 0 | 0 | 0 | 0 | 0 | 0 | 0 | 0 | 0 | 0 | 0 | 0 | 0 | 0 | 0 | 0 | 0 | 0 | 0 | 0 | 0 | 0 | 0 | 0 | 0 | 0 | 0 | 0 | 0 | 0 | 0 | 0 | 0 | 0 | 0 | 0 | 0
Ind ¦ Heat recovery to preheat make-up water ¦ New | NEW | I_Pulp & Paper | Ottawa and Surrounding | Process - Boiler/Steam | Industrial | NA | End Use Consumption (m^3/year) | 25 | 3.4769 | 3.5293 | 3.5683 | 3.5965 | 3.6134 | 3.6129 | 3.6082 | 3.6083 | 3.6084 | 3.6085 | 0.2116 | 0.21908 | 0.22593 | 0.23227 | 0.23803 | 0.24275 | 0.24729 | 0.25224 | 0.2573 | 0.26245 | 0.060857 | 0.062074 | 0.063316 | 0.064582 | 0.065874 | 0.067191 | 0.068535 | 0.069906 | 0.071304 | 0.07273 | 0.15074 | 0.157 | 0.16261 | 0.16769 | 0.17215 | 0.17556 | 0.17875 | 0.18234 | 0.18599 | 0.18972 | 0 | 0 | 0 | 0 | 0 | 0 | 0 | 0 | 0 | 0 | 0 | 0 | 0 | 0 | 0 | 0 | 0 | 0 | 0 | 0 | 0 | 0 | 0 | 0 | 0 | 0 | 0 | 0 | 0 | 0 | 0 | 0 | 0 | 0 | 0 | 0 | 0 | 0 | 0 | 0
Ind ¦ High-efficiency burner ¦ New | NEW | I_Pulp & Paper | Ottawa and Surrounding | Process - Boiler/Steam | Industrial | NA | End Use Consumption (m^3/year) | 20 | 2.5792 | 2.6234 | 2.6564 | 2.6802 | 2.6944 | 2.6939 | 2.6899 | 2.6899 | 2.69 | 2.69 | 0.1549 | 0.16071 | 0.16598 | 0.17081 | 0.17515 | 0.17863 | 0.18193 | 0.18557 | 0.18928 | 0.19307 | 0.060056 | 0.061257 | 0.062483 | 0.063732 | 0.065007 | 0.066307 | 0.067633 | 0.068986 | 0.070366 | 0.071773 | 0.094842 | 0.099448 | 0.10349 | 0.10708 | 0.11015 | 0.11232 | 0.1143 | 0.11658 | 0.11892 | 0.1213 | 0 | 0 | 0 | 0 | 0 | 0 | 0 | 0 | 0 | 0 | 0 | 0 | 0 | 0 | 0 | 0 | 0 | 0 | 0 | 0 | 0 | 0 | 0 | 0 | 0 | 0 | 0 | 0 | 0 | 0 | 0 | 0 | 0 | 0 | 0 | 0 | 0 | 0 | 0 | 0
Ind ¦ High-efficiency burners ¦ New | NEW | I_Pulp & Paper | Ottawa and Surrounding | Process Heat | Industrial | NA | End Use Consumption (m^3/year) | 20 | 8.928 | 9.0812 | 9.1951 | 9.2776 | 9.3267 | 9.3252 | 9.3113 | 9.3113 | 9.3115 | 9.3115 | 0.61959 | 0.64282 | 0.66391 | 0.68326 | 0.70062 | 0.71451 | 0.72771 | 0.74227 | 0.75713 | 0.77227 | 0.069398 | 0.070786 | 0.072202 | 0.073646 | 0.075119 | 0.076621 | 0.078154 | 0.079717 | 0.081311 | 0.082938 | 0.55019 | 0.57204 | 0.59171 | 0.60961 | 0.6255 | 0.63789 | 0.64956 | 0.66256 | 0.67582 | 0.68934 | 0 | 0 | 0 | 0 | 0 | 0 | 0 | 0 | 0 | 0 | 0 | 0 | 0 | 0 | 0 | 0 | 0 | 0 | 0 | 0 | 0 | 0 | 0 | 0 | 0 | 0 | 0 | 0 | 0 | 0 | 0 | 0 | 0 | 0 | 0 | 0 | 0 | 0 | 0 | 0
Ind ¦ High-efficiency ovens & dryers ¦ New | NEW | I_Pulp & Paper | Ottawa and Surrounding | Process Heat | Industrial | NA | End Use Consumption (m^3/year) | 20 | 3.3161 | 3.373 | 3.4153 | 3.446 | 3.4642 | 3.4636 | 3.4585 | 3.4585 | 3.4586 | 3.4586 | 0.37176 | 0.38569 | 0.39834 | 0.40996 | 0.42037 | 0.4287 | 0.43663 | 0.44536 | 0.45428 | 0.46336 | 0.11211 | 0.11435 | 0.11663 | 0.11897 | 0.12135 | 0.12377 | 0.12625 | 0.12877 | 0.13135 | 0.13398 | 0.25965 | 0.27135 | 0.28171 | 0.29099 | 0.29902 | 0.30493 | 0.31038 | 0.31659 | 0.32293 | 0.32939 | 0 | 0 | 0 | 0 | 0 | 0 | 0 | 0 | 0 | 0 | 0 | 0 | 0 | 0 | 0 | 0 | 0 | 0 | 0 | 0 | 0 | 0 | 0 | 0 | 0 | 0 | 0 | 0 | 0 | 0 | 0 | 0 | 0 | 0 | 0 | 0 | 0 | 0 | 0 | 0
Ind ¦ Insulation ¦ New | NEW | I_Pulp & Paper | Ottawa and Surrounding | Process - Boiler/Steam | Industrial | NA | End Use Consumption (m^3/year) | 15 | 5.3148 | 5.4254 | 5.5077 | 5.5672 | 5.6027 | 5.6015 | 5.5915 | 5.5916 | 5.5916 | 5.5916 | 0.12768 | 0.13294 | 0.13765 | 0.14192 | 0.14569 | 0.14857 | 0.15127 | 0.1543 | 0.15738 | 0.16053 | 0.024023 | 0.024503 | 0.024993 | 0.025493 | 0.026003 | 0.026523 | 0.027053 | 0.027594 | 0.028146 | 0.028709 | 0.10365 | 0.10844 | 0.11266 | 0.11643 | 0.11968 | 0.12205 | 0.12422 | 0.1267 | 0.12924 | 0.13182 | 0 | 0 | 0 | 0 | 0 | 0 | 0 | 0 | 0 | 0 | 0 | 0 | 0 | 0 | 0 | 0 | 0 | 0 | 0 | 0 | 0 | 0 | 0 | 0 | 0 | 0 | 0 | 0 | 0 | 0 | 0 | 0 | 0 | 0 | 0 | 0 | 0 | 0 | 0 | 0
Ind ¦ Radiant heaters ¦ New | NEW | I_Pulp & Paper | Ottawa and Surrounding | Space Heating/Ventilation | Industrial | NA | End Use Consumption (m^3/year) | 20 | 1.4656 | 1.4912 | 1.5115 | 1.5269 | 1.5367 | 1.5277 | 1.5255 | 1.5255 | 1.5255 | 1.5255 | 0.98582 | 1.0231 | 1.0578 | 1.0899 | 1.1188 | 1.1346 | 1.1555 | 1.1787 | 1.2022 | 1.2263 | 0.67263 | 0.68608 | 0.69981 | 0.7138 | 0.72808 | 0.74264 | 0.75749 | 0.77264 | 0.78809 | 0.80386 | 0.31319 | 0.33701 | 0.35795 | 0.37608 | 0.39073 | 0.39191 | 0.39804 | 0.40601 | 0.41413 | 0.42239 | 0 | 0 | 0 | 0 | 0 | 0 | 0 | 0 | 0 | 0 | 0 | 0 | 0 | 0 | 0 | 0 | 0 | 0 | 0 | 0 | 0 | 0 | 0 | 0 | 0 | 0 | 0 | 0 | 0 | 0 | 0 | 0 | 0 | 0 | 0 | 0 | 0 | 0 | 0 | 0
Ind ¦ Reduce Steam Pressure ¦ New | NEW | I_Pulp & Paper | Ottawa and Surrounding | Process - Boiler/Steam | Industrial | NA | End Use Consumption (m^3/year) | 20 | 29.9803 | 30.4945 | 30.8771 | 31.154 | 31.3191 | 31.3138 | 31.2672 | 31.2674 | 31.2679 | 31.268 | 0.092939 | 0.096423 | 0.099586 | 0.10249 | 0.10509 | 0.10718 | 0.10916 | 0.11134 | 0.11357 | 0.11584 | 0.0031 | 0.003162 | 0.0032252 | 0.0032897 | 0.0033555 | 0.0034227 | 0.0034911 | 0.0035609 | 0.0036321 | 0.0037048 | 0.089839 | 0.093261 | 0.096361 | 0.099199 | 0.10174 | 0.10375 | 0.10567 | 0.10778 | 0.10994 | 0.11214 | 0 | 0 | 0 | 0 | 0 | 0 | 0 | 0 | 0 | 0 | 0 | 0 | 0 | 0 | 0 | 0 | 0 | 0 | 0 | 0 | 0 | 0 | 0 | 0 | 0 | 0 | 0 | 0 | 0 | 0 | 0 | 0 | 0 | 0 | 0 | 0 | 0 | 0 | 0 | 0
Ind ¦ Steam trap survey and repair ¦ New | NEW | I_Pulp & Paper | Ottawa and Surrounding | Process - Boiler/Steam | Industrial | NA | End Use Consumption (m^3/year) | 3 | 0.74751 | 0.79708 | 0.84877 | 0.8911 | 0.91312 | 0.91238 | 0.90622 | 0.90625 | 0.90632 | 0.90624 | 0.023145 | 0.025173 | 0.027342 | 0.029279 | 0.030603 | 0.03119 | 0.031599 | 0.032232 | 0.032879 | 0.033534 | 0.030962 | 0.031582 | 0.032213 | 0.032858 | 0.033515 | 0.034185 | 0.034869 | 0.035566 | 0.036277 | 0.037003 | -0.0078176 | -0.0064086 | -0.0048715 | -0.0035782 | -0.0029118 | -0.0029954 | -0.00327 | -0.0033344 | -0.0033984 | -0.0034693 | 0 | 0 | 0 | 0 | 0 | 0 | 0 | 0 | 0 | 0 | 0 | 0 | 0 | 0 | 0 | 0 | 0 | 0 | 0 | 0 | 0 | 0 | 0 | 0 | 0 | 0 | 0 | 0 | 0 | 0 | 0 | 0 | 0 | 0 | 0 | 0 | 0 | 0 | 0 | 0
Ind ¦ Ventilation heat recovery ¦ New | NEW | I_Pulp & Paper | Ottawa and Surrounding | Space Heating/Ventilation | Industrial | NA | End Use Consumption (m^3/year) | 20 | 4.3968 | 4.4736 | 4.5345 | 4.5806 | 4.61 | 4.5832 | 4.5764 | 4.5765 | 4.5764 | 4.5764 | 0.49291 | 0.51155 | 0.52888 | 0.54494 | 0.5594 | 0.56728 | 0.57777 | 0.58933 | 0.60111 | 0.61313 | 0.11211 | 0.11435 | 0.11663 | 0.11897 | 0.12135 | 0.12377 | 0.12625 | 0.12877 | 0.13135 | 0.13398 | 0.3808 | 0.3972 | 0.41225 | 0.42598 | 0.43806 | 0.4435 | 0.45152 | 0.46055 | 0.46976 | 0.47915 | 0 | 0 | 0 | 0 | 0 | 0 | 0 | 0 | 0 | 0 | 0 | 0 | 0 | 0 | 0 | 0 | 0 | 0 | 0 | 0 | 0 | 0 | 0 | 0 | 0 | 0 | 0 | 0 | 0 | 0 | 0 | 0 | 0 | 0 | 0 | 0 | 0 | 0 | 0 | 0
Ind ¦ Ventilation optimization ¦ New | NEW | I_Pulp & Paper | Ottawa and Surrounding | Space Heating/Ventilation | Industrial | NA | End Use Consumption (m^3/year) | 15 | 2.256 | 2.3037 | 2.3416 | 2.3703 | 2.3886 | 2.3719 | 2.3677 | 2.3677 | 2.3677 | 2.3677 | 0.54194 | 0.56449 | 0.58524 | 0.60426 | 0.62109 | 0.62909 | 0.64054 | 0.65336 | 0.66642 | 0.67974 | 0.24023 | 0.24503 | 0.24993 | 0.25493 | 0.26003 | 0.26523 | 0.27053 | 0.27594 | 0.28146 | 0.28709 | 0.30171 | 0.31946 | 0.33531 | 0.34933 | 0.36107 | 0.36387 | 0.37 | 0.37741 | 0.38496 | 0.39265 | 0 | 0 | 0 | 0 | 0 | 0 | 0 | 0 | 0 | 0 | 0 | 0 | 0 | 0 | 0 | 0 | 0 | 0 | 0 | 0 | 0 | 0 | 0 | 0 | 0 | 0 | 0 | 0 | 0 | 0 | 0 | 0 | 0 | 0 | 0 | 0 | 0 | 0 | 0 | 0
Ind ¦ Warehouse loading dock seals ¦ New | NEW | I_Pulp & Paper | Ottawa and Surrounding | Space Heating/Ventilation | Industrial | NA | End Use Consumption (m^3/year) | 10 | 0.65563 | 0.67466 | 0.68975 | 0.70118 | 0.70846 | 0.70181 | 0.70013 | 0.70014 | 0.70014 | 0.70012 | 0.098874 | 0.10378 | 0.10822 | 0.11222 | 0.11565 | 0.11685 | 0.11891 | 0.12129 | 0.12371 | 0.12618 | 0.15081 | 0.15382 | 0.1569 | 0.16004 | 0.16324 | 0.1665 | 0.16983 | 0.17323 | 0.1767 | 0.18023 | -0.051935 | -0.050045 | -0.048679 | -0.047824 | -0.047591 | -0.04965 | -0.050928 | -0.051945 | -0.052985 | -0.054047 | 0 | 0 | 0 | 0 | 0 | 0 | 0 | 0 | 0 | 0 | 0 | 0 | 0 | 0 | 0 | 0 | 0 | 0 | 0 | 0 | 0 | 0 | 0 | 0 | 0 | 0 | 0 | 0 | 0 | 0 | 0 | 0 | 0 | 0 | 0 | 0 | 0 | 0 | 0 | 0
Ind ¦ Advanced boiler controls including air/fuel mix control | RET | I_Pulp & Paper | Ottawa and Surrounding | Process - Boiler/Steam | Industrial | NA | End Use Consumption (m^3/year) | 15 | 4.1594 | 4.246 | 4.3104 | 4.357 | 4.3847 | 4.3838 | 4.376 | 4.376 | 4.3761 | 4.376 | 0.12768 | 0.13294 | 0.13765 | 0.14192 | 0.14569 | 0.14857 | 0.15127 | 0.1543 | 0.15738 | 0.16053 | 0.030695 | 0.031309 | 0.031936 | 0.032574 | 0.033226 | 0.03389 | 0.034568 | 0.035259 | 0.035965 | 0.036684 | 0.09698 | 0.10163 | 0.10572 | 0.10935 | 0.11246 | 0.11468 | 0.1167 | 0.11904 | 0.12142 | 0.12384 | 139165.3747 | 137217.0595 | 135296.0206 | 133401.8764 | 131534.2501 | 129692.7706 | 127877.0718 | 126086.7928 | 124321.5777 | 122581.0756 | 139165.3747 | 137217.0595 | 135296.0206 | 133401.8764 | 131534.2501 | 129692.7706 | 127877.0718 | 126086.7928 | 124321.5777 | 122581.0756 | 5804.9485 | 11687.244 | 17601.975 | 23563.3972 | 29523.7941 | 35426.8161 | 41222.4182 | 46879.1384 | 52359.0502 | 58276.9043 | 5804.9485 | 5882.2955 | 5914.731 | 5961.4222 | 5960.3969 | 5903.022 | 5795.6021 | 5656.7202 | 5479.9119 | 5917.8541
Ind ¦ Advanced heating and process control | RET | I_Pulp & Paper | Ottawa and Surrounding | Process Heat | Industrial | NA | End Use Consumption (m^3/year) | 15 | 5.3148 | 5.4254 | 5.5077 | 5.5672 | 5.6027 | 5.6015 | 5.5915 | 5.5916 | 5.5916 | 5.5916 | 0.31919 | 0.33235 | 0.34413 | 0.35481 | 0.36422 | 0.37142 | 0.37817 | 0.38574 | 0.39346 | 0.40132 | 0.060056 | 0.061257 | 0.062483 | 0.063732 | 0.065007 | 0.066307 | 0.067633 | 0.068986 | 0.070366 | 0.071773 | 0.25913 | 0.27109 | 0.28165 | 0.29108 | 0.29921 | 0.30511 | 0.31054 | 0.31675 | 0.32309 | 0.32955 | 176717.9361 | 174243.885 | 171804.4707 | 169399.2081 | 167027.6192 | 164689.2325 | 162383.5832 | 160110.2131 | 157868.6701 | 155658.5087 | 176717.9361 | 174243.885 | 171804.4707 | 169399.2081 | 167027.6192 | 164689.2325 | 162383.5832 | 160110.2131 | 157868.6701 | 155658.5087 | 7828.1892 | 15781.1252 | 23795.0392 | 31860.6798 | 39909.2388 | 47863.5526 | 55653.256 | 63227.2894 | 70530.9035 | 78464.1931 | 7828.1892 | 7952.936 | 8013.9141 | 8065.6406 | 8048.559 | 7954.3138 | 7789.7034 | 7574.0335 | 7303.614 | 7933.2897
Ind ¦ Air compressor heat recovery | RET | I_Pulp & Paper | Ottawa and Surrounding | Space Heating/Ventilation | Industrial | NA | End Use Consumption (m^3/year) | 25 | 2.502 | 2.5404 | 2.5708 | 2.5939 | 2.6085 | 2.5951 | 2.5917 | 2.5918 | 2.5917 | 2.5917 | 0.78535 | 0.81335 | 0.83956 | 0.86403 | 0.8863 | 0.89938 | 0.91617 | 0.9345 | 0.95318 | 0.97223 | 0.31389 | 0.32017 | 0.32658 | 0.33311 | 0.33977 | 0.34656 | 0.3535 | 0.36057 | 0.36778 | 0.37513 | 0.47146 | 0.49318 | 0.51299 | 0.53092 | 0.54653 | 0.55281 | 0.56267 | 0.57393 | 0.58541 | 0.5971 | 25692.0692 | 25332.3802 | 24977.7269 | 24628.0387 | 24283.2462 | 23943.2807 | 23608.0748 | 23277.5617 | 22951.6759 | 22630.3524 | 25692.0692 | 25332.3802 | 24977.7269 | 24628.0387 | 24283.2462 | 23943.2807 | 23608.0748 | 23277.5617 | 22951.6759 | 22630.3524 | 523.3151 | 1036.6253 | 1534.7406 | 2048.4953 | 2572.5409 | 3097.0986 | 3615.7081 | 4131.7315 | 4643.0113 | 5197.3414 | 523.3151 | 513.3102 | 498.1153 | 513.7547 | 524.0456 | 524.5578 | 518.6095 | 516.0234 | 511.2798 | 554.3301
Ind ¦ Air curtains | RET | I_Pulp & Paper | Ottawa and Surrounding | Space Heating/Ventilation | Industrial | NA | End Use Consumption (m^3/year) | 15 | 0.92289 | 0.94244 | 0.95793 | 0.96967 | 0.97714 | 0.97032 | 0.9686 | 0.96861 | 0.96861 | 0.96859 | 0.13548 | 0.14112 | 0.14631 | 0.15106 | 0.15527 | 0.15727 | 0.16013 | 0.16334 | 0.16661 | 0.16993 | 0.1468 | 0.14974 | 0.15274 | 0.15579 | 0.15891 | 0.16208 | 0.16533 | 0.16863 | 0.172 | 0.17544 | -0.01132 | -0.0086192 | -0.0064252 | -0.0047254 | -0.0036321 | -0.0048103 | -0.0051917 | -0.0052929 | -0.0053996 | -0.0055101 | 15292.8983 | 15078.7977 | 14867.6946 | 14659.5469 | 14454.3132 | 14251.9528 | 14052.4255 | 13855.6915 | 13661.7118 | 13470.4479 | 0 | 0 | 0 | 0 | 0 | 0 | 0 | 0 | 0 | 0 | 0 | 0 | 0 | 0 | 0 | 0 | 0 | 0 | 0 | 0 | 0 | 0 | 0 | 0 | 0 | 0 | 0 | 0 | 0 | 0
Ind ¦ Automated temperature control | RET | I_Pulp & Paper | Ottawa and Surrounding | Space Heating/Ventilation | Industrial | NA | End Use Consumption (m^3/year) | 25 | 1.1676 | 1.1855 | 1.1997 | 1.2105 | 1.2173 | 1.2111 | 1.2095 | 1.2095 | 1.2095 | 1.2095 | 0.26178 | 0.27112 | 0.27985 | 0.28801 | 0.29543 | 0.29979 | 0.30539 | 0.3115 | 0.31773 | 0.32408 | 0.22421 | 0.22869 | 0.23327 | 0.23793 | 0.24269 | 0.24755 | 0.2525 | 0.25755 | 0.2627 | 0.26795 | 0.037574 | 0.042423 | 0.046585 | 0.050076 | 0.052741 | 0.052247 | 0.052892 | 0.053952 | 0.055029 | 0.056126 | 19824.1275 | 19546.5897 | 19272.9374 | 19003.1163 | 18737.0727 | 18474.7536 | 18216.1071 | 17961.0816 | 17709.6265 | 17461.6917 | 19824.1275 | 19546.5897 | 19272.9374 | 19003.1163 | 18737.0727 | 18474.7536 | 18216.1071 | 17961.0816 | 17709.6265 | 17461.6917 | 11.9575 | 22.2748 | 30.7006 | 41.2534 | 53.5094 | 66.134 | 78.3211 | 90.6643 | 102.9713 | 116.7684 | 11.9575 | 10.3173 | 8.4258 | 10.5528 | 12.2559 | 12.6246 | 12.1871 | 12.3432 | 12.307 | 13.7971
Ind ¦ Blow down heat recovery and control | RET | I_Pulp & Paper | Ottawa and Surrounding | Process - Boiler/Steam | Industrial | NA | End Use Consumption (m^3/year) | 20 | 1.9672 | 2.0009 | 2.026 | 2.0442 | 2.055 | 2.0547 | 2.0516 | 2.0517 | 2.0517 | 2.0517 | 0.061959 | 0.064282 | 0.066391 | 0.068326 | 0.070062 | 0.071451 | 0.072771 | 0.074227 | 0.075713 | 0.077227 | 0.031496 | 0.032126 | 0.032769 | 0.033424 | 0.034093 | 0.034774 | 0.03547 | 0.036179 | 0.036903 | 0.037641 | 0.030463 | 0.032156 | 0.033622 | 0.034902 | 0.035969 | 0.036676 | 0.037301 | 0.038048 | 0.03881 | 0.039587 | 79523.0713 | 78409.7483 | 77312.0118 | 76229.6436 | 75162.4286 | 74110.1546 | 73072.6125 | 72049.5959 | 71040.9015 | 70046.3289 | 79523.0713 | 78409.7483 | 77312.0118 | 76229.6436 | 75162.4286 | 74110.1546 | 73072.6125 | 72049.5959 | 71040.9015 | 70046.3289 | 1468.7293 | 2902.4051 | 4284.9844 | 5717.894 | 7184.339 | 8653.2193 | 10104.311 | 11549.3768 | 12982.1905 | 14525.544 | 1468.7293 | 1433.6758 | 1382.5793 | 1432.9095 | 1466.4451 | 1468.8802 | 1451.0917 | 1445.0658 | 1432.8136 | 1543.3535
Ind ¦ Boiler combustion air preheat | RET | I_Pulp & Paper | Ottawa and Surrounding | Process - Boiler/Steam | Industrial | NA | End Use Consumption (m^3/year) | 20 | 68.9876 | 69.0887 | 69.1845 | 69.2782 | 69.3709 | 69.4563 | 69.5363 | 69.6241 | 69.7143 | 69.809 | 2.0992 | 2.1443 | 2.1902 | 2.2371 | 2.2849 | 2.3334 | 2.3828 | 2.4336 | 2.4854 | 2.5386 | 0.030429 | 0.031037 | 0.031658 | 0.032291 | 0.032937 | 0.033596 | 0.034267 | 0.034953 | 0.035652 | 0.036365 | 2.0688 | 2.1133 | 2.1586 | 2.2048 | 2.2519 | 2.2998 | 2.3486 | 2.3986 | 2.4498 | 2.5022 | 102243.9488 | 100812.5335 | 99401.158 | 98009.5418 | 96637.4082 | 95284.4845 | 93950.5017 | 92635.1947 | 91338.302 | 90059.5657 | 102243.9488 | 100812.5335 | 99401.158 | 98009.5418 | 96637.4082 | 95284.4845 | 93950.5017 | 92635.1947 | 91338.302 | 90059.5657 | 5110.6504 | 10336.0401 | 15629.6115 | 20940.9535 | 26217.4212 | 31406.2175 | 36456.5335 | 41321.6074 | 45960.4851 | 50954.837 | 5110.6504 | 5225.3897 | 5293.5714 | 5311.342 | 5276.4677 | 5188.7963 | 5050.316 | 4865.0739 | 4638.8777 | 4994.3519
Ind ¦ Condensate return | RET | I_Pulp & Paper | Ottawa and Surrounding | Process - Boiler/Steam | Industrial | NA | End Use Consumption (m^3/year) | 25 | 1.6724 | 1.6976 | 1.7164 | 1.73 | 1.7381 | 1.7378 | 1.7356 | 1.7356 | 1.7357 | 1.7357 | 0.070532 | 0.073026 | 0.07531 | 0.077423 | 0.079342 | 0.080918 | 0.082429 | 0.08408 | 0.085765 | 0.087483 | 0.042173 | 0.043016 | 0.043877 | 0.044754 | 0.045649 | 0.046562 | 0.047494 | 0.048443 | 0.049412 | 0.050401 | 0.028359 | 0.03001 | 0.031433 | 0.032669 | 0.033693 | 0.034355 | 0.034936 | 0.035637 | 0.036353 | 0.037082 | 95932.5939 | 94589.5376 | 93265.2841 | 91959.5701 | 90672.1361 | 89402.7262 | 88151.088 | 86916.9728 | 85700.1352 | 84500.3333 | 95932.5939 | 94589.5376 | 93265.2841 | 91959.5701 | 90672.1361 | 89402.7262 | 88151.088 | 86916.9728 | 85700.1352 | 84500.3333 | 777.1824 | 1514.8839 | 2199.0167 | 2936.3997 | 3710.3683 | 4490.372 | 5257.5433 | 6025.5318 | 6789.7012 | 7627.6378 | 777.1824 | 737.7015 | 684.1327 | 737.383 | 773.9687 | 780.0037 | 767.1713 | 767.9885 | 764.1694 | 837.9366
Ind ¦ Condensing boiler | RET | I_Pulp & Paper | Ottawa and Surrounding | Process - Boiler/Steam | Industrial | NA | End Use Consumption (m^3/year) | 20 | 3.224 | 3.2793 | 3.3205 | 3.3502 | 3.368 | 3.3674 | 3.3624 | 3.3624 | 3.3625 | 3.3625 | 0.3098 | 0.32141 | 0.33195 | 0.34163 | 0.35031 | 0.35725 | 0.36386 | 0.37114 | 0.37856 | 0.38614 | 0.09609 | 0.098012 | 0.099972 | 0.10197 | 0.10401 | 0.10609 | 0.10821 | 0.11038 | 0.11258 | 0.11484 | 0.21371 | 0.2234 | 0.23198 | 0.23966 | 0.2463 | 0.25116 | 0.25564 | 0.26076 | 0.26598 | 0.2713 | 214586.0653 | 211581.8604 | 208619.7144 | 205699.0384 | 202819.2518 | 199979.7823 | 197180.0653 | 194419.5444 | 191697.6708 | 189013.9034 | 214586.0653 | 211581.8604 | 208619.7144 | 205699.0384 | 202819.2518 | 199979.7823 | 197180.0653 | 194419.5444 | 191697.6708 | 189013.9034 | 7303.5656 | 14630.9101 | 21920.9933 | 29321.6802 | 36771.7521 | 44188.5025 | 51508.6885 | 58721.0543 | 65786.9378 | 73461.2801 | 7303.5656 | 7327.3445 | 7290.0832 | 7400.6869 | 7450.0719 | 7416.7504 | 7320.1861 | 7212.3658 | 7065.8835 | 7674.3424
Ind ¦ Condensing Economizer | RET | I_Pulp & Paper | Ottawa and Surrounding | Process - Boiler/Steam | Industrial | NA | End Use Consumption (m^3/year) | 15 | 3.7008 | 3.7778 | 3.835 | 3.8765 | 3.9012 | 3.9004 | 3.8934 | 3.8934 | 3.8935 | 3.8934 | 0.25535 | 0.26588 | 0.27531 | 0.28385 | 0.29137 | 0.29714 | 0.30254 | 0.30859 | 0.31477 | 0.32106 | 0.069 | 0.07038 | 0.071788 | 0.073223 | 0.074688 | 0.076182 | 0.077705 | 0.079259 | 0.080844 | 0.082461 | 0.18635 | 0.1955 | 0.20352 | 0.21063 | 0.21668 | 0.22096 | 0.22483 | 0.22933 | 0.23392 | 0.2386 | 170406.5813 | 168020.8891 | 165668.5967 | 163349.2363 | 161062.347 | 158807.4742 | 156584.1695 | 154391.9912 | 152230.5033 | 150099.2762 | 170406.5813 | 168020.8891 | 165668.5967 | 163349.2363 | 161062.347 | 158807.4742 | 156584.1695 | 154391.9912 | 152230.5033 | 150099.2762 | 6856.9446 | 13794.6226 | 20761.2932 | 27788.8611 | 34822.8481 | 41796.8299 | 48652.8371 | 55358.1323 | 61869.7415 | 68948.8486 | 6856.9446 | 6937.678 | 6966.6706 | 7027.5679 | 7033.987 | 6973.9818 | 6856.0072 | 6705.2951 | 6511.6093 | 7079.107
Ind ¦ De-stratification fans | RET | I_Pulp & Paper | Ottawa and Surrounding | Space Heating/Ventilation | Industrial | NA | End Use Consumption (m^3/year) | 25 | 1.4153 | 1.437 | 1.4542 | 1.4672 | 1.4755 | 1.468 | 1.466 | 1.466 | 1.466 | 1.466 | 0.29918 | 0.30985 | 0.31983 | 0.32915 | 0.33764 | 0.34262 | 0.34902 | 0.356 | 0.36312 | 0.37037 | 0.2114 | 0.21563 | 0.21994 | 0.22434 | 0.22882 | 0.2334 | 0.23807 | 0.24283 | 0.24769 | 0.25264 | 0.087784 | 0.094223 | 0.099894 | 0.10482 | 0.10881 | 0.10922 | 0.11095 | 0.11317 | 0.11543 | 0.11773 | 14499.9332 | 14296.9342 | 14096.7771 | 13899.4222 | 13704.8303 | 13512.9627 | 13323.7812 | 13137.2483 | 12953.3268 | 12771.9802 | 14499.9332 | 14296.9342 | 14096.7771 | 13899.4222 | 13704.8303 | 13512.9627 | 13323.7812 | 13137.2483 | 12953.3268 | 12771.9802 | 39.2333 | 75.1505 | 106.6138 | 142.6625 | 181.8588 | 221.6295 | 260.4115 | 299.3588 | 338.0992 | 380.3029 | 39.2333 | 35.9172 | 31.4632 | 36.0488 | 39.1963 | 39.7707 | 38.782 | 38.9473 | 38.7404 | 42.2037
Ind ¦ Direct contact hot water heaters | RET | I_Pulp & Paper | Ottawa and Surrounding | Process - Boiler/Steam | Industrial | NA | End Use Consumption (m^3/year) | 20 | 11.6065 | 11.8055 | 11.9537 | 12.0609 | 12.1248 | 12.1227 | 12.1047 | 12.1048 | 12.1049 | 12.105 | 0.46469 | 0.48212 | 0.49793 | 0.51244 | 0.52546 | 0.53588 | 0.54579 | 0.5567 | 0.56785 | 0.57921 | 0.040038 | 0.040838 | 0.041655 | 0.042488 | 0.043338 | 0.044205 | 0.045089 | 0.045991 | 0.04691 | 0.047849 | 0.42466 | 0.44128 | 0.45628 | 0.46996 | 0.48212 | 0.49168 | 0.5007 | 0.51071 | 0.52094 | 0.53136 | 181767.02 | 179222.2818 | 176713.1698 | 174239.1854 | 171799.8368 | 169394.6391 | 167023.1142 | 164684.7906 | 162379.2035 | 160105.8947 | 181767.02 | 179222.2818 | 176713.1698 | 174239.1854 | 171799.8368 | 169394.6391 | 167023.1142 | 164684.7906 | 162379.2035 | 160105.8947 | 8630.9084 | 17431.107 | 26326.7712 | 35259.2951 | 44146.9973 | 52905.0192 | 61452.9264 | 69721.3235 | 77645.508 | 86300.6655 | 8630.9084 | 8800.1986 | 8895.6642 | 8932.5239 | 8887.7023 | 8758.0218 | 8547.9072 | 8268.3971 | 7924.1845 | 8655.1575
Ind ¦ Energy Management and Process Improvement | RET | I_Pulp & Paper | Ottawa and Surrounding | Cross Cutting/Behavioural | Industrial | NA | End Use Consumption (m^3/year) | 15 | 3.6479 | 3.7238 | 3.7802 | 3.8211 | 3.8455 | 3.8447 | 3.8378 | 3.8378 | 3.8379 | 3.8378 | 0.25535 | 0.26588 | 0.27531 | 0.28385 | 0.29137 | 0.29714 | 0.30254 | 0.30859 | 0.31477 | 0.32106 | 0.07 | 0.0714 | 0.072828 | 0.074285 | 0.07577 | 0.077286 | 0.078831 | 0.080408 | 0.082016 | 0.083656 | 0.18535 | 0.19448 | 0.20248 | 0.20956 | 0.2156 | 0.21985 | 0.22371 | 0.22818 | 0.23275 | 0.2374 | 991610.9467 | 977728.3934 | 964040.1959 | 950543.6332 | 937236.0223 | 924114.718 | 911177.1119 | 898420.6324 | 885842.7435 | 873440.9451 | 991610.9467 | 977728.3934 | 964040.1959 | 950543.6332 | 937236.0223 | 924114.718 | 911177.1119 | 898420.6324 | 885842.7435 | 873440.9451 | 39709.0937 | 79877.4867 | 120200.6525 | 160886.6203 | 201615.5533 | 242002.737 | 281713.2371 | 320560.8711 | 358298.1616 | 398921.5233 | 39709.0937 | 40168.393 | 40323.1658 | 40685.9677 | 40728.933 | 40387.1837 | 39710.5001 | 38847.634 | 37737.2905 | 40623.3617
Ind ¦ Exhaust gas heat recovery | RET | I_Pulp & Paper | Ottawa and Surrounding | Process Heat | Industrial | NA | End Use Consumption (m^3/year) | 15 | 5.3148 | 5.4254 | 5.5077 | 5.5672 | 5.6027 | 5.6015 | 5.5915 | 5.5916 | 5.5916 | 5.5916 | 0.44687 | 0.46529 | 0.48179 | 0.49674 | 0.5099 | 0.51999 | 0.52944 | 0.54003 | 0.55084 | 0.56185 | 0.084079 | 0.08576 | 0.087476 | 0.089225 | 0.09101 | 0.09283 | 0.094686 | 0.09658 | 0.098512 | 0.10048 | 0.36279 | 0.37953 | 0.39431 | 0.40751 | 0.41889 | 0.42716 | 0.43475 | 0.44345 | 0.45233 | 0.46137 | 309256.3883 | 304926.7988 | 300657.8236 | 296448.6141 | 292298.3335 | 288206.1568 | 284171.2706 | 280192.8729 | 276270.1726 | 272402.3902 | 309256.3883 | 304926.7988 | 300657.8236 | 296448.6141 | 292298.3335 | 288206.1568 | 284171.2706 | 280192.8729 | 276270.1726 | 272402.3902 | 13699.3311 | 27616.969 | 41641.3187 | 55756.1896 | 69841.1679 | 83761.217 | 97393.198 | 110647.7565 | 123429.0811 | 137426.4871 | 13699.3311 | 13917.638 | 14024.3496 | 14114.871 | 14084.9782 | 13920.0491 | 13631.981 | 13254.5585 | 12781.3245 | 13997.4061
Ind ¦ Feedwater Economizers | RET | I_Pulp & Paper | Ottawa and Surrounding | Process - Boiler/Steam | Industrial | NA | End Use Consumption (m^3/year) | 20 | 2.418 | 2.4595 | 2.4903 | 2.5127 | 2.526 | 2.5256 | 2.5218 | 2.5218 | 2.5219 | 2.5219 | 0.12392 | 0.12856 | 0.13278 | 0.13665 | 0.14012 | 0.1429 | 0.14554 | 0.14845 | 0.15143 | 0.15445 | 0.051248 | 0.052273 | 0.053318 | 0.054385 | 0.055473 | 0.056582 | 0.057714 | 0.058868 | 0.060045 | 0.061246 | 0.07267 | 0.076292 | 0.079463 | 0.082267 | 0.084651 | 0.086319 | 0.087829 | 0.089587 | 0.091381 | 0.093209 | 113604.3875 | 112013.9261 | 110445.7311 | 108899.4909 | 107374.898 | 105871.6495 | 104389.4464 | 102927.9941 | 101487.0022 | 100066.1842 | 113604.3875 | 112013.9261 | 110445.7311 | 108899.4909 | 107374.898 | 105871.6495 | 104389.4464 | 102927.9941 | 101487.0022 | 100066.1842 | 2933.4488 | 5838.4123 | 8689.2341 | 11608.533 | 14570.6309 | 17531.0981 | 20459.0135 | 23364.042 | 26233.1836 | 29306.3023 | 2933.4488 | 2904.9635 | 2850.8218 | 2919.2989 | 2962.0979 | 2960.4672 | 2927.9154 | 2905.0285 | 2869.1416 | 3073.1187
Ind ¦ Heat recovery to preheat make-up water | RET | I_Pulp & Paper | Ottawa and Surrounding | Process - Boiler/Steam | Industrial | NA | End Use Consumption (m^3/year) | 25 | 3.4769 | 3.5293 | 3.5683 | 3.5965 | 3.6134 | 3.6129 | 3.6082 | 3.6083 | 3.6084 | 3.6085 | 0.2116 | 0.21908 | 0.22593 | 0.23227 | 0.23803 | 0.24275 | 0.24729 | 0.25224 | 0.2573 | 0.26245 | 0.060857 | 0.062074 | 0.063316 | 0.064582 | 0.065874 | 0.067191 | 0.068535 | 0.069906 | 0.071304 | 0.07273 | 0.15074 | 0.157 | 0.16261 | 0.16769 | 0.17215 | 0.17556 | 0.17875 | 0.18234 | 0.18599 | 0.18972 | 238569.2138 | 235229.2448 | 231936.0354 | 228688.9309 | 225487.2859 | 222330.4639 | 219217.8374 | 216148.7876 | 213122.7046 | 210138.9867 | 238569.2138 | 235229.2448 | 231936.0354 | 228688.9309 | 225487.2859 | 222330.4639 | 219217.8374 | 216148.7876 | 213122.7046 | 210138.9867 | 7797.0802 | 15601.4559 | 23351.6809 | 31228.3482 | 39169.8872 | 47082.8465 | 54895.8894 | 62604.7218 | 70168.9346 | 78355.1234 | 7797.0802 | 7804.3757 | 7750.225 | 7876.6673 | 7941.539 | 7912.9593 | 7813.043 | 7708.8324 | 7564.2128 | 8186.1888
Ind ¦ High-efficiency burner | RET | I_Pulp & Paper | Ottawa and Surrounding | Process - Boiler/Steam | Industrial | NA | End Use Consumption (m^3/year) | 20 | 2.5792 | 2.6234 | 2.6564 | 2.6802 | 2.6944 | 2.6939 | 2.6899 | 2.6899 | 2.69 | 2.69 | 0.1549 | 0.16071 | 0.16598 | 0.17081 | 0.17515 | 0.17863 | 0.18193 | 0.18557 | 0.18928 | 0.19307 | 0.060056 | 0.061257 | 0.062483 | 0.063732 | 0.065007 | 0.066307 | 0.067633 | 0.068986 | 0.070366 | 0.071773 | 0.094842 | 0.099448 | 0.10349 | 0.10708 | 0.11015 | 0.11232 | 0.1143 | 0.11658 | 0.11892 | 0.1213 | 64375.8196 | 63474.5581 | 62585.9143 | 61709.7115 | 60845.7755 | 59993.9347 | 59154.0196 | 58325.8633 | 57509.3012 | 56704.171 | 64375.8196 | 63474.5581 | 62585.9143 | 61709.7115 | 60845.7755 | 59993.9347 | 59154.0196 | 58325.8633 | 57509.3012 | 56704.171 | 1795.2082 | 3579.3941 | 5337.4465 | 7132.9284 | 8950.7779 | 10766.1072 | 12561.1356 | 14339.5212 | 16093.02 | 17990.9554 | 1795.2082 | 1784.1859 | 1758.0524 | 1795.4819 | 1817.8495 | 1815.3293 | 1795.0283 | 1778.3856 | 1753.4988 | 1897.9354
Ind ¦ High-efficiency burners | RET | I_Pulp & Paper | Ottawa and Surrounding | Process Heat | Industrial | NA | End Use Consumption (m^3/year) | 20 | 8.928 | 9.0812 | 9.1951 | 9.2776 | 9.3267 | 9.3252 | 9.3113 | 9.3113 | 9.3115 | 9.3115 | 0.61959 | 0.64282 | 0.66391 | 0.68326 | 0.70062 | 0.71451 | 0.72771 | 0.74227 | 0.75713 | 0.77227 | 0.069398 | 0.070786 | 0.072202 | 0.073646 | 0.075119 | 0.076621 | 0.078154 | 0.079717 | 0.081311 | 0.082938 | 0.55019 | 0.57204 | 0.59171 | 0.60961 | 0.6255 | 0.63789 | 0.64956 | 0.66256 | 0.67582 | 0.68934 | 106030.7617 | 104546.331 | 103082.6824 | 101639.5248 | 100216.5715 | 98813.5395 | 97430.1499 | 96066.1278 | 94721.202 | 93395.1052 | 106030.7617 | 104546.331 | 103082.6824 | 101639.5248 | 100216.5715 | 98813.5395 | 97430.1499 | 96066.1278 | 94721.202 | 93395.1052 | 4909.9079 | 9910.7558 | 14961.7814 | 20036.8856 | 25091.2424 | 30077.3881 | 34950.6849 | 39673.9602 | 44211.3593 | 49320.4097 | 4909.9079 | 5000.8479 | 5051.0256 | 5075.1042 | 5054.3568 | 4986.1457 | 4873.2967 | 4723.2753 | 4537.3991 | 5109.0504
Ind ¦ High-efficiency ovens & dryers | RET | I_Pulp & Paper | Ottawa and Surrounding | Process Heat | Industrial | NA | End Use Consumption (m^3/year) | 20 | 3.3161 | 3.373 | 3.4153 | 3.446 | 3.4642 | 3.4636 | 3.4585 | 3.4585 | 3.4586 | 3.4586 | 0.37176 | 0.38569 | 0.39834 | 0.40996 | 0.42037 | 0.4287 | 0.43663 | 0.44536 | 0.45428 | 0.46336 | 0.11211 | 0.11435 | 0.11663 | 0.11897 | 0.12135 | 0.12377 | 0.12625 | 0.12877 | 0.13135 | 0.13398 | 0.25965 | 0.27135 | 0.28171 | 0.29099 | 0.29902 | 0.30493 | 0.31038 | 0.31659 | 0.32293 | 0.32939 | 212061.5234 | 209092.6621 | 206165.3648 | 203279.0497 | 200433.143 | 197627.079 | 194860.2999 | 192132.2557 | 189442.4041 | 186790.2104 | 212061.5234 | 209092.6621 | 206165.3648 | 203279.0497 | 200433.143 | 197627.079 | 194860.2999 | 192132.2557 | 189442.4041 | 186790.2104 | 7349.6768 | 14731.3521 | 22089.6844 | 29547.8817 | 37049.8621 | 44515.6295 | 51881.6638 | 59134.4057 | 66234.2223 | 73925.9252 | 7349.6768 | 7381.6754 | 7358.3322 | 7458.1974 | 7501.9804 | 7465.7674 | 7366.0343 | 7252.7419 | 7099.8166 | 7691.7028
Ind ¦ Insulation | RET | I_Pulp & Paper | Ottawa and Surrounding | Process - Boiler/Steam | Industrial | NA | End Use Consumption (m^3/year) | 15 | 5.3148 | 5.4254 | 5.5077 | 5.5672 | 5.6027 | 5.6015 | 5.5915 | 5.5916 | 5.5916 | 5.5916 | 0.12768 | 0.13294 | 0.13765 | 0.14192 | 0.14569 | 0.14857 | 0.15127 | 0.1543 | 0.15738 | 0.16053 | 0.024023 | 0.024503 | 0.024993 | 0.025493 | 0.026003 | 0.026523 | 0.027053 | 0.027594 | 0.028146 | 0.028709 | 0.10365 | 0.10844 | 0.11266 | 0.11643 | 0.11968 | 0.12205 | 0.12422 | 0.1267 | 0.12924 | 0.13182 | 164095.2264 | 161797.8933 | 159532.7227 | 157299.2646 | 155097.0749 | 152925.7159 | 150784.7559 | 148673.7693 | 146592.3365 | 144540.0438 | 164095.2264 | 161797.8933 | 159532.7227 | 157299.2646 | 155097.0749 | 152925.7159 | 150784.7559 | 148673.7693 | 146592.3365 | 144540.0438 | 7269.0328 | 14653.9019 | 22095.3936 | 29584.917 | 37058.5789 | 44444.7274 | 51678.0234 | 58711.0545 | 65492.9818 | 72953.5642 | 7269.0328 | 7384.8691 | 7441.4916 | 7489.5234 | 7473.6619 | 7386.1485 | 7233.296 | 7033.0311 | 6781.9273 | 7460.5824
Ind ¦ Radiant heaters | RET | I_Pulp & Paper | Ottawa and Surrounding | Space Heating/Ventilation | Industrial | NA | End Use Consumption (m^3/year) | 20 | 1.4656 | 1.4912 | 1.5115 | 1.5269 | 1.5367 | 1.5277 | 1.5255 | 1.5255 | 1.5255 | 1.5255 | 0.98582 | 1.0231 | 1.0578 | 1.0899 | 1.1188 | 1.1346 | 1.1555 | 1.1787 | 1.2022 | 1.2263 | 0.67263 | 0.68608 | 0.69981 | 0.7138 | 0.72808 | 0.74264 | 0.75749 | 0.77264 | 0.78809 | 0.80386 | 0.31319 | 0.33701 | 0.35795 | 0.37608 | 0.39073 | 0.39191 | 0.39804 | 0.40601 | 0.41413 | 0.42239 | 23109.2686 | 22785.7388 | 22466.7385 | 22152.2041 | 21842.0733 | 21536.2842 | 21234.7763 | 20937.4894 | 20644.3645 | 20355.3434 | 23109.2686 | 22785.7388 | 22466.7385 | 22152.2041 | 21842.0733 | 21536.2842 | 21234.7763 | 20937.4894 | 20644.3645 | 20355.3434 | 143.8505 | 280.3728 | 407.0851 | 543.1403 | 685.8177 | 830.3176 | 971.8619 | 1113.9516 | 1255.4335 | 1406.8672 | 143.8505 | 136.5223 | 126.7123 | 136.0552 | 142.6774 | 144.4999 | 141.5443 | 142.0897 | 141.4819 | 151.4337
Ind ¦ Reduce Steam Pressure | RET | I_Pulp & Paper | Ottawa and Surrounding | Process - Boiler/Steam | Industrial | NA | End Use Consumption (m^3/year) | 20 | 29.9803 | 30.4945 | 30.8771 | 31.154 | 31.3191 | 31.3138 | 31.2672 | 31.2674 | 31.2679 | 31.268 | 0.092939 | 0.096423 | 0.099586 | 0.10249 | 0.10509 | 0.10718 | 0.10916 | 0.11134 | 0.11357 | 0.11584 | 0.0031 | 0.003162 | 0.0032252 | 0.0032897 | 0.0033555 | 0.0034227 | 0.0034911 | 0.0035609 | 0.0036321 | 0.0037048 | 0.089839 | 0.093261 | 0.096361 | 0.099199 | 0.10174 | 0.10375 | 0.10567 | 0.10778 | 0.10994 | 0.11214 | 68162.6325 | 67208.3557 | 66267.4387 | 65339.6945 | 64424.9388 | 63522.9897 | 62633.6678 | 61756.7965 | 60892.2013 | 60039.7105 | 68162.6325 | 67208.3557 | 66267.4387 | 65339.6945 | 64424.9388 | 63522.9897 | 62633.6678 | 61756.7965 | 60892.2013 | 60039.7105 | 3446.1905 | 6968.1573 | 10533.5638 | 14108.1972 | 17655.9647 | 21140.6948 | 24527.7979 | 27785.9082 | 30887.6694 | 34255.3496 | 3446.1905 | 3521.9667 | 3565.4065 | 3574.6335 | 3547.7675 | 3484.7301 | 3387.1032 | 3258.1103 | 3101.7612 | 3367.6802
Ind ¦ Steam trap survey and repair | RET | I_Pulp & Paper | Ottawa and Surrounding | Process - Boiler/Steam | Industrial | NA | End Use Consumption (m^3/year) | 3 | 0.74751 | 0.79708 | 0.84877 | 0.8911 | 0.91312 | 0.91238 | 0.90622 | 0.90625 | 0.90632 | 0.90624 | 0.023145 | 0.025173 | 0.027342 | 0.029279 | 0.030603 | 0.03119 | 0.031599 | 0.032232 | 0.032879 | 0.033534 | 0.030962 | 0.031582 | 0.032213 | 0.032858 | 0.033515 | 0.034185 | 0.034869 | 0.035566 | 0.036277 | 0.037003 | -0.0078176 | -0.0064086 | -0.0048715 | -0.0035782 | -0.0029118 | -0.0029954 | -0.00327 | -0.0033344 | -0.0033984 | -0.0034693 | 151472.5167 | 149351.9015 | 147260.9748 | 145199.3212 | 143166.5307 | 141162.1993 | 139185.9285 | 137237.3255 | 135316.0029 | 133421.5789 | 0 | 0 | 0 | 0 | 0 | 0 | 0 | 0 | 0 | 0 | 0 | 0 | 0 | 0 | 0 | 0 | 0 | 0 | 0 | 0 | 0 | 0 | 0 | 0 | 0 | 0 | 0 | 0 | 0 | 0
Ind ¦ Ventilation heat recovery | RET | I_Pulp & Paper | Ottawa and Surrounding | Space Heating/Ventilation | Industrial | NA | End Use Consumption (m^3/year) | 20 | 4.3968 | 4.4736 | 4.5345 | 4.5806 | 4.61 | 4.5832 | 4.5764 | 4.5765 | 4.5764 | 4.5764 | 0.49291 | 0.51155 | 0.52888 | 0.54494 | 0.5594 | 0.56728 | 0.57777 | 0.58933 | 0.60111 | 0.61313 | 0.11211 | 0.11435 | 0.11663 | 0.11897 | 0.12135 | 0.12377 | 0.12625 | 0.12877 | 0.13135 | 0.13398 | 0.3808 | 0.3972 | 0.41225 | 0.42598 | 0.43806 | 0.4435 | 0.45152 | 0.46055 | 0.46976 | 0.47915 | 23590.7117 | 23260.4417 | 22934.7955 | 22613.7084 | 22297.1165 | 21984.9568 | 21677.1674 | 21373.6871 | 21074.4555 | 20779.4131 | 23590.7117 | 23260.4417 | 22934.7955 | 22613.7084 | 22297.1165 | 21984.9568 | 21677.1674 | 21373.6871 | 21074.4555 | 20779.4131 | 920.43 | 1849.6157 | 2780.4047 | 3721.0538 | 4664.1472 | 5600.1265 | 6520.9254 | 7422.9578 | 8300.5765 | 9251.4809 | 920.43 | 929.1857 | 930.7891 | 940.6491 | 943.0933 | 935.9793 | 920.7989 | 902.0324 | 877.6187 | 950.9044
Ind ¦ Ventilation optimization | RET | I_Pulp & Paper | Ottawa and Surrounding | Space Heating/Ventilation | Industrial | NA | End Use Consumption (m^3/year) | 15 | 2.256 | 2.3037 | 2.3416 | 2.3703 | 2.3886 | 2.3719 | 2.3677 | 2.3677 | 2.3677 | 2.3677 | 0.54194 | 0.56449 | 0.58524 | 0.60426 | 0.62109 | 0.62909 | 0.64054 | 0.65336 | 0.66642 | 0.67974 | 0.24023 | 0.24503 | 0.24993 | 0.25493 | 0.26003 | 0.26523 | 0.27053 | 0.27594 | 0.28146 | 0.28709 | 0.30171 | 0.31946 | 0.33531 | 0.34933 | 0.36107 | 0.36387 | 0.37 | 0.37741 | 0.38496 | 0.39265 | 27187.3748 | 26806.7515 | 26431.457 | 26061.4166 | 25696.5568 | 25336.805 | 24982.0897 | 24632.3405 | 24287.4877 | 23947.4629 | 27187.3748 | 26806.7515 | 26431.457 | 26061.4166 | 25696.5568 | 25336.805 | 24982.0897 | 24632.3405 | 24287.4877 | 23947.4629 | 758.1573 | 1511.6596 | 2254.1252 | 3012.3981 | 3780.1174 | 4546.7723 | 5304.8536 | 6055.9064 | 6796.4489 | 7598.6249 | 758.1573 | 753.5023 | 742.4656 | 758.2729 | 767.7193 | 766.6549 | 758.0813 | 751.0527 | 740.5425 | 802.176
Ind ¦ Warehouse loading dock seals | RET | I_Pulp & Paper | Ottawa and Surrounding | Space Heating/Ventilation | Industrial | NA | End Use Consumption (m^3/year) | 10 | 0.65563 | 0.67466 | 0.68975 | 0.70118 | 0.70846 | 0.70181 | 0.70013 | 0.70014 | 0.70014 | 0.70012 | 0.098874 | 0.10378 | 0.10822 | 0.11222 | 0.11565 | 0.11685 | 0.11891 | 0.12129 | 0.12371 | 0.12618 | 0.15081 | 0.15382 | 0.1569 | 0.16004 | 0.16324 | 0.1665 | 0.16983 | 0.17323 | 0.1767 | 0.18023 | -0.051935 | -0.050045 | -0.048679 | -0.047824 | -0.047591 | -0.04965 | -0.050928 | -0.051945 | -0.052985 | -0.054047 | 8590.4552 | 8470.1889 | 8351.6062 | 8234.6837 | 8119.3982 | 8005.7266 | 7893.6464 | 7783.1354 | 7674.1715 | 7566.7331 | 0 | 0 | 0 | 0 | 0 | 0 | 0 | 0 | 0 | 0 | 0 | 0 | 0 | 0 | 0 | 0 | 0 | 0 | 0 | 0 | 0 | 0 | 0 | 0 | 0 | 0 | 0 | 0 | 0 | 0
Ind ¦ Boiler right sizing and load management | ROB | I_Pulp & Paper | Ottawa and Surrounding | Process - Boiler/Steam | Industrial | NA | End Use Consumption (m^3/year) | 25 | INF | INF | INF | INF | INF | INF | INF | INF | INF | INF | 0.35266 | 0.36513 | 0.37655 | 0.38712 | 0.39671 | 0.40459 | 0.41215 | 0.4204 | 0.42883 | 0.43741 | 0 | 0 | 0 | 0 | 0 | 0 | 0 | 0 | 0 | 0 | 0.35266 | 0.36513 | 0.37655 | 0.38712 | 0.39671 | 0.40459 | 0.41215 | 0.4204 | 0.42883 | 0.43741 | 142005.4844 | 140017.4076 | 138057.1639 | 136124.3636 | 134218.6225 | 132339.5618 | 130486.808 | 128659.9926 | 126858.7527 | 125082.7302 | 142005.4844 | 140017.4076 | 138057.1639 | 136124.3636 | 134218.6225 | 132339.5618 | 130486.808 | 128659.9926 | 126858.7527 | 125082.7302 | 4195.7974 | 8261.3861 | 12194.8189 | 15994.9802 | 19661.4993 | 23194.6691 | 26595.3685 | 29864.9898 | 33005.3708 | 36046.2373 | 4195.7974 | 4065.5886 | 3933.4328 | 3800.1612 | 3666.5191 | 3533.1698 | 3400.6994 | 3269.6213 | 3140.381 | 3040.8665
Res ¦ Behavioural Mailed Reports | NEW | R_Detached | Ottawa and Surrounding | Cross Cutting/Behavioural | Residential | NA | Residential Households | 3 | 1.418 | 1.5078 | 1.6497 | 1.7391 | 1.7896 | 1.7471 | 1.7352 | 1.7352 | 1.7353 | 1.7354 | 10.9899 | 11.9188 | 13.3019 | 14.3033 | 15.0124 | 14.9493 | 15.1448 | 15.4475 | 15.7571 | 16.0734 | 7.75 | 7.905 | 8.0631 | 8.2244 | 8.3888 | 8.5566 | 8.7278 | 8.9023 | 9.0804 | 9.262 | 3.2399 | 4.0138 | 5.2388 | 6.079 | 6.6235 | 6.3927 | 6.417 | 6.5452 | 6.6768 | 6.8114 | 48430.5838 | 97248.6122 | 146460.3328 | 196072.0684 | 246090.2178 | 296521.257 | 347371.7404 | 398648.3016 | 450357.6544 | 502506.5942 | 48430.5838 | 97248.6122 | 146460.3328 | 196072.0684 | 246090.2178 | 296521.257 | 347371.7404 | 398648.3016 | 450357.6544 | 502506.5942 | 24215.2919 | 48624.3061 | 74310.6284 | 101581.9842 | 130614.0018 | 161494.983 | 194255.8071 | 228889.2967 | 265362.7501 | 303626.2366 | 24215.2919 | 24409.0142 | 25686.3223 | 27271.3557 | 29032.0177 | 30880.9812 | 32760.8241 | 34633.4895 | 36473.4534 | 38263.4865
Res ¦ Combination Space Water Heating | NEW | R_Detached | Ottawa and Surrounding | Water Heating | Residential | Res¦Water Heater | Residence | 20 | 2.6772 | 2.689 | 2.6985 | 2.7062 | 2.7119 | 2.7145 | 2.7162 | 2.719 | 2.7218 | 2.7248 | 1820.4984 | 1865.1199 | 1909.1392 | 1952.8393 | 1996.0701 | 2037.9941 | 2080.0704 | 2123.8276 | 2168.5586 | 2214.3586 | 680 | 693.6 | 707.472 | 721.6214 | 736.0539 | 750.7749 | 765.7904 | 781.1063 | 796.7284 | 812.6629 | 1140.4984 | 1171.5199 | 1201.6672 | 1231.2179 | 1260.0162 | 1287.2191 | 1314.2799 | 1342.7213 | 1371.8303 | 1401.6956 | 55530.7454 | 111505.7367 | 167932.1375 | 224817.1974 | 282168.2533 | 339992.7308 | 398298.145 | 457092.1021 | 516382.3002 | 576176.5309 | 55530.7454 | 111505.7367 | 167932.1375 | 224817.1974 | 282168.2533 | 339992.7308 | 398298.145 | 457092.1021 | 516382.3002 | 576176.5309 | 29209.792 | 58653.2623 | 88340.8373 | 118241.1265 | 148538.4615 | 179167.2514 | 210103.8306 | 241335.3179 | 272882.9769 | 304748.8455 | 29209.792 | 29443.4703 | 29687.575 | 29900.2892 | 30297.335 | 30628.7899 | 30936.5791 | 31231.4873 | 31547.659 | 31865.8686
Res ¦ Drain Water Heat Recovery ¦ New | NEW | R_Detached | Ottawa and Surrounding | Water Heating | Residential | NA | DHW tank | 20 | 0.48533 | 0.49358 | 0.49975 | 0.50423 | 0.50686 | 0.50684 | 0.50608 | 0.50608 | 0.50608 | 0.50609 | 339.7312 | 352.4182 | 363.9615 | 374.564 | 384.0487 | 391.7119 | 398.9512 | 406.9309 | 415.068 | 423.3786 | 700 | 714 | 728.28 | 742.8456 | 757.7025 | 772.8566 | 788.3137 | 804.08 | 820.1616 | 836.5648 | -360.2688 | -361.5818 | -364.3185 | -368.2816 | -373.6538 | -381.1447 | -389.3625 | -397.149 | -405.0935 | -413.1862 | 226700.2459 | 455214.0937 | 685570.7879 | 917799.9245 | 1151931.4563 | 1387995.6974 | 1626023.328 | 1866045.3993 | 2108093.3387 | 2352198.9545 | 0 | 0 | 0 | 0 | 0 | 0 | 0 | 0 | 0 | 0 | 0 | 0 | 0 | 0 | 0 | 0 | 0 | 0 | 0 | 0 | 0 | 0 | 0 | 0 | 0 | 0 | 0 | 0 | 0 | 0
Res ¦ Energy Star Home ¦ New | NEW | R_Detached | Ottawa and Surrounding | Space Heating/Ventilation | Residential | NA | Residential Households | 25 | 1.8786 | 1.8975 | 1.9126 | 1.9242 | 1.9319 | 1.9264 | 1.9255 | 1.9264 | 1.9272 | 1.9281 | 6011.5144 | 6193.3002 | 6367.453 | 6534.3348 | 6691.8073 | 6805.9401 | 6939.0456 | 7080.8741 | 7225.6205 | 7373.4446 | 3200 | 3264 | 3329.28 | 3395.8656 | 3463.7829 | 3533.0586 | 3603.7197 | 3675.7941 | 3749.31 | 3824.2962 | 2811.5144 | 2929.3002 | 3038.173 | 3138.4692 | 3228.0244 | 3272.8815 | 3335.3259 | 3405.08 | 3476.3105 | 3549.1484 | 0 | 0 | 0 | 0 | 0 | 0 | 0 | 0 | 0 | 0 | 0 | 0 | 0 | 0 | 0 | 0 | 0 | 0 | 0 | 0 | 0 | 0 | 0 | 0 | 0 | 0 | 0 | 0 | 0 | 0 | 0 | 0 | 0 | 0 | 0 | 0 | 0 | 0 | 0 | 0
Res ¦ HE Storage Water Heating | NEW | R_Detached | Ottawa and Surrounding | Water Heating | Residential | Res¦Water Heater | Water heater | 16 | 0.33577 | 0.34238 | 0.34733 | 0.35092 | 0.35302 | 0.35301 | 0.3524 | 0.3524 | 0.3524 | 0.3524 | 181.3135 | 188.5842 | 195.1372 | 201.0942 | 206.3476 | 210.4644 | 214.3046 | 218.5908 | 222.961 | 227.4234 | 540 | 550.8 | 561.816 | 573.0523 | 584.5134 | 596.2036 | 608.1277 | 620.2903 | 632.6961 | 645.35 | -358.6865 | -362.2158 | -366.6788 | -371.9581 | -378.1658 | -385.7393 | -393.8232 | -401.6995 | -409.7351 | -417.9265 | 134494.6777 | 270065.3127 | 406729.255 | 544504.0631 | 683407.5071 | 823457.5714 | 964672.4576 | 1107070.5878 | 1250670.6066 | 1395491.3852 | 0 | 0 | 0 | 0 | 0 | 0 | 0 | 0 | 0 | 0 | 0 | 0 | 0 | 0 | 0 | 0 | 0 | 0 | 0 | 0 | 0 | 0 | 0 | 0 | 0 | 0 | 0 | 0 | 0 | 0
Res ¦ Insulating Pool Covers ¦New | NEW | R_Detached | Ottawa and Surrounding | Appliances/Other | Residential | NA | Pool | 10 | 0.69261 | 0.71239 | 0.72709 | 0.73772 | 0.74407 | 0.74386 | 0.74207 | 0.74207 | 0.74208 | 0.74206 | 831.1313 | 871.9626 | 907.7563 | 939.4537 | 966.4916 | 985.5425 | 1002.8359 | 1022.8899 | 1043.3587 | 1064.2027 | 1200 | 1224 | 1248.48 | 1273.4496 | 1298.9186 | 1324.897 | 1351.3949 | 1378.4228 | 1405.9913 | 1434.1111 | -368.8687 | -352.0374 | -340.7237 | -333.9959 | -332.427 | -339.3545 | -348.559 | -355.5329 | -362.6325 | -369.9084 | 20663.0104 | 41491.3249 | 62487.609 | 83654.5603 | 104994.9089 | 126511.4178 | 148206.8835 | 170084.1361 | 192146.0402 | 214395.495 | 0 | 0 | 0 | 0 | 0 | 0 | 0 | 0 | 0 | 0 | 0 | 0 | 0 | 0 | 0 | 0 | 0 | 0 | 0 | 0 | 0 | 0 | 0 | 0 | 0 | 0 | 0 | 0 | 0 | 0
Res ¦ Low Flow Showerhead ¦ New | NEW | R_Detached | Ottawa and Surrounding | Water Heating | Residential | NA | Showers | 10 | 30.0259 | 30.1976 | 30.3333 | 30.4398 | 30.5146 | 30.5411 | 30.5569 | 30.5925 | 30.6333 | 30.6783 | 503.2341 | 516.2335 | 528.9258 | 541.3968 | 553.5832 | 565.1448 | 576.7461 | 588.9659 | 601.5469 | 614.4783 | 16.76 | 17.0952 | 17.4371 | 17.7858 | 18.1416 | 18.5044 | 18.8745 | 19.252 | 19.637 | 20.0298 | 486.4741 | 499.1383 | 511.4887 | 523.6109 | 535.4417 | 546.6404 | 557.8717 | 569.7139 | 581.9098 | 594.4485 | 73833.602 | 148257.8728 | 223282.3369 | 298916.6335 | 375170.5179 | 452053.8629 | 529576.6607 | 607749.0244 | 686581.1895 | 766083.5156 | 73833.602 | 148257.8728 | 223282.3369 | 298916.6335 | 375170.5179 | 452053.8629 | 529576.6607 | 607749.0244 | 686581.1895 | 766083.5156 | 59066.8816 | 118606.2982 | 180477.4733 | 244487.8743 | 310471.8417 | 378284.1056 | 447796.9951 | 518898.4058 | 591490.0939 | 665486.4177 | 59066.8816 | 59539.4166 | 61871.1751 | 64010.401 | 65983.9674 | 67812.2639 | 69512.8895 | 71101.4108 | 72591.6881 | 73996.3238
Res ¦ Programmable Thermostat - NEW | NEW | R_Detached | Ottawa and Surrounding | Space Heating/Ventilation | Residential | NA | Thermostat | 15 | 3.4919 | 3.5272 | 3.5557 | 3.578 | 3.5933 | 3.5842 | 3.5841 | 3.5871 | 3.5901 | 3.5933 | 698.3894 | 719.5506 | 739.8666 | 759.3982 | 777.8997 | 791.4526 | 807.2453 | 824.0865 | 841.2846 | 858.8612 | 200 | 204 | 208.08 | 212.2416 | 216.4864 | 220.8162 | 225.2325 | 229.7371 | 234.3319 | 239.0185 | 498.3894 | 515.5506 | 531.7866 | 547.1566 | 561.4132 | 570.6364 | 582.0128 | 594.3493 | 606.9527 | 619.8427 | 149814.7604 | 300828.039 | 453059.1617 | 606527.6872 | 761253.4098 | 917256.3625 | 1074556.8202 | 1233175.3033 | 1393132.5804 | 1554449.6721 | 149814.7604 | 300828.039 | 453059.1617 | 606527.6872 | 761253.4098 | 917256.3625 | 1074556.8202 | 1233175.3033 | 1393132.5804 | 1554449.6721 | 93872.8312 | 188496.6451 | 286138.4278 | 386341.0101 | 489700.6867 | 595694.011 | 704001.6825 | 814368.0665 | 926727.9597 | 1040935.4553 | 93872.8312 | 94623.8139 | 97641.7827 | 100202.5823 | 103359.6766 | 105993.3243 | 108307.6715 | 110366.384 | 112359.8932 | 114207.4955
Res ¦ Tankless Water Heater | NEW | R_Detached | Ottawa and Surrounding | Water Heating | Residential | Res¦Water Heater | DHW tank | 18 | 0.54447 | 0.55437 | 0.56178 | 0.56715 | 0.5703 | 0.57028 | 0.56937 | 0.56937 | 0.56936 | 0.56937 | 408.3517 | 424.0931 | 438.3556 | 451.397 | 462.9848 | 472.2225 | 480.9035 | 490.5208 | 500.3261 | 510.3413 | 750 | 765 | 780.3 | 795.906 | 811.8241 | 828.0606 | 844.6218 | 861.5143 | 878.7445 | 896.3194 | -341.6483 | -340.9069 | -341.9444 | -344.509 | -348.8393 | -355.8381 | -363.7183 | -370.9934 | -378.4184 | -385.9782 | 279622.9023 | 561482.7878 | 845615.7279 | 1132058.2279 | 1420847.2329 | 1712020.1337 | 2005614.7728 | 2301669.4504 | 2600222.9303 | 2901314.4466 | 0 | 0 | 0 | 0 | 0 | 0 | 0 | 0 | 0 | 0 | 0 | 0 | 0 | 0 | 0 | 0 | 0 | 0 | 0 | 0 | 0 | 0 | 0 | 0 | 0 | 0 | 0 | 0 | 0 | 0
Res ¦ Triple Glazed Low-E Argon Windows ¦ New | NEW | R_Detached | Ottawa and Surrounding | Space Heating/Ventilation | Residential | NA | Residential Households | 30 | 1.127 | 1.1502 | 1.1685 | 1.1822 | 1.1906 | 1.1817 | 1.1791 | 1.1784 | 1.1778 | 1.1771 | 850.8796 | 885.7646 | 917.8338 | 947.1531 | 973.0204 | 985.0834 | 1002.4995 | 1022.015 | 1041.8783 | 1062.0877 | 755 | 770.1 | 785.502 | 801.212 | 817.2363 | 833.581 | 850.2526 | 867.2577 | 884.6028 | 902.2949 | 95.8796 | 115.6646 | 132.3318 | 145.9411 | 155.7841 | 151.5024 | 152.2469 | 154.7574 | 157.2755 | 159.7928 | 555830.2185 | 1116107.0787 | 1680902.2828 | 2250288.3955 | 2824338.8557 | 3403127.9884 | 3986731.0161 | 4575224.0714 | 5168684.2087 | 5767189.4166 | 555830.2185 | 1116107.0787 | 1680902.2828 | 2250288.3955 | 2824338.8557 | 3403127.9884 | 3986731.0161 | 4575224.0714 | 5168684.2087 | 5767189.4166 | 27281.8837 | 54782.0225 | 84312.0257 | 114760.9104 | 149770.0001 | 187577.138 | 227154.2346 | 267578.8105 | 308965.2914 | 350833.4069 | 27281.8837 | 27500.1388 | 29530.0032 | 30448.8846 | 35009.0898 | 37807.1378 | 39577.0967 | 40424.5759 | 41386.4809 | 41868.1155
Res ¦ 90 AFUE Furnace Early Replcmnt. BA 60% AFUE | RET | R_Detached | Ottawa and Surrounding | Space Heating/Ventilation | Residential | NA | Furnace | 3 | 0.72898 | 0.77517 | 0.85082 | 0.89758 | 0.92396 | 0.89986 | 0.89381 | 0.89382 | 0.89384 | 0.89379 | 377.6093 | 409.5693 | 458.5322 | 493.4051 | 518.0661 | 514.6433 | 521.404 | 531.8376 | 542.4895 | 553.3103 | 518 | 528.36 | 538.9272 | 549.7057 | 560.6999 | 571.9139 | 583.3521 | 595.0192 | 606.9196 | 619.058 | -140.3907 | -118.7907 | -80.395 | -56.3006 | -42.6337 | -57.2705 | -61.9481 | -63.1815 | -64.4301 | -65.7477 | 5579172.8306 | 5551276.9664 | 5523520.5816 | 5495902.9787 | 5468423.4638 | 5441081.3464 | 5413875.9397 | 5386806.56 | 5359872.5272 | 5333073.1646 | 0 | 0 | 0 | 0 | 0 | 0 | 0 | 0 | 0 | 0 | 0 | 0 | 0 | 0 | 0 | 0 | 0 | 0 | 0 | 0 | 0 | 0 | 0 | 0 | 0 | 0 | 0 | 0 | 0 | 0
Res ¦ Above Grade Wall Insulation | RET | R_Detached | Ottawa and Surrounding | Space Heating/Ventilation | Residential | NA | Residential Households | 25 | 0.73171 | 0.7412 | 0.74876 | 0.75451 | 0.75824 | 0.75509 | 0.7544 | 0.75455 | 0.75469 | 0.75483 | 1170.7291 | 1209.6417 | 1246.4105 | 1281.1127 | 1313.1809 | 1333.8968 | 1359.3226 | 1386.7795 | 1414.7828 | 1443.3555 | 1600 | 1632 | 1664.64 | 1697.9328 | 1731.8915 | 1766.5293 | 1801.8599 | 1837.8971 | 1874.655 | 1912.1481 | -429.2709 | -422.3583 | -418.2295 | -416.8201 | -418.7105 | -432.6324 | -442.5373 | -451.1175 | -459.8722 | -468.7927 | 13505918.102 | 13438388.5114 | 13371196.5689 | 13304340.586 | 13237818.8831 | 13171629.7887 | 13105771.6398 | 13040242.7816 | 12975041.5676 | 12910166.3598 | 0 | 0 | 0 | 0 | 0 | 0 | 0 | 0 | 0 | 0 | 0 | 0 | 0 | 0 | 0 | 0 | 0 | 0 | 0 | 0 | 0 | 0 | 0 | 0 | 0 | 0 | 0 | 0 | 0 | 0
Res ¦ Air Sealing ¦ Retro | RET | R_Detached | Ottawa and Surrounding | Space Heating/Ventilation | Residential | NA | Residential Households | 1 | 2.4785 | 2.6439 | 2.7932 | 2.9527 | 3.4371 | 3.2579 | 3.1977 | 3.1983 | 3.1986 | 3.198 | 49.569 | 53.9359 | 58.1202 | 62.6696 | 74.4084 | 71.939 | 72.0221 | 73.4768 | 74.9544 | 76.4375 | 20 | 20.4 | 20.808 | 21.2242 | 21.6486 | 22.0816 | 22.5232 | 22.9737 | 23.4332 | 23.9019 | 29.569 | 33.5359 | 37.3122 | 41.4454 | 52.7598 | 49.8574 | 49.4988 | 50.5031 | 51.5212 | 52.5356 | 13802378.3932 | 13733366.5013 | 13664699.6688 | 13596376.1704 | 13528394.2896 | 13460752.3181 | 13393448.5565 | 13326481.3137 | 13259848.9072 | 13193549.6626 | 13802378.3932 | 13733366.5013 | 13664699.6688 | 13596376.1704 | 13528394.2896 | 13460752.3181 | 13393448.5565 | 13326481.3137 | 13259848.9072 | 13193549.6626 | 455947.7678 | 938414.6433 | 1445654.3113 | 1975273.8786 | 2524231.7696 | 3088868.1689 | 3664971.1965 | 4247879.1073 | 4832615.2993 | 5414049.253 | 455947.7678 | 482466.8755 | 507239.668 | 529619.5672 | 548957.8911 | 564636.3992 | 576103.0276 | 582907.9108 | 584736.1921 | 581433.9537
Res ¦ Attic Insulation | RET | R_Detached | Ottawa and Surrounding | Space Heating/Ventilation | Residential | NA | Residential Households | 25 | 1.597 | 1.6176 | 1.6339 | 1.6464 | 1.6544 | 1.6476 | 1.6462 | 1.6465 | 1.6468 | 1.6472 | 926.2846 | 956.9532 | 985.948 | 1013.3297 | 1038.6547 | 1055.0965 | 1075.2302 | 1096.9598 | 1119.1224 | 1141.7365 | 580 | 591.6 | 603.432 | 615.5006 | 627.8107 | 640.3669 | 653.1742 | 666.2377 | 679.5624 | 693.1537 | 346.2846 | 365.3532 | 382.516 | 397.8291 | 410.844 | 414.7296 | 422.056 | 430.7221 | 439.56 | 448.5828 | 4154311.2001 | 4133539.6441 | 4112871.9458 | 4092307.5861 | 4071846.0482 | 4051486.8179 | 4031229.3839 | 4011073.2369 | 3991017.8708 | 3971062.7814 | 4154311.2001 | 4133539.6441 | 4112871.9458 | 4092307.5861 | 4071846.0482 | 4051486.8179 | 4031229.3839 | 4011073.2369 | 3991017.8708 | 3971062.7814 | 40272.0687 | 80398.834 | 119960.8217 | 160665.3962 | 201811.7226 | 243087.6226 | 284270.4338 | 325481.6766 | 366647.9079 | 407853.8487 | 40272.0687 | 40126.7653 | 39561.9877 | 40704.5746 | 41146.3264 | 41275.9 | 41182.8112 | 41211.2428 | 41166.2312 | 41205.9408
Res ¦ Basement Insulation | RET | R_Detached | Ottawa and Surrounding | Space Heating/Ventilation | Residential | NA | Residential Households | 25 | 1.3565 | 1.3754 | 1.3904 | 1.4018 | 1.4091 | 1.4027 | 1.4012 | 1.4014 | 1.4015 | 1.4017 | 2243.6609 | 2320.401 | 2392.6271 | 2460.4912 | 2522.8131 | 2561.5821 | 2610.0035 | 2662.5227 | 2716.0754 | 2770.7007 | 1654 | 1687.08 | 1720.8216 | 1755.238 | 1790.3428 | 1826.1496 | 1862.6726 | 1899.9261 | 1937.9246 | 1976.6831 | 589.6609 | 633.321 | 671.8055 | 705.2532 | 732.4703 | 735.4324 | 747.3308 | 762.5966 | 778.1508 | 794.0176 | 20289276.9206 | 20187830.536 | 20086891.3833 | 19986456.9264 | 19886524.6418 | 19787092.0185 | 19688156.5585 | 19589715.7757 | 19491767.1968 | 19394308.3608 | 20289276.9206 | 20187830.536 | 20086891.3833 | 19986456.9264 | 19886524.6418 | 19787092.0185 | 19688156.5585 | 19589715.7757 | 19491767.1968 | 19394308.3608 | 150472.6933 | 298997.3846 | 443616.4936 | 592631.4478 | 742688.1489 | 892340.5953 | 1040585.3579 | 1188065.8283 | 1334493.4113 | 1480332.9462 | 150472.6933 | 148524.6913 | 144619.109 | 149014.9542 | 150056.7011 | 149652.4464 | 148244.7626 | 147480.4705 | 146427.583 | 145839.5349
Res ¦ Drain Water Heat Recovery ¦ Retro | RET | R_Detached | Ottawa and Surrounding | Water Heating | Residential | NA | DHW tank | 20 | 0.37748 | 0.3839 | 0.3887 | 0.39218 | 0.39422 | 0.39421 | 0.39362 | 0.39362 | 0.39362 | 0.39363 | 339.7312 | 352.4182 | 363.9615 | 374.564 | 384.0487 | 391.7119 | 398.9512 | 406.9309 | 415.068 | 423.3786 | 900 | 918 | 936.36 | 955.0872 | 974.1889 | 993.6727 | 1013.5462 | 1033.8171 | 1054.4934 | 1075.5833 | -560.2688 | -565.5818 | -572.3985 | -580.5232 | -590.1403 | -601.9608 | -614.5949 | -626.8862 | -639.4254 | -652.2047 | 12531485.8145 | 12468828.3854 | 12406484.2435 | 12344451.8223 | 12282729.5632 | 12221315.9153 | 12160209.3358 | 12099408.2891 | 12038911.2476 | 11978716.6914 | 0 | 0 | 0 | 0 | 0 | 0 | 0 | 0 | 0 | 0 | 0 | 0 | 0 | 0 | 0 | 0 | 0 | 0 | 0 | 0 | 0 | 0 | 0 | 0 | 0 | 0 | 0 | 0 | 0 | 0
Res ¦ HVAC Zone Control | RET | R_Detached | Ottawa and Surrounding | Space Heating/Ventilation | Residential | NA | Residence | 20 | 0.71458 | 0.72335 | 0.73037 | 0.73575 | 0.7393 | 0.7366 | 0.73613 | 0.73643 | 0.73673 | 0.73704 | 714.5787 | 737.8196 | 759.8742 | 780.7868 | 800.2387 | 813.2673 | 828.9971 | 845.922 | 863.1928 | 880.8288 | 1000 | 1020 | 1040.4 | 1061.208 | 1082.4322 | 1104.0808 | 1126.1624 | 1148.6857 | 1171.6594 | 1195.0926 | -285.4213 | -282.1804 | -280.5258 | -280.4212 | -282.1934 | -290.8135 | -297.1653 | -302.7637 | -308.4666 | -314.2638 | 10348128.504 | 10296387.8615 | 10244905.9222 | 10193681.3926 | 10142712.9856 | 10091999.4207 | 10041539.4236 | 9991331.7265 | 9941375.0678 | 9891668.1925 | 0 | 0 | 0 | 0 | 0 | 0 | 0 | 0 | 0 | 0 | 0 | 0 | 0 | 0 | 0 | 0 | 0 | 0 | 0 | 0 | 0 | 0 | 0 | 0 | 0 | 0 | 0 | 0 | 0 | 0
Res ¦ Insulating Pool Covers ¦Retro | RET | R_Detached | Ottawa and Surrounding | Appliances/Other | Residential | NA | Pool | 10 | 0.69261 | 0.71239 | 0.72709 | 0.73772 | 0.74407 | 0.74386 | 0.74207 | 0.74207 | 0.74208 | 0.74206 | 831.1313 | 871.9626 | 907.7563 | 939.4537 | 966.4916 | 985.5425 | 1002.8359 | 1022.8899 | 1043.3587 | 1064.2027 | 1200 | 1224 | 1248.48 | 1273.4496 | 1298.9186 | 1324.897 | 1351.3949 | 1378.4228 | 1405.9913 | 1434.1111 | -368.8687 | -352.0374 | -340.7237 | -333.9959 | -332.427 | -339.3545 | -348.559 | -355.5329 | -362.6325 | -369.9084 | 1142205.2967 | 1136494.2702 | 1130811.7989 | 1125157.7399 | 1119531.9512 | 1113934.2914 | 1108364.62 | 1102822.7969 | 1097308.6829 | 1091822.1395 | 0 | 0 | 0 | 0 | 0 | 0 | 0 | 0 | 0 | 0 | 0 | 0 | 0 | 0 | 0 | 0 | 0 | 0 | 0 | 0 | 0 | 0 | 0 | 0 | 0 | 0 | 0 | 0 | 0 | 0
Res ¦ Low Flow Showerhead ¦ Retro | RET | R_Detached | Ottawa and Surrounding | Water Heating | Residential | NA | Showers | 10 | 28.9127 | 29.0748 | 29.2032 | 29.304 | 29.3752 | 29.4008 | 29.4165 | 29.4509 | 29.4904 | 29.5339 | 484.5775 | 497.0402 | 509.2197 | 521.1966 | 532.912 | 544.0445 | 555.2211 | 566.9882 | 579.1037 | 591.5571 | 16.76 | 17.0952 | 17.4371 | 17.7858 | 18.1416 | 18.5044 | 18.8745 | 19.252 | 19.637 | 20.0298 | 467.8175 | 479.945 | 491.7826 | 503.4108 | 514.7704 | 525.5401 | 536.3466 | 547.7362 | 559.4666 | 571.5273 | 1760154.1531 | 1751353.3823 | 1742596.6154 | 1733883.6323 | 1725214.2141 | 1716588.1431 | 1708005.2024 | 1699465.1763 | 1690967.8505 | 1682513.0112 | 1760154.1531 | 1751353.3823 | 1742596.6154 | 1733883.6323 | 1725214.2141 | 1716588.1431 | 1708005.2024 | 1699465.1763 | 1690967.8505 | 1682513.0112 | 58144.9323 | 119671.725 | 184357.6786 | 251897.6383 | 321903.726 | 393909.2221 | 467377.0048 | 541712.5831 | 616281.3138 | 690428.9251 | 58144.9323 | 61526.7927 | 64685.9536 | 67539.9597 | 70006.0877 | 72005.4961 | 73467.7827 | 74335.5783 | 74568.7307 | 74147.6113
Res ¦ Programmable Thermostat - RET | RET | R_Detached | Ottawa and Surrounding | Space Heating/Ventilation | Residential | NA | Thermostat | 15 | 2.7876 | 2.8233 | 2.8518 | 2.8739 | 2.8887 | 2.8782 | 2.8768 | 2.8787 | 2.8805 | 2.8824 | 836.2769 | 863.9156 | 890.1159 | 914.9534 | 938.0384 | 953.3224 | 971.9276 | 992.001 | 1012.489 | 1033.4155 | 300 | 306 | 312.12 | 318.3624 | 324.7296 | 331.2242 | 337.8487 | 344.6057 | 351.4978 | 358.5278 | 536.2769 | 557.9156 | 577.9959 | 596.591 | 613.3088 | 622.0981 | 634.0789 | 647.3953 | 660.9912 | 674.8877 | 8781470.8294 | 8737563.4753 | 8693875.6579 | 8650406.2796 | 8607154.2482 | 8564118.477 | 8521297.8846 | 8478691.3952 | 8436297.9382 | 8394116.4485 | 8781470.8294 | 8737563.4753 | 8693875.6579 | 8650406.2796 | 8607154.2482 | 8564118.477 | 8521297.8846 | 8478691.3952 | 8436297.9382 | 8394116.4485 | 206085.2059 | 419226.5959 | 638425.9398 | 865342.379 | 1098514.1169 | 1336846.4214 | 1579268.4503 | 1825109.8987 | 2073381.2811 | 2323268.7416 | 206085.2059 | 213141.39 | 219199.3438 | 226916.4393 | 233171.7379 | 238332.3045 | 242422.0289 | 245841.4484 | 248271.3823 | 249887.4606
Res ¦ Solar Pool Heater ¦ Retro | RET | R_Detached | Ottawa and Surrounding | Appliances/Other | Residential | NA | Pool Heater | 20 | 2.3317 | 2.3726 | 2.4029 | 2.4249 | 2.438 | 2.4375 | 2.4337 | 2.4337 | 2.4336 | 2.4336 | 3381.0003 | 3509.0248 | 3625.0336 | 3731.3323 | 3826.4629 | 3902.2044 | 3974.0944 | 4053.4889 | 4134.5043 | 4217.0738 | 1450 | 1479 | 1508.58 | 1538.7516 | 1569.5266 | 1600.9172 | 1632.9355 | 1665.5942 | 1698.9061 | 1732.8842 | 1931.0003 | 2030.0248 | 2116.4536 | 2192.5807 | 2256.9363 | 2301.2873 | 2341.1589 | 2387.8947 | 2435.5982 | 2484.1896 | 5507061.2519 | 5479525.9457 | 5452128.3159 | 5424867.6743 | 5397743.336 | 5370754.6193 | 5343900.8462 | 5317181.342 | 5290595.4353 | 5264142.4581 | 5507061.2519 | 5479525.9457 | 5452128.3159 | 5424867.6743 | 5397743.336 | 5370754.6193 | 5343900.8462 | 5317181.342 | 5290595.4353 | 5264142.4581 | 118317.3676 | 239103.8875 | 361301.0037 | 487603.1894 | 616522.9578 | 747167.9442 | 878754.0287 | 1011138.7745 | 1143802.5426 | 1276543.1515 | 118317.3676 | 120786.5199 | 122197.1161 | 126302.1857 | 128919.7685 | 130644.9864 | 131586.0844 | 132384.7459 | 132663.768 | 132740.6089
Res ¦ Behavioural Mailed Reports | ROB | R_Detached | Ottawa and Surrounding | Cross Cutting/Behavioural | Residential | NA | Residential Households | 3 | 1.418 | 1.5078 | 1.6497 | 1.7391 | 1.7896 | 1.7471 | 1.7352 | 1.7352 | 1.7353 | 1.7354 | 10.9899 | 11.9188 | 13.3019 | 14.3033 | 15.0124 | 14.9493 | 15.1448 | 15.4475 | 15.7571 | 16.0734 | 7.75 | 7.905 | 8.0631 | 8.2244 | 8.3888 | 8.5566 | 8.7278 | 8.9023 | 9.0804 | 9.262 | 3.2399 | 4.0138 | 5.2388 | 6.079 | 6.6235 | 6.3927 | 6.417 | 6.5452 | 6.6768 | 6.8114 | 2677135.0464 | 2663749.3712 | 2650430.6243 | 2637178.4712 | 2623992.5788 | 2610872.6159 | 2597818.2529 | 2584829.1616 | 2571905.0158 | 2559045.4907 | 2677135.0464 | 2663749.3712 | 2650430.6243 | 2637178.4712 | 2623992.5788 | 2610872.6159 | 2597818.2529 | 2584829.1616 | 2571905.0158 | 2559045.4907 | 447994.1105 | 768994.2718 | 1011088.3592 | 1203648.6963 | 1364479.3202 | 1504278.4565 | 1629402.5067 | 1743572.5303 | 1848927.1664 | 1946672.2888 | 447994.1105 | 321000.1613 | 242094.0874 | 192560.3372 | 160830.6238 | 139799.1363 | 125124.0502 | 114170.0236 | 105354.6362 | 97745.1224
Res ¦ Combination Space Water Heating | ROB | R_Detached | Ottawa and Surrounding | Water Heating | Residential | Res¦Water Heater | Residence | 20 | 2.6772 | 2.689 | 2.6985 | 2.7062 | 2.7119 | 2.7145 | 2.7162 | 2.719 | 2.7218 | 2.7248 | 1820.4984 | 1865.1199 | 1909.1392 | 1952.8393 | 1996.0701 | 2037.9941 | 2080.0704 | 2123.8276 | 2168.5586 | 2214.3586 | 680 | 693.6 | 707.472 | 721.6214 | 736.0539 | 750.7749 | 765.7904 | 781.1063 | 796.7284 | 812.6629 | 1140.4984 | 1171.5199 | 1201.6672 | 1231.2179 | 1260.0162 | 1287.2191 | 1314.2799 | 1342.7213 | 1371.8303 | 1401.6956 | 3069616.2032 | 3054268.1222 | 3038996.7816 | 3023801.7977 | 3008682.7887 | 2993639.3748 | 2978671.1779 | 2963777.822 | 2948958.9329 | 2934214.1382 | 3069616.2032 | 3054268.1222 | 3038996.7816 | 3023801.7977 | 3008682.7887 | 2993639.3748 | 2978671.1779 | 2963777.822 | 2948958.9329 | 2934214.1382 | 90687.4749 | 177380.0433 | 260227.4198 | 340039.0531 | 416803.146 | 490636.9775 | 561683.4425 | 630183.3864 | 696303.0846 | 760245.517 | 90687.4749 | 86692.5685 | 82847.3764 | 79811.6334 | 76764.0929 | 73833.8315 | 71046.465 | 68499.9439 | 66119.6981 | 63942.4324
Res ¦ HE Condensing Furnace | ROB | R_Detached | Ottawa and Surrounding | Space Heating/Ventilation | Residential | NA | Furnace | 18 | 0.22426 | 0.22845 | 0.23178 | 0.23429 | 0.23589 | 0.23443 | 0.23406 | 0.23407 | 0.23406 | 0.23406 | 396.2754 | 411.7523 | 426.0945 | 439.3335 | 451.1862 | 457.3564 | 465.7673 | 475.0893 | 484.5893 | 494.2744 | 1767 | 1802.34 | 1838.3868 | 1875.1545 | 1912.6576 | 1950.9108 | 1989.929 | 2029.7276 | 2070.3221 | 2111.7286 | -1370.7246 | -1390.5877 | -1412.2923 | -1435.8211 | -1461.4714 | -1493.5544 | -1524.1617 | -1554.6383 | -1585.7328 | -1617.4542 | 10541581.119 | 10488873.2134 | 10436428.8473 | 10384246.7031 | 10332325.4696 | 10280663.8422 | 10229260.523 | 10178114.2204 | 10127223.6493 | 10076587.5311 | 0 | 0 | 0 | 0 | 0 | 0 | 0 | 0 | 0 | 0 | 0 | 0 | 0 | 0 | 0 | 0 | 0 | 0 | 0 | 0 | 0 | 0 | 0 | 0 | 0 | 0 | 0 | 0 | 0 | 0
Res ¦ HE Storage Water Heating | ROB | R_Detached | Ottawa and Surrounding | Water Heating | Residential | Res¦Water Heater | Water heater | 16 | 0.33577 | 0.34238 | 0.34733 | 0.35092 | 0.35302 | 0.35301 | 0.3524 | 0.3524 | 0.3524 | 0.3524 | 181.3135 | 188.5842 | 195.1372 | 201.0942 | 206.3476 | 210.4644 | 214.3046 | 218.5908 | 222.961 | 227.4234 | 540 | 550.8 | 561.816 | 573.0523 | 584.5134 | 596.2036 | 608.1277 | 620.2903 | 632.6961 | 645.35 | -358.6865 | -362.2158 | -366.6788 | -371.9581 | -378.1658 | -385.7393 | -393.8232 | -401.6995 | -409.7351 | -417.9265 | 7434566.9036 | 7397394.0691 | 7360407.0987 | 7323605.0633 | 7286987.0379 | 7250552.1027 | 7214299.3422 | 7178227.8455 | 7142336.7063 | 7106625.0228 | 0 | 0 | 0 | 0 | 0 | 0 | 0 | 0 | 0 | 0 | 0 | 0 | 0 | 0 | 0 | 0 | 0 | 0 | 0 | 0 | 0 | 0 | 0 | 0 | 0 | 0 | 0 | 0 | 0 | 0
Res ¦ Tankless Water Heater | ROB | R_Detached | Ottawa and Surrounding | Water Heating | Residential | Res¦Water Heater | DHW tank | 18 | 0.54447 | 0.55437 | 0.56178 | 0.56715 | 0.5703 | 0.57028 | 0.56937 | 0.56937 | 0.56936 | 0.56937 | 408.3517 | 424.0931 | 438.3556 | 451.397 | 462.9848 | 472.2225 | 480.9035 | 490.5208 | 500.3261 | 510.3413 | 750 | 765 | 780.3 | 795.906 | 811.8241 | 828.0606 | 844.6218 | 861.5143 | 878.7445 | 896.3194 | -341.6483 | -340.9069 | -341.9444 | -344.509 | -348.8393 | -355.8381 | -363.7183 | -370.9934 | -378.4184 | -385.9782 | 15456932.6546 | 15379647.9914 | 15302749.7514 | 15226236.0027 | 15150104.8226 | 15074354.2985 | 14998982.527 | 14923987.6144 | 14849367.6763 | 14775120.8379 | 0 | 0 | 0 | 0 | 0 | 0 | 0 | 0 | 0 | 0 | 0 | 0 | 0 | 0 | 0 | 0 | 0 | 0 | 0 | 0 | 0 | 0 | 0 | 0 | 0 | 0 | 0 | 0 | 0 | 0
Res ¦ Triple Glazed Low-E Argon Windows ¦ ROB | ROB | R_Detached | Ottawa and Surrounding | Space Heating/Ventilation | Residential | NA | Residential Households | 30 | 0.5635 | 0.5751 | 0.58423 | 0.59108 | 0.59531 | 0.59087 | 0.58953 | 0.58922 | 0.5889 | 0.58855 | 850.8796 | 885.7646 | 917.8338 | 947.1531 | 973.0204 | 985.0834 | 1002.4995 | 1022.015 | 1041.8783 | 1062.0877 | 1510 | 1540.2 | 1571.004 | 1602.4241 | 1634.4726 | 1667.162 | 1700.5053 | 1734.5154 | 1769.2057 | 1804.5898 | -659.1204 | -654.4354 | -653.1702 | -655.271 | -661.4522 | -682.0786 | -698.0057 | -712.5003 | -727.3273 | -742.5021 | 30725059.3001 | 30571434.0036 | 30418576.8336 | 30266483.9494 | 30115151.5297 | 29964575.772 | 29814752.8932 | 29665679.1287 | 29517350.7331 | 29369763.9794 | 0 | 0 | 0 | 0 | 0 | 0 | 0 | 0 | 0 | 0 | 0 | 0 | 0 | 0 | 0 | 0 | 0 | 0 | 0 | 0 | 0 | 0 | 0 | 0 | 0 | 0 | 0 | 0 | 0 | 0
LI ¦ Behavioural Mailed Reports | NEW | R_Low Income Detached | Ottawa and Surrounding | Cross Cutting/Behavioural | Low Income | NA | Residential Households | 3 | 1.418 | 1.5078 | 1.6497 | 1.7391 | 1.7896 | 1.7471 | 1.7352 | 1.7352 | 1.7353 | 1.7354 | 10.9899 | 11.9188 | 13.3019 | 14.3033 | 15.0124 | 14.9493 | 15.1448 | 15.4475 | 15.7571 | 16.0734 | 7.75 | 7.905 | 8.0631 | 8.2244 | 8.3888 | 8.5566 | 8.7278 | 8.9023 | 9.0804 | 9.262 | 3.2399 | 4.0138 | 5.2388 | 6.079 | 6.6235 | 6.3927 | 6.417 | 6.5452 | 6.6768 | 6.8114 | 6541.702 | 13135.7376 | 19782.9507 | 26484.1954 | 33240.3359 | 40052.247 | 46920.814 | 53846.9329 | 60831.5106 | 67875.4651 | 6541.702 | 13135.7376 | 19782.9507 | 26484.1954 | 33240.3359 | 40052.247 | 46920.814 | 53846.9329 | 60831.5106 | 67875.4651 | 5233.3616 | 10508.5901 | 15889.2927 | 21402.2151 | 27061.1157 | 32871.1858 | 38832.3247 | 44941.3551 | 51193.4489 | 57583.0175 | 5233.3616 | 5275.2285 | 5380.7026 | 5512.9224 | 5658.9006 | 5810.0701 | 5961.1389 | 6109.0304 | 6252.0938 | 6389.5686
LI ¦ Combination Space Water Heating | NEW | R_Low Income Detached | Ottawa and Surrounding | Water Heating | Low Income | LI ¦Water Heater | Residence | 20 | 2.6772 | 2.689 | 2.6985 | 2.7062 | 2.7119 | 2.7145 | 2.7162 | 2.719 | 2.7218 | 2.7248 | 1820.4984 | 1865.1199 | 1909.1392 | 1952.8393 | 1996.0701 | 2037.9941 | 2080.0704 | 2123.8276 | 2168.5586 | 2214.3586 | 680 | 693.6 | 707.472 | 721.6214 | 736.0539 | 750.7749 | 765.7904 | 781.1063 | 796.7284 | 812.6629 | 1140.4984 | 1171.5199 | 1201.6672 | 1231.2179 | 1260.0162 | 1287.2191 | 1314.2799 | 1342.7213 | 1371.8303 | 1401.6956 | 7500.7477 | 15061.5013 | 22683.2286 | 30366.9086 | 38113.5325 | 45924.1032 | 53799.6359 | 61741.1579 | 69749.7091 | 77826.3419 | 7500.7477 | 15061.5013 | 22683.2286 | 30366.9086 | 38113.5325 | 45924.1032 | 53799.6359 | 61741.1579 | 69749.7091 | 77826.3419 | 7500.7477 | 15061.5013 | 22683.2286 | 30366.9086 | 38113.5325 | 45924.1032 | 53799.6359 | 61741.1579 | 69749.7091 | 77826.3419 | 7500.7477 | 7560.7537 | 7621.7272 | 7683.68 | 7746.6239 | 7810.5707 | 7875.5327 | 7941.522 | 8008.5512 | 8076.6328
LI ¦ Drain Water Heat Recovery ¦ New | NEW | R_Low Income Detached | Ottawa and Surrounding | Water Heating | Low Income | NA | DHW tank | 20 | 0.48533 | 0.49358 | 0.49975 | 0.50423 | 0.50686 | 0.50684 | 0.50608 | 0.50608 | 0.50608 | 0.50609 | 339.7312 | 352.4182 | 363.9615 | 374.564 | 384.0487 | 391.7119 | 398.9512 | 406.9309 | 415.068 | 423.3786 | 700 | 714 | 728.28 | 742.8456 | 757.7025 | 772.8566 | 788.3137 | 804.08 | 820.1616 | 836.5648 | -360.2688 | -361.5818 | -364.3185 | -368.2816 | -373.6538 | -381.1447 | -389.3625 | -397.149 | -405.0935 | -413.1862 | 30621.2591 | 61487.4883 | 92602.6376 | 123970.7049 | 155595.7359 | 187481.8252 | 219633.1169 | 252053.8053 | 284748.1354 | 317720.4036 | 0 | 0 | 0 | 0 | 0 | 0 | 0 | 0 | 0 | 0 | 0 | 0 | 0 | 0 | 0 | 0 | 0 | 0 | 0 | 0 | 0 | 0 | 0 | 0 | 0 | 0 | 0 | 0 | 0 | 0
LI ¦ Energy Star Home ¦ New | NEW | R_Low Income Detached | Ottawa and Surrounding | Space Heating/Ventilation | Low Income | NA | Residential Households | 25 | 1.8786 | 1.8975 | 1.9126 | 1.9242 | 1.9319 | 1.9264 | 1.9255 | 1.9264 | 1.9272 | 1.9281 | 6011.5144 | 6193.3002 | 6367.453 | 6534.3348 | 6691.8073 | 6805.9401 | 6939.0456 | 7080.8741 | 7225.6205 | 7373.4446 | 3200 | 3264 | 3329.28 | 3395.8656 | 3463.7829 | 3533.0586 | 3603.7197 | 3675.7941 | 3749.31 | 3824.2962 | 2811.5144 | 2929.3002 | 3038.173 | 3138.4692 | 3228.0244 | 3272.8815 | 3335.3259 | 3405.08 | 3476.3105 | 3549.1484 | 0 | 0 | 0 | 0 | 0 | 0 | 0 | 0 | 0 | 0 | 0 | 0 | 0 | 0 | 0 | 0 | 0 | 0 | 0 | 0 | 0 | 0 | 0 | 0 | 0 | 0 | 0 | 0 | 0 | 0 | 0 | 0 | 0 | 0 | 0 | 0 | 0 | 0 | 0 | 0
LI ¦ HE Storage Water Heating | NEW | R_Low Income Detached | Ottawa and Surrounding | Water Heating | Low Income | LI ¦Water Heater | Water heater | 16 | 0.33577 | 0.34238 | 0.34733 | 0.35092 | 0.35302 | 0.35301 | 0.3524 | 0.3524 | 0.3524 | 0.3524 | 181.3135 | 188.5842 | 195.1372 | 201.0942 | 206.3476 | 210.4644 | 214.3046 | 218.5908 | 222.961 | 227.4234 | 540 | 550.8 | 561.816 | 573.0523 | 584.5134 | 596.2036 | 608.1277 | 620.2903 | 632.6961 | 645.35 | -358.6865 | -362.2158 | -366.6788 | -371.9581 | -378.1658 | -385.7393 | -393.8232 | -401.6995 | -409.7351 | -417.9265 | 18166.7045 | 36478.7426 | 54938.4578 | 73548.2219 | 92310.4351 | 111227.5267 | 130301.9551 | 149536.2088 | 168932.8061 | 188494.2961 | 0 | 0 | 0 | 0 | 0 | 0 | 0 | 0 | 0 | 0 | 0 | 0 | 0 | 0 | 0 | 0 | 0 | 0 | 0 | 0 | 0 | 0 | 0 | 0 | 0 | 0 | 0 | 0 | 0 | 0
LI ¦ Low Flow Showerhead ¦ New | NEW | R_Low Income Detached | Ottawa and Surrounding | Water Heating | Low Income | NA | Showers | 10 | 30.0259 | 30.1976 | 30.3333 | 30.4398 | 30.5146 | 30.5411 | 30.5569 | 30.5925 | 30.6333 | 30.6783 | 503.2341 | 516.2335 | 528.9258 | 541.3968 | 553.5832 | 565.1448 | 576.7461 | 588.9659 | 601.5469 | 614.4783 | 16.76 | 17.0952 | 17.4371 | 17.7858 | 18.1416 | 18.5044 | 18.8745 | 19.252 | 19.637 | 20.0298 | 486.4741 | 499.1383 | 511.4887 | 523.6109 | 535.4417 | 546.6404 | 557.8717 | 569.7139 | 581.9098 | 594.4485 | 9972.9837 | 20025.7513 | 30159.5892 | 40375.7995 | 50675.6999 | 61060.6239 | 71531.9213 | 82090.9579 | 92739.1164 | 103477.7961 | 9972.9837 | 20025.7513 | 30159.5892 | 40375.7995 | 50675.6999 | 61060.6239 | 71531.9213 | 82090.9579 | 92739.1164 | 103477.7961 | 7978.387 | 16020.601 | 24371.6942 | 33007.056 | 41905.4572 | 51048.2252 | 60418.8974 | 70002.9718 | 79787.6979 | 89761.898 | 7978.387 | 8042.2141 | 8351.0932 | 8635.3618 | 8898.4013 | 9142.768 | 9370.6722 | 9584.0744 | 9784.7261 | 9974.2002
LI ¦ Programmable Thermostat - NEW | NEW | R_Low Income Detached | Ottawa and Surrounding | Space Heating/Ventilation | Low Income | NA | Thermostat | 15 | 3.4919 | 3.5272 | 3.5557 | 3.578 | 3.5933 | 3.5842 | 3.5841 | 3.5871 | 3.5901 | 3.5933 | 698.3894 | 719.5506 | 739.8666 | 759.3982 | 777.8997 | 791.4526 | 807.2453 | 824.0865 | 841.2846 | 858.8612 | 200 | 204 | 208.08 | 212.2416 | 216.4864 | 220.8162 | 225.2325 | 229.7371 | 234.3319 | 239.0185 | 498.3894 | 515.5506 | 531.7866 | 547.1566 | 561.4132 | 570.6364 | 582.0128 | 594.3493 | 606.9527 | 619.8427 | 20236.046 | 40633.9803 | 61196.4134 | 81925.9873 | 102825.3754 | 123897.2839 | 145144.4513 | 166569.6494 | 188175.6834 | 209965.3927 | 20236.046 | 40633.9803 | 61196.4134 | 81925.9873 | 102825.3754 | 123897.2839 | 145144.4513 | 166569.6494 | 188175.6834 | 209965.3927 | 16188.8368 | 32507.1842 | 49453.0966 | 66976.4507 | 85034.4492 | 103589.423 | 122608.0753 | 142060.9894 | 161922.2281 | 182168.9855 | 16188.8368 | 16318.3475 | 16945.9124 | 17523.354 | 18057.9985 | 18554.9738 | 19018.6524 | 19452.914 | 19861.2388 | 20246.7574
LI ¦ Tankless Water Heater | NEW | R_Low Income Detached | Ottawa and Surrounding | Water Heating | Low Income | LI ¦Water Heater | DHW tank | 18 | 0.54447 | 0.55437 | 0.56178 | 0.56715 | 0.5703 | 0.57028 | 0.56937 | 0.56937 | 0.56936 | 0.56937 | 408.3517 | 424.0931 | 438.3556 | 451.397 | 462.9848 | 472.2225 | 480.9035 | 490.5208 | 500.3261 | 510.3413 | 750 | 765 | 780.3 | 795.906 | 811.8241 | 828.0606 | 844.6218 | 861.5143 | 878.7445 | 896.3194 | -341.6483 | -340.9069 | -341.9444 | -344.509 | -348.8393 | -355.8381 | -363.7183 | -370.9934 | -378.4184 | -385.9782 | 37769.7223 | 75841.6024 | 114220.5126 | 152911.3838 | 191919.2063 | 231249.0305 | 270905.9682 | 310895.1925 | 351221.9395 | 391891.5087 | 0 | 0 | 0 | 0 | 0 | 0 | 0 | 0 | 0 | 0 | 0 | 0 | 0 | 0 | 0 | 0 | 0 | 0 | 0 | 0 | 0 | 0 | 0 | 0 | 0 | 0 | 0 | 0 | 0 | 0
LI ¦ Triple Glazed Low-E Argon Windows ¦ New | NEW | R_Low Income Detached | Ottawa and Surrounding | Space Heating/Ventilation | Low Income | NA | Residential Households | 30 | 1.7076 | 1.7427 | 1.7704 | 1.7911 | 1.804 | 1.7905 | 1.7865 | 1.7855 | 1.7845 | 1.7835 | 850.8796 | 885.7646 | 917.8338 | 947.1531 | 973.0204 | 985.0834 | 1002.4995 | 1022.015 | 1041.8783 | 1062.0877 | 498.3 | 508.266 | 518.4313 | 528.7999 | 539.3759 | 550.1635 | 561.1667 | 572.3901 | 583.8379 | 595.5146 | 352.5796 | 377.4986 | 399.4025 | 418.3532 | 433.6444 | 434.9199 | 441.3328 | 449.625 | 458.0405 | 466.5731 | 75078.0885 | 150756.8018 | 227045.8248 | 303954.9592 | 381494.1247 | 459673.3605 | 538502.8274 | 617992.8087 | 698153.7126 | 778996.0733 | 75078.0885 | 150756.8018 | 227045.8248 | 303954.9592 | 381494.1247 | 459673.3605 | 538502.8274 | 617992.8087 | 698153.7126 | 778996.0733 | 25376.3939 | 50955.799 | 81060.2813 | 115391.0404 | 153729.0674 | 195874.5959 | 241637.0365 | 290832.6694 | 343284.3362 | 398828.2574 | 25376.3939 | 25579.4051 | 30104.4823 | 34330.7591 | 38338.0269 | 42145.5285 | 45762.4406 | 49195.6329 | 52451.6668 | 55543.9212
LI ¦ 90 AFUE Furnace Early Replcmnt. BA 60% AFUE | RET | R_Low Income Detached | Ottawa and Surrounding | Space Heating/Ventilation | Low Income | NA | Furnace | 3 | 0.72898 | 0.77517 | 0.85082 | 0.89758 | 0.92396 | 0.89986 | 0.89381 | 0.89382 | 0.89384 | 0.89379 | 377.6093 | 409.5693 | 458.5322 | 493.4051 | 518.0661 | 514.6433 | 521.404 | 531.8376 | 542.4895 | 553.3103 | 518 | 528.36 | 538.9272 | 549.7057 | 560.6999 | 571.9139 | 583.3521 | 595.0192 | 606.9196 | 619.058 | -140.3907 | -118.7907 | -80.395 | -56.3006 | -42.6337 | -57.2705 | -61.9481 | -63.1815 | -64.4301 | -65.7477 | 753599.9624 | 749831.9625 | 746082.8027 | 742352.3887 | 738640.6268 | 734947.4236 | 731272.6865 | 727616.3231 | 723978.2415 | 720358.3503 | 753599.9624 | 749831.9625 | 746082.8027 | 742352.3887 | 738640.6268 | 734947.4236 | 731272.6865 | 727616.3231 | 723978.2415 | 720358.3503 | 22644.9253 | 46681.2929 | 72045.3245 | 98642.82 | 126348.0466 | 155003.957 | 184423.9588 | 214395.3559 | 244684.4482 | 275043.1183 | 22644.9253 | 24036.3676 | 25364.0316 | 26597.4956 | 27705.2266 | 28655.9104 | 29420.0018 | 29971.3971 | 30289.0923 | 30358.6701
LI ¦ Above Grade Wall Insulation | RET | R_Low Income Detached | Ottawa and Surrounding | Space Heating/Ventilation | Low Income | NA | Residential Households | 25 | 0.73171 | 0.7412 | 0.74876 | 0.75451 | 0.75824 | 0.75509 | 0.7544 | 0.75455 | 0.75469 | 0.75483 | 1170.7291 | 1209.6417 | 1246.4105 | 1281.1127 | 1313.1809 | 1333.8968 | 1359.3226 | 1386.7795 | 1414.7828 | 1443.3555 | 1600 | 1632 | 1664.64 | 1697.9328 | 1731.8915 | 1766.5293 | 1801.8599 | 1837.8971 | 1874.655 | 1912.1481 | -429.2709 | -422.3583 | -418.2295 | -416.8201 | -418.7105 | -432.6324 | -442.5373 | -451.1175 | -459.8722 | -468.7927 | 1824295.4076 | 1815173.9306 | 1806098.061 | 1797067.5706 | 1788082.2328 | 1779141.8216 | 1770246.1125 | 1761394.882 | 1752587.9075 | 1743824.968 | 1824295.4076 | 1815173.9306 | 1806098.061 | 1797067.5706 | 1788082.2328 | 1779141.8216 | 1770246.1125 | 1761394.882 | 1752587.9075 | 1743824.968 | 40943.3141 | 81006.9002 | 119843.9396 | 157868.4421 | 194583.4271 | 229820.0918 | 263780.7867 | 296384.4183 | 327486.9734 | 357047.789 | 40943.3141 | 40063.586 | 38837.0394 | 38024.5025 | 36714.985 | 35236.6647 | 33960.6949 | 32603.6316 | 31102.5551 | 29560.8157
LI ¦ Air Sealing ¦ Retro | RET | R_Low Income Detached | Ottawa and Surrounding | Space Heating/Ventilation | Low Income | NA | Residential Households | 1 | 2.4785 | 2.6439 | 2.7932 | 2.9527 | 3.4371 | 3.2579 | 3.1977 | 3.1983 | 3.1986 | 3.198 | 49.569 | 53.9359 | 58.1202 | 62.6696 | 74.4084 | 71.939 | 72.0221 | 73.4768 | 74.9544 | 76.4375 | 20 | 20.4 | 20.808 | 21.2242 | 21.6486 | 22.0816 | 22.5232 | 22.9737 | 23.4332 | 23.9019 | 29.569 | 33.5359 | 37.3122 | 41.4454 | 52.7598 | 49.8574 | 49.4988 | 50.5031 | 51.5212 | 52.5356 | 1864339.4197 | 1855017.7226 | 1845742.634 | 1836513.9209 | 1827331.3513 | 1818194.6945 | 1809103.721 | 1800058.2024 | 1791057.9114 | 1782102.6219 | 1864339.4197 | 1855017.7226 | 1845742.634 | 1836513.9209 | 1827331.3513 | 1818194.6945 | 1809103.721 | 1800058.2024 | 1791057.9114 | 1782102.6219 | 56021.5352 | 115485.3753 | 178233.7382 | 244033.5815 | 312573.8531 | 383466.032 | 456248.5052 | 530395.0814 | 605327.6074 | 680432.2627 | 56021.5352 | 59463.8401 | 62748.3629 | 65799.8433 | 68540.2716 | 70892.1788 | 72782.4732 | 74146.5762 | 74932.526 | 75104.6553
LI ¦ Attic Insulation | RET | R_Low Income Detached | Ottawa and Surrounding | Space Heating/Ventilation | Low Income | NA | Residential Households | 25 | 1.597 | 1.6176 | 1.6339 | 1.6464 | 1.6544 | 1.6476 | 1.6462 | 1.6465 | 1.6468 | 1.6472 | 926.2846 | 956.9532 | 985.948 | 1013.3297 | 1038.6547 | 1055.0965 | 1075.2302 | 1096.9598 | 1119.1224 | 1141.7365 | 580 | 591.6 | 603.432 | 615.5006 | 627.8107 | 640.3669 | 653.1742 | 666.2377 | 679.5624 | 693.1537 | 346.2846 | 365.3532 | 382.516 | 397.8291 | 410.844 | 414.7296 | 422.056 | 430.7221 | 439.56 | 448.5828 | 561138.5162 | 558332.8237 | 555541.1595 | 552763.4537 | 549999.6365 | 547249.6383 | 544513.3901 | 541790.8232 | 539081.869 | 536386.4597 | 561138.5162 | 558332.8237 | 555541.1595 | 552763.4537 | 549999.6365 | 547249.6383 | 544513.3901 | 541790.8232 | 539081.869 | 536386.4597 | 16861.6513 | 34759.3853 | 53645.7119 | 73450.4889 | 94080.0942 | 115417.5886 | 137324.0337 | 159641.0535 | 182194.6325 | 204800.0199 | 16861.6513 | 17897.734 | 18886.3266 | 19804.777 | 20629.6053 | 21337.4945 | 21906.445 | 22317.0198 | 22553.579 | 22605.3874
LI ¦ Basement Insulation | RET | R_Low Income Detached | Ottawa and Surrounding | Space Heating/Ventilation | Low Income | NA | Residential Households | 25 | 1.3565 | 1.3754 | 1.3904 | 1.4018 | 1.4091 | 1.4027 | 1.4012 | 1.4014 | 1.4015 | 1.4017 | 2243.6609 | 2320.401 | 2392.6271 | 2460.4912 | 2522.8131 | 2561.5821 | 2610.0035 | 2662.5227 | 2716.0754 | 2770.7007 | 1654 | 1687.08 | 1720.8216 | 1755.238 | 1790.3428 | 1826.1496 | 1862.6726 | 1899.9261 | 1937.9246 | 1976.6831 | 589.6609 | 633.321 | 671.8055 | 705.2532 | 732.4703 | 735.4324 | 747.3308 | 762.5966 | 778.1508 | 794.0176 | 2740549.323 | 2726846.5764 | 2713212.3435 | 2699646.2818 | 2686148.0504 | 2672717.3101 | 2659353.7236 | 2646056.9549 | 2632826.6702 | 2619662.5368 | 2740549.323 | 2726846.5764 | 2713212.3435 | 2699646.2818 | 2686148.0504 | 2672717.3101 | 2659353.7236 | 2646056.9549 | 2632826.6702 | 2619662.5368 | 82350.7666 | 169761.6667 | 262000.7631 | 358725.4872 | 459478.5974 | 563688.9738 | 670678.0529 | 779672.3418 | 889821.9644 | 1000224.6143 | 82350.7666 | 87410.9 | 92239.0964 | 96724.7241 | 100753.1102 | 104210.3764 | 106989.0791 | 108994.2889 | 110149.6226 | 110402.6499
LI ¦ Drain Water Heat Recovery ¦ Retro | RET | R_Low Income Detached | Ottawa and Surrounding | Water Heating | Low Income | NA | DHW tank | 20 | 0.37748 | 0.3839 | 0.3887 | 0.39218 | 0.39422 | 0.39421 | 0.39362 | 0.39362 | 0.39362 | 0.39363 | 339.7312 | 352.4182 | 363.9615 | 374.564 | 384.0487 | 391.7119 | 398.9512 | 406.9309 | 415.068 | 423.3786 | 900 | 918 | 936.36 | 955.0872 | 974.1889 | 993.6727 | 1013.5462 | 1033.8171 | 1054.4934 | 1075.5833 | -560.2688 | -565.5818 | -572.3985 | -580.5232 | -590.1403 | -601.9608 | -614.5949 | -626.8862 | -639.4254 | -652.2047 | 1692675.1554 | 1684211.7796 | 1675790.7207 | 1667411.7671 | 1659074.7083 | 1650779.3348 | 1642525.4381 | 1634312.8109 | 1626141.2468 | 1618010.5406 | 0 | 0 | 0 | 0 | 0 | 0 | 0 | 0 | 0 | 0 | 0 | 0 | 0 | 0 | 0 | 0 | 0 | 0 | 0 | 0 | 0 | 0 | 0 | 0 | 0 | 0 | 0 | 0 | 0 | 0